## State 2023
State | RCU State | 2023 EGU control strategy | 2026 EGU control strategy | 2021 OS NOx | 2021 OS Heat Input | 2021 OS Generation | Baseline 2023 OS NOx | Baseline 2023 OS Heat Input | Baseline 2023 OS Generation | Baseline 2023 OS NOx + SCR Optimize | Baseline 2023 OS NOx + SCR Optimize + SOA CC | Baseline 2023 OS NOx + SCR Optimize + SNCR Optimize | Baseline 2023 OS NOx + SCR Optimize + SOA CC + SNCR Optimize | Baseline 2023 OS NOx + SCR Optimize + SOA CC + SNCR Optimize + SCR (Half)/SNCR Retrofit | Baseline 2023 OS NOx + SCR Optimize + SOA CC + SNCR Optimize + SCR/SNCR Retrofit | 2023 State Budget | State | 2021 OS NOx | 2021 OS Heat Input | 2021 OS Generation | Baseline 2023 OS NOx | Baseline 2023 OS Heat Input | Baseline 2023 OS Generation | Baseline 2023 OS NOx + SCR Optimize | Baseline 2023 OS NOx + SCR Optimize + SOA CC | Baseline 2023 OS NOx + SCR Optimize + SNCR Optimize | Baseline 2023 OS NOx + SCR Optimize + SOA CC + SNCR Optimize | Baseline 2023 OS NOx + SCR Optimize + SOA CC + SNCR Optimize + SCR (Half)/SNCR Retrofit | Baseline 2023 OS NOx + SCR Optimize + SOA CC + SNCR Optimize + SCR/SNCR Retrofit | Summer NOx new units (>25MW) | Summer HI new units (>25MW) | Summer Gen new units (>25MW) | Summer new units (>25MW) | NOx | Heat Input | Generation | Budget Adjustment | Baseline 2023 OS NOx | Baseline 2023 OS Heat Input | Baseline 2023 OS Generation | Baseline 2023 OS NOx + SCR Optimize | Baseline 2023 OS NOx + SCR Optimize + SOA CC | Baseline 2023 OS NOx + SCR Optimize + SNCR Optimize | Baseline 2023 OS NOx + SCR Optimize + SOA CC + SNCR Optimize | Baseline 2023 OS NOx + SCR Optimize + SOA CC + SNCR Optimize + SCR (Half)/SNCR Retrofit | Baseline 2023 OS NOx + SCR Optimize + SOA CC + SNCR Optimize + SCR/SNCR Retrofit
Alabama |  | X |  | 6648.003 | 313037541.457 | 37219185.95 | 6411.5555 | 313037541.457 | 37219185.95 | 6379.1497 | 6379.1497 | 6379.1497 | 6379.1497 | 6038.0508 | 5696.9518 | 6379 | Alabama | 6648.003 | 313037541.457 | 37219185.95 | 6411.5555 | 313037541.457 | 37219185.95 | 6379.1497 | 6379.1497 | 6379.1497 | 6379.1497 | 6038.0508 | 5696.9518 |  |  |  | California | 112.8133 | 20511516.6 | 2900512.8 | Alabama
Arizona |  |  |  | 7723.141 | 265744345.671 | 32223473.69 | 7723.141 | 265744345.671 | 32223473.69 | 7638.8007 | 7569.6439 | 7508.5461 | 7439.3894 | 5457.1818 | 3474.9742 |  | Arizona | 7723.141 | 265744345.671 | 32223473.69 | 7723.141 | 265744345.671 | 32223473.69 | 7638.8007 | 7569.6439 | 7508.5461 | 7439.3894 | 5457.1818 | 3474.9742 |  |  |  | Colorado | 3.2767 | 595759.6008 | 60147.36 | Arizona
Arkansas |  | X | X | 8954.522 | 192843560.965 | 21442685.65 | 8954.522 | 192843560.965 | 21442685.65 | 8926.7837 | 8926.7837 | 8926.7837 | 8926.7837 | 6493.2975 | 4059.8113 | 8927 | Arkansas | 8954.522 | 192843560.965 | 21442685.65 | 8954.522 | 192843560.965 | 21442685.65 | 8926.7837 | 8926.7837 | 8926.7837 | 8926.7837 | 6493.2975 | 4059.8113 |  |  |  | Florida | 192.3212 | 34967486.4084 | 5489401.32 | Arkansas
California |  |  |  | 1617.814 | 307678602.378 | 39811838.35 | 1730.6273 | 328190118.978 | 42712351.15 | 1340.2328 | 1340.2328 | 1340.2328 | 1340.2328 | 1340.2328 | 1340.2328 |  | California | 1617.814 | 307678602.378 | 39811838.35 | 1617.814 | 307678602.378 | 39811838.35 | 1227.4195 | 1227.4195 | 1227.4195 | 1227.4195 | 1227.4195 | 1227.4195 | 112.8133 | 20511516.6 | 2900512.8 | Illinois | 100.3458 | 18244699.2 | 2864160 | California
Colorado |  |  |  | 7310.269 | 173828688.808 | 18428319.82 | 6470.4767 | 161829515.8598 | 17261813 | 6392.6532 | 6392.6532 | 6392.6532 | 6392.6532 | 4989.6497 | 3586.6461 |  | Colorado | 7310.269 | 173828688.808 | 18428319.82 | 6467.2 | 161233756.259 | 17201665.64 | 6389.3765 | 6389.3765 | 6389.3765 | 6389.3765 | 4986.373 | 3583.3695 | 3.2767 | 595759.6008 | 60147.36 | Indiana | 1.1442 | 208043.0352 | 21003.84 | Colorado
Connecticut |  |  |  | 416.282 | 72511597.593 | 9712001.66 | 381.0861 | 72511597.593 | 9712001.66 | 354.5495 | 354.5495 | 354.5495 | 354.5495 | 354.5495 | 354.5495 |  | Connecticut | 416.282 | 72511597.593 | 9712001.66 | 381.0861 | 72511597.593 | 9712001.66 | 354.5495 | 354.5495 | 354.5495 | 354.5495 | 354.5495 | 354.5495 |  |  |  | Louisiana | 51.6992 | 9399861 | 1285200 | Connecticut
Delaware |  |  |  | 423.134 | 18775953.04 | 1848538.37 | 423.134 | 18775953.04 | 1848538.37 | 388.2047 | 388.2047 | 383.8681 | 383.8681 | 383.8681 | 383.8681 |  | Delaware | 423.134 | 18775953.04 | 1848538.37 | 423.134 | 18775953.04 | 1848538.37 | 388.2047 | 388.2047 | 383.8681 | 383.8681 | 383.8681 | 383.8681 |  |  |  | Michigan | 226.5317 | 41187590.0244 | 6164443.44 | Delaware
Florida |  |  |  | 13729.975 | 737533505.008 | 94265950.23 | 13541.3787 | 767431533.0334 | 99266837.01 | 11000.2916 | 11000.2916 | 11000.2916 | 11000.2916 | 9636.4779 | 8272.6642 |  | Florida | 13729.975 | 737533505.008 | 94265950.23 | 13349.0575 | 732464046.625 | 93777435.69 | 10807.9704 | 10807.9704 | 10807.9704 | 10807.9704 | 9444.1567 | 8080.343 | 192.3212 | 34967486.4084 | 5489401.32 | New York | 54.2517 | 9863952.228 | 1399142.16 | Florida
Georgia |  |  |  | 6168.129 | 328793408.125 | 38113702.74 | 5190.715 | 299547974.678 | 35348099.12 | 5178.9554 | 5178.9554 | 5171.7445 | 5171.7445 | 5089.2616 | 5006.7787 |  | Georgia | 6168.129 | 328793408.125 | 38113702.74 | 5190.715 | 299547974.678 | 35348099.12 | 5178.9554 | 5178.9554 | 5171.7445 | 5171.7445 | 5089.2616 | 5006.7787 |  |  |  | North Dakota | 0.80017 | 145484.64 | 14688 | Georgia
Idaho |  |  |  | 239.566 | 18319983.378 | 2275867.2 | 239.566 | 18319983.378 | 2275867.2 | 239.566 | 239.566 | 239.566 | 239.566 | 239.566 | 239.566 |  | Idaho | 239.566 | 18319983.378 | 2275867.2 | 239.566 | 18319983.378 | 2275867.2 | 239.566 | 239.566 | 239.566 | 239.566 | 239.566 | 239.566 |  |  |  | Ohio | 292.1866 | 53124845.436 | 8069770.8 | Idaho
Illinois | X | X | X | 11335.293 | 316615564.026 | 32824055.25 | 7721.1678 | 274005934.886 | 29729242.47 | 7651.6156 | 7651.6156 | 7474.0342 | 7474.0342 | 6948.3671 | 6422.7 | 7474 | Illinois | 11335.293 | 316615564.026 | 32824055.25 | 7620.822 | 255761235.686 | 26865082.47 | 7551.2698 | 7551.2698 | 7373.6884 | 7373.6884 | 6848.0212 | 6322.3541 | 100.3458 | 18244699.2 | 2864160 | Pennsylvania | 93.632 | 20450388.816 | 3083268.24 | Illinois
Indiana | X | X | X | 14162.272 | 367769002.737 | 38256888.71 | 13297.5322 | 356047916.2272 | 37264007.99 | 12441.7465 | 12441.7465 | 12439.5812 | 12439.5812 | 11425.1049 | 10424.2935 | 12440 | Indiana | 14162.272 | 367769002.737 | 38256888.71 | 13296.388 | 355839873.192 | 37243004.15 | 12440.6023 | 12440.6023 | 12438.437 | 12438.437 | 11423.9606 | 10423.1492 | 1.1442 | 208043.0352 | 21003.84 | South Dakota | 4.911 | 892911.978 | 90147.6 | Indiana
Iowa |  |  |  | 9969.905 | 147993282.299 | 15175329.43 | 9867.216 | 142934126.301 | 14694225.31 | 9867.216 | 9812.9119 | 9806.7886 | 9752.4845 | 6796.2788 | 4032.3683 |  | Iowa | 9969.905 | 147993282.299 | 15175329.43 | 9867.216 | 142934126.301 | 14694225.31 | 9867.216 | 9812.9119 | 9806.7886 | 9752.4845 | 6796.2788 | 4032.3683 |  |  |  | Texas | 86.027 | 15641275.068 | 2251303.2 | Iowa
Kansas |  |  |  | 6231.256 | 115827226.182 | 11828632.72 | 6231.256 | 115827226.182 | 11828632.72 | 5484.2738 | 5484.2738 | 5484.2738 | 5484.2738 | 4439.0228 | 3393.7718 |  | Kansas | 6231.256 | 115827226.182 | 11828632.72 | 6231.256 | 115827226.182 | 11828632.72 | 5484.2738 | 5484.2738 | 5484.2738 | 5484.2738 | 4439.0228 | 3393.7718 |  |  |  |  | 1219.9408 | 225233814.0348 | 33693188.76 | Kansas
Kentucky | X | X | X | 14571.428 | 301161749.587 | 32289610.52 | 13900.1415 | 301161749.587 | 32289610.52 | 13600.8835 | 12999.4457 | 13600.8835 | 12999.4457 | 10519.8044 | 8040.163 | 13601 | Kentucky | 14571.428 | 301161749.587 | 32289610.52 | 13900.1415 | 301161749.587 | 32289610.52 | 13600.8835 | 12999.4457 | 13600.8835 | 12999.4457 | 10519.8044 | 8040.163 | [7 empty] | Kentucky
Louisiana | X | X | X | 11391.323 | 280839944.408 | 32388791.32 | 9973.9492 | 280592592.378 | 32814028.59 | 9459.4109 | 9459.4109 | 9363.1437 | 9363.1437 | 6568.4967 | 3936.6966 | 9363 | Louisiana | 11391.323 | 280839944.408 | 32388791.32 | 9922.25 | 271192731.378 | 31528828.59 | 9407.7117 | 9407.7117 | 9311.4444 | 9311.4444 | 6516.7974 | 3884.9974 | 51.6992 | 9399861 | 1285200 |  |  |  |  | Louisiana
Maine |  |  |  | 107.549 | 12436183.795 | 1524815.77 | 107.549 | 12436183.795 | 1524815.77 | 85.6235 | 85.6235 | 85.6235 | 85.6235 | 85.6235 | 85.6235 |  | Maine | 107.549 | 12436183.795 | 1524815.77 | 107.549 | 12436183.795 | 1524815.77 | 85.6235 | 85.6235 | 85.6235 | 85.6235 | 85.6235 | 85.6235 | [7 empty] | Maine
Maryland | X | X | X | 1428.019 | 80220113.27 | 9246154.74 | 1214.28 | 70725007.013 | 8312802.86 | 1214.28 | 1214.28 | 1206.4742 | 1206.4742 | 1206.4742 | 1206.4742 | 1206 | Maryland | 1428.019 | 80220113.27 | 9246154.74 | 1214.28 | 70725007.013 | 8312802.86 | 1214.28 | 1214.28 | 1206.4742 | 1206.4742 | 1206.4742 | 1206.4742 | [7 empty] | Maryland
Massachusetts |  |  |  | 297.946 | 53404422.181 | 6150911.93 | 297.403 | 53388723.241 | 6150911.93 | 265.465 | 265.465 | 265.465 | 265.465 | 265.465 | 265.465 |  | Massachusetts | 297.946 | 53404422.181 | 6150911.93 | 297.403 | 53388723.241 | 6150911.93 | 265.465 | 265.465 | 265.465 | 265.465 | 265.465 | 265.465 | [7 empty] | Massachusetts
Michigan | X | X | X | 13554.904 | 303831905.839 | 29702739.23 | 10745.6577 | 313846532.5044 | 33619256.3 | 10741.9904 | 10741.9904 | 10726.8772 | 10726.8772 | 9057.7107 | 7503.7206 | 10727 | Michigan | 13554.904 | 303831905.839 | 29702739.23 | 10519.126 | 272658942.48 | 27454812.86 | 10515.4586 | 10515.4586 | 10500.3455 | 10500.3455 | 8831.1789 | 7277.1889 | 226.5317 | 41187590.0244 | 6164443.44 |  |  |  |  | Michigan
Minnesota |  | X |  | 5652.356 | 128967462.566 | 13677338.87 | 5642.591 | 128893684.591 | 13670774.87 | 5544.4137 | 5544.4137 | 5503.9731 | 5503.9731 | 4312.43 | 3120.887 | 5504 | Minnesota | 5652.356 | 128967462.566 | 13677338.87 | 5642.591 | 128893684.591 | 13670774.87 | 5544.4137 | 5544.4137 | 5503.9731 | 5503.9731 | 4312.43 | 3120.887 | [7 empty] | Minnesota
Mississippi |  | X | X | 5789.943 | 190043215.068 | 22493703.87 | 6282.907 | 192978294.62 | 22692531.05 | 6210.2558 | 5298.5366 | 6210.2558 | 5298.5366 | 3651.7209 | 2157.9712 | 6210 | Mississippi | 5789.943 | 190043215.068 | 22493703.87 | 5096.907 | 183983426.62 | 21897014.05 | 5024.2558 | 4399.5366 | 5024.2558 | 4399.5366 | 3089.7209 | 1932.9712 | [7 empty] | Mississippi | 1186 | 8994868 | 795517 | 1186 | 899 | 1186 | 899 | 562 | 225
Missouri |  | X | X | 20387.717 | 288219887.017 | 31104030.82 | 20094.494 | 284308850.554 | 30724800.88 | 12755.0694 | 12755.0694 | 12597.9606 | 12597.9606 | 10429.0546 | 8260.1486 | 12598 | Missouri | 20387.717 | 288219887.017 | 31104030.82 | 20094.494 | 284308850.554 | 30724800.88 | 12755.0694 | 12755.0694 | 12597.9606 | 12597.9606 | 10429.0546 | 8260.1486 | [7 empty] | Missouri
Montana |  |  |  | 3070.699 | 46489165.842 | 4635866.92 | 3070.699 | 46489165.842 | 4635866.92 | 3070.699 | 3070.699 | 3070.699 | 3070.699 | 2123.9671 | 1177.2351 |  | Montana | 3070.699 | 46489165.842 | 4635866.92 | 3070.699 | 46489165.842 | 4635866.92 | 3070.699 | 3070.699 | 3070.699 | 3070.699 | 2123.9671 | 1177.2351 | [7 empty] | Montana
Nebraska |  |  |  | 8930.655 | 102719095.934 | 10720071.54 | 8930.655 | 102719095.934 | 10720071.54 | 8893.8443 | 8381.4502 | 8893.8443 | 8381.4502 | 5671.6989 | 3069.8608 |  | Nebraska | 8930.655 | 102719095.934 | 10720071.54 | 8930.655 | 102719095.934 | 10720071.54 | 8893.8443 | 8381.4502 | 8893.8443 | 8381.4502 | 5671.6989 | 3069.8608 | [7 empty] | Nebraska
Nevada |  | X | X | 2457.429 | 103489785.241 | 12918610.32 | 2372.021 | 103489785.241 | 12918610.32 | 2368.1544 | 2368.1544 | 2368.1544 | 2368.1544 | 1787.773 | 1207.3916 | 2368 | Nevada | 2457.429 | 103489785.241 | 12918610.32 | 2372.021 | 103489785.241 | 12918610.32 | 2368.1544 | 2368.1544 | 2368.1544 | 2368.1544 | 1787.773 | 1207.3916 | [7 empty] | Nevada
New Hampshire |  |  |  | 330.134 | 23374046.252 | 2303021.6 | 330.134 | 23374046.252 | 2303021.6 | 266.9192 | 266.9192 | 266.9192 | 266.9192 | 266.9192 | 266.9192 |  | New Hampshire | 330.134 | 23374046.252 | 2303021.6 | 330.134 | 23374046.252 | 2303021.6 | 266.9192 | 266.9192 | 266.9192 | 266.9192 | 266.9192 | 266.9192 | [7 empty] | New Hampshire
New Jersey | X | X | X | 1323.57 | 119538736.608 | 14682028.34 | 915.461 | 112233230.696 | 14601397.51 | 772.5779 | 772.5779 | 772.5779 | 772.5779 | 772.5779 | 772.5779 | 773 | New Jersey | 1323.57 | 119538736.608 | 14682028.34 | 915.461 | 112233230.696 | 14601397.51 | 772.5779 | 772.5779 | 772.5779 | 772.5779 | 772.5779 | 772.5779 | [7 empty] | New Jersey
New Mexico |  |  |  | 5065.751 | 108235364.888 | 11502879.2 | 2289.037 | 83034662.382 | 9287898.09 | 2258.509 | 2258.509 | 2258.509 | 2258.509 | 2013.6888 | 1768.8687 |  | New Mexico | 5065.751 | 108235364.888 | 11502879.2 | 2289.037 | 83034662.382 | 9287898.09 | 2258.509 | 2258.509 | 2258.509 | 2258.509 | 2013.6888 | 1768.8687 | [7 empty] | New Mexico
New York | X | X | X | 3997.077 | 233342131.04 | 27313197.58 | 3976.5207 | 242853660.668 | 28688704.18 | 3912.2568 | 3912.2568 | 3912.2568 | 3912.2568 | 3649.8825 | 3387.5082 | 3912 | New York | 3997.077 | 233342131.04 | 27313197.58 | 3922.269 | 232989708.44 | 27289562.02 | 3858.005 | 3858.005 | 3858.005 | 3858.005 | 3595.6308 | 3333.2565 | 54.2517 | 9863952.228 | 1399142.16 |  |  |  |  | New York
North Carolina |  |  |  | 12443.566 | 281750959.316 | 29259654.24 | 12355.481 | 281249321.98 | 29200618.25 | 9209.337 | 9209.337 | 9179.5535 | 9179.5535 | 7789.3846 | 6399.2157 |  | North Carolina | 12443.566 | 281750959.316 | 29259654.24 | 12355.481 | 281249321.98 | 29200618.25 | 9209.337 | 9209.337 | 9179.5535 | 9179.5535 | 7789.3846 | 6399.2157 | [7 empty] | North Carolina
North Dakota |  |  |  | 12666.391 | 121650949.284 | 11776926.66 | 12246.3022 | 119541028.874 | 11593939.66 | 12246.3022 | 12246.3022 | 11436.078 | 11436.078 | 7181.4811 | 2926.8842 |  | North Dakota | 12666.391 | 121650949.284 | 11776926.66 | 12245.502 | 119395544.234 | 11579251.66 | 12245.502 | 12245.502 | 11435.2778 | 11435.2778 | 7180.681 | 2926.0841 | 0.80017 | 145484.64 | 14688 |  |  |  |  | North Dakota
Ohio | X | X | X | 11696.553 | 389640468.594 | 45135729.3 | 10264.1906 | 412292609.127 | 50004932.17 | 9110.0542 | 9110.0542 | 9110.0542 | 9110.0542 | 9013.5572 | 8917.0601 | 9110 | Ohio | 11696.553 | 389640468.594 | 45135729.3 | 9972.004 | 359167763.691 | 41935161.37 | 8817.8676 | 8817.8676 | 8817.8676 | 8817.8676 | 8721.3705 | 8624.8735 | 292.1866 | 53124845.436 | 8069770.8 |  |  |  |  | Ohio
Oklahoma |  | X | X | 10470.057 | 212903385.548 | 22657698.36 | 10470.057 | 212903385.548 | 22657698.36 | 10271.4794 | 9579.9785 | 10271.4794 | 9579.9785 | 6762.6331 | 4344.1128 | 10271 | Oklahoma | 10470.057 | 212903385.548 | 22657698.36 | 10470.057 | 212903385.548 | 22657698.36 | 10271.4794 | 9579.9785 | 10271.4794 | 9579.9785 | 6762.6331 | 4344.1128 | [7 empty] | Oklahoma
Oregon |  |  |  | 341.927 | 56716013.088 | 7943019.78 | 341.927 | 56716013.088 | 7943019.78 | 292.2228 | 292.2228 | 292.2228 | 292.2228 | 292.2228 | 292.2228 |  | Oregon | 341.927 | 56716013.088 | 7943019.78 | 341.927 | 56716013.088 | 7943019.78 | 292.2228 | 292.2228 | 292.2228 | 292.2228 | 292.2228 | 292.2228 | [7 empty] | Oregon
Pennsylvania | X | X | X | 12784.767 | 539359977.071 | 65729802.05 | 8573.4176 | 550993362.999 | 67945477.01 | 8237.5942 | 8237.5942 | 8137.6661 | 8137.6661 | 7738.9112 | 7385.418 | 8138 | Pennsylvania | 12784.767 | 539359977.071 | 65729802.05 | 8479.7856 | 530542974.183 | 64862208.77 | 8143.9621 | 8143.9621 | 8044.0341 | 8044.0341 | 7645.2792 | 7291.786 | 93.632 | 20450388.816 | 3083268.24 |  |  |  |  | Pennsylvania
Rhode Island |  |  |  | 279.229 | 31838504.797 | 3674051.65 | 279.229 | 31838504.797 | 3674051.65 | 148.4058 | 148.4058 | 148.4058 | 148.4058 | 148.4058 | 148.4058 |  | Rhode Island | 279.229 | 31838504.797 | 3674051.65 | 279.229 | 31838504.797 | 3674051.65 | 148.4058 | 148.4058 | 148.4058 | 148.4058 | 148.4058 | 148.4058 | [7 empty] | Rhode Island
South Carolina |  |  |  | 4273.477 | 161345885.778 | 17627029.06 | 4273.477 | 161345885.778 | 17627029.06 | 3530.9557 | 3530.9557 | 3530.9557 | 3530.9557 | 3530.9557 | 3530.9557 |  | South Carolina | 4273.477 | 161345885.778 | 17627029.06 | 4273.477 | 161345885.778 | 17627029.06 | 3530.9557 | 3530.9557 | 3530.9557 | 3530.9557 | 3530.9557 | 3530.9557 | [7 empty] | South Carolina
South Dakota |  |  |  | 515.776 | 15587258.091 | 1471525.89 | 520.687 | 16480170.069 | 1561673.49 | 520.687 | 520.687 | 520.687 | 520.687 | 520.687 | 520.687 |  | South Dakota | 515.776 | 15587258.091 | 1471525.89 | 515.776 | 15587258.091 | 1471525.89 | 515.776 | 515.776 | 515.776 | 515.776 | 515.776 | 515.776 | 4.911 | 892911.978 | 90147.6 |  |  |  |  | South Dakota
Tennessee |  |  |  | 4319.043 | 157981198.381 | 17418179.75 | 4319.043 | 157981198.381 | 17418179.75 | 4208.5773 | 4208.5773 | 4208.5773 | 4208.5773 | 4208.5773 | 4208.5773 |  | Tennessee | 4319.043 | 157981198.381 | 17418179.75 | 4319.043 | 157981198.381 | 17418179.75 | 4208.5773 | 4208.5773 | 4208.5773 | 4208.5773 | 4208.5773 | 4208.5773 | [7 empty] | Tennessee
Texas |  | X | X | 42746.331 | 1400469195.415 | 157307077.52 | 41276.019 | 1395116925.327 | 157724997.51 | 40366.9678 | 40366.9678 | 40134.2985 | 40134.2985 | 32341.4034 | 24548.5083 | 40134 | Texas | 42746.331 | 1400469195.415 | 157307077.52 | 41189.992 | 1379475650.259 | 155473694.31 | 40280.9408 | 40280.9408 | 40048.2715 | 40048.2715 | 32255.3764 | 24462.4813 | 86.027 | 15641275.068 | 2251303.2 |  |  |  |  | Texas
Utah |  | X | X | 15762.131 | 164519648.066 | 18345466.73 | 15762.131 | 164519648.066 | 18345466.73 | 15754.8528 | 15754.8528 | 15754.8528 | 15754.8528 | 9582.7485 | 3410.6442 | 15755 | Utah | 15762.131 | 164519648.066 | 18345466.73 | 15762.131 | 164519648.066 | 18345466.73 | 15754.8528 | 15754.8528 | 15754.8528 | 15754.8528 | 9582.7485 | 3410.6442 | [7 empty] | Utah
Vermont |  |  |  | 53.946 | 1571908.1 | 113425 | 53.946 | 1571908.1 | 113425 | 53.946 | 53.946 | 53.946 | 53.946 | 53.946 | 53.946 |  | Vermont | 53.946 | 1571908.1 | 113425 | 53.946 | 1571908.1 | 113425 | 53.946 | 53.946 | 53.946 | 53.946 | 53.946 | 53.946 | [7 empty] | Vermont
Virginia | X | X | X | 3328.728 | 202953791.444 | 24677281.37 | 3328.728 | 202953791.444 | 24677281.37 | 3164.6592 | 3087.119 | 3143.0267 | 3065.4865 | 2873.8737 | 2682.2609 | 3143 | Virginia | 3328.728 | 202953791.444 | 24677281.37 | 3328.728 | 202953791.444 | 24677281.37 | 3164.6592 | 3087.119 | 3143.0267 | 3065.4865 | 2873.8737 | 2682.2609 | [7 empty] | Virginia
Washington |  |  |  | 1999.244 | 65748253.816 | 7731261.37 | 1999.244 | 65748253.816 | 7731261.37 | 1729.1511 | 1729.1511 | 1729.1511 | 1729.1511 | 1184.1546 | 639.158 |  | Washington | 1999.244 | 65748253.816 | 7731261.37 | 1999.244 | 65748253.816 | 7731261.37 | 1729.1511 | 1729.1511 | 1729.1511 | 1729.1511 | 1184.1546 | 639.158 | [7 empty] | Washington
West Virginia | X | X | X | 14685.64 | 306845495.165 | 32032437.95 | 14685.64 | 306845495.165 | 32032437.95 | 14131.739 | 13586.2554 | 13790.9936 | 13305.596 | 12165.6221 | 11025.6482 | 13791 | West Virginia | 14685.64 | 306845495.165 | 32032437.95 | 14685.64 | 306845495.165 | 32032437.95 | 14131.739 | 13586.2554 | 13790.9936 | 13305.596 | 12165.6221 | 11025.6482 | [7 empty] | West Virginia
Wisconsin |  | X |  | 6321.478 | 220794281.733 | 24061341.2 | 6321.478 | 220794281.733 | 24061341.2 | 6314.831 | 6314.831 | 6295.4847 | 6295.4847 | 5997.1264 | 5698.7681 | 6295 | Wisconsin | 6321.478 | 220794281.733 | 24061341.2 | 6321.478 | 220794281.733 | 24061341.2 | 6314.831 | 6314.831 | 6295.4847 | 6295.4847 | 5997.1264 | 5698.7681 | [7 empty] | Wisconsin
Wyoming |  |  |  | 11642.715 | 175787235.959 | 16542943.6 | 11642.715 | 175787235.959 | 16542943.6 | 11561.0825 | 10965.5099 | 11548.0783 | 10952.5058 | 7708.0687 | 4522.0808 |  | Wyoming | 11642.715 | 175787235.959 | 16542943.6 | 11642.715 | 175787235.959 | 16542943.6 | 11561.0825 | 10965.5099 | 11548.0783 | 10952.5058 | 7708.0687 | 4522.0808 | [7 empty] | Wyoming
Total |  |  |  | 359617.06 | 10261049880.849 | 1159585093.82 | 337040.587 | 10214251613.7988 | 1168637838.13 | 315557.2367 | 311498.1276 | 313291.1916 | 309292.1685 | 251107.9556 | 194171.2415 |  | Total | 359617.06 | 10261049880.849 | 1159585093.82 | 334634.6462 | 9980022931.764 | 1134149132.37 | 313151.2958 | 309379.1868 | 310885.2508 | 307173.2276 | 249326.0148 | 192726.3007 | 1219.9408 | 225233814.0348 | 33693188.76 |  |  |  |  | Total | 1186 | 8994868 | 795517 | 1186 | 899 | 1186 | 899 | 562 | 225
2023 Strategy |  |  |  | 239449.541 | 6657406842.865 | 745505855.65 | 222184.462 | 6633437840.7966 | 753437271.44 | 209330.7657 | 206503.0841 | 208119.9619 | 205352.3662 | 169336.6206 | 134209.7162 | 208119
2026 Strategy |  |  |  | 220827.704 | 5994607557.109 | 670547989.63 | 203808.8375 | 5970712333.0156 | 678485969.42 | 191092.3713 | 188264.6897 | 189941.3544 | 187173.7587 | 152989.0134 | 119693.1093 | 189941

## State 2024
State | RCU State | 2023 EGU control strategy | 2026 EGU control strategy | 2021 OS NOx | 2021 OS Heat Input | 2021 OS Generation | Baseline 2024 OS NOx | Baseline 2024 OS Heat Input | Baseline 2024 OS Generation | Baseline 2024 OS NOx + SCR Optimize | Baseline 2024 OS NOx + SCR Optimize + SOA CC | Baseline 2024 OS NOx + SCR Optimize + SNCR Optimize | Baseline 2024 OS NOx + SCR Optimize + SOA CC + SNCR Optimize | Baseline 2024 OS NOx + SCR Optimize + SOA CC + SNCR Optimize + SCR (Half)/SNCR Retrofit | Baseline 2024 OS NOx + SCR Optimize + SOA CC + SNCR Optimize + SCR/SNCR Retrofit | 2024 State Budget | State | 2021 OS NOx | 2021 OS Heat Input | 2021 OS Generation | Baseline 2024 OS NOx | Baseline 2024 OS Heat Input | Baseline 2024 OS Generation | Baseline 2024 OS NOx + SCR Optimize | Baseline 2024 OS NOx + SCR Optimize + SOA CC | Baseline 2024 OS NOx + SCR Optimize + SNCR Optimize | Baseline 2024 OS NOx + SCR Optimize + SOA CC + SNCR Optimize | Baseline 2024 OS NOx + SCR Optimize + SOA CC + SNCR Optimize + SCR (Half)/SNCR Retrofit | Baseline 2024 OS NOx + SCR Optimize + SOA CC + SNCR Optimize + SCR/SNCR Retrofit | Summer NOx new units (>25MW) | Summer HI new units (>25MW) | Summer Gen new units (>25MW) | Summer new units (>25MW) | NOx | Heat Input | Generation | Budget Adjustment | Baseline 2023 OS NOx | Baseline 2023 OS Heat Input | Baseline 2023 OS Generation | Baseline 2023 OS NOx + SCR Optimize | Baseline 2023 OS NOx + SCR Optimize + SOA CC | Baseline 2023 OS NOx + SCR Optimize + SNCR Optimize | Baseline 2023 OS NOx + SCR Optimize + SOA CC + SNCR Optimize | Baseline 2023 OS NOx + SCR Optimize + SOA CC + SNCR Optimize + SCR (Half)/SNCR Retrofit | Baseline 2023 OS NOx + SCR Optimize + SOA CC + SNCR Optimize + SCR/SNCR Retrofit
Alabama |  | X |  | 6648.003 | 313037541.457 | 37219185.95 | 6521.5178 | 333030690.997 | 40357827.95 | 6489.1121 | 6489.1121 | 6489.1121 | 6489.1121 | 6148.0131 | 5806.9141 | 6489 | Alabama | 6648.003 | 313037541.457 | 37219185.95 | 6411.5555 | 313037541.457 | 37219185.95 | 6379.1497 | 6379.1497 | 6379.1497 | 6379.1497 | 6038.0508 | 5696.9518 | 109.9623 | 19993149.54 | 3138642 | Alabama | 109.9623 | 19993149.54 | 3138642 | Alabama
Arizona |  |  |  | 7723.141 | 265744345.671 | 32223473.69 | 7723.141 | 265744345.671 | 32223473.69 | 7638.8007 | 7569.6439 | 7508.5461 | 7439.3894 | 5457.1818 | 3474.9742 |  | Arizona | 7723.141 | 265744345.671 | 32223473.69 | 7723.141 | 265744345.671 | 32223473.69 | 7638.8007 | 7569.6439 | 7508.5461 | 7439.3894 | 5457.1818 | 3474.9742 |  |  |  | California | 112.8133 | 20511516.6 | 2900512.8 | Arizona
Arkansas |  | X | X | 8954.522 | 192843560.965 | 21442685.65 | 8954.522 | 192843560.965 | 21442685.65 | 8926.7837 | 8926.7837 | 8926.7837 | 8926.7837 | 6493.2975 | 4059.8113 | 8927 | Arkansas | 8954.522 | 192843560.965 | 21442685.65 | 8954.522 | 192843560.965 | 21442685.65 | 8926.7837 | 8926.7837 | 8926.7837 | 8926.7837 | 6493.2975 | 4059.8113 |  |  |  | Colorado | 3.2767 | 595759.6008 | 60147.36 | Arkansas
California |  |  |  | 1617.814 | 307678602.378 | 39811838.35 | 1672.9053 | 313152167.246 | 41491766.56 | 1282.5108 | 1282.5108 | 1282.5108 | 1282.5108 | 1282.5108 | 1282.5108 |  | California | 1617.814 | 307678602.378 | 39811838.35 | 1560.092 | 292640650.646 | 38591253.76 | 1169.6975 | 1169.6975 | 1169.6975 | 1169.6975 | 1169.6975 | 1169.6975 | 112.8133 | 20511516.6 | 2900512.8 | Florida | 289.9595 | 52719908.1084 | 8007475.32 | California
Colorado |  |  |  | 7310.269 | 173828688.808 | 18428319.82 | 6470.4767 | 161829515.8598 | 17261813 | 6392.6532 | 6392.6532 | 6392.6532 | 6392.6532 | 4989.6497 | 3586.6461 |  | Colorado | 7310.269 | 173828688.808 | 18428319.82 | 6467.2 | 161233756.259 | 17201665.64 | 6389.3765 | 6389.3765 | 6389.3765 | 6389.3765 | 4986.373 | 3583.3695 | 3.2767 | 595759.6008 | 60147.36 | Illinois | 201.8624 | 36702253.224 | 5761735.2 | Colorado
Connecticut |  |  |  | 416.282 | 72511597.593 | 9712001.66 | 381.0861 | 72511597.593 | 9712001.66 | 354.5495 | 354.5495 | 354.5495 | 354.5495 | 354.5495 | 354.5495 |  | Connecticut | 416.282 | 72511597.593 | 9712001.66 | 381.0861 | 72511597.593 | 9712001.66 | 354.5495 | 354.5495 | 354.5495 | 354.5495 | 354.5495 | 354.5495 |  |  |  | Indiana | 1.1442 | 208043.0352 | 21003.84 | Connecticut
Delaware |  |  |  | 423.134 | 18775953.04 | 1848538.37 | 423.134 | 18775953.04 | 1848538.37 | 388.2047 | 388.2047 | 383.8681 | 383.8681 | 383.8681 | 383.8681 |  | Delaware | 423.134 | 18775953.04 | 1848538.37 | 423.134 | 18775953.04 | 1848538.37 | 388.2047 | 388.2047 | 383.8681 | 383.8681 | 383.8681 | 383.8681 |  |  |  | Louisiana | 51.6992 | 9399861 | 1285200 | Delaware
Florida |  |  |  | 13729.975 | 737533505.008 | 94265950.23 | 12867.984 | 761988654.9104 | 99527014.59 | 10380.5438 | 10380.5438 | 10380.5438 | 10380.5438 | 9016.7301 | 7652.9164 |  | Florida | 13729.975 | 737533505.008 | 94265950.23 | 12578.0245 | 709268746.802 | 91519539.27 | 10090.5843 | 10090.5843 | 10090.5843 | 10090.5843 | 8726.7706 | 7362.9569 | 289.9595 | 52719908.1084 | 8007475.32 | Michigan | 226.5317 | 41187590.0244 | 6164443.44 | Florida
Georgia |  |  |  | 6168.129 | 328793408.125 | 38113702.74 | 5190.715 | 299547974.678 | 35348099.12 | 5178.9554 | 5178.9554 | 5171.7445 | 5171.7445 | 5089.2616 | 5006.7787 |  | Georgia | 6168.129 | 328793408.125 | 38113702.74 | 5190.715 | 299547974.678 | 35348099.12 | 5178.9554 | 5178.9554 | 5171.7445 | 5171.7445 | 5089.2616 | 5006.7787 |  |  |  | Nevada | 220.3744 | 13489331.675 | 1664974 | Georgia
Idaho |  |  |  | 239.566 | 18319983.378 | 2275867.2 | 239.566 | 18319983.378 | 2275867.2 | 239.566 | 239.566 | 239.566 | 239.566 | 239.566 | 239.566 |  | Idaho | 239.566 | 18319983.378 | 2275867.2 | 239.566 | 18319983.378 | 2275867.2 | 239.566 | 239.566 | 239.566 | 239.566 | 239.566 | 239.566 |  |  |  | New York | 54.2517 | 9863952.228 | 1399142.16 | Idaho
Illinois | X | X | X | 11335.293 | 316615564.026 | 32824055.25 | 7555.1314 | 286568111.76 | 32068534.67 | 7485.5792 | 7485.5792 | 7325.3719 | 7325.3719 | 6799.7047 | 6274.0376 | 7325 | Illinois | 11335.293 | 316615564.026 | 32824055.25 | 7353.269 | 249865858.536 | 26306799.47 | 7283.7168 | 7283.7168 | 7123.5095 | 7123.5095 | 6597.8423 | 6072.1752 | 201.8624 | 36702253.224 | 5761735.2 | North Dakota | 0.80017 | 145484.64 | 14688 | Illinois
Indiana | X | X | X | 14162.272 | 367769002.737 | 38256888.71 | 12218.0572 | 330175943.8192 | 34796367.8 | 11415.4114 | 11415.4114 | 11413.2461 | 11413.2461 | 10398.7697 | 9397.9583 | 11413 | Indiana | 14162.272 | 367769002.737 | 38256888.71 | 12216.913 | 329967900.784 | 34775363.96 | 11414.2671 | 11414.2671 | 11412.1018 | 11412.1018 | 10397.6255 | 9396.8141 | 1.1442 | 208043.0352 | 21003.84 | Ohio | 293.2419 | 53316703.305 | 8089140.6 | Indiana
Iowa |  |  |  | 9969.905 | 147993282.299 | 15175329.43 | 9867.216 | 142934126.301 | 14694225.31 | 9867.216 | 9812.9119 | 9806.7886 | 9752.4845 | 6796.2788 | 4032.3683 |  | Iowa | 9969.905 | 147993282.299 | 15175329.43 | 9867.216 | 142934126.301 | 14694225.31 | 9867.216 | 9812.9119 | 9806.7886 | 9752.4845 | 6796.2788 | 4032.3683 |  |  |  | Pennsylvania | 93.632 | 20450388.816 | 3083268.24 | Iowa
Kansas |  |  |  | 6231.256 | 115827226.182 | 11828632.72 | 5509.961 | 104571293.117 | 10718340.12 | 4762.9788 | 4762.9788 | 4762.9788 | 4762.9788 | 3937.6761 | 3112.3735 |  | Kansas | 6231.256 | 115827226.182 | 11828632.72 | 5509.961 | 104571293.117 | 10718340.12 | 4762.9788 | 4762.9788 | 4762.9788 | 4762.9788 | 3937.6761 | 3112.3735 |  |  |  | South Dakota | 4.911 | 892911.978 | 90147.6 | Kansas
Kentucky | X | X | X | 14571.428 | 301161749.587 | 32289610.52 | 13900.1415 | 301161749.587 | 32289610.52 | 13600.8835 | 12999.4457 | 13600.8835 | 12999.4457 | 10519.8044 | 8040.163 | 12999 | Kentucky | 14571.428 | 301161749.587 | 32289610.52 | 13900.1415 | 301161749.587 | 32289610.52 | 13600.8835 | 12999.4457 | 13600.8835 | 12999.4457 | 10519.8044 | 8040.163 |  |  |  | Texas | 86.027 | 15641275.068 | 2251303.2 | Kentucky
Louisiana | X | X | X | 11391.323 | 280839944.408 | 32388791.32 | 9973.9492 | 280592592.378 | 32814028.59 | 9459.4109 | 9459.4109 | 9363.1437 | 9363.1437 | 6568.4967 | 3936.6966 | 9363 | Louisiana | 11391.323 | 280839944.408 | 32388791.32 | 9922.25 | 271192731.378 | 31528828.59 | 9407.7117 | 9407.7117 | 9311.4444 | 9311.4444 | 6516.7974 | 3884.9974 | 51.6992 | 9399861 | 1285200 | Utah | 161.877 | 1888174 | 168966 | Louisiana
Maine |  |  |  | 107.549 | 12436183.795 | 1524815.77 | 107.549 | 12436183.795 | 1524815.77 | 85.6235 | 85.6235 | 85.6235 | 85.6235 | 85.6235 | 85.6235 |  | Maine | 107.549 | 12436183.795 | 1524815.77 | 107.549 | 12436183.795 | 1524815.77 | 85.6235 | 85.6235 | 85.6235 | 85.6235 | 85.6235 | 85.6235 |  |  |  |  | 1912.3647 | 297006302.8428 | 44100789.76 | Maine
Maryland | X | X | X | 1428.019 | 80220113.27 | 9246154.74 | 1214.28 | 70725007.013 | 8312802.86 | 1214.28 | 1214.28 | 1206.4742 | 1206.4742 | 1206.4742 | 1206.4742 | 1206 | Maryland | 1428.019 | 80220113.27 | 9246154.74 | 1214.28 | 70725007.013 | 8312802.86 | 1214.28 | 1214.28 | 1206.4742 | 1206.4742 | 1206.4742 | 1206.4742 | [7 empty] | Maryland
Massachusetts |  |  |  | 297.946 | 53404422.181 | 6150911.93 | 297.403 | 53388723.241 | 6150911.93 | 265.465 | 265.465 | 265.465 | 265.465 | 265.465 | 265.465 |  | Massachusetts | 297.946 | 53404422.181 | 6150911.93 | 297.403 | 53388723.241 | 6150911.93 | 265.465 | 265.465 | 265.465 | 265.465 | 265.465 | 265.465 | [7 empty] | Massachusetts
Michigan | X | X | X | 13554.904 | 303831905.839 | 29702739.23 | 10294.0827 | 299124688.3824 | 32207695.33 | 10290.4154 | 10290.4154 | 10275.3022 | 10275.3022 | 8606.1357 | 7052.1456 | 10275 | Michigan | 13554.904 | 303831905.839 | 29702739.23 | 10067.551 | 257937098.358 | 26043251.89 | 10063.8836 | 10063.8836 | 10048.7705 | 10048.7705 | 8379.6039 | 6825.6139 | 226.5317 | 41187590.0244 | 6164443.44 |  |  |  |  | Michigan
Minnesota |  | X |  | 5652.356 | 128967462.566 | 13677338.87 | 4196.703 | 107821235.919 | 11638999.62 | 4098.5257 | 4098.5257 | 4058.0851 | 4058.0851 | 3321.1292 | 2584.1733 | 4058 | Minnesota | 5652.356 | 128967462.566 | 13677338.87 | 4196.703 | 107821235.919 | 11638999.62 | 4098.5257 | 4098.5257 | 4058.0851 | 4058.0851 | 3321.1292 | 2584.1733 | [7 empty] | Minnesota
Mississippi |  | X | X | 5789.943 | 190043215.068 | 22493703.87 | 6042.057 | 189415018.34 | 22328265.47 | 5969.4058 | 5057.6866 | 5969.4058 | 5057.6866 | 3504.5713 | 2104.5221 | 5058 | Mississippi | 5789.943 | 190043215.068 | 22493703.87 | 4856.057 | 180420150.34 | 21532748.47 | 4783.4058 | 4158.6866 | 4783.4058 | 4158.6866 | 2942.5713 | 1879.5221 | [7 empty] | Mississippi | 1186 | 8994868 | 795517 | 1186 | 899 | 1186 | 899 | 562 | 225
Missouri |  | X | X | 20387.717 | 288219887.017 | 31104030.82 | 18612.175 | 249153661 | 26813137.44 | 11272.7504 | 11272.7504 | 11115.6416 | 11115.6416 | 9248.4552 | 7381.2689 | 11116 | Missouri | 20387.717 | 288219887.017 | 31104030.82 | 18612.175 | 249153661 | 26813137.44 | 11272.7504 | 11272.7504 | 11115.6416 | 11115.6416 | 9248.4552 | 7381.2689 | [7 empty] | Missouri
Montana |  |  |  | 3070.699 | 46489165.842 | 4635866.92 | 3070.699 | 46489165.842 | 4635866.92 | 3070.699 | 3070.699 | 3070.699 | 3070.699 | 2123.9671 | 1177.2351 |  | Montana | 3070.699 | 46489165.842 | 4635866.92 | 3070.699 | 46489165.842 | 4635866.92 | 3070.699 | 3070.699 | 3070.699 | 3070.699 | 2123.9671 | 1177.2351 | [7 empty] | Montana
Nebraska |  |  |  | 8930.655 | 102719095.934 | 10720071.54 | 8930.655 | 102719095.934 | 10720071.54 | 8893.8443 | 8381.4502 | 8893.8443 | 8381.4502 | 5671.6989 | 3069.8608 |  | Nebraska | 8930.655 | 102719095.934 | 10720071.54 | 8930.655 | 102719095.934 | 10720071.54 | 8893.8443 | 8381.4502 | 8893.8443 | 8381.4502 | 5671.6989 | 3069.8608 | [7 empty] | Nebraska
Nevada |  | X | X | 2457.429 | 103489785.241 | 12918610.32 | 2592.3954 | 116979116.916 | 14583584.32 | 2588.5288 | 2588.5288 | 2588.5288 | 2588.5288 | 2008.1474 | 1427.766 | 2589 | Nevada | 2457.429 | 103489785.241 | 12918610.32 | 2372.021 | 103489785.241 | 12918610.32 | 2368.1544 | 2368.1544 | 2368.1544 | 2368.1544 | 1787.773 | 1207.3916 | 220.3744 | 13489331.675 | 1664974 |  |  |  |  | Nevada
New Hampshire |  |  |  | 330.134 | 23374046.252 | 2303021.6 | 330.134 | 23374046.252 | 2303021.6 | 266.9192 | 266.9192 | 266.9192 | 266.9192 | 266.9192 | 266.9192 |  | New Hampshire | 330.134 | 23374046.252 | 2303021.6 | 330.134 | 23374046.252 | 2303021.6 | 266.9192 | 266.9192 | 266.9192 | 266.9192 | 266.9192 | 266.9192 | [7 empty] | New Hampshire
New Jersey | X | X | X | 1323.57 | 119538736.608 | 14682028.34 | 915.461 | 112233230.696 | 14601397.51 | 772.5779 | 772.5779 | 772.5779 | 772.5779 | 772.5779 | 772.5779 | 773 | New Jersey | 1323.57 | 119538736.608 | 14682028.34 | 915.461 | 112233230.696 | 14601397.51 | 772.5779 | 772.5779 | 772.5779 | 772.5779 | 772.5779 | 772.5779 | [7 empty] | New Jersey
New Mexico |  |  |  | 5065.751 | 108235364.888 | 11502879.2 | 2289.037 | 83034662.382 | 9287898.09 | 2258.509 | 2258.509 | 2258.509 | 2258.509 | 2013.6888 | 1768.8687 |  | New Mexico | 5065.751 | 108235364.888 | 11502879.2 | 2289.037 | 83034662.382 | 9287898.09 | 2258.509 | 2258.509 | 2258.509 | 2258.509 | 2013.6888 | 1768.8687 | [7 empty] | New Mexico
New York | X | X | X | 3997.077 | 233342131.04 | 27313197.58 | 3976.5207 | 242853660.668 | 28688704.18 | 3912.2568 | 3912.2568 | 3912.2568 | 3912.2568 | 3649.8825 | 3387.5082 | 3912 | New York | 3997.077 | 233342131.04 | 27313197.58 | 3922.269 | 232989708.44 | 27289562.02 | 3858.005 | 3858.005 | 3858.005 | 3858.005 | 3595.6308 | 3333.2565 | 54.2517 | 9863952.228 | 1399142.16 |  |  |  |  | New York
North Carolina |  |  |  | 12443.566 | 281750959.316 | 29259654.24 | 12355.481 | 281249321.98 | 29200618.25 | 9209.337 | 9209.337 | 9179.5535 | 9179.5535 | 7789.3846 | 6399.2157 |  | North Carolina | 12443.566 | 281750959.316 | 29259654.24 | 12355.481 | 281249321.98 | 29200618.25 | 9209.337 | 9209.337 | 9179.5535 | 9179.5535 | 7789.3846 | 6399.2157 | [7 empty] | North Carolina
North Dakota |  |  |  | 12666.391 | 121650949.284 | 11776926.66 | 12246.3022 | 119541028.874 | 11593939.66 | 12246.3022 | 12246.3022 | 11436.078 | 11436.078 | 7181.4811 | 2926.8842 |  | North Dakota | 12666.391 | 121650949.284 | 11776926.66 | 12245.502 | 119395544.234 | 11579251.66 | 12245.502 | 12245.502 | 11435.2778 | 11435.2778 | 7180.681 | 2926.0841 | 0.80017 | 145484.64 | 14688 |  |  |  |  | North Dakota
Ohio | X | X | X | 11696.553 | 389640468.594 | 45135729.3 | 9083.0759 | 386560212.307 | 47519942.63 | 7928.9395 | 7928.9395 | 7928.9395 | 7928.9395 | 7928.9395 | 7928.9395 | 7929 | Ohio | 11696.553 | 389640468.594 | 45135729.3 | 8789.834 | 333243509.002 | 39430802.03 | 7635.6976 | 7635.6976 | 7635.6976 | 7635.6976 | 7635.6976 | 7635.6976 | 293.2419 | 53316703.305 | 8089140.6 |  |  |  |  | Ohio
Oklahoma |  | X | X | 10470.057 | 212903385.548 | 22657698.36 | 10273.766 | 211187283.008 | 22521634.72 | 10075.1884 | 9383.6875 | 10075.1884 | 9383.6875 | 6645.2637 | 4305.6649 | 9384 | Oklahoma | 10470.057 | 212903385.548 | 22657698.36 | 10273.766 | 211187283.008 | 22521634.72 | 10075.1884 | 9383.6875 | 10075.1884 | 9383.6875 | 6645.2637 | 4305.6649 | [7 empty] | Oklahoma
Oregon |  |  |  | 341.927 | 56716013.088 | 7943019.78 | 341.927 | 56716013.088 | 7943019.78 | 292.2228 | 292.2228 | 292.2228 | 292.2228 | 292.2228 | 292.2228 |  | Oregon | 341.927 | 56716013.088 | 7943019.78 | 341.927 | 56716013.088 | 7943019.78 | 292.2228 | 292.2228 | 292.2228 | 292.2228 | 292.2228 | 292.2228 | [7 empty] | Oregon
Pennsylvania | X | X | X | 12784.767 | 539359977.071 | 65729802.05 | 8573.4176 | 550993362.999 | 67945477.01 | 8237.5942 | 8237.5942 | 8137.6661 | 8137.6661 | 7738.9112 | 7385.418 | 8138 | Pennsylvania | 12784.767 | 539359977.071 | 65729802.05 | 8479.7856 | 530542974.183 | 64862208.77 | 8143.9621 | 8143.9621 | 8044.0341 | 8044.0341 | 7645.2792 | 7291.786 | 93.632 | 20450388.816 | 3083268.24 |  |  |  |  | Pennsylvania
Rhode Island |  |  |  | 279.229 | 31838504.797 | 3674051.65 | 279.229 | 31838504.797 | 3674051.65 | 148.4058 | 148.4058 | 148.4058 | 148.4058 | 148.4058 | 148.4058 |  | Rhode Island | 279.229 | 31838504.797 | 3674051.65 | 279.229 | 31838504.797 | 3674051.65 | 148.4058 | 148.4058 | 148.4058 | 148.4058 | 148.4058 | 148.4058 | [7 empty] | Rhode Island
South Carolina |  |  |  | 4273.477 | 161345885.778 | 17627029.06 | 4273.477 | 161345885.778 | 17627029.06 | 3530.9557 | 3530.9557 | 3530.9557 | 3530.9557 | 3530.9557 | 3530.9557 |  | South Carolina | 4273.477 | 161345885.778 | 17627029.06 | 4273.477 | 161345885.778 | 17627029.06 | 3530.9557 | 3530.9557 | 3530.9557 | 3530.9557 | 3530.9557 | 3530.9557 | [7 empty] | South Carolina
South Dakota |  |  |  | 515.776 | 15587258.091 | 1471525.89 | 520.687 | 16480170.069 | 1561673.49 | 520.687 | 520.687 | 520.687 | 520.687 | 520.687 | 520.687 |  | South Dakota | 515.776 | 15587258.091 | 1471525.89 | 515.776 | 15587258.091 | 1471525.89 | 515.776 | 515.776 | 515.776 | 515.776 | 515.776 | 515.776 | 4.911 | 892911.978 | 90147.6 |  |  |  |  | South Dakota
Tennessee |  |  |  | 4319.043 | 157981198.381 | 17418179.75 | 4064.477 | 152351270.874 | 16862715.94 | 3983.3802 | 3983.3802 | 3983.3802 | 3983.3802 | 3983.3802 | 3983.3802 |  | Tennessee | 4319.043 | 157981198.381 | 17418179.75 | 4064.477 | 152351270.874 | 16862715.94 | 3983.3802 | 3983.3802 | 3983.3802 | 3983.3802 | 3983.3802 | 3983.3802 | [7 empty] | Tennessee
Texas |  | X | X | 42746.331 | 1400469195.415 | 157307077.52 | 41276.019 | 1395116925.327 | 157724997.51 | 40366.9678 | 40366.9678 | 40134.2985 | 40134.2985 | 32341.4034 | 24548.5083 | 40134 | Texas | 42746.331 | 1400469195.415 | 157307077.52 | 41189.992 | 1379475650.259 | 155473694.31 | 40280.9408 | 40280.9408 | 40048.2715 | 40048.2715 | 32255.3764 | 24462.4813 | 86.027 | 15641275.068 | 2251303.2 |  |  |  |  | Texas
Utah |  | X | X | 15762.131 | 164519648.066 | 18345466.73 | 15924.008 | 166407822.066 | 18514432.73 | 15916.7298 | 15916.7298 | 15916.7298 | 15916.7298 | 9744.6255 | 3572.5212 | 15917 | Utah | 15762.131 | 164519648.066 | 18345466.73 | 15762.131 | 164519648.066 | 18345466.73 | 15754.8528 | 15754.8528 | 15754.8528 | 15754.8528 | 9582.7485 | 3410.6442 | 161.877 | 1888174 | 168966 |  |  |  |  | Utah
Vermont |  |  |  | 53.946 | 1571908.1 | 113425 | 53.946 | 1571908.1 | 113425 | 53.946 | 53.946 | 53.946 | 53.946 | 53.946 | 53.946 |  | Vermont | 53.946 | 1571908.1 | 113425 | 53.946 | 1571908.1 | 113425 | 53.946 | 53.946 | 53.946 | 53.946 | 53.946 | 53.946 | [7 empty] | Vermont
Virginia | X | X | X | 3328.728 | 202953791.444 | 24677281.37 | 3019.48 | 194015719.159 | 23775354.8 | 2855.4112 | 2777.871 | 2833.7787 | 2756.2385 | 2564.6257 | 2373.0129 | 2756 | Virginia | 3328.728 | 202953791.444 | 24677281.37 | 3019.48 | 194015719.159 | 23775354.8 | 2855.4112 | 2777.871 | 2833.7787 | 2756.2385 | 2564.6257 | 2373.0129 | [7 empty] | Virginia
Washington |  |  |  | 1999.244 | 65748253.816 | 7731261.37 | 1999.244 | 65748253.816 | 7731261.37 | 1729.1511 | 1729.1511 | 1729.1511 | 1729.1511 | 1184.1546 | 639.158 |  | Washington | 1999.244 | 65748253.816 | 7731261.37 | 1999.244 | 65748253.816 | 7731261.37 | 1729.1511 | 1729.1511 | 1729.1511 | 1729.1511 | 1184.1546 | 639.158 | [7 empty] | Washington
West Virginia | X | X | X | 14685.64 | 306845495.165 | 32032437.95 | 13185.327 | 273151956.819 | 28666644.47 | 12783.9974 | 12238.5139 | 12443.2521 | 11957.8544 | 10817.8806 | 9677.9067 | 11958 | West Virginia | 14685.64 | 306845495.165 | 32032437.95 | 13185.327 | 273151956.819 | 28666644.47 | 12783.9974 | 12238.5139 | 12443.2521 | 11957.8544 | 10817.8806 | 9677.9067 | [7 empty] | West Virginia
Wisconsin |  | X |  | 6321.478 | 220794281.733 | 24061341.2 | 6321.425 | 220792155.307 | 24061341.2 | 6314.778 | 6314.778 | 6295.4317 | 6295.4317 | 5997.0734 | 5698.7151 | 6295 | Wisconsin | 6321.478 | 220794281.733 | 24061341.2 | 6321.425 | 220792155.307 | 24061341.2 | 6314.778 | 6314.778 | 6295.4317 | 6295.4317 | 5997.0734 | 5698.7151 | [7 empty] | Wisconsin
Wyoming |  |  |  | 11642.715 | 175787235.959 | 16542943.6 | 11642.715 | 175787235.959 | 16542943.6 | 11561.0825 | 10965.5099 | 11548.0783 | 10952.5058 | 7708.0687 | 4522.0808 |  | Wyoming | 11642.715 | 175787235.959 | 16542943.6 | 11642.715 | 175787235.959 | 16542943.6 | 11561.0825 | 10965.5099 | 11548.0783 | 10952.5058 | 7708.0687 | 4522.0808 | [7 empty] | Wyoming
Total |  |  |  | 359617.06 | 10261049880.849 | 1159585093.82 | 327772.6599 | 10054350788.0078 | 1156247870.25 | 306578.0366 | 302518.9275 | 304329.3656 | 300330.3425 | 243391.5038 | 187700.1639 |  | Total | 359617.06 | 10261049880.849 | 1159585093.82 | 324674.2952 | 9748349617.165 | 1111351563.49 | 303479.6719 | 299707.5628 | 301231.001 | 297518.9778 | 240917.1391 | 185562.7992 | 1912.3647 | 297006302.8428 | 44100789.76 |  |  |  |  | Total | 1186 | 8994868 | 795517 | 1186 | 899 | 1186 | 899 | 562 | 225
2023 Strategy |  |  |  | 239449.541 | 6657406842.865 | 745505855.65 | 214623.5125 | 6510903705.4326 | 743673466.98 | 201975.5275 | 199147.8459 | 200782.0978 | 198014.5021 | 163024.1823 | 128922.7038 | 198014
2026 Strategy |  |  |  | 220827.704 | 5994607557.109 | 670547989.63 | 197583.8667 | 5849259623.2096 | 667615298.21 | 185073.1118 | 182245.4302 | 183939.4689 | 181171.8732 | 147557.9667 | 114832.9013 | 181172

## State 2025
State | RCU State | 2023 EGU control strategy | 2026 EGU control strategy | 2021 OS NOx | 2021 OS Heat Input | 2021 OS Generation | Baseline 2025 OS NOx | Baseline 2025 OS Heat Input | Baseline 2025 OS Generation | Baseline 2025 OS NOx + SCR Optimize | Baseline 2025 OS NOx + SCR Optimize + SOA CC | Baseline 2025 OS NOx + SCR Optimize + SNCR Optimize | Baseline 2025 OS NOx + SCR Optimize + SOA CC + SNCR Optimize | Baseline 2025 OS NOx + SCR Optimize + SOA CC + SNCR Optimize + SCR (Half)/SNCR Retrofit | Baseline 2025 OS NOx + SCR Optimize + SOA CC + SNCR Optimize + SCR/SNCR Retrofit | 2025 State Budget | State | 2021 OS NOx | 2021 OS Heat Input | 2021 OS Generation | Baseline 2025 OS NOx | Baseline 2025 OS Heat Input | Baseline 2025 OS Generation | Baseline 2025 OS NOx + SCR Optimize | Baseline 2025 OS NOx + SCR Optimize + SOA CC | Baseline 2025 OS NOx + SCR Optimize + SNCR Optimize | Baseline 2025 OS NOx + SCR Optimize + SOA CC + SNCR Optimize | Baseline 2025 OS NOx + SCR Optimize + SOA CC + SNCR Optimize + SCR (Half)/SNCR Retrofit | Baseline 2025 OS NOx + SCR Optimize + SOA CC + SNCR Optimize + SCR/SNCR Retrofit | Summer NOx new units (>25MW) | Summer HI new units (>25MW) | Summer Gen new units (>25MW) | Summer new units (>25MW) | NOx | Heat Input | Generation | Budget Adjustment | Baseline 2023 OS NOx | Baseline 2023 OS Heat Input | Baseline 2023 OS Generation | Baseline 2023 OS NOx + SCR Optimize | Baseline 2023 OS NOx + SCR Optimize + SOA CC | Baseline 2023 OS NOx + SCR Optimize + SNCR Optimize | Baseline 2023 OS NOx + SCR Optimize + SOA CC + SNCR Optimize | Baseline 2023 OS NOx + SCR Optimize + SOA CC + SNCR Optimize + SCR (Half)/SNCR Retrofit | Baseline 2023 OS NOx + SCR Optimize + SOA CC + SNCR Optimize + SCR/SNCR Retrofit
Alabama |  | X |  | 6648.003 | 313037541.457 | 37219185.95 | 6521.5178 | 333030690.997 | 40357827.95 | 6489.1121 | 6489.1121 | 6489.1121 | 6489.1121 | 6148.0131 | 5806.9141 | 6489 | Alabama | 6648.003 | 313037541.457 | 37219185.95 | 6411.5555 | 313037541.457 | 37219185.95 | 6379.1497 | 6379.1497 | 6379.1497 | 6379.1497 | 6038.0508 | 5696.9518 | 109.9623 | 19993149.54 | 3138642 | Alabama | 109.9623 | 19993149.54 | 3138642 | Alabama
Arizona |  |  |  | 7723.141 | 265744345.671 | 32223473.69 | 7723.141 | 265744345.671 | 32223473.69 | 7638.8007 | 7569.6439 | 7508.5461 | 7439.3894 | 5457.1818 | 3474.9742 |  | Arizona | 7723.141 | 265744345.671 | 32223473.69 | 7723.141 | 265744345.671 | 32223473.69 | 7638.8007 | 7569.6439 | 7508.5461 | 7439.3894 | 5457.1818 | 3474.9742 |  |  |  | California | 112.8133 | 20511516.6 | 2900512.8 | Arizona
Arkansas |  | X | X | 8954.522 | 192843560.965 | 21442685.65 | 8954.522 | 192843560.965 | 21442685.65 | 8926.7837 | 8926.7837 | 8926.7837 | 8926.7837 | 6493.2975 | 4059.8113 | 8927 | Arkansas | 8954.522 | 192843560.965 | 21442685.65 | 8954.522 | 192843560.965 | 21442685.65 | 8926.7837 | 8926.7837 | 8926.7837 | 8926.7837 | 6493.2975 | 4059.8113 |  |  |  | Colorado | 3.2767 | 595759.6008 | 60147.36 | Arkansas
California |  |  |  | 1617.814 | 307678602.378 | 39811838.35 | 1671.6103 | 312808298.372 | 41461518.18 | 1281.6524 | 1281.6524 | 1281.6524 | 1281.6524 | 1281.6524 | 1281.6524 |  | California | 1617.814 | 307678602.378 | 39811838.35 | 1558.797 | 292296781.772 | 38561005.38 | 1168.8391 | 1168.8391 | 1168.8391 | 1168.8391 | 1168.8391 | 1168.8391 | 112.8133 | 20511516.6 | 2900512.8 | Florida | 335.6169 | 61021246.2444 | 9310668.12 | California
Colorado |  |  |  | 7310.269 | 173828688.808 | 18428319.82 | 6470.4767 | 161829515.8598 | 17261813 | 6392.6532 | 6392.6532 | 6392.6532 | 6392.6532 | 4989.6497 | 3586.6461 |  | Colorado | 7310.269 | 173828688.808 | 18428319.82 | 6467.2 | 161233756.259 | 17201665.64 | 6389.3765 | 6389.3765 | 6389.3765 | 6389.3765 | 4986.373 | 3583.3695 | 3.2767 | 595759.6008 | 60147.36 | Illinois | 201.8624 | 36702253.224 | 5761735.2 | Colorado
Connecticut |  |  |  | 416.282 | 72511597.593 | 9712001.66 | 381.0861 | 72511597.593 | 9712001.66 | 354.5495 | 354.5495 | 354.5495 | 354.5495 | 354.5495 | 354.5495 |  | Connecticut | 416.282 | 72511597.593 | 9712001.66 | 381.0861 | 72511597.593 | 9712001.66 | 354.5495 | 354.5495 | 354.5495 | 354.5495 | 354.5495 | 354.5495 |  |  |  | Indiana | 1.1442 | 208043.0352 | 21003.84 | Connecticut
Delaware |  |  |  | 423.134 | 18775953.04 | 1848538.37 | 423.134 | 18775953.04 | 1848538.37 | 388.2047 | 388.2047 | 383.8681 | 383.8681 | 383.8681 | 383.8681 |  | Delaware | 423.134 | 18775953.04 | 1848538.37 | 423.134 | 18775953.04 | 1848538.37 | 388.2047 | 388.2047 | 383.8681 | 383.8681 | 383.8681 | 383.8681 |  |  |  | Louisiana | 51.6992 | 9399861 | 1285200 | Delaware
Florida |  |  |  | 13729.975 | 737533505.008 | 94265950.23 | 12912.9504 | 770260796.7524 | 100827988.39 | 10425.5101 | 10425.5101 | 10425.5101 | 10425.5101 | 9061.6964 | 7697.8828 |  | Florida | 13729.975 | 737533505.008 | 94265950.23 | 12577.3335 | 709239550.508 | 91517320.27 | 10089.8933 | 10089.8933 | 10089.8933 | 10089.8933 | 8726.0796 | 7362.2659 | 335.6169 | 61021246.2444 | 9310668.12 | Michigan | 226.5317 | 41187590.0244 | 6164443.44 | Florida
Georgia |  |  |  | 6168.129 | 328793408.125 | 38113702.74 | 5190.715 | 299547974.678 | 35348099.12 | 5178.9554 | 5178.9554 | 5171.7445 | 5171.7445 | 5089.2616 | 5006.7787 |  | Georgia | 6168.129 | 328793408.125 | 38113702.74 | 5190.715 | 299547974.678 | 35348099.12 | 5178.9554 | 5178.9554 | 5171.7445 | 5171.7445 | 5089.2616 | 5006.7787 |  |  |  | Nevada | 177.2184 | 11239997.171 | 1354177 | Georgia
Idaho |  |  |  | 239.566 | 18319983.378 | 2275867.2 | 239.566 | 18319983.378 | 2275867.2 | 239.566 | 239.566 | 239.566 | 239.566 | 239.566 | 239.566 |  | Idaho | 239.566 | 18319983.378 | 2275867.2 | 239.566 | 18319983.378 | 2275867.2 | 239.566 | 239.566 | 239.566 | 239.566 | 239.566 | 239.566 |  |  |  | New York | 54.2517 | 9863952.228 | 1399142.16 | Idaho
Illinois | X | X | X | 11335.293 | 316615564.026 | 32824055.25 | 7555.1314 | 286568111.76 | 32068534.67 | 7485.5792 | 7485.5792 | 7325.3719 | 7325.3719 | 6799.7047 | 6274.0376 | 7325 | Illinois | 11335.293 | 316615564.026 | 32824055.25 | 7353.269 | 249865858.536 | 26306799.47 | 7283.7168 | 7283.7168 | 7123.5095 | 7123.5095 | 6597.8423 | 6072.1752 | 201.8624 | 36702253.224 | 5761735.2 | North Carolina | 40.6401 | 7389103.176 | 1159984.8 | Illinois
Indiana | X | X | X | 14162.272 | 367769002.737 | 38256888.71 | 12218.0572 | 330175943.8192 | 34796367.8 | 11415.4114 | 11415.4114 | 11413.2461 | 11413.2461 | 10398.7697 | 9397.9583 | 11413 | Indiana | 14162.272 | 367769002.737 | 38256888.71 | 12216.913 | 329967900.784 | 34775363.96 | 11414.2671 | 11414.2671 | 11412.1018 | 11412.1018 | 10397.6255 | 9396.8141 | 1.1442 | 208043.0352 | 21003.84 | North Dakota | 0.80017 | 145484.64 | 14688 | Indiana
Iowa |  |  |  | 9969.905 | 147993282.299 | 15175329.43 | 9867.216 | 142934126.301 | 14694225.31 | 9867.216 | 9812.9119 | 9806.7886 | 9752.4845 | 6796.2788 | 4032.3683 |  | Iowa | 9969.905 | 147993282.299 | 15175329.43 | 9867.216 | 142934126.301 | 14694225.31 | 9867.216 | 9812.9119 | 9806.7886 | 9752.4845 | 6796.2788 | 4032.3683 |  |  |  | Ohio | 293.2419 | 53316703.305 | 8089140.6 | Iowa
Kansas |  |  |  | 6231.256 | 115827226.182 | 11828632.72 | 5509.961 | 104571293.117 | 10718340.12 | 4762.9788 | 4762.9788 | 4762.9788 | 4762.9788 | 3937.6761 | 3112.3735 |  | Kansas | 6231.256 | 115827226.182 | 11828632.72 | 5509.961 | 104571293.117 | 10718340.12 | 4762.9788 | 4762.9788 | 4762.9788 | 4762.9788 | 3937.6761 | 3112.3735 |  |  |  | Oregon | 7.8976 | 1435933.3968 | 144970.56 | Kansas
Kentucky | X | X | X | 14571.428 | 301161749.587 | 32289610.52 | 13210.6595 | 295857696.703 | 31687112.88 | 12911.4015 | 12471.6925 | 12911.4015 | 12471.6925 | 10189.6271 | 7907.5617 | 12472 | Kentucky | 14571.428 | 301161749.587 | 32289610.52 | 13210.6595 | 295857696.703 | 31687112.88 | 12911.4015 | 12471.6925 | 12911.4015 | 12471.6925 | 10189.6271 | 7907.5617 |  |  |  | Pennsylvania | 93.632 | 20450388.816 | 3083268.24 | Kentucky
Louisiana | X | X | X | 11391.323 | 280839944.408 | 32388791.32 | 9717.3757 | 278766253.192 | 32645726.77 | 9202.8374 | 9202.8374 | 9106.5702 | 9106.5702 | 6383.5295 | 3823.3358 | 9107 | Louisiana | 11391.323 | 280839944.408 | 32388791.32 | 9665.6765 | 269366392.192 | 31360526.77 | 9151.1382 | 9151.1382 | 9054.8709 | 9054.8709 | 6331.8303 | 3771.6366 | 51.6992 | 9399861 | 1285200 | South Dakota | 4.911 | 892911.978 | 90147.6 | Louisiana
Maine |  |  |  | 107.549 | 12436183.795 | 1524815.77 | 107.549 | 12436183.795 | 1524815.77 | 85.6235 | 85.6235 | 85.6235 | 85.6235 | 85.6235 | 85.6235 |  | Maine | 107.549 | 12436183.795 | 1524815.77 | 107.549 | 12436183.795 | 1524815.77 | 85.6235 | 85.6235 | 85.6235 | 85.6235 | 85.6235 | 85.6235 |  |  |  | Texas | 86.027 | 15641275.068 | 2251303.2 | Maine
Maryland | X | X | X | 1428.019 | 80220113.27 | 9246154.74 | 1214.28 | 70725007.013 | 8312802.86 | 1214.28 | 1214.28 | 1206.4742 | 1206.4742 | 1206.4742 | 1206.4742 | 1206 | Maryland | 1428.019 | 80220113.27 | 9246154.74 | 1214.28 | 70725007.013 | 8312802.86 | 1214.28 | 1214.28 | 1206.4742 | 1206.4742 | 1206.4742 | 1206.4742 |  |  |  | Utah | 161.877 | 1888174 | 168966 | Maryland
Massachusetts |  |  |  | 297.946 | 53404422.181 | 6150911.93 | 288.135 | 51638523.072 | 5918412.21 | 256.2551 | 256.2551 | 256.2551 | 256.2551 | 256.2551 | 256.2551 |  | Massachusetts | 297.946 | 53404422.181 | 6150911.93 | 288.135 | 51638523.072 | 5918412.21 | 256.2551 | 256.2551 | 256.2551 | 256.2551 | 256.2551 | 256.2551 |  |  |  |  | 1963.4037 | 311883343.0476 | 46398140.92 | Massachusetts
Michigan | X | X | X | 13554.904 | 303831905.839 | 29702739.23 | 10294.0827 | 299124688.3824 | 32207695.33 | 10290.4154 | 10290.4154 | 10275.3022 | 10275.3022 | 8606.1357 | 7052.1456 | 10275 | Michigan | 13554.904 | 303831905.839 | 29702739.23 | 10067.551 | 257937098.358 | 26043251.89 | 10063.8836 | 10063.8836 | 10048.7705 | 10048.7705 | 8379.6039 | 6825.6139 | 226.5317 | 41187590.0244 | 6164443.44 |  |  |  |  | Michigan
Minnesota |  | X |  | 5652.356 | 128967462.566 | 13677338.87 | 4196.703 | 107821235.919 | 11638999.62 | 4098.5257 | 4098.5257 | 4058.0851 | 4058.0851 | 3321.1292 | 2584.1733 | 4058 | Minnesota | 5652.356 | 128967462.566 | 13677338.87 | 4196.703 | 107821235.919 | 11638999.62 | 4098.5257 | 4098.5257 | 4058.0851 | 4058.0851 | 3321.1292 | 2584.1733 | [7 empty] | Minnesota
Mississippi |  | X | X | 5789.943 | 190043215.068 | 22493703.87 | 6021.653 | 189279160.442 | 22316644.95 | 5949.0018 | 5037.2826 | 5949.0018 | 5037.2826 | 3484.1673 | 2084.1181 | 5037 | Mississippi | 5789.943 | 190043215.068 | 22493703.87 | 4835.653 | 180284292.442 | 21521127.95 | 4763.0018 | 4138.2826 | 4763.0018 | 4138.2826 | 2922.1673 | 1859.1181 | [7 empty] | Mississippi | 1186 | 8994868 | 795517 | 1186 | 899 | 1186 | 899 | 562 | 225
Missouri |  | X | X | 20387.717 | 288219887.017 | 31104030.82 | 18612.175 | 249153661 | 26813137.44 | 11272.7504 | 11272.7504 | 11115.6416 | 11115.6416 | 9248.4552 | 7381.2689 | 11116 | Missouri | 20387.717 | 288219887.017 | 31104030.82 | 18612.175 | 249153661 | 26813137.44 | 11272.7504 | 11272.7504 | 11115.6416 | 11115.6416 | 9248.4552 | 7381.2689 | [7 empty] | Missouri
Montana |  |  |  | 3070.699 | 46489165.842 | 4635866.92 | 3070.699 | 46489165.842 | 4635866.92 | 3070.699 | 3070.699 | 3070.699 | 3070.699 | 2123.9671 | 1177.2351 |  | Montana | 3070.699 | 46489165.842 | 4635866.92 | 3070.699 | 46489165.842 | 4635866.92 | 3070.699 | 3070.699 | 3070.699 | 3070.699 | 2123.9671 | 1177.2351 | [7 empty] | Montana
Nebraska |  |  |  | 8930.655 | 102719095.934 | 10720071.54 | 8930.655 | 102719095.934 | 10720071.54 | 8893.8443 | 8381.4502 | 8893.8443 | 8381.4502 | 5671.6989 | 3069.8608 |  | Nebraska | 8930.655 | 102719095.934 | 10720071.54 | 8930.655 | 102719095.934 | 10720071.54 | 8893.8443 | 8381.4502 | 8893.8443 | 8381.4502 | 5671.6989 | 3069.8608 | [7 empty] | Nebraska
Nevada |  | X | X | 2457.429 | 103489785.241 | 12918610.32 | 2549.2394 | 114729782.412 | 14272787.32 | 2545.3728 | 2545.3728 | 2545.3728 | 2545.3728 | 1964.9914 | 1384.61 | 2545 | Nevada | 2457.429 | 103489785.241 | 12918610.32 | 2372.021 | 103489785.241 | 12918610.32 | 2368.1544 | 2368.1544 | 2368.1544 | 2368.1544 | 1787.773 | 1207.3916 | 177.2184 | 11239997.171 | 1354177 |  |  |  |  | Nevada
New Hampshire |  |  |  | 330.134 | 23374046.252 | 2303021.6 | 330.134 | 23374046.252 | 2303021.6 | 266.9192 | 266.9192 | 266.9192 | 266.9192 | 266.9192 | 266.9192 |  | New Hampshire | 330.134 | 23374046.252 | 2303021.6 | 330.134 | 23374046.252 | 2303021.6 | 266.9192 | 266.9192 | 266.9192 | 266.9192 | 266.9192 | 266.9192 | [7 empty] | New Hampshire
New Jersey | X | X | X | 1323.57 | 119538736.608 | 14682028.34 | 915.461 | 112233230.696 | 14601397.51 | 772.5779 | 772.5779 | 772.5779 | 772.5779 | 772.5779 | 772.5779 | 773 | New Jersey | 1323.57 | 119538736.608 | 14682028.34 | 915.461 | 112233230.696 | 14601397.51 | 772.5779 | 772.5779 | 772.5779 | 772.5779 | 772.5779 | 772.5779 | [7 empty] | New Jersey
New Mexico |  |  |  | 5065.751 | 108235364.888 | 11502879.2 | 2231.798 | 82029792.395 | 9204330.33 | 2201.27 | 2201.27 | 2201.27 | 2201.27 | 1956.4498 | 1711.6297 |  | New Mexico | 5065.751 | 108235364.888 | 11502879.2 | 2231.798 | 82029792.395 | 9204330.33 | 2201.27 | 2201.27 | 2201.27 | 2201.27 | 1956.4498 | 1711.6297 | [7 empty] | New Mexico
New York | X | X | X | 3997.077 | 233342131.04 | 27313197.58 | 3976.5207 | 242853660.668 | 28688704.18 | 3912.2568 | 3912.2568 | 3912.2568 | 3912.2568 | 3649.8825 | 3387.5082 | 3912 | New York | 3997.077 | 233342131.04 | 27313197.58 | 3922.269 | 232989708.44 | 27289562.02 | 3858.005 | 3858.005 | 3858.005 | 3858.005 | 3595.6308 | 3333.2565 | 54.2517 | 9863952.228 | 1399142.16 |  |  |  |  | New York
North Carolina |  |  |  | 12443.566 | 281750959.316 | 29259654.24 | 12270.3381 | 287793388.89 | 30279933.61 | 9124.194 | 9124.194 | 9114.2556 | 9114.2556 | 7766.4927 | 6418.7298 |  | North Carolina | 12443.566 | 281750959.316 | 29259654.24 | 12229.698 | 280404285.714 | 29119948.81 | 9083.554 | 9083.554 | 9073.6155 | 9073.6155 | 7725.8526 | 6378.0898 | 40.6401 | 7389103.176 | 1159984.8 |  |  |  |  | North Carolina
North Dakota |  |  |  | 12666.391 | 121650949.284 | 11776926.66 | 12246.3022 | 119541028.874 | 11593939.66 | 12246.3022 | 12246.3022 | 11436.078 | 11436.078 | 7181.4811 | 2926.8842 |  | North Dakota | 12666.391 | 121650949.284 | 11776926.66 | 12245.502 | 119395544.234 | 11579251.66 | 12245.502 | 12245.502 | 11435.2778 | 11435.2778 | 7180.681 | 2926.0841 | 0.80017 | 145484.64 | 14688 |  |  |  |  | North Dakota
Ohio | X | X | X | 11696.553 | 389640468.594 | 45135729.3 | 9083.0759 | 386560212.307 | 47519942.63 | 7928.9395 | 7928.9395 | 7928.9395 | 7928.9395 | 7928.9395 | 7928.9395 | 7929 | Ohio | 11696.553 | 389640468.594 | 45135729.3 | 8789.834 | 333243509.002 | 39430802.03 | 7635.6976 | 7635.6976 | 7635.6976 | 7635.6976 | 7635.6976 | 7635.6976 | 293.2419 | 53316703.305 | 8089140.6 |  |  |  |  | Ohio
Oklahoma |  | X | X | 10470.057 | 212903385.548 | 22657698.36 | 10266.209 | 211165691.408 | 22521634.72 | 10067.6314 | 9376.1305 | 10067.6314 | 9376.1305 | 6637.7067 | 4298.1079 | 9376 | Oklahoma | 10470.057 | 212903385.548 | 22657698.36 | 10266.209 | 211165691.408 | 22521634.72 | 10067.6314 | 9376.1305 | 10067.6314 | 9376.1305 | 6637.7067 | 4298.1079 | [7 empty] | Oklahoma
Oregon |  |  |  | 341.927 | 56716013.088 | 7943019.78 | 349.8246 | 58151946.4848 | 8087990.34 | 300.1204 | 300.1204 | 300.1204 | 300.1204 | 300.1204 | 300.1204 |  | Oregon | 341.927 | 56716013.088 | 7943019.78 | 341.927 | 56716013.088 | 7943019.78 | 292.2228 | 292.2228 | 292.2228 | 292.2228 | 292.2228 | 292.2228 | 7.8976 | 1435933.3968 | 144970.56 |  |  |  |  | Oregon
Pennsylvania | X | X | X | 12784.767 | 539359977.071 | 65729802.05 | 8573.4176 | 550993362.999 | 67945477.01 | 8237.5942 | 8237.5942 | 8137.6661 | 8137.6661 | 7738.9112 | 7385.418 | 8138 | Pennsylvania | 12784.767 | 539359977.071 | 65729802.05 | 8479.7856 | 530542974.183 | 64862208.77 | 8143.9621 | 8143.9621 | 8044.0341 | 8044.0341 | 7645.2792 | 7291.786 | 93.632 | 20450388.816 | 3083268.24 |  |  |  |  | Pennsylvania
Rhode Island |  |  |  | 279.229 | 31838504.797 | 3674051.65 | 279.229 | 31838504.797 | 3674051.65 | 148.4058 | 148.4058 | 148.4058 | 148.4058 | 148.4058 | 148.4058 |  | Rhode Island | 279.229 | 31838504.797 | 3674051.65 | 279.229 | 31838504.797 | 3674051.65 | 148.4058 | 148.4058 | 148.4058 | 148.4058 | 148.4058 | 148.4058 | [7 empty] | Rhode Island
South Carolina |  |  |  | 4273.477 | 161345885.778 | 17627029.06 | 4273.477 | 161345885.778 | 17627029.06 | 3530.9557 | 3530.9557 | 3530.9557 | 3530.9557 | 3530.9557 | 3530.9557 |  | South Carolina | 4273.477 | 161345885.778 | 17627029.06 | 4273.477 | 161345885.778 | 17627029.06 | 3530.9557 | 3530.9557 | 3530.9557 | 3530.9557 | 3530.9557 | 3530.9557 | [7 empty] | South Carolina
South Dakota |  |  |  | 515.776 | 15587258.091 | 1471525.89 | 520.687 | 16480170.069 | 1561673.49 | 520.687 | 520.687 | 520.687 | 520.687 | 520.687 | 520.687 |  | South Dakota | 515.776 | 15587258.091 | 1471525.89 | 515.776 | 15587258.091 | 1471525.89 | 515.776 | 515.776 | 515.776 | 515.776 | 515.776 | 515.776 | 4.911 | 892911.978 | 90147.6 |  |  |  |  | South Dakota
Tennessee |  |  |  | 4319.043 | 157981198.381 | 17418179.75 | 4064.477 | 152351270.874 | 16862715.94 | 3983.3802 | 3983.3802 | 3983.3802 | 3983.3802 | 3983.3802 | 3983.3802 |  | Tennessee | 4319.043 | 157981198.381 | 17418179.75 | 4064.477 | 152351270.874 | 16862715.94 | 3983.3802 | 3983.3802 | 3983.3802 | 3983.3802 | 3983.3802 | 3983.3802 | [7 empty] | Tennessee
Texas |  | X | X | 42746.331 | 1400469195.415 | 157307077.52 | 39684.1795 | 1389251812.866 | 157210164.01 | 38775.1283 | 38775.1283 | 38542.459 | 38542.459 | 31123.234 | 23704.0091 | 38542 | Texas | 42746.331 | 1400469195.415 | 157307077.52 | 39598.1525 | 1373610537.798 | 154958860.81 | 38689.1013 | 38689.1013 | 38456.432 | 38456.432 | 31037.207 | 23617.9821 | 86.027 | 15641275.068 | 2251303.2 |  |  |  |  | Texas
Utah |  | X | X | 15762.131 | 164519648.066 | 18345466.73 | 15924.008 | 166407822.066 | 18514432.73 | 15916.7298 | 15916.7298 | 15916.7298 | 15916.7298 | 9744.6255 | 3572.5212 | 15917 | Utah | 15762.131 | 164519648.066 | 18345466.73 | 15762.131 | 164519648.066 | 18345466.73 | 15754.8528 | 15754.8528 | 15754.8528 | 15754.8528 | 9582.7485 | 3410.6442 | 161.877 | 1888174 | 168966 |  |  |  |  | Utah
Vermont |  |  |  | 53.946 | 1571908.1 | 113425 | 53.946 | 1571908.1 | 113425 | 53.946 | 53.946 | 53.946 | 53.946 | 53.946 | 53.946 |  | Vermont | 53.946 | 1571908.1 | 113425 | 53.946 | 1571908.1 | 113425 | 53.946 | 53.946 | 53.946 | 53.946 | 53.946 | 53.946 | [7 empty] | Vermont
Virginia | X | X | X | 3328.728 | 202953791.444 | 24677281.37 | 3019.48 | 194015719.159 | 23775354.8 | 2855.4112 | 2777.871 | 2833.7787 | 2756.2385 | 2564.6257 | 2373.0129 | 2756 | Virginia | 3328.728 | 202953791.444 | 24677281.37 | 3019.48 | 194015719.159 | 23775354.8 | 2855.4112 | 2777.871 | 2833.7787 | 2756.2385 | 2564.6257 | 2373.0129 | [7 empty] | Virginia
Washington |  |  |  | 1999.244 | 65748253.816 | 7731261.37 | 1999.244 | 65748253.816 | 7731261.37 | 1729.1511 | 1729.1511 | 1729.1511 | 1729.1511 | 1184.1546 | 639.158 |  | Washington | 1999.244 | 65748253.816 | 7731261.37 | 1999.244 | 65748253.816 | 7731261.37 | 1729.1511 | 1729.1511 | 1729.1511 | 1729.1511 | 1184.1546 | 639.158 | [7 empty] | Washington
West Virginia | X | X | X | 14685.64 | 306845495.165 | 32032437.95 | 13185.327 | 273151956.819 | 28666644.47 | 12783.9974 | 12238.5139 | 12443.2521 | 11957.8544 | 10817.8806 | 9677.9067 | 11958 | West Virginia | 14685.64 | 306845495.165 | 32032437.95 | 13185.327 | 273151956.819 | 28666644.47 | 12783.9974 | 12238.5139 | 12443.2521 | 11957.8544 | 10817.8806 | 9677.9067 | [7 empty] | West Virginia
Wisconsin |  | X |  | 6321.478 | 220794281.733 | 24061341.2 | 6014.243 | 213038307.587 | 23334331.66 | 6007.6064 | 6007.6064 | 5988.2601 | 5988.2601 | 5689.9018 | 5391.5435 | 5988 | Wisconsin | 6321.478 | 220794281.733 | 24061341.2 | 6014.243 | 213038307.587 | 23334331.66 | 6007.6064 | 6007.6064 | 5988.2601 | 5988.2601 | 5689.9018 | 5391.5435 | [7 empty] | Wisconsin
Wyoming |  |  |  | 11642.715 | 175787235.959 | 16542943.6 | 10428.9225 | 175787235.959 | 16542943.6 | 10347.29 | 9751.7174 | 10334.2858 | 9738.7133 | 6961.7171 | 4243.1702 |  | Wyoming | 11642.715 | 175787235.959 | 16542943.6 | 10428.9225 | 175787235.959 | 16542943.6 | 10347.29 | 9751.7174 | 10334.2858 | 9738.7133 | 6961.7171 | 4243.1702 | [7 empty] | Wyoming
Total |  |  |  | 359617.06 | 10261049880.849 | 1159585093.82 | 323542.5924 | 10044347854.8736 | 1156091754.09 | 302348.4743 | 298451.094 | 300119.6484 | 296282.3539 | 240496.2147 | 185957.5742 |  | Total | 359617.06 | 10261049880.849 | 1159585093.82 | 320393.1887 | 9723469643.826 | 1108898096.17 | 299199.0705 | 295588.6902 | 296970.2446 | 293419.9502 | 237970.811 | 183769.1705 | 1963.4037 | 311883343.0476 | 46398140.92 |  |  |  |  | Total | 1186 | 8994868 | 795517 | 1186 | 899 | 1186 | 899 | 562 | 225
2023 Strategy |  |  |  | 239449.541 | 6657406842.865 | 745505855.65 | 211707.3185 | 6487747569.1796 | 741338406.96 | 199059.3439 | 196393.3911 | 197865.9142 | 195260.0473 | 160912.58 | 127453.9538 | 195259
2026 Strategy |  |  |  | 220827.704 | 5994607557.109 | 670547989.63 | 194974.8547 | 5833857334.6766 | 666007247.73 | 182464.0998 | 179798.1469 | 181330.4569 | 178724.59 | 145753.5358 | 113671.3229 | 178724

## State 2026
State | RCU State | 2023 EGU control strategy | 2026 EGU control strategy | 2021 OS NOx | 2021 OS Heat Input | 2021 OS Generation | Baseline 2026 OS NOx | Baseline 2026 OS Heat Input | Baseline 2026 OS Generation | Baseline 2026 OS NOx + SCR Optimize | Baseline 2026 OS NOx + SCR Optimize + SOA CC | Baseline 2026 OS NOx + SCR Optimize + SNCR Optimize | Baseline 2026 OS NOx + SCR Optimize + SOA CC + SNCR Optimize | Baseline 2026 OS NOx + SCR Optimize + SOA CC + SNCR Optimize + SCR (Half)/SNCR Retrofit | Baseline 2026 OS NOx + SCR Optimize + SOA CC + SNCR Optimize + SCR/SNCR Retrofit | Preset 2026 State Budget | State | 2021 OS NOx | 2021 OS Heat Input | 2021 OS Generation | Baseline 2026 OS NOx | Baseline 2026 OS Heat Input | Baseline 2026 OS Generation | Baseline 2026 OS NOx + SCR Optimize | Baseline 2026 OS NOx + SCR Optimize + SOA CC | Baseline 2026 OS NOx + SCR Optimize + SNCR Optimize | Baseline 2026 OS NOx + SCR Optimize + SOA CC + SNCR Optimize | Baseline 2026 OS NOx + SCR Optimize + SOA CC + SNCR Optimize + SCR (Half)/SNCR Retrofit | Baseline 2026 OS NOx + SCR Optimize + SOA CC + SNCR Optimize + SCR/SNCR Retrofit | Summer NOx new units (>25MW) | Summer HI new units (>25MW) | Summer Gen new units (>25MW) | Summer new units (>25MW) | NOx | Heat Input | Generation | Budget Adjustment | Baseline 2023 OS NOx | Baseline 2023 OS Heat Input | Baseline 2023 OS Generation | Baseline 2023 OS NOx + SCR Optimize | Baseline 2023 OS NOx + SCR Optimize + SOA CC | Baseline 2023 OS NOx + SCR Optimize + SNCR Optimize | Baseline 2023 OS NOx + SCR Optimize + SOA CC + SNCR Optimize | Baseline 2023 OS NOx + SCR Optimize + SOA CC + SNCR Optimize + SCR (Half)/SNCR Retrofit | Baseline 2023 OS NOx + SCR Optimize + SOA CC + SNCR Optimize + SCR/SNCR Retrofit
Alabama |  | X |  | 6648.003 | 313037541.457 | 37219185.95 | 6371.0728 | 330396046.097 | 40092954.7 | 6338.6671 | 6338.6671 | 6338.6671 | 6338.6671 | 6053.0308 | 5767.3945 | 6339 | Alabama | 6648.003 | 313037541.457 | 37219185.95 | 6261.1105 | 310402896.557 | 36954312.7 | 6228.7047 | 6228.7047 | 6228.7047 | 6228.7047 | 5943.0684 | 5657.4321 | 109.9623 | 19993149.54 | 3138642 | Alabama | 109.9623 | 19993149.54 | 3138642 | Alabama
Arizona |  |  |  | 7723.141 | 265744345.671 | 32223473.69 | 5341.8704 | 252818430.158 | 31114522.44 | 5257.5301 | 5188.3733 | 5127.2755 | 5058.1188 | 4157.2633 | 3256.4079 |  | Arizona | 7723.141 | 265744345.671 | 32223473.69 | 5341.8704 | 252818430.158 | 31114522.44 | 5257.5301 | 5188.3733 | 5127.2755 | 5058.1188 | 4157.2633 | 3256.4079 |  |  |  | California | 112.8133 | 20511516.6 | 2900512.8 | Arizona
Arkansas |  | X | X | 8954.522 | 192843560.965 | 21442685.65 | 8727.536 | 190921052.236 | 21270872.15 | 8699.7977 | 8699.7977 | 8699.7977 | 8699.7977 | 6365.3857 | 4030.9737 | 6365 | Arkansas | 8954.522 | 192843560.965 | 21442685.65 | 8727.536 | 190921052.236 | 21270872.15 | 8699.7977 | 8699.7977 | 8699.7977 | 8699.7977 | 6365.3857 | 4030.9737 |  |  |  | Colorado | 3.2767 | 595759.6008 | 60147.36 | Arkansas
California |  |  |  | 1617.814 | 307678602.378 | 39811838.35 | 1671.6103 | 312808298.372 | 41461518.18 | 1281.6524 | 1281.6524 | 1281.6524 | 1281.6524 | 1281.6524 | 1281.6524 |  | California | 1617.814 | 307678602.378 | 39811838.35 | 1558.797 | 292296781.772 | 38561005.38 | 1168.8391 | 1168.8391 | 1168.8391 | 1168.8391 | 1168.8391 | 1168.8391 | 112.8133 | 20511516.6 | 2900512.8 | Florida | 335.6169 | 61021246.2444 | 9310668.12 | California
Colorado |  |  |  | 7310.269 | 173828688.808 | 18428319.82 | 4483.2747 | 140664862.9948 | 15245778.54 | 4405.4512 | 4405.4512 | 4405.4512 | 4405.4512 | 3731.4905 | 3057.5298 |  | Colorado | 7310.269 | 173828688.808 | 18428319.82 | 4479.998 | 140069103.394 | 15185631.18 | 4402.1745 | 4402.1745 | 4402.1745 | 4402.1745 | 3728.2138 | 3054.2531 | 3.2767 | 595759.6008 | 60147.36 | Illinois | 201.8624 | 36702253.224 | 5761735.2 | Colorado
Connecticut |  |  |  | 416.282 | 72511597.593 | 9712001.66 | 381.0861 | 72511597.593 | 9712001.66 | 354.5495 | 354.5495 | 354.5495 | 354.5495 | 354.5495 | 354.5495 |  | Connecticut | 416.282 | 72511597.593 | 9712001.66 | 381.0861 | 72511597.593 | 9712001.66 | 354.5495 | 354.5495 | 354.5495 | 354.5495 | 354.5495 | 354.5495 |  |  |  | Indiana | 1.1442 | 208043.0352 | 21003.84 | Connecticut
Delaware |  |  |  | 423.134 | 18775953.04 | 1848538.37 | 423.134 | 18775953.04 | 1848538.37 | 388.2047 | 388.2047 | 383.8681 | 383.8681 | 383.8681 | 383.8681 |  | Delaware | 423.134 | 18775953.04 | 1848538.37 | 423.134 | 18775953.04 | 1848538.37 | 388.2047 | 388.2047 | 383.8681 | 383.8681 | 383.8681 | 383.8681 |  |  |  | Louisiana | 51.6992 | 9399861 | 1285200 | Delaware
Florida |  |  |  | 13729.975 | 737533505.008 | 94265950.23 | 11298.2154 | 758765877.0734 | 99656468.99 | 8810.7751 | 8810.7751 | 8810.7751 | 8810.7751 | 8110.6424 | 7410.5098 |  | Florida | 13729.975 | 737533505.008 | 94265950.23 | 10962.5985 | 697744630.829 | 90345800.87 | 8475.1583 | 8475.1583 | 8475.1583 | 8475.1583 | 7775.0256 | 7074.8929 | 335.6169 | 61021246.2444 | 9310668.12 | Michigan | 226.5317 | 41187590.0244 | 6164443.44 | Florida
Georgia |  |  |  | 6168.129 | 328793408.125 | 38113702.74 | 5190.715 | 299547974.678 | 35348099.12 | 5178.9554 | 5178.9554 | 5171.7445 | 5171.7445 | 5089.2616 | 5006.7787 |  | Georgia | 6168.129 | 328793408.125 | 38113702.74 | 5190.715 | 299547974.678 | 35348099.12 | 5178.9554 | 5178.9554 | 5171.7445 | 5171.7445 | 5089.2616 | 5006.7787 |  |  |  | Nevada | 177.2184 | 11239997.171 | 1354177 | Georgia
Idaho |  |  |  | 239.566 | 18319983.378 | 2275867.2 | 239.566 | 18319983.378 | 2275867.2 | 239.566 | 239.566 | 239.566 | 239.566 | 239.566 | 239.566 |  | Idaho | 239.566 | 18319983.378 | 2275867.2 | 239.566 | 18319983.378 | 2275867.2 | 239.566 | 239.566 | 239.566 | 239.566 | 239.566 | 239.566 |  |  |  | New York | 54.2517 | 9863952.228 | 1399142.16 | Idaho
Illinois | X | X | X | 11335.293 | 316615564.026 | 32824055.25 | 6644.2854 | 253219462.849 | 28556879.79 | 6574.7332 | 6574.7332 | 6414.5259 | 6414.5259 | 5888.8587 | 5363.1916 | 5889 | Illinois | 11335.293 | 316615564.026 | 32824055.25 | 6442.423 | 216517209.625 | 22795144.59 | 6372.8708 | 6372.8708 | 6212.6635 | 6212.6635 | 5686.9963 | 5161.3292 | 201.8624 | 36702253.224 | 5761735.2 | North Carolina | 40.6401 | 7389103.176 | 1159984.8 | Illinois
Indiana | X | X | X | 14162.272 | 367769002.737 | 38256888.71 | 9468.3067 | 302245332.1602 | 32096058.56 | 8700.235 | 8700.235 | 8698.0696 | 8698.0696 | 8409.6509 | 8134.8971 | 8410 | Indiana | 14162.272 | 367769002.737 | 38256888.71 | 9467.1625 | 302037289.125 | 32075054.72 | 8699.0907 | 8699.0907 | 8696.9254 | 8696.9254 | 8408.5066 | 8133.7529 | 1.1442 | 208043.0352 | 21003.84 | North Dakota | 0.80017 | 145484.64 | 14688 | Indiana
Iowa |  |  |  | 9969.905 | 147993282.299 | 15175329.43 | 9773.2545 | 142934126.301 | 14694225.31 | 9773.2545 | 9773.2545 | 9712.8271 | 9712.8271 | 6790.0261 | 4026.1156 |  | Iowa | 9969.905 | 147993282.299 | 15175329.43 | 9773.2545 | 142934126.301 | 14694225.31 | 9773.2545 | 9773.2545 | 9712.8271 | 9712.8271 | 6790.0261 | 4026.1156 |  |  |  | Ohio | 293.2419 | 53316703.305 | 8089140.6 | Iowa
Kansas |  |  |  | 6231.256 | 115827226.182 | 11828632.72 | 5509.961 | 104571293.117 | 10718340.12 | 4762.9788 | 4762.9788 | 4762.9788 | 4762.9788 | 3937.6761 | 3112.3735 |  | Kansas | 6231.256 | 115827226.182 | 11828632.72 | 5509.961 | 104571293.117 | 10718340.12 | 4762.9788 | 4762.9788 | 4762.9788 | 4762.9788 | 3937.6761 | 3112.3735 |  |  |  | Oregon | 7.8976 | 1435933.3968 | 144970.56 | Kansas
Kentucky | X | X | X | 14571.428 | 301161749.587 | 32289610.52 | 13210.6595 | 295857696.703 | 31687112.88 | 12911.4015 | 12471.6925 | 12911.4015 | 12471.6925 | 10189.6271 | 7907.5617 | 10190 | Kentucky | 14571.428 | 301161749.587 | 32289610.52 | 13210.6595 | 295857696.703 | 31687112.88 | 12911.4015 | 12471.6925 | 12911.4015 | 12471.6925 | 10189.6271 | 7907.5617 |  |  |  | Pennsylvania | 93.632 | 20450388.816 | 3083268.24 | Kentucky
Louisiana | X | X | X | 11391.323 | 280839944.408 | 32388791.32 | 9703.8607 | 278461806.55 | 32620541.7 | 9189.3224 | 9189.3224 | 9093.0552 | 9093.0552 | 6370.0145 | 3809.8208 | 6370 | Louisiana | 11391.323 | 280839944.408 | 32388791.32 | 9652.1615 | 269061945.55 | 31335341.7 | 9137.6232 | 9137.6232 | 9041.3559 | 9041.3559 | 6318.3153 | 3758.1216 | 51.6992 | 9399861 | 1285200 | South Dakota | 4.911 | 892911.978 | 90147.6 | Louisiana
Maine |  |  |  | 107.549 | 12436183.795 | 1524815.77 | 107.549 | 12436183.795 | 1524815.77 | 85.6235 | 85.6235 | 85.6235 | 85.6235 | 85.6235 | 85.6235 |  | Maine | 107.549 | 12436183.795 | 1524815.77 | 107.549 | 12436183.795 | 1524815.77 | 85.6235 | 85.6235 | 85.6235 | 85.6235 | 85.6235 | 85.6235 |  |  |  | Texas | 86.027 | 15641275.068 | 2251303.2 | Maine
Maryland | X | X | X | 1428.019 | 80220113.27 | 9246154.74 | 901.1555 | 70725007.013 | 8312802.86 | 850.2649 | 850.2649 | 842.4591 | 842.4591 | 842.4591 | 842.4591 | 842 | Maryland | 1428.019 | 80220113.27 | 9246154.74 | 901.1555 | 70725007.013 | 8312802.86 | 850.2649 | 850.2649 | 842.4591 | 842.4591 | 842.4591 | 842.4591 |  |  |  | Utah | 161.877 | 1888174 | 168966 | Maryland
Massachusetts |  |  |  | 297.946 | 53404422.181 | 6150911.93 | 287.33 | 51627489.567 | 5917351.4 | 256.0896 | 256.0896 | 256.0896 | 256.0896 | 256.0896 | 256.0896 |  | Massachusetts | 297.946 | 53404422.181 | 6150911.93 | 287.33 | 51627489.567 | 5917351.4 | 256.0896 | 256.0896 | 256.0896 | 256.0896 | 256.0896 | 256.0896 |  |  |  |  | 1963.4037 | 311883343.0476 | 46398140.92 | Massachusetts
Michigan | X | X | X | 13554.904 | 303831905.839 | 29702739.23 | 7790.0457 | 258225106.9804 | 28093455.35 | 7786.3784 | 7786.3784 | 7771.2652 | 7771.2652 | 6743.3711 | 5830.6534 | 6743 | Michigan | 13554.904 | 303831905.839 | 29702739.23 | 7563.514 | 217037516.956 | 21929011.91 | 7559.8466 | 7559.8466 | 7544.7335 | 7544.7335 | 6516.8393 | 5604.1217 | 226.5317 | 41187590.0244 | 6164443.44 |  |  |  |  | Michigan
Minnesota |  | X |  | 5652.356 | 128967462.566 | 13677338.87 | 4196.703 | 107821235.919 | 11638999.62 | 4098.5257 | 4098.5257 | 4058.0851 | 4058.0851 | 3321.1292 | 2584.1733 | 4058 | Minnesota | 5652.356 | 128967462.566 | 13677338.87 | 4196.703 | 107821235.919 | 11638999.62 | 4098.5257 | 4098.5257 | 4058.0851 | 4058.0851 | 3321.1292 | 2584.1733 | [7 empty] | Minnesota
Mississippi |  | X | X | 5789.943 | 190043215.068 | 22493703.87 | 6021.653 | 189279160.442 | 22316644.95 | 5949.0018 | 5037.2826 | 5949.0018 | 5037.2826 | 3484.1673 | 2084.1181 | 3484 | Mississippi | 5789.943 | 190043215.068 | 22493703.87 | 4835.653 | 180284292.442 | 21521127.95 | 4763.0018 | 4138.2826 | 4763.0018 | 4138.2826 | 2922.1673 | 1859.1181 | [7 empty] | Mississippi | 1186 | 8994868 | 795517 | 1186 | 899 | 1186 | 899 | 562 | 225
Missouri |  | X | X | 20387.717 | 288219887.017 | 31104030.82 | 18612.175 | 249153661 | 26813137.44 | 11272.7504 | 11272.7504 | 11115.6416 | 11115.6416 | 9248.4552 | 7381.2689 | 9248 | Missouri | 20387.717 | 288219887.017 | 31104030.82 | 18612.175 | 249153661 | 26813137.44 | 11272.7504 | 11272.7504 | 11115.6416 | 11115.6416 | 9248.4552 | 7381.2689 | [7 empty] | Missouri
Montana |  |  |  | 3070.699 | 46489165.842 | 4635866.92 | 3070.699 | 46489165.842 | 4635866.92 | 3070.699 | 3070.699 | 3070.699 | 3070.699 | 2123.9671 | 1177.2351 |  | Montana | 3070.699 | 46489165.842 | 4635866.92 | 3070.699 | 46489165.842 | 4635866.92 | 3070.699 | 3070.699 | 3070.699 | 3070.699 | 2123.9671 | 1177.2351 | [7 empty] | Montana
Nebraska |  |  |  | 8930.655 | 102719095.934 | 10720071.54 | 8930.655 | 102719095.934 | 10720071.54 | 8893.8443 | 8381.4502 | 8893.8443 | 8381.4502 | 5671.6989 | 3069.8608 |  | Nebraska | 8930.655 | 102719095.934 | 10720071.54 | 8930.655 | 102719095.934 | 10720071.54 | 8893.8443 | 8381.4502 | 8893.8443 | 8381.4502 | 5671.6989 | 3069.8608 | [7 empty] | Nebraska
Nevada |  | X | X | 2457.429 | 103489785.241 | 12918610.32 | 1145.6924 | 105018414.525 | 13243229.86 | 1141.8258 | 1141.8258 | 1141.8258 | 1141.8258 | 1141.8258 | 1141.8258 | 1142 | Nevada | 2457.429 | 103489785.241 | 12918610.32 | 968.474 | 93778417.354 | 11889052.86 | 964.6074 | 964.6074 | 964.6074 | 964.6074 | 964.6074 | 964.6074 | 177.2184 | 11239997.171 | 1354177 |  |  |  |  | Nevada
New Hampshire |  |  |  | 330.134 | 23374046.252 | 2303021.6 | 330.134 | 23374046.252 | 2303021.6 | 266.9192 | 266.9192 | 266.9192 | 266.9192 | 266.9192 | 266.9192 |  | New Hampshire | 330.134 | 23374046.252 | 2303021.6 | 330.134 | 23374046.252 | 2303021.6 | 266.9192 | 266.9192 | 266.9192 | 266.9192 | 266.9192 | 266.9192 | [7 empty] | New Hampshire
New Jersey | X | X | X | 1323.57 | 119538736.608 | 14682028.34 | 915.461 | 112233230.696 | 14601397.51 | 772.5779 | 772.5779 | 772.5779 | 772.5779 | 772.5779 | 772.5779 | 773 | New Jersey | 1323.57 | 119538736.608 | 14682028.34 | 915.461 | 112233230.696 | 14601397.51 | 772.5779 | 772.5779 | 772.5779 | 772.5779 | 772.5779 | 772.5779 | [7 empty] | New Jersey
New Mexico |  |  |  | 5065.751 | 108235364.888 | 11502879.2 | 2028.501 | 79106428.955 | 8916600.27 | 1997.973 | 1997.973 | 1997.973 | 1997.973 | 1832.8761 | 1667.7792 |  | New Mexico | 5065.751 | 108235364.888 | 11502879.2 | 2028.501 | 79106428.955 | 8916600.27 | 1997.973 | 1997.973 | 1997.973 | 1997.973 | 1832.8761 | 1667.7792 | [7 empty] | New Mexico
New York | X | X | X | 3997.077 | 233342131.04 | 27313197.58 | 3976.5207 | 242853660.668 | 28688704.18 | 3912.2568 | 3912.2568 | 3912.2568 | 3912.2568 | 3649.8825 | 3387.5082 | 3650 | New York | 3997.077 | 233342131.04 | 27313197.58 | 3922.269 | 232989708.44 | 27289562.02 | 3858.005 | 3858.005 | 3858.005 | 3858.005 | 3595.6308 | 3333.2565 | 54.2517 | 9863952.228 | 1399142.16 |  |  |  |  | New York
North Carolina |  |  |  | 12443.566 | 281750959.316 | 29259654.24 | 11700.2641 | 280872290.596 | 29615600.06 | 8847.3501 | 8847.3501 | 8837.4116 | 8837.4116 | 7489.6488 | 6141.8859 |  | North Carolina | 12443.566 | 281750959.316 | 29259654.24 | 11659.624 | 273483187.42 | 28455615.26 | 8806.71 | 8806.71 | 8796.7716 | 8796.7716 | 7449.0087 | 6101.2458 | 40.6401 | 7389103.176 | 1159984.8 |  |  |  |  | North Carolina
North Dakota |  |  |  | 12666.391 | 121650949.284 | 11776926.66 | 12246.3022 | 119541028.874 | 11593939.66 | 12246.3022 | 12246.3022 | 11436.078 | 11436.078 | 7181.4811 | 2926.8842 |  | North Dakota | 12666.391 | 121650949.284 | 11776926.66 | 12245.502 | 119395544.234 | 11579251.66 | 12245.502 | 12245.502 | 11435.2778 | 11435.2778 | 7180.681 | 2926.0841 | 0.80017 | 145484.64 | 14688 |  |  |  |  | North Dakota
Ohio | X | X | X | 11696.553 | 389640468.594 | 45135729.3 | 9083.0759 | 386560212.307 | 47519942.63 | 7928.9395 | 7928.9395 | 7928.9395 | 7928.9395 | 7928.9395 | 7928.9395 | 7929 | Ohio | 11696.553 | 389640468.594 | 45135729.3 | 8789.834 | 333243509.002 | 39430802.03 | 7635.6976 | 7635.6976 | 7635.6976 | 7635.6976 | 7635.6976 | 7635.6976 | 293.2419 | 53316703.305 | 8089140.6 |  |  |  |  | Ohio
Oklahoma |  | X | X | 10470.057 | 212903385.548 | 22657698.36 | 10259.25 | 211145820.108 | 22520630.62 | 10060.6724 | 9369.1715 | 10060.6724 | 9369.1715 | 6630.7477 | 4291.1489 | 6631 | Oklahoma | 10470.057 | 212903385.548 | 22657698.36 | 10259.25 | 211145820.108 | 22520630.62 | 10060.6724 | 9369.1715 | 10060.6724 | 9369.1715 | 6630.7477 | 4291.1489 | [7 empty] | Oklahoma
Oregon |  |  |  | 341.927 | 56716013.088 | 7943019.78 | 349.8246 | 58151946.4848 | 8087990.34 | 300.1204 | 300.1204 | 300.1204 | 300.1204 | 300.1204 | 300.1204 |  | Oregon | 341.927 | 56716013.088 | 7943019.78 | 341.927 | 56716013.088 | 7943019.78 | 292.2228 | 292.2228 | 292.2228 | 292.2228 | 292.2228 | 292.2228 | 7.8976 | 1435933.3968 | 144970.56 |  |  |  |  | Oregon
Pennsylvania | X | X | X | 12784.767 | 539359977.071 | 65729802.05 | 8362.0058 | 550993362.999 | 67945477.01 | 8010.2538 | 8010.2538 | 7910.3258 | 7910.3258 | 7511.5709 | 7158.0777 | 7512 | Pennsylvania | 12784.767 | 539359977.071 | 65729802.05 | 8268.3738 | 530542974.183 | 64862208.77 | 7916.6218 | 7916.6218 | 7816.6938 | 7816.6938 | 7417.9389 | 7064.4457 | 93.632 | 20450388.816 | 3083268.24 |  |  |  |  | Pennsylvania
Rhode Island |  |  |  | 279.229 | 31838504.797 | 3674051.65 | 279.229 | 31838504.797 | 3674051.65 | 148.4058 | 148.4058 | 148.4058 | 148.4058 | 148.4058 | 148.4058 |  | Rhode Island | 279.229 | 31838504.797 | 3674051.65 | 279.229 | 31838504.797 | 3674051.65 | 148.4058 | 148.4058 | 148.4058 | 148.4058 | 148.4058 | 148.4058 | [7 empty] | Rhode Island
South Carolina |  |  |  | 4273.477 | 161345885.778 | 17627029.06 | 4273.477 | 161345885.778 | 17627029.06 | 3530.9557 | 3530.9557 | 3530.9557 | 3530.9557 | 3530.9557 | 3530.9557 |  | South Carolina | 4273.477 | 161345885.778 | 17627029.06 | 4273.477 | 161345885.778 | 17627029.06 | 3530.9557 | 3530.9557 | 3530.9557 | 3530.9557 | 3530.9557 | 3530.9557 | [7 empty] | South Carolina
South Dakota |  |  |  | 515.776 | 15587258.091 | 1471525.89 | 508.9 | 16161161.074 | 1539304.3 | 508.9 | 508.9 | 508.9 | 508.9 | 508.9 | 508.9 |  | South Dakota | 515.776 | 15587258.091 | 1471525.89 | 503.989 | 15268249.096 | 1449156.7 | 503.989 | 503.989 | 503.989 | 503.989 | 503.989 | 503.989 | 4.911 | 892911.978 | 90147.6 |  |  |  |  | South Dakota
Tennessee |  |  |  | 4319.043 | 157981198.381 | 17418179.75 | 4064.477 | 152351270.874 | 16862715.94 | 3983.3802 | 3983.3802 | 3983.3802 | 3983.3802 | 3983.3802 | 3983.3802 |  | Tennessee | 4319.043 | 157981198.381 | 17418179.75 | 4064.477 | 152351270.874 | 16862715.94 | 3983.3802 | 3983.3802 | 3983.3802 | 3983.3802 | 3983.3802 | 3983.3802 | [7 empty] | Tennessee
Texas |  | X | X | 42746.331 | 1400469195.415 | 157307077.52 | 39684.1795 | 1389251812.866 | 157210164.01 | 38775.1283 | 38775.1283 | 38542.459 | 38542.459 | 31123.234 | 23704.0091 | 31123 | Texas | 42746.331 | 1400469195.415 | 157307077.52 | 39598.1525 | 1373610537.798 | 154958860.81 | 38689.1013 | 38689.1013 | 38456.432 | 38456.432 | 31037.207 | 23617.9821 | 86.027 | 15641275.068 | 2251303.2 |  |  |  |  | Texas
Utah |  | X | X | 15762.131 | 164519648.066 | 18345466.73 | 9930.35 | 127217396.416 | 14057967.73 | 9923.0718 | 9923.0718 | 9923.0718 | 9923.0718 | 6257.9162 | 2592.7606 | 6258 | Utah | 15762.131 | 164519648.066 | 18345466.73 | 9768.473 | 125329222.416 | 13889001.73 | 9761.1948 | 9761.1948 | 9761.1948 | 9761.1948 | 6096.0392 | 2430.8836 | 161.877 | 1888174 | 168966 |  |  |  |  | Utah
Vermont |  |  |  | 53.946 | 1571908.1 | 113425 | 53.946 | 1571908.1 | 113425 | 53.946 | 53.946 | 53.946 | 53.946 | 53.946 | 53.946 |  | Vermont | 53.946 | 1571908.1 | 113425 | 53.946 | 1571908.1 | 113425 | 53.946 | 53.946 | 53.946 | 53.946 | 53.946 | 53.946 | [7 empty] | Vermont
Virginia | X | X | X | 3328.728 | 202953791.444 | 24677281.37 | 3019.48 | 194015719.159 | 23775354.8 | 2855.4112 | 2777.871 | 2833.7787 | 2756.2385 | 2564.6257 | 2373.0129 | 2565 | Virginia | 3328.728 | 202953791.444 | 24677281.37 | 3019.48 | 194015719.159 | 23775354.8 | 2855.4112 | 2777.871 | 2833.7787 | 2756.2385 | 2564.6257 | 2373.0129 | [7 empty] | Virginia
Washington |  |  |  | 1999.244 | 65748253.816 | 7731261.37 | 526.89 | 50453817.932 | 6365209.06 | 256.7971 | 256.7971 | 256.7971 | 256.7971 | 256.7971 | 256.7971 |  | Washington | 1999.244 | 65748253.816 | 7731261.37 | 526.89 | 50453817.932 | 6365209.06 | 256.7971 | 256.7971 | 256.7971 | 256.7971 | 256.7971 | 256.7971 | [7 empty] | Washington
West Virginia | X | X | X | 14685.64 | 306845495.165 | 32032437.95 | 13185.327 | 273151956.819 | 28666644.47 | 12783.9974 | 12238.5139 | 12443.2521 | 11957.8544 | 10817.8806 | 9677.9067 | 10818 | West Virginia | 14685.64 | 306845495.165 | 32032437.95 | 13185.327 | 273151956.819 | 28666644.47 | 12783.9974 | 12238.5139 | 12443.2521 | 11957.8544 | 10817.8806 | 9677.9067 | [7 empty] | West Virginia
Wisconsin |  | X |  | 6321.478 | 220794281.733 | 24061341.2 | 5016.202 | 185469475.734 | 20688897.1 | 5009.5654 | 5009.5654 | 4990.2191 | 4990.2191 | 4691.8608 | 4393.5025 | 4990 | Wisconsin | 6321.478 | 220794281.733 | 24061341.2 | 5016.202 | 185469475.734 | 20688897.1 | 5009.5654 | 5009.5654 | 4990.2191 | 4990.2191 | 4691.8608 | 4393.5025 | [7 empty] | Wisconsin
Wyoming |  |  |  | 11642.715 | 175787235.959 | 16542943.6 | 9174.427 | 161937894.803 | 15224650.61 | 9092.7945 | 8499.4169 | 9079.7903 | 8486.4127 | 6148.5805 | 3810.7482 |  | Wyoming | 11642.715 | 175787235.959 | 16542943.6 | 9174.427 | 161937894.803 | 15224650.61 | 9092.7945 | 8499.4169 | 9079.7903 | 8486.4127 | 6148.5805 | 3810.7482 | [7 empty] | Wyoming
Total |  |  |  | 359617.06 | 10261049880.849 | 1159585093.82 | 298470.2901 | 9775913146.6096 | 1129214873.03 | 277537.7964 | 273696.9151 | 275308.9705 | 271528.1751 | 223922.5972 | 177472.6641 |  | Total | 359617.06 | 10261049880.849 | 1159585093.82 | 295320.8864 | 9455034935.562 | 1082021215.11 | 274388.3927 | 270834.5114 | 272159.5668 | 268665.7714 | 221397.1935 | 175284.2604 | 1963.4037 | 311883343.0476 | 46398140.92 |  |  |  |  | Total | 1186 | 8994868 | 795517 | 1186 | 899 | 1186 | 899 | 562 | 225
2023 Strategy |  |  |  | 239449.541 | 6657406842.865 | 745505855.65 | 196224.9978 | 6304216630.2466 | 722417869.92 | 183544.7781 | 180878.8252 | 182351.3484 | 179745.4814 | 150007.211 | 121157.7818 | 151329
2026 Strategy |  |  |  | 220827.704 | 5994607557.109 | 670547989.63 | 180641.02 | 5680529872.4966 | 649997018.5 | 168098.0199 | 165432.0671 | 166964.3771 | 164358.5101 | 135941.1903 | 108412.7116 | 135942

## State 2027
State | RCU State | 2023 EGU control strategy | 2026 EGU control strategy | 2021 OS NOx | 2021 OS Heat Input | 2021 OS Generation | Baseline 2027 OS NOx | Baseline 2027 OS Heat Input | Baseline 2027 OS Generation | Baseline 2027 OS NOx + SCR Optimize | Baseline 2027 OS NOx + SCR Optimize + SOA CC | Baseline 2027 OS NOx + SCR Optimize + SNCR Optimize | Baseline 2027 OS NOx + SCR Optimize + SOA CC + SNCR Optimize | Baseline 2027 OS NOx + SCR Optimize + SOA CC + SNCR Optimize + SCR (Half)/SNCR Retrofit | Baseline 2027 OS NOx + SCR Optimize + SOA CC + SNCR Optimize + SCR/SNCR Retrofit | Preset 2027 State Budget | State | 2021 OS NOx | 2021 OS Heat Input | 2021 OS Generation | Baseline 2027 OS NOx | Baseline 2027 OS Heat Input | Baseline 2027 OS Generation | Baseline 2027 OS NOx + SCR Optimize | Baseline 2027 OS NOx + SCR Optimize + SOA CC | Baseline 2027 OS NOx + SCR Optimize + SNCR Optimize | Baseline 2027 OS NOx + SCR Optimize + SOA CC + SNCR Optimize | Baseline 2027 OS NOx + SCR Optimize + SOA CC + SNCR Optimize + SCR (Half)/SNCR Retrofit | Baseline 2027 OS NOx + SCR Optimize + SOA CC + SNCR Optimize + SCR/SNCR Retrofit | Summer NOx new units (>25MW) | Summer HI new units (>25MW) | Summer Gen new units (>25MW) | Summer new units (>25MW) | NOx | Heat Input | Generation | Budget Adjustment | Baseline 2023 OS NOx | Baseline 2023 OS Heat Input | Baseline 2023 OS Generation | Baseline 2023 OS NOx + SCR Optimize | Baseline 2023 OS NOx + SCR Optimize + SOA CC | Baseline 2023 OS NOx + SCR Optimize + SNCR Optimize | Baseline 2023 OS NOx + SCR Optimize + SOA CC + SNCR Optimize | Baseline 2023 OS NOx + SCR Optimize + SOA CC + SNCR Optimize + SCR (Half)/SNCR Retrofit | Baseline 2023 OS NOx + SCR Optimize + SOA CC + SNCR Optimize + SCR/SNCR Retrofit
Alabama |  | X |  | 6648.003 | 313037541.457 | 37219185.95 | 6268.3688 | 328650652.822 | 39923155.7 | 6235.9631 | 6235.9631 | 6235.9631 | 6235.9631 | 5988.5883 | 5741.2136 | 6236 | Alabama | 6648.003 | 313037541.457 | 37219185.95 | 6158.4065 | 308657503.282 | 36784513.7 | 6126.0007 | 6126.0007 | 6126.0007 | 6126.0007 | 5878.626 | 5631.2512 | 109.9623 | 19993149.54 | 3138642 | Alabama | 109.9623 | 19993149.54 | 3138642 | Alabama
Arizona |  |  |  | 7723.141 | 265744345.671 | 32223473.69 | 5341.8704 | 252818430.158 | 31114522.44 | 5257.5301 | 5188.3733 | 5127.2755 | 5058.1188 | 4157.2633 | 3256.4079 |  | Arizona | 7723.141 | 265744345.671 | 32223473.69 | 5341.8704 | 252818430.158 | 31114522.44 | 5257.5301 | 5188.3733 | 5127.2755 | 5058.1188 | 4157.2633 | 3256.4079 |  |  |  | California | 112.8133 | 20511516.6 | 2900512.8 | Arizona
Arkansas |  | X | X | 8954.522 | 192843560.965 | 21442685.65 | 8727.536 | 190921052.236 | 21270872.15 | 8699.7977 | 8699.7977 | 8699.7977 | 8699.7977 | 6365.3857 | 4030.9737 | 4031 | Arkansas | 8954.522 | 192843560.965 | 21442685.65 | 8727.536 | 190921052.236 | 21270872.15 | 8699.7977 | 8699.7977 | 8699.7977 | 8699.7977 | 6365.3857 | 4030.9737 |  |  |  | Colorado | 3.2767 | 595759.6008 | 60147.36 | Arkansas
California |  |  |  | 1617.814 | 307678602.378 | 39811838.35 | 1671.6103 | 312808298.372 | 41461518.18 | 1281.6524 | 1281.6524 | 1281.6524 | 1281.6524 | 1281.6524 | 1281.6524 |  | California | 1617.814 | 307678602.378 | 39811838.35 | 1558.797 | 292296781.772 | 38561005.38 | 1168.8391 | 1168.8391 | 1168.8391 | 1168.8391 | 1168.8391 | 1168.8391 | 112.8133 | 20511516.6 | 2900512.8 | Florida | 335.6169 | 61021246.2444 | 9310668.12 | California
Colorado |  |  |  | 7310.269 | 173828688.808 | 18428319.82 | 4285.3402 | 140664862.9948 | 15245778.54 | 4207.5167 | 4207.5167 | 4207.5167 | 4207.5167 | 3533.556 | 2859.5953 |  | Colorado | 7310.269 | 173828688.808 | 18428319.82 | 4282.0635 | 140069103.394 | 15185631.18 | 4204.24 | 4204.24 | 4204.24 | 4204.24 | 3530.2793 | 2856.3186 | 3.2767 | 595759.6008 | 60147.36 | Illinois | 201.8624 | 36702253.224 | 5761735.2 | Colorado
Connecticut |  |  |  | 416.282 | 72511597.593 | 9712001.66 | 381.0861 | 72511597.593 | 9712001.66 | 354.5495 | 354.5495 | 354.5495 | 354.5495 | 354.5495 | 354.5495 |  | Connecticut | 416.282 | 72511597.593 | 9712001.66 | 381.0861 | 72511597.593 | 9712001.66 | 354.5495 | 354.5495 | 354.5495 | 354.5495 | 354.5495 | 354.5495 |  |  |  | Indiana | 1.1442 | 208043.0352 | 21003.84 | Connecticut
Delaware |  |  |  | 423.134 | 18775953.04 | 1848538.37 | 338.959 | 16877925.781 | 1666812.01 | 312.2836 | 312.2836 | 307.947 | 307.947 | 307.947 | 307.947 |  | Delaware | 423.134 | 18775953.04 | 1848538.37 | 338.959 | 16877925.781 | 1666812.01 | 312.2836 | 312.2836 | 307.947 | 307.947 | 307.947 | 307.947 |  |  |  | Louisiana | 51.6992 | 9399861 | 1285200 | Delaware
Florida |  |  |  | 13729.975 | 737533505.008 | 94265950.23 | 11297.4104 | 758732745.8834 | 99653883.78 | 8809.9701 | 8809.9701 | 8809.9701 | 8809.9701 | 8109.8374 | 7409.7048 |  | Florida | 13729.975 | 737533505.008 | 94265950.23 | 10961.7935 | 697711499.639 | 90343215.66 | 8474.3533 | 8474.3533 | 8474.3533 | 8474.3533 | 7774.2206 | 7074.0879 | 335.6169 | 61021246.2444 | 9310668.12 | Michigan | 226.5317 | 41187590.0244 | 6164443.44 | Florida
Georgia |  |  |  | 6168.129 | 328793408.125 | 38113702.74 | 5190.715 | 299547974.678 | 35348099.12 | 5178.9554 | 5178.9554 | 5171.7445 | 5171.7445 | 5089.2616 | 5006.7787 |  | Georgia | 6168.129 | 328793408.125 | 38113702.74 | 5190.715 | 299547974.678 | 35348099.12 | 5178.9554 | 5178.9554 | 5171.7445 | 5171.7445 | 5089.2616 | 5006.7787 |  |  |  | Nevada | 177.2184 | 11239997.171 | 1354177 | Georgia
Idaho |  |  |  | 239.566 | 18319983.378 | 2275867.2 | 239.566 | 18319983.378 | 2275867.2 | 239.566 | 239.566 | 239.566 | 239.566 | 239.566 | 239.566 |  | Idaho | 239.566 | 18319983.378 | 2275867.2 | 239.566 | 18319983.378 | 2275867.2 | 239.566 | 239.566 | 239.566 | 239.566 | 239.566 | 239.566 |  |  |  | New York | 54.2517 | 9863952.228 | 1399142.16 | Idaho
Illinois | X | X | X | 11335.293 | 316615564.026 | 32824055.25 | 6644.2854 | 253219462.849 | 28556879.79 | 6574.7332 | 6574.7332 | 6414.5259 | 6414.5259 | 5888.8587 | 5363.1916 | 5363 | Illinois | 11335.293 | 316615564.026 | 32824055.25 | 6442.423 | 216517209.625 | 22795144.59 | 6372.8708 | 6372.8708 | 6212.6635 | 6212.6635 | 5686.9963 | 5161.3292 | 201.8624 | 36702253.224 | 5761735.2 | North Carolina | 40.6401 | 7389103.176 | 1159984.8 | Illinois
Indiana | X | X | X | 14162.272 | 367769002.737 | 38256888.71 | 9468.3067 | 302245332.1602 | 32096058.56 | 8700.235 | 8700.235 | 8698.0696 | 8698.0696 | 8409.6509 | 8134.8971 | 8135 | Indiana | 14162.272 | 367769002.737 | 38256888.71 | 9467.1625 | 302037289.125 | 32075054.72 | 8699.0907 | 8699.0907 | 8696.9254 | 8696.9254 | 8408.5066 | 8133.7529 | 1.1442 | 208043.0352 | 21003.84 | North Dakota | 0.80017 | 145484.64 | 14688 | Indiana
Iowa |  |  |  | 9969.905 | 147993282.299 | 15175329.43 | 9773.2545 | 142934126.301 | 14694225.31 | 9773.2545 | 9773.2545 | 9712.8271 | 9712.8271 | 6790.0261 | 4026.1156 |  | Iowa | 9969.905 | 147993282.299 | 15175329.43 | 9773.2545 | 142934126.301 | 14694225.31 | 9773.2545 | 9773.2545 | 9712.8271 | 9712.8271 | 6790.0261 | 4026.1156 |  |  |  | Ohio | 293.2419 | 53316703.305 | 8089140.6 | Iowa
Kansas |  |  |  | 6231.256 | 115827226.182 | 11828632.72 | 5509.961 | 104571293.117 | 10718340.12 | 4762.9788 | 4762.9788 | 4762.9788 | 4762.9788 | 3937.6761 | 3112.3735 |  | Kansas | 6231.256 | 115827226.182 | 11828632.72 | 5509.961 | 104571293.117 | 10718340.12 | 4762.9788 | 4762.9788 | 4762.9788 | 4762.9788 | 3937.6761 | 3112.3735 |  |  |  | Oregon | 7.8976 | 1435933.3968 | 144970.56 | Kansas
Kentucky | X | X | X | 14571.428 | 301161749.587 | 32289610.52 | 13210.6595 | 295857696.703 | 31687112.88 | 12911.4015 | 12471.6925 | 12911.4015 | 12471.6925 | 10189.6271 | 7907.5617 | 7908 | Kentucky | 14571.428 | 301161749.587 | 32289610.52 | 13210.6595 | 295857696.703 | 31687112.88 | 12911.4015 | 12471.6925 | 12911.4015 | 12471.6925 | 10189.6271 | 7907.5617 |  |  |  | Pennsylvania | 93.632 | 20450388.816 | 3083268.24 | Kentucky
Louisiana | X | X | X | 11391.323 | 280839944.408 | 32388791.32 | 9627.5617 | 277262839.712 | 32526712.58 | 9113.0234 | 9113.0234 | 9016.7562 | 9016.7562 | 6322.8728 | 3791.8363 | 3792 | Louisiana | 11391.323 | 280839944.408 | 32388791.32 | 9575.8625 | 267862978.712 | 31241512.58 | 9061.3242 | 9061.3242 | 8965.0569 | 8965.0569 | 6271.1735 | 3740.1371 | 51.6992 | 9399861 | 1285200 | South Dakota | 4.911 | 892911.978 | 90147.6 | Louisiana
Maine |  |  |  | 107.549 | 12436183.795 | 1524815.77 | 107.549 | 12436183.795 | 1524815.77 | 85.6235 | 85.6235 | 85.6235 | 85.6235 | 85.6235 | 85.6235 |  | Maine | 107.549 | 12436183.795 | 1524815.77 | 107.549 | 12436183.795 | 1524815.77 | 85.6235 | 85.6235 | 85.6235 | 85.6235 | 85.6235 | 85.6235 |  |  |  | Texas | 86.027 | 15641275.068 | 2251303.2 | Maine
Maryland | X | X | X | 1428.019 | 80220113.27 | 9246154.74 | 901.1555 | 70725007.013 | 8312802.86 | 850.2649 | 850.2649 | 842.4591 | 842.4591 | 842.4591 | 842.4591 | 842 | Maryland | 1428.019 | 80220113.27 | 9246154.74 | 901.1555 | 70725007.013 | 8312802.86 | 850.2649 | 850.2649 | 842.4591 | 842.4591 | 842.4591 | 842.4591 |  |  |  | Utah | 161.877 | 1888174 | 168966 | Maryland
Massachusetts |  |  |  | 297.946 | 53404422.181 | 6150911.93 | 287.33 | 51627489.567 | 5917351.4 | 256.0896 | 256.0896 | 256.0896 | 256.0896 | 256.0896 | 256.0896 |  | Massachusetts | 297.946 | 53404422.181 | 6150911.93 | 287.33 | 51627489.567 | 5917351.4 | 256.0896 | 256.0896 | 256.0896 | 256.0896 | 256.0896 | 256.0896 |  |  |  |  | 1963.4037 | 311883343.0476 | 46398140.92 | Massachusetts
Michigan | X | X | X | 13554.904 | 303831905.839 | 29702739.23 | 7097.1932 | 258225106.9804 | 28093455.35 | 7093.5259 | 7093.5259 | 7078.4127 | 7078.4127 | 6327.0276 | 5690.8191 | 5691 | Michigan | 13554.904 | 303831905.839 | 29702739.23 | 6870.6615 | 217037516.956 | 21929011.91 | 6866.9941 | 6866.9941 | 6851.881 | 6851.881 | 6100.4959 | 5464.2873 | 226.5317 | 41187590.0244 | 6164443.44 |  |  |  |  | Michigan
Minnesota |  | X |  | 5652.356 | 128967462.566 | 13677338.87 | 3043.539 | 93890927.814 | 10317357.86 | 2945.3617 | 2945.3617 | 2904.9211 | 2904.9211 | 2447.4405 | 1989.9599 | 2905 | Minnesota | 5652.356 | 128967462.566 | 13677338.87 | 3043.539 | 93890927.814 | 10317357.86 | 2945.3617 | 2945.3617 | 2904.9211 | 2904.9211 | 2447.4405 | 1989.9599 | [7 empty] | Minnesota
Mississippi |  | X | X | 5789.943 | 190043215.068 | 22493703.87 | 6021.653 | 189279160.442 | 22316644.95 | 5949.0018 | 5037.2826 | 5949.0018 | 5037.2826 | 3484.1673 | 2084.1181 | 2084 | Mississippi | 5789.943 | 190043215.068 | 22493703.87 | 4835.653 | 180284292.442 | 21521127.95 | 4763.0018 | 4138.2826 | 4763.0018 | 4138.2826 | 2922.1673 | 1859.1181 | [7 empty] | Mississippi | 1186 | 8994868 | 795517 | 1186 | 899 | 1186 | 899 | 562 | 225
Missouri |  | X | X | 20387.717 | 288219887.017 | 31104030.82 | 18559.493 | 248413544.915 | 26766963.69 | 11220.0684 | 11220.0684 | 11062.9596 | 11062.9596 | 9195.7732 | 7328.5869 | 7329 | Missouri | 20387.717 | 288219887.017 | 31104030.82 | 18559.493 | 248413544.915 | 26766963.69 | 11220.0684 | 11220.0684 | 11062.9596 | 11062.9596 | 9195.7732 | 7328.5869 | [7 empty] | Missouri
Montana |  |  |  | 3070.699 | 46489165.842 | 4635866.92 | 3070.699 | 46489165.842 | 4635866.92 | 3070.699 | 3070.699 | 3070.699 | 3070.699 | 2123.9671 | 1177.2351 |  | Montana | 3070.699 | 46489165.842 | 4635866.92 | 3070.699 | 46489165.842 | 4635866.92 | 3070.699 | 3070.699 | 3070.699 | 3070.699 | 2123.9671 | 1177.2351 | [7 empty] | Montana
Nebraska |  |  |  | 8930.655 | 102719095.934 | 10720071.54 | 8246.682 | 102459562.8 | 10700632.78 | 8209.8713 | 8177.3887 | 8209.8713 | 8177.3887 | 5521.6708 | 2973.8659 |  | Nebraska | 8930.655 | 102719095.934 | 10720071.54 | 8246.682 | 102459562.8 | 10700632.78 | 8209.8713 | 8177.3887 | 8209.8713 | 8177.3887 | 5521.6708 | 2973.8659 | [7 empty] | Nebraska
Nevada |  | X | X | 2457.429 | 103489785.241 | 12918610.32 | 1115.0594 | 100193804.84 | 12599661.3 | 1112.8781 | 1112.8781 | 1112.8781 | 1112.8781 | 1112.8781 | 1112.8781 | 1113 | Nevada | 2457.429 | 103489785.241 | 12918610.32 | 937.841 | 88953807.669 | 11245484.3 | 935.6597 | 935.6597 | 935.6597 | 935.6597 | 935.6597 | 935.6597 | 177.2184 | 11239997.171 | 1354177 |  |  |  |  | Nevada
New Hampshire |  |  |  | 330.134 | 23374046.252 | 2303021.6 | 330.134 | 23374046.252 | 2303021.6 | 266.9192 | 266.9192 | 266.9192 | 266.9192 | 266.9192 | 266.9192 |  | New Hampshire | 330.134 | 23374046.252 | 2303021.6 | 330.134 | 23374046.252 | 2303021.6 | 266.9192 | 266.9192 | 266.9192 | 266.9192 | 266.9192 | 266.9192 | [7 empty] | New Hampshire
New Jersey | X | X | X | 1323.57 | 119538736.608 | 14682028.34 | 915.461 | 112233230.696 | 14601397.51 | 772.5779 | 772.5779 | 772.5779 | 772.5779 | 772.5779 | 772.5779 | 773 | New Jersey | 1323.57 | 119538736.608 | 14682028.34 | 915.461 | 112233230.696 | 14601397.51 | 772.5779 | 772.5779 | 772.5779 | 772.5779 | 772.5779 | 772.5779 | [7 empty] | New Jersey
New Mexico |  |  |  | 5065.751 | 108235364.888 | 11502879.2 | 2028.501 | 79106428.955 | 8916600.27 | 1997.973 | 1997.973 | 1997.973 | 1997.973 | 1832.8761 | 1667.7792 |  | New Mexico | 5065.751 | 108235364.888 | 11502879.2 | 2028.501 | 79106428.955 | 8916600.27 | 1997.973 | 1997.973 | 1997.973 | 1997.973 | 1832.8761 | 1667.7792 | [7 empty] | New Mexico
New York | X | X | X | 3997.077 | 233342131.04 | 27313197.58 | 3976.5207 | 242853660.668 | 28688704.18 | 3912.2568 | 3912.2568 | 3912.2568 | 3912.2568 | 3649.8825 | 3387.5082 | 3388 | New York | 3997.077 | 233342131.04 | 27313197.58 | 3922.269 | 232989708.44 | 27289562.02 | 3858.005 | 3858.005 | 3858.005 | 3858.005 | 3595.6308 | 3333.2565 | 54.2517 | 9863952.228 | 1399142.16 |  |  |  |  | New York
North Carolina |  |  |  | 12443.566 | 281750959.316 | 29259654.24 | 11700.2641 | 280872290.596 | 29615600.06 | 8847.3501 | 8847.3501 | 8837.4116 | 8837.4116 | 7489.6488 | 6141.8859 |  | North Carolina | 12443.566 | 281750959.316 | 29259654.24 | 11659.624 | 273483187.42 | 28455615.26 | 8806.71 | 8806.71 | 8796.7716 | 8796.7716 | 7449.0087 | 6101.2458 | 40.6401 | 7389103.176 | 1159984.8 |  |  |  |  | North Carolina
North Dakota |  |  |  | 12666.391 | 121650949.284 | 11776926.66 | 12246.3022 | 119541028.874 | 11593939.66 | 12246.3022 | 12246.3022 | 11436.078 | 11436.078 | 7181.4811 | 2926.8842 |  | North Dakota | 12666.391 | 121650949.284 | 11776926.66 | 12245.502 | 119395544.234 | 11579251.66 | 12245.502 | 12245.502 | 11435.2778 | 11435.2778 | 7180.681 | 2926.0841 | 0.80017 | 145484.64 | 14688 |  |  |  |  | North Dakota
Ohio | X | X | X | 11696.553 | 389640468.594 | 45135729.3 | 9083.0759 | 386560212.307 | 47519942.63 | 7928.9395 | 7928.9395 | 7928.9395 | 7928.9395 | 7928.9395 | 7928.9395 | 7929 | Ohio | 11696.553 | 389640468.594 | 45135729.3 | 8789.834 | 333243509.002 | 39430802.03 | 7635.6976 | 7635.6976 | 7635.6976 | 7635.6976 | 7635.6976 | 7635.6976 | 293.2419 | 53316703.305 | 8089140.6 |  |  |  |  | Ohio
Oklahoma |  | X | X | 10470.057 | 212903385.548 | 22657698.36 | 9317.081 | 196160641.65 | 21150817.62 | 9118.5034 | 8427.0025 | 9118.5034 | 8427.0025 | 5972.3485 | 3916.5195 | 3917 | Oklahoma | 10470.057 | 212903385.548 | 22657698.36 | 9317.081 | 196160641.65 | 21150817.62 | 9118.5034 | 8427.0025 | 9118.5034 | 8427.0025 | 5972.3485 | 3916.5195 | [7 empty] | Oklahoma
Oregon |  |  |  | 341.927 | 56716013.088 | 7943019.78 | 349.8246 | 58151946.4848 | 8087990.34 | 300.1204 | 300.1204 | 300.1204 | 300.1204 | 300.1204 | 300.1204 |  | Oregon | 341.927 | 56716013.088 | 7943019.78 | 341.927 | 56716013.088 | 7943019.78 | 292.2228 | 292.2228 | 292.2228 | 292.2228 | 292.2228 | 292.2228 | 7.8976 | 1435933.3968 | 144970.56 |  |  |  |  | Oregon
Pennsylvania | X | X | X | 12784.767 | 539359977.071 | 65729802.05 | 8362.0058 | 550993362.999 | 67945477.01 | 8010.2538 | 8010.2538 | 7910.3258 | 7910.3258 | 7511.5709 | 7158.0777 | 7158 | Pennsylvania | 12784.767 | 539359977.071 | 65729802.05 | 8268.3738 | 530542974.183 | 64862208.77 | 7916.6218 | 7916.6218 | 7816.6938 | 7816.6938 | 7417.9389 | 7064.4457 | 93.632 | 20450388.816 | 3083268.24 |  |  |  |  | Pennsylvania
Rhode Island |  |  |  | 279.229 | 31838504.797 | 3674051.65 | 279.229 | 31838504.797 | 3674051.65 | 148.4058 | 148.4058 | 148.4058 | 148.4058 | 148.4058 | 148.4058 |  | Rhode Island | 279.229 | 31838504.797 | 3674051.65 | 279.229 | 31838504.797 | 3674051.65 | 148.4058 | 148.4058 | 148.4058 | 148.4058 | 148.4058 | 148.4058 | [7 empty] | Rhode Island
South Carolina |  |  |  | 4273.477 | 161345885.778 | 17627029.06 | 4273.477 | 161345885.778 | 17627029.06 | 3530.9557 | 3530.9557 | 3530.9557 | 3530.9557 | 3530.9557 | 3530.9557 |  | South Carolina | 4273.477 | 161345885.778 | 17627029.06 | 4273.477 | 161345885.778 | 17627029.06 | 3530.9557 | 3530.9557 | 3530.9557 | 3530.9557 | 3530.9557 | 3530.9557 | [7 empty] | South Carolina
South Dakota |  |  |  | 515.776 | 15587258.091 | 1471525.89 | 508.9 | 16161161.074 | 1539304.3 | 508.9 | 508.9 | 508.9 | 508.9 | 508.9 | 508.9 |  | South Dakota | 515.776 | 15587258.091 | 1471525.89 | 503.989 | 15268249.096 | 1449156.7 | 503.989 | 503.989 | 503.989 | 503.989 | 503.989 | 503.989 | 4.911 | 892911.978 | 90147.6 |  |  |  |  | South Dakota
Tennessee |  |  |  | 4319.043 | 157981198.381 | 17418179.75 | 2747.213 | 115344085.718 | 13299131.44 | 2666.1162 | 2666.1162 | 2666.1162 | 2666.1162 | 2666.1162 | 2666.1162 |  | Tennessee | 4319.043 | 157981198.381 | 17418179.75 | 2747.213 | 115344085.718 | 13299131.44 | 2666.1162 | 2666.1162 | 2666.1162 | 2666.1162 | 2666.1162 | 2666.1162 | [7 empty] | Tennessee
Texas |  | X | X | 42746.331 | 1400469195.415 | 157307077.52 | 37260.9305 | 1356192531.586 | 154068247.43 | 36351.8793 | 36351.8793 | 36119.21 | 36119.21 | 29563.9816 | 23008.7532 | 23009 | Texas | 42746.331 | 1400469195.415 | 157307077.52 | 37174.9035 | 1340551256.518 | 151816944.23 | 36265.8523 | 36265.8523 | 36033.183 | 36033.183 | 29477.9546 | 22922.7262 | 86.027 | 15641275.068 | 2251303.2 |  |  |  |  | Texas
Utah |  | X | X | 15762.131 | 164519648.066 | 18345466.73 | 9930.35 | 127217396.416 | 14057967.73 | 9923.0718 | 9923.0718 | 9923.0718 | 9923.0718 | 6257.9162 | 2592.7606 | 2593 | Utah | 15762.131 | 164519648.066 | 18345466.73 | 9768.473 | 125329222.416 | 13889001.73 | 9761.1948 | 9761.1948 | 9761.1948 | 9761.1948 | 6096.0392 | 2430.8836 | 161.877 | 1888174 | 168966 |  |  |  |  | Utah
Vermont |  |  |  | 53.946 | 1571908.1 | 113425 | 53.946 | 1571908.1 | 113425 | 53.946 | 53.946 | 53.946 | 53.946 | 53.946 | 53.946 |  | Vermont | 53.946 | 1571908.1 | 113425 | 53.946 | 1571908.1 | 113425 | 53.946 | 53.946 | 53.946 | 53.946 | 53.946 | 53.946 | [7 empty] | Vermont
Virginia | X | X | X | 3328.728 | 202953791.444 | 24677281.37 | 3019.48 | 194015719.159 | 23775354.8 | 2855.4112 | 2777.871 | 2833.7787 | 2756.2385 | 2564.6257 | 2373.0129 | 2373 | Virginia | 3328.728 | 202953791.444 | 24677281.37 | 3019.48 | 194015719.159 | 23775354.8 | 2855.4112 | 2777.871 | 2833.7787 | 2756.2385 | 2564.6257 | 2373.0129 | [7 empty] | Virginia
Washington |  |  |  | 1999.244 | 65748253.816 | 7731261.37 | 526.89 | 50453817.932 | 6365209.06 | 256.7971 | 256.7971 | 256.7971 | 256.7971 | 256.7971 | 256.7971 |  | Washington | 1999.244 | 65748253.816 | 7731261.37 | 526.89 | 50453817.932 | 6365209.06 | 256.7971 | 256.7971 | 256.7971 | 256.7971 | 256.7971 | 256.7971 | [7 empty] | Washington
West Virginia | X | X | X | 14685.64 | 306845495.165 | 32032437.95 | 13185.327 | 273151956.819 | 28666644.47 | 12783.9974 | 12238.5139 | 12443.2521 | 11957.8544 | 10817.8806 | 9677.9067 | 9678 | West Virginia | 14685.64 | 306845495.165 | 32032437.95 | 13185.327 | 273151956.819 | 28666644.47 | 12783.9974 | 12238.5139 | 12443.2521 | 11957.8544 | 10817.8806 | 9677.9067 | [7 empty] | West Virginia
Wisconsin |  | X |  | 6321.478 | 220794281.733 | 24061341.2 | 3442.15 | 151343287.058 | 17427469.57 | 3435.5134 | 3435.5134 | 3416.1671 | 3416.1671 | 3416.1671 | 3416.1671 | 3416 | Wisconsin | 6321.478 | 220794281.733 | 24061341.2 | 3442.15 | 151343287.058 | 17427469.57 | 3435.5134 | 3435.5134 | 3416.1671 | 3416.1671 | 3416.1671 | 3416.1671 | [7 empty] | Wisconsin
Wyoming |  |  |  | 11642.715 | 175787235.959 | 16542943.6 | 9174.427 | 161937894.803 | 15224650.61 | 9092.7945 | 8499.4169 | 9079.7903 | 8486.4127 | 6148.5805 | 3810.7482 |  | Wyoming | 11642.715 | 175787235.959 | 16542943.6 | 9174.427 | 161937894.803 | 15224650.61 | 9092.7945 | 8499.4169 | 9079.7903 | 8486.4127 | 6148.5805 | 3810.7482 | [7 empty] | Wyoming
Total |  |  |  | 359617.06 | 10261049880.849 | 1159585093.82 | 289138.3341 | 9632105227.4686 | 1115399368.9 | 268215.7796 | 264854.8099 | 265986.9537 | 262686.0699 | 217204.0531 | 172877.6812 |  | Total | 359617.06 | 10261049880.849 | 1159585093.82 | 285988.9304 | 9311227016.421 | 1068205710.98 | 265066.3759 | 261992.4062 | 262837.55 | 259823.6662 | 214678.6494 | 170689.2775 | 1963.4037 | 311883343.0476 | 46398140.92 |  |  |  |  | Total | 1186 | 8994868 | 795517 | 1186 | 899 | 1186 | 899 | 562 | 225
2023 Strategy |  |  |  | 239449.541 | 6657406842.865 | 745505855.65 | 189177.1933 | 6199606587.8446 | 712369700.62 | 176498.6589 | 173832.7061 | 175305.2292 | 172699.3623 | 145030.6197 | 118250.7183 | 119663
2026 Strategy |  |  |  | 220827.704 | 5994607557.109 | 670547989.63 | 176423.1355 | 5625721720.1506 | 644701717.49 | 163881.8207 | 161215.8679 | 162748.1779 | 160142.311 | 133178.4238 | 107103.3777 | 107106

## State 2028
State | RCU State | 2023 EGU control strategy | 2026 EGU control strategy | 2021 OS NOx | 2021 OS Heat Input | 2021 OS Generation | Baseline 2028 OS NOx | Baseline 2028 OS Heat Input | Baseline 2028 OS Generation | Baseline 2028 OS NOx + SCR Optimize | Baseline 2028 OS NOx + SCR Optimize + SOA CC | Baseline 2028 OS NOx + SCR Optimize + SNCR Optimize | Baseline 2028 OS NOx + SCR Optimize + SOA CC + SNCR Optimize | Baseline 2028 OS NOx + SCR Optimize + SOA CC + SNCR Optimize + SCR (Half)/SNCR Retrofit | Baseline 2028 OS NOx + SCR Optimize + SOA CC + SNCR Optimize + SCR/SNCR Retrofit | Preset 2028 State Budget | State | 2021 OS NOx | 2021 OS Heat Input | 2021 OS Generation | Baseline 2028 OS NOx | Baseline 2028 OS Heat Input | Baseline 2028 OS Generation | Baseline 2028 OS NOx + SCR Optimize | Baseline 2028 OS NOx + SCR Optimize + SOA CC | Baseline 2028 OS NOx + SCR Optimize + SNCR Optimize | Baseline 2028 OS NOx + SCR Optimize + SOA CC + SNCR Optimize | Baseline 2028 OS NOx + SCR Optimize + SOA CC + SNCR Optimize + SCR (Half)/SNCR Retrofit | Baseline 2028 OS NOx + SCR Optimize + SOA CC + SNCR Optimize + SCR/SNCR Retrofit | Summer NOx new units (>25MW) | Summer HI new units (>25MW) | Summer Gen new units (>25MW) | Summer new units (>25MW) | NOx | Heat Input | Generation | Budget Adjustment | Baseline 2023 OS NOx | Baseline 2023 OS Heat Input | Baseline 2023 OS Generation | Baseline 2023 OS NOx + SCR Optimize | Baseline 2023 OS NOx + SCR Optimize + SOA CC | Baseline 2023 OS NOx + SCR Optimize + SNCR Optimize | Baseline 2023 OS NOx + SCR Optimize + SOA CC + SNCR Optimize | Baseline 2023 OS NOx + SCR Optimize + SOA CC + SNCR Optimize + SCR (Half)/SNCR Retrofit | Baseline 2023 OS NOx + SCR Optimize + SOA CC + SNCR Optimize + SCR/SNCR Retrofit
Alabama |  | X |  | 6648.003 | 313037541.457 | 37219185.95 | 6268.3688 | 328650652.822 | 39923155.7 | 6235.9631 | 6235.9631 | 6235.9631 | 6235.9631 | 5988.5883 | 5741.2136 | 6236 | Alabama | 6648.003 | 313037541.457 | 37219185.95 | 6158.4065 | 308657503.282 | 36784513.7 | 6126.0007 | 6126.0007 | 6126.0007 | 6126.0007 | 5878.626 | 5631.2512 | 109.9623 | 19993149.54 | 3138642 | Alabama | 109.9623 | 19993149.54 | 3138642 | Alabama
Arizona |  |  |  | 7723.141 | 265744345.671 | 32223473.69 | 5117.4794 | 250285807.793 | 30844082.22 | 5033.1391 | 4963.9823 | 4902.8845 | 4833.7278 | 4013.4101 | 3193.0923 |  | Arizona | 7723.141 | 265744345.671 | 32223473.69 | 5117.4794 | 250285807.793 | 30844082.22 | 5033.1391 | 4963.9823 | 4902.8845 | 4833.7278 | 4013.4101 | 3193.0923 |  |  |  | California | 112.8133 | 20511516.6 | 2900512.8 | Arizona
Arkansas |  | X | X | 8954.522 | 192843560.965 | 21442685.65 | 8727.536 | 190921052.236 | 21270872.15 | 8699.7977 | 8699.7977 | 8699.7977 | 8699.7977 | 6365.3857 | 4030.9737 | 4031 | Arkansas | 8954.522 | 192843560.965 | 21442685.65 | 8727.536 | 190921052.236 | 21270872.15 | 8699.7977 | 8699.7977 | 8699.7977 | 8699.7977 | 6365.3857 | 4030.9737 |  |  |  | Colorado | 3.2767 | 595759.6008 | 60147.36 | Arkansas
California |  |  |  | 1617.814 | 307678602.378 | 39811838.35 | 1671.6103 | 312808298.372 | 41461518.18 | 1281.6524 | 1281.6524 | 1281.6524 | 1281.6524 | 1281.6524 | 1281.6524 |  | California | 1617.814 | 307678602.378 | 39811838.35 | 1558.797 | 292296781.772 | 38561005.38 | 1168.8391 | 1168.8391 | 1168.8391 | 1168.8391 | 1168.8391 | 1168.8391 | 112.8133 | 20511516.6 | 2900512.8 | Florida | 335.6169 | 61021246.2444 | 9310668.12 | California
Colorado |  |  |  | 7310.269 | 173828688.808 | 18428319.82 | 3867.3882 | 127559626.3998 | 13937808.15 | 3789.5647 | 3789.5647 | 3789.5647 | 3789.5647 | 3183.0913 | 2576.618 |  | Colorado | 7310.269 | 173828688.808 | 18428319.82 | 3864.1115 | 126963866.799 | 13877660.79 | 3786.288 | 3786.288 | 3786.288 | 3786.288 | 3179.8147 | 2573.3413 | 3.2767 | 595759.6008 | 60147.36 | Illinois | 201.8624 | 36702253.224 | 5761735.2 | Colorado
Connecticut |  |  |  | 416.282 | 72511597.593 | 9712001.66 | 381.0861 | 72511597.593 | 9712001.66 | 354.5495 | 354.5495 | 354.5495 | 354.5495 | 354.5495 | 354.5495 |  | Connecticut | 416.282 | 72511597.593 | 9712001.66 | 381.0861 | 72511597.593 | 9712001.66 | 354.5495 | 354.5495 | 354.5495 | 354.5495 | 354.5495 | 354.5495 |  |  |  | Indiana | 1.1442 | 208043.0352 | 21003.84 | Connecticut
Delaware |  |  |  | 423.134 | 18775953.04 | 1848538.37 | 338.959 | 16877925.781 | 1666812.01 | 312.2836 | 312.2836 | 307.947 | 307.947 | 307.947 | 307.947 |  | Delaware | 423.134 | 18775953.04 | 1848538.37 | 338.959 | 16877925.781 | 1666812.01 | 312.2836 | 312.2836 | 307.947 | 307.947 | 307.947 | 307.947 |  |  |  | Louisiana | 51.6992 | 9399861 | 1285200 | Delaware
Florida |  |  |  | 13729.975 | 737533505.008 | 94265950.23 | 10862.5309 | 758732745.8834 | 99653883.78 | 8489.0703 | 8489.0703 | 8489.0703 | 8489.0703 | 7788.9376 | 7088.805 |  | Florida | 13729.975 | 737533505.008 | 94265950.23 | 10526.914 | 697711499.639 | 90343215.66 | 8153.4535 | 8153.4535 | 8153.4535 | 8153.4535 | 7453.3208 | 6753.1881 | 335.6169 | 61021246.2444 | 9310668.12 | Michigan | 226.5317 | 41187590.0244 | 6164443.44 | Florida
Georgia |  |  |  | 6168.129 | 328793408.125 | 38113702.74 | 5190.715 | 299547974.678 | 35348099.12 | 5178.9554 | 5178.9554 | 5171.7445 | 5171.7445 | 5089.2616 | 5006.7787 |  | Georgia | 6168.129 | 328793408.125 | 38113702.74 | 5190.715 | 299547974.678 | 35348099.12 | 5178.9554 | 5178.9554 | 5171.7445 | 5171.7445 | 5089.2616 | 5006.7787 |  |  |  | Nevada | 177.2184 | 11239997.171 | 1354177 | Georgia
Idaho |  |  |  | 239.566 | 18319983.378 | 2275867.2 | 239.566 | 18319983.378 | 2275867.2 | 239.566 | 239.566 | 239.566 | 239.566 | 239.566 | 239.566 |  | Idaho | 239.566 | 18319983.378 | 2275867.2 | 239.566 | 18319983.378 | 2275867.2 | 239.566 | 239.566 | 239.566 | 239.566 | 239.566 | 239.566 |  |  |  | New York | 54.2517 | 9863952.228 | 1399142.16 | Idaho
Illinois | X | X | X | 11335.293 | 316615564.026 | 32824055.25 | 5214.5214 | 214086655.474 | 24523123.97 | 5144.9692 | 5144.9692 | 4984.7619 | 4984.7619 | 4769.799 | 4554.8362 | 4555 | Illinois | 11335.293 | 316615564.026 | 32824055.25 | 5012.659 | 177384402.25 | 18761388.77 | 4943.1068 | 4943.1068 | 4782.8995 | 4782.8995 | 4567.9366 | 4352.9738 | 201.8624 | 36702253.224 | 5761735.2 | North Carolina | 40.6401 | 7389103.176 | 1159984.8 | Illinois
Indiana | X | X | X | 14162.272 | 367769002.737 | 38256888.71 | 8613.3407 | 277218546.0362 | 29486749.7 | 7845.269 | 7845.269 | 7843.1036 | 7843.1036 | 7554.6849 | 7279.9311 | 7280 | Indiana | 14162.272 | 367769002.737 | 38256888.71 | 8612.1965 | 277010503.001 | 29465745.86 | 7844.1247 | 7844.1247 | 7841.9594 | 7841.9594 | 7553.5406 | 7278.7869 | 1.1442 | 208043.0352 | 21003.84 | North Dakota | 0.80017 | 145484.64 | 14688 | Indiana
Iowa |  |  |  | 9969.905 | 147993282.299 | 15175329.43 | 9773.2545 | 142934126.301 | 14694225.31 | 9773.2545 | 9773.2545 | 9712.8271 | 9712.8271 | 6790.0261 | 4026.1156 |  | Iowa | 9969.905 | 147993282.299 | 15175329.43 | 9773.2545 | 142934126.301 | 14694225.31 | 9773.2545 | 9773.2545 | 9712.8271 | 9712.8271 | 6790.0261 | 4026.1156 |  |  |  | Ohio | 293.2419 | 53316703.305 | 8089140.6 | Iowa
Kansas |  |  |  | 6231.256 | 115827226.182 | 11828632.72 | 5509.961 | 104571293.117 | 10718340.12 | 4762.9788 | 4762.9788 | 4762.9788 | 4762.9788 | 3937.6761 | 3112.3735 |  | Kansas | 6231.256 | 115827226.182 | 11828632.72 | 5509.961 | 104571293.117 | 10718340.12 | 4762.9788 | 4762.9788 | 4762.9788 | 4762.9788 | 3937.6761 | 3112.3735 |  |  |  | Oregon | 7.8976 | 1435933.3968 | 144970.56 | Kansas
Kentucky | X | X | X | 14571.428 | 301161749.587 | 32289610.52 | 12839.0205 | 293016485.056 | 31372215.41 | 12539.7625 | 12188.9919 | 12539.7625 | 12188.9919 | 10012.7617 | 7836.5314 | 7837 | Kentucky | 14571.428 | 301161749.587 | 32289610.52 | 12839.0205 | 293016485.056 | 31372215.41 | 12539.7625 | 12188.9919 | 12539.7625 | 12188.9919 | 10012.7617 | 7836.5314 |  |  |  | Pennsylvania | 93.632 | 20450388.816 | 3083268.24 | Kentucky
Louisiana | X | X | X | 11391.323 | 280839944.408 | 32388791.32 | 9627.5617 | 277262839.712 | 32526712.58 | 9113.0234 | 9113.0234 | 9016.7562 | 9016.7562 | 6322.8728 | 3791.8363 | 3792 | Louisiana | 11391.323 | 280839944.408 | 32388791.32 | 9575.8625 | 267862978.712 | 31241512.58 | 9061.3242 | 9061.3242 | 8965.0569 | 8965.0569 | 6271.1735 | 3740.1371 | 51.6992 | 9399861 | 1285200 | South Dakota | 4.911 | 892911.978 | 90147.6 | Louisiana
Maine |  |  |  | 107.549 | 12436183.795 | 1524815.77 | 107.549 | 12436183.795 | 1524815.77 | 85.6235 | 85.6235 | 85.6235 | 85.6235 | 85.6235 | 85.6235 |  | Maine | 107.549 | 12436183.795 | 1524815.77 | 107.549 | 12436183.795 | 1524815.77 | 85.6235 | 85.6235 | 85.6235 | 85.6235 | 85.6235 | 85.6235 |  |  |  | Texas | 86.027 | 15641275.068 | 2251303.2 | Maine
Maryland | X | X | X | 1428.019 | 80220113.27 | 9246154.74 | 901.1555 | 70725007.013 | 8312802.86 | 850.2649 | 850.2649 | 842.4591 | 842.4591 | 842.4591 | 842.4591 | 842 | Maryland | 1428.019 | 80220113.27 | 9246154.74 | 901.1555 | 70725007.013 | 8312802.86 | 850.2649 | 850.2649 | 842.4591 | 842.4591 | 842.4591 | 842.4591 |  |  |  | Utah | 161.877 | 1888174 | 168966 | Maryland
Massachusetts |  |  |  | 297.946 | 53404422.181 | 6150911.93 | 287.33 | 51627489.567 | 5917351.4 | 256.0896 | 256.0896 | 256.0896 | 256.0896 | 256.0896 | 256.0896 |  | Massachusetts | 297.946 | 53404422.181 | 6150911.93 | 287.33 | 51627489.567 | 5917351.4 | 256.0896 | 256.0896 | 256.0896 | 256.0896 | 256.0896 | 256.0896 |  |  |  |  | 1963.4037 | 311883343.0476 | 46398140.92 | Massachusetts
Michigan | X | X | X | 13554.904 | 303831905.839 | 29702739.23 | 7097.1932 | 258225106.9804 | 28093455.35 | 7093.5259 | 7093.5259 | 7078.4127 | 7078.4127 | 6327.0276 | 5690.8191 | 5691 | Michigan | 13554.904 | 303831905.839 | 29702739.23 | 6870.6615 | 217037516.956 | 21929011.91 | 6866.9941 | 6866.9941 | 6851.881 | 6851.881 | 6100.4959 | 5464.2873 | 226.5317 | 41187590.0244 | 6164443.44 |  |  |  |  | Michigan
Minnesota |  | X |  | 5652.356 | 128967462.566 | 13677338.87 | 3043.539 | 93890927.814 | 10317357.86 | 2945.3617 | 2945.3617 | 2904.9211 | 2904.9211 | 2447.4405 | 1989.9599 | 2905 | Minnesota | 5652.356 | 128967462.566 | 13677338.87 | 3043.539 | 93890927.814 | 10317357.86 | 2945.3617 | 2945.3617 | 2904.9211 | 2904.9211 | 2447.4405 | 1989.9599 | [7 empty] | Minnesota
Mississippi |  | X | X | 5789.943 | 190043215.068 | 22493703.87 | 4076.137 | 176004820.447 | 21068061.96 | 4003.4858 | 3716.4858 | 4003.4858 | 3716.4858 | 2657.8396 | 1752.2596 | 1752 | Mississippi | 5789.943 | 190043215.068 | 22493703.87 | 2890.137 | 167009952.447 | 20272544.96 | 2817.4858 | 2817.4858 | 2817.4858 | 2817.4858 | 2095.8396 | 1527.2596 | [7 empty] | Mississippi | 1186 | 8994868 | 795517 | 1186 | 899 | 1186 | 899 | 562 | 225
Missouri |  | X | X | 20387.717 | 288219887.017 | 31104030.82 | 18559.493 | 248413544.915 | 26766963.69 | 11220.0684 | 11220.0684 | 11062.9596 | 11062.9596 | 9195.7732 | 7328.5869 | 7329 | Missouri | 20387.717 | 288219887.017 | 31104030.82 | 18559.493 | 248413544.915 | 26766963.69 | 11220.0684 | 11220.0684 | 11062.9596 | 11062.9596 | 9195.7732 | 7328.5869 | [7 empty] | Missouri
Montana |  |  |  | 3070.699 | 46489165.842 | 4635866.92 | 3070.699 | 46489165.842 | 4635866.92 | 3070.699 | 3070.699 | 3070.699 | 3070.699 | 2123.9671 | 1177.2351 |  | Montana | 3070.699 | 46489165.842 | 4635866.92 | 3070.699 | 46489165.842 | 4635866.92 | 3070.699 | 3070.699 | 3070.699 | 3070.699 | 2123.9671 | 1177.2351 | [7 empty] | Montana
Nebraska |  |  |  | 8930.655 | 102719095.934 | 10720071.54 | 8246.682 | 102459562.8 | 10700632.78 | 8209.8713 | 8177.3887 | 8209.8713 | 8177.3887 | 5521.6708 | 2973.8659 |  | Nebraska | 8930.655 | 102719095.934 | 10720071.54 | 8246.682 | 102459562.8 | 10700632.78 | 8209.8713 | 8177.3887 | 8209.8713 | 8177.3887 | 5521.6708 | 2973.8659 | [7 empty] | Nebraska
Nevada |  | X | X | 2457.429 | 103489785.241 | 12918610.32 | 1115.0594 | 100193804.84 | 12599661.3 | 1112.8781 | 1112.8781 | 1112.8781 | 1112.8781 | 1112.8781 | 1112.8781 | 1113 | Nevada | 2457.429 | 103489785.241 | 12918610.32 | 937.841 | 88953807.669 | 11245484.3 | 935.6597 | 935.6597 | 935.6597 | 935.6597 | 935.6597 | 935.6597 | 177.2184 | 11239997.171 | 1354177 |  |  |  |  | Nevada
New Hampshire |  |  |  | 330.134 | 23374046.252 | 2303021.6 | 330.134 | 23374046.252 | 2303021.6 | 266.9192 | 266.9192 | 266.9192 | 266.9192 | 266.9192 | 266.9192 |  | New Hampshire | 330.134 | 23374046.252 | 2303021.6 | 330.134 | 23374046.252 | 2303021.6 | 266.9192 | 266.9192 | 266.9192 | 266.9192 | 266.9192 | 266.9192 | [7 empty] | New Hampshire
New Jersey | X | X | X | 1323.57 | 119538736.608 | 14682028.34 | 915.461 | 112233230.696 | 14601397.51 | 772.5779 | 772.5779 | 772.5779 | 772.5779 | 772.5779 | 772.5779 | 773 | New Jersey | 1323.57 | 119538736.608 | 14682028.34 | 915.461 | 112233230.696 | 14601397.51 | 772.5779 | 772.5779 | 772.5779 | 772.5779 | 772.5779 | 772.5779 | [7 empty] | New Jersey
New Mexico |  |  |  | 5065.751 | 108235364.888 | 11502879.2 | 2028.501 | 79106428.955 | 8916600.27 | 1997.973 | 1997.973 | 1997.973 | 1997.973 | 1832.8761 | 1667.7792 |  | New Mexico | 5065.751 | 108235364.888 | 11502879.2 | 2028.501 | 79106428.955 | 8916600.27 | 1997.973 | 1997.973 | 1997.973 | 1997.973 | 1832.8761 | 1667.7792 | [7 empty] | New Mexico
New York | X | X | X | 3997.077 | 233342131.04 | 27313197.58 | 3976.5207 | 242853660.668 | 28688704.18 | 3912.2568 | 3912.2568 | 3912.2568 | 3912.2568 | 3649.8825 | 3387.5082 | 3388 | New York | 3997.077 | 233342131.04 | 27313197.58 | 3922.269 | 232989708.44 | 27289562.02 | 3858.005 | 3858.005 | 3858.005 | 3858.005 | 3595.6308 | 3333.2565 | 54.2517 | 9863952.228 | 1399142.16 |  |  |  |  | New York
North Carolina |  |  |  | 12443.566 | 281750959.316 | 29259654.24 | 11700.2641 | 280872290.596 | 29615600.06 | 8847.3501 | 8847.3501 | 8837.4116 | 8837.4116 | 7489.6488 | 6141.8859 |  | North Carolina | 12443.566 | 281750959.316 | 29259654.24 | 11659.624 | 273483187.42 | 28455615.26 | 8806.71 | 8806.71 | 8796.7716 | 8796.7716 | 7449.0087 | 6101.2458 | 40.6401 | 7389103.176 | 1159984.8 |  |  |  |  | North Carolina
North Dakota |  |  |  | 12666.391 | 121650949.284 | 11776926.66 | 12246.3022 | 119541028.874 | 11593939.66 | 12246.3022 | 12246.3022 | 11436.078 | 11436.078 | 7181.4811 | 2926.8842 |  | North Dakota | 12666.391 | 121650949.284 | 11776926.66 | 12245.502 | 119395544.234 | 11579251.66 | 12245.502 | 12245.502 | 11435.2778 | 11435.2778 | 7180.681 | 2926.0841 | 0.80017 | 145484.64 | 14688 |  |  |  |  | North Dakota
Ohio | X | X | X | 11696.553 | 389640468.594 | 45135729.3 | 8046.7399 | 358992154.667 | 44588774.23 | 6910.5525 | 6910.5525 | 6910.5525 | 6910.5525 | 6910.5525 | 6910.5525 | 6911 | Ohio | 11696.553 | 389640468.594 | 45135729.3 | 7753.498 | 305675451.362 | 36499633.63 | 6617.3106 | 6617.3106 | 6617.3106 | 6617.3106 | 6617.3106 | 6617.3106 | 293.2419 | 53316703.305 | 8089140.6 |  |  |  |  | Ohio
Oklahoma |  | X | X | 10470.057 | 212903385.548 | 22657698.36 | 9317.081 | 196160641.65 | 21150817.62 | 9118.5034 | 8427.0025 | 9118.5034 | 8427.0025 | 5972.3485 | 3916.5195 | 3917 | Oklahoma | 10470.057 | 212903385.548 | 22657698.36 | 9317.081 | 196160641.65 | 21150817.62 | 9118.5034 | 8427.0025 | 9118.5034 | 8427.0025 | 5972.3485 | 3916.5195 | [7 empty] | Oklahoma
Oregon |  |  |  | 341.927 | 56716013.088 | 7943019.78 | 349.8246 | 58151946.4848 | 8087990.34 | 300.1204 | 300.1204 | 300.1204 | 300.1204 | 300.1204 | 300.1204 |  | Oregon | 341.927 | 56716013.088 | 7943019.78 | 341.927 | 56716013.088 | 7943019.78 | 292.2228 | 292.2228 | 292.2228 | 292.2228 | 292.2228 | 292.2228 | 7.8976 | 1435933.3968 | 144970.56 |  |  |  |  | Oregon
Pennsylvania | X | X | X | 12784.767 | 539359977.071 | 65729802.05 | 8362.0058 | 550993362.999 | 67945477.01 | 8010.2538 | 8010.2538 | 7910.3258 | 7910.3258 | 7511.5709 | 7158.0777 | 7158 | Pennsylvania | 12784.767 | 539359977.071 | 65729802.05 | 8268.3738 | 530542974.183 | 64862208.77 | 7916.6218 | 7916.6218 | 7816.6938 | 7816.6938 | 7417.9389 | 7064.4457 | 93.632 | 20450388.816 | 3083268.24 |  |  |  |  | Pennsylvania
Rhode Island |  |  |  | 279.229 | 31838504.797 | 3674051.65 | 279.229 | 31838504.797 | 3674051.65 | 148.4058 | 148.4058 | 148.4058 | 148.4058 | 148.4058 | 148.4058 |  | Rhode Island | 279.229 | 31838504.797 | 3674051.65 | 279.229 | 31838504.797 | 3674051.65 | 148.4058 | 148.4058 | 148.4058 | 148.4058 | 148.4058 | 148.4058 | [7 empty] | Rhode Island
South Carolina |  |  |  | 4273.477 | 161345885.778 | 17627029.06 | 4273.477 | 161345885.778 | 17627029.06 | 3530.9557 | 3530.9557 | 3530.9557 | 3530.9557 | 3530.9557 | 3530.9557 |  | South Carolina | 4273.477 | 161345885.778 | 17627029.06 | 4273.477 | 161345885.778 | 17627029.06 | 3530.9557 | 3530.9557 | 3530.9557 | 3530.9557 | 3530.9557 | 3530.9557 | [7 empty] | South Carolina
South Dakota |  |  |  | 515.776 | 15587258.091 | 1471525.89 | 508.9 | 16161161.074 | 1539304.3 | 508.9 | 508.9 | 508.9 | 508.9 | 508.9 | 508.9 |  | South Dakota | 515.776 | 15587258.091 | 1471525.89 | 503.989 | 15268249.096 | 1449156.7 | 503.989 | 503.989 | 503.989 | 503.989 | 503.989 | 503.989 | 4.911 | 892911.978 | 90147.6 |  |  |  |  | South Dakota
Tennessee |  |  |  | 4319.043 | 157981198.381 | 17418179.75 | 2211.534 | 100187178.86 | 11868461.84 | 2130.4372 | 2130.4372 | 2130.4372 | 2130.4372 | 2130.4372 | 2130.4372 |  | Tennessee | 4319.043 | 157981198.381 | 17418179.75 | 2211.534 | 100187178.86 | 11868461.84 | 2130.4372 | 2130.4372 | 2130.4372 | 2130.4372 | 2130.4372 | 2130.4372 | [7 empty] | Tennessee
Texas |  | X | X | 42746.331 | 1400469195.415 | 157307077.52 | 33188.7085 | 1320040162.002 | 150592077.84 | 32279.6573 | 32279.6573 | 32046.988 | 32046.988 | 26835.1595 | 21623.3311 | 21623 | Texas | 42746.331 | 1400469195.415 | 157307077.52 | 33102.6815 | 1304398886.934 | 148340774.64 | 32193.6303 | 32193.6303 | 31960.961 | 31960.961 | 26749.1325 | 21537.3041 | 86.027 | 15641275.068 | 2251303.2 |  |  |  |  | Texas
Utah |  | X | X | 15762.131 | 164519648.066 | 18345466.73 | 9930.35 | 127217396.416 | 14057967.73 | 9923.0718 | 9923.0718 | 9923.0718 | 9923.0718 | 6257.9162 | 2592.7606 | 2593 | Utah | 15762.131 | 164519648.066 | 18345466.73 | 9768.473 | 125329222.416 | 13889001.73 | 9761.1948 | 9761.1948 | 9761.1948 | 9761.1948 | 6096.0392 | 2430.8836 | 161.877 | 1888174 | 168966 |  |  |  |  | Utah
Vermont |  |  |  | 53.946 | 1571908.1 | 113425 | 53.946 | 1571908.1 | 113425 | 53.946 | 53.946 | 53.946 | 53.946 | 53.946 | 53.946 |  | Vermont | 53.946 | 1571908.1 | 113425 | 53.946 | 1571908.1 | 113425 | 53.946 | 53.946 | 53.946 | 53.946 | 53.946 | 53.946 | [7 empty] | Vermont
Virginia | X | X | X | 3328.728 | 202953791.444 | 24677281.37 | 3019.48 | 194015719.159 | 23775354.8 | 2855.4112 | 2777.871 | 2833.7787 | 2756.2385 | 2564.6257 | 2373.0129 | 2373 | Virginia | 3328.728 | 202953791.444 | 24677281.37 | 3019.48 | 194015719.159 | 23775354.8 | 2855.4112 | 2777.871 | 2833.7787 | 2756.2385 | 2564.6257 | 2373.0129 | [7 empty] | Virginia
Washington |  |  |  | 1999.244 | 65748253.816 | 7731261.37 | 526.89 | 50453817.932 | 6365209.06 | 256.7971 | 256.7971 | 256.7971 | 256.7971 | 256.7971 | 256.7971 |  | Washington | 1999.244 | 65748253.816 | 7731261.37 | 526.89 | 50453817.932 | 6365209.06 | 256.7971 | 256.7971 | 256.7971 | 256.7971 | 256.7971 | 256.7971 | [7 empty] | Washington
West Virginia | X | X | X | 14685.64 | 306845495.165 | 32032437.95 | 13185.327 | 273151956.819 | 28666644.47 | 12783.9974 | 12238.5139 | 12443.2521 | 11957.8544 | 10817.8806 | 9677.9067 | 9678 | West Virginia | 14685.64 | 306845495.165 | 32032437.95 | 13185.327 | 273151956.819 | 28666644.47 | 12783.9974 | 12238.5139 | 12443.2521 | 11957.8544 | 10817.8806 | 9677.9067 | [7 empty] | West Virginia
Wisconsin |  | X |  | 6321.478 | 220794281.733 | 24061341.2 | 3442.15 | 151343287.058 | 17427469.57 | 3435.5134 | 3435.5134 | 3416.1671 | 3416.1671 | 3416.1671 | 3416.1671 | 3416 | Wisconsin | 6321.478 | 220794281.733 | 24061341.2 | 3442.15 | 151343287.058 | 17427469.57 | 3435.5134 | 3435.5134 | 3416.1671 | 3416.1671 | 3416.1671 | 3416.1671 | [7 empty] | Wisconsin
Wyoming |  |  |  | 11642.715 | 175787235.959 | 16542943.6 | 6722.038 | 141256642.59 | 13307540.81 | 6640.4055 | 6640.4055 | 6627.4013 | 6627.4013 | 4960.5591 | 3293.7169 |  | Wyoming | 11642.715 | 175787235.959 | 16542943.6 | 6722.038 | 141256642.59 | 13307540.81 | 6640.4055 | 6640.4055 | 6627.4013 | 6627.4013 | 4960.5591 | 3293.7169 | [7 empty] | Wyoming
Total |  |  |  | 359617.06 | 10261049880.849 | 1159585093.82 | 275362.6006 | 9436633637.0726 | 1095859295.76 | 254571.9749 | 252518.0403 | 252343.149 | 250349.3003 | 207940.7072 | 166687.759 |  | Total | 359617.06 | 10261049880.849 | 1159585093.82 | 272213.1969 | 9115755426.025 | 1048665637.84 | 251422.5711 | 249655.6366 | 249193.7452 | 247486.8966 | 205415.3035 | 164499.3552 | 1963.4037 | 311883343.0476 | 46398140.92 |  |  |  |  | Total | 1186 | 8994868 | 795517 | 1186 | 899 | 1186 | 899 | 562 | 225
2023 Strategy |  |  |  | 239449.541 | 6657406842.865 | 745505855.65 | 179466.7503 | 6055611015.4796 | 697755817.49 | 166806.165 | 164853.8697 | 165612.7353 | 163720.5259 | 138306.1919 | 113780.6991 | 115193
2026 Strategy |  |  |  | 220827.704 | 5994607557.109 | 670547989.63 | 166712.6925 | 5481726147.7856 | 630087834.36 | 154189.3268 | 152237.0315 | 153055.684 | 151163.4746 | 126453.996 | 102633.3585 | 102636

## State 2029
State | RCU State | 2023 EGU control strategy | 2026 EGU control strategy | 2021 OS NOx | 2021 OS Heat Input | 2021 OS Generation | Baseline 2029 OS NOx | Baseline 2029 OS Heat Input | Baseline 2029 OS Generation | Baseline 2029 OS NOx + SCR Optimize | Baseline 2029 OS NOx + SCR Optimize + SOA CC | Baseline 2029 OS NOx + SCR Optimize + SNCR Optimize | Baseline 2029 OS NOx + SCR Optimize + SOA CC + SNCR Optimize | Baseline 2029 OS NOx + SCR Optimize + SOA CC + SNCR Optimize + SCR (Half)/SNCR Retrofit | Baseline 2029 OS NOx + SCR Optimize + SOA CC + SNCR Optimize + SCR/SNCR Retrofit | Preset 2029 State Budget | State | 2021 OS NOx | 2021 OS Heat Input | 2021 OS Generation | Baseline 2029 OS NOx | Baseline 2029 OS Heat Input | Baseline 2029 OS Generation | Baseline 2029 OS NOx + SCR Optimize | Baseline 2029 OS NOx + SCR Optimize + SOA CC | Baseline 2029 OS NOx + SCR Optimize + SNCR Optimize | Baseline 2029 OS NOx + SCR Optimize + SOA CC + SNCR Optimize | Baseline 2029 OS NOx + SCR Optimize + SOA CC + SNCR Optimize + SCR (Half)/SNCR Retrofit | Baseline 2029 OS NOx + SCR Optimize + SOA CC + SNCR Optimize + SCR/SNCR Retrofit | Summer NOx new units (>25MW) | Summer HI new units (>25MW) | Summer Gen new units (>25MW) | Summer new units (>25MW) | NOx | Heat Input | Generation | Budget Adjustment | Baseline 2023 OS NOx | Baseline 2023 OS Heat Input | Baseline 2023 OS Generation | Baseline 2023 OS NOx + SCR Optimize | Baseline 2023 OS NOx + SCR Optimize + SOA CC | Baseline 2023 OS NOx + SCR Optimize + SNCR Optimize | Baseline 2023 OS NOx + SCR Optimize + SOA CC + SNCR Optimize | Baseline 2023 OS NOx + SCR Optimize + SOA CC + SNCR Optimize + SCR (Half)/SNCR Retrofit | Baseline 2023 OS NOx + SCR Optimize + SOA CC + SNCR Optimize + SCR/SNCR Retrofit
Alabama |  | X |  | 6648.003 | 313037541.457 | 37219185.95 | 5210.0613 | 307987881.622 | 37831885.7 | 5104.8649 | 5104.8649 | 5104.8649 | 5104.8649 | 4857.4901 | 4610.1154 | 5105 | Alabama | 6648.003 | 313037541.457 | 37219185.95 | 5100.099 | 287994732.082 | 34693243.7 | 4994.9026 | 4994.9026 | 4994.9026 | 4994.9026 | 4747.5278 | 4500.1531 | 109.9623 | 19993149.54 | 3138642 | Alabama | 109.9623 | 19993149.54 | 3138642 | Alabama
Arizona |  |  |  | 7723.141 | 265744345.671 | 32223473.69 | 5117.4794 | 250285807.793 | 30844082.22 | 5033.1391 | 4963.9823 | 4902.8845 | 4833.7278 | 4013.4101 | 3193.0923 |  | Arizona | 7723.141 | 265744345.671 | 32223473.69 | 5117.4794 | 250285807.793 | 30844082.22 | 5033.1391 | 4963.9823 | 4902.8845 | 4833.7278 | 4013.4101 | 3193.0923 |  |  |  | California | 112.8133 | 20511516.6 | 2900512.8 | Arizona
Arkansas |  | X | X | 8954.522 | 192843560.965 | 21442685.65 | 7001.382 | 190921052.236 | 21270872.15 | 6973.6437 | 6973.6437 | 6973.6437 | 6973.6437 | 5277.7512 | 3581.8587 | 3582 | Arkansas | 8954.522 | 192843560.965 | 21442685.65 | 7001.382 | 190921052.236 | 21270872.15 | 6973.6437 | 6973.6437 | 6973.6437 | 6973.6437 | 5277.7512 | 3581.8587 |  |  |  | Colorado | 3.2767 | 595759.6008 | 60147.36 | Arkansas
California |  |  |  | 1617.814 | 307678602.378 | 39811838.35 | 1671.6103 | 312808298.372 | 41461518.18 | 1281.6524 | 1281.6524 | 1281.6524 | 1281.6524 | 1281.6524 | 1281.6524 |  | California | 1617.814 | 307678602.378 | 39811838.35 | 1558.797 | 292296781.772 | 38561005.38 | 1168.8391 | 1168.8391 | 1168.8391 | 1168.8391 | 1168.8391 | 1168.8391 | 112.8133 | 20511516.6 | 2900512.8 | Florida | 335.6169 | 61021246.2444 | 9310668.12 | California
Colorado |  |  |  | 7310.269 | 173828688.808 | 18428319.82 | 3348.0212 | 110603625.9188 | 12342497.4 | 3270.1977 | 3270.1977 | 3270.1977 | 3270.1977 | 2663.7243 | 2057.251 |  | Colorado | 7310.269 | 173828688.808 | 18428319.82 | 3344.7445 | 110007866.318 | 12282350.04 | 3266.921 | 3266.921 | 3266.921 | 3266.921 | 2660.4477 | 2053.9743 | 3.2767 | 595759.6008 | 60147.36 | Illinois | 201.8624 | 36702253.224 | 5761735.2 | Colorado
Connecticut |  |  |  | 416.282 | 72511597.593 | 9712001.66 | 381.0861 | 72511597.593 | 9712001.66 | 354.5495 | 354.5495 | 354.5495 | 354.5495 | 354.5495 | 354.5495 |  | Connecticut | 416.282 | 72511597.593 | 9712001.66 | 381.0861 | 72511597.593 | 9712001.66 | 354.5495 | 354.5495 | 354.5495 | 354.5495 | 354.5495 | 354.5495 |  |  |  | Indiana | 1.1442 | 208043.0352 | 21003.84 | Connecticut
Delaware |  |  |  | 423.134 | 18775953.04 | 1848538.37 | 338.959 | 16877925.781 | 1666812.01 | 312.2836 | 312.2836 | 307.947 | 307.947 | 307.947 | 307.947 |  | Delaware | 423.134 | 18775953.04 | 1848538.37 | 338.959 | 16877925.781 | 1666812.01 | 312.2836 | 312.2836 | 307.947 | 307.947 | 307.947 | 307.947 |  |  |  | Louisiana | 51.6992 | 9399861 | 1285200 | Delaware
Florida |  |  |  | 13729.975 | 737533505.008 | 94265950.23 | 10862.5309 | 758732745.8834 | 99653883.78 | 8489.0703 | 8489.0703 | 8489.0703 | 8489.0703 | 7788.9376 | 7088.805 |  | Florida | 13729.975 | 737533505.008 | 94265950.23 | 10526.914 | 697711499.639 | 90343215.66 | 8153.4535 | 8153.4535 | 8153.4535 | 8153.4535 | 7453.3208 | 6753.1881 | 335.6169 | 61021246.2444 | 9310668.12 | Michigan | 226.5317 | 41187590.0244 | 6164443.44 | Florida
Georgia |  |  |  | 6168.129 | 328793408.125 | 38113702.74 | 3849.048 | 258587206.283 | 31282630.93 | 3837.2884 | 3837.2884 | 3830.0775 | 3830.0775 | 3747.5946 | 3665.1117 |  | Georgia | 6168.129 | 328793408.125 | 38113702.74 | 3849.048 | 258587206.283 | 31282630.93 | 3837.2884 | 3837.2884 | 3830.0775 | 3830.0775 | 3747.5946 | 3665.1117 |  |  |  | Nevada | 177.2184 | 11239997.171 | 1354177 | Georgia
Idaho |  |  |  | 239.566 | 18319983.378 | 2275867.2 | 239.566 | 18319983.378 | 2275867.2 | 239.566 | 239.566 | 239.566 | 239.566 | 239.566 | 239.566 |  | Idaho | 239.566 | 18319983.378 | 2275867.2 | 239.566 | 18319983.378 | 2275867.2 | 239.566 | 239.566 | 239.566 | 239.566 | 239.566 | 239.566 |  |  |  | New York | 54.2517 | 9863952.228 | 1399142.16 | Idaho
Illinois | X | X | X | 11335.293 | 316615564.026 | 32824055.25 | 4170.1164 | 193900867.424 | 22690117.22 | 4100.5642 | 4100.5642 | 4050.1915 | 4050.1915 | 4050.1915 | 4050.1915 | 4050 | Illinois | 11335.293 | 316615564.026 | 32824055.25 | 3968.254 | 157198614.2 | 16928382.02 | 3898.7018 | 3898.7018 | 3848.3291 | 3848.3291 | 3848.3291 | 3848.3291 | 201.8624 | 36702253.224 | 5761735.2 | North Carolina | 40.6401 | 7389103.176 | 1159984.8 | Illinois
Indiana | X | X | X | 14162.272 | 367769002.737 | 38256888.71 | 7062.3347 | 236611101.4082 | 25519907.49 | 6373.5326 | 6373.5326 | 6371.3673 | 6371.3673 | 6082.9485 | 5808.1948 | 5808 | Indiana | 14162.272 | 367769002.737 | 38256888.71 | 7061.1905 | 236403058.373 | 25498903.65 | 6372.3884 | 6372.3884 | 6370.2231 | 6370.2231 | 6081.8043 | 5807.0505 | 1.1442 | 208043.0352 | 21003.84 | North Dakota | 0.80017 | 145484.64 | 14688 | Indiana
Iowa |  |  |  | 9969.905 | 147993282.299 | 15175329.43 | 9137.6925 | 141310860.052 | 14568714.91 | 9137.6925 | 9137.6925 | 9077.2651 | 9077.2651 | 6313.3546 | 3549.4441 |  | Iowa | 9969.905 | 147993282.299 | 15175329.43 | 9137.6925 | 141310860.052 | 14568714.91 | 9137.6925 | 9137.6925 | 9077.2651 | 9077.2651 | 6313.3546 | 3549.4441 |  |  |  | Ohio | 293.2419 | 53316703.305 | 8089140.6 | Iowa
Kansas |  |  |  | 6231.256 | 115827226.182 | 11828632.72 | 5509.961 | 104571293.117 | 10718340.12 | 4762.9788 | 4762.9788 | 4762.9788 | 4762.9788 | 3937.6761 | 3112.3735 |  | Kansas | 6231.256 | 115827226.182 | 11828632.72 | 5509.961 | 104571293.117 | 10718340.12 | 4762.9788 | 4762.9788 | 4762.9788 | 4762.9788 | 3937.6761 | 3112.3735 |  |  |  | Oregon | 7.8976 | 1435933.3968 | 144970.56 | Kansas
Kentucky | X | X | X | 14571.428 | 301161749.587 | 32289610.52 | 11520.2645 | 274595978.382 | 29509516.75 | 11221.0065 | 10870.2359 | 11221.0065 | 10870.2359 | 9131.0469 | 7391.8579 | 7392 | Kentucky | 14571.428 | 301161749.587 | 32289610.52 | 11520.2645 | 274595978.382 | 29509516.75 | 11221.0065 | 10870.2359 | 11221.0065 | 10870.2359 | 9131.0469 | 7391.8579 |  |  |  | Pennsylvania | 93.632 | 20450388.816 | 3083268.24 | Kentucky
Louisiana | X | X | X | 11391.323 | 280839944.408 | 32388791.32 | 8897.1387 | 277262839.712 | 32526712.58 | 8382.6004 | 8382.6004 | 8286.3332 | 8286.3332 | 5881.1819 | 3638.8777 | 3639 | Louisiana | 11391.323 | 280839944.408 | 32388791.32 | 8845.4395 | 267862978.712 | 31241512.58 | 8330.9012 | 8330.9012 | 8234.6339 | 8234.6339 | 5829.4827 | 3587.1785 | 51.6992 | 9399861 | 1285200 | South Dakota | 4.911 | 892911.978 | 90147.6 | Louisiana
Maine |  |  |  | 107.549 | 12436183.795 | 1524815.77 | 107.549 | 12436183.795 | 1524815.77 | 85.6235 | 85.6235 | 85.6235 | 85.6235 | 85.6235 | 85.6235 |  | Maine | 107.549 | 12436183.795 | 1524815.77 | 107.549 | 12436183.795 | 1524815.77 | 85.6235 | 85.6235 | 85.6235 | 85.6235 | 85.6235 | 85.6235 |  |  |  | Texas | 86.027 | 15641275.068 | 2251303.2 | Maine
Maryland | X | X | X | 1428.019 | 80220113.27 | 9246154.74 | 901.1555 | 70725007.013 | 8312802.86 | 850.2649 | 850.2649 | 842.4591 | 842.4591 | 842.4591 | 842.4591 | 842 | Maryland | 1428.019 | 80220113.27 | 9246154.74 | 901.1555 | 70725007.013 | 8312802.86 | 850.2649 | 850.2649 | 842.4591 | 842.4591 | 842.4591 | 842.4591 |  |  |  | Utah | 161.877 | 1888174 | 168966 | Maryland
Massachusetts |  |  |  | 297.946 | 53404422.181 | 6150911.93 | 287.33 | 51627489.567 | 5917351.4 | 256.0896 | 256.0896 | 256.0896 | 256.0896 | 256.0896 | 256.0896 |  | Massachusetts | 297.946 | 53404422.181 | 6150911.93 | 287.33 | 51627489.567 | 5917351.4 | 256.0896 | 256.0896 | 256.0896 | 256.0896 | 256.0896 | 256.0896 |  |  |  |  | 1963.4037 | 311883343.0476 | 46398140.92 | Massachusetts
Michigan | X | X | X | 13554.904 | 303831905.839 | 29702739.23 | 6062.7122 | 222314180.8364 | 24351974.79 | 6059.0449 | 6059.0449 | 6043.9317 | 6043.9317 | 5292.5466 | 4656.3381 | 4656 | Michigan | 13554.904 | 303831905.839 | 29702739.23 | 5836.1805 | 181126590.812 | 18187531.35 | 5832.5131 | 5832.5131 | 5817.4 | 5817.4 | 5066.0149 | 4429.8063 | 226.5317 | 41187590.0244 | 6164443.44 |  |  |  |  | Michigan
Minnesota |  | X |  | 5652.356 | 128967462.566 | 13677338.87 | 2654.2 | 85707385.438 | 9501175.08 | 2618.02 | 2618.02 | 2577.5794 | 2577.5794 | 2120.0988 | 1662.6182 | 2578 | Minnesota | 5652.356 | 128967462.566 | 13677338.87 | 2654.2 | 85707385.438 | 9501175.08 | 2618.02 | 2618.02 | 2577.5794 | 2577.5794 | 2120.0988 | 1662.6182 | [7 empty] | Minnesota
Mississippi |  | X | X | 5789.943 | 190043215.068 | 22493703.87 | 4076.137 | 176004820.447 | 21068061.96 | 4003.4858 | 3716.4858 | 4003.4858 | 3716.4858 | 2657.8396 | 1752.2596 | 1752 | Mississippi | 5789.943 | 190043215.068 | 22493703.87 | 2890.137 | 167009952.447 | 20272544.96 | 2817.4858 | 2817.4858 | 2817.4858 | 2817.4858 | 2095.8396 | 1527.2596 | [7 empty] | Mississippi | 1186 | 8994868 | 795517 | 1186 | 899 | 1186 | 899 | 562 | 225
Missouri |  | X | X | 20387.717 | 288219887.017 | 31104030.82 | 18559.493 | 248413544.915 | 26766963.69 | 11220.0684 | 11220.0684 | 11062.9596 | 11062.9596 | 9195.7732 | 7328.5869 | 7329 | Missouri | 20387.717 | 288219887.017 | 31104030.82 | 18559.493 | 248413544.915 | 26766963.69 | 11220.0684 | 11220.0684 | 11062.9596 | 11062.9596 | 9195.7732 | 7328.5869 | [7 empty] | Missouri
Montana |  |  |  | 3070.699 | 46489165.842 | 4635866.92 | 3070.699 | 46489165.842 | 4635866.92 | 3070.699 | 3070.699 | 3070.699 | 3070.699 | 2123.9671 | 1177.2351 |  | Montana | 3070.699 | 46489165.842 | 4635866.92 | 3070.699 | 46489165.842 | 4635866.92 | 3070.699 | 3070.699 | 3070.699 | 3070.699 | 2123.9671 | 1177.2351 | [7 empty] | Montana
Nebraska |  |  |  | 8930.655 | 102719095.934 | 10720071.54 | 8246.682 | 102459562.8 | 10700632.78 | 8209.8713 | 8177.3887 | 8209.8713 | 8177.3887 | 5521.6708 | 2973.8659 |  | Nebraska | 8930.655 | 102719095.934 | 10720071.54 | 8246.682 | 102459562.8 | 10700632.78 | 8209.8713 | 8177.3887 | 8209.8713 | 8177.3887 | 5521.6708 | 2973.8659 | [7 empty] | Nebraska
Nevada |  | X | X | 2457.429 | 103489785.241 | 12918610.32 | 882.1744 | 96378268.583 | 12254976.76 | 879.9931 | 879.9931 | 879.9931 | 879.9931 | 879.9931 | 879.9931 | 880 | Nevada | 2457.429 | 103489785.241 | 12918610.32 | 704.956 | 85138271.412 | 10900799.76 | 702.7747 | 702.7747 | 702.7747 | 702.7747 | 702.7747 | 702.7747 | 177.2184 | 11239997.171 | 1354177 |  |  |  |  | Nevada
New Hampshire |  |  |  | 330.134 | 23374046.252 | 2303021.6 | 330.134 | 23374046.252 | 2303021.6 | 266.9192 | 266.9192 | 266.9192 | 266.9192 | 266.9192 | 266.9192 |  | New Hampshire | 330.134 | 23374046.252 | 2303021.6 | 330.134 | 23374046.252 | 2303021.6 | 266.9192 | 266.9192 | 266.9192 | 266.9192 | 266.9192 | 266.9192 | [7 empty] | New Hampshire
New Jersey | X | X | X | 1323.57 | 119538736.608 | 14682028.34 | 915.461 | 112233230.696 | 14601397.51 | 772.5779 | 772.5779 | 772.5779 | 772.5779 | 772.5779 | 772.5779 | 773 | New Jersey | 1323.57 | 119538736.608 | 14682028.34 | 915.461 | 112233230.696 | 14601397.51 | 772.5779 | 772.5779 | 772.5779 | 772.5779 | 772.5779 | 772.5779 | [7 empty] | New Jersey
New Mexico |  |  |  | 5065.751 | 108235364.888 | 11502879.2 | 2028.501 | 79106428.955 | 8916600.27 | 1997.973 | 1997.973 | 1997.973 | 1997.973 | 1832.8761 | 1667.7792 |  | New Mexico | 5065.751 | 108235364.888 | 11502879.2 | 2028.501 | 79106428.955 | 8916600.27 | 1997.973 | 1997.973 | 1997.973 | 1997.973 | 1832.8761 | 1667.7792 | [7 empty] | New Mexico
New York | X | X | X | 3997.077 | 233342131.04 | 27313197.58 | 3976.5207 | 242853660.668 | 28688704.18 | 3912.2568 | 3912.2568 | 3912.2568 | 3912.2568 | 3649.8825 | 3387.5082 | 3388 | New York | 3997.077 | 233342131.04 | 27313197.58 | 3922.269 | 232989708.44 | 27289562.02 | 3858.005 | 3858.005 | 3858.005 | 3858.005 | 3595.6308 | 3333.2565 | 54.2517 | 9863952.228 | 1399142.16 |  |  |  |  | New York
North Carolina |  |  |  | 12443.566 | 281750959.316 | 29259654.24 | 9087.6501 | 251026824.708 | 27442693.37 | 6587.6618 | 6587.6618 | 6587.6618 | 6587.6618 | 5863.1345 | 5138.6071 |  | North Carolina | 12443.566 | 281750959.316 | 29259654.24 | 9047.01 | 243637721.532 | 26282708.57 | 6547.0217 | 6547.0217 | 6547.0217 | 6547.0217 | 5822.4944 | 5097.9671 | 40.6401 | 7389103.176 | 1159984.8 |  |  |  |  | North Carolina
North Dakota |  |  |  | 12666.391 | 121650949.284 | 11776926.66 | 12246.3022 | 119541028.874 | 11593939.66 | 12246.3022 | 12246.3022 | 11436.078 | 11436.078 | 7181.4811 | 2926.8842 |  | North Dakota | 12666.391 | 121650949.284 | 11776926.66 | 12245.502 | 119395544.234 | 11579251.66 | 12245.502 | 12245.502 | 11435.2778 | 11435.2778 | 7180.681 | 2926.0841 | 0.80017 | 145484.64 | 14688 |  |  |  |  | North Dakota
Ohio | X | X | X | 11696.553 | 389640468.594 | 45135729.3 | 7545.3549 | 342075946.03 | 42809509.82 | 6409.1675 | 6409.1675 | 6409.1675 | 6409.1675 | 6409.1675 | 6409.1675 | 6409 | Ohio | 11696.553 | 389640468.594 | 45135729.3 | 7252.113 | 288759242.725 | 34720369.22 | 6115.9256 | 6115.9256 | 6115.9256 | 6115.9256 | 6115.9256 | 6115.9256 | 293.2419 | 53316703.305 | 8089140.6 |  |  |  |  | Ohio
Oklahoma |  | X | X | 10470.057 | 212903385.548 | 22657698.36 | 9317.081 | 196160641.65 | 21150817.62 | 9118.5034 | 8427.0025 | 9118.5034 | 8427.0025 | 5972.3485 | 3916.5195 | 3917 | Oklahoma | 10470.057 | 212903385.548 | 22657698.36 | 9317.081 | 196160641.65 | 21150817.62 | 9118.5034 | 8427.0025 | 9118.5034 | 8427.0025 | 5972.3485 | 3916.5195 | [7 empty] | Oklahoma
Oregon |  |  |  | 341.927 | 56716013.088 | 7943019.78 | 349.8246 | 58151946.4848 | 8087990.34 | 300.1204 | 300.1204 | 300.1204 | 300.1204 | 300.1204 | 300.1204 |  | Oregon | 341.927 | 56716013.088 | 7943019.78 | 341.927 | 56716013.088 | 7943019.78 | 292.2228 | 292.2228 | 292.2228 | 292.2228 | 292.2228 | 292.2228 | 7.8976 | 1435933.3968 | 144970.56 |  |  |  |  | Oregon
Pennsylvania | X | X | X | 12784.767 | 539359977.071 | 65729802.05 | 6031.7309 | 487590727.637 | 61332207.79 | 5679.9789 | 5679.9789 | 5580.0508 | 5580.0508 | 5181.296 | 4827.8027 | 4828 | Pennsylvania | 12784.767 | 539359977.071 | 65729802.05 | 5938.0989 | 467140338.821 | 58248939.55 | 5586.3469 | 5586.3469 | 5486.4188 | 5486.4188 | 5087.664 | 4734.1707 | 93.632 | 20450388.816 | 3083268.24 |  |  |  |  | Pennsylvania
Rhode Island |  |  |  | 279.229 | 31838504.797 | 3674051.65 | 279.229 | 31838504.797 | 3674051.65 | 148.4058 | 148.4058 | 148.4058 | 148.4058 | 148.4058 | 148.4058 |  | Rhode Island | 279.229 | 31838504.797 | 3674051.65 | 279.229 | 31838504.797 | 3674051.65 | 148.4058 | 148.4058 | 148.4058 | 148.4058 | 148.4058 | 148.4058 | [7 empty] | Rhode Island
South Carolina |  |  |  | 4273.477 | 161345885.778 | 17627029.06 | 3030.503 | 143175359.978 | 15699040.01 | 2804.1346 | 2804.1346 | 2804.1346 | 2804.1346 | 2804.1346 | 2804.1346 |  | South Carolina | 4273.477 | 161345885.778 | 17627029.06 | 3030.503 | 143175359.978 | 15699040.01 | 2804.1346 | 2804.1346 | 2804.1346 | 2804.1346 | 2804.1346 | 2804.1346 | [7 empty] | South Carolina
South Dakota |  |  |  | 515.776 | 15587258.091 | 1471525.89 | 508.9 | 16161161.074 | 1539304.3 | 508.9 | 508.9 | 508.9 | 508.9 | 508.9 | 508.9 |  | South Dakota | 515.776 | 15587258.091 | 1471525.89 | 503.989 | 15268249.096 | 1449156.7 | 503.989 | 503.989 | 503.989 | 503.989 | 503.989 | 503.989 | 4.911 | 892911.978 | 90147.6 |  |  |  |  | South Dakota
Tennessee |  |  |  | 4319.043 | 157981198.381 | 17418179.75 | 1198.308 | 76883949.898 | 9654871.27 | 1198.308 | 1198.308 | 1198.308 | 1198.308 | 1198.308 | 1198.308 |  | Tennessee | 4319.043 | 157981198.381 | 17418179.75 | 1198.308 | 76883949.898 | 9654871.27 | 1198.308 | 1198.308 | 1198.308 | 1198.308 | 1198.308 | 1198.308 | [7 empty] | Tennessee
Texas |  | X | X | 42746.331 | 1400469195.415 | 157307077.52 | 30134.1415 | 1280014875.181 | 146932884.79 | 29225.0903 | 29225.0903 | 28992.421 | 28992.421 | 24813.8983 | 20635.3756 | 20635 | Texas | 42746.331 | 1400469195.415 | 157307077.52 | 30048.1145 | 1264373600.113 | 144681581.59 | 29139.0633 | 29139.0633 | 28906.394 | 28906.394 | 24727.8713 | 20549.3486 | 86.027 | 15641275.068 | 2251303.2 |  |  |  |  | Texas
Utah |  | X | X | 15762.131 | 164519648.066 | 18345466.73 | 9930.35 | 127217396.416 | 14057967.73 | 9923.0718 | 9923.0718 | 9923.0718 | 9923.0718 | 6257.9162 | 2592.7606 | 2593 | Utah | 15762.131 | 164519648.066 | 18345466.73 | 9768.473 | 125329222.416 | 13889001.73 | 9761.1948 | 9761.1948 | 9761.1948 | 9761.1948 | 6096.0392 | 2430.8836 | 161.877 | 1888174 | 168966 |  |  |  |  | Utah
Vermont |  |  |  | 53.946 | 1571908.1 | 113425 | 53.946 | 1571908.1 | 113425 | 53.946 | 53.946 | 53.946 | 53.946 | 53.946 | 53.946 |  | Vermont | 53.946 | 1571908.1 | 113425 | 53.946 | 1571908.1 | 113425 | 53.946 | 53.946 | 53.946 | 53.946 | 53.946 | 53.946 | [7 empty] | Vermont
Virginia | X | X | X | 3328.728 | 202953791.444 | 24677281.37 | 2578.155 | 186848586.949 | 23775354.8 | 2414.0862 | 2336.546 | 2411.9446 | 2334.4044 | 2142.7916 | 1951.1788 | 1951 | Virginia | 3328.728 | 202953791.444 | 24677281.37 | 2578.155 | 186848586.949 | 23775354.8 | 2414.0862 | 2336.546 | 2411.9446 | 2334.4044 | 2142.7916 | 1951.1788 | [7 empty] | Virginia
Washington |  |  |  | 1999.244 | 65748253.816 | 7731261.37 | 526.89 | 50453817.932 | 6365209.06 | 256.7971 | 256.7971 | 256.7971 | 256.7971 | 256.7971 | 256.7971 |  | Washington | 1999.244 | 65748253.816 | 7731261.37 | 526.89 | 50453817.932 | 6365209.06 | 256.7971 | 256.7971 | 256.7971 | 256.7971 | 256.7971 | 256.7971 | [7 empty] | Washington
West Virginia | X | X | X | 14685.64 | 306845495.165 | 32032437.95 | 13185.327 | 273151956.819 | 28666644.47 | 12783.9974 | 12238.5139 | 12443.2521 | 11957.8544 | 10817.8806 | 9677.9067 | 9678 | West Virginia | 14685.64 | 306845495.165 | 32032437.95 | 13185.327 | 273151956.819 | 28666644.47 | 12783.9974 | 12238.5139 | 12443.2521 | 11957.8544 | 10817.8806 | 9677.9067 | [7 empty] | West Virginia
Wisconsin |  | X |  | 6321.478 | 220794281.733 | 24061341.2 | 3442.15 | 151343287.058 | 17427469.57 | 3435.5134 | 3435.5134 | 3416.1671 | 3416.1671 | 3416.1671 | 3416.1671 | 3416 | Wisconsin | 6321.478 | 220794281.733 | 24061341.2 | 3442.15 | 151343287.058 | 17427469.57 | 3435.5134 | 3435.5134 | 3416.1671 | 3416.1671 | 3416.1671 | 3416.1671 | [7 empty] | Wisconsin
Wyoming |  |  |  | 11642.715 | 175787235.959 | 16542943.6 | 6722.038 | 141256642.59 | 13307540.81 | 6640.4055 | 6640.4055 | 6627.4013 | 6627.4013 | 4960.5591 | 3293.7169 |  | Wyoming | 11642.715 | 175787235.959 | 16542943.6 | 6722.038 | 141256642.59 | 13307540.81 | 6640.4055 | 6640.4055 | 6627.4013 | 6627.4013 | 4960.5591 | 3293.7169 | [7 empty] | Wyoming
Total |  |  |  | 359617.06 | 10261049880.849 | 1159585093.82 | 252583.8822 | 9030476602.9386 | 1057050627.93 | 232811.9082 | 230757.9737 | 230722.3463 | 228728.4977 | 189714.5922 | 151697.4409 |  | Total | 359617.06 | 10261049880.849 | 1159585093.82 | 249434.4784 | 8709598391.891 | 1009856970.01 | 229662.5045 | 227895.5699 | 227572.9426 | 225866.0939 | 187189.1884 | 149509.0372 | 1963.4037 | 311883343.0476 | 46398140.92 |  |  |  |  | Total | 1186 | 8994868 | 795517 | 1186 | 899 | 1186 | 899 | 562 | 225
2023 Strategy |  |  |  | 239449.541 | 6657406842.865 | 745505855.65 | 164053.4418 | 5780313237.1206 | 671047925.31 | 151461.3328 | 149509.0375 | 150397.2287 | 148505.0193 | 125703.2468 | 103790.3155 | 105201
2026 Strategy |  |  |  | 220827.704 | 5994607557.109 | 670547989.63 | 152747.0305 | 5235274683.0026 | 606287394.96 | 140302.9345 | 138350.6392 | 139298.6172 | 137406.4079 | 115309.4907 | 94101.4148 | 94102

## Dynamic Budget Template 2026
Likely Inventory of Affected Units | [16 empty] | Dynamic Budget Steps
[17 empty] | Step 1 |  | Step 2 (Identify heat input values for ozone season in years 2 through 6 years prior to budget year) |  |  |  |  | Step 3 - Take average of three highest heat input values from five year baseline in Step 2 | Step 4 - Divide Step 3 unit value into state-level total from Step 3 | Step 5 - Identify state-level heat input average from latest 3 years and determine average |  |  |  | Step 6 - Multiply Step 4 value by Step 5 value (column AD) | Step 7 - Multiply Step 6 value by Step 1 value (divide by 2000 to convert to tons) |  | Sum Column AF
Facility | State | RCU State | 2023 EGU control strategy | 2026 EGU control strategy | ORIS | Boiler | CAMD ID | Plant Type | Retirement Month Check | Retirement Year Check | Retired Before EA Year | Unit Type | Existing SCR | Existing SNCR | Common Stack | Capacity (MW) | Emission Rate (lb/mmBtu) | Substitute Data Flag | Heat Input (2020) (mmBtu) | Heat Input (2021) (mmBtu) | Heat Input (2022) (mmBtu) | Heat Input (2023) (mmBtu) | Heat Input (2024) (mmBtu) | Representative Unit-Level Heat Input (mmBtu) | Representative Unit-Level Percent of State Total | State-Level Heat Input (2022) (mmBtu) | State-Level Heat Input (2023 (mmBtu) | State-Level Heat Input (2024) (mmBtu) | Representative State Level Heat Input (mmBtu) | Normalized Unit-Level Heat Input (mmBtu) | Emissions (tons) | State | Dynamic Budget
AMEA Sylacauga Plant | Alabama |  | X |  | 56018 | 1 | 89313 | Combustion Turbine |  |  |  | Combustion turbine |  |  |  |  | 0.083999 | [14 empty] | Alabama
AMEA Sylacauga Plant | Alabama |  | X |  | 56018 | 2 | 89314 | Combustion Turbine |  |  |  | Combustion turbine |  |  |  |  | 0.085007 | [14 empty] | Arkansas
Barry | Alabama |  | X |  | 3 | 1 | 1 | O/G Steam |  |  |  | Tangentially-fired |  | Y | Y | 56 | 0.057181 | Y | [13 empty] | Illinois
Barry | Alabama |  | X |  | 3 | 2 | 2 | O/G Steam |  |  |  | Tangentially-fired |  | Y | Y | 56 | 0.06123 | Y | [13 empty] | Indiana
Barry | Alabama |  | X |  | 3 | 4 | 4 | O/G Steam |  |  |  | Tangentially-fired |  | Y |  | 362 | 0.13459 | [14 empty] | Kentucky
Barry | Alabama |  | X |  | 3 | 5 | 5 | Coal Steam | 12 | 2028 | 2029 | Tangentially-fired | Y |  |  | 756 | 0.067609 | [14 empty] | Louisiana
Barry | Alabama |  | X |  | 3 | 6A | 6 | Combined Cycle |  |  |  | Combined cycle | Y |  |  |  | 0.0090841 | [14 empty] | Maryland
Barry | Alabama |  | X |  | 3 | 6B | 7 | Combined Cycle |  |  |  | Combined cycle | Y |  |  |  | 0.0090647 | [14 empty] | Michigan
Barry | Alabama |  | X |  | 3 | 7A | 8 | Combined Cycle |  |  |  | Combined cycle | Y |  |  |  | 0.0091128 | [14 empty] | Minnesota
Barry | Alabama |  | X |  | 3 | 7B | 9 | Combined Cycle |  |  |  | Combined cycle | Y |  |  |  | 0.0082578 | [14 empty] | Mississippi
Calhoun Generating Facility | Alabama |  | X |  | 55409 | CT1 | 4688 | Combustion Turbine |  |  |  | Combustion turbine |  |  |  |  | 0.033294 | [14 empty] | Missouri
Calhoun Generating Facility | Alabama |  | X |  | 55409 | CT2 | 4689 | Combustion Turbine |  |  |  | Combustion turbine |  |  |  |  | 0.034682 | [14 empty] | Nevada
Calhoun Generating Facility | Alabama |  | X |  | 55409 | CT3 | 4690 | Combustion Turbine |  |  |  | Combustion turbine |  |  |  |  | 0.036402 | [14 empty] | New Jersey
Calhoun Generating Facility | Alabama |  | X |  | 55409 | CT4 | 4691 | Combustion Turbine |  |  |  | Combustion turbine |  |  |  |  | 0.033226 | [14 empty] | New York
Central Alabama Gen Station | Alabama |  | X |  | 55440 | CTGDB1 | 4758 | Combined Cycle |  |  |  | Combined cycle | Y |  |  |  | 0.0092518 | [14 empty] | Ohio
Central Alabama Gen Station | Alabama |  | X |  | 55440 | CTGDB2 | 4759 | Combined Cycle |  |  |  | Combined cycle | Y |  |  |  | 0.0080216 | [14 empty] | Oklahoma
Central Alabama Gen Station | Alabama |  | X |  | 55440 | CTGDB3 | 4760 | Combined Cycle |  |  |  | Combined cycle | Y |  |  |  | 0.0076141 | [14 empty] | Pennsylvania
Colbert | Alabama |  | X |  | 47 | CCT1 | 88150 | Combustion Turbine |  |  |  | Combustion turbine |  |  |  |  | 0.40904 | [14 empty] | Texas
Colbert | Alabama |  | X |  | 47 | CCT2 | 88151 | Combustion Turbine |  |  |  | Combustion turbine |  |  |  |  | 0.40892 | [14 empty] | Utah
Colbert | Alabama |  | X |  | 47 | CCT3 | 88152 | Combustion Turbine |  |  |  | Combustion turbine |  |  |  |  | 0.4027 | [14 empty] | Virginia
Colbert | Alabama |  | X |  | 47 | CCT4 | 88153 | Combustion Turbine |  |  |  | Combustion turbine |  |  |  |  | 0.40039 | [14 empty] | West Virginia
Colbert | Alabama |  | X |  | 47 | CCT5 | 88154 | Combustion Turbine |  |  |  | Combustion turbine |  |  |  |  | 0.40242 | [14 empty] | Wisconsin
Colbert | Alabama |  | X |  | 47 | CCT6 | 88155 | Combustion Turbine |  |  |  | Combustion turbine |  |  |  |  | 0.40173
Colbert | Alabama |  | X |  | 47 | CCT7 | 88156 | Combustion Turbine |  |  |  | Combustion turbine |  |  |  |  | 0.40178
Colbert | Alabama |  | X |  | 47 | CCT8 | 88157 | Combustion Turbine |  |  |  | Combustion turbine |  |  |  |  | 0.40193
Decatur Energy Center | Alabama |  | X |  | 55292 | CTG-1 | 4459 | Combined Cycle |  |  |  | Combined cycle | Y |  |  |  | 0.0113
Decatur Energy Center | Alabama |  | X |  | 55292 | CTG-2 | 4460 | Combined Cycle |  |  |  | Combined cycle | Y |  |  |  | 0.011068
Decatur Energy Center | Alabama |  | X |  | 55292 | CTG-3 | 4461 | Combined Cycle |  |  |  | Combined cycle | Y |  |  |  | 0.011825
E B Harris Generating Plant | Alabama |  | X |  | 7897 | 1A | 3355 | Combined Cycle |  |  |  | Combined cycle | Y |  |  |  | 0.012
E B Harris Generating Plant | Alabama |  | X |  | 7897 | 1B | 3356 | Combined Cycle |  |  |  | Combined cycle | Y |  |  |  | 0.0099116
E B Harris Generating Plant | Alabama |  | X |  | 7897 | 2A | 3357 | Combined Cycle |  |  |  | Combined cycle | Y |  |  |  | 0.0081272
E B Harris Generating Plant | Alabama |  | X |  | 7897 | 2B | 3358 | Combined Cycle |  |  |  | Combined cycle | Y |  |  |  | 0.0081603
E C Gaston | Alabama |  | X |  | 26 | 1 | 30 | O/G Steam |  |  |  | Dry bottom wall-fired boiler |  |  | Y | 254 | 0.092531
E C Gaston | Alabama |  | X |  | 26 | 2 | 31 | O/G Steam |  |  |  | Dry bottom wall-fired boiler |  |  | Y | 256 | 0.096633
E C Gaston | Alabama |  | X |  | 26 | 3 | 32 | O/G Steam |  |  |  | Dry bottom wall-fired boiler |  |  | Y | 254 | 0.1052
E C Gaston | Alabama |  | X |  | 26 | 4 | 33 | O/G Steam |  |  |  | Dry bottom wall-fired boiler |  |  | Y | 256 | 0.11011
E C Gaston | Alabama |  | X |  | 26 | 5 | 34 | Coal Steam |  |  |  | Tangentially-fired | Y |  |  | 832 | 0.08
Gadsden | Alabama |  | X |  | 7 | 1 | 11 | O/G Steam | 1 | 2023 | 2023 | Tangentially-fired |  |  | Y | 64 | 0.11763 | Y
Gadsden | Alabama |  | X |  | 7 | 2 | 12 | O/G Steam | 1 | 2023 | 2023 | Tangentially-fired |  |  | Y | 66 | 0.099067 | Y
Greene County | Alabama |  | X |  | 10 | 1 | 19 | O/G Steam | 12 | 2025 | 2026 | Cell burner boiler |  |  | Y | 258 | 0.11421 | Y
Greene County | Alabama |  | X |  | 10 | 2 | 20 | O/G Steam | 12 | 2026 | 2027 | Dry bottom wall-fired boiler |  |  | Y | 258 | 0.11769
Greene County | Alabama |  | X |  | 10 | CT10 | 21 | Combustion Turbine |  |  |  | Combustion turbine |  |  |  |  | 0.089677
Greene County | Alabama |  | X |  | 10 | CT2 | 22 | Combustion Turbine |  |  |  | Combustion turbine |  |  |  |  | 0.074206
Greene County | Alabama |  | X |  | 10 | CT3 | 23 | Combustion Turbine |  |  |  | Combustion turbine |  |  |  |  | 0.064355
Greene County | Alabama |  | X |  | 10 | CT4 | 24 | Combustion Turbine |  |  |  | Combustion turbine |  |  |  |  | 0.07707
Greene County | Alabama |  | X |  | 10 | CT5 | 25 | Combustion Turbine |  |  |  | Combustion turbine |  |  |  |  | 0.061604
Greene County | Alabama |  | X |  | 10 | CT6 | 26 | Combustion Turbine |  |  |  | Combustion turbine |  |  |  |  | 0.067166
Greene County | Alabama |  | X |  | 10 | CT7 | 27 | Combustion Turbine |  |  |  | Combustion turbine |  |  |  |  | 0.075561
Greene County | Alabama |  | X |  | 10 | CT8 | 28 | Combustion Turbine |  |  |  | Combustion turbine |  |  |  |  | 0.073447
Greene County | Alabama |  | X |  | 10 | CT9 | 29 | Combustion Turbine |  |  |  | Combustion turbine |  |  |  |  | 0.061432
Hillabee Energy Center | Alabama |  | X |  | 55411 | CT1 | 4695 | Combined Cycle |  |  |  | Combined cycle | Y |  |  |  | 0.0071265
Hillabee Energy Center | Alabama |  | X |  | 55411 | CT2 | 4696 | Combined Cycle |  |  |  | Combined cycle | Y |  |  |  | 0.0074263
Hog Bayou Energy Center | Alabama |  | X |  | 55241 | COG01 | 4286 | Combined Cycle |  |  |  | Combined cycle | Y |  |  |  | 0.0082295
James H Miller Jr | Alabama |  | X |  | 6002 | 1 | 2669 | Coal Steam |  |  |  | Dry bottom wall-fired boiler | Y |  |  | 688 | 0.070067
James H Miller Jr | Alabama |  | X |  | 6002 | 2 | 2670 | Coal Steam |  |  |  | Dry bottom wall-fired boiler | Y |  |  | 695 | 0.066017
James H Miller Jr | Alabama |  | X |  | 6002 | 3 | 2671 | Coal Steam |  |  |  | Dry bottom wall-fired boiler | Y |  |  | 687 | 0.071739
James H Miller Jr | Alabama |  | X |  | 6002 | 4 | 2672 | Coal Steam |  |  |  | Dry bottom wall-fired boiler | Y |  |  | 699 | 0.059154
McIntosh (7063) | Alabama |  | X |  | 7063 | **1 | 2924 | Combustion Turbine |  |  |  | Other turbine |  |  |  |  | 0.22368
McIntosh (7063) | Alabama |  | X |  | 7063 | **2 | 2925 | Combustion Turbine |  |  |  | Combustion turbine |  |  |  |  | 0.063398
McIntosh (7063) | Alabama |  | X |  | 7063 | **3 | 2926 | Combustion Turbine |  |  |  | Combustion turbine |  |  |  |  | 0.060071
McIntosh (7063) | Alabama |  | X |  | 7063 | **4 | 90423 | Combustion Turbine |  |  |  | Combustion turbine |  |  |  |  | 0.034521
McIntosh (7063) | Alabama |  | X |  | 7063 | **5 | 90424 | Combustion Turbine |  |  |  | Combustion turbine |  |  |  |  | 0.034297
McWilliams | Alabama |  | X |  | 533 | **4 | 320 | Combined Cycle |  |  |  | Combined cycle |  |  |  |  | 0.039246
McWilliams | Alabama |  | X |  | 533 | **V1 | 324 | Combined Cycle |  |  |  | Combined cycle | Y |  |  |  | 0.011238
McWilliams | Alabama |  | X |  | 533 | **V2 | 325 | Combined Cycle |  |  |  | Combined cycle | Y |  |  |  | 0.011038
Morgan Energy Center | Alabama |  | X |  | 55293 | CT-1 | 4462 | Combined Cycle |  |  |  | Combined cycle | Y |  |  |  | 0.0052017
Morgan Energy Center | Alabama |  | X |  | 55293 | CT-2 | 4463 | Combined Cycle |  |  |  | Combined cycle | Y |  |  |  | 0.0070631
Morgan Energy Center | Alabama |  | X |  | 55293 | CT-3 | 4464 | Combined Cycle |  |  |  | Combined cycle | Y |  |  |  | 0.007082
Plant H. Allen Franklin | Alabama |  | X |  | 7710 | 1A | 3285 | Combined Cycle |  |  |  | Combined cycle | Y |  |  |  | 0.0094892
Plant H. Allen Franklin | Alabama |  | X |  | 7710 | 1B | 3286 | Combined Cycle |  |  |  | Combined cycle | Y |  |  |  | 0.0091662
Plant H. Allen Franklin | Alabama |  | X |  | 7710 | 2A | 3287 | Combined Cycle |  |  |  | Combined cycle | Y |  |  |  | 0.0091425
Plant H. Allen Franklin | Alabama |  | X |  | 7710 | 2B | 3288 | Combined Cycle |  |  |  | Combined cycle | Y |  |  |  | 0.0089623
Plant H. Allen Franklin | Alabama |  | X |  | 7710 | 3A | 3289 | Combined Cycle |  |  |  | Combined cycle | Y |  |  |  | 0.0084342
Plant H. Allen Franklin | Alabama |  | X |  | 7710 | 3B | 3290 | Combined Cycle |  |  |  | Combined cycle | Y |  |  |  | 0.0096236
SABIC Innovative Plastics - Burkville | Alabama |  | X |  | 7698 | CC1 | 3140 | Combined Cycle |  |  |  | Combined cycle |  |  |  |  | 0.026955
Tenaska Lindsay Hill Generating Station | Alabama |  | X |  | 55271 | CT1 | 4383 | Combined Cycle |  |  |  | Combined cycle | Y |  |  |  | 0.010926
Tenaska Lindsay Hill Generating Station | Alabama |  | X |  | 55271 | CT2 | 4384 | Combined Cycle |  |  |  | Combined cycle | Y |  |  |  | 0.011188
Tenaska Lindsay Hill Generating Station | Alabama |  | X |  | 55271 | CT3 | 4385 | Combined Cycle |  |  |  | Combined cycle | Y |  |  |  | 0.007188
Theodore Cogeneration | Alabama |  | X |  | 7721 | CC1 | 3151 | Combined Cycle |  |  |  | Combined cycle | Y |  |  |  | 0.0069483
Walton Discover Power Facility | Alabama |  | X |  | 55138 | 1A | 88304 | Combustion Turbine |  |  |  | Combustion turbine |  |  |  |  | 0.25456 | Y
Walton Discover Power Facility | Alabama |  | X |  | 55138 | 1B | 88305 | Combustion Turbine |  |  |  | Combustion turbine |  |  |  |  | 0.53295 | Y
Walton Discover Power Facility | Alabama |  | X |  | 55138 | 2A | 88306 | Combustion Turbine |  |  |  | Combustion turbine |  |  |  |  | 0.32011 | Y
Walton Discover Power Facility | Alabama |  | X |  | 55138 | 2B | 88307 | Combustion Turbine |  |  |  | Combustion turbine |  |  |  |  | 0.24137 | Y
Washington County Cogen (Olin) | Alabama |  | X |  | 7697 | CC1 | 3139 | Combined Cycle |  |  |  | Combined cycle |  |  |  |  | 0.024662
Carl Bailey | Arkansas |  | X | X | 202 | 01 | 111 | O/G Steam |  |  |  | Dry bottom wall-fired boiler |  |  |  | 122 | 0.17919 | Y
City Water & Light - City of Jonesboro | Arkansas |  | X | X | 56505 | SN04 | 89827 | Combustion Turbine |  |  |  | Combustion turbine |  |  |  |  | 0.087008
City Water & Light - City of Jonesboro | Arkansas |  | X | X | 56505 | SN06 | 89828 | Combustion Turbine |  |  |  | Combustion turbine |  |  |  |  | 0.11304
City Water & Light - City of Jonesboro | Arkansas |  | X | X | 56505 | SN07 | 89829 | Combustion Turbine |  |  |  | Combustion turbine |  |  |  |  | 0.082978
Dell Power Plant | Arkansas |  | X | X | 55340 | 1 | 4517 | Combined Cycle |  |  |  | Combined cycle | Y |  |  |  | 0.0083422
Dell Power Plant | Arkansas |  | X | X | 55340 | 2 | 4518 | Combined Cycle |  |  |  | Combined cycle | Y |  |  |  | 0.0088631
Flint Creek Power Plant | Arkansas |  | X | X | 6138 | 1 | 2800 | Coal Steam |  |  |  | Dry bottom wall-fired boiler |  |  |  | 528 | 0.11984
Fulton | Arkansas |  | X | X | 7825 | CT1 | 3247 | Combustion Turbine |  |  |  | Combustion turbine |  |  |  |  | 0.053625
Harry D. Mattison Power Plant | Arkansas |  | X | X | 56328 | 1 | 89740 | Combustion Turbine |  |  |  | Combustion turbine |  |  |  |  | 0.063395
Harry D. Mattison Power Plant | Arkansas |  | X | X | 56328 | 2 | 89741 | Combustion Turbine |  |  |  | Combustion turbine |  |  |  |  | 0.053964
Harry D. Mattison Power Plant | Arkansas |  | X | X | 56328 | 3 | 91249 | Combustion Turbine |  |  |  | Combustion turbine |  |  |  |  | 0.092955
Harry D. Mattison Power Plant | Arkansas |  | X | X | 56328 | 4 | 91250 | Combustion Turbine |  |  |  | Combustion turbine |  |  |  |  | 0.099774
Hot Spring Energy Facility | Arkansas |  | X | X | 55418 | CT-1 | 4705 | Combined Cycle |  |  |  | Combined cycle | Y |  |  |  | 0.012
Hot Spring Energy Facility | Arkansas |  | X | X | 55418 | CT-2 | 4706 | Combined Cycle |  |  |  | Combined cycle | Y |  |  |  | 0.011495
Independence | Arkansas |  | X | X | 6641 | 1 | 2898 | Coal Steam |  |  |  | Tangentially-fired |  |  |  | 809 | 0.097796
Independence | Arkansas |  | X | X | 6641 | 2 | 2899 | Coal Steam |  |  |  | Tangentially-fired |  |  |  | 842 | 0.09109
John W. Turk Jr. Power Plant | Arkansas |  | X | X | 56564 | SN-01 | 90325 | Coal Steam |  |  |  | Dry bottom wall-fired boiler | Y |  |  | 609 | 0.044105
Lake Catherine | Arkansas |  | X | X | 170 | 4 | 107 | O/G Steam | 6 | 2025 | 2026 | Dry bottom wall-fired boiler |  |  |  | 522 | 0.13307 | Y
Magnet Cove Generating Station | Arkansas |  | X | X | 55714 | SN-01 | 9298 | Combined Cycle |  |  |  | Combined cycle | Y |  |  |  | 0.012
Magnet Cove Generating Station | Arkansas |  | X | X | 55714 | SN-02 | 9299 | Combined Cycle |  |  |  | Combined cycle | Y |  |  |  | 0.012
McClellan | Arkansas |  | X | X | 203 | 01 | 112 | O/G Steam |  |  |  | Dry bottom wall-fired boiler |  |  |  | 134 | 0.20073
Oswald Generating Station | Arkansas |  | X | X | 55221 | G1 | 4167 | Combined Cycle |  |  |  | Combined cycle |  |  |  |  | 0.12426
Oswald Generating Station | Arkansas |  | X | X | 55221 | G2 | 4168 | Combined Cycle |  |  |  | Combined cycle |  |  |  |  | 0.10917
Oswald Generating Station | Arkansas |  | X | X | 55221 | G3 | 4169 | Combined Cycle |  |  |  | Combined cycle |  |  |  |  | 0.1132
Oswald Generating Station | Arkansas |  | X | X | 55221 | G4 | 4170 | Combined Cycle |  |  |  | Combined cycle |  |  |  |  | 0.11658
Oswald Generating Station | Arkansas |  | X | X | 55221 | G5 | 4171 | Combined Cycle |  |  |  | Combined cycle |  |  |  |  | 0.11633
Oswald Generating Station | Arkansas |  | X | X | 55221 | G6 | 4172 | Combined Cycle |  |  |  | Combined cycle |  |  |  |  | 0.11325
Oswald Generating Station | Arkansas |  | X | X | 55221 | G7 | 4173 | Combined Cycle |  |  |  | Combined cycle |  |  |  |  | 0.066302
Pine Bluff Energy Center | Arkansas |  | X | X | 55075 | CT-1 | 3855 | Combined Cycle |  |  |  | Combined cycle |  |  |  |  | 0.043537
Plum Point Energy Station | Arkansas |  | X | X | 56456 | 1 | 90208 | Coal Steam |  |  |  | Dry bottom wall-fired boiler | Y |  |  | 680 | 0.08
Thomas Fitzhugh | Arkansas |  | X | X | 201 | 2 | 88375 | Combined Cycle |  |  |  | Combined cycle |  |  |  |  | 0.067826
Union Power Station | Arkansas |  | X | X | 55380 | CTG-1 | 4590 | Combined Cycle |  |  |  | Combined cycle | Y |  |  |  | 0.012
Union Power Station | Arkansas |  | X | X | 55380 | CTG-2 | 4592 | Combined Cycle |  |  |  | Combined cycle | Y |  |  |  | 0.012
Union Power Station | Arkansas |  | X | X | 55380 | CTG-3 | 4593 | Combined Cycle |  |  |  | Combined cycle | Y |  |  |  | 0.011641
Union Power Station | Arkansas |  | X | X | 55380 | CTG-4 | 4594 | Combined Cycle |  |  |  | Combined cycle | Y |  |  |  | 0.011462
Union Power Station | Arkansas |  | X | X | 55380 | CTG-5 | 4595 | Combined Cycle |  |  |  | Combined cycle | Y |  |  |  | 0.012
Union Power Station | Arkansas |  | X | X | 55380 | CTG-6 | 4596 | Combined Cycle |  |  |  | Combined cycle | Y |  |  |  | 0.012
Union Power Station | Arkansas |  | X | X | 55380 | CTG-7 | 4597 | Combined Cycle |  |  |  | Combined cycle | Y |  |  |  | 0.012
Union Power Station | Arkansas |  | X | X | 55380 | CTG-8 | 4598 | Combined Cycle |  |  |  | Combined cycle | Y |  |  |  | 0.011746
White Bluff | Arkansas |  | X | X | 6009 | 1 | 2675 | Coal Steam |  |  |  | Tangentially-fired |  |  |  | 818 | 0.10495
White Bluff | Arkansas |  | X | X | 6009 | 2 | 2676 | Coal Steam |  |  |  | Tangentially-fired |  |  |  | 819 | 0.098705
Alsey Station | Illinois | X | X | X | 7818 | ACT1 | 89336 | Combustion Turbine |  |  |  | Combustion turbine |  |  |  |  | 0.1909
Alsey Station | Illinois | X | X | X | 7818 | ACT2 | 89337 | Combustion Turbine |  |  |  | Combustion turbine |  |  |  |  | 0.21127
Alsey Station | Illinois | X | X | X | 7818 | ACT5 | 89338 | Combustion Turbine |  |  |  | Combustion turbine |  |  |  |  | 0.29249
Alsey Station | Illinois | X | X | X | 7818 | ACT6 | 91126 | Combustion Turbine |  |  |  | Combustion turbine |  |  |  |  | 0.077072
Aurora | Illinois | X | X | X | 55279 | AGS01 | 4407 | Combustion Turbine |  |  |  | Combustion turbine |  |  |  |  | 0.039808
Aurora | Illinois | X | X | X | 55279 | AGS02 | 4409 | Combustion Turbine |  |  |  | Combustion turbine |  |  |  |  | 0.032397
Aurora | Illinois | X | X | X | 55279 | AGS03 | 4410 | Combustion Turbine |  |  |  | Combustion turbine |  |  |  |  | 0.035122
Aurora | Illinois | X | X | X | 55279 | AGS04 | 4411 | Combustion Turbine |  |  |  | Combustion turbine |  |  |  |  | 0.040557
Aurora | Illinois | X | X | X | 55279 | AGS05 | 4412 | Combustion Turbine |  |  |  | Combustion turbine |  |  |  |  | 0.085842
Aurora | Illinois | X | X | X | 55279 | AGS06 | 4413 | Combustion Turbine |  |  |  | Combustion turbine |  |  |  |  | 0.082461
Aurora | Illinois | X | X | X | 55279 | AGS07 | 4414 | Combustion Turbine |  |  |  | Combustion turbine |  |  |  |  | 0.07989
Aurora | Illinois | X | X | X | 55279 | AGS08 | 4415 | Combustion Turbine |  |  |  | Combustion turbine |  |  |  |  | 0.081645
Aurora | Illinois | X | X | X | 55279 | AGS09 | 4416 | Combustion Turbine |  |  |  | Combustion turbine |  |  |  |  | 0.079158
Aurora | Illinois | X | X | X | 55279 | AGS10 | 4408 | Combustion Turbine |  |  |  | Combustion turbine |  |  |  |  | 0.07787
Baldwin Energy Complex | Illinois | X | X | X | 889 | 1 | 611 | Coal Steam | 12 | 2025 | 2026 | Cyclone boiler | Y |  |  | 576 | 0.046262 | Y
Baldwin Energy Complex | Illinois | X | X | X | 889 | 2 | 612 | Coal Steam | 12 | 2025 | 2026 | Cyclone boiler | Y |  |  | 581 | 0.063193 | Y
Calumet Energy Team, LLC | Illinois | X | X | X | 55296 | **1 | 4469 | Combustion Turbine |  |  |  | Combustion turbine |  |  |  |  | 0.080027
Calumet Energy Team, LLC | Illinois | X | X | X | 55296 | **2 | 4470 | Combustion Turbine |  |  |  | Combustion turbine |  |  |  |  | 0.082853
Cordova Energy Company | Illinois | X | X | X | 55188 | 1 | 4081 | Combined Cycle |  |  |  | Combined cycle | Y |  |  |  | 0.012
Cordova Energy Company | Illinois | X | X | X | 55188 | 2 | 4082 | Combined Cycle |  |  |  | Combined cycle | Y |  |  |  | 0.011965
Crete Energy Park | Illinois | X | X | X | 55253 | GT1 | 4339 | Combustion Turbine |  |  |  | Combustion turbine |  |  |  |  | 0.027817
Crete Energy Park | Illinois | X | X | X | 55253 | GT2 | 4340 | Combustion Turbine |  |  |  | Combustion turbine |  |  |  |  | 0.02671
Crete Energy Park | Illinois | X | X | X | 55253 | GT3 | 4341 | Combustion Turbine |  |  |  | Combustion turbine |  |  |  |  | 0.046345
Crete Energy Park | Illinois | X | X | X | 55253 | GT4 | 4342 | Combustion Turbine |  |  |  | Combustion turbine |  |  |  |  | 0.02812
Dallman | Illinois | X | X | X | 963 | 33 | 647 | Coal Steam | 12 | 2020 | 2023 | Tangentially-fired | Y |  |  | 188 | 0.062538 | Y
Dallman | Illinois | X | X | X | 963 | 4 | 89910 | Coal Steam |  |  |  | Wet bottom wall-fired boiler | Y |  |  | 208 | 0.057787
E D Edwards | Illinois | X | X | X | 856 | 2 | 569 | Coal Steam | 12 | 2022 | 2023 | Dry bottom wall-fired boiler |  |  |  | 245 | 0.12591 | Y
E D Edwards | Illinois | X | X | X | 856 | 3 | 570 | Coal Steam | 12 | 2022 | 2023 | Dry bottom wall-fired boiler | Y |  |  | 315 | 0.08 | Y
Elgin Energy Center, LLC | Illinois | X | X | X | 55438 | CT01 | 4751 | Combustion Turbine |  |  |  | Combustion turbine |  |  |  |  | 0.053115
Elgin Energy Center, LLC | Illinois | X | X | X | 55438 | CT02 | 4752 | Combustion Turbine |  |  |  | Combustion turbine |  |  |  |  | 0.058416
Elgin Energy Center, LLC | Illinois | X | X | X | 55438 | CT03 | 4753 | Combustion Turbine |  |  |  | Combustion turbine |  |  |  |  | 0.052933
Elgin Energy Center, LLC | Illinois | X | X | X | 55438 | CT04 | 4754 | Combustion Turbine |  |  |  | Combustion turbine |  |  |  |  | 0.062496
Elwood Energy Facility | Illinois | X | X | X | 55199 | 1 | 4110 | Combustion Turbine |  |  |  | Combustion turbine |  |  |  |  | 0.033687
Elwood Energy Facility | Illinois | X | X | X | 55199 | 2 | 4116 | Combustion Turbine |  |  |  | Combustion turbine |  |  |  |  | 0.038063
Elwood Energy Facility | Illinois | X | X | X | 55199 | 3 | 4117 | Combustion Turbine |  |  |  | Combustion turbine |  |  |  |  | 0.037147
Elwood Energy Facility | Illinois | X | X | X | 55199 | 4 | 4118 | Combustion Turbine |  |  |  | Combustion turbine |  |  |  |  | 0.034128
Elwood Energy Facility | Illinois | X | X | X | 55199 | 5 | 4119 | Combustion Turbine |  |  |  | Combustion turbine |  |  |  |  | 0.033035
Elwood Energy Facility | Illinois | X | X | X | 55199 | 6 | 4120 | Combustion Turbine |  |  |  | Combustion turbine |  |  |  |  | 0.031369
Elwood Energy Facility | Illinois | X | X | X | 55199 | 7 | 4121 | Combustion Turbine |  |  |  | Combustion turbine |  |  |  |  | 0.031627
Elwood Energy Facility | Illinois | X | X | X | 55199 | 8 | 4122 | Combustion Turbine |  |  |  | Combustion turbine |  |  |  |  | 0.038991
Elwood Energy Facility | Illinois | X | X | X | 55199 | 9 | 4123 | Combustion Turbine |  |  |  | Combustion turbine |  |  |  |  | 0.032767
Factory Gas Turbine | Illinois | X | X | X | 8016 | 2 | 9200 | Combustion Turbine |  |  |  | Combustion turbine |  |  |  |  | 1.2003
Fisk | Illinois | X | X | X | 886 | 311 | 9165 | Combustion Turbine | 12 | 2029 | 2030 | Combustion turbine |  |  |  |  | 1.2001
Fisk | Illinois | X | X | X | 886 | 312 | 9166 | Combustion Turbine | 12 | 2029 | 2030 | Combustion turbine |  |  |  |  | 1.2002
Fisk | Illinois | X | X | X | 886 | 321 | 9167 | Combustion Turbine | 12 | 2029 | 2030 | Combustion turbine |  |  |  |  | 1.1999
Fisk | Illinois | X | X | X | 886 | 322 | 9168 | Combustion Turbine | 12 | 2029 | 2030 | Combustion turbine |  |  |  |  | 1.1999
Fisk | Illinois | X | X | X | 886 | 331 | 9169 | Combustion Turbine | 12 | 2029 | 2030 | Combustion turbine |  |  |  |  | 1.2003
Fisk | Illinois | X | X | X | 886 | 332 | 9170 | Combustion Turbine | 12 | 2029 | 2030 | Combustion turbine |  |  |  |  | 1.2002
Fisk | Illinois | X | X | X | 886 | 341 | 9171 | Combustion Turbine |  |  |  | Combustion turbine |  |  |  |  | 0.011 | Y
Fisk | Illinois | X | X | X | 886 | 342 | 9172 | Combustion Turbine | 12 | 2029 | 2030 | Combustion turbine |  |  |  |  | 1.1993
Freedom Power Project | Illinois | X | X | X | 7842 | CT1 | 3293 | Combustion Turbine |  |  |  | Combustion turbine |  |  |  |  | 0.094746
Gibson City Energy Center, LLC | Illinois | X | X | X | 55201 | GCTG1 | 4126 | Combustion Turbine |  |  |  | Combustion turbine |  |  |  |  | 0.065465
Gibson City Energy Center, LLC | Illinois | X | X | X | 55201 | GCTG2 | 4127 | Combustion Turbine |  |  |  | Combustion turbine |  |  |  |  | 0.064376
Goose Creek Power Plant | Illinois | X | X | X | 55496 | CT-01 | 10123 | Combustion Turbine |  |  |  | Combustion turbine |  |  |  |  | 0.02114
Goose Creek Power Plant | Illinois | X | X | X | 55496 | CT-02 | 10124 | Combustion Turbine |  |  |  | Combustion turbine |  |  |  |  | 0.022551
Goose Creek Power Plant | Illinois | X | X | X | 55496 | CT-03 | 10125 | Combustion Turbine |  |  |  | Combustion turbine |  |  |  |  | 0.018437
Goose Creek Power Plant | Illinois | X | X | X | 55496 | CT-04 | 10126 | Combustion Turbine |  |  |  | Combustion turbine |  |  |  |  | 0.022674
Goose Creek Power Plant | Illinois | X | X | X | 55496 | CT-05 | 10127 | Combustion Turbine |  |  |  | Combustion turbine |  |  |  |  | 0.022058
Goose Creek Power Plant | Illinois | X | X | X | 55496 | CT-06 | 10128 | Combustion Turbine |  |  |  | Combustion turbine |  |  |  |  | 0.019379
Grand Tower Energy Center, LLC | Illinois | X | X | X | 862 | CT01 | 578 | Combined Cycle |  |  |  | Combined cycle |  |  |  |  | 0.070321 | Y
Grand Tower Energy Center, LLC | Illinois | X | X | X | 862 | CT02 | 579 | Combined Cycle |  |  |  | Combined cycle |  |  |  |  | 0.073526 | Y
Holland Energy Facility | Illinois | X | X | X | 55334 | CTG1 | 4508 | Combined Cycle |  |  |  | Combined cycle | Y |  |  |  | 0.012
Holland Energy Facility | Illinois | X | X | X | 55334 | CTG2 | 4509 | Combined Cycle |  |  |  | Combined cycle | Y |  |  |  | 0.012
Interstate | Illinois | X | X | X | 7425 | 1 | 3116 | Combustion Turbine |  |  |  | Combustion turbine |  |  |  |  | 0.16378 | Y
Joliet 29 | Illinois | X | X | X | 384 | 71 | 250 | O/G Steam | 6 | 2023 | 2024 | Tangentially-fired |  | Y | Y | 259 | 0.07909 | Y
Joliet 29 | Illinois | X | X | X | 384 | 72 | 251 | O/G Steam | 6 | 2023 | 2024 | Tangentially-fired |  | Y | Y | 259 | 0.08024 | Y
Joliet 29 | Illinois | X | X | X | 384 | 81 | 252 | O/G Steam | 6 | 2023 | 2024 | Tangentially-fired |  | Y | Y | 259 | 0.09174 | Y
Joliet 29 | Illinois | X | X | X | 384 | 82 | 253 | O/G Steam | 6 | 2023 | 2024 | Tangentially-fired |  | Y | Y | 259 | 0.09185 | Y
Joliet 9 | Illinois | X | X | X | 874 | 5 | 590 | O/G Steam | 6 | 2023 | 2024 | Cyclone boiler |  | Y |  | 314 | 0.085663 | Y
Joppa Steam | Illinois | X | X | X | 887 | 1 | 605 | Coal Steam | 8 | 2022 | 2023 | Tangentially-fired |  |  | Y | 162 | 0.086942 | Y
Joppa Steam | Illinois | X | X | X | 887 | 2 | 606 | Coal Steam | 8 | 2022 | 2023 | Tangentially-fired |  |  | Y | 158 | 0.087354 | Y
Joppa Steam | Illinois | X | X | X | 887 | 3 | 607 | Coal Steam | 8 | 2022 | 2023 | Tangentially-fired |  |  | Y | 161 | 0.082 | Y
Joppa Steam | Illinois | X | X | X | 887 | 4 | 608 | Coal Steam | 8 | 2022 | 2023 | Tangentially-fired |  |  | Y | 160 | 0.081898 | Y
Joppa Steam | Illinois | X | X | X | 887 | 5 | 609 | Coal Steam | 8 | 2022 | 2023 | Tangentially-fired |  |  | Y | 150 | 0.079757 | Y
Joppa Steam | Illinois | X | X | X | 887 | 6 | 610 | Coal Steam | 8 | 2022 | 2023 | Tangentially-fired |  |  | Y | 158 | 0.080372 | Y
Kendall Energy Facility | Illinois | X | X | X | 55131 | GTG-1 | 3966 | Combined Cycle |  |  |  | Combined cycle | Y |  |  |  | 0.012
Kendall Energy Facility | Illinois | X | X | X | 55131 | GTG-2 | 3967 | Combined Cycle |  |  |  | Combined cycle | Y |  |  |  | 0.012
Kendall Energy Facility | Illinois | X | X | X | 55131 | GTG-3 | 3968 | Combined Cycle |  |  |  | Combined cycle | Y |  |  |  | 0.012
Kendall Energy Facility | Illinois | X | X | X | 55131 | GTG-4 | 3969 | Combined Cycle |  |  |  | Combined cycle | Y |  |  |  | 0.012
Kincaid Generating Station | Illinois | X | X | X | 876 | 1 | 591 | Coal Steam | 12 | 2027 | 2028 | Cyclone boiler | Y |  | Y | 554 | 0.032736
Kincaid Generating Station | Illinois | X | X | X | 876 | 2 | 592 | Coal Steam | 12 | 2027 | 2028 | Cyclone boiler | Y |  | Y | 554 | 0.036605
Kinmundy Power Plant | Illinois | X | X | X | 55204 | KCTG1 | 4136 | Combustion Turbine |  |  |  | Combustion turbine |  |  |  |  | 0.069247
Kinmundy Power Plant | Illinois | X | X | X | 55204 | KCTG2 | 4137 | Combustion Turbine |  |  |  | Combustion turbine |  |  |  |  | 0.069549
LSP University Park, LLC | Illinois | X | X | X | 55640 | CT01 | 8660 | Combustion Turbine |  |  |  | Combustion turbine | Y |  |  |  | 0.021335
LSP University Park, LLC | Illinois | X | X | X | 55640 | CT02 | 8668 | Combustion Turbine |  |  |  | Combustion turbine | Y |  |  |  | 0.018423
LSP University Park, LLC | Illinois | X | X | X | 55640 | CT03 | 8670 | Combustion Turbine |  |  |  | Combustion turbine | Y |  |  |  | 0.020582
LSP University Park, LLC | Illinois | X | X | X | 55640 | CT04 | 8672 | Combustion Turbine |  |  |  | Combustion turbine | Y |  |  |  | 0.019484
LSP University Park, LLC | Illinois | X | X | X | 55640 | CT05 | 8674 | Combustion Turbine |  |  |  | Combustion turbine | Y |  |  |  | 0.019553
LSP University Park, LLC | Illinois | X | X | X | 55640 | CT06 | 8676 | Combustion Turbine |  |  |  | Combustion turbine | Y |  |  |  | 0.011814
LSP University Park, LLC | Illinois | X | X | X | 55640 | CT07 | 8678 | Combustion Turbine |  |  |  | Combustion turbine | Y |  |  |  | 0.017419
LSP University Park, LLC | Illinois | X | X | X | 55640 | CT08 | 8680 | Combustion Turbine |  |  |  | Combustion turbine | Y |  |  |  | 0.017982
LSP University Park, LLC | Illinois | X | X | X | 55640 | CT09 | 8682 | Combustion Turbine |  |  |  | Combustion turbine | Y |  |  |  | 0.014637
LSP University Park, LLC | Illinois | X | X | X | 55640 | CT10 | 8662 | Combustion Turbine |  |  |  | Combustion turbine | Y |  |  |  | 0.014445
LSP University Park, LLC | Illinois | X | X | X | 55640 | CT11 | 8664 | Combustion Turbine |  |  |  | Combustion turbine | Y |  |  |  | 0.014195
LSP University Park, LLC | Illinois | X | X | X | 55640 | CT12 | 8666 | Combustion Turbine |  |  |  | Combustion turbine | Y |  |  |  | 0.015645
Lee County Generating Station, LLC | Illinois | X | X | X | 55236 | CT1 | 4266 | Combustion Turbine |  |  |  | Combustion turbine |  |  |  |  | 0.026771
Lee County Generating Station, LLC | Illinois | X | X | X | 55236 | CT2 | 4267 | Combustion Turbine |  |  |  | Combustion turbine |  |  |  |  | 0.030974
Lee County Generating Station, LLC | Illinois | X | X | X | 55236 | CT3 | 4268 | Combustion Turbine |  |  |  | Combustion turbine |  |  |  |  | 0.030904
Lee County Generating Station, LLC | Illinois | X | X | X | 55236 | CT4 | 4269 | Combustion Turbine |  |  |  | Combustion turbine |  |  |  |  | 0.0318
Lee County Generating Station, LLC | Illinois | X | X | X | 55236 | CT5 | 4270 | Combustion Turbine |  |  |  | Combustion turbine |  |  |  |  | 0.029349
Lee County Generating Station, LLC | Illinois | X | X | X | 55236 | CT6 | 4271 | Combustion Turbine |  |  |  | Combustion turbine |  |  |  |  | 0.028827
Lee County Generating Station, LLC | Illinois | X | X | X | 55236 | CT7 | 4272 | Combustion Turbine |  |  |  | Combustion turbine |  |  |  |  | 0.030539
Lee County Generating Station, LLC | Illinois | X | X | X | 55236 | CT8 | 4273 | Combustion Turbine |  |  |  | Combustion turbine |  |  |  |  | 0.033953
Lincoln Generating Facility | Illinois | X | X | X | 55222 | CTG-1 | 4174 | Combustion Turbine |  |  |  | Combustion turbine |  |  |  |  | 0.025443
Lincoln Generating Facility | Illinois | X | X | X | 55222 | CTG-2 | 4175 | Combustion Turbine |  |  |  | Combustion turbine |  |  |  |  | 0.027699
Lincoln Generating Facility | Illinois | X | X | X | 55222 | CTG-3 | 4176 | Combustion Turbine |  |  |  | Combustion turbine |  |  |  |  | 0.026105
Lincoln Generating Facility | Illinois | X | X | X | 55222 | CTG-4 | 4177 | Combustion Turbine |  |  |  | Combustion turbine |  |  |  |  | 0.023774
Lincoln Generating Facility | Illinois | X | X | X | 55222 | CTG-5 | 4178 | Combustion Turbine |  |  |  | Combustion turbine |  |  |  |  | 0.024726
Lincoln Generating Facility | Illinois | X | X | X | 55222 | CTG-6 | 4179 | Combustion Turbine |  |  |  | Combustion turbine |  |  |  |  | 0.019908
Lincoln Generating Facility | Illinois | X | X | X | 55222 | CTG-7 | 4180 | Combustion Turbine |  |  |  | Combustion turbine |  |  |  |  | 0.022052
Lincoln Generating Facility | Illinois | X | X | X | 55222 | CTG-8 | 4181 | Combustion Turbine |  |  |  | Combustion turbine |  |  |  |  | 0.02345
MEPI GT Facility | Illinois | X | X | X | 7858 | 1 | 3322 | Combustion Turbine | 8 | 2022 | 2023 | Combustion turbine |  |  |  |  | 0.11956 | Y
MEPI GT Facility | Illinois | X | X | X | 7858 | 2 | 3323 | Combustion Turbine | 8 | 2022 | 2023 | Combustion turbine |  |  |  |  | 0.11712 | Y
MEPI GT Facility | Illinois | X | X | X | 7858 | 3 | 3324 | Combustion Turbine | 8 | 2022 | 2023 | Combustion turbine |  |  |  |  | 0.11131 | Y
MEPI GT Facility | Illinois | X | X | X | 7858 | 4 | 3325 | Combustion Turbine | 8 | 2022 | 2023 | Combustion turbine |  |  |  |  | 0.087772 | Y
MEPI GT Facility | Illinois | X | X | X | 7858 | 5 | 3326 | Combustion Turbine | 8 | 2022 | 2023 | Combustion turbine |  |  |  |  | 0.089579 | Y
Marion | Illinois | X | X | X | 976 | 123 | 9173 | Coal Steam | 12 | 2029 | 2030 | Circulating fluidized bed boiler |  | Y |  | 120 | 0.0765
Marion | Illinois | X | X | X | 976 | 5 | 9174 | Combustion Turbine |  |  |  | Combustion turbine |  |  |  |  | 0.02199
Marion | Illinois | X | X | X | 976 | 6 | 9175 | Combustion Turbine |  |  |  | Combustion turbine |  |  |  |  | 0.021981
Morris Cogeneration, LLC | Illinois | X | X | X | 55216 | CTG1 | 89477 | Combined Cycle |  |  |  | Combined cycle |  |  |  |  | 0.030337
Morris Cogeneration, LLC | Illinois | X | X | X | 55216 | CTG2 | 89478 | Combined Cycle |  |  |  | Combined cycle |  |  |  |  | 0.033277
Morris Cogeneration, LLC | Illinois | X | X | X | 55216 | CTG3 | 89479 | Combined Cycle |  |  |  | Combined cycle |  |  |  |  | 0.041809
Nelson Energy Center | Illinois | X | X | X | 55183 | 1 | 4073 | Combined Cycle |  |  |  | Combined cycle | Y |  |  |  | 0.012
Nelson Energy Center | Illinois | X | X | X | 55183 | 2 | 4074 | Combined Cycle |  |  |  | Combined cycle | Y |  |  |  | 0.012
Newton | Illinois | X | X | X | 6017 | 1 | 2680 | Coal Steam | 12 | 2027 | 2028 | Tangentially-fired |  |  |  | 595 | 0.087262
Pinckneyville Power Plant | Illinois | X | X | X | 55202 | CT01 | 4128 | Combustion Turbine |  |  |  | Combustion turbine |  |  |  |  | 0.096517
Pinckneyville Power Plant | Illinois | X | X | X | 55202 | CT02 | 4129 | Combustion Turbine |  |  |  | Combustion turbine |  |  |  |  | 0.093539
Pinckneyville Power Plant | Illinois | X | X | X | 55202 | CT03 | 4130 | Combustion Turbine |  |  |  | Combustion turbine |  |  |  |  | 0.094236
Pinckneyville Power Plant | Illinois | X | X | X | 55202 | CT04 | 4131 | Combustion Turbine |  |  |  | Combustion turbine |  |  |  |  | 0.093025
Pinckneyville Power Plant | Illinois | X | X | X | 55202 | CT05 | 4132 | Combustion Turbine |  |  |  | Combustion turbine |  |  |  |  | 0.02471
Pinckneyville Power Plant | Illinois | X | X | X | 55202 | CT06 | 4133 | Combustion Turbine |  |  |  | Combustion turbine |  |  |  |  | 0.039262
Pinckneyville Power Plant | Illinois | X | X | X | 55202 | CT07 | 4134 | Combustion Turbine |  |  |  | Combustion turbine |  |  |  |  | 0.028727
Pinckneyville Power Plant | Illinois | X | X | X | 55202 | CT08 | 4135 | Combustion Turbine |  |  |  | Combustion turbine |  |  |  |  | 0.034253
Powerton | Illinois | X | X | X | 879 | 51 | 593 | Coal Steam | 12 | 2028 | 2029 | Cyclone boiler |  | Y | Y | 384 | 0.07298
Powerton | Illinois | X | X | X | 879 | 52 | 594 | Coal Steam | 12 | 2028 | 2029 | Cyclone boiler |  | Y | Y | 384 | 0.076235
Powerton | Illinois | X | X | X | 879 | 61 | 595 | Coal Steam | 12 | 2028 | 2029 | Cyclone boiler |  | Y | Y | 384 | 0.067165
Powerton | Illinois | X | X | X | 879 | 62 | 596 | Coal Steam | 12 | 2028 | 2029 | Cyclone boiler |  | Y | Y | 384 | 0.066655
Prairie State Generating Station | Illinois | X | X | X | 55856 | 01 | 90192 | Coal Steam |  |  |  | Dry bottom wall-fired boiler | Y |  |  | 815 | 0.064646
Prairie State Generating Station | Illinois | X | X | X | 55856 | 02 | 90193 | Coal Steam |  |  |  | Dry bottom wall-fired boiler | Y |  |  | 815 | 0.061302
Raccoon Creek Power Plant | Illinois | X | X | X | 55417 | CT-01 | 9216 | Combustion Turbine |  |  |  | Combustion turbine |  |  |  |  | 0.024964
Raccoon Creek Power Plant | Illinois | X | X | X | 55417 | CT-02 | 9217 | Combustion Turbine |  |  |  | Combustion turbine |  |  |  |  | 0.022089
Raccoon Creek Power Plant | Illinois | X | X | X | 55417 | CT-03 | 9218 | Combustion Turbine |  |  |  | Combustion turbine |  |  |  |  | 0.021173
Raccoon Creek Power Plant | Illinois | X | X | X | 55417 | CT-04 | 9219 | Combustion Turbine |  |  |  | Combustion turbine |  |  |  |  | 0.022787
Rockford Energy Center | Illinois | X | X | X | 55238 | 0001 | 4282 | Combustion Turbine |  |  |  | Combustion turbine |  |  |  |  | 0.038156
Rockford Energy Center | Illinois | X | X | X | 55238 | 0002 | 4283 | Combustion Turbine |  |  |  | Combustion turbine |  |  |  |  | 0.041548
Rockford II Energy Center | Illinois | X | X | X | 55936 | U1 | 4814 | Combustion Turbine |  |  |  | Combustion turbine |  |  |  |  | 0.055093
Rocky Road Power, LLC | Illinois | X | X | X | 55109 | T1 | 3908 | Combustion Turbine |  |  |  | Combustion turbine |  |  |  |  | 0.093941
Rocky Road Power, LLC | Illinois | X | X | X | 55109 | T2 | 3909 | Combustion Turbine |  |  |  | Combustion turbine |  |  |  |  | 0.088779
Rocky Road Power, LLC | Illinois | X | X | X | 55109 | T3 | 3910 | Combustion Turbine |  |  |  | Combustion turbine |  |  |  |  | 0.14384
Rocky Road Power, LLC | Illinois | X | X | X | 55109 | T4 | 3911 | Combustion Turbine |  |  |  | Combustion turbine |  |  |  |  | 0.069182
Shelby County | Illinois | X | X | X | 55237 | SCE1 | 4274 | Combustion Turbine |  |  |  | Combustion turbine |  |  |  |  | 0.12015
Shelby County | Illinois | X | X | X | 55237 | SCE2 | 4275 | Combustion Turbine |  |  |  | Combustion turbine |  |  |  |  | 0.12349
Shelby County | Illinois | X | X | X | 55237 | SCE3 | 4276 | Combustion Turbine |  |  |  | Combustion turbine |  |  |  |  | 0.11991
Shelby County | Illinois | X | X | X | 55237 | SCE4 | 4277 | Combustion Turbine |  |  |  | Combustion turbine |  |  |  |  | 0.12165
Shelby County | Illinois | X | X | X | 55237 | SCE5 | 4278 | Combustion Turbine |  |  |  | Combustion turbine |  |  |  |  | 0.11983
Shelby County | Illinois | X | X | X | 55237 | SCE6 | 4279 | Combustion Turbine |  |  |  | Combustion turbine |  |  |  |  | 0.12186
Shelby County | Illinois | X | X | X | 55237 | SCE7 | 4280 | Combustion Turbine |  |  |  | Combustion turbine |  |  |  |  | 0.11972
Shelby County | Illinois | X | X | X | 55237 | SCE8 | 4281 | Combustion Turbine |  |  |  | Combustion turbine |  |  |  |  | 0.12061
Southeast Chicago Energy Project | Illinois | X | X | X | 55281 | CTG10 | 8488 | Combustion Turbine |  |  |  | Combustion turbine |  |  |  |  | 0.14373 | Y
Southeast Chicago Energy Project | Illinois | X | X | X | 55281 | CTG11 | 8490 | Combustion Turbine |  |  |  | Combustion turbine |  |  |  |  | 0.14917 | Y
Southeast Chicago Energy Project | Illinois | X | X | X | 55281 | CTG12 | 8492 | Combustion Turbine |  |  |  | Combustion turbine |  |  |  |  | 0.14429 | Y
Southeast Chicago Energy Project | Illinois | X | X | X | 55281 | CTG5 | 8494 | Combustion Turbine |  |  |  | Combustion turbine |  |  |  |  | 0.14081 | Y
Southeast Chicago Energy Project | Illinois | X | X | X | 55281 | CTG6 | 8496 | Combustion Turbine |  |  |  | Combustion turbine |  |  |  |  | 0.16723 | Y
Southeast Chicago Energy Project | Illinois | X | X | X | 55281 | CTG7 | 8498 | Combustion Turbine |  |  |  | Combustion turbine |  |  |  |  | 0.13806 | Y
Southeast Chicago Energy Project | Illinois | X | X | X | 55281 | CTG8 | 8500 | Combustion Turbine |  |  |  | Combustion turbine |  |  |  |  | 0.15263 | Y
Southeast Chicago Energy Project | Illinois | X | X | X | 55281 | CTG9 | 8502 | Combustion Turbine |  |  |  | Combustion turbine |  |  |  |  | 0.14121 | Y
Tilton Power Station | Illinois | X | X | X | 7760 | 1 | 3167 | Combustion Turbine |  |  |  | Combustion turbine |  |  |  |  | 0.10186
Tilton Power Station | Illinois | X | X | X | 7760 | 2 | 3168 | Combustion Turbine |  |  |  | Combustion turbine |  |  |  |  | 0.096408
Tilton Power Station | Illinois | X | X | X | 7760 | 3 | 3169 | Combustion Turbine |  |  |  | Combustion turbine |  |  |  |  | 0.11754
Tilton Power Station | Illinois | X | X | X | 7760 | 4 | 3170 | Combustion Turbine |  |  |  | Combustion turbine |  |  |  |  | 0.12485
University Park Energy | Illinois | X | X | X | 55250 | UP1 | 4323 | Combustion Turbine |  |  |  | Combustion turbine |  |  |  |  | 0.19987
University Park Energy | Illinois | X | X | X | 55250 | UP10 | 4324 | Combustion Turbine |  |  |  | Combustion turbine |  |  |  |  | 0.21258
University Park Energy | Illinois | X | X | X | 55250 | UP11 | 4325 | Combustion Turbine |  |  |  | Combustion turbine |  |  |  |  | 0.21953
University Park Energy | Illinois | X | X | X | 55250 | UP12 | 4326 | Combustion Turbine |  |  |  | Combustion turbine |  |  |  |  | 0.21129
University Park Energy | Illinois | X | X | X | 55250 | UP2 | 4327 | Combustion Turbine |  |  |  | Combustion turbine |  |  |  |  | 0.19935
University Park Energy | Illinois | X | X | X | 55250 | UP3 | 4328 | Combustion Turbine |  |  |  | Combustion turbine |  |  |  |  | 0.20679
University Park Energy | Illinois | X | X | X | 55250 | UP4 | 4329 | Combustion Turbine |  |  |  | Combustion turbine |  |  |  |  | 0.21428
University Park Energy | Illinois | X | X | X | 55250 | UP5 | 4330 | Combustion Turbine |  |  |  | Combustion turbine |  |  |  |  | 0.21556
University Park Energy | Illinois | X | X | X | 55250 | UP6 | 4331 | Combustion Turbine |  |  |  | Combustion turbine |  |  |  |  | 0.20994
University Park Energy | Illinois | X | X | X | 55250 | UP7 | 4332 | Combustion Turbine |  |  |  | Combustion turbine |  |  |  |  | 0.19708
University Park Energy | Illinois | X | X | X | 55250 | UP8 | 4333 | Combustion Turbine |  |  |  | Combustion turbine |  |  |  |  | 0.1988
University Park Energy | Illinois | X | X | X | 55250 | UP9 | 4334 | Combustion Turbine |  |  |  | Combustion turbine |  |  |  |  | 0.20918
Venice | Illinois | X | X | X | 913 | CT03 | 89497 | Combustion Turbine |  |  |  | Combustion turbine |  |  |  |  | 0.040111
Venice | Illinois | X | X | X | 913 | CT04 | 89498 | Combustion Turbine |  |  |  | Combustion turbine |  |  |  |  | 0.041935
Venice | Illinois | X | X | X | 913 | CT05 | 89499 | Combustion Turbine |  |  |  | Combustion turbine |  |  |  |  | 0.052008
Venice | Illinois | X | X | X | 913 | CT2A | 9044 | Combustion Turbine |  |  |  | Combustion turbine |  |  |  |  | 0.094066
Venice | Illinois | X | X | X | 913 | CT2B | 9045 | Combustion Turbine |  |  |  | Combustion turbine |  |  |  |  | 0.093853
Waukegan | Illinois | X | X | X | 883 | 311 | 9161 | Combustion Turbine | 12 | 2029 | 2030 | Combustion turbine |  |  |  |  | 1.1991
Waukegan | Illinois | X | X | X | 883 | 312 | 9162 | Combustion Turbine | 12 | 2029 | 2030 | Combustion turbine |  |  |  |  | 1.2002
Waukegan | Illinois | X | X | X | 883 | 321 | 9163 | Combustion Turbine | 12 | 2029 | 2030 | Combustion turbine |  |  |  |  | 1.2005
Waukegan | Illinois | X | X | X | 883 | 322 | 9164 | Combustion Turbine | 12 | 2029 | 2030 | Combustion turbine |  |  |  |  | 1.1996
Waukegan | Illinois | X | X | X | 883 | 7 | 598 | Coal Steam | 6 | 2022 | 2023 | Tangentially-fired |  |  |  | 328 | 0.081414 | Y
Waukegan | Illinois | X | X | X | 883 | 8 | 599 | Coal Steam | 6 | 2022 | 2023 | Tangentially-fired |  |  |  | 361 | 0.083604 | Y
Will County | Illinois | X | X | X | 884 | 4 | 603 | Coal Steam | 6 | 2022 | 2023 | Tangentially-fired |  | Y |  | 510 | 0.06996 | Y
Zion Energy Center | Illinois | X | X | X | 55392 | CT-1 | 4660 | Combustion Turbine |  |  |  | Combustion turbine |  |  |  |  | 0.033623
Zion Energy Center | Illinois | X | X | X | 55392 | CT-2 | 4661 | Combustion Turbine |  |  |  | Combustion turbine |  |  |  |  | 0.030631
Zion Energy Center | Illinois | X | X | X | 55392 | CT-3 | 4662 | Combustion Turbine |  |  |  | Combustion turbine |  |  |  |  | 0.033179
A B Brown Generating Station | Indiana | X | X | X | 6137 | 1 | 2797 | Coal Steam | 10 | 2023 | 2024 | Dry bottom wall-fired boiler | Y |  |  | 245 | 0.08 | Y
A B Brown Generating Station | Indiana | X | X | X | 6137 | 2 | 2798 | Coal Steam | 10 | 2023 | 2024 | Dry bottom wall-fired boiler | Y |  |  | 245 | 0.0779 | Y
A B Brown Generating Station | Indiana | X | X | X | 6137 | 3 | 2799 | Combustion Turbine |  |  |  | Combustion turbine |  |  |  |  | 0.15821
A B Brown Generating Station | Indiana | X | X | X | 6137 | 4 | 10210 | Combustion Turbine |  |  |  | Combustion turbine |  |  |  |  | 0.019103
Alcoa Allowance Management Inc | Indiana | X | X | X | 6705 | 4 | 2905 | Coal Steam |  |  |  | Cell burner boiler | Y |  |  | 295 | 0.08
Anderson | Indiana | X | X | X | 7336 | ACT1 | 3099 | Combustion Turbine |  |  |  | Combustion turbine |  |  |  |  | 0.1289
Anderson | Indiana | X | X | X | 7336 | ACT2 | 3100 | Combustion Turbine |  |  |  | Combustion turbine |  |  |  |  | 0.14177
Anderson | Indiana | X | X | X | 7336 | ACT3 | 9578 | Combustion Turbine |  |  |  | Combustion turbine |  |  |  |  | 0.03341
Cayuga | Indiana | X | X | X | 1001 | 1 | 706 | Coal Steam | 12 | 2027 | 2028 | Tangentially-fired | Y |  |  | 500 | 0.066659
Cayuga | Indiana | X | X | X | 1001 | 2 | 707 | Coal Steam | 12 | 2027 | 2028 | Tangentially-fired | Y |  |  | 495 | 0.070016
Cayuga | Indiana | X | X | X | 1001 | 4 | 708 | Combustion Turbine |  |  |  | Combustion turbine |  |  |  |  | 0.045566
Clifty Creek | Indiana | X | X | X | 983 | 1 | 658 | Coal Steam |  |  |  | Wet bottom wall-fired boiler | Y |  | Y | 196 | 0.064798
Clifty Creek | Indiana | X | X | X | 983 | 2 | 659 | Coal Steam |  |  |  | Wet bottom wall-fired boiler | Y |  | Y | 196 | 0.065749
Clifty Creek | Indiana | X | X | X | 983 | 3 | 660 | Coal Steam |  |  |  | Wet bottom wall-fired boiler | Y |  | Y | 196 | 0.065024
Clifty Creek | Indiana | X | X | X | 983 | 4 | 661 | Coal Steam |  |  |  | Wet bottom wall-fired boiler | Y |  | Y | 196 | 0.090411
Clifty Creek | Indiana | X | X | X | 983 | 5 | 662 | Coal Steam |  |  |  | Wet bottom wall-fired boiler | Y |  | Y | 196 | 0.089642
Clifty Creek | Indiana | X | X | X | 983 | 6 | 663 | Coal Steam |  |  |  | Wet bottom wall-fired boiler |  |  | Y | 196 | 0.12471
Edwardsport Generating Station | Indiana | X | X | X | 1004 | CTG1 | 90673 | IGCC |  |  |  | Integrated gasification combined cycle | Y |  |  |  | 0.059386
Edwardsport Generating Station | Indiana | X | X | X | 1004 | CTG2 | 90674 | IGCC |  |  |  | Integrated gasification combined cycle | Y |  |  |  | 0.063219
F B Culley Generating Station | Indiana | X | X | X | 1012 | 2 | 727 | Coal Steam | 12 | 2025 | 2026 | Dry bottom wall-fired boiler | Y |  | Y | 90 | 0.08 | Y
F B Culley Generating Station | Indiana | X | X | X | 1012 | 3 | 728 | Coal Steam |  |  |  | Dry bottom wall-fired boiler | Y |  | Y | 270 | 0.08
Georgetown Substation | Indiana | X | X | X | 7759 | GT1 | 3163 | Combustion Turbine |  |  |  | Combustion turbine |  |  |  |  | 0.02346
Georgetown Substation | Indiana | X | X | X | 7759 | GT2 | 3164 | Combustion Turbine |  |  |  | Combustion turbine |  |  |  |  | 0.025406
Georgetown Substation | Indiana | X | X | X | 7759 | GT3 | 3165 | Combustion Turbine |  |  |  | Combustion turbine |  |  |  |  | 0.029066
Georgetown Substation | Indiana | X | X | X | 7759 | GT4 | 3166 | Combustion Turbine |  |  |  | Combustion turbine |  |  |  |  | 0.024508
Gibson | Indiana | X | X | X | 6113 | 1 | 2782 | Coal Steam |  |  |  | Dry bottom wall-fired boiler | Y |  |  | 630 | 0.06475
Gibson | Indiana | X | X | X | 6113 | 2 | 2783 | Coal Steam |  |  |  | Dry bottom wall-fired boiler | Y |  |  | 630 | 0.071606
Gibson | Indiana | X | X | X | 6113 | 3 | 2784 | Coal Steam | 12 | 2029 | 2030 | Dry bottom wall-fired boiler | Y |  |  | 630 | 0.064891
Gibson | Indiana | X | X | X | 6113 | 4 | 2785 | Coal Steam | 12 | 2029 | 2030 | Dry bottom wall-fired boiler | Y |  |  | 622 | 0.071241
Gibson | Indiana | X | X | X | 6113 | 5 | 2786 | Coal Steam | 12 | 2025 | 2026 | Dry bottom wall-fired boiler | Y |  |  | 620 | 0.058319 | Y
Henry County Generating Station | Indiana | X | X | X | 7763 | 1 | 3173 | Combustion Turbine |  |  |  | Combustion turbine |  |  |  |  | 0.085357
Henry County Generating Station | Indiana | X | X | X | 7763 | 2 | 3174 | Combustion Turbine |  |  |  | Combustion turbine |  |  |  |  | 0.086799
Henry County Generating Station | Indiana | X | X | X | 7763 | 3 | 3175 | Combustion Turbine |  |  |  | Combustion turbine |  |  |  |  | 0.088018
Hoosier Energy Lawrence Co Station | Indiana | X | X | X | 7948 | 1 | 8410 | Combustion Turbine |  |  |  | Combustion turbine |  |  |  |  | 0.087215
Hoosier Energy Lawrence Co Station | Indiana | X | X | X | 7948 | 2 | 8412 | Combustion Turbine |  |  |  | Combustion turbine |  |  |  |  | 0.078287
Hoosier Energy Lawrence Co Station | Indiana | X | X | X | 7948 | 3 | 8414 | Combustion Turbine |  |  |  | Combustion turbine |  |  |  |  | 0.090595
Hoosier Energy Lawrence Co Station | Indiana | X | X | X | 7948 | 4 | 8416 | Combustion Turbine |  |  |  | Combustion turbine |  |  |  |  | 0.089709
Hoosier Energy Lawrence Co Station | Indiana | X | X | X | 7948 | 5 | 88290 | Combustion Turbine |  |  |  | Combustion turbine |  |  |  |  | 0.085753
Hoosier Energy Lawrence Co Station | Indiana | X | X | X | 7948 | 6 | 88291 | Combustion Turbine |  |  |  | Combustion turbine |  |  |  |  | 0.088022
IPL - Eagle Valley Generating Station | Indiana | X | X | X | 991 | GT1 | 91143 | Combined Cycle |  |  |  | Combined cycle | Y |  |  |  | 0.012
IPL - Eagle Valley Generating Station | Indiana | X | X | X | 991 | GT2 | 91144 | Combined Cycle |  |  |  | Combined cycle | Y |  |  |  | 0.012
IPL - Harding Street Station (EW Stout) | Indiana | X | X | X | 990 | 50 | 675 | O/G Steam |  |  |  | Tangentially-fired |  | Y |  | 101 | 0.034479
IPL - Harding Street Station (EW Stout) | Indiana | X | X | X | 990 | 60 | 677 | O/G Steam |  |  |  | Tangentially-fired |  | Y |  | 99 | 0.03519
IPL - Harding Street Station (EW Stout) | Indiana | X | X | X | 990 | 70 | 679 | O/G Steam |  |  |  | Tangentially-fired | Y |  |  | 418 | 0.03
IPL - Harding Street Station (EW Stout) | Indiana | X | X | X | 990 | GT4 | 682 | Combustion Turbine | 12 | 2030 | 2031 | Combustion turbine |  |  |  |  | 0.14642
IPL - Harding Street Station (EW Stout) | Indiana | X | X | X | 990 | GT5 | 683 | Combustion Turbine | 12 | 2030 | 2031 | Combustion turbine |  |  |  |  | 0.14929
IPL - Harding Street Station (EW Stout) | Indiana | X | X | X | 990 | GT6 | 684 | Combustion Turbine | 12 | 2030 | 2031 | Combustion turbine |  |  |  |  | 0.042768
IPL - Petersburg Generating Station | Indiana | X | X | X | 994 | 1 | 692 | Coal Steam | 5 | 2021 | 2023 | Tangentially-fired |  |  |  | 222 | 0.12763 | Y
IPL - Petersburg Generating Station | Indiana | X | X | X | 994 | 2 | 693 | Coal Steam | 5 | 2023 | 2024 | Tangentially-fired | Y |  |  | 422 | 0.08 | Y
IPL - Petersburg Generating Station | Indiana | X | X | X | 994 | 3 | 694 | Coal Steam |  |  |  | Tangentially-fired | Y |  |  | 528 | 0.08 | Yes-C2G
IPL - Petersburg Generating Station | Indiana | X | X | X | 994 | 4 | 695 | Coal Steam |  |  |  | Tangentially-fired |  |  |  | 530 | 0.11534 | Yes-C2G
Lawrenceburg Energy Facility | Indiana | X | X | X | 55502 | 1 | 8612 | Combined Cycle |  |  |  | Combined cycle | Y |  |  |  | 0.0096108
Lawrenceburg Energy Facility | Indiana | X | X | X | 55502 | 2 | 8614 | Combined Cycle |  |  |  | Combined cycle | Y |  |  |  | 0.0095253
Lawrenceburg Energy Facility | Indiana | X | X | X | 55502 | 3 | 8616 | Combined Cycle |  |  |  | Combined cycle | Y |  |  |  | 0.009031
Lawrenceburg Energy Facility | Indiana | X | X | X | 55502 | 4 | 8618 | Combined Cycle |  |  |  | Combined cycle | Y |  |  |  | 0.0086753
Merom | Indiana | X | X | X | 6213 | 1SG1 | 2853 | Coal Steam |  |  |  | Dry bottom turbo-fired boiler | Y |  |  | 496 | 0.059958
Merom | Indiana | X | X | X | 6213 | 2SG1 | 2854 | Coal Steam |  |  |  | Dry bottom turbo-fired boiler | Y |  |  | 492 | 0.059683
Michigan City Generating Station | Indiana | X | X | X | 997 | 12 | 702 | Coal Steam | 5 | 2028 | 2029 | Cyclone boiler | Y |  |  | 469 | 0.08
Montpelier Electric Gen Station | Indiana | X | X | X | 55229 | G1CT1 | 4220 | Combustion Turbine |  |  |  | Combustion turbine |  |  |  |  | 0.14242
Montpelier Electric Gen Station | Indiana | X | X | X | 55229 | G1CT2 | 4221 | Combustion Turbine |  |  |  | Combustion turbine |  |  |  |  | 0.14856
Montpelier Electric Gen Station | Indiana | X | X | X | 55229 | G2CT1 | 4222 | Combustion Turbine |  |  |  | Combustion turbine |  |  |  |  | 0.13786
Montpelier Electric Gen Station | Indiana | X | X | X | 55229 | G2CT2 | 4223 | Combustion Turbine |  |  |  | Combustion turbine |  |  |  |  | 0.14786
Montpelier Electric Gen Station | Indiana | X | X | X | 55229 | G3CT1 | 4224 | Combustion Turbine |  |  |  | Combustion turbine |  |  |  |  | 0.16363
Montpelier Electric Gen Station | Indiana | X | X | X | 55229 | G3CT2 | 4225 | Combustion Turbine |  |  |  | Combustion turbine |  |  |  |  | 0.14638
Montpelier Electric Gen Station | Indiana | X | X | X | 55229 | G4CT1 | 4226 | Combustion Turbine |  |  |  | Combustion turbine |  |  |  |  | 0.22229
Montpelier Electric Gen Station | Indiana | X | X | X | 55229 | G4CT2 | 4227 | Combustion Turbine |  |  |  | Combustion turbine |  |  |  |  | 0.14007
Noblesville | Indiana | X | X | X | 1007 | CT3 | 8288 | Combined Cycle |  |  |  | Combined cycle | Y |  |  |  | 0.012
Noblesville | Indiana | X | X | X | 1007 | CT4 | 8290 | Combined Cycle |  |  |  | Combined cycle | Y |  |  |  | 0.012
Noblesville | Indiana | X | X | X | 1007 | CT5 | 8292 | Combined Cycle |  |  |  | Combined cycle | Y |  |  |  | 0.012
R Gallagher | Indiana | X | X | X | 1008 | 2 | 717 | Coal Steam |  |  | 2023 | Dry bottom wall-fired boiler |  |  |  | 140 | 0.20156 | Y
R Gallagher | Indiana | X | X | X | 1008 | 4 | 719 | Coal Steam | 6 | 2021 | 2023 | Dry bottom wall-fired boiler |  |  |  | 140 | 0.24976 | Y
R M Schahfer Generating Station | Indiana | X | X | X | 6085 | 14 | 2762 | Coal Steam | 10 | 2021 | 2023 | Cyclone boiler | Y |  |  | 431 | 0.08 | Y
R M Schahfer Generating Station | Indiana | X | X | X | 6085 | 15 | 2763 | Coal Steam | 10 | 2021 | 2023 | Dry bottom wall-fired boiler |  |  |  | 472 | 0.091762 | Y
R M Schahfer Generating Station | Indiana | X | X | X | 6085 | 16A | 9095 | Combustion Turbine |  |  |  | Combustion turbine |  |  |  |  | 0.20231
R M Schahfer Generating Station | Indiana | X | X | X | 6085 | 16B | 9096 | Combustion Turbine |  |  |  | Combustion turbine |  |  |  |  | 0.23309
R M Schahfer Generating Station | Indiana | X | X | X | 6085 | 17 | 2764 | Coal Steam | 12 | 2025 | 2026 | Tangentially-fired |  |  |  | 361 | 0.1088 | Y
R M Schahfer Generating Station | Indiana | X | X | X | 6085 | 18 | 2765 | Coal Steam | 12 | 2025 | 2026 | Tangentially-fired |  |  |  | 361 | 0.11142 | Y
Richmond (IN) | Indiana | X | X | X | 7335 | RCT1 | 3097 | Combustion Turbine |  |  |  | Combustion turbine |  |  |  |  | 0.13656
Richmond (IN) | Indiana | X | X | X | 7335 | RCT2 | 3098 | Combustion Turbine |  |  |  | Combustion turbine |  |  |  |  | 0.12226
Rockport | Indiana | X | X | X | 6166 | MB1 | 2819 | Coal Steam | 12 | 2028 | 2029 | Dry bottom wall-fired boiler | Y |  | Y | 1300 | 0.070503
Rockport | Indiana | X | X | X | 6166 | MB2 | 2820 | Coal Steam | 12 | 2028 | 2029 | Dry bottom wall-fired boiler | Y |  | Y | 1300 | 0.071589
St. Joseph Energy Center LLC | Indiana | X | X | X | 57794 | CTG01A | 90857 | Combined Cycle |  |  |  | Combined cycle | Y |  |  |  | 0.006872
St. Joseph Energy Center LLC | Indiana | X | X | X | 57794 | CTG01B | 90856 | Combined Cycle |  |  |  | Combined cycle | Y |  |  |  | 0.0069014
Sugar Creek Generating Station | Indiana | X | X | X | 55364 | CT11 | 4555 | Combined Cycle |  |  |  | Combined cycle | Y |  |  |  | 0.012
Sugar Creek Generating Station | Indiana | X | X | X | 55364 | CT12 | 4556 | Combined Cycle |  |  |  | Combined cycle | Y |  |  |  | 0.012
Vermillion Generating Station | Indiana | X | X | X | 55111 | 1 | 3920 | Combustion Turbine |  |  |  | Combustion turbine |  |  |  |  | 0.031792
Vermillion Generating Station | Indiana | X | X | X | 55111 | 2 | 3921 | Combustion Turbine |  |  |  | Combustion turbine |  |  |  |  | 0.032318
Vermillion Generating Station | Indiana | X | X | X | 55111 | 3 | 3922 | Combustion Turbine |  |  |  | Combustion turbine |  |  |  |  | 0.030975
Vermillion Generating Station | Indiana | X | X | X | 55111 | 4 | 3923 | Combustion Turbine |  |  |  | Combustion turbine |  |  |  |  | 0.032306
Vermillion Generating Station | Indiana | X | X | X | 55111 | 5 | 3924 | Combustion Turbine |  |  |  | Combustion turbine |  |  |  |  | 0.029542
Vermillion Generating Station | Indiana | X | X | X | 55111 | 6 | 3925 | Combustion Turbine |  |  |  | Combustion turbine |  |  |  |  | 0.034285
Vermillion Generating Station | Indiana | X | X | X | 55111 | 7 | 3926 | Combustion Turbine |  |  |  | Combustion turbine |  |  |  |  | 0.033164
Vermillion Generating Station | Indiana | X | X | X | 55111 | 8 | 3927 | Combustion Turbine |  |  |  | Combustion turbine |  |  |  |  | 0.030174
Wabash River Highland Plant | Indiana | X | X | X | 57842 | 1 | 720 | Combustion Turbine |  |  |  | Combustion turbine |  |  |  |  | 0.048502
Wheatland Generating Facility LLC | Indiana | X | X | X | 55224 | EU-01 | 4183 | Combustion Turbine |  |  |  | Combustion turbine |  |  |  |  | 0.16635
Wheatland Generating Facility LLC | Indiana | X | X | X | 55224 | EU-02 | 4184 | Combustion Turbine |  |  |  | Combustion turbine |  |  |  |  | 0.15468
Wheatland Generating Facility LLC | Indiana | X | X | X | 55224 | EU-03 | 4185 | Combustion Turbine |  |  |  | Combustion turbine |  |  |  |  | 0.18267
Wheatland Generating Facility LLC | Indiana | X | X | X | 55224 | EU-04 | 4186 | Combustion Turbine |  |  |  | Combustion turbine |  |  |  |  | 0.12685
Whitewater Valley | Indiana | X | X | X | 1040 | 1 | 729 | Coal Steam |  |  |  | Dry bottom wall-fired boiler |  |  | Y | 35 | 0.24183
Whitewater Valley | Indiana | X | X | X | 1040 | 2 | 730 | Coal Steam |  |  |  | Tangentially-fired |  |  | Y | 65 | 0.25379
Whiting Clean Energy, Inc. | Indiana | X | X | X | 55259 | CT1 | 4357 | Combined Cycle |  |  |  | Combined cycle | Y |  |  |  | 0.0079891
Whiting Clean Energy, Inc. | Indiana | X | X | X | 55259 | CT2 | 4358 | Combined Cycle |  |  |  | Combined cycle | Y |  |  |  | 0.0080047
Worthington Generation | Indiana | X | X | X | 55148 | 1 | 4017 | Combustion Turbine |  |  |  | Combustion turbine |  |  |  |  | 0.08768
Worthington Generation | Indiana | X | X | X | 55148 | 2 | 4018 | Combustion Turbine |  |  |  | Combustion turbine |  |  |  |  | 0.089972
Worthington Generation | Indiana | X | X | X | 55148 | 3 | 4019 | Combustion Turbine |  |  |  | Combustion turbine |  |  |  |  | 0.084973
Worthington Generation | Indiana | X | X | X | 55148 | 4 | 4020 | Combustion Turbine |  |  |  | Combustion turbine |  |  |  |  | 0.087717
Big Sandy | Kentucky | X | X | X | 1353 | BSU1 | 872 | O/G Steam |  |  |  | Dry bottom wall-fired boiler |  |  |  | 260 | 0.089841
Bluegrass Generating Station | Kentucky | X | X | X | 55164 | GTG1 | 4034 | Combustion Turbine |  |  |  | Combustion turbine |  |  |  |  | 0.067549
Bluegrass Generating Station | Kentucky | X | X | X | 55164 | GTG2 | 4035 | Combustion Turbine |  |  |  | Combustion turbine |  |  |  |  | 0.067612
Bluegrass Generating Station | Kentucky | X | X | X | 55164 | GTG3 | 8446 | Combustion Turbine |  |  |  | Combustion turbine |  |  |  |  | 0.069547
Cane Run | Kentucky | X | X | X | 1363 | 7A | 90928 | Combined Cycle |  |  |  | Combined cycle |  |  |  |  | 0.02953
Cane Run | Kentucky | X | X | X | 1363 | 7B | 90929 | Combined Cycle |  |  |  | Combined cycle |  |  |  |  | 0.025049
D B Wilson | Kentucky | X | X | X | 6823 | W1 | 2910 | Coal Steam |  |  |  | Dry bottom wall-fired boiler | Y |  |  | 417 | 0.08
E W Brown | Kentucky | X | X | X | 1355 | 10 | 875 | Combustion Turbine |  |  |  | Combustion turbine |  |  |  |  | 0.10401
E W Brown | Kentucky | X | X | X | 1355 | 11 | 876 | Combustion Turbine |  |  |  | Combustion turbine |  |  |  |  | 0.13127
E W Brown | Kentucky | X | X | X | 1355 | 3 | 878 | Coal Steam | 12 | 2028 | 2029 | Tangentially-fired | Y |  |  | 409 | 0.0438
E W Brown | Kentucky | X | X | X | 1355 | 5 | 879 | Combustion Turbine |  |  |  | Combustion turbine |  |  |  |  | 0.084928
E W Brown | Kentucky | X | X | X | 1355 | 6 | 880 | Combustion Turbine |  |  |  | Combustion turbine |  |  |  |  | 0.031715
E W Brown | Kentucky | X | X | X | 1355 | 7 | 881 | Combustion Turbine |  |  |  | Combustion turbine |  |  |  |  | 0.080684
E W Brown | Kentucky | X | X | X | 1355 | 8 | 882 | Combustion Turbine |  |  |  | Combustion turbine |  |  |  |  | 0.13741
E W Brown | Kentucky | X | X | X | 1355 | 9 | 883 | Combustion Turbine |  |  |  | Combustion turbine |  |  |  |  | 0.11605
East Bend | Kentucky | X | X | X | 6018 | 2 | 2682 | Coal Steam |  |  |  | Dry bottom wall-fired boiler | Y |  |  | 600 | 0.08
Ghent | Kentucky | X | X | X | 1356 | 1 | 884 | Coal Steam |  |  |  | Tangentially-fired | Y |  |  | 474 | 0.059164
Ghent | Kentucky | X | X | X | 1356 | 2 | 885 | Coal Steam | 12 | 2028 | 2029 | Tangentially-fired |  |  | Y | 495 | 0.11567
Ghent | Kentucky | X | X | X | 1356 | 3 | 886 | Coal Steam |  |  |  | Dry bottom wall-fired boiler | Y |  | Y | 485 | 0.12527
Ghent | Kentucky | X | X | X | 1356 | 4 | 887 | Coal Steam |  |  |  | Dry bottom wall-fired boiler | Y |  |  | 465 | 0.053172
H L Spurlock | Kentucky | X | X | X | 6041 | 1 | 2704 | Coal Steam |  |  |  | Dry bottom wall-fired boiler | Y |  |  | 300 | 0.08
H L Spurlock | Kentucky | X | X | X | 6041 | 2 | 2705 | Coal Steam |  |  |  | Tangentially-fired | Y |  |  | 510 | 0.08
H L Spurlock | Kentucky | X | X | X | 6041 | 3 | 89571 | Coal Steam |  |  |  | Circulating fluidized bed boiler |  | Y |  | 268 | 0.059059
H L Spurlock | Kentucky | X | X | X | 6041 | 4 | 90241 | Coal Steam |  |  |  | Circulating fluidized bed boiler |  | Y |  | 268 | 0.058638
John S. Cooper | Kentucky | X | X | X | 1384 | 1 | 932 | Coal Steam |  |  |  | Dry bottom wall-fired boiler |  |  | Y | 116 | 0.12172
John S. Cooper | Kentucky | X | X | X | 1384 | 2 | 933 | Coal Steam |  |  |  | Dry bottom wall-fired boiler | Y |  | Y | 225 | 0.09327
Marshall County | Kentucky | X | X | X | 55232 | CT1 | 4240 | Combustion Turbine |  |  |  | Combustion turbine |  |  |  |  | 0.026512
Marshall County | Kentucky | X | X | X | 55232 | CT2 | 4241 | Combustion Turbine |  |  |  | Combustion turbine |  |  |  |  | 0.023171
Marshall County | Kentucky | X | X | X | 55232 | CT3 | 4242 | Combustion Turbine |  |  |  | Combustion turbine |  |  |  |  | 0.027109
Marshall County | Kentucky | X | X | X | 55232 | CT4 | 4243 | Combustion Turbine |  |  |  | Combustion turbine |  |  |  |  | 0.028864
Marshall County | Kentucky | X | X | X | 55232 | CT5 | 4244 | Combustion Turbine |  |  |  | Combustion turbine |  |  |  |  | 0.061528
Marshall County | Kentucky | X | X | X | 55232 | CT6 | 4245 | Combustion Turbine |  |  |  | Combustion turbine |  |  |  |  | 0.045446
Marshall County | Kentucky | X | X | X | 55232 | CT7 | 4246 | Combustion Turbine |  |  |  | Combustion turbine |  |  |  |  | 0.032015
Marshall County | Kentucky | X | X | X | 55232 | CT8 | 4247 | Combustion Turbine |  |  |  | Combustion turbine |  |  |  |  | 0.029682
Mill Creek | Kentucky | X | X | X | 1364 | 1 | 905 | Coal Steam | 12 | 2024 | 2025 | Tangentially-fired |  |  | Y | 300 | 0.1245 | Y
Mill Creek | Kentucky | X | X | X | 1364 | 2 | 906 | Coal Steam | 12 | 2027 | 2028 | Tangentially-fired |  |  | Y | 297 | 0.1245
Mill Creek | Kentucky | X | X | X | 1364 | 3 | 907 | Coal Steam |  |  |  | Dry bottom wall-fired boiler | Y |  |  | 391 | 0.053781
Mill Creek | Kentucky | X | X | X | 1364 | 4 | 908 | Coal Steam |  |  |  | Dry bottom wall-fired boiler | Y |  |  | 477 | 0.055357
Paddy's Run | Kentucky | X | X | X | 1366 | 12 | 10010 | Combustion Turbine |  |  |  | Combustion turbine |  |  |  |  | 0.69977
Paddy's Run | Kentucky | X | X | X | 1366 | 13 | 909 | Combustion Turbine |  |  |  | Combustion turbine |  |  |  |  | 0.10232
Paducah Power Systems Plant 1 | Kentucky | X | X | X | 56556 | EU01A | 90590 | Combustion Turbine |  |  |  | Combustion turbine |  |  |  |  | 0.093499
Paducah Power Systems Plant 1 | Kentucky | X | X | X | 56556 | EU01B | 90591 | Combustion Turbine |  |  |  | Combustion turbine |  |  |  |  | 0.092327
Paducah Power Systems Plant 1 | Kentucky | X | X | X | 56556 | EU02A | 90592 | Combustion Turbine |  |  |  | Combustion turbine |  |  |  |  | 0.091778
Paducah Power Systems Plant 1 | Kentucky | X | X | X | 56556 | EU02B | 90593 | Combustion Turbine |  |  |  | Combustion turbine |  |  |  |  | 0.098551
Paradise | Kentucky | X | X | X | 1378 | PCC1 | 91045 | Combined Cycle |  |  |  | Combined cycle | Y |  |  |  | 0.012
Paradise | Kentucky | X | X | X | 1378 | PCC2 | 91046 | Combined Cycle |  |  |  | Combined cycle | Y |  |  |  | 0.012
Paradise | Kentucky | X | X | X | 1378 | PCC3 | 91047 | Combined Cycle |  |  |  | Combined cycle | Y |  |  |  | 0.012
R D Green | Kentucky | X | X | X | 6639 | G1 | 2896 | O/G Steam |  |  |  | Dry bottom wall-fired boiler |  |  |  | 231 | 0.054732
R D Green | Kentucky | X | X | X | 6639 | G2 | 2897 | O/G Steam |  |  |  | Dry bottom wall-fired boiler |  |  |  | 223 | 0.06584
Riverside Generating Company | Kentucky | X | X | X | 55198 | GTG101 | 4105 | Combustion Turbine |  |  |  | Combustion turbine |  |  |  |  | 0.039672
Riverside Generating Company | Kentucky | X | X | X | 55198 | GTG201 | 4106 | Combustion Turbine |  |  |  | Combustion turbine |  |  |  |  | 0.045167
Riverside Generating Company | Kentucky | X | X | X | 55198 | GTG301 | 4107 | Combustion Turbine |  |  |  | Combustion turbine |  |  |  |  | 0.051328
Riverside Generating Company | Kentucky | X | X | X | 55198 | GTG401 | 4108 | Combustion Turbine |  |  |  | Combustion turbine |  |  |  |  | 0.050834
Riverside Generating Company | Kentucky | X | X | X | 55198 | GTG501 | 4109 | Combustion Turbine |  |  |  | Combustion turbine |  |  |  |  | 0.053254
Robert Reid | Kentucky | X | X | X | 1383 | RT | 88132 | Combustion Turbine |  |  |  | Combustion turbine |  |  |  |  | 0.70006
Shawnee | Kentucky | X | X | X | 1379 | 1 | 916 | Coal Steam |  |  |  | Dry bottom wall-fired boiler | Y |  | Y | 134 | 0.11955
Shawnee | Kentucky | X | X | X | 1379 | 2 | 918 | Coal Steam |  |  |  | Dry bottom wall-fired boiler |  |  | Y | 134 | 0.10485
Shawnee | Kentucky | X | X | X | 1379 | 3 | 919 | Coal Steam |  |  |  | Dry bottom wall-fired boiler |  |  | Y | 134 | 0.10588
Shawnee | Kentucky | X | X | X | 1379 | 4 | 920 | Coal Steam |  |  |  | Dry bottom wall-fired boiler | Y |  | Y | 134 | 0.11962
Shawnee | Kentucky | X | X | X | 1379 | 5 | 921 | Coal Steam |  |  |  | Dry bottom wall-fired boiler |  |  | Y | 134 | 0.10562
Shawnee | Kentucky | X | X | X | 1379 | 6 | 922 | Coal Steam |  |  |  | Dry bottom wall-fired boiler |  |  | Y | 134 | 0.1245
Shawnee | Kentucky | X | X | X | 1379 | 7 | 923 | Coal Steam |  |  |  | Dry bottom wall-fired boiler |  |  | Y | 134 | 0.1245
Shawnee | Kentucky | X | X | X | 1379 | 8 | 924 | Coal Steam |  |  |  | Dry bottom wall-fired boiler |  |  | Y | 134 | 0.1245
Shawnee | Kentucky | X | X | X | 1379 | 9 | 925 | Coal Steam |  |  |  | Dry bottom wall-fired boiler |  |  | Y | 134 | 0.1245
Smith Generating Facility | Kentucky | X | X | X | 54 | SCT1 | 50 | Combustion Turbine |  |  |  | Combustion turbine |  |  |  |  | 0.052544
Smith Generating Facility | Kentucky | X | X | X | 54 | SCT10 | 90542 | Combustion Turbine |  |  |  | Combustion turbine | Y |  |  |  | 0.011884
Smith Generating Facility | Kentucky | X | X | X | 54 | SCT2 | 51 | Combustion Turbine |  |  |  | Combustion turbine |  |  |  |  | 0.061078
Smith Generating Facility | Kentucky | X | X | X | 54 | SCT3 | 52 | Combustion Turbine |  |  |  | Combustion turbine |  |  |  |  | 0.072565
Smith Generating Facility | Kentucky | X | X | X | 54 | SCT4 | 9271 | Combustion Turbine |  |  |  | Combustion turbine |  |  |  |  | 0.026912
Smith Generating Facility | Kentucky | X | X | X | 54 | SCT5 | 9272 | Combustion Turbine |  |  |  | Combustion turbine |  |  |  |  | 0.026918
Smith Generating Facility | Kentucky | X | X | X | 54 | SCT6 | 89572 | Combustion Turbine |  |  |  | Combustion turbine |  |  |  |  | 0.028551
Smith Generating Facility | Kentucky | X | X | X | 54 | SCT7 | 89573 | Combustion Turbine |  |  |  | Combustion turbine |  |  |  |  | 0.026344
Smith Generating Facility | Kentucky | X | X | X | 54 | SCT9 | 90541 | Combustion Turbine |  |  |  | Combustion turbine | Y |  |  |  | 0.011979
Trimble County | Kentucky | X | X | X | 6071 | 1 | 2737 | Coal Steam |  |  |  | Tangentially-fired | Y |  |  | 511 | 0.058795
Trimble County | Kentucky | X | X | X | 6071 | 10 | 2738 | Combustion Turbine |  |  |  | Combustion turbine |  |  |  |  | 0.032897
Trimble County | Kentucky | X | X | X | 6071 | 2 | 90433 | Coal Steam |  |  |  | Dry bottom wall-fired boiler | Y |  |  | 732 | 0.031188
Trimble County | Kentucky | X | X | X | 6071 | 5 | 2739 | Combustion Turbine |  |  |  | Combustion turbine |  |  |  |  | 0.033701
Trimble County | Kentucky | X | X | X | 6071 | 6 | 2740 | Combustion Turbine |  |  |  | Combustion turbine |  |  |  |  | 0.032626
Trimble County | Kentucky | X | X | X | 6071 | 7 | 2741 | Combustion Turbine |  |  |  | Combustion turbine |  |  |  |  | 0.036314
Trimble County | Kentucky | X | X | X | 6071 | 8 | 2742 | Combustion Turbine |  |  |  | Combustion turbine |  |  |  |  | 0.03335
Trimble County | Kentucky | X | X | X | 6071 | 9 | 2743 | Combustion Turbine |  |  |  | Combustion turbine |  |  |  |  | 0.034883
Acadia Power Station | Louisiana | X | X | X | 55173 | CT1 | 4058 | Combined Cycle |  |  |  | Combined cycle | Y |  |  |  | 0.010146
Acadia Power Station | Louisiana | X | X | X | 55173 | CT2 | 4059 | Combined Cycle |  |  |  | Combined cycle | Y |  |  |  | 0.010239
Acadia Power Station | Louisiana | X | X | X | 55173 | CT3 | 4060 | Combined Cycle |  |  |  | Combined cycle | Y |  |  |  | 0.0092285
Acadia Power Station | Louisiana | X | X | X | 55173 | CT4 | 4061 | Combined Cycle |  |  |  | Combined cycle | Y |  |  |  | 0.010249
Arsenal Hill Power Plant | Louisiana | X | X | X | 1416 | 5A | 979 | O/G Steam | 12 | 2025 | 2026 | Tangentially-fired |  |  |  | 116 | 0.088784 | Y
Arsenal Hill Power Plant | Louisiana | X | X | X | 1416 | CTG-6A | 90566 | Combined Cycle |  |  |  | Combined cycle | Y |  |  |  | 0.0092903
Arsenal Hill Power Plant | Louisiana | X | X | X | 1416 | CTG-6B | 90567 | Combined Cycle |  |  |  | Combined cycle | Y |  |  |  | 0.010159
Bayou Cove Peaking Power Plant | Louisiana | X | X | X | 55433 | CTG-1 | 8562 | Combustion Turbine |  |  |  | Combustion turbine |  |  |  |  | 0.035601
Bayou Cove Peaking Power Plant | Louisiana | X | X | X | 55433 | CTG-2 | 8564 | Combustion Turbine |  |  |  | Combustion turbine |  |  |  |  | 0.043839
Bayou Cove Peaking Power Plant | Louisiana | X | X | X | 55433 | CTG-3 | 8566 | Combustion Turbine |  |  |  | Combustion turbine |  |  |  |  | 0.056967
Bayou Cove Peaking Power Plant | Louisiana | X | X | X | 55433 | CTG-4 | 8568 | Combustion Turbine |  |  |  | Combustion turbine |  |  |  |  | 0.039297
Big Cajun 1 | Louisiana | X | X | X | 1464 | 1B1 | 994 | O/G Steam |  |  |  | Dry bottom wall-fired boiler |  |  |  | 110 | 0.080372
Big Cajun 1 | Louisiana | X | X | X | 1464 | 1B2 | 995 | O/G Steam |  |  |  | Dry bottom wall-fired boiler |  |  |  | 110 | 0.088622
Big Cajun 1 | Louisiana | X | X | X | 1464 | CTG1 | 8306 | Combustion Turbine |  |  |  | Combustion turbine |  |  |  |  | 0.061499
Big Cajun 1 | Louisiana | X | X | X | 1464 | CTG2 | 8308 | Combustion Turbine |  |  |  | Combustion turbine |  |  |  |  | 0.06801
Big Cajun 2 | Louisiana | X | X | X | 6055 | 2B1 | 2724 | O/G Steam |  |  |  | Dry bottom wall-fired boiler |  | Y |  | 568 | 0.05942
Big Cajun 2 | Louisiana | X | X | X | 6055 | 2B2 | 2725 | O/G Steam | 12 | 2032 | 2033 | Dry bottom wall-fired boiler |  | Y |  | 575 | 0.053754
Big Cajun 2 | Louisiana | X | X | X | 6055 | 2B3 | 2726 | Coal Steam | 12 | 2032 | 2033 | Dry bottom wall-fired boiler |  | Y |  | 580 | 0.086075
Brame Energy Center | Louisiana | X | X | X | 6190 | 1 | 2836 | O/G Steam |  |  |  | Dry bottom wall-fired boiler |  |  |  | 416 | 0.10582
Brame Energy Center | Louisiana | X | X | X | 6190 | 2 | 2837 | Coal Steam |  |  |  | Dry bottom wall-fired boiler |  | Y |  | 493 | 0.12051
Brame Energy Center | Louisiana | X | X | X | 6190 | 3-1 | 90034 | Coal Steam |  |  |  | Circulating fluidized bed boiler |  | Y |  | 313 | 0.03235
Brame Energy Center | Louisiana | X | X | X | 6190 | 3-2 | 90035 | Coal Steam |  |  |  | Circulating fluidized bed boiler |  | Y |  | 313 | 0.02717
Calcasieu Plant | Louisiana | X | X | X | 55165 | GTG1 | 4036 | Combustion Turbine |  |  |  | Combustion turbine |  |  |  |  | 0.099026
Calcasieu Plant | Louisiana | X | X | X | 55165 | GTG2 | 4037 | Combustion Turbine |  |  |  | Combustion turbine |  |  |  |  | 0.08107
Carville Energy Center | Louisiana | X | X | X | 55404 | COG01 | 4678 | Combined Cycle |  |  |  | Combined cycle |  |  |  |  | 0.032259
Carville Energy Center | Louisiana | X | X | X | 55404 | COG02 | 4679 | Combined Cycle |  |  |  | Combined cycle |  |  |  |  | 0.036165
Coughlin Power Station | Louisiana | X | X | X | 1396 | 6-1 | 957 | Combined Cycle |  |  |  | Combined cycle | Y |  |  |  | 0.012
Coughlin Power Station | Louisiana | X | X | X | 1396 | 7-1 | 959 | Combined Cycle |  |  |  | Combined cycle | Y |  |  |  | 0.012
Coughlin Power Station | Louisiana | X | X | X | 1396 | 7-2 | 960 | Combined Cycle |  |  |  | Combined cycle | Y |  |  |  | 0.012
Dolet Hills Power Station | Louisiana | X | X | X | 51 | 1 | 48 | Coal Steam | 12 | 2021 | 2023 | Dry bottom wall-fired boiler |  | Y |  | 642 | 0.13691 | Y
Hargis-Hebert Electric Generating Statio | Louisiana | X | X | X | 56283 | U-1 | 89602 | Combustion Turbine |  |  |  | Combustion turbine |  |  |  |  | 0.086895
Hargis-Hebert Electric Generating Statio | Louisiana | X | X | X | 56283 | U-2 | 89603 | Combustion Turbine |  |  |  | Combustion turbine |  |  |  |  | 0.086809
Houma | Louisiana | X | X | X | 1439 | 15 | 982 | O/G Steam |  |  |  | Dry bottom wall-fired boiler |  |  |  | 23.5 | 0.24157
Houma | Louisiana | X | X | X | 1439 | 16 | 983 | O/G Steam |  |  |  | Tangentially-fired |  |  |  | 39 | 0.12915
LEPA Unit No. 1 | Louisiana | X | X | X | 58478 | CC01 | 91024 | Combined Cycle |  |  |  | Combined cycle | Y |  |  |  | 0.012
Lake Charles Power Station | Louisiana | X | X | X | 60927 | 1A | 91298 | Combined Cycle |  |  |  | Combined cycle | Y |  |  |  | 0.0061528
Lake Charles Power Station | Louisiana | X | X | X | 60927 | 1B | 91297 | Combined Cycle |  |  |  | Combined cycle | Y |  |  |  | 0.0070938
Lieberman Power Plant | Louisiana | X | X | X | 1417 | 3 | 980 | O/G Steam |  |  |  | Tangentially-fired |  |  |  | 109 | 0.1526
Lieberman Power Plant | Louisiana | X | X | X | 1417 | 4 | 981 | O/G Steam |  |  |  | Tangentially-fired |  |  |  | 108 | 0.16802
Little Gypsy | Louisiana | X | X | X | 1402 | 2 | 964 | O/G Steam | 6 | 2026 | 2027 | Dry bottom wall-fired boiler |  |  |  | 416 | 0.078637
Little Gypsy | Louisiana | X | X | X | 1402 | 3 | 965 | O/G Steam |  |  |  | Dry bottom wall-fired boiler |  |  |  | 524 | 0.15816
Louisiana 1 | Louisiana | X | X | X | 1391 | 1A | 936 | Fossil Waste |  |  |  | Tangentially-fired |  |  |  |  | 0.079201
Louisiana 1 | Louisiana | X | X | X | 1391 | 2A | 937 | Fossil Waste |  |  |  | Tangentially-fired |  |  |  |  | 0.080349
Louisiana 1 | Louisiana | X | X | X | 1391 | 3A | 938 | Fossil Waste |  |  |  | Tangentially-fired |  |  |  |  | 0.078817
Louisiana 1 | Louisiana | X | X | X | 1391 | 4A | 939 | Fossil Waste |  |  |  | Combined cycle |  |  |  |  | 0.13586
Louisiana 1 | Louisiana | X | X | X | 1391 | 5A | 940 | Fossil Waste |  |  |  | Combined cycle |  |  |  |  | 0.040612
Nelson Industrial Steam Company | Louisiana | X | X | X | 50030 | 1A | 90014 | Coal Steam |  |  |  | Circulating fluidized bed boiler |  |  |  | 104 | 0.099481
Nelson Industrial Steam Company | Louisiana | X | X | X | 50030 | 2A | 90015 | Coal Steam |  |  |  | Circulating fluidized bed boiler |  |  |  | 100 | 0.050081
Ninemile Point | Louisiana | X | X | X | 1403 | 4 | 969 | O/G Steam |  |  |  | Tangentially-fired |  |  |  | 737 | 0.11595
Ninemile Point | Louisiana | X | X | X | 1403 | 5 | 970 | O/G Steam |  |  |  | Tangentially-fired |  |  |  | 737 | 0.13028
Ninemile Point | Louisiana | X | X | X | 1403 | 6A | 90866 | Combined Cycle |  |  |  | Combined cycle | Y |  |  |  | 0.012
Ninemile Point | Louisiana | X | X | X | 1403 | 6B | 90867 | Combined Cycle |  |  |  | Combined cycle | Y |  |  |  | 0.012
Ouachita Plant | Louisiana | X | X | X | 55467 | CTGEN1 | 4829 | Combined Cycle |  |  |  | Combined cycle | Y |  |  |  | 0.012
Ouachita Plant | Louisiana | X | X | X | 55467 | CTGEN2 | 4830 | Combined Cycle |  |  |  | Combined cycle | Y |  |  |  | 0.012
Ouachita Plant | Louisiana | X | X | X | 55467 | CTGEN3 | 4831 | Combined Cycle |  |  |  | Combined cycle | Y |  |  |  | 0.012
Perryville Power Station | Louisiana | X | X | X | 55620 | 1-1 | 3329 | Combined Cycle |  |  |  | Combined cycle | Y |  |  |  | 0.012
Perryville Power Station | Louisiana | X | X | X | 55620 | 1-2 | 3330 | Combined Cycle |  |  |  | Combined cycle | Y |  |  |  | 0.012
Perryville Power Station | Louisiana | X | X | X | 55620 | 2-1 | 3331 | Combustion Turbine |  |  |  | Combustion turbine |  |  |  |  | 0.030772
Plaquemine Cogen Facility | Louisiana | X | X | X | 55419 | 500 | 4709 | Combined Cycle |  |  |  | Combined cycle | Y |  |  |  | 0.012
Plaquemine Cogen Facility | Louisiana | X | X | X | 55419 | 600 | 4710 | Combined Cycle |  |  |  | Combined cycle | Y |  |  |  | 0.012
Plaquemine Cogen Facility | Louisiana | X | X | X | 55419 | 700 | 4711 | Combined Cycle |  |  |  | Combined cycle | Y |  |  |  | 0.012
Plaquemine Cogen Facility | Louisiana | X | X | X | 55419 | 800 | 4712 | Combined Cycle |  |  |  | Combined cycle | Y |  |  |  | 0.012
R S Cogen LLC | Louisiana | X | X | X | 55117 | RS-5 | 3940 | Combined Cycle |  |  |  | Combined cycle | Y |  |  |  | 0.012
R S Cogen LLC | Louisiana | X | X | X | 55117 | RS-6 | 3941 | Combined Cycle |  |  |  | Combined cycle | Y |  |  |  | 0.012
R S Nelson | Louisiana | X | X | X | 1393 | 6 | 950 | Coal Steam |  |  |  | Tangentially-fired |  |  |  | 550 | 0.10385
St. Charles Power Station | Louisiana | X | X | X | 60926 | 1A | 91295 | Combined Cycle |  |  |  | Combined cycle | Y |  |  |  | 0.0064763
St. Charles Power Station | Louisiana | X | X | X | 60926 | 1B | 91296 | Combined Cycle |  |  |  | Combined cycle | Y |  |  |  | 0.0063838
Sterlington | Louisiana | X | X | X | 1404 | 7AB | 972 | Combined Cycle |  |  |  | Combined cycle |  |  |  |  | 0.45
T J Labbe Electric Generating Station | Louisiana | X | X | X | 56108 | U-1 | 89595 | Combustion Turbine |  |  |  | Combustion turbine |  |  |  |  | 0.086274
T J Labbe Electric Generating Station | Louisiana | X | X | X | 56108 | U-2 | 89596 | Combustion Turbine |  |  |  | Combustion turbine |  |  |  |  | 0.081608
Taft Cogeneration Facility | Louisiana | X | X | X | 55089 | CT1 | 3870 | Combined Cycle |  |  |  | Combined cycle |  |  |  |  | 0.028513
Taft Cogeneration Facility | Louisiana | X | X | X | 55089 | CT2 | 3871 | Combined Cycle |  |  |  | Combined cycle |  |  |  |  | 0.026896
Taft Cogeneration Facility | Louisiana | X | X | X | 55089 | CT3 | 3872 | Combined Cycle |  |  |  | Combined cycle |  |  |  |  | 0.031969
Teche Power Station | Louisiana | X | X | X | 1400 | 3 | 962 | O/G Steam |  |  |  | Dry bottom wall-fired boiler |  |  |  | 331 | 0.12964
Teche Power Station | Louisiana | X | X | X | 1400 | 4 | 90666 | Combustion Turbine |  |  |  | Combustion turbine |  |  |  |  | 0.016936
Washington Parish Energy Center | Louisiana | X | X | X | 55486 | CTG01 | 10121 | Combustion Turbine |  |  |  | Combustion turbine |  |  |  |  | 0.026778
Washington Parish Energy Center | Louisiana | X | X | X | 55486 | CTG02 | 10122 | Combustion Turbine |  |  |  | Combustion turbine |  |  |  |  | 0.024053
Waterford 1 & 2 | Louisiana | X | X | X | 8056 | 1 | 3450 | O/G Steam |  |  |  | Dry bottom wall-fired boiler |  |  |  | 411 | 0.10146 | Y
Waterford 1 & 2 | Louisiana | X | X | X | 8056 | 2 | 3451 | O/G Steam | 6 | 2024 | 2025 | Dry bottom wall-fired boiler |  |  |  | 428 | 0.1456 | Y
Waterford 1 & 2 | Louisiana | X | X | X | 8056 | 4 | 91255 | Combustion Turbine |  |  |  | Combustion turbine |  |  |  |  | 0.12797
AES Warrior Run | Maryland | X | X | X | 10678 | 001 | 3575 | Coal Steam |  |  |  | Circulating fluidized bed boiler |  | Y |  | 180 | 0.07105
Brandon Shores | Maryland | X | X | X | 602 | 1 | 395 | Coal Steam |  |  |  | Dry bottom wall-fired boiler | Y |  |  | 635 | 0.069672 | Yes-C2G
Brandon Shores | Maryland | X | X | X | 602 | 2 | 396 | Coal Steam |  |  |  | Dry bottom wall-fired boiler | Y |  |  | 638 | 0.073649 | Yes-C2G
Brandywine Power Facility | Maryland | X | X | X | 54832 | 1 | 3806 | Combined Cycle |  |  |  | Combined cycle |  |  |  |  | 0.029663
Brandywine Power Facility | Maryland | X | X | X | 54832 | 2 | 3807 | Combined Cycle |  |  |  | Combined cycle |  |  |  |  | 0.02946
CPV St. Charles Energy Center | Maryland | X | X | X | 56846 | GT1 | 91104 | Combined Cycle |  |  |  | Combined cycle | Y |  |  |  | 0.0050443
CPV St. Charles Energy Center | Maryland | X | X | X | 56846 | GT2 | 91105 | Combined Cycle |  |  |  | Combined cycle | Y |  |  |  | 0.0045916
Chalk Point | Maryland | X | X | X | 1571 | **GT3 | 1046 | Combustion Turbine |  |  |  | Combustion turbine |  |  |  |  | 0.10125
Chalk Point | Maryland | X | X | X | 1571 | **GT4 | 1047 | Combustion Turbine |  |  |  | Combustion turbine |  |  |  |  | 0.11785
Chalk Point | Maryland | X | X | X | 1571 | **GT5 | 1048 | Combustion Turbine |  |  |  | Combustion turbine |  |  |  |  | 0.16498
Chalk Point | Maryland | X | X | X | 1571 | **GT6 | 1049 | Combustion Turbine |  |  |  | Combustion turbine |  |  |  |  | 0.15569
Chalk Point | Maryland | X | X | X | 1571 | 1 | 1050 | Coal Steam | 6 | 2021 | 2023 | Dry bottom wall-fired boiler | Y |  | Y | 331 | 0.045941 | Y
Chalk Point | Maryland | X | X | X | 1571 | 2 | 1051 | Coal Steam | 6 | 2021 | 2023 | Dry bottom wall-fired boiler |  | Y | Y | 336 | 0.08043 | Y
Chalk Point | Maryland | X | X | X | 1571 | 3 | 1052 | O/G Steam |  |  |  | Tangentially-fired |  |  |  | 582 | 0.090381
Chalk Point | Maryland | X | X | X | 1571 | 4 | 1053 | O/G Steam |  |  |  | Tangentially-fired |  |  |  | 582 | 0.10459
Chalk Point | Maryland | X | X | X | 1571 | GT2 | 1055 | Combustion Turbine |  |  |  | Combustion turbine |  |  |  |  | 1.2001
Chalk Point | Maryland | X | X | X | 1571 | SMECO | 1056 | Combustion Turbine |  |  |  | Combustion turbine |  |  |  |  | 0.086768
Dickerson | Maryland | X | X | X | 1572 | GT2 | 1061 | Combustion Turbine |  |  |  | Combustion turbine |  |  |  |  | 0.10766
Dickerson | Maryland | X | X | X | 1572 | GT3 | 1062 | Combustion Turbine |  |  |  | Combustion turbine |  |  |  |  | 0.081549
Herbert A Wagner | Maryland | X | X | X | 1554 | 1 | 1007 | O/G Steam |  |  |  | Dry bottom wall-fired boiler |  | Y |  | 126 | 0.063952
Herbert A Wagner | Maryland | X | X | X | 1554 | 2 | 1008 | O/G Steam |  |  |  | Dry bottom wall-fired boiler |  | Y |  | 135 | 0.020674
Herbert A Wagner | Maryland | X | X | X | 1554 | 3 | 1009 | Coal Steam |  |  |  | Dry bottom wall-fired boiler | Y |  |  | 305 | 0.075427 | Yes-C2G
Herbert A Wagner | Maryland | X | X | X | 1554 | 4 | 1010 | O/G Steam |  |  |  | Dry bottom wall-fired boiler |  |  |  | 397 | 0.18127
Keys Energy Center | Maryland | X | X | X | 60302 | 11 | 91141 | Combined Cycle |  |  |  | Combined cycle | Y |  |  |  | 0.0056593
Keys Energy Center | Maryland | X | X | X | 60302 | 12 | 91142 | Combined Cycle |  |  |  | Combined cycle | Y |  |  |  | 0.0056616
Morgantown | Maryland | X | X | X | 1573 | 1 | 1065 | Coal Steam | 6 | 2022 | 2023 | Tangentially-fired | Y |  |  | 596 | 0.042715 | Y
Morgantown | Maryland | X | X | X | 1573 | 2 | 1066 | Coal Steam | 6 | 2022 | 2023 | Tangentially-fired | Y |  |  | 609 | 0.048139 | Y
Morgantown | Maryland | X | X | X | 1573 | GT3 | 1069 | Combustion Turbine |  |  |  | Combustion turbine |  |  |  |  | 0.54249
Morgantown | Maryland | X | X | X | 1573 | GT4 | 1070 | Combustion Turbine |  |  |  | Combustion turbine |  |  |  |  | 0.54201
Morgantown | Maryland | X | X | X | 1573 | GT5 | 1071 | Combustion Turbine |  |  |  | Combustion turbine |  |  |  |  | 0.5425
Morgantown | Maryland | X | X | X | 1573 | GT6 | 1072 | Combustion Turbine |  |  |  | Combustion turbine |  |  |  |  | 0.54256
Perryman | Maryland | X | X | X | 1556 | **51 | 1019 | Combustion Turbine |  |  |  | Combustion turbine |  |  |  |  | 0.053245
Perryman | Maryland | X | X | X | 1556 | 6-1 | 90366 | Combustion Turbine |  |  |  | Combustion turbine | Y |  | Y |  | 0.0096335
Perryman | Maryland | X | X | X | 1556 | 6-2 | 90367 | Combustion Turbine |  |  |  | Combustion turbine | Y |  | Y |  | 0.0087168
Perryman | Maryland | X | X | X | 1556 | CT1 | 1023 | Combustion Turbine |  |  |  | Combustion turbine |  |  |  |  | 0.64821
Perryman | Maryland | X | X | X | 1556 | CT3 | 1025 | Combustion Turbine |  |  |  | Combustion turbine |  |  |  |  | 0.59122
Perryman | Maryland | X | X | X | 1556 | CT4 | 1026 | Combustion Turbine |  |  |  | Combustion turbine |  |  |  |  | 0.55422
Rock Springs Generating Facility | Maryland | X | X | X | 7835 | 1 | 3264 | Combustion Turbine |  |  |  | Combustion turbine |  |  |  |  | 0.032355
Rock Springs Generating Facility | Maryland | X | X | X | 7835 | 2 | 3265 | Combustion Turbine |  |  |  | Combustion turbine |  |  |  |  | 0.033098
Rock Springs Generating Facility | Maryland | X | X | X | 7835 | 3 | 3266 | Combustion Turbine |  |  |  | Combustion turbine |  |  |  |  | 0.035435
Rock Springs Generating Facility | Maryland | X | X | X | 7835 | 4 | 3267 | Combustion Turbine |  |  |  | Combustion turbine |  |  |  |  | 0.032566
Vienna | Maryland | X | X | X | 1564 | 8 | 1043 | O/G Steam |  |  |  | Tangentially-fired |  |  |  | 153 | 0.29474
Wildcat Point Generation Facility | Maryland | X | X | X | 59220 | CT1 | 90940 | Combined Cycle |  |  |  | Combined cycle | Y |  |  |  | 0.0068276
Wildcat Point Generation Facility | Maryland | X | X | X | 59220 | CT2 | 90941 | Combined Cycle |  |  |  | Combined cycle | Y |  |  |  | 0.0067177
48th Street Peaking Station | Michigan | X | X | X | 7258 | **7 | 3062 | Combustion Turbine |  |  |  | Combustion turbine |  |  |  |  | 0.10702
48th Street Peaking Station | Michigan | X | X | X | 7258 | **8 | 3063 | Combustion Turbine |  |  |  | Combustion turbine |  |  |  |  | 0.12524
48th Street Peaking Station | Michigan | X | X | X | 7258 | 9 | 3064 | Combustion Turbine |  |  |  | Combustion turbine |  |  |  |  | 0.036484
Alpine Power Plant | Michigan | X | X | X | 59926 | AL1 | 91051 | Combustion Turbine |  |  |  | Combustion turbine |  |  |  |  | 0.032803
Alpine Power Plant | Michigan | X | X | X | 59926 | AL2 | 91052 | Combustion Turbine |  |  |  | Combustion turbine |  |  |  |  | 0.052889
Belle River | Michigan | X | X | X | 6034 | 1 | 2695 | Coal Steam |  |  |  | Dry bottom wall-fired boiler |  |  |  | 635 | 0.1241 | Yes-C2G
Belle River | Michigan | X | X | X | 6034 | 2 | 2696 | Coal Steam |  |  |  | Dry bottom wall-fired boiler |  |  |  | 635 | 0.12798 | Yes-C2G
Belle River | Michigan | X | X | X | 6034 | CTG121 | 2697 | Combustion Turbine |  |  |  | Combustion turbine |  |  |  |  | 0.028575
Belle River | Michigan | X | X | X | 6034 | CTG122 | 2698 | Combustion Turbine |  |  |  | Combustion turbine |  |  |  |  | 0.027053
Belle River | Michigan | X | X | X | 6034 | CTG131 | 2699 | Combustion Turbine |  |  |  | Combustion turbine |  |  |  |  | 0.029797
Cadillac Renewable Energy | Michigan | X | X | X | 54415 | EUBLR | 90201 | Biomass |  |  |  | Stoker |  | Y |  |  | 0.14354
Dan E Karn | Michigan | X | X | X | 1702 | 1 | 1153 | Coal Steam | 5 | 2023 | 2024 | Tangentially-fired | Y |  |  | 255 | 0.061581 | Y
Dan E Karn | Michigan | X | X | X | 1702 | 2 | 1154 | Coal Steam | 5 | 2023 | 2024 | Dry bottom wall-fired boiler | Y |  |  | 260 | 0.06103 | Y
Dan E Karn | Michigan | X | X | X | 1702 | 3 | 1155 | O/G Steam | 5 | 2031 | 2032 | Dry bottom wall-fired boiler |  |  | Y | 600 | 0.096417
Dan E Karn | Michigan | X | X | X | 1702 | 4 | 1156 | O/G Steam | 5 | 2031 | 2032 | Dry bottom wall-fired boiler |  |  | Y | 603 | 0.11729
Dean Peakers | Michigan | X | X | X | 55718 | 1 | 9240 | Combustion Turbine |  |  |  | Combustion turbine |  |  |  |  | 0.027645
Dean Peakers | Michigan | X | X | X | 55718 | 2 | 9241 | Combustion Turbine |  |  |  | Combustion turbine |  |  |  |  | 0.025887
Dean Peakers | Michigan | X | X | X | 55718 | 3 | 9242 | Combustion Turbine |  |  |  | Combustion turbine |  |  |  |  | 0.022348
Dean Peakers | Michigan | X | X | X | 55718 | 4 | 9243 | Combustion Turbine |  |  |  | Combustion turbine |  |  |  |  | 0.02301
Dearborn Industrial Generation | Michigan | X | X | X | 55088 | BL1100 | 89291 | Fossil Waste |  |  |  | Other boiler |  |  |  |  | 0.024004
Dearborn Industrial Generation | Michigan | X | X | X | 55088 | BL2100 | 89292 | Fossil Waste |  |  |  | Other boiler |  |  |  |  | 0.023148
Dearborn Industrial Generation | Michigan | X | X | X | 55088 | BL3100 | 89293 | Fossil Waste |  |  |  | Other boiler |  |  |  |  | 0.020323
Dearborn Industrial Generation | Michigan | X | X | X | 55088 | GT2100 | 89289 | Combustion Turbine |  |  |  | Combined cycle |  |  |  |  | 0.025862
Dearborn Industrial Generation | Michigan | X | X | X | 55088 | GT3100 | 89290 | Combustion Turbine |  |  |  | Combined cycle |  |  |  |  | 0.026079
Dearborn Industrial Generation | Michigan | X | X | X | 55088 | GTP1 | 3869 | Combustion Turbine |  |  |  | Combustion turbine |  |  |  |  | 0.030085
Delray | Michigan | X | X | X | 1728 | CTG111 | 1175 | Combustion Turbine |  |  |  | Combustion turbine |  |  |  |  | 0.038577
Delray | Michigan | X | X | X | 1728 | CTG121 | 1176 | Combustion Turbine |  |  |  | Combustion turbine |  |  |  |  | 0.052454
Eckert Station | Michigan | X | X | X | 1831 | 4 | 1218 | Coal Steam |  |  | 2023 | Dry bottom wall-fired boiler |  |  |  | 71.2 | 0.16421 | Y
Erickson | Michigan | X | X | X | 1832 | 1 | 1221 | Coal Steam | 12 | 2022 | 2023 | Dry bottom wall-fired boiler |  |  |  | 154 | 0.10279 | Y
Genesee Power Station | Michigan | X | X | X | 54751 | 01 | 90200 | Biomass |  |  |  | Stoker |  | Y |  |  | 0.175
Grayling Generating Station | Michigan | X | X | X | 10822 | 1 | 90210 | Biomass |  |  |  | Stoker |  | Y |  |  | 0.11768
Greenwood | Michigan | X | X | X | 6035 | 1 | 2700 | O/G Steam |  |  |  | Dry bottom wall-fired boiler |  |  |  | 785 | 0.071756
Greenwood | Michigan | X | X | X | 6035 | CTG111 | 2701 | Combustion Turbine |  |  |  | Combustion turbine |  |  |  |  | 0.029867
Greenwood | Michigan | X | X | X | 6035 | CTG112 | 2702 | Combustion Turbine |  |  |  | Combustion turbine |  |  |  |  | 0.029372
Greenwood | Michigan | X | X | X | 6035 | CTG121 | 2703 | Combustion Turbine |  |  |  | Combustion turbine |  |  |  |  | 0.025047
Hancock Peakers | Michigan | X | X | X | 1730 | CTG121 | 88435 | Combustion Turbine |  |  |  | Combustion turbine |  |  |  |  | 0.69998
Hancock Peakers | Michigan | X | X | X | 1730 | CTG122 | 88436 | Combustion Turbine |  |  |  | Combustion turbine |  |  |  |  | 0.69998
Holland Energy Park | Michigan | X | X | X | 59093 | 10 | 91083 | Combined Cycle |  |  |  | Combined cycle | Y |  |  |  | 0.011194
Holland Energy Park | Michigan | X | X | X | 59093 | 11 | 91084 | Combined Cycle |  |  |  | Combined cycle | Y |  |  |  | 0.011168
J H Campbell | Michigan | X | X | X | 1710 | 1 | 1157 | Coal Steam | 5 | 2025 | 2026 | Tangentially-fired |  |  |  | 260 | 0.11551 | Y
J H Campbell | Michigan | X | X | X | 1710 | 2 | 1158 | Coal Steam | 5 | 2025 | 2026 | Cell burner boiler | Y |  |  | 348 | 0.053111 | Y
J H Campbell | Michigan | X | X | X | 1710 | 3 | 1159 | Coal Steam | 5 | 2025 | 2026 | Dry bottom wall-fired boiler | Y |  |  | 838 | 0.051705 | Y
Jackson Generating Station | Michigan | X | X | X | 55270 | 7EA | 4376 | Combined Cycle |  |  |  | Combined cycle |  |  |  |  | 0.022855
Jackson Generating Station | Michigan | X | X | X | 55270 | LM1 | 4377 | Combined Cycle |  |  |  | Combined cycle |  |  |  |  | 0.077937
Jackson Generating Station | Michigan | X | X | X | 55270 | LM2 | 4378 | Combined Cycle |  |  |  | Combined cycle |  |  |  |  | 0.077754
Jackson Generating Station | Michigan | X | X | X | 55270 | LM3 | 4379 | Combined Cycle |  |  |  | Combined cycle |  |  |  |  | 0.077445
Jackson Generating Station | Michigan | X | X | X | 55270 | LM4 | 4380 | Combined Cycle |  |  |  | Combined cycle |  |  |  |  | 0.079318
Jackson Generating Station | Michigan | X | X | X | 55270 | LM5 | 4381 | Combined Cycle |  |  |  | Combined cycle |  |  |  |  | 0.078469
Jackson Generating Station | Michigan | X | X | X | 55270 | LM6 | 4382 | Combined Cycle |  |  |  | Combined cycle |  |  |  |  | 0.07438
Kalamazoo River Generating Station | Michigan | X | X | X | 55101 | 1 | 3894 | Combustion Turbine |  |  |  | Combustion turbine |  |  |  |  | 0.049905
Kalkaska CT Project #1 | Michigan | X | X | X | 7984 | 1A | 9291 | Combustion Turbine |  |  |  | Combustion turbine |  |  |  |  | 0.089997
Kalkaska CT Project #1 | Michigan | X | X | X | 7984 | 1B | 9292 | Combustion Turbine |  |  |  | Combustion turbine |  |  |  |  | 0.086013
Lansing BWL REO Town Plant | Michigan | X | X | X | 58427 | 100 | 90870 | Combined Cycle |  |  |  | Combined cycle |  |  |  |  | 0.039136
Lansing BWL REO Town Plant | Michigan | X | X | X | 58427 | 200 | 90871 | Combined Cycle |  |  |  | Combined cycle |  |  |  |  | 0.052309
Livingston Generating Station | Michigan | X | X | X | 55102 | 1 | 3895 | Combustion Turbine |  |  |  | Combustion turbine |  |  |  |  | 0.3277
Livingston Generating Station | Michigan | X | X | X | 55102 | 2 | 3896 | Combustion Turbine |  |  |  | Combustion turbine |  |  |  |  | 0.28073
Livingston Generating Station | Michigan | X | X | X | 55102 | 3 | 3897 | Combustion Turbine |  |  |  | Combustion turbine |  |  |  |  | 0.26606
Livingston Generating Station | Michigan | X | X | X | 55102 | 4 | 3898 | Combustion Turbine |  |  |  | Combustion turbine |  |  |  |  | 0.30541
Michigan Power Limited Partnership | Michigan | X | X | X | 54915 | 1 | 3811 | Combined Cycle |  |  |  | Combined cycle |  |  |  |  | 0.029894
Midland Cogeneration Venture | Michigan | X | X | X | 10745 | 003 | 88567 | Combined Cycle |  |  |  | Combined cycle |  |  |  |  | 0.095157
Midland Cogeneration Venture | Michigan | X | X | X | 10745 | 004 | 88568 | Combined Cycle |  |  |  | Combined cycle |  |  |  |  | 0.083706
Midland Cogeneration Venture | Michigan | X | X | X | 10745 | 005 | 88569 | Combined Cycle |  |  |  | Combined cycle |  |  |  |  | 0.086117
Midland Cogeneration Venture | Michigan | X | X | X | 10745 | 006 | 88570 | Combined Cycle |  |  |  | Combined cycle |  |  |  |  | 0.098034
Midland Cogeneration Venture | Michigan | X | X | X | 10745 | 007 | 88571 | Combined Cycle |  |  |  | Combined cycle |  |  |  |  | 0.09203
Midland Cogeneration Venture | Michigan | X | X | X | 10745 | 008 | 88572 | Combined Cycle |  |  |  | Combined cycle |  |  |  |  | 0.10164
Midland Cogeneration Venture | Michigan | X | X | X | 10745 | 009 | 88573 | Combined Cycle |  |  |  | Combined cycle |  |  |  |  | 0.084313
Midland Cogeneration Venture | Michigan | X | X | X | 10745 | 010 | 88574 | Combined Cycle |  |  |  | Combined cycle |  |  |  |  | 0.091402
Midland Cogeneration Venture | Michigan | X | X | X | 10745 | 011 | 88575 | Combined Cycle |  |  |  | Combined cycle |  |  |  |  | 0.11283
Midland Cogeneration Venture | Michigan | X | X | X | 10745 | 012 | 88576 | Combined Cycle |  |  |  | Combined cycle |  |  |  |  | 0.086782
Midland Cogeneration Venture | Michigan | X | X | X | 10745 | 013 | 88577 | Combined Cycle |  |  |  | Combined cycle |  |  |  |  | 0.11334
Midland Cogeneration Venture | Michigan | X | X | X | 10745 | 014 | 88578 | Combined Cycle |  |  |  | Combined cycle |  |  |  |  | 0.10883
Midland Cogeneration Venture | Michigan | X | X | X | 10745 | 016 | 90327 | O/G Steam |  |  |  | Other boiler |  |  |  |  | 0.027113
Midland Cogeneration Venture | Michigan | X | X | X | 10745 | 017 | 90328 | O/G Steam |  |  |  | Other boiler |  |  |  |  | 0.025212
Midland Cogeneration Venture | Michigan | X | X | X | 10745 | 018 | 90329 | O/G Steam |  |  |  | Other boiler |  |  |  |  | 0.026841
Midland Cogeneration Venture | Michigan | X | X | X | 10745 | 019 | 90330 | O/G Steam |  |  |  | Other boiler |  |  |  |  | 0.032726
Midland Cogeneration Venture | Michigan | X | X | X | 10745 | 020 | 90331 | O/G Steam |  |  |  | Other boiler |  |  |  |  | 0.025876 | Y
Midland Cogeneration Venture | Michigan | X | X | X | 10745 | 021 | 90332 | O/G Steam |  |  |  | Other boiler |  |  |  |  | 0.030529 | Y
Monroe | Michigan | X | X | X | 1733 | 1 | 1182 | Coal Steam | 12 | 2028 | 2029 | Cell burner boiler | Y |  |  | 758 | 0.062635
Monroe | Michigan | X | X | X | 1733 | 2 | 1183 | Coal Steam | 12 | 2028 | 2029 | Cell burner boiler | Y |  |  | 773 | 0.053798
Monroe | Michigan | X | X | X | 1733 | 3 | 1184 | Coal Steam | 12 | 2035 | 2036 | Cell burner boiler | Y |  |  | 773 | 0.064628
Monroe | Michigan | X | X | X | 1733 | 4 | 1185 | Coal Steam | 12 | 2035 | 2036 | Cell burner boiler | Y |  |  | 762 | 0.065453
New Covert Generating Project | Michigan | X | X | X | 55297 | 001 | 4471 | Combined Cycle |  |  |  | Combined cycle | Y |  |  |  | 0.0069398
New Covert Generating Project | Michigan | X | X | X | 55297 | 002 | 4472 | Combined Cycle |  |  |  | Combined cycle | Y |  |  |  | 0.0069454
New Covert Generating Project | Michigan | X | X | X | 55297 | 003 | 4473 | Combined Cycle |  |  |  | Combined cycle | Y |  |  |  | 0.007171
Renaissance Power | Michigan | X | X | X | 55402 | CT1 | 4674 | Combustion Turbine |  |  |  | Combustion turbine |  |  |  |  | 0.050507
Renaissance Power | Michigan | X | X | X | 55402 | CT2 | 4675 | Combustion Turbine |  |  |  | Combustion turbine |  |  |  |  | 0.047557
Renaissance Power | Michigan | X | X | X | 55402 | CT3 | 4676 | Combustion Turbine |  |  |  | Combustion turbine |  |  |  |  | 0.048987
Renaissance Power | Michigan | X | X | X | 55402 | CT4 | 4677 | Combustion Turbine |  |  |  | Combustion turbine |  |  |  |  | 0.049873
River Rouge | Michigan | X | X | X | 1740 | 1 | 1186 | O/G Steam | 12 | 2016 | 2023 | Dry bottom wall-fired boiler |  |  |  | 225 | 0.03 | Y
River Rouge | Michigan | X | X | X | 1740 | 3 | 1188 | O/G Steam | 5 | 2021 | 2023 | Dry bottom wall-fired boiler |  |  |  | 272 | 0.11067 | Y
St. Clair | Michigan | X | X | X | 1743 | 2 | 1190 | Coal Steam | 5 | 2022 | 2023 | Dry bottom wall-fired boiler |  |  |  | 162 | 0.20155 | Y
St. Clair | Michigan | X | X | X | 1743 | 3 | 1191 | Coal Steam | 5 | 2022 | 2023 | Dry bottom wall-fired boiler |  |  |  | 171 | 0.19311 | Y
St. Clair | Michigan | X | X | X | 1743 | 6 | 1194 | Coal Steam | 5 | 2022 | 2023 | Tangentially-fired |  |  |  | 321 | 0.095524 | Y
St. Clair | Michigan | X | X | X | 1743 | 7 | 1195 | Coal Steam | 5 | 2022 | 2023 | Tangentially-fired |  |  |  | 450 | 0.10662 | Y
Sumpter Plant | Michigan | X | X | X | 7972 | 1 | 9882 | Combustion Turbine |  |  |  | Combustion turbine |  |  |  |  | 0.027575
Sumpter Plant | Michigan | X | X | X | 7972 | 2 | 9883 | Combustion Turbine |  |  |  | Combustion turbine |  |  |  |  | 0.024871
Sumpter Plant | Michigan | X | X | X | 7972 | 3 | 9884 | Combustion Turbine |  |  |  | Combustion turbine |  |  |  |  | 0.03223
Sumpter Plant | Michigan | X | X | X | 7972 | 4 | 9885 | Combustion Turbine |  |  |  | Combustion turbine |  |  |  |  | 0.029545
TES Filer City Station | Michigan | X | X | X | 50835 | 1 | 90183 | Coal Steam |  |  |  | Stoker |  |  |  | 30 | 0.27912
TES Filer City Station | Michigan | X | X | X | 50835 | 2 | 90184 | Coal Steam |  |  |  | Stoker |  |  |  | 30 | 0.27144
Trenton Channel | Michigan | X | X | X | 1745 | 9A | 1200 | Coal Steam | 6 | 2022 | 2023 | Tangentially-fired |  |  |  | 520 | 0.11247 | Y
Wyandotte | Michigan | X | X | X | 1866 | 5 | 1223 | O/G Steam |  |  |  | Stoker |  |  |  | 21.25 | 0.058458
Wyandotte | Michigan | X | X | X | 1866 | 7 | 1224 | O/G Steam |  |  |  | Dry bottom wall-fired boiler |  |  |  | 21.25 | 0.062714
Zeeland Generating Station | Michigan | X | X | X | 55087 | CC1 | 3865 | Combustion Turbine |  |  |  | Combustion turbine |  |  |  |  | 0.033527
Zeeland Generating Station | Michigan | X | X | X | 55087 | CC2 | 3866 | Combustion Turbine |  |  |  | Combustion turbine |  |  |  |  | 0.034237
Zeeland Generating Station | Michigan | X | X | X | 55087 | CC3 | 3867 | Combined Cycle |  |  |  | Combined cycle | Y |  |  |  | 0.012
Zeeland Generating Station | Michigan | X | X | X | 55087 | CC4 | 3868 | Combined Cycle |  |  |  | Combined cycle | Y |  |  |  | 0.012
Allen S King | Minnesota |  | X |  | 1915 | 1 | 1248 | Coal Steam | 12 | 2028 | 2029 | Cyclone boiler | Y |  |  | 511 | 0.08
Black Dog | Minnesota |  | X |  | 1904 | 5 | 1241 | Combined Cycle |  |  |  | Combined cycle | Y |  |  |  | 0.012
Black Dog | Minnesota |  | X |  | 1904 | 6 | 91235 | Combustion Turbine |  |  |  | Combustion turbine |  |  |  |  | 0.030844
Blue Lake Generating Plant | Minnesota |  | X |  | 8027 | 1 | 89763 | Combustion Turbine | 12 | 2023 | 2024 | Combustion turbine |  |  |  |  | 1.2012 | Y
Blue Lake Generating Plant | Minnesota |  | X |  | 8027 | 2 | 89764 | Combustion Turbine | 12 | 2023 | 2024 | Combustion turbine |  |  |  |  | 1.2 | Y
Blue Lake Generating Plant | Minnesota |  | X |  | 8027 | 3 | 89765 | Combustion Turbine | 12 | 2023 | 2024 | Combustion turbine |  |  |  |  | 1.1998 | Y
Blue Lake Generating Plant | Minnesota |  | X |  | 8027 | 4 | 89766 | Combustion Turbine | 12 | 2023 | 2024 | Combustion turbine |  |  |  |  | 1.2 | Y
Blue Lake Generating Plant | Minnesota |  | X |  | 8027 | 7 | 89378 | Combustion Turbine |  |  |  | Combustion turbine |  |  |  |  | 0.032599
Blue Lake Generating Plant | Minnesota |  | X |  | 8027 | 8 | 89379 | Combustion Turbine |  |  |  | Combustion turbine |  |  |  |  | 0.034345
Boswell Energy Center | Minnesota |  | X |  | 1893 | 3 | 1233 | Coal Steam | 12 | 2029 | 2030 | Tangentially-fired | Y |  |  | 364 | 0.058068
Boswell Energy Center | Minnesota |  | X |  | 1893 | 4 | 1234 | Coal Steam |  |  |  | Tangentially-fired |  | Y |  | 584 | 0.1037
Cambridge Station | Minnesota |  | X |  | 2038 | 1 | 90190 | Combustion Turbine |  |  |  | Combustion turbine |  |  |  |  | 1.2
Cambridge Station | Minnesota |  | X |  | 2038 | 2 | 89651 | Combustion Turbine |  |  |  | Combustion turbine |  |  |  |  | 0.043148
Cannon Falls Energy Center | Minnesota |  | X |  | 56241 | CT-01 | 89752 | Combustion Turbine |  |  |  | Combustion turbine |  |  |  |  | 0.037485
Cannon Falls Energy Center | Minnesota |  | X |  | 56241 | CT-02 | 89753 | Combustion Turbine |  |  |  | Combustion turbine |  |  |  |  | 0.038691
Cascade Creek | Minnesota |  | X |  | 6058 | CT1 | 90209 | Combustion Turbine |  |  |  | Combustion turbine |  |  |  |  | 0.69998
Cascade Creek | Minnesota |  | X |  | 6058 | CT2 | 2727 | Combustion Turbine |  |  |  | Combustion turbine |  |  |  |  | 0.11021
Cascade Creek | Minnesota |  | X |  | 6058 | CT3 | 2728 | Combustion Turbine |  |  |  | Combustion turbine |  |  |  |  | 0.10504
Cottage Grove Cogeneration | Minnesota |  | X |  | 55010 | 01 | 3812 | Combined Cycle |  |  |  | Combined cycle | Y |  |  |  | 0.010905
Elk River | Minnesota |  | X |  | 2039 | ERPS11 | 90432 | Combustion Turbine |  |  |  | Combustion turbine |  |  |  |  | 0.029337
Faribault Energy Park | Minnesota |  | X |  | 56164 | EU006 | 89474 | Combined Cycle |  |  |  | Combined cycle | Y |  |  |  | 0.012
Hibbard Energy Center | Minnesota |  | X |  | 1897 | 3 | 1235 | Biomass |  |  |  | Stoker |  |  | Y |  | 0.29344
Hibbard Energy Center | Minnesota |  | X |  | 1897 | 4 | 1236 | Biomass |  |  |  | Stoker |  |  | Y |  | 0.29957
High Bridge | Minnesota |  | X |  | 1912 | 7 | 89581 | Combined Cycle |  |  |  | Combined cycle | Y |  |  |  | 0.012
High Bridge | Minnesota |  | X |  | 1912 | 8 | 89582 | Combined Cycle |  |  |  | Combined cycle | Y |  |  |  | 0.012
Hoot Lake | Minnesota |  | X |  | 1943 | 2 | 1253 | Coal Steam | 5 | 2021 | 2023 | Tangentially-fired |  |  |  | 61.5 | 0.29562 | Y
Hoot Lake | Minnesota |  | X |  | 1943 | 3 | 1254 | Coal Steam | 5 | 2021 | 2023 | Dry bottom wall-fired boiler |  |  |  | 84 | 0.20925 | Y
Hutchinson - Plant 2 | Minnesota |  | X |  | 6358 | 1 | 2880 | Combined Cycle |  |  |  | Combined cycle |  |  |  |  | 0.11035
Inver Hills | Minnesota |  | X |  | 1913 | 1 | 90102 | Combustion Turbine | 12 | 2026 | 2027 | Combustion turbine |  |  |  |  | 0.70078
Inver Hills | Minnesota |  | X |  | 1913 | 2 | 90103 | Combustion Turbine | 12 | 2026 | 2027 | Combustion turbine |  |  |  |  | 0.70001
Inver Hills | Minnesota |  | X |  | 1913 | 3 | 90104 | Combustion Turbine | 12 | 2026 | 2027 | Combustion turbine |  |  |  |  | 0.70001
Inver Hills | Minnesota |  | X |  | 1913 | 4 | 90105 | Combustion Turbine | 12 | 2026 | 2027 | Combustion turbine |  |  |  |  | 0.70004
Inver Hills | Minnesota |  | X |  | 1913 | 5 | 90106 | Combustion Turbine | 12 | 2026 | 2027 | Combustion turbine |  |  |  |  | 0.70002
Inver Hills | Minnesota |  | X |  | 1913 | 6 | 90107 | Combustion Turbine | 12 | 2026 | 2027 | Combustion turbine |  |  |  |  | 0.70002
Lakefield Junction Generating | Minnesota |  | X |  | 7925 | CT01 | 3985 | Combustion Turbine |  |  |  | Combustion turbine |  |  |  |  | 0.034659
Lakefield Junction Generating | Minnesota |  | X |  | 7925 | CT02 | 3986 | Combustion Turbine |  |  |  | Combustion turbine |  |  |  |  | 0.030656
Lakefield Junction Generating | Minnesota |  | X |  | 7925 | CT03 | 3987 | Combustion Turbine |  |  |  | Combustion turbine |  |  |  |  | 0.033195
Lakefield Junction Generating | Minnesota |  | X |  | 7925 | CT04 | 3988 | Combustion Turbine |  |  |  | Combustion turbine |  |  |  |  | 0.03077
Lakefield Junction Generating | Minnesota |  | X |  | 7925 | CT05 | 3989 | Combustion Turbine |  |  |  | Combustion turbine |  |  |  |  | 0.029115
Lakefield Junction Generating | Minnesota |  | X |  | 7925 | CT06 | 3990 | Combustion Turbine |  |  |  | Combustion turbine |  |  |  |  | 0.029547
Laskin Energy Center | Minnesota |  | X |  | 1891 | 1 | 1229 | O/G Steam |  |  |  | Tangentially-fired |  |  | Y | 44 | 0.1199
Laskin Energy Center | Minnesota |  | X |  | 1891 | 2 | 1230 | O/G Steam |  |  |  | Tangentially-fired |  |  | Y | 44 | 0.12316
Mankato Energy Center | Minnesota |  | X |  | 56104 | CT-1 | 89427 | Combined Cycle |  |  |  | Combined cycle | Y |  |  |  | 0.0077356
Mankato Energy Center | Minnesota |  | X |  | 56104 | CT-2 | 89428 | Combined Cycle |  |  |  | Combined cycle | Y |  |  |  | 0.0078633
Maple Lake Station | Minnesota |  | X |  | 2042 | 1 | 90189 | Combustion Turbine |  |  |  | Combustion turbine |  |  |  |  | 1.1999
Minnesota River Station | Minnesota |  | X |  | 7844 | U001 | 3297 | Combustion Turbine |  |  |  | Combustion turbine |  |  |  |  | 0.17393
New Ulm | Minnesota |  | X |  | 2001 | 7 | 90754 | Combustion Turbine |  |  |  | Combustion turbine |  |  |  |  | 1.2003
Northshore Mining Silver Bay Power | Minnesota |  | X |  | 10849 | PB1 | 89908 | Coal Steam |  |  |  | Dry bottom wall-fired boiler |  |  |  | 36 | 0.199 | Y
Northshore Mining Silver Bay Power | Minnesota |  | X |  | 10849 | PB2 | 89909 | Coal Steam |  |  |  | Dry bottom wall-fired boiler |  |  |  | 69 | 0.199 | Y
Pleasant Valley Station | Minnesota |  | X |  | 7843 | 11 | 3294 | Combustion Turbine |  |  |  | Combustion turbine |  |  |  |  | 0.10449
Pleasant Valley Station | Minnesota |  | X |  | 7843 | 12 | 3295 | Combustion Turbine |  |  |  | Combustion turbine |  |  |  |  | 0.072655
Pleasant Valley Station | Minnesota |  | X |  | 7843 | 13 | 3296 | Combustion Turbine |  |  |  | Combustion turbine |  |  |  |  | 0.076229
Riverside (1927) | Minnesota |  | X |  | 1927 | 10 | 89647 | Combined Cycle |  |  |  | Combined cycle | Y |  |  |  | 0.012
Riverside (1927) | Minnesota |  | X |  | 1927 | 9 | 89646 | Combined Cycle |  |  |  | Combined cycle | Y |  |  |  | 0.012
Rock Lake Station | Minnesota |  | X |  | 6741 | 1 | 90185 | Combustion Turbine |  |  |  | Combustion turbine |  |  |  |  | 1.2001
Sherburne County | Minnesota |  | X |  | 6090 | 1 | 2767 | Coal Steam | 12 | 2026 | 2027 | Tangentially-fired |  |  | Y | 680 | 0.13486
Sherburne County | Minnesota |  | X |  | 6090 | 2 | 2768 | Coal Steam | 12 | 2023 | 2024 | Tangentially-fired |  |  | Y | 752 | 0.13636 | Y
Sherburne County | Minnesota |  | X |  | 6090 | 3 | 2769 | Coal Steam | 12 | 2030 | 2031 | Dry bottom wall-fired boiler |  |  |  | 876 | 0.12481
Solway Plant | Minnesota |  | X |  | 7947 | 1 | 8406 | Combustion Turbine |  |  |  | Combustion turbine |  |  |  |  | 0.13326
St. Bonifacius Station | Minnesota |  | X |  | 6824 | 1 | 90186 | Combustion Turbine |  |  |  | Combustion turbine |  |  |  |  | 1.0069
St. Bonifacius Station | Minnesota |  | X |  | 6824 | 2 | 90187 | Combustion Turbine |  |  |  | Combustion turbine |  |  |  |  | 0.97351
Taconite Harbor Energy Center | Minnesota |  | X |  | 10075 | 1 | 9003 | Coal Steam | 3 | 2023 | 2023 | Tangentially-fired |  | Y |  | 79 | 0.11556 | Y
Taconite Harbor Energy Center | Minnesota |  | X |  | 10075 | 2 | 9004 | Coal Steam | 3 | 2023 | 2023 | Tangentially-fired |  | Y |  | 76 | 0.12568 | Y
Ackerman Combined Cycle Plant | Mississippi |  | X | X | 55694 | AA-001 | 8924 | Combined Cycle |  |  |  | Combined cycle | Y |  |  |  | 0.011402
Ackerman Combined Cycle Plant | Mississippi |  | X | X | 55694 | AA-002 | 8926 | Combined Cycle |  |  |  | Combined cycle | Y |  |  |  | 0.011315
Attala Generating Plant | Mississippi |  | X | X | 55220 | A01 | 4165 | Combined Cycle |  |  |  | Combined cycle | Y |  |  |  | 0.010644
Attala Generating Plant | Mississippi |  | X | X | 55220 | A02 | 4166 | Combined Cycle |  |  |  | Combined cycle | Y |  |  |  | 0.011621
Batesville Generation Facility | Mississippi |  | X | X | 55063 | 1 | 3846 | Combined Cycle |  |  |  | Combined cycle | Y |  |  |  | 0.012
Batesville Generation Facility | Mississippi |  | X | X | 55063 | 2 | 3847 | Combined Cycle |  |  |  | Combined cycle | Y |  |  |  | 0.012
Batesville Generation Facility | Mississippi |  | X | X | 55063 | 3 | 3848 | Combined Cycle |  |  |  | Combined cycle | Y |  |  |  | 0.012
Baxter Wilson | Mississippi |  | X | X | 2050 | 1 | 1293 | O/G Steam | 5 | 2022 | 2023 | Tangentially-fired |  |  |  | 500 | 0.12937 | Y
Caledonia | Mississippi |  | X | X | 55197 | AA-001 | 4102 | Combined Cycle |  |  |  | Combined cycle | Y |  |  |  | 0.012
Caledonia | Mississippi |  | X | X | 55197 | AA-002 | 4103 | Combined Cycle |  |  |  | Combined cycle | Y |  |  |  | 0.011298
Caledonia | Mississippi |  | X | X | 55197 | AA-003 | 4104 | Combined Cycle |  |  |  | Combined cycle | Y |  |  |  | 0.010663
Chevron Cogenerating Station | Mississippi |  | X | X | 2047 | 5 | 1285 | Combustion Turbine |  |  |  | Combustion turbine |  |  |  |  | 0.056479
Choctaw County Gen | Mississippi |  | X | X | 55706 | CTG1 | 9224 | Combined Cycle |  |  |  | Combined cycle | Y |  |  |  | 0.008345
Choctaw County Gen | Mississippi |  | X | X | 55706 | CTG2 | 9225 | Combined Cycle |  |  |  | Combined cycle | Y |  |  |  | 0.0088827
Choctaw County Gen | Mississippi |  | X | X | 55706 | CTG3 | 9226 | Combined Cycle |  |  |  | Combined cycle | Y |  |  |  | 0.008904
Crossroads Energy Center (CPU) | Mississippi |  | X | X | 55395 | CT01 | 9056 | Combustion Turbine |  |  |  | Combustion turbine |  |  |  |  | 0.026427
Crossroads Energy Center (CPU) | Mississippi |  | X | X | 55395 | CT02 | 9057 | Combustion Turbine |  |  |  | Combustion turbine |  |  |  |  | 0.024555
Crossroads Energy Center (CPU) | Mississippi |  | X | X | 55395 | CT03 | 9058 | Combustion Turbine |  |  |  | Combustion turbine |  |  |  |  | 0.026579
Crossroads Energy Center (CPU) | Mississippi |  | X | X | 55395 | CT04 | 9059 | Combustion Turbine |  |  |  | Combustion turbine |  |  |  |  | 0.025767
Daniel Electric Generating Plant | Mississippi |  | X | X | 6073 | 1 | 2744 | Coal Steam | 12 | 2027 | 2028 | Tangentially-fired |  |  | Y | 502 | 0.1245
Daniel Electric Generating Plant | Mississippi |  | X | X | 6073 | 2 | 2745 | Coal Steam | 12 | 2027 | 2028 | Tangentially-fired |  |  | Y | 502 | 0.11487 | Y
Daniel Electric Generating Plant | Mississippi |  | X | X | 6073 | 3A | 2746 | Combined Cycle |  |  |  | Combined cycle | Y |  |  |  | 0.0070428
Daniel Electric Generating Plant | Mississippi |  | X | X | 6073 | 3B | 2747 | Combined Cycle |  |  |  | Combined cycle | Y |  |  |  | 0.0069756
Daniel Electric Generating Plant | Mississippi |  | X | X | 6073 | 4A | 2748 | Combined Cycle |  |  |  | Combined cycle | Y |  |  |  | 0.0069953
Daniel Electric Generating Plant | Mississippi |  | X | X | 6073 | 4B | 2749 | Combined Cycle |  |  |  | Combined cycle | Y |  |  |  | 0.0079757
David M Ratcliffe | Mississippi |  | X | X | 57037 | AB-001 | 90830 | Combined Cycle |  |  |  | Integrated gasification combined cycle | Y |  |  |  | 0.010067
David M Ratcliffe | Mississippi |  | X | X | 57037 | AB-002 | 90831 | Combined Cycle |  |  |  | Integrated gasification combined cycle | Y |  |  |  | 0.008806
Gerald Andrus | Mississippi |  | X | X | 8054 | 1 | 3449 | O/G Steam |  |  |  | Dry bottom wall-fired boiler |  |  |  | 736 | 0.14897
Hinds Energy Facility | Mississippi |  | X | X | 55218 | 2 | 91299 | Combustion Turbine |  |  |  | Combustion turbine |  |  |  |  | 0.052372
Hinds Energy Facility | Mississippi |  | X | X | 55218 | H01 | 4155 | Combined Cycle |  |  |  | Combined cycle | Y |  |  |  | 0.010128
Hinds Energy Facility | Mississippi |  | X | X | 55218 | H02 | 4156 | Combined Cycle |  |  |  | Combined cycle | Y |  |  |  | 0.0097308
Kemper County | Mississippi |  | X | X | 7960 | KCT1 | 3379 | Combustion Turbine |  |  |  | Combustion turbine |  |  |  |  | 0.03033
Kemper County | Mississippi |  | X | X | 7960 | KCT2 | 3380 | Combustion Turbine |  |  |  | Combustion turbine |  |  |  |  | 0.027867
Kemper County | Mississippi |  | X | X | 7960 | KCT3 | 3381 | Combustion Turbine |  |  |  | Combustion turbine |  |  |  |  | 0.026601
Kemper County | Mississippi |  | X | X | 7960 | KCT4 | 3382 | Combustion Turbine |  |  |  | Combustion turbine |  |  |  |  | 0.025974
Magnolia Combined Cycle Plant | Mississippi |  | X | X | 55451 | CTG-1 | 4784 | Combined Cycle |  |  |  | Combined cycle | Y |  |  |  | 0.011705
Magnolia Combined Cycle Plant | Mississippi |  | X | X | 55451 | CTG-2 | 4785 | Combined Cycle |  |  |  | Combined cycle | Y |  |  |  | 0.012
Magnolia Combined Cycle Plant | Mississippi |  | X | X | 55451 | CTG-3 | 4786 | Combined Cycle |  |  |  | Combined cycle | Y |  |  |  | 0.012
Moselle Generation Complex | Mississippi |  | X | X | 2070 | **4 | 1303 | Combustion Turbine |  |  |  | Combustion turbine |  |  |  |  | 0.03461
Moselle Generation Complex | Mississippi |  | X | X | 2070 | 3 | 1309 | O/G Steam | 1 | 2025 | 2025 | Dry bottom wall-fired boiler |  |  |  | 59 | 0.30037 | Y
Moselle Generation Complex | Mississippi |  | X | X | 2070 | 5 | 1304 | Combustion Turbine |  |  |  | Combustion turbine |  |  |  |  | 0.021083
Moselle Generation Complex | Mississippi |  | X | X | 2070 | 6 | 90671 | Combined Cycle |  |  |  | Combined cycle | Y |  |  |  | 0.0057567
Moselle Generation Complex | Mississippi |  | X | X | 2070 | 7 | 90672 | Combined Cycle |  |  |  | Combined cycle | Y |  |  |  | 0.0077236
Red Hills Generation Facility | Mississippi |  | X | X | 55076 | AA001 | 3856 | Coal Steam |  |  |  | Circulating fluidized bed boiler |  |  | Y | 220 | 0.08
Red Hills Generation Facility | Mississippi |  | X | X | 55076 | AA002 | 3857 | Coal Steam |  |  |  | Circulating fluidized bed boiler |  |  | Y | 220 | 0.08
Silver Creek Generating Plant | Mississippi |  | X | X | 7988 | 1 | 88205 | Combustion Turbine |  |  |  | Combustion turbine |  |  |  |  | 0.027767
Silver Creek Generating Plant | Mississippi |  | X | X | 7988 | 2 | 88206 | Combustion Turbine |  |  |  | Combustion turbine |  |  |  |  | 0.023897
Silver Creek Generating Plant | Mississippi |  | X | X | 7988 | 3 | 88207 | Combustion Turbine |  |  |  | Combustion turbine |  |  |  |  | 0.028176
Southaven Combined Cycle Plant | Mississippi |  | X | X | 55269 | AA-001 | 4373 | Combined Cycle |  |  |  | Combined cycle | Y |  |  |  | 0.012
Southaven Combined Cycle Plant | Mississippi |  | X | X | 55269 | AA-002 | 4374 | Combined Cycle |  |  |  | Combined cycle | Y |  |  |  | 0.011665
Southaven Combined Cycle Plant | Mississippi |  | X | X | 55269 | AA-003 | 4375 | Combined Cycle |  |  |  | Combined cycle | Y |  |  |  | 0.011887
Sweatt Electric Generating Plant | Mississippi |  | X | X | 2048 | CTA | 90050 | Combustion Turbine |  |  |  | Combustion turbine |  |  |  |  | 0.70006
Sweatt Electric Generating Plant | Mississippi |  | X | X | 2048 | CTB | 90314 | Combustion Turbine |  |  |  | Combustion turbine |  |  |  |  | 0.70007
Sylvarena Generating Plant | Mississippi |  | X | X | 7989 | 1 | 88208 | Combustion Turbine |  |  |  | Combustion turbine |  |  |  |  | 0.086899
Sylvarena Generating Plant | Mississippi |  | X | X | 7989 | 2 | 88209 | Combustion Turbine |  |  |  | Combustion turbine |  |  |  |  | 0.084134
Sylvarena Generating Plant | Mississippi |  | X | X | 7989 | 3 | 88210 | Combustion Turbine |  |  |  | Combustion turbine |  |  |  |  | 0.086918
Watson Electric Generating Plant | Mississippi |  | X | X | 2049 | 4 | 1291 | O/G Steam | 12 | 2023 | 2024 | Dry bottom wall-fired boiler |  |  |  | 236 | 0.082592 | Y
Watson Electric Generating Plant | Mississippi |  | X | X | 2049 | 5 | 1292 | O/G Steam |  |  |  | Dry bottom wall-fired boiler |  |  |  | 480 | 0.15218
Watson Electric Generating Plant | Mississippi |  | X | X | 2049 | CTA | 90051 | Combustion Turbine |  |  |  | Combustion turbine |  |  |  |  | 0.70006
Watson Electric Generating Plant | Mississippi |  | X | X | 2049 | CTB | 90315 | Combustion Turbine |  |  |  | Combustion turbine |  |  |  |  | 0.70008
Audrain Power Plant | Missouri |  | X | X | 55234 | CT1 | 4258 | Combustion Turbine |  |  |  | Combustion turbine |  |  |  |  | 0.025097
Audrain Power Plant | Missouri |  | X | X | 55234 | CT2 | 4259 | Combustion Turbine |  |  |  | Combustion turbine |  |  |  |  | 0.026489
Audrain Power Plant | Missouri |  | X | X | 55234 | CT3 | 4260 | Combustion Turbine |  |  |  | Combustion turbine |  |  |  |  | 0.024419
Audrain Power Plant | Missouri |  | X | X | 55234 | CT4 | 4261 | Combustion Turbine |  |  |  | Combustion turbine |  |  |  |  | 0.022628
Audrain Power Plant | Missouri |  | X | X | 55234 | CT5 | 4262 | Combustion Turbine |  |  |  | Combustion turbine |  |  |  |  | 0.02335
Audrain Power Plant | Missouri |  | X | X | 55234 | CT6 | 4263 | Combustion Turbine |  |  |  | Combustion turbine |  |  |  |  | 0.026443
Audrain Power Plant | Missouri |  | X | X | 55234 | CT7 | 4264 | Combustion Turbine |  |  |  | Combustion turbine |  |  |  |  | 0.027366
Audrain Power Plant | Missouri |  | X | X | 55234 | CT8 | 4265 | Combustion Turbine |  |  |  | Combustion turbine |  |  |  |  | 0.023645
Chillicothe | Missouri |  | X | X | 2122 | GT1A | 90005 | Combustion Turbine |  |  |  | Combustion turbine |  |  |  |  | 0.73292 | Y
Chillicothe | Missouri |  | X | X | 2122 | GT1B | 90226 | Combustion Turbine |  |  |  | Combustion turbine |  |  |  |  | 0.71183 | Y
Chillicothe | Missouri |  | X | X | 2122 | GT2A | 90006 | Combustion Turbine |  |  |  | Combustion turbine |  |  |  |  | 0.70001
Chillicothe | Missouri |  | X | X | 2122 | GT2B | 90227 | Combustion Turbine |  |  |  | Combustion turbine |  |  |  |  | 0.7
Columbia | Missouri |  | X | X | 2123 | 6 | 1339 | Coal Steam |  |  | 2023 | Stoker |  |  | Y | 24.5 | 0.05 | Y
Columbia | Missouri |  | X | X | 2123 | 7 | 1340 | Coal Steam |  |  | 2023 | Stoker |  |  | Y | 24.5 | 0.05 | Y
Columbia | Missouri |  | X | X | 2123 | 8 | 1341 | O/G Steam |  |  |  | Dry bottom wall-fired boiler |  |  |  | 35 | 0.016745
Columbia Energy Center (MO) | Missouri |  | X | X | 55447 | CT01 | 4780 | Combustion Turbine |  |  |  | Combustion turbine |  |  |  |  | 0.053056
Columbia Energy Center (MO) | Missouri |  | X | X | 55447 | CT02 | 4781 | Combustion Turbine |  |  |  | Combustion turbine |  |  |  |  | 0.060923
Columbia Energy Center (MO) | Missouri |  | X | X | 55447 | CT03 | 4782 | Combustion Turbine |  |  |  | Combustion turbine |  |  |  |  | 0.046125
Columbia Energy Center (MO) | Missouri |  | X | X | 55447 | CT04 | 4783 | Combustion Turbine |  |  |  | Combustion turbine |  |  |  |  | 0.06802
Dogwood Energy Facility | Missouri |  | X | X | 55178 | CT-1 | 4069 | Combined Cycle |  |  |  | Combined cycle | Y |  |  |  | 0.012
Dogwood Energy Facility | Missouri |  | X | X | 55178 | CT-2 | 4070 | Combined Cycle |  |  |  | Combined cycle | Y |  |  |  | 0.012
Empire District Elec Co Energy Ctr | Missouri |  | X | X | 6223 | 1 | 89857 | Combustion Turbine | 12 | 2026 | 2027 | Combustion turbine |  |  |  |  | 0.14798
Empire District Elec Co Energy Ctr | Missouri |  | X | X | 6223 | 2 | 89858 | Combustion Turbine | 12 | 2026 | 2027 | Combustion turbine |  |  |  |  | 0.13663
Empire District Elec Co Energy Ctr | Missouri |  | X | X | 6223 | 3A | 9179 | Combustion Turbine |  |  |  | Combustion turbine |  |  |  |  | 0.081864
Empire District Elec Co Energy Ctr | Missouri |  | X | X | 6223 | 3B | 9180 | Combustion Turbine |  |  |  | Combustion turbine |  |  |  |  | 0.0808
Empire District Elec Co Energy Ctr | Missouri |  | X | X | 6223 | 4A | 9181 | Combustion Turbine |  |  |  | Combustion turbine |  |  |  |  | 0.082144
Empire District Elec Co Energy Ctr | Missouri |  | X | X | 6223 | 4B | 9182 | Combustion Turbine |  |  |  | Combustion turbine |  |  |  |  | 0.08188
Essex Power Plant | Missouri |  | X | X | 7749 | 1 | 3152 | Combustion Turbine |  |  |  | Combustion turbine |  |  |  |  | 0.10058
Fairgrounds | Missouri |  | X | X | 2082 | CT01 | 90097 | Combustion Turbine |  |  |  | Combustion turbine |  |  |  |  | 1.2 | Y
Greenwood Energy Center | Missouri |  | X | X | 6074 | 1 | 90007 | Combustion Turbine |  |  |  | Combustion turbine |  |  |  |  | 0.27323
Greenwood Energy Center | Missouri |  | X | X | 6074 | 2 | 90008 | Combustion Turbine |  |  |  | Combustion turbine |  |  |  |  | 0.23007
Greenwood Energy Center | Missouri |  | X | X | 6074 | 3 | 90009 | Combustion Turbine |  |  |  | Combustion turbine |  |  |  |  | 0.23626
Greenwood Energy Center | Missouri |  | X | X | 6074 | 4 | 90010 | Combustion Turbine |  |  |  | Combustion turbine |  |  |  |  | 0.23735
Hawthorn | Missouri |  | X | X | 2079 | 5A | 1315 | Coal Steam |  |  |  | Dry bottom wall-fired boiler | Y |  |  | 564 | 0.07013
Hawthorn | Missouri |  | X | X | 2079 | 6 | 1316 | Combustion Turbine |  |  |  | Combustion turbine |  |  |  |  | 0.011 | Y
Hawthorn | Missouri |  | X | X | 2079 | 7 | 1317 | Combustion Turbine |  |  |  | Combustion turbine |  |  |  |  | 0.024728
Hawthorn | Missouri |  | X | X | 2079 | 8 | 1318 | Combustion Turbine |  |  |  | Combustion turbine |  |  |  |  | 0.026506
Hawthorn | Missouri |  | X | X | 2079 | 9 | 1319 | Combined Cycle |  |  |  | Combined cycle | Y |  |  |  | 0.012
Higginsville Municipal Power Plant | Missouri |  | X | X | 2131 | 4A | 88446 | Combustion Turbine |  |  |  | Combustion turbine |  |  |  |  | 0.69987
Higginsville Municipal Power Plant | Missouri |  | X | X | 2131 | 4B | 88447 | Combustion Turbine |  |  |  | Combustion turbine |  |  |  |  | 0.69987
Holden Power Plant | Missouri |  | X | X | 7848 | 1 | 3316 | Combustion Turbine |  |  |  | Combustion turbine |  |  |  |  | 0.024203
Holden Power Plant | Missouri |  | X | X | 7848 | 2 | 3317 | Combustion Turbine |  |  |  | Combustion turbine |  |  |  |  | 0.022974
Holden Power Plant | Missouri |  | X | X | 7848 | 3 | 3318 | Combustion Turbine |  |  |  | Combustion turbine |  |  |  |  | 0.021794
Iatan | Missouri |  | X | X | 6065 | 1 | 2733 | Coal Steam |  |  |  | Dry bottom wall-fired boiler | Y |  |  | 700 | 0.061272
Iatan | Missouri |  | X | X | 6065 | 2 | 2732 | Coal Steam |  |  |  | Dry bottom wall-fired boiler | Y |  |  | 882 | 0.04767
James River | Missouri |  | X | X | 2161 | **GT1 | 89860 | Combustion Turbine |  |  |  | Combustion turbine |  |  |  |  | 0.15132
James River | Missouri |  | X | X | 2161 | **GT2 | 1350 | Combustion Turbine |  |  |  | Combustion turbine |  |  |  |  | 0.15178
John Twitty Energy Center | Missouri |  | X | X | 6195 | 1 | 2843 | Coal Steam |  |  |  | Dry bottom wall-fired boiler | Y |  |  | 184 | 0.08
John Twitty Energy Center | Missouri |  | X | X | 6195 | 2 | 90438 | Coal Steam |  |  |  | Dry bottom wall-fired boiler | Y |  |  | 275 | 0.072677
John Twitty Energy Center | Missouri |  | X | X | 6195 | CT1A | 89861 | Combustion Turbine |  |  |  | Combustion turbine |  |  |  |  | 0.15381
John Twitty Energy Center | Missouri |  | X | X | 6195 | CT1B | 89862 | Combustion Turbine |  |  |  | Combustion turbine |  |  |  |  | 0.14474
John Twitty Energy Center | Missouri |  | X | X | 6195 | CT2A | 89863 | Combustion Turbine |  |  |  | Combustion turbine |  |  |  |  | 0.15462
John Twitty Energy Center | Missouri |  | X | X | 6195 | CT2B | 89864 | Combustion Turbine |  |  |  | Combustion turbine |  |  |  |  | 0.15089
Labadie | Missouri |  | X | X | 2103 | 1 | 1328 | Coal Steam |  |  |  | Tangentially-fired |  |  |  | 593 | 0.070459
Labadie | Missouri |  | X | X | 2103 | 2 | 1329 | Coal Steam |  |  |  | Tangentially-fired |  |  |  | 593 | 0.071345
Labadie | Missouri |  | X | X | 2103 | 3 | 1330 | Coal Steam |  |  |  | Tangentially-fired |  |  |  | 593 | 0.073811
Labadie | Missouri |  | X | X | 2103 | 4 | 1331 | Coal Steam |  |  |  | Tangentially-fired |  |  |  | 593 | 0.07122
Lake Road | Missouri |  | X | X | 2098 | 6 | 1327 | Combustion Turbine | 12 | 2030 | 2031 | Cyclone boiler |  |  |  |  | 0.18867
Lake Road | Missouri |  | X | X | 2098 | GT5 | 89948 | Combustion Turbine |  |  |  | Combustion turbine |  |  |  |  | 0.32829
McCartney Generating Station | Missouri |  | X | X | 7903 | MGS1A | 3361 | Combustion Turbine |  |  |  | Combustion turbine |  |  |  |  | 0.10799
McCartney Generating Station | Missouri |  | X | X | 7903 | MGS1B | 3362 | Combustion Turbine |  |  |  | Combustion turbine |  |  |  |  | 0.11198
McCartney Generating Station | Missouri |  | X | X | 7903 | MGS2A | 3363 | Combustion Turbine |  |  |  | Combustion turbine |  |  |  |  | 0.10555
McCartney Generating Station | Missouri |  | X | X | 7903 | MGS2B | 3364 | Combustion Turbine |  |  |  | Combustion turbine |  |  |  |  | 0.10339
Meramec | Missouri |  | X | X | 2104 | 1 | 1332 | O/G Steam | 12 | 2022 | 2023 | Tangentially-fired |  |  |  | 114 | 0.053636 | Y
Meramec | Missouri |  | X | X | 2104 | 2 | 1333 | O/G Steam | 12 | 2022 | 2023 | Tangentially-fired |  |  |  | 114 | 0.063384 | Y
Meramec | Missouri |  | X | X | 2104 | 3 | 1334 | Coal Steam | 12 | 2022 | 2023 | Dry bottom wall-fired boiler |  |  |  | 272 | 0.11747 | Y
Meramec | Missouri |  | X | X | 2104 | 4 | 1335 | Coal Steam | 12 | 2022 | 2023 | Dry bottom wall-fired boiler |  |  |  | 321 | 0.10192 | Y
Meramec | Missouri |  | X | X | 2104 | CT2A | 89685 | Combustion Turbine |  |  |  | Combustion turbine |  |  |  |  | 0.70011 | Y
Meramec | Missouri |  | X | X | 2104 | CT2B | 89686 | Combustion Turbine |  |  |  | Combustion turbine |  |  |  |  | 0.70011 | Y
Mexico | Missouri |  | X | X | 6650 | CT01 | 90098 | Combustion Turbine |  |  |  | Combustion turbine |  |  |  |  | 1.2
Moberly | Missouri |  | X | X | 6651 | CT01 | 90099 | Combustion Turbine |  |  |  | Combustion turbine |  |  |  |  | 1.2
Moreau | Missouri |  | X | X | 6652 | CT01 | 90100 | Combustion Turbine |  |  |  | Combustion turbine |  |  |  |  | 1.2
New Madrid Power Plant | Missouri |  | X | X | 2167 | 1 | 1357 | Coal Steam |  |  |  | Cyclone boiler | Y |  |  | 579 | 0.08
New Madrid Power Plant | Missouri |  | X | X | 2167 | 2 | 1358 | Coal Steam |  |  |  | Cyclone boiler | Y |  |  | 575 | 0.08
Nodaway Power Plant | Missouri |  | X | X | 7754 | 1 | 3153 | Combustion Turbine |  |  |  | Combustion turbine |  |  |  |  | 0.081334 | Y
Nodaway Power Plant | Missouri |  | X | X | 7754 | 2 | 3154 | Combustion Turbine |  |  |  | Combustion turbine |  |  |  |  | 0.076698 | Y
Northeast Generating Station | Missouri |  | X | X | 2081 | 11 | 90053 | Combustion Turbine |  |  |  | Combustion turbine |  |  |  |  | 1.2001
Northeast Generating Station | Missouri |  | X | X | 2081 | 12 | 90054 | Combustion Turbine |  |  |  | Combustion turbine |  |  |  |  | 1.2
Northeast Generating Station | Missouri |  | X | X | 2081 | 13 | 90055 | Combustion Turbine |  |  |  | Combustion turbine |  |  |  |  | 1.1999 | Y
Northeast Generating Station | Missouri |  | X | X | 2081 | 14 | 90056 | Combustion Turbine |  |  |  | Combustion turbine |  |  |  |  | 1.1999 | Y
Northeast Generating Station | Missouri |  | X | X | 2081 | 15 | 90057 | Combustion Turbine |  |  |  | Combustion turbine |  |  |  |  | 1.2001
Northeast Generating Station | Missouri |  | X | X | 2081 | 16 | 90058 | Combustion Turbine |  |  |  | Combustion turbine |  |  |  |  | 1.2001
Northeast Generating Station | Missouri |  | X | X | 2081 | 17 | 90059 | Combustion Turbine |  |  |  | Combustion turbine |  |  |  |  | 1.2
Northeast Generating Station | Missouri |  | X | X | 2081 | 18 | 90060 | Combustion Turbine |  |  |  | Combustion turbine |  |  |  |  | 1.2
Peno Creek Energy Center | Missouri |  | X | X | 7964 | CT1A | 9048 | Combustion Turbine |  |  |  | Combustion turbine |  |  |  |  | 0.086031
Peno Creek Energy Center | Missouri |  | X | X | 7964 | CT1B | 9049 | Combustion Turbine |  |  |  | Combustion turbine |  |  |  |  | 0.091979
Peno Creek Energy Center | Missouri |  | X | X | 7964 | CT2A | 9050 | Combustion Turbine |  |  |  | Combustion turbine |  |  |  |  | 0.089776
Peno Creek Energy Center | Missouri |  | X | X | 7964 | CT2B | 9051 | Combustion Turbine |  |  |  | Combustion turbine |  |  |  |  | 0.082127
Peno Creek Energy Center | Missouri |  | X | X | 7964 | CT3A | 9052 | Combustion Turbine |  |  |  | Combustion turbine |  |  |  |  | 0.090931
Peno Creek Energy Center | Missouri |  | X | X | 7964 | CT3B | 9053 | Combustion Turbine |  |  |  | Combustion turbine |  |  |  |  | 0.086134
Peno Creek Energy Center | Missouri |  | X | X | 7964 | CT4A | 9054 | Combustion Turbine |  |  |  | Combustion turbine |  |  |  |  | 0.08756
Peno Creek Energy Center | Missouri |  | X | X | 7964 | CT4B | 9055 | Combustion Turbine |  |  |  | Combustion turbine |  |  |  |  | 0.08992
Ralph Green Station | Missouri |  | X | X | 2092 | 3 | 90004 | Combustion Turbine |  |  |  | Combustion turbine |  |  |  |  | 0.18798
Rush Island | Missouri |  | X | X | 6155 | 1 | 2813 | Coal Steam | 3 | 2024 | 2024 | Tangentially-fired |  |  |  | 589 | 0.067779 | Y
Rush Island | Missouri |  | X | X | 6155 | 2 | 2814 | Coal Steam | 3 | 2024 | 2024 | Tangentially-fired |  |  |  | 589 | 0.066486 | Y
Sikeston | Missouri |  | X | X | 6768 | 1 | 2907 | Coal Steam |  |  |  | Dry bottom wall-fired boiler |  |  |  | 240 | 0.083161
Sioux | Missouri |  | X | X | 2107 | 1 | 1336 | Coal Steam | 12 | 2030 | 2031 | Cyclone boiler |  | Y |  | 487 | 0.13767
Sioux | Missouri |  | X | X | 2107 | 2 | 1337 | Coal Steam | 12 | 2030 | 2031 | Cyclone boiler |  | Y |  | 487 | 0.13536
South Harper Peaking Facility | Missouri |  | X | X | 56151 | 1 | 89544 | Combustion Turbine |  |  |  | Combustion turbine |  |  |  |  | 0.053945
South Harper Peaking Facility | Missouri |  | X | X | 56151 | 2 | 89545 | Combustion Turbine |  |  |  | Combustion turbine |  |  |  |  | 0.05401
South Harper Peaking Facility | Missouri |  | X | X | 56151 | 3 | 89546 | Combustion Turbine |  |  |  | Combustion turbine |  |  |  |  | 0.053995
St. Francis Power Plant | Missouri |  | X | X | 7604 | 1 | 3135 | Combined Cycle |  |  |  | Combined cycle | Y |  |  |  | 0.012
St. Francis Power Plant | Missouri |  | X | X | 7604 | 2 | 3136 | Combined Cycle |  |  |  | Combined cycle | Y |  |  |  | 0.010464
State Line (MO) | Missouri |  | X | X | 7296 | 1 | 3087 | Combustion Turbine |  |  |  | Combustion turbine |  |  |  |  | 0.078948
State Line (MO) | Missouri |  | X | X | 7296 | 2-1 | 3088 | Combined Cycle |  |  |  | Combined cycle | Y |  |  |  | 0.012
State Line (MO) | Missouri |  | X | X | 7296 | 2-2 | 3089 | Combined Cycle |  |  |  | Combined cycle | Y |  |  |  | 0.012
Thomas Hill Energy Center | Missouri |  | X | X | 2168 | MB1 | 1359 | Coal Steam |  |  |  | Cyclone boiler | Y |  |  | 165 | 0.08
Thomas Hill Energy Center | Missouri |  | X | X | 2168 | MB2 | 1360 | Coal Steam |  |  |  | Cyclone boiler | Y |  |  | 270 | 0.08
Thomas Hill Energy Center | Missouri |  | X | X | 2168 | MB3 | 1361 | Coal Steam |  |  |  | Dry bottom wall-fired boiler | Y |  |  | 699 | 0.08
Apex Generating Station | Nevada |  | X | X | 55514 | CTG01 | 4925 | Combined Cycle |  |  |  | Combined cycle | Y |  |  |  | 0.0104
Apex Generating Station | Nevada |  | X | X | 55514 | CTG02 | 4926 | Combined Cycle |  |  |  | Combined cycle | Y |  |  |  | 0.011372
Chuck Lenzie Generating Station | Nevada |  | X | X | 55322 | CTG-1 | 9006 | Combined Cycle |  |  |  | Combined cycle | Y |  |  |  | 0.0095959
Chuck Lenzie Generating Station | Nevada |  | X | X | 55322 | CTG-2 | 9007 | Combined Cycle |  |  |  | Combined cycle | Y |  |  |  | 0.0088278
Chuck Lenzie Generating Station | Nevada |  | X | X | 55322 | CTG-3 | 9008 | Combined Cycle |  |  |  | Combined cycle | Y |  |  |  | 0.0096263
Chuck Lenzie Generating Station | Nevada |  | X | X | 55322 | CTG-4 | 9009 | Combined Cycle |  |  |  | Combined cycle | Y |  |  |  | 0.0091427
Clark | Nevada |  | X | X | 2322 | 11A | 89799 | Combustion Turbine |  |  |  | Combustion turbine | Y |  | Y |  | 0.03
Clark | Nevada |  | X | X | 2322 | 11B | 89800 | Combustion Turbine |  |  |  | Combustion turbine | Y |  | Y |  | 0.029413
Clark | Nevada |  | X | X | 2322 | 12A | 89801 | Combustion Turbine |  |  |  | Combustion turbine | Y |  | Y |  | 0.022145
Clark | Nevada |  | X | X | 2322 | 12B | 89802 | Combustion Turbine |  |  |  | Combustion turbine | Y |  | Y |  | 0.02034
Clark | Nevada |  | X | X | 2322 | 13A | 89803 | Combustion Turbine |  |  |  | Combustion turbine | Y |  | Y |  | 0.022619
Clark | Nevada |  | X | X | 2322 | 13B | 89804 | Combustion Turbine |  |  |  | Combustion turbine | Y |  | Y |  | 0.02348
Clark | Nevada |  | X | X | 2322 | 14A | 89805 | Combustion Turbine |  |  |  | Combustion turbine | Y |  | Y |  | 0.023176
Clark | Nevada |  | X | X | 2322 | 14B | 89806 | Combustion Turbine |  |  |  | Combustion turbine | Y |  | Y |  | 0.024966
Clark | Nevada |  | X | X | 2322 | 15A | 89807 | Combustion Turbine |  |  |  | Combustion turbine | Y |  | Y |  | 0.020287
Clark | Nevada |  | X | X | 2322 | 15B | 89808 | Combustion Turbine |  |  |  | Combustion turbine | Y |  | Y |  | 0.021161
Clark | Nevada |  | X | X | 2322 | 16A | 89809 | Combustion Turbine |  |  |  | Combustion turbine | Y |  | Y |  | 0.021095
Clark | Nevada |  | X | X | 2322 | 16B | 89810 | Combustion Turbine |  |  |  | Combustion turbine | Y |  | Y |  | 0.019915
Clark | Nevada |  | X | X | 2322 | 17A | 89811 | Combustion Turbine |  |  |  | Combustion turbine | Y |  | Y |  | 0.0213
Clark | Nevada |  | X | X | 2322 | 17B | 89812 | Combustion Turbine |  |  |  | Combustion turbine | Y |  | Y |  | 0.022203
Clark | Nevada |  | X | X | 2322 | 18A | 89813 | Combustion Turbine |  |  |  | Combustion turbine | Y |  | Y |  | 0.022259
Clark | Nevada |  | X | X | 2322 | 18B | 89814 | Combustion Turbine |  |  |  | Combustion turbine | Y |  | Y |  | 0.021562
Clark | Nevada |  | X | X | 2322 | 19A | 89815 | Combustion Turbine |  |  |  | Combustion turbine | Y |  | Y |  | 0.0215
Clark | Nevada |  | X | X | 2322 | 19B | 89816 | Combustion Turbine |  |  |  | Combustion turbine | Y |  | Y |  | 0.020528
Clark | Nevada |  | X | X | 2322 | 20A | 89817 | Combustion Turbine |  |  |  | Combustion turbine | Y |  | Y |  | 0.021989
Clark | Nevada |  | X | X | 2322 | 20B | 89818 | Combustion Turbine |  |  |  | Combustion turbine | Y |  | Y |  | 0.023475
Clark | Nevada |  | X | X | 2322 | 21A | 89820 | Combustion Turbine |  |  |  | Combustion turbine | Y |  | Y |  | 0.020732
Clark | Nevada |  | X | X | 2322 | 21B | 89819 | Combustion Turbine |  |  |  | Combustion turbine | Y |  | Y |  | 0.020086
Clark | Nevada |  | X | X | 2322 | 22A | 89821 | Combustion Turbine |  |  |  | Combustion turbine | Y |  | Y |  | 0.018904
Clark | Nevada |  | X | X | 2322 | 22B | 89822 | Combustion Turbine |  |  |  | Combustion turbine | Y |  | Y |  | 0.020434
Desert Star Energy Center | Nevada |  | X | X | 55077 | EDE1 | 3860 | Combined Cycle | 4 | 2027 | 2027 | Combined cycle | Y |  |  |  | 0.012
Desert Star Energy Center | Nevada |  | X | X | 55077 | EDE2 | 3861 | Combined Cycle | 4 | 2027 | 2027 | Combined cycle | Y |  |  |  | 0.012
Fort Churchill | Nevada |  | X | X | 2330 | 1 | 1406 | O/G Steam | 12 | 2028 | 2029 | Dry bottom wall-fired boiler |  |  |  | 113 | 0.12466
Fort Churchill | Nevada |  | X | X | 2330 | 2 | 1407 | O/G Steam | 9 | 2028 | 2029 | Dry bottom wall-fired boiler |  |  |  | 113 | 0.11935
Harry Allen | Nevada |  | X | X | 7082 | **3 | 2931 | Combustion Turbine |  |  |  | Combustion turbine |  |  |  |  | 0.037664
Harry Allen | Nevada |  | X | X | 7082 | **4 | 2932 | Combustion Turbine |  |  |  | Combustion turbine |  |  |  |  | 0.02125
Harry Allen | Nevada |  | X | X | 7082 | **5 | 2933 | Combined Cycle |  |  |  | Combined cycle | Y |  |  |  | 0.006712
Harry Allen | Nevada |  | X | X | 7082 | **6 | 2934 | Combined Cycle |  |  |  | Combined cycle | Y |  |  |  | 0.0062616
Las Vegas Generating Station | Nevada |  | X | X | 10761 | 1 | 90316 | Combined Cycle |  |  |  | Combined cycle | Y |  |  |  | 0.012
Las Vegas Generating Station | Nevada |  | X | X | 10761 | 2 | 3587 | Combined Cycle |  |  |  | Combined cycle | Y |  |  |  | 0.0093803
Las Vegas Generating Station | Nevada |  | X | X | 10761 | 3 | 3588 | Combined Cycle |  |  |  | Combined cycle | Y |  |  |  | 0.0085571
Las Vegas Generating Station | Nevada |  | X | X | 10761 | 4 | 3589 | Combined Cycle |  |  |  | Combined cycle | Y |  |  |  | 0.0078852
Las Vegas Generating Station | Nevada |  | X | X | 10761 | 5 | 3590 | Combined Cycle |  |  |  | Combined cycle | Y |  |  |  | 0.0086851
North Valmy | Nevada |  | X | X | 8224 | 1 | 3473 | Coal Steam | 12 | 2025 | 2026 | Dry bottom wall-fired boiler |  |  |  | 254 | 0.18767 | Y
North Valmy | Nevada |  | X | X | 8224 | 2 | 3474 | Coal Steam | 12 | 2025 | 2026 | Dry bottom wall-fired boiler |  |  |  | 268 | 0.15814 | Y
Silverhawk | Nevada |  | X | X | 55841 | A01 | 89194 | Combined Cycle |  |  |  | Combined cycle | Y |  |  |  | 0.0091636
Silverhawk | Nevada |  | X | X | 55841 | A03 | 89195 | Combined Cycle |  |  |  | Combined cycle | Y |  |  |  | 0.0094506
Sun Peak Generating Station | Nevada |  | X | X | 54854 | 3 | 90972 | Combustion Turbine |  |  |  | Combustion turbine |  |  |  |  | 0.14466
Sun Peak Generating Station | Nevada |  | X | X | 54854 | 4 | 90973 | Combustion Turbine |  |  |  | Combustion turbine |  |  |  |  | 0.14441
Sun Peak Generating Station | Nevada |  | X | X | 54854 | 5 | 90974 | Combustion Turbine |  |  |  | Combustion turbine |  |  |  |  | 0.14492
TS Power Plant | Nevada |  | X | X | 56224 | 001 | 89529 | O/G Steam |  |  |  | Dry bottom wall-fired boiler | Y |  |  | 218 | 0.023564
Tracy | Nevada |  | X | X | 2336 | 3 | 1410 | O/G Steam |  |  |  | Dry bottom wall-fired boiler |  |  |  | 108 | 0.12757
Tracy | Nevada |  | X | X | 2336 | 4 | 1411 | Combustion Turbine |  |  |  | Combustion turbine |  |  |  |  | 0.032384
Tracy | Nevada |  | X | X | 2336 | 5 | 1412 | Combustion Turbine |  |  |  | Combustion turbine |  |  |  |  | 0.030829
Tracy | Nevada |  | X | X | 2336 | 6 | 1413 | Combined Cycle |  |  |  | Combined cycle |  |  |  |  | 0.15111
Tracy | Nevada |  | X | X | 2336 | 8 | 90238 | Combined Cycle |  |  |  | Combined cycle | Y |  |  |  | 0.0051631
Tracy | Nevada |  | X | X | 2336 | 9 | 90239 | Combined Cycle |  |  |  | Combined cycle | Y |  |  |  | 0.0051931
Walter M. Higgins III Generating Station | Nevada |  | X | X | 55687 | BHG1 | 10238 | Combined Cycle |  |  |  | Combined cycle | Y |  |  |  | 0.009305
Walter M. Higgins III Generating Station | Nevada |  | X | X | 55687 | BHG2 | 10239 | Combined Cycle |  |  |  | Combined cycle | Y |  |  |  | 0.008278
Bayonne Energy Center | New Jersey | X | X | X | 56964 | GT1 | 90481 | Combustion Turbine |  |  |  | Combustion turbine | Y |  |  |  | 0.0062101
Bayonne Energy Center | New Jersey | X | X | X | 56964 | GT10 | 91188 | Combustion Turbine |  |  |  | Combustion turbine | Y |  |  |  | 0.0074786
Bayonne Energy Center | New Jersey | X | X | X | 56964 | GT2 | 90482 | Combustion Turbine |  |  |  | Combustion turbine | Y |  |  |  | 0.006159
Bayonne Energy Center | New Jersey | X | X | X | 56964 | GT3 | 90483 | Combustion Turbine |  |  |  | Combustion turbine | Y |  |  |  | 0.0058048
Bayonne Energy Center | New Jersey | X | X | X | 56964 | GT4 | 90484 | Combustion Turbine |  |  |  | Combustion turbine | Y |  |  |  | 0.006353
Bayonne Energy Center | New Jersey | X | X | X | 56964 | GT5 | 90485 | Combustion Turbine |  |  |  | Combustion turbine | Y |  |  |  | 0.0069914
Bayonne Energy Center | New Jersey | X | X | X | 56964 | GT6 | 90486 | Combustion Turbine |  |  |  | Combustion turbine | Y |  |  |  | 0.0063917
Bayonne Energy Center | New Jersey | X | X | X | 56964 | GT7 | 90487 | Combustion Turbine |  |  |  | Combustion turbine | Y |  |  |  | 0.0061157
Bayonne Energy Center | New Jersey | X | X | X | 56964 | GT8 | 90488 | Combustion Turbine |  |  |  | Combustion turbine | Y |  |  |  | 0.0061361
Bayonne Energy Center | New Jersey | X | X | X | 56964 | GT9 | 91187 | Combustion Turbine |  |  |  | Combustion turbine | Y |  |  |  | 0.0076963
Bergen Generating Station | New Jersey | X | X | X | 2398 | 1101 | 1485 | Combined Cycle |  |  |  | Combined cycle |  |  |  |  | 0.047468
Bergen Generating Station | New Jersey | X | X | X | 2398 | 1201 | 1486 | Combined Cycle |  |  |  | Combined cycle |  |  |  |  | 0.048779
Bergen Generating Station | New Jersey | X | X | X | 2398 | 1301 | 1487 | Combined Cycle |  |  |  | Combined cycle |  |  |  |  | 0.039382
Bergen Generating Station | New Jersey | X | X | X | 2398 | 1401 | 1488 | Combined Cycle |  |  |  | Combined cycle |  |  |  |  | 0.033653
Bergen Generating Station | New Jersey | X | X | X | 2398 | 2101 | 1490 | Combined Cycle |  |  |  | Combined cycle | Y |  |  |  | 0.0069394
Bergen Generating Station | New Jersey | X | X | X | 2398 | 2201 | 1491 | Combined Cycle |  |  |  | Combined cycle | Y |  |  |  | 0.012
Burlington Generating Station | New Jersey | X | X | X | 2399 | 121 | 1498 | Combustion Turbine |  |  |  | Combustion turbine |  |  |  |  | 0.090081
Burlington Generating Station | New Jersey | X | X | X | 2399 | 122 | 1499 | Combustion Turbine |  |  |  | Combustion turbine |  |  |  |  | 0.08984
Burlington Generating Station | New Jersey | X | X | X | 2399 | 123 | 1500 | Combustion Turbine |  |  |  | Combustion turbine |  |  |  |  | 0.090775
Burlington Generating Station | New Jersey | X | X | X | 2399 | 124 | 1501 | Combustion Turbine |  |  |  | Combustion turbine |  |  |  |  | 0.089209
Camden Plant Holding, LLC | New Jersey | X | X | X | 10751 | 002001 | 3583 | Combined Cycle |  |  |  | Combined cycle | Y |  |  |  | 0.012
Carlls Corner Energy Center | New Jersey | X | X | X | 2379 | 002001 | 1429 | Combustion Turbine |  |  |  | Combustion turbine |  |  |  |  | 0.69996
Carlls Corner Energy Center | New Jersey | X | X | X | 2379 | 003001 | 1430 | Combustion Turbine |  |  |  | Combustion turbine |  |  |  |  | 0.70006
Carneys Point | New Jersey | X | X | X | 10566 | 1001 | 3554 | Coal Steam | 6 | 2022 | 2023 | Dry bottom wall-fired boiler | Y |  |  | 122 | 0.08 | Y
Carneys Point | New Jersey | X | X | X | 10566 | 1002 | 3555 | Coal Steam | 6 | 2022 | 2023 | Dry bottom wall-fired boiler | Y |  |  | 122 | 0.08 | Y
Clayville | New Jersey | X | X | X | 58235 | U1 | 90845 | Combustion Turbine |  |  |  | Combustion turbine | Y |  |  |  | 0.012791
Cumberland Energy Center | New Jersey | X | X | X | 5083 | 004001 | 2668 | Combustion Turbine |  |  |  | Combustion turbine |  |  |  |  | 0.077117
Cumberland Energy Center | New Jersey | X | X | X | 5083 | 05001 | 90246 | Combustion Turbine |  |  |  | Combustion turbine | Y |  |  |  | 0.0093187
EFS Parlin Holdings, LLC | New Jersey | X | X | X | 50799 | 001001 | 3696 | Combined Cycle |  |  |  | Combined cycle | Y |  |  |  | 0.012
EFS Parlin Holdings, LLC | New Jersey | X | X | X | 50799 | 003001 | 3697 | Combined Cycle |  |  |  | Combined cycle | Y |  |  |  | 0.012
Eagle Point Power Generation | New Jersey | X | X | X | 50561 | 0001 | 3672 | Combined Cycle |  |  |  | Combined cycle |  |  |  |  | 0.027963
Eagle Point Power Generation | New Jersey | X | X | X | 50561 | 0002 | 3673 | Combined Cycle |  |  |  | Combined cycle |  |  |  |  | 0.020785
Elmwood Power LLC | New Jersey | X | X | X | 50852 | 002001 | 3698 | Combined Cycle | 3 | 2021 | 2023 | Combined cycle |  |  |  |  | 0.068168 | Y
Essex | New Jersey | X | X | X | 2401 | 35001 | 1534 | Combustion Turbine |  |  |  | Combustion turbine |  |  |  |  | 0.17025
Forked River Power | New Jersey | X | X | X | 7138 | 002001 | 2945 | Combustion Turbine |  |  |  | Combustion turbine |  |  |  |  | 0.13832
Forked River Power | New Jersey | X | X | X | 7138 | 003001 | 2946 | Combustion Turbine |  |  |  | Combustion turbine |  |  |  |  | 0.15784
Gilbert Generating Station | New Jersey | X | X | X | 2393 | 04 | 1477 | Combined Cycle |  |  |  | Combined cycle |  |  |  |  | 0.025583
Gilbert Generating Station | New Jersey | X | X | X | 2393 | 05 | 1478 | Combined Cycle |  |  |  | Combined cycle |  |  |  |  | 0.024333
Gilbert Generating Station | New Jersey | X | X | X | 2393 | 06 | 1479 | Combined Cycle |  |  |  | Combined cycle |  |  |  |  | 0.017588
Gilbert Generating Station | New Jersey | X | X | X | 2393 | 07 | 1480 | Combined Cycle |  |  |  | Combined cycle |  |  |  |  | 0.026511
Gilbert Generating Station | New Jersey | X | X | X | 2393 | 9 | 1481 | Combustion Turbine |  |  |  | Combustion turbine |  |  |  |  | 0.080162
Howard M Down | New Jersey | X | X | X | 2434 | U11 | 90625 | Combustion Turbine |  |  |  | Combustion turbine | Y |  |  |  | 0.015944
Kearny Generating Station | New Jersey | X | X | X | 2404 | 121 | 1540 | Combustion Turbine |  |  |  | Combustion turbine |  |  |  |  | 0.091173
Kearny Generating Station | New Jersey | X | X | X | 2404 | 122 | 1541 | Combustion Turbine |  |  |  | Combustion turbine |  |  |  |  | 0.090308
Kearny Generating Station | New Jersey | X | X | X | 2404 | 123 | 1542 | Combustion Turbine |  |  |  | Combustion turbine |  |  |  |  | 0.089623
Kearny Generating Station | New Jersey | X | X | X | 2404 | 124 | 1543 | Combustion Turbine |  |  |  | Combustion turbine |  |  |  |  | 0.082332
Kearny Generating Station | New Jersey | X | X | X | 2404 | 131 | 90777 | Combustion Turbine |  |  |  | Combustion turbine | Y |  |  |  | 0.0080869
Kearny Generating Station | New Jersey | X | X | X | 2404 | 132 | 90778 | Combustion Turbine |  |  |  | Combustion turbine | Y |  |  |  | 0.0091471
Kearny Generating Station | New Jersey | X | X | X | 2404 | 133 | 90779 | Combustion Turbine |  |  |  | Combustion turbine | Y |  |  |  | 0.0068427
Kearny Generating Station | New Jersey | X | X | X | 2404 | 134 | 90780 | Combustion Turbine |  |  |  | Combustion turbine | Y |  |  |  | 0.0089166
Kearny Generating Station | New Jersey | X | X | X | 2404 | 141 | 90781 | Combustion Turbine |  |  |  | Combustion turbine | Y |  |  |  | 0.0073577
Kearny Generating Station | New Jersey | X | X | X | 2404 | 142 | 90782 | Combustion Turbine |  |  |  | Combustion turbine | Y |  |  |  | 0.0066781
Lakewood | New Jersey | X | X | X | 54640 | 001001 | 3790 | Combined Cycle |  |  |  | Combined cycle | Y |  |  |  | 0.012
Lakewood | New Jersey | X | X | X | 54640 | 002001 | 3791 | Combined Cycle |  |  |  | Combined cycle | Y |  |  |  | 0.012
Linden Cogeneration Facility | New Jersey | X | X | X | 50006 | 004001 | 3630 | Combined Cycle |  |  |  | Combined cycle | Y |  |  |  | 0.0057161
Linden Cogeneration Facility | New Jersey | X | X | X | 50006 | 005001 | 3631 | Combined Cycle |  |  |  | Combined cycle | Y |  |  |  | 0.012
Linden Cogeneration Facility | New Jersey | X | X | X | 50006 | 006001 | 3632 | Combined Cycle |  |  |  | Combined cycle | Y |  |  |  | 0.012
Linden Cogeneration Facility | New Jersey | X | X | X | 50006 | 007001 | 3633 | Combined Cycle |  |  |  | Combined cycle | Y |  |  |  | 0.012
Linden Cogeneration Facility | New Jersey | X | X | X | 50006 | 008001 | 3634 | Combined Cycle |  |  |  | Combined cycle | Y |  |  |  | 0.012
Linden Cogeneration Facility | New Jersey | X | X | X | 50006 | 009001 | 3635 | Combined Cycle |  |  |  | Combined cycle | Y |  |  |  | 0.012
Linden Generating Station | New Jersey | X | X | X | 2406 | 1101 | 1552 | Combined Cycle |  |  |  | Combined cycle | Y |  |  |  | 0.0079907
Linden Generating Station | New Jersey | X | X | X | 2406 | 1201 | 1553 | Combined Cycle |  |  |  | Combined cycle | Y |  |  |  | 0.0076312
Linden Generating Station | New Jersey | X | X | X | 2406 | 2101 | 1558 | Combined Cycle |  |  |  | Combined cycle | Y |  |  |  | 0.0077362
Linden Generating Station | New Jersey | X | X | X | 2406 | 2201 | 1559 | Combined Cycle |  |  |  | Combined cycle | Y |  |  |  | 0.009085
Linden Generating Station | New Jersey | X | X | X | 2406 | 5 | 1561 | Combustion Turbine |  |  |  | Combustion turbine |  |  |  |  | 0.028868
Linden Generating Station | New Jersey | X | X | X | 2406 | 6 | 1562 | Combustion Turbine |  |  |  | Combustion turbine |  |  |  |  | 0.041173
Linden Generating Station | New Jersey | X | X | X | 2406 | 7 | 1563 | Combustion Turbine |  |  |  | Combustion turbine |  |  |  |  | 0.038687
Linden Generating Station | New Jersey | X | X | X | 2406 | 8 | 1565 | Combustion Turbine |  |  |  | Combustion turbine |  |  |  |  | 0.03716
Logan Generating Plant | New Jersey | X | X | X | 10043 | 1001 | 3524 | Coal Steam | 5 | 2022 | 2023 | Dry bottom wall-fired boiler | Y |  |  | 219 | 0.08 | Y
Mickleton Energy Center | New Jersey | X | X | X | 8008 | 001001 | 3422 | Combustion Turbine |  |  |  | Combustion turbine | Y |  |  |  | 0.03
Newark Bay Cogen | New Jersey | X | X | X | 50385 | 1001 | 3650 | Combined Cycle | 5 | 2022 | 2023 | Combined cycle | Y |  |  |  | 0.012 | Y
Newark Bay Cogen | New Jersey | X | X | X | 50385 | 2001 | 3651 | Combined Cycle | 5 | 2022 | 2023 | Combined cycle | Y |  |  |  | 0.012 | Y
Newark Energy Center | New Jersey | X | X | X | 58079 | U001 | 90911 | Combined Cycle |  |  |  | Combined cycle | Y |  |  |  | 0.0064389
Newark Energy Center | New Jersey | X | X | X | 58079 | U002 | 90912 | Combined Cycle |  |  |  | Combined cycle | Y |  |  |  | 0.0062607
Ocean Peaking Power | New Jersey | X | X | X | 55938 | OPP3 | 88234 | Combustion Turbine |  |  |  | Combustion turbine |  |  |  |  | 0.031665
Ocean Peaking Power | New Jersey | X | X | X | 55938 | OPP4 | 88235 | Combustion Turbine |  |  |  | Combustion turbine |  |  |  |  | 0.031607
Pedricktown Cogeneration Plant | New Jersey | X | X | X | 10099 | 001001 | 3525 | Combined Cycle | 5 | 2022 | 2023 | Combined cycle | Y |  |  |  | 0.012 | Y
Red Oak Power, LLC | New Jersey | X | X | X | 55239 | 1 | 8480 | Combined Cycle |  |  |  | Combined cycle | Y |  |  |  | 0.010637
Red Oak Power, LLC | New Jersey | X | X | X | 55239 | 2 | 8482 | Combined Cycle |  |  |  | Combined cycle | Y |  |  |  | 0.010872
Red Oak Power, LLC | New Jersey | X | X | X | 55239 | 3 | 8484 | Combined Cycle |  |  |  | Combined cycle | Y |  |  |  | 0.010444
Salem Generating Station | New Jersey | X | X | X | 2410 | 2001 | 1572 | Combustion Turbine |  |  |  | Combustion turbine |  |  |  |  | 1.1996 | Y
Sayreville | New Jersey | X | X | X | 2390 | 012001 | 1460 | Combustion Turbine |  |  |  | Combustion turbine | Y |  |  |  | 0.03
Sayreville | New Jersey | X | X | X | 2390 | 014001 | 1461 | Combustion Turbine |  |  |  | Combustion turbine | Y |  |  |  | 0.03
Sayreville | New Jersey | X | X | X | 2390 | 015001 | 1462 | Combustion Turbine |  |  |  | Combustion turbine | Y |  |  |  | 0.03
Sayreville | New Jersey | X | X | X | 2390 | 016001 | 1463 | Combustion Turbine |  |  |  | Combustion turbine | Y |  |  |  | 0.03
Sayreville Power LP | New Jersey | X | X | X | 10308 | 1001 | 3539 | Combined Cycle |  |  |  | Combined cycle |  |  |  |  | 0.07955
Sayreville Power LP | New Jersey | X | X | X | 10308 | 1002 | 3540 | Combined Cycle |  |  |  | Combined cycle |  |  |  |  | 0.079958
Sewaren Generating Station | New Jersey | X | X | X | 2411 | 7 | 91149 | Combined Cycle |  |  |  | Combined cycle | Y |  |  |  | 0.0062208
Sherman Avenue | New Jersey | X | X | X | 7288 | 1 | 3086 | Combustion Turbine |  |  |  | Combustion turbine |  |  |  |  | 0.070531
West Deptford Energy Station | New Jersey | X | X | X | 56963 | E101 | 90891 | Combined Cycle |  |  |  | Combined cycle | Y |  |  |  | 0.0078297
West Deptford Energy Station | New Jersey | X | X | X | 56963 | E102 | 90892 | Combined Cycle |  |  |  | Combined cycle | Y |  |  |  | 0.0078126
West Station | New Jersey | X | X | X | 6776 | 002001 | 2909 | Combustion Turbine | 10 | 2022 | 2023 | Combustion turbine | Y |  |  |  | 0.03 | Y
Woodbridge Energy Center | New Jersey | X | X | X | 57839 | 0001 | 90934 | Combined Cycle |  |  |  | Combined cycle | Y |  |  |  | 0.0058173
Woodbridge Energy Center | New Jersey | X | X | X | 57839 | 0002 | 90935 | Combined Cycle |  |  |  | Combined cycle | Y |  |  |  | 0.0060291
23rd and 3rd | New York | X | X | X | 7910 | 2301 | 8384 | Combustion Turbine |  |  |  | Combustion turbine | Y |  |  |  | 0.010801
23rd and 3rd | New York | X | X | X | 7910 | 2302 | 8386 | Combustion Turbine |  |  |  | Combustion turbine | Y |  |  |  | 0.011146
74th Street | New York | X | X | X | 2504 | 120 | 1714 | O/G Steam |  |  |  | Tangentially-fired |  |  | Y |  | 0.049423
74th Street | New York | X | X | X | 2504 | 122 | 1716 | O/G Steam |  |  |  | Tangentially-fired |  |  | Y |  | 0.055772
AG - Energy | New York | X | X | X | 10803 | 1 | 3598 | Combined Cycle |  |  |  | Combined cycle | Y |  |  |  | 0.011 | Y
AG - Energy | New York | X | X | X | 10803 | 2 | 3599 | Combined Cycle |  |  |  | Combined cycle | Y |  |  |  | 0.011 | Y
Allegany Station No. 133 | New York | X | X | X | 10619 | 00001 | 3562 | Combined Cycle |  |  |  | Combined cycle | Y |  |  |  | 0.012
Arthur Kill | New York | X | X | X | 2490 | 20 | 1610 | O/G Steam |  |  |  | Dry bottom wall-fired boiler |  |  | Y | 338 | 0.050444
Arthur Kill | New York | X | X | X | 2490 | 30 | 1611 | O/G Steam |  |  |  | Tangentially-fired |  |  | Y | 508 | 0.072791
Astoria Energy | New York | X | X | X | 55375 | CT1 | 4581 | Combined Cycle |  |  |  | Combined cycle | Y |  |  |  | 0.0051416
Astoria Energy | New York | X | X | X | 55375 | CT2 | 4582 | Combined Cycle |  |  |  | Combined cycle | Y |  |  |  | 0.0051902
Astoria Energy | New York | X | X | X | 55375 | CT3 | 4583 | Combined Cycle |  |  |  | Combined cycle | Y |  |  |  | 0.0056081
Astoria Energy | New York | X | X | X | 55375 | CT4 | 4584 | Combined Cycle |  |  |  | Combined cycle | Y |  |  |  | 0.0060832
Astoria Gas Turbine Power | New York | X | X | X | 55243 | CT2-1A | 3498 | Combustion Turbine | 4 | 2023 | 2023 | Combustion turbine |  |  |  |  | 0.43108 | Y
Astoria Gas Turbine Power | New York | X | X | X | 55243 | CT2-1B | 10215 | Combustion Turbine | 4 | 2023 | 2023 | Combustion turbine |  |  |  |  | 0.42017 | Y
Astoria Gas Turbine Power | New York | X | X | X | 55243 | CT2-2A | 3499 | Combustion Turbine | 4 | 2023 | 2023 | Combustion turbine |  |  |  |  | 0.43707 | Y
Astoria Gas Turbine Power | New York | X | X | X | 55243 | CT2-2B | 10217 | Combustion Turbine | 4 | 2023 | 2023 | Combustion turbine |  |  |  |  | 0.42698 | Y
Astoria Gas Turbine Power | New York | X | X | X | 55243 | CT2-3A | 3500 | Combustion Turbine | 4 | 2023 | 2023 | Combustion turbine |  |  |  |  | 0.43413 | Y
Astoria Gas Turbine Power | New York | X | X | X | 55243 | CT2-3B | 10219 | Combustion Turbine | 4 | 2023 | 2023 | Combustion turbine |  |  |  |  | 0.42309 | Y
Astoria Gas Turbine Power | New York | X | X | X | 55243 | CT2-4A | 3501 | Combustion Turbine | 4 | 2023 | 2023 | Combustion turbine |  |  |  |  | 0.45368 | Y
Astoria Gas Turbine Power | New York | X | X | X | 55243 | CT2-4B | 10221 | Combustion Turbine | 4 | 2023 | 2023 | Combustion turbine |  |  |  |  | 0.44562 | Y
Astoria Gas Turbine Power | New York | X | X | X | 55243 | CT3-1A | 3502 | Combustion Turbine | 4 | 2023 | 2023 | Combustion turbine |  |  |  |  | 0.43489 | Y
Astoria Gas Turbine Power | New York | X | X | X | 55243 | CT3-1B | 10223 | Combustion Turbine | 4 | 2023 | 2023 | Combustion turbine |  |  |  |  | 0.42744 | Y
Astoria Gas Turbine Power | New York | X | X | X | 55243 | CT3-2A | 3503 | Combustion Turbine | 4 | 2023 | 2023 | Combustion turbine |  |  |  |  | 0.4308 | Y
Astoria Gas Turbine Power | New York | X | X | X | 55243 | CT3-2B | 10225 | Combustion Turbine | 4 | 2023 | 2023 | Combustion turbine |  |  |  |  | 0.41795 | Y
Astoria Gas Turbine Power | New York | X | X | X | 55243 | CT3-3A | 3504 | Combustion Turbine | 4 | 2023 | 2023 | Combustion turbine |  |  |  |  | 0.41793 | Y
Astoria Gas Turbine Power | New York | X | X | X | 55243 | CT3-3B | 10227 | Combustion Turbine | 4 | 2023 | 2023 | Combustion turbine |  |  |  |  | 0.39417 | Y
Astoria Gas Turbine Power | New York | X | X | X | 55243 | CT3-4A | 3505 | Combustion Turbine | 4 | 2023 | 2023 | Combustion turbine |  |  |  |  | 0.42689 | Y
Astoria Gas Turbine Power | New York | X | X | X | 55243 | CT3-4B | 10229 | Combustion Turbine | 4 | 2023 | 2023 | Combustion turbine |  |  |  |  | 0.42107 | Y
Astoria Gas Turbine Power | New York | X | X | X | 55243 | CT4-1A | 3506 | Combustion Turbine | 4 | 2023 | 2023 | Combustion turbine |  |  |  |  | 0.43379 | Y
Astoria Gas Turbine Power | New York | X | X | X | 55243 | CT4-1B | 10231 | Combustion Turbine | 4 | 2023 | 2023 | Combustion turbine |  |  |  |  | 0.40503 | Y
Astoria Gas Turbine Power | New York | X | X | X | 55243 | CT4-2A | 3507 | Combustion Turbine | 4 | 2023 | 2023 | Combustion turbine |  |  |  |  | 0.39511 | Y
Astoria Gas Turbine Power | New York | X | X | X | 55243 | CT4-2B | 10233 | Combustion Turbine | 4 | 2023 | 2023 | Combustion turbine |  |  |  |  | 0.403 | Y
Astoria Gas Turbine Power | New York | X | X | X | 55243 | CT4-3A | 3508 | Combustion Turbine | 4 | 2023 | 2023 | Combustion turbine |  |  |  |  | 0.41466 | Y
Astoria Gas Turbine Power | New York | X | X | X | 55243 | CT4-3B | 10235 | Combustion Turbine | 4 | 2023 | 2023 | Combustion turbine |  |  |  |  | 0.40177 | Y
Astoria Gas Turbine Power | New York | X | X | X | 55243 | CT4-4A | 3509 | Combustion Turbine | 4 | 2023 | 2023 | Combustion turbine |  |  |  |  | 0.41498 | Y
Astoria Gas Turbine Power | New York | X | X | X | 55243 | CT4-4B | 10237 | Combustion Turbine | 4 | 2023 | 2023 | Combustion turbine |  |  |  |  | 0.40196 | Y
Astoria Generating Station | New York | X | X | X | 8906 | 20 | 3485 | O/G Steam |  |  |  | Dry bottom wall-fired boiler |  |  |  | 173 | 0.0625
Astoria Generating Station | New York | X | X | X | 8906 | 31RH | 90457 | O/G Steam |  |  |  | Dry bottom wall-fired boiler |  |  |  | 377 | 0.044788
Astoria Generating Station | New York | X | X | X | 8906 | 32SH | 90458 | O/G Steam |  |  |  | Dry bottom wall-fired boiler |  |  |  |  | 0.046078
Astoria Generating Station | New York | X | X | X | 8906 | 51RH | 90461 | O/G Steam |  |  |  | Tangentially-fired |  |  |  | 378 | 0.043935
Astoria Generating Station | New York | X | X | X | 8906 | 52SH | 90462 | O/G Steam |  |  |  | Tangentially-fired |  |  |  |  | 0.048754
Athens Generating Company | New York | X | X | X | 55405 | 1 | 8542 | Combined Cycle |  |  |  | Combined cycle | Y |  |  |  | 0.009452
Athens Generating Company | New York | X | X | X | 55405 | 2 | 8544 | Combined Cycle |  |  |  | Combined cycle | Y |  |  |  | 0.011774
Athens Generating Company | New York | X | X | X | 55405 | 3 | 8546 | Combined Cycle |  |  |  | Combined cycle | Y |  |  |  | 0.010155
Batavia Energy | New York | X | X | X | 54593 | 1 | 3784 | Combined Cycle |  |  |  | Combined cycle |  |  |  |  | 0.1223
Bayswater Peaking Facility | New York | X | X | X | 55699 | 1 | 8958 | Combustion Turbine |  |  |  | Combustion turbine | Y |  |  |  | 0.0093071
Bayswater Peaking Facility | New York | X | X | X | 55699 | 2 | 88310 | Combustion Turbine |  |  |  | Combustion turbine | Y |  |  |  | 0.010753
Beaver Falls, LLC | New York | X | X | X | 10617 | 1 | 3560 | Combined Cycle |  |  |  | Combined cycle | Y |  |  |  | 0.012
Bethlehem Energy Center (Albany) | New York | X | X | X | 2539 | 10001 | 1771 | Combined Cycle |  |  |  | Combined cycle | Y |  |  |  | 0.006126
Bethlehem Energy Center (Albany) | New York | X | X | X | 2539 | 10002 | 1772 | Combined Cycle |  |  |  | Combined cycle | Y |  |  |  | 0.0063791
Bethlehem Energy Center (Albany) | New York | X | X | X | 2539 | 10003 | 1773 | Combined Cycle |  |  |  | Combined cycle | Y |  |  |  | 0.0085074
Bethpage Energy Center | New York | X | X | X | 50292 | GT1 | 3647 | Combined Cycle |  |  |  | Combined cycle |  |  |  |  | 0.11876 | Y
Bethpage Energy Center | New York | X | X | X | 50292 | GT2 | 3648 | Combined Cycle |  |  |  | Combined cycle |  |  |  |  | 0.11523
Bethpage Energy Center | New York | X | X | X | 50292 | GT3 | 8438 | Combustion Turbine |  |  |  | Combustion turbine | Y |  |  |  | 0.0070114
Bethpage Energy Center | New York | X | X | X | 50292 | GT4 | 89507 | Combined Cycle |  |  |  | Combined cycle | Y |  |  |  | 0.006523
Black River Generation, LLC | New York | X | X | X | 10464 | E0001 | 3547 | Biomass |  |  |  | Circulating fluidized bed boiler |  |  | Y |  | 0.13367
Black River Generation, LLC | New York | X | X | X | 10464 | E0002 | 3548 | Biomass |  |  |  | Circulating fluidized bed boiler |  |  | Y |  | 0.13403
Black River Generation, LLC | New York | X | X | X | 10464 | E0003 | 3549 | Biomass |  |  |  | Circulating fluidized bed boiler |  |  | Y |  | 0.13369
Bowline Generating Station | New York | X | X | X | 2625 | 1 | 1793 | O/G Steam |  |  |  | Tangentially-fired |  |  |  | 575 | 0.10773
Bowline Generating Station | New York | X | X | X | 2625 | 2 | 1794 | O/G Steam |  |  |  | Dry bottom wall-fired boiler |  |  |  | 562 | 0.1095
Brentwood | New York | X | X | X | 7912 | BW01 | 8390 | Combustion Turbine |  |  |  | Combustion turbine | Y |  |  |  | 0.010205
Brooklyn Navy Yard Cogeneration | New York | X | X | X | 54914 | 1 | 3809 | Combined Cycle |  |  |  | Combined cycle | Y |  |  |  | 0.0066856
Brooklyn Navy Yard Cogeneration | New York | X | X | X | 54914 | 2 | 3810 | Combined Cycle |  |  |  | Combined cycle | Y |  |  |  | 0.0062704
Caithness Long Island Energy Center | New York | X | X | X | 56234 | 0001 | 89547 | Combined Cycle |  |  |  | Combined cycle | Y |  |  |  | 0.006011
Carr Street Generating Station | New York | X | X | X | 50978 | A | 3708 | Combined Cycle |  |  |  | Combined cycle | Y |  |  |  | 0.012
Carr Street Generating Station | New York | X | X | X | 50978 | B | 3709 | Combined Cycle |  |  |  | Combined cycle | Y |  |  |  | 0.012
Carthage Energy | New York | X | X | X | 10620 | 1 | 3563 | Combined Cycle |  |  |  | Combined cycle |  |  |  |  | 0.41484
Castleton Power, LLC | New York | X | X | X | 10190 | 1 | 3532 | Combined Cycle |  |  |  | Combined cycle |  |  |  |  | 0.049273
Cayuga Operating Company, LLC | New York | X | X | X | 2535 | 1 | 1768 | Coal Steam | 10 | 2019 | 2023 | Tangentially-fired | Y |  | Y | 154 | 0.08 | Y
Cayuga Operating Company, LLC | New York | X | X | X | 2535 | 2 | 1769 | Coal Steam | 10 | 2019 | 2023 | Tangentially-fired |  |  | Y | 140 | 0.18085 | Y
Cricket Valley Energy Center | New York | X | X | X | 57185 | U001 | 91214 | Combined Cycle |  |  |  | Combined cycle | Y |  |  |  | 0.0051042
Cricket Valley Energy Center | New York | X | X | X | 57185 | U002 | 91215 | Combined Cycle |  |  |  | Combined cycle | Y |  |  |  | 0.0053215
Cricket Valley Energy Center | New York | X | X | X | 57185 | U003 | 91216 | Combined Cycle |  |  |  | Combined cycle | Y |  |  |  | 0.0052391
Danskammer Generating Station | New York | X | X | X | 2480 | 1 | 1606 | O/G Steam |  |  |  | Tangentially-fired |  |  |  | 71 | 0.086344
Danskammer Generating Station | New York | X | X | X | 2480 | 2 | 1607 | O/G Steam |  |  |  | Tangentially-fired |  |  |  | 66 | 0.096147
Danskammer Generating Station | New York | X | X | X | 2480 | 3 | 1608 | O/G Steam |  |  |  | Tangentially-fired |  |  |  | 138 | 0.084239
Danskammer Generating Station | New York | X | X | X | 2480 | 4 | 1609 | O/G Steam |  |  |  | Tangentially-fired |  |  |  | 222 | 0.096844
E F Barrett | New York | X | X | X | 2511 | 10 | 1719 | O/G Steam |  |  |  | Tangentially-fired |  |  |  | 193 | 0.059605
E F Barrett | New York | X | X | X | 2511 | 20 | 1720 | O/G Steam |  |  |  | Tangentially-fired |  |  |  | 193 | 0.054862
E F Barrett | New York | X | X | X | 2511 | U00012 | 1729 | Combustion Turbine |  |  |  | Combustion turbine |  |  |  |  | 0.41302
E F Barrett | New York | X | X | X | 2511 | U00013 | 1730 | Combustion Turbine |  |  |  | Combustion turbine |  |  |  |  | 0.41302
E F Barrett | New York | X | X | X | 2511 | U00014 | 1731 | Combustion Turbine |  |  |  | Combustion turbine |  |  |  |  | 0.41298
E F Barrett | New York | X | X | X | 2511 | U00015 | 1732 | Combustion Turbine |  |  |  | Combustion turbine |  |  |  |  | 0.41298
E F Barrett | New York | X | X | X | 2511 | U00016 | 1733 | Combustion Turbine |  |  |  | Combustion turbine |  |  |  |  | 0.41377
E F Barrett | New York | X | X | X | 2511 | U00017 | 1734 | Combustion Turbine |  |  |  | Combustion turbine |  |  |  |  | 0.41377
E F Barrett | New York | X | X | X | 2511 | U00018 | 1735 | Combustion Turbine |  |  |  | Combustion turbine |  |  |  |  | 0.41298
E F Barrett | New York | X | X | X | 2511 | U00019 | 1736 | Combustion Turbine |  |  |  | Combustion turbine |  |  |  |  | 0.41298
East River | New York | X | X | X | 2493 | 1 | 1614 | Combustion Turbine |  |  |  | Combined cycle | Y |  |  |  | 0.0069123
East River | New York | X | X | X | 2493 | 2 | 1615 | Combustion Turbine |  |  |  | Combined cycle | Y |  |  |  | 0.0072854
East River | New York | X | X | X | 2493 | 60 | 1617 | O/G Steam |  |  |  | Dry bottom wall-fired boiler |  |  |  | 145 | 0.084298
East River | New York | X | X | X | 2493 | 70 | 1618 | O/G Steam |  |  |  | Dry bottom wall-fired boiler |  |  |  | 182 | 0.10299
Edgewood Energy | New York | X | X | X | 55786 | CT01 | 10132 | Combustion Turbine |  |  |  | Combustion turbine | Y |  |  |  | 0.0082535
Edgewood Energy | New York | X | X | X | 55786 | CT02 | 10133 | Combustion Turbine |  |  |  | Combustion turbine | Y |  |  |  | 0.0080361
Empire Generating Co, LLC | New York | X | X | X | 56259 | CT-1 | 89574 | Combined Cycle |  |  |  | Combined cycle | Y |  |  |  | 0.0070597
Empire Generating Co, LLC | New York | X | X | X | 56259 | CT-2 | 89575 | Combined Cycle |  |  |  | Combined cycle | Y |  |  |  | 0.0068661
Equus Power I | New York | X | X | X | 56032 | 0001 | 89349 | Combustion Turbine |  |  |  | Combustion turbine | Y |  |  |  | 0.01228
Fortistar North Tonawanda Inc | New York | X | X | X | 54131 | NTCT1 | 3754 | Combined Cycle |  |  |  | Combined cycle |  |  |  |  | 0.093642
Freeport Power Plant No. 2 | New York | X | X | X | 2679 | 5 | 88098 | Combustion Turbine |  |  |  | Combustion turbine | Y |  |  |  | 0.013448
Glenwood | New York | X | X | X | 2514 | U00020 | 1741 | Combustion Turbine |  |  |  | Combustion turbine |  |  |  |  | 0.57698
Glenwood | New York | X | X | X | 2514 | U00021 | 1742 | Combustion Turbine |  |  |  | Combustion turbine |  |  |  |  | 0.57697
Glenwood Landing Energy Center | New York | X | X | X | 7869 | UGT012 | 10031 | Combustion Turbine |  |  |  | Combustion turbine | Y |  |  |  | 0.010484
Glenwood Landing Energy Center | New York | X | X | X | 7869 | UGT013 | 10032 | Combustion Turbine |  |  |  | Combustion turbine | Y |  |  |  | 0.011938
Greenidge Generation LLC | New York | X | X | X | 2527 | 6 | 1759 | O/G Steam |  |  |  | Tangentially-fired | Y |  |  | 104 | 0.023495
Harlem River Yard | New York | X | X | X | 7914 | HR01 | 8396 | Combustion Turbine |  |  |  | Combustion turbine | Y |  |  |  | 0.009721
Harlem River Yard | New York | X | X | X | 7914 | HR02 | 8398 | Combustion Turbine |  |  |  | Combustion turbine | Y |  |  |  | 0.0094988
Hawkeye Energy Greenport, LLC | New York | X | X | X | 55969 | U-01 | 88363 | Combustion Turbine |  |  |  | Combustion turbine | Y |  |  |  | 0.024668
Hell Gate | New York | X | X | X | 7913 | HG01 | 8392 | Combustion Turbine |  |  |  | Combustion turbine | Y |  |  |  | 0.0099668
Hell Gate | New York | X | X | X | 7913 | HG02 | 8394 | Combustion Turbine |  |  |  | Combustion turbine | Y |  |  |  | 0.0097084
Hillburn | New York | X | X | X | 2628 | 001 | 1795 | Combustion Turbine |  |  |  | Combustion turbine |  |  |  |  | 0.34992
Holtsville Facility | New York | X | X | X | 8007 | U00001 | 3402 | Combustion Turbine |  |  |  | Combustion turbine |  |  |  |  | 0.49231
Holtsville Facility | New York | X | X | X | 8007 | U00002 | 3403 | Combustion Turbine |  |  |  | Combustion turbine |  |  |  |  | 0.50041
Holtsville Facility | New York | X | X | X | 8007 | U00003 | 3404 | Combustion Turbine |  |  |  | Combustion turbine |  |  |  |  | 0.49566
Holtsville Facility | New York | X | X | X | 8007 | U00004 | 3405 | Combustion Turbine |  |  |  | Combustion turbine |  |  |  |  | 0.56116
Holtsville Facility | New York | X | X | X | 8007 | U00005 | 3406 | Combustion Turbine |  |  |  | Combustion turbine |  |  |  |  | 0.5163
Holtsville Facility | New York | X | X | X | 8007 | U00006 | 3407 | Combustion Turbine |  |  |  | Combustion turbine |  |  |  |  | 0.55663
Holtsville Facility | New York | X | X | X | 8007 | U00007 | 3408 | Combustion Turbine |  |  |  | Combustion turbine |  |  |  |  | 0.52952
Holtsville Facility | New York | X | X | X | 8007 | U00008 | 3409 | Combustion Turbine |  |  |  | Combustion turbine |  |  |  |  | 0.52729
Holtsville Facility | New York | X | X | X | 8007 | U00009 | 3410 | Combustion Turbine |  |  |  | Combustion turbine |  |  |  |  | 0.57938
Holtsville Facility | New York | X | X | X | 8007 | U00010 | 3411 | Combustion Turbine |  |  |  | Combustion turbine |  |  |  |  | 0.51497
Holtsville Facility | New York | X | X | X | 8007 | U00011 | 3412 | Combustion Turbine |  |  |  | Combustion turbine |  |  |  |  | 0.555
Holtsville Facility | New York | X | X | X | 8007 | U00012 | 3413 | Combustion Turbine |  |  |  | Combustion turbine |  |  |  |  | 0.4822
Holtsville Facility | New York | X | X | X | 8007 | U00013 | 3414 | Combustion Turbine |  |  |  | Combustion turbine |  |  |  |  | 0.53504
Holtsville Facility | New York | X | X | X | 8007 | U00014 | 3415 | Combustion Turbine |  |  |  | Combustion turbine |  |  |  |  | 0.46644
Holtsville Facility | New York | X | X | X | 8007 | U00015 | 3416 | Combustion Turbine |  |  |  | Combustion turbine |  |  |  |  | 0.55709
Holtsville Facility | New York | X | X | X | 8007 | U00016 | 3417 | Combustion Turbine |  |  |  | Combustion turbine |  |  |  |  | 0.48991
Holtsville Facility | New York | X | X | X | 8007 | U00017 | 3418 | Combustion Turbine |  |  |  | Combustion turbine |  |  |  |  | 0.49107
Holtsville Facility | New York | X | X | X | 8007 | U00018 | 3419 | Combustion Turbine |  |  |  | Combustion turbine |  |  |  |  | 0.49774
Holtsville Facility | New York | X | X | X | 8007 | U00019 | 3420 | Combustion Turbine |  |  |  | Combustion turbine |  |  |  |  | 0.53359
Holtsville Facility | New York | X | X | X | 8007 | U00020 | 3421 | Combustion Turbine |  |  |  | Combustion turbine |  |  |  |  | 0.53309
Indeck-Corinth Energy Center | New York | X | X | X | 50458 | 1 | 3663 | Combined Cycle |  |  |  | Combined cycle | Y |  |  |  | 0.012
Indeck-Olean Energy Center | New York | X | X | X | 54076 | 1 | 3747 | Combined Cycle |  |  |  | Combined cycle | Y |  |  |  | 0.012
Indeck-Oswego Energy Center | New York | X | X | X | 50450 | 1 | 3661 | Combined Cycle |  |  |  | Combined cycle |  |  |  |  | 0.11872
Indeck-Silver Springs Energy Center | New York | X | X | X | 50449 | 1 | 3660 | Combined Cycle |  |  |  | Combined cycle |  |  |  |  | 0.11288
Indeck-Yerkes Energy Center | New York | X | X | X | 50451 | 1 | 3662 | Combined Cycle |  |  |  | Combined cycle |  |  |  |  | 0.14955
Independence | New York | X | X | X | 54547 | 1 | 3774 | Combined Cycle |  |  |  | Combined cycle | Y |  |  |  | 0.011498
Independence | New York | X | X | X | 54547 | 2 | 3775 | Combined Cycle |  |  |  | Combined cycle | Y |  |  |  | 0.011949
Independence | New York | X | X | X | 54547 | 3 | 3776 | Combined Cycle |  |  |  | Combined cycle | Y |  |  |  | 0.011104
Independence | New York | X | X | X | 54547 | 4 | 3777 | Combined Cycle |  |  |  | Combined cycle | Y |  |  |  | 0.010593
KIAC Cogeneration | New York | X | X | X | 54114 | GT1 | 3752 | Combined Cycle |  |  |  | Combined cycle | Y |  |  |  | 0.012
KIAC Cogeneration | New York | X | X | X | 54114 | GT2 | 3753 | Combined Cycle |  |  |  | Combined cycle | Y |  |  |  | 0.012
Lockport | New York | X | X | X | 54041 | 011854 | 3743 | Combined Cycle |  |  |  | Combined cycle |  |  |  |  | 0.093311
Lockport | New York | X | X | X | 54041 | 011855 | 3744 | Combined Cycle |  |  |  | Combined cycle |  |  |  |  | 0.094035
Lockport | New York | X | X | X | 54041 | 011856 | 3745 | Combined Cycle |  |  |  | Combined cycle |  |  |  |  | 0.080812
Massena Energy Facility | New York | X | X | X | 54592 | 001 | 3783 | Combined Cycle |  |  |  | Combined cycle | Y |  |  |  | 0.012
Nassau Energy Corporation | New York | X | X | X | 52056 | 00004 | 3714 | Combined Cycle |  |  |  | Combined cycle |  |  |  |  | 0.14212
Nissequogue Energy Center | New York | X | X | X | 54149 | 1 | 3757 | Combustion Turbine |  |  |  | Combustion turbine |  |  |  |  | 0.068284
North 1st | New York | X | X | X | 7915 | NO1 | 8400 | Combustion Turbine |  |  |  | Combustion turbine | Y |  |  |  | 0.010566
Northport | New York | X | X | X | 2516 | 1 | 1743 | O/G Steam |  |  |  | Tangentially-fired |  |  |  | 400 | 0.077334
Northport | New York | X | X | X | 2516 | 2 | 1744 | O/G Steam |  |  |  | Tangentially-fired |  |  |  | 399 | 0.070531
Northport | New York | X | X | X | 2516 | 3 | 1745 | O/G Steam |  |  |  | Tangentially-fired |  |  |  | 390 | 0.076317
Northport | New York | X | X | X | 2516 | 4 | 1746 | O/G Steam |  |  |  | Tangentially-fired |  |  |  | 392 | 0.0432
Oswego Harbor Power | New York | X | X | X | 2594 | 5 | 1791 | O/G Steam |  |  |  | Dry bottom wall-fired boiler |  |  |  | 822 | 0.19574
Oswego Harbor Power | New York | X | X | X | 2594 | 6 | 1792 | O/G Steam |  |  |  | Dry bottom wall-fired boiler |  |  |  | 816 | 0.15017
Pinelawn Power | New York | X | X | X | 56188 | 00001 | 89567 | Combined Cycle |  |  |  | Combined cycle | Y |  |  |  | 0.0071967
Poletti 500 MW CC | New York | X | X | X | 56196 | CTG7A | 89648 | Combined Cycle |  |  |  | Combined cycle | Y |  |  |  | 0.0073627
Poletti 500 MW CC | New York | X | X | X | 56196 | CTG7B | 89649 | Combined Cycle |  |  |  | Combined cycle | Y |  |  |  | 0.0079943
Port Jefferson Energy Center | New York | X | X | X | 2517 | 3 | 1750 | O/G Steam |  |  |  | Tangentially-fired |  |  |  | 190 | 0.052801
Port Jefferson Energy Center | New York | X | X | X | 2517 | 4 | 1751 | O/G Steam |  |  |  | Tangentially-fired |  |  |  | 190 | 0.067258
Port Jefferson Energy Center | New York | X | X | X | 2517 | UGT002 | 10016 | Combustion Turbine |  |  |  | Combustion turbine | Y |  |  |  | 0.010583
Port Jefferson Energy Center | New York | X | X | X | 2517 | UGT003 | 10017 | Combustion Turbine |  |  |  | Combustion turbine | Y |  |  |  | 0.010901
Pouch Terminal | New York | X | X | X | 8053 | PT01 | 8388 | Combustion Turbine |  |  |  | Combustion turbine | Y |  |  |  | 0.010834
Ravenswood Generating Station | New York | X | X | X | 2500 | 10 | 1675 | O/G Steam |  |  |  | Tangentially-fired |  |  |  | 368 | 0.061742
Ravenswood Generating Station | New York | X | X | X | 2500 | 20 | 1676 | O/G Steam |  |  |  | Tangentially-fired |  |  |  | 372 | 0.069748
Ravenswood Generating Station | New York | X | X | X | 2500 | 30 | 1677 | O/G Steam |  |  |  | Tangentially-fired |  |  |  | 973 | 0.079364
Ravenswood Generating Station | New York | X | X | X | 2500 | CT02-1 | 1691 | Combustion Turbine |  |  |  | Combustion turbine |  |  |  |  | 0.52302 | Y
Ravenswood Generating Station | New York | X | X | X | 2500 | CT02-2 | 1692 | Combustion Turbine |  |  |  | Combustion turbine |  |  |  |  | 0.52296 | Y
Ravenswood Generating Station | New York | X | X | X | 2500 | CT02-3 | 1693 | Combustion Turbine |  |  |  | Combustion turbine |  |  |  |  | 0.52303 | Y
Ravenswood Generating Station | New York | X | X | X | 2500 | CT02-4 | 1694 | Combustion Turbine |  |  |  | Combustion turbine |  |  |  |  | 0.52302 | Y
Ravenswood Generating Station | New York | X | X | X | 2500 | CT03-1 | 1695 | Combustion Turbine |  |  |  | Combustion turbine |  |  |  |  | 0.5229 | Y
Ravenswood Generating Station | New York | X | X | X | 2500 | CT03-2 | 1696 | Combustion Turbine |  |  |  | Combustion turbine |  |  |  |  | 0.52295 | Y
Ravenswood Generating Station | New York | X | X | X | 2500 | CT03-4 | 1698 | Combustion Turbine |  |  |  | Combustion turbine |  |  |  |  | 0.52301 | Y
Ravenswood Generating Station | New York | X | X | X | 2500 | UCC001 | 89141 | Combined Cycle |  |  |  | Combined cycle | Y |  |  |  | 0.0062753
Rensselaer Cogen | New York | X | X | X | 54034 | 1GTDBS | 3742 | Combined Cycle |  |  |  | Combined cycle | Y |  |  |  | 0.012
Richard M Flynn (Holtsville) | New York | X | X | X | 7314 | 001 | 3092 | Combined Cycle |  |  |  | Combined cycle |  |  |  |  | 0.030031 | Y
Roseton Generating LLC | New York | X | X | X | 8006 | 1 | 3400 | O/G Steam |  |  |  | Tangentially-fired |  |  |  | 584 | 0.096706
Roseton Generating LLC | New York | X | X | X | 8006 | 2 | 3401 | O/G Steam |  |  |  | Tangentially-fired |  |  |  | 600 | 0.12255
S A Carlson | New York | X | X | X | 2682 | 10 | 1811 | O/G Steam |  |  |  | Dry bottom wall-fired boiler |  |  |  | 15 | 0.056236
S A Carlson | New York | X | X | X | 2682 | 20 | 1814 | O/G Steam |  |  |  | Combined cycle |  |  |  | 42 | 0.13105
S A Carlson | New York | X | X | X | 2682 | 9 | 1815 | O/G Steam |  |  |  | Dry bottom wall-fired boiler |  |  |  | 15 | 0.052943
Saranac Power Partners, LP | New York | X | X | X | 54574 | 00001 | 3780 | Combined Cycle |  |  |  | Combined cycle | Y |  |  |  | 0.012
Saranac Power Partners, LP | New York | X | X | X | 54574 | 00002 | 3781 | Combined Cycle |  |  |  | Combined cycle | Y |  |  |  | 0.012
Selkirk Cogen Partners | New York | X | X | X | 10725 | CTG101 | 3577 | Combined Cycle |  |  |  | Combined cycle | Y |  |  |  | 0.012
Selkirk Cogen Partners | New York | X | X | X | 10725 | CTG201 | 3578 | Combined Cycle |  |  |  | Combined cycle | Y |  |  |  | 0.012
Selkirk Cogen Partners | New York | X | X | X | 10725 | CTG301 | 3579 | Combined Cycle |  |  |  | Combined cycle | Y |  |  |  | 0.012
Shoemaker | New York | X | X | X | 2632 | 1 | 1799 | Combustion Turbine |  |  |  | Combustion turbine |  |  |  |  | 0.40104
Shoreham Energy | New York | X | X | X | 55787 | CT01 | 10134 | Combustion Turbine |  |  |  | Combustion turbine | Y |  |  |  | 0.03
Shoreham Energy | New York | X | X | X | 55787 | CT02 | 10135 | Combustion Turbine |  |  |  | Combustion turbine | Y |  |  |  | 0.03
Somerset Operating Company (Kintigh) | New York | X | X | X | 6082 | 1 | 2761 | Coal Steam | 3 | 2020 | 2023 | Dry bottom wall-fired boiler | Y |  |  | 686 | 0.08 | Y
Sterling Power Plant | New York | X | X | X | 50744 | 00001 | 3692 | Combined Cycle |  |  |  | Combined cycle |  |  |  |  | 0.2265
Syracuse, LLC | New York | X | X | X | 10621 | 1 | 3564 | Combined Cycle |  |  |  | Combined cycle | Y |  |  |  | 0.012
Valley Energy Center | New York | X | X | X | 56940 | 1 | 90434 | Combined Cycle |  |  |  | Combined cycle | Y |  |  |  | 0.0070016
Valley Energy Center | New York | X | X | X | 56940 | 2 | 90435 | Combined Cycle |  |  |  | Combined cycle | Y |  |  |  | 0.0062445
Vernon Boulevard | New York | X | X | X | 7909 | VB01 | 8380 | Combustion Turbine |  |  |  | Combustion turbine | Y |  |  |  | 0.010573
Vernon Boulevard | New York | X | X | X | 7909 | VB02 | 8382 | Combustion Turbine |  |  |  | Combustion turbine | Y |  |  |  | 0.011665
Wading River Facility | New York | X | X | X | 7146 | UGT007 | 2955 | Combustion Turbine |  |  |  | Combustion turbine |  |  |  |  | 0.17468
Wading River Facility | New York | X | X | X | 7146 | UGT008 | 2956 | Combustion Turbine |  |  |  | Combustion turbine |  |  |  |  | 0.21235
Wading River Facility | New York | X | X | X | 7146 | UGT009 | 2957 | Combustion Turbine |  |  |  | Combustion turbine |  |  |  |  | 0.37718
Wading River Facility | New York | X | X | X | 7146 | UGT013 | 2958 | Combustion Turbine |  |  |  | Combustion turbine | Y |  |  |  | 0.03
West Babylon Facility | New York | X | X | X | 2521 | UGT001 | 1753 | Combustion Turbine | 12 | 2020 | 2023 | Combustion turbine |  |  |  |  | 0.585 | Y
AMP-Ohio Gas Turbines Bowling Green | Ohio | X | X | X | 55262 | CT1 | 4361 | Combustion Turbine |  |  |  | Combustion turbine | Y |  |  |  | 0.03
AMP-Ohio Gas Turbines Galion | Ohio | X | X | X | 55263 | CT1 | 4363 | Combustion Turbine |  |  |  | Combustion turbine | Y |  |  |  | 0.03
AMP-Ohio Gas Turbines Napoleon | Ohio | X | X | X | 55264 | CT1 | 4365 | Combustion Turbine |  |  |  | Combustion turbine | Y |  |  |  | 0.03
Avon Lake Power Plant | Ohio | X | X | X | 2836 | 12 | 1906 | Coal Steam | 3 | 2022 | 2023 | Cell burner boiler |  | Y |  | 615 | 0.15749 | Y
Avon Lake Power Plant | Ohio | X | X | X | 2836 | CT10 | 10208 | Combustion Turbine | 3 | 2022 | 2023 | Combustion turbine |  |  |  |  | 1.1993 | Y
Bay Shore | Ohio | X | X | X | 2878 | 1 | 1984 | Coal Steam |  |  |  | Circulating fluidized bed boiler |  |  |  | 136 | 0.050334
Cardinal | Ohio | X | X | X | 2828 | 1 | 1883 | Coal Steam |  |  |  | Cell burner boiler | Y |  |  | 585 | 0.074703
Cardinal | Ohio | X | X | X | 2828 | 2 | 1884 | Coal Steam |  |  |  | Cell burner boiler | Y |  |  | 585 | 0.070061
Cardinal | Ohio | X | X | X | 2828 | 3 | 1885 | Coal Steam | 12 | 2028 | 2029 | Dry bottom wall-fired boiler | Y |  |  | 620 | 0.059279
Carroll County Energy | Ohio | X | X | X | 59773 | 1 | 91034 | Combined Cycle |  |  |  | Combined cycle | Y |  |  |  | 0.0053355
Carroll County Energy | Ohio | X | X | X | 59773 | 2 | 91033 | Combined Cycle |  |  |  | Combined cycle | Y |  |  |  | 0.0057455
Clean Energy Future - Lordstown, LLC | Ohio | X | X | X | 60376 | 1 | 91109 | Combined Cycle |  |  |  | Combined cycle | Y |  |  |  | 0.0059141
Clean Energy Future - Lordstown, LLC | Ohio | X | X | X | 60376 | 2 | 91110 | Combined Cycle |  |  |  | Combined cycle | Y |  |  |  | 0.0059803
Darby Electric Generating Station | Ohio | X | X | X | 55247 | CT1 | 4313 | Combustion Turbine |  |  |  | Combustion turbine |  |  |  |  | 0.10765
Darby Electric Generating Station | Ohio | X | X | X | 55247 | CT2 | 4314 | Combustion Turbine |  |  |  | Combustion turbine |  |  |  |  | 0.10925
Darby Electric Generating Station | Ohio | X | X | X | 55247 | CT3 | 4315 | Combustion Turbine |  |  |  | Combustion turbine |  |  |  |  | 0.10703
Darby Electric Generating Station | Ohio | X | X | X | 55247 | CT4 | 4316 | Combustion Turbine |  |  |  | Combustion turbine |  |  |  |  | 0.098622
Darby Electric Generating Station | Ohio | X | X | X | 55247 | CT5 | 4317 | Combustion Turbine |  |  |  | Combustion turbine |  |  |  |  | 0.10324
Darby Electric Generating Station | Ohio | X | X | X | 55247 | CT6 | 4318 | Combustion Turbine |  |  |  | Combustion turbine |  |  |  |  | 0.10719
Dicks Creek Power Company LLC | Ohio | X | X | X | 2831 | 1 | 9185 | Combustion Turbine |  |  |  | Combustion turbine |  |  |  |  | 0.7
Dresden Energy Facility | Ohio | X | X | X | 55350 | 1A | 8528 | Combined Cycle |  |  |  | Combined cycle | Y |  |  |  | 0.011102
Dresden Energy Facility | Ohio | X | X | X | 55350 | 1B | 8530 | Combined Cycle |  |  |  | Combined cycle | Y |  |  |  | 0.012
Eastlake | Ohio | X | X | X | 2837 | 6 | 10209 | Combustion Turbine |  |  | 2023 | Combustion turbine |  |  |  |  | 1.2 | Y
Frank M Tait Station | Ohio | X | X | X | 2847 | 1 | 1928 | Combustion Turbine |  |  |  | Combustion turbine |  |  |  |  | 0.092449
Frank M Tait Station | Ohio | X | X | X | 2847 | 2 | 1929 | Combustion Turbine |  |  |  | Combustion turbine |  |  |  |  | 0.098809
Frank M Tait Station | Ohio | X | X | X | 2847 | 3 | 1930 | Combustion Turbine |  |  |  | Combustion turbine |  |  |  |  | 0.07383
Fremont Energy Center | Ohio | X | X | X | 55701 | CT01 | 8962 | Combined Cycle |  |  |  | Combined cycle | Y |  |  |  | 0.010442
Fremont Energy Center | Ohio | X | X | X | 55701 | CT02 | 8964 | Combined Cycle |  |  |  | Combined cycle | Y |  |  |  | 0.010655
Gen J M Gavin | Ohio | X | X | X | 8102 | 1 | 3461 | Coal Steam |  |  |  | Cell burner boiler | Y |  |  | 1348 | 0.08
Gen J M Gavin | Ohio | X | X | X | 8102 | 2 | 3462 | Coal Steam |  |  |  | Cell burner boiler | Y |  |  | 1361 | 0.08
Greenville Electric Gen Station | Ohio | X | X | X | 55228 | G1CT1 | 4212 | Combustion Turbine |  |  |  | Combustion turbine |  |  |  |  | 0.088419
Greenville Electric Gen Station | Ohio | X | X | X | 55228 | G1CT2 | 4213 | Combustion Turbine |  |  |  | Combustion turbine |  |  |  |  | 0.089494
Greenville Electric Gen Station | Ohio | X | X | X | 55228 | G2CT1 | 4214 | Combustion Turbine |  |  |  | Combustion turbine |  |  |  |  | 0.08863
Greenville Electric Gen Station | Ohio | X | X | X | 55228 | G2CT2 | 4215 | Combustion Turbine |  |  |  | Combustion turbine |  |  |  |  | 0.08931
Greenville Electric Gen Station | Ohio | X | X | X | 55228 | G3CT1 | 4216 | Combustion Turbine |  |  |  | Combustion turbine |  |  |  |  | 0.089445
Greenville Electric Gen Station | Ohio | X | X | X | 55228 | G3CT2 | 4217 | Combustion Turbine |  |  |  | Combustion turbine |  |  |  |  | 0.089196
Greenville Electric Gen Station | Ohio | X | X | X | 55228 | G4CT1 | 4218 | Combustion Turbine |  |  |  | Combustion turbine |  |  |  |  | 0.086592
Greenville Electric Gen Station | Ohio | X | X | X | 55228 | G4CT2 | 4219 | Combustion Turbine |  |  |  | Combustion turbine |  |  |  |  | 0.087573
Hamilton Municipal Power Plant | Ohio | X | X | X | 2917 | 9 | 1994 | O/G Steam | 9 | 2021 | 2023 | Tangentially-fired |  |  |  | 51 | 0.03 | Y
Hanging Rock Power Company LLC | Ohio | X | X | X | 55736 | CTG1 | 9079 | Combined Cycle |  |  |  | Combined cycle | Y |  |  |  | 0.008636
Hanging Rock Power Company LLC | Ohio | X | X | X | 55736 | CTG2 | 9080 | Combined Cycle |  |  |  | Combined cycle | Y |  |  |  | 0.0089444
Hanging Rock Power Company LLC | Ohio | X | X | X | 55736 | CTG3 | 9081 | Combined Cycle |  |  |  | Combined cycle | Y |  |  |  | 0.0095907
Hanging Rock Power Company LLC | Ohio | X | X | X | 55736 | CTG4 | 9082 | Combined Cycle |  |  |  | Combined cycle | Y |  |  |  | 0.0085413
Kyger Creek | Ohio | X | X | X | 2876 | 1 | 1971 | Coal Steam |  |  |  | Wet bottom wall-fired boiler | Y |  | Y | 194 | 0.064134
Kyger Creek | Ohio | X | X | X | 2876 | 2 | 1972 | Coal Steam |  |  |  | Wet bottom wall-fired boiler | Y |  | Y | 192 | 0.061746
Kyger Creek | Ohio | X | X | X | 2876 | 3 | 1973 | Coal Steam |  |  |  | Wet bottom wall-fired boiler | Y |  | Y | 192 | 0.065376
Kyger Creek | Ohio | X | X | X | 2876 | 4 | 1974 | Coal Steam |  |  |  | Wet bottom wall-fired boiler | Y |  | Y | 192 | 0.065256
Kyger Creek | Ohio | X | X | X | 2876 | 5 | 1975 | Coal Steam |  |  |  | Wet bottom wall-fired boiler | Y |  | Y | 192 | 0.065481
Madison Generating Station | Ohio | X | X | X | 55110 | 1 | 3912 | Combustion Turbine |  |  |  | Combustion turbine |  |  |  |  | 0.028695
Madison Generating Station | Ohio | X | X | X | 55110 | 2 | 3913 | Combustion Turbine |  |  |  | Combustion turbine |  |  |  |  | 0.033391
Madison Generating Station | Ohio | X | X | X | 55110 | 3 | 3914 | Combustion Turbine |  |  |  | Combustion turbine |  |  |  |  | 0.033615
Madison Generating Station | Ohio | X | X | X | 55110 | 4 | 3915 | Combustion Turbine |  |  |  | Combustion turbine |  |  |  |  | 0.039087
Madison Generating Station | Ohio | X | X | X | 55110 | 5 | 3916 | Combustion Turbine |  |  |  | Combustion turbine |  |  |  |  | 0.033414
Madison Generating Station | Ohio | X | X | X | 55110 | 6 | 3917 | Combustion Turbine |  |  |  | Combustion turbine |  |  |  |  | 0.033332
Madison Generating Station | Ohio | X | X | X | 55110 | 7 | 3918 | Combustion Turbine |  |  |  | Combustion turbine |  |  |  |  | 0.032438
Madison Generating Station | Ohio | X | X | X | 55110 | 8 | 3919 | Combustion Turbine |  |  |  | Combustion turbine |  |  |  |  | 0.034538
Miami Fort Power Station | Ohio | X | X | X | 2832 | 6 | 1894 | Coal Steam |  |  | 2023 | Tangentially-fired |  |  |  | 163 | 0.05 | Y
Miami Fort Power Station | Ohio | X | X | X | 2832 | 7 | 1895 | Coal Steam | 12 | 2027 | 2028 | Cell burner boiler | Y |  |  | 510 | 0.066559
Miami Fort Power Station | Ohio | X | X | X | 2832 | 8 | 1896 | Coal Steam | 12 | 2027 | 2028 | Dry bottom wall-fired boiler | Y |  |  | 510 | 0.08
Middletown Energy Center | Ohio | X | X | X | 59326 | 1 | 91013 | Combined Cycle |  |  |  | Combined cycle | Y |  |  |  | 0.0061259
Niles | Ohio | X | X | X | 2861 | CTA | 9278 | Combustion Turbine |  |  |  | Combustion turbine |  |  |  |  | 1.1999
O H Hutchings | Ohio | X | X | X | 2848 | H-7 | 88237 | Combustion Turbine |  |  |  | Combustion turbine |  |  |  |  | 0.69997
Omega JV2 Bowling Green | Ohio | X | X | X | 7783 | P001 | 3226 | Combustion Turbine |  |  |  | Combustion turbine |  |  |  |  | 0.69995
Omega JV2 Hamilton | Ohio | X | X | X | 7782 | P001 | 3225 | Combustion Turbine |  |  |  | Combustion turbine |  |  |  |  | 0.7
Oregon Clean Energy Center | Ohio | X | X | X | 59764 | 01 | 90998 | Combined Cycle |  |  |  | Combined cycle | Y |  |  |  | 0.0055614
Oregon Clean Energy Center | Ohio | X | X | X | 59764 | 02 | 90999 | Combined Cycle |  |  |  | Combined cycle | Y |  |  |  | 0.0057622
Richland Peaking Station | Ohio | X | X | X | 2880 | CTG4 | 1988 | Combustion Turbine |  |  |  | Combustion turbine |  |  |  |  | 0.086257
Richland Peaking Station | Ohio | X | X | X | 2880 | CTG5 | 1989 | Combustion Turbine |  |  |  | Combustion turbine |  |  |  |  | 0.084489
Richland Peaking Station | Ohio | X | X | X | 2880 | CTG6 | 1990 | Combustion Turbine |  |  |  | Combustion turbine |  |  |  |  | 0.089288
Robert P Mone | Ohio | X | X | X | 7872 | 1 | 3336 | Combustion Turbine |  |  |  | Combustion turbine |  |  |  |  | 0.091183
Robert P Mone | Ohio | X | X | X | 7872 | 2 | 3337 | Combustion Turbine |  |  |  | Combustion turbine |  |  |  |  | 0.091695
Robert P Mone | Ohio | X | X | X | 7872 | 3 | 3338 | Combustion Turbine |  |  |  | Combustion turbine |  |  |  |  | 0.099403
Rolling Hills Generating LLC | Ohio | X | X | X | 55401 | CT-1 | 4669 | Combustion Turbine |  |  |  | Combustion turbine |  |  |  |  | 0.034183
Rolling Hills Generating LLC | Ohio | X | X | X | 55401 | CT-2 | 4670 | Combustion Turbine |  |  |  | Combustion turbine |  |  |  |  | 0.044496
Rolling Hills Generating LLC | Ohio | X | X | X | 55401 | CT-3 | 4671 | Combustion Turbine |  |  |  | Combustion turbine |  |  |  |  | 0.045152
Rolling Hills Generating LLC | Ohio | X | X | X | 55401 | CT-4 | 4672 | Combustion Turbine |  |  |  | Combustion turbine |  |  |  |  | 0.043981
Rolling Hills Generating LLC | Ohio | X | X | X | 55401 | CT-5 | 4673 | Combustion Turbine |  |  |  | Combustion turbine |  |  |  |  | 0.043485
Tait Electric Generating Station | Ohio | X | X | X | 55248 | CT4 | 4319 | Combustion Turbine |  |  |  | Combustion turbine |  |  |  |  | 0.070131
Tait Electric Generating Station | Ohio | X | X | X | 55248 | CT5 | 4320 | Combustion Turbine |  |  |  | Combustion turbine |  |  |  |  | 0.068984
Tait Electric Generating Station | Ohio | X | X | X | 55248 | CT6 | 4321 | Combustion Turbine |  |  |  | Combustion turbine |  |  |  |  | 0.060534
Tait Electric Generating Station | Ohio | X | X | X | 55248 | CT7 | 4322 | Combustion Turbine |  |  |  | Combustion turbine |  |  |  |  | 0.077264
Troy Energy, LLC | Ohio | X | X | X | 55348 | 1 | 4535 | Combustion Turbine |  |  |  | Combustion turbine |  |  |  |  | 0.033031
Troy Energy, LLC | Ohio | X | X | X | 55348 | 2 | 4536 | Combustion Turbine |  |  |  | Combustion turbine |  |  |  |  | 0.034716
Troy Energy, LLC | Ohio | X | X | X | 55348 | 3 | 4537 | Combustion Turbine |  |  |  | Combustion turbine |  |  |  |  | 0.034687
Troy Energy, LLC | Ohio | X | X | X | 55348 | 4 | 4538 | Combustion Turbine |  |  |  | Combustion turbine |  |  |  |  | 0.02971
W H Sammis | Ohio | X | X | X | 2866 | 5 | 1960 | Coal Steam | 6 | 2023 | 2024 | Dry bottom wall-fired boiler |  | Y | Y | 290 | 0.094874 | Y
W H Sammis | Ohio | X | X | X | 2866 | 6 | 1961 | Coal Steam | 6 | 2023 | 2024 | Dry bottom wall-fired boiler | Y |  | Y | 600 | 0.082491 | Y
W H Sammis | Ohio | X | X | X | 2866 | 7 | 1962 | Coal Steam | 6 | 2023 | 2024 | Cell burner boiler | Y |  | Y | 600 | 0.081929 | Y
W H Zimmer Generating Station | Ohio | X | X | X | 6019 | 1 | 2683 | Coal Steam | 5 | 2022 | 2023 | Dry bottom wall-fired boiler | Y |  |  | 1305 | 0.08 | Y
Washington Power Company LLC | Ohio | X | X | X | 55397 | CT1 | 9212 | Combined Cycle |  |  |  | Combined cycle | Y |  |  |  | 0.010587
Washington Power Company LLC | Ohio | X | X | X | 55397 | CT2 | 9213 | Combined Cycle |  |  |  | Combined cycle | Y |  |  |  | 0.010551
Waterford Plant | Ohio | X | X | X | 55503 | 1 | 8620 | Combined Cycle |  |  |  | Combined cycle | Y |  |  |  | 0.0096189
Waterford Plant | Ohio | X | X | X | 55503 | 2 | 8622 | Combined Cycle |  |  |  | Combined cycle | Y |  |  |  | 0.0098278
Waterford Plant | Ohio | X | X | X | 55503 | 3 | 8624 | Combined Cycle |  |  |  | Combined cycle | Y |  |  |  | 0.009918
West Lorain | Ohio | X | X | X | 2869 | 1A | 9279 | Combustion Turbine |  |  |  | Combustion turbine |  |  |  |  | 0.57219
West Lorain | Ohio | X | X | X | 2869 | 1B | 9280 | Combustion Turbine |  |  |  | Combustion turbine |  |  |  |  | 0.57197
West Lorain | Ohio | X | X | X | 2869 | 2 | 8316 | Combustion Turbine |  |  |  | Combustion turbine |  |  |  |  | 0.02398
West Lorain | Ohio | X | X | X | 2869 | 3 | 8318 | Combustion Turbine |  |  |  | Combustion turbine |  |  |  |  | 0.024168
West Lorain | Ohio | X | X | X | 2869 | 4 | 8320 | Combustion Turbine |  |  |  | Combustion turbine |  |  |  |  | 0.028617
West Lorain | Ohio | X | X | X | 2869 | 5 | 8322 | Combustion Turbine |  |  |  | Combustion turbine |  |  |  |  | 0.026122
West Lorain | Ohio | X | X | X | 2869 | 6 | 8324 | Combustion Turbine |  |  |  | Combustion turbine |  |  |  |  | 0.028448
Woodsdale | Ohio | X | X | X | 7158 | **GT1 | 2973 | Combustion Turbine |  |  |  | Combustion turbine |  |  |  |  | 0.12164
Woodsdale | Ohio | X | X | X | 7158 | **GT2 | 2977 | Combustion Turbine |  |  |  | Combustion turbine |  |  |  |  | 0.13476
Woodsdale | Ohio | X | X | X | 7158 | **GT3 | 2978 | Combustion Turbine |  |  |  | Combustion turbine |  |  |  |  | 0.11218
Woodsdale | Ohio | X | X | X | 7158 | **GT4 | 2979 | Combustion Turbine |  |  |  | Combustion turbine |  |  |  |  | 0.14145
Woodsdale | Ohio | X | X | X | 7158 | **GT5 | 2980 | Combustion Turbine |  |  |  | Combustion turbine |  |  |  |  | 0.12055
Woodsdale | Ohio | X | X | X | 7158 | **GT6 | 2981 | Combustion Turbine |  |  |  | Combustion turbine |  |  |  |  | 0.10977
Anadarko | Oklahoma |  | X | X | 3006 | 10 | 90430 | Combustion Turbine |  |  |  | Combustion turbine |  |  |  |  | 0.087584
Anadarko | Oklahoma |  | X | X | 3006 | 11 | 90431 | Combustion Turbine |  |  |  | Combustion turbine |  |  |  |  | 0.088744
Anadarko | Oklahoma |  | X | X | 3006 | 3 | 2028 | O/G Steam |  |  |  | Dry bottom wall-fired boiler |  |  |  | 44 | 0.083357
Anadarko | Oklahoma |  | X | X | 3006 | 4 | 90966 | Combined Cycle |  |  |  | Combined cycle |  |  |  |  | 0.022941
Anadarko | Oklahoma |  | X | X | 3006 | 5 | 90967 | Combined Cycle |  |  |  | Combined cycle |  |  |  |  | 0.024198
Anadarko | Oklahoma |  | X | X | 3006 | 6 | 90968 | Combined Cycle |  |  |  | Combined cycle |  |  |  |  | 0.023649
Anadarko | Oklahoma |  | X | X | 3006 | 7 | 8326 | Combustion Turbine |  |  |  | Combustion turbine |  |  |  |  | 0.087121
Anadarko | Oklahoma |  | X | X | 3006 | 8 | 8328 | Combustion Turbine |  |  |  | Combustion turbine |  |  |  |  | 0.088439
Anadarko | Oklahoma |  | X | X | 3006 | 9 | 90429 | Combustion Turbine |  |  |  | Combustion turbine |  |  |  |  | 0.088073
Charles D Lamb Energy Center | Oklahoma |  | X | X | 58325 | 1 | 90933 | Combustion Turbine |  |  |  | Combustion turbine |  |  |  |  | 0.033612
Chouteau Power Plant | Oklahoma |  | X | X | 7757 | 1 | 3155 | Combined Cycle |  |  |  | Combined cycle | Y |  |  |  | 0.012
Chouteau Power Plant | Oklahoma |  | X | X | 7757 | 2 | 3156 | Combined Cycle |  |  |  | Combined cycle | Y |  |  |  | 0.012
Chouteau Power Plant | Oklahoma |  | X | X | 7757 | 3 | 90617 | Combined Cycle |  |  |  | Combined cycle | Y |  |  |  | 0.0054172
Chouteau Power Plant | Oklahoma |  | X | X | 7757 | 4 | 90618 | Combined Cycle |  |  |  | Combined cycle | Y |  |  |  | 0.0052509
Comanche (8059) | Oklahoma |  | X | X | 8059 | 7251 | 3452 | Combined Cycle |  |  |  | Combined cycle |  |  |  |  | 0.021096
Comanche (8059) | Oklahoma |  | X | X | 8059 | 7252 | 3453 | Combined Cycle |  |  |  | Combined cycle |  |  |  |  | 0.028995
Frontier Generating Station | Oklahoma |  | X | X | 50558 | CC01 | 90991 | Combined Cycle |  |  |  | Combined cycle |  |  |  |  | 0.10915
Grand River Dam Authority | Oklahoma |  | X | X | 165 | 1 | 95 | O/G Steam | 12 | 2020 | 2023 | Dry bottom wall-fired boiler |  |  |  | 40 | 0.079208 | Y
Grand River Dam Authority | Oklahoma |  | X | X | 165 | 2 | 96 | Coal Steam |  |  |  | Dry bottom wall-fired boiler |  |  |  | 492 | 0.10096
Grand River Dam Authority | Oklahoma |  | X | X | 165 | 3 | 91186 | Combined Cycle |  |  |  | Combined cycle | Y |  |  |  | 0.012
Green Country Energy, LLC | Oklahoma |  | X | X | 55146 | CTGEN1 | 4006 | Combined Cycle |  |  |  | Combined cycle | Y |  |  |  | 0.012
Green Country Energy, LLC | Oklahoma |  | X | X | 55146 | CTGEN2 | 4007 | Combined Cycle |  |  |  | Combined cycle | Y |  |  |  | 0.012
Green Country Energy, LLC | Oklahoma |  | X | X | 55146 | CTGEN3 | 4008 | Combined Cycle |  |  |  | Combined cycle | Y |  |  |  | 0.012
Horseshoe Lake | Oklahoma |  | X | X | 2951 | 10 | 1999 | Combustion Turbine |  |  |  | Combustion turbine |  |  |  |  | 0.093481
Horseshoe Lake | Oklahoma |  | X | X | 2951 | 6 | 2000 | O/G Steam | 12 | 2023 | 2024 | Dry bottom wall-fired boiler |  |  |  | 163 | 0.13546 | Y
Horseshoe Lake | Oklahoma |  | X | X | 2951 | 7 | 2001 | O/G Steam |  |  |  | Combined cycle |  |  |  | 211 | 0.092134
Horseshoe Lake | Oklahoma |  | X | X | 2951 | 8 | 2002 | O/G Steam |  |  |  | Tangentially-fired |  |  |  | 403 | 0.10969
Horseshoe Lake | Oklahoma |  | X | X | 2951 | 9 | 2003 | Combustion Turbine |  |  |  | Combustion turbine |  |  |  |  | 0.095679
Hugo | Oklahoma |  | X | X | 6772 | 1 | 2908 | Coal Steam |  |  |  | Dry bottom wall-fired boiler |  |  |  | 440 | 0.11448
McClain Energy Facility | Oklahoma |  | X | X | 55457 | CT1 | 4808 | Combined Cycle |  |  |  | Combined cycle |  |  |  |  | 0.027056
McClain Energy Facility | Oklahoma |  | X | X | 55457 | CT2 | 4809 | Combined Cycle |  |  |  | Combined cycle |  |  |  |  | 0.027712
Mooreland | Oklahoma |  | X | X | 3008 | 1 | 2029 | O/G Steam |  |  |  | Dry bottom wall-fired boiler |  |  |  | 50 | 0.5048
Mooreland | Oklahoma |  | X | X | 3008 | 2 | 2030 | O/G Steam |  |  |  | Dry bottom wall-fired boiler |  |  |  | 132 | 0.15912
Mooreland | Oklahoma |  | X | X | 3008 | 3 | 2031 | O/G Steam |  |  |  | Dry bottom wall-fired boiler |  |  |  | 140 | 0.13078
Muskogee | Oklahoma |  | X | X | 2952 | 4 | 2005 | O/G Steam |  |  |  | Tangentially-fired |  |  |  | 493 | 0.091576
Muskogee | Oklahoma |  | X | X | 2952 | 5 | 2006 | O/G Steam |  |  |  | Tangentially-fired |  |  |  | 498 | 0.1026
Muskogee | Oklahoma |  | X | X | 2952 | 6 | 2007 | Coal Steam |  |  |  | Tangentially-fired |  |  |  | 503 | 0.1245
Mustang | Oklahoma |  | X | X | 2953 | T10 | 91175 | Combustion Turbine |  |  |  | Combustion turbine |  |  |  |  | 0.064384
Mustang | Oklahoma |  | X | X | 2953 | T11 | 91176 | Combustion Turbine |  |  |  | Combustion turbine |  |  |  |  | 0.07872
Mustang | Oklahoma |  | X | X | 2953 | T12 | 91177 | Combustion Turbine |  |  |  | Combustion turbine |  |  |  |  | 0.081805
Mustang | Oklahoma |  | X | X | 2953 | T6 | 91171 | Combustion Turbine |  |  |  | Combustion turbine |  |  |  |  | 0.06981
Mustang | Oklahoma |  | X | X | 2953 | T7 | 91172 | Combustion Turbine |  |  |  | Combustion turbine |  |  |  |  | 0.082971
Mustang | Oklahoma |  | X | X | 2953 | T8 | 91173 | Combustion Turbine |  |  |  | Combustion turbine |  |  |  |  | 0.073252
Mustang | Oklahoma |  | X | X | 2953 | T9 | 91174 | Combustion Turbine |  |  |  | Combustion turbine |  |  |  |  | 0.07729
Northeastern | Oklahoma |  | X | X | 2963 | 3301A | 2016 | Combined Cycle |  |  |  | Combined cycle |  |  |  |  | 0.036945
Northeastern | Oklahoma |  | X | X | 2963 | 3301B | 2017 | Combined Cycle |  |  |  | Combined cycle |  |  |  |  | 0.032708
Northeastern | Oklahoma |  | X | X | 2963 | 3302 | 2018 | O/G Steam |  |  |  | Cell burner boiler |  |  |  | 462 | 0.11017
Northeastern | Oklahoma |  | X | X | 2963 | 3313 | 2019 | Coal Steam | 12 | 2026 | 2027 | Tangentially-fired |  |  |  | 313 | 0.087873
Oneta Energy Center | Oklahoma |  | X | X | 55225 | CTG-1 | 4187 | Combined Cycle |  |  |  | Combined cycle |  |  |  |  | 0.038817
Oneta Energy Center | Oklahoma |  | X | X | 55225 | CTG-2 | 4188 | Combined Cycle |  |  |  | Combined cycle |  |  |  |  | 0.035326
Oneta Energy Center | Oklahoma |  | X | X | 55225 | CTG-3 | 4189 | Combined Cycle |  |  |  | Combined cycle |  |  |  |  | 0.035798
Oneta Energy Center | Oklahoma |  | X | X | 55225 | CTG-4 | 4190 | Combined Cycle |  |  |  | Combined cycle |  |  |  |  | 0.034595
Ponca | Oklahoma |  | X | X | 762 | 2 | 565 | O/G Steam |  |  |  | Dry bottom wall-fired boiler |  |  |  | 34 | 0.1287 | Y
Ponca | Oklahoma |  | X | X | 762 | 3 | 566 | Combined Cycle |  |  |  | Combined cycle |  |  |  |  | 0.082145
Ponca | Oklahoma |  | X | X | 762 | 4 | 89334 | Combustion Turbine |  |  |  | Combustion turbine |  |  |  |  | 0.065803
Redbud Power Plant | Oklahoma |  | X | X | 55463 | CT-01 | 4817 | Combined Cycle |  |  |  | Combined cycle | Y |  |  |  | 0.011903
Redbud Power Plant | Oklahoma |  | X | X | 55463 | CT-02 | 4818 | Combined Cycle |  |  |  | Combined cycle | Y |  |  |  | 0.012
Redbud Power Plant | Oklahoma |  | X | X | 55463 | CT-03 | 4819 | Combined Cycle |  |  |  | Combined cycle | Y |  |  |  | 0.012
Redbud Power Plant | Oklahoma |  | X | X | 55463 | CT-04 | 4820 | Combined Cycle |  |  |  | Combined cycle | Y |  |  |  | 0.011604
River Valley | Oklahoma |  | X | X | 10671 | 1A | 90961 | Coal Steam |  |  |  | Circulating fluidized bed boiler |  |  | Y | 80 | 0.11444
River Valley | Oklahoma |  | X | X | 10671 | 1B | 90962 | Coal Steam |  |  |  | Circulating fluidized bed boiler |  |  | Y | 80 | 0.11603
River Valley | Oklahoma |  | X | X | 10671 | 2A | 90963 | Coal Steam |  |  |  | Circulating fluidized bed boiler |  |  | Y | 80 | 0.11398
River Valley | Oklahoma |  | X | X | 10671 | 2B | 90964 | Coal Steam |  |  |  | Circulating fluidized bed boiler |  |  | Y | 80 | 0.11155
Riverside (4940) | Oklahoma |  | X | X | 4940 | 1501 | 2660 | O/G Steam |  |  |  | Dry bottom wall-fired boiler |  |  |  | 454 | 0.24138
Riverside (4940) | Oklahoma |  | X | X | 4940 | 1502 | 2661 | O/G Steam |  |  |  | Dry bottom wall-fired boiler |  |  |  | 455 | 0.15297
Riverside (4940) | Oklahoma |  | X | X | 4940 | 1503 | 91251 | Combustion Turbine |  |  |  | Combustion turbine |  |  |  |  | 0.24368
Riverside (4940) | Oklahoma |  | X | X | 4940 | 1504 | 91252 | Combustion Turbine |  |  |  | Combustion turbine |  |  |  |  | 0.16799
Seminole (2956) | Oklahoma |  | X | X | 2956 | 1 | 2012 | O/G Steam |  |  |  | Dry bottom wall-fired boiler |  |  |  | 426 | 0.083101
Seminole (2956) | Oklahoma |  | X | X | 2956 | 2 | 2013 | O/G Steam |  |  |  | Dry bottom wall-fired boiler |  |  |  | 425 | 0.066387
Seminole (2956) | Oklahoma |  | X | X | 2956 | 3 | 2014 | O/G Steam |  |  |  | Dry bottom wall-fired boiler |  |  |  | 464 | 0.073878
Sooner | Oklahoma |  | X | X | 6095 | 1 | 2773 | Coal Steam |  |  |  | Tangentially-fired |  |  |  | 520 | 0.090414
Sooner | Oklahoma |  | X | X | 6095 | 2 | 2774 | Coal Steam |  |  |  | Tangentially-fired |  |  |  | 520 | 0.091688
Southwestern | Oklahoma |  | X | X | 2964 | 8002 | 2021 | O/G Steam |  |  |  | Dry bottom wall-fired boiler |  |  |  | 78 | 0.27902
Southwestern | Oklahoma |  | X | X | 2964 | 8003 | 2022 | O/G Steam |  |  |  | Cell burner boiler |  |  |  | 295 | 0.16943
Southwestern | Oklahoma |  | X | X | 2964 | 8004 | 91253 | Combustion Turbine |  |  |  | Combustion turbine |  |  |  |  | 0.11739
Southwestern | Oklahoma |  | X | X | 2964 | 8005 | 91254 | Combustion Turbine |  |  |  | Combustion turbine |  |  |  |  | 0.10716
Southwestern | Oklahoma |  | X | X | 2964 | 801N | 2023 | O/G Steam | 6 | 2023 | 2024 | Dry bottom wall-fired boiler |  |  |  | 39 | 0.10159 | Y
Southwestern | Oklahoma |  | X | X | 2964 | 801S | 2024 | O/G Steam | 6 | 2023 | 2024 | Dry bottom wall-fired boiler |  |  |  | 39 | 0.19002 | Y
Spring Creek Power Plant | Oklahoma |  | X | X | 55651 | CT-01 | 5035 | Combustion Turbine |  |  |  | Combustion turbine |  |  |  |  | 0.027998
Spring Creek Power Plant | Oklahoma |  | X | X | 55651 | CT-02 | 5036 | Combustion Turbine |  |  |  | Combustion turbine |  |  |  |  | 0.023364
Spring Creek Power Plant | Oklahoma |  | X | X | 55651 | CT-03 | 5037 | Combustion Turbine |  |  |  | Combustion turbine |  |  |  |  | 0.026006
Spring Creek Power Plant | Oklahoma |  | X | X | 55651 | CT-04 | 5038 | Combustion Turbine |  |  |  | Combustion turbine |  |  |  |  | 0.025767
Tenaska Kiamichi Generating Station | Oklahoma |  | X | X | 55501 | CTGDB1 | 4899 | Combined Cycle |  |  |  | Combined cycle |  |  |  |  | 0.029128
Tenaska Kiamichi Generating Station | Oklahoma |  | X | X | 55501 | CTGDB2 | 4900 | Combined Cycle |  |  |  | Combined cycle |  |  |  |  | 0.031662
Tenaska Kiamichi Generating Station | Oklahoma |  | X | X | 55501 | CTGDB3 | 4901 | Combined Cycle |  |  |  | Combined cycle |  |  |  |  | 0.032168
Tenaska Kiamichi Generating Station | Oklahoma |  | X | X | 55501 | CTGDB4 | 4902 | Combined Cycle |  |  |  | Combined cycle |  |  |  |  | 0.029823
Tinker | Oklahoma |  | X | X | 63628 | 5A-1 | 90979 | Combustion Turbine | 12 | 2025 | 2026 | Combustion turbine |  |  |  |  | 0.70072 | Y
Tinker | Oklahoma |  | X | X | 63628 | 5A-2 | 90980 | Combustion Turbine | 12 | 2025 | 2026 | Combustion turbine |  |  |  |  | 0.69988 | Y
Tinker | Oklahoma |  | X | X | 63628 | 5B-1 | 90981 | Combustion Turbine | 12 | 2025 | 2026 | Combustion turbine |  |  |  |  | 0.70116 | Y
Tinker | Oklahoma |  | X | X | 63628 | 5B-2 | 90982 | Combustion Turbine | 12 | 2025 | 2026 | Combustion turbine |  |  |  |  | 0.69991 | Y
Tulsa | Oklahoma |  | X | X | 2965 | 1402 | 2025 | O/G Steam |  |  |  | Dry bottom wall-fired boiler |  |  |  | 150 | 0.27027
Tulsa | Oklahoma |  | X | X | 2965 | 1404 | 2027 | O/G Steam |  |  |  | Dry bottom wall-fired boiler |  |  |  | 155 | 0.2082
Weleetka | Oklahoma |  | X | X | 2966 | 4 | 90969 | Combustion Turbine | 1 | 2025 | 2025 | Combustion turbine |  |  |  |  | 0.69996 | Y
Weleetka | Oklahoma |  | X | X | 2966 | 5 | 90970 | Combustion Turbine | 1 | 2025 | 2025 | Combustion turbine |  |  |  |  | 0.70003 | Y
Armstrong Power, LLC | Pennsylvania | X | X | X | 55347 | 1 | 4531 | Combustion Turbine |  |  |  | Combustion turbine |  |  |  |  | 0.030016
Armstrong Power, LLC | Pennsylvania | X | X | X | 55347 | 2 | 4532 | Combustion Turbine |  |  |  | Combustion turbine |  |  |  |  | 0.028514
Armstrong Power, LLC | Pennsylvania | X | X | X | 55347 | 3 | 4533 | Combustion Turbine |  |  |  | Combustion turbine |  |  |  |  | 0.029282
Armstrong Power, LLC | Pennsylvania | X | X | X | 55347 | 4 | 4534 | Combustion Turbine |  |  |  | Combustion turbine |  |  |  |  | 0.029061
Bethlehem Power Plant | Pennsylvania | X | X | X | 55690 | 1 | 8894 | Combined Cycle |  |  |  | Combined cycle | Y |  |  |  | 0.0041543
Bethlehem Power Plant | Pennsylvania | X | X | X | 55690 | 2 | 8896 | Combined Cycle |  |  |  | Combined cycle | Y |  |  |  | 0.004558
Bethlehem Power Plant | Pennsylvania | X | X | X | 55690 | 3 | 8898 | Combined Cycle |  |  |  | Combined cycle | Y |  |  |  | 0.0044322
Bethlehem Power Plant | Pennsylvania | X | X | X | 55690 | 5 | 8902 | Combined Cycle |  |  |  | Combined cycle | Y |  |  |  | 0.0041645
Bethlehem Power Plant | Pennsylvania | X | X | X | 55690 | 6 | 8904 | Combined Cycle |  |  |  | Combined cycle | Y |  |  |  | 0.0041132
Bethlehem Power Plant | Pennsylvania | X | X | X | 55690 | 7 | 8906 | Combined Cycle |  |  |  | Combined cycle | Y |  |  |  | 0.0043935
Birdsboro Power | Pennsylvania | X | X | X | 61035 | 01 | 91213 | Combined Cycle |  |  |  | Combined cycle | Y |  |  |  | 0.0062608
Brunner Island, LLC | Pennsylvania | X | X | X | 3140 | 1 | 2100 | O/G Steam |  |  |  | Tangentially-fired |  |  | Y | 306 | 0.076903
Brunner Island, LLC | Pennsylvania | X | X | X | 3140 | 2 | 2101 | O/G Steam |  |  |  | Tangentially-fired |  |  | Y | 363 | 0.07394
Brunner Island, LLC | Pennsylvania | X | X | X | 3140 | 3 | 2102 | O/G Steam |  |  |  | Tangentially-fired |  |  |  | 742 | 0.074235
Brunot Island Power Station | Pennsylvania | X | X | X | 3096 | 2A | 2032 | Combined Cycle |  |  |  | Combined cycle | Y |  |  |  | 0.012
Brunot Island Power Station | Pennsylvania | X | X | X | 3096 | 2B | 2033 | Combined Cycle |  |  |  | Combined cycle | Y |  |  |  | 0.012
Brunot Island Power Station | Pennsylvania | X | X | X | 3096 | 3 | 2034 | Combined Cycle |  |  |  | Combined cycle | Y |  |  |  | 0.012
CPV Fairview, LLC | Pennsylvania | X | X | X | 60589 | CT-1 | 91312 | Combined Cycle |  |  |  | Combined cycle | Y |  |  |  | 0.0055989
CPV Fairview, LLC | Pennsylvania | X | X | X | 60589 | CT-2 | 91311 | Combined Cycle |  |  |  | Combined cycle | Y |  |  |  | 0.005531
Chambersburg Units 12 & 13 | Pennsylvania | X | X | X | 55654 | 12 | 8766 | Combustion Turbine |  |  |  | Combustion turbine |  |  |  |  | 0.075019
Chambersburg Units 12 & 13 | Pennsylvania | X | X | X | 55654 | 13 | 8768 | Combustion Turbine |  |  |  | Combustion turbine |  |  |  |  | 0.074607
Cheswick | Pennsylvania | X | X | X | 8226 | 1 | 3475 | Coal Steam | 3 | 2022 | 2023 | Tangentially-fired | Y |  |  | 565 | 0.08 | Y
Colver Green Energy | Pennsylvania | X | X | X | 10143 | AAB01 | 3529 | Coal Steam |  |  |  | Circulating fluidized bed boiler |  | Y |  | 110 | 0.12873
Conemaugh | Pennsylvania | X | X | X | 3118 | 1 | 2065 | Coal Steam | 12 | 2028 | 2029 | Tangentially-fired | Y |  |  | 850 | 0.072
Conemaugh | Pennsylvania | X | X | X | 3118 | 2 | 2066 | Coal Steam | 12 | 2028 | 2029 | Tangentially-fired | Y |  |  | 850 | 0.072
Croydon Generating Station | Pennsylvania | X | X | X | 8012 | 11 | 3423 | Combustion Turbine |  |  |  | Combustion turbine |  |  |  |  | 0.59003
Croydon Generating Station | Pennsylvania | X | X | X | 8012 | 12 | 3424 | Combustion Turbine |  |  |  | Combustion turbine |  |  |  |  | 0.59004
Croydon Generating Station | Pennsylvania | X | X | X | 8012 | 21 | 3425 | Combustion Turbine |  |  |  | Combustion turbine |  |  |  |  | 0.59011
Croydon Generating Station | Pennsylvania | X | X | X | 8012 | 22 | 3426 | Combustion Turbine |  |  |  | Combustion turbine |  |  |  |  | 0.59021
Croydon Generating Station | Pennsylvania | X | X | X | 8012 | 31 | 3427 | Combustion Turbine |  |  |  | Combustion turbine |  |  |  |  | 0.59017
Croydon Generating Station | Pennsylvania | X | X | X | 8012 | 32 | 3428 | Combustion Turbine |  |  |  | Combustion turbine |  |  |  |  | 0.58994
Croydon Generating Station | Pennsylvania | X | X | X | 8012 | 41 | 3429 | Combustion Turbine |  |  |  | Combustion turbine |  |  |  |  | 0.59019
Croydon Generating Station | Pennsylvania | X | X | X | 8012 | 42 | 3430 | Combustion Turbine |  |  |  | Combustion turbine |  |  |  |  | 0.59011
Ebensburg Power Company | Pennsylvania | X | X | X | 10603 | 031 | 3557 | Coal Steam |  |  |  | Circulating fluidized bed boiler |  |  |  | 50 | 0.073831
Eddystone Generating Station | Pennsylvania | X | X | X | 3161 | 3 | 2152 | O/G Steam |  |  |  | Tangentially-fired |  |  | Y | 380 | 0.065847
Eddystone Generating Station | Pennsylvania | X | X | X | 3161 | 4 | 2154 | O/G Steam |  |  |  | Tangentially-fired |  |  | Y | 380 | 0.065239
Fairless Energy Center | Pennsylvania | X | X | X | 55298 | 1A | 4475 | Combined Cycle |  |  |  | Combined cycle | Y |  |  |  | 0.0074607
Fairless Energy Center | Pennsylvania | X | X | X | 55298 | 1B | 4476 | Combined Cycle |  |  |  | Combined cycle | Y |  |  |  | 0.0075485
Fairless Energy Center | Pennsylvania | X | X | X | 55298 | 2A | 88254 | Combined Cycle |  |  |  | Combined cycle | Y |  |  |  | 0.0069846
Fairless Energy Center | Pennsylvania | X | X | X | 55298 | 2B | 88255 | Combined Cycle |  |  |  | Combined cycle | Y |  |  |  | 0.0069133
Fayette Power Company LLC | Pennsylvania | X | X | X | 55516 | CTG1 | 10129 | Combined Cycle |  |  |  | Combined cycle | Y |  |  |  | 0.0071162
Fayette Power Company LLC | Pennsylvania | X | X | X | 55516 | CTG2 | 10130 | Combined Cycle |  |  |  | Combined cycle | Y |  |  |  | 0.0069468
Gans Generating Facility | Pennsylvania | X | X | X | 55377 | 8 | 4585 | Combustion Turbine |  |  |  | Combustion turbine |  |  |  |  | 0.074907
Gans Generating Facility | Pennsylvania | X | X | X | 55377 | 9 | 4586 | Combustion Turbine |  |  |  | Combustion turbine |  |  |  |  | 0.071535
Gilberton Power Company | Pennsylvania | X | X | X | 10113 | 031 | 3527 | Coal Steam |  |  |  | Circulating fluidized bed boiler |  |  | Y | 40 | 0.074522
Gilberton Power Company | Pennsylvania | X | X | X | 10113 | 032 | 3528 | Coal Steam |  |  |  | Circulating fluidized bed boiler |  |  | Y | 40 | 0.073622
Grays Ferry Cogen Partnership | Pennsylvania | X | X | X | 54785 | 2 | 3798 | Combined Cycle |  |  |  | Combined cycle | Y |  |  |  | 0.012
Grays Ferry Cogen Partnership | Pennsylvania | X | X | X | 54785 | 25 | 3799 | O/G Steam |  |  |  | Dry bottom wall-fired boiler |  |  |  | 100 | 0.058587
Hamilton Liberty Generation Plant | Pennsylvania | X | X | X | 58420 | CT1 | 90864 | Combined Cycle |  |  |  | Combined cycle | Y |  |  |  | 0.0067274
Hamilton Liberty Generation Plant | Pennsylvania | X | X | X | 58420 | CT2 | 90865 | Combined Cycle |  |  |  | Combined cycle | Y |  |  |  | 0.0060883
Hamilton Patriot Generation Plant | Pennsylvania | X | X | X | 58426 | CT1 | 90868 | Combined Cycle |  |  |  | Combined cycle | Y |  |  |  | 0.0054966
Hamilton Patriot Generation Plant | Pennsylvania | X | X | X | 58426 | CT2 | 90869 | Combined Cycle |  |  |  | Combined cycle | Y |  |  |  | 0.0061667
Handsome Lake Energy | Pennsylvania | X | X | X | 55233 | EU-1A | 4248 | Combustion Turbine |  |  |  | Combustion turbine |  |  |  |  | 0.45307
Handsome Lake Energy | Pennsylvania | X | X | X | 55233 | EU-1B | 4249 | Combustion Turbine |  |  |  | Combustion turbine |  |  |  |  | 0.38221
Handsome Lake Energy | Pennsylvania | X | X | X | 55233 | EU-2A | 4250 | Combustion Turbine |  |  |  | Combustion turbine |  |  |  |  | 0.55251
Handsome Lake Energy | Pennsylvania | X | X | X | 55233 | EU-2B | 4251 | Combustion Turbine |  |  |  | Combustion turbine |  |  |  |  | 0.46351
Handsome Lake Energy | Pennsylvania | X | X | X | 55233 | EU-3A | 4252 | Combustion Turbine |  |  |  | Combustion turbine |  |  |  |  | 0.44728
Handsome Lake Energy | Pennsylvania | X | X | X | 55233 | EU-3B | 4253 | Combustion Turbine |  |  |  | Combustion turbine |  |  |  |  | 0.47018
Handsome Lake Energy | Pennsylvania | X | X | X | 55233 | EU-4A | 4254 | Combustion Turbine |  |  |  | Combustion turbine |  |  |  |  | 0.44895
Handsome Lake Energy | Pennsylvania | X | X | X | 55233 | EU-4B | 4255 | Combustion Turbine |  |  |  | Combustion turbine |  |  |  |  | 0.4018
Handsome Lake Energy | Pennsylvania | X | X | X | 55233 | EU-5A | 4256 | Combustion Turbine |  |  |  | Combustion turbine |  |  |  |  | 0.47122
Handsome Lake Energy | Pennsylvania | X | X | X | 55233 | EU-5B | 4257 | Combustion Turbine |  |  |  | Combustion turbine |  |  |  |  | 0.4425
Hazleton Generation | Pennsylvania | X | X | X | 10870 | TURB2 | 9579 | Combustion Turbine |  |  |  | Combustion turbine |  |  |  |  | 0.074428
Hazleton Generation | Pennsylvania | X | X | X | 10870 | TURB3 | 9580 | Combustion Turbine |  |  |  | Combustion turbine |  |  |  |  | 0.075695
Hazleton Generation | Pennsylvania | X | X | X | 10870 | TURB4 | 9581 | Combustion Turbine |  |  |  | Combustion turbine |  |  |  |  | 0.080698
Hazleton Generation | Pennsylvania | X | X | X | 10870 | TURBIN | 3605 | Combustion Turbine |  |  |  | Combustion turbine |  |  |  |  | 0.18741
Helix Ironwood LLC | Pennsylvania | X | X | X | 55337 | 0001 | 88084 | Combined Cycle |  |  |  | Combined cycle |  |  |  |  | 0.013406
Helix Ironwood LLC | Pennsylvania | X | X | X | 55337 | 0002 | 88085 | Combined Cycle |  |  |  | Combined cycle |  |  |  |  | 0.013469
Hickory Run Energy Station | Pennsylvania | X | X | X | 61028 | CT1 | 91246 | Combined Cycle |  |  |  | Combined cycle | Y |  |  |  | 0.006
Hickory Run Energy Station | Pennsylvania | X | X | X | 61028 | CT2 | 91247 | Combined Cycle |  |  |  | Combined cycle | Y |  |  |  | 0.0061093
Homer City | Pennsylvania | X | X | X | 3122 | 1 | 2072 | Coal Steam |  |  |  | Dry bottom wall-fired boiler | Y |  |  | 620 | 0.08
Homer City | Pennsylvania | X | X | X | 3122 | 2 | 2073 | Coal Steam |  |  |  | Dry bottom wall-fired boiler | Y |  |  | 616 | 0.08
Homer City | Pennsylvania | X | X | X | 3122 | 3 | 2074 | Coal Steam |  |  |  | Dry bottom wall-fired boiler | Y |  |  | 657 | 0.08
Hummel Station | Pennsylvania | X | X | X | 60368 | CT1 | 91106 | Combined Cycle |  |  |  | Combined cycle | Y |  |  |  | 0.0060486
Hummel Station | Pennsylvania | X | X | X | 60368 | CT2 | 91107 | Combined Cycle |  |  |  | Combined cycle | Y |  |  |  | 0.0060649
Hummel Station | Pennsylvania | X | X | X | 60368 | CT3 | 91111 | Combined Cycle |  |  |  | Combined cycle | Y |  |  |  | 0.0060545
Hunlock Creek Energy Center | Pennsylvania | X | X | X | 3176 | CT5 | 90563 | Combined Cycle |  |  |  | Combined cycle | Y |  |  |  | 0.011206
Hunlock Creek Energy Center | Pennsylvania | X | X | X | 3176 | CT6 | 90564 | Combined Cycle |  |  |  | Combined cycle | Y |  |  |  | 0.011114
Hunlock Unit 4 | Pennsylvania | X | X | X | 56397 | 4 | 2176 | Combustion Turbine |  |  |  | Combustion turbine |  |  |  |  | 0.088995
Hunterstown Combined Cycle | Pennsylvania | X | X | X | 55976 | CT101 | 10021 | Combined Cycle |  |  |  | Combined cycle | Y |  |  |  | 0.0035243
Hunterstown Combined Cycle | Pennsylvania | X | X | X | 55976 | CT201 | 10022 | Combined Cycle |  |  |  | Combined cycle | Y |  |  |  | 0.0063273
Hunterstown Combined Cycle | Pennsylvania | X | X | X | 55976 | CT301 | 10023 | Combined Cycle |  |  |  | Combined cycle | Y |  |  |  | 0.0036924
Keystone | Pennsylvania | X | X | X | 3136 | 1 | 2089 | Coal Steam | 12 | 2028 | 2029 | Tangentially-fired | Y |  |  | 850 | 0.075
Keystone | Pennsylvania | X | X | X | 3136 | 2 | 2090 | Coal Steam | 12 | 2028 | 2029 | Tangentially-fired | Y |  |  | 850 | 0.075
Lackawanna Energy Center | Pennsylvania | X | X | X | 60357 | 1 | 91210 | Combined Cycle |  |  |  | Combined cycle | Y |  |  |  | 0.0058135
Lackawanna Energy Center | Pennsylvania | X | X | X | 60357 | 2 | 91211 | Combined Cycle |  |  |  | Combined cycle | Y |  |  |  | 0.0057434
Lackawanna Energy Center | Pennsylvania | X | X | X | 60357 | 3 | 91212 | Combined Cycle |  |  |  | Combined cycle | Y |  |  |  | 0.0055112
Liberty Electric Power Plant | Pennsylvania | X | X | X | 55231 | 0001 | 4238 | Combined Cycle |  |  |  | Combined cycle | Y |  |  |  | 0.010113
Liberty Electric Power Plant | Pennsylvania | X | X | X | 55231 | 0002 | 4239 | Combined Cycle |  |  |  | Combined cycle | Y |  |  |  | 0.010118
Lower Mount Bethel Energy, LLC | Pennsylvania | X | X | X | 55667 | CT01 | 8800 | Combined Cycle |  |  |  | Combined cycle | Y |  |  |  | 0.0085548
Lower Mount Bethel Energy, LLC | Pennsylvania | X | X | X | 55667 | CT02 | 8802 | Combined Cycle |  |  |  | Combined cycle | Y |  |  |  | 0.0084779
Marcus Hook Energy, LP | Pennsylvania | X | X | X | 55801 | 0001 | 10140 | Combined Cycle |  |  |  | Combined cycle | Y |  |  |  | 0.0094402
Marcus Hook Energy, LP | Pennsylvania | X | X | X | 55801 | 0002 | 10141 | Combined Cycle |  |  |  | Combined cycle | Y |  |  |  | 0.010268
Marcus Hook Energy, LP | Pennsylvania | X | X | X | 55801 | 0003 | 10142 | Combined Cycle |  |  |  | Combined cycle | Y |  |  |  | 0.010138
Martins Creek, LLC | Pennsylvania | X | X | X | 3148 | 3 | 2117 | O/G Steam |  |  |  | Tangentially-fired |  |  |  | 865 | 0.084758
Martins Creek, LLC | Pennsylvania | X | X | X | 3148 | 4 | 2118 | O/G Steam |  |  |  | Tangentially-fired |  |  |  | 859 | 0.091924
Montour, LLC | Pennsylvania | X | X | X | 3149 | 1 | 2124 | Coal Steam |  |  |  | Tangentially-fired | Y |  |  | 752 | 0.08 | Yes-C2G
Montour, LLC | Pennsylvania | X | X | X | 3149 | 2 | 2125 | Coal Steam |  |  |  | Tangentially-fired | Y |  |  | 752 | 0.08 | Yes-C2G
Mountain | Pennsylvania | X | X | X | 3111 | 031 | 2049 | Combustion Turbine |  |  |  | Combustion turbine |  |  |  |  | 0.69093
Mountain | Pennsylvania | X | X | X | 3111 | 032 | 2050 | Combustion Turbine |  |  |  | Combustion turbine |  |  |  |  | 0.69098
Moxie Freedom Generation Plant | Pennsylvania | X | X | X | 59906 | 201 | 91193 | Combined Cycle |  |  |  | Combined cycle | Y |  |  |  | 0.0060152
Moxie Freedom Generation Plant | Pennsylvania | X | X | X | 59906 | 202 | 91194 | Combined Cycle |  |  |  | Combined cycle | Y |  |  |  | 0.0060322
Mt. Carmel Cogeneration | Pennsylvania | X | X | X | 10343 | SG-101 | 3542 | Coal Steam |  |  |  | Circulating fluidized bed boiler |  |  |  | 43 | 0.08
New Castle | Pennsylvania | X | X | X | 3138 | 3 | 2093 | O/G Steam |  |  |  | Dry bottom wall-fired boiler |  | Y |  | 88 | 0.07097
New Castle | Pennsylvania | X | X | X | 3138 | 4 | 2094 | O/G Steam |  |  |  | Dry bottom wall-fired boiler |  | Y |  | 87 | 0.06555
New Castle | Pennsylvania | X | X | X | 3138 | 5 | 2095 | O/G Steam |  |  |  | Dry bottom wall-fired boiler |  | Y |  | 130 | 0.062863
Northampton Generating Plant | Pennsylvania | X | X | X | 50888 | NGC01 | 3702 | Coal Steam |  |  |  | Circulating fluidized bed boiler |  | Y |  | 112 | 0.079064
Ontelaunee Energy Center | Pennsylvania | X | X | X | 55193 | CT1 | 4089 | Combined Cycle |  |  |  | Combined cycle | Y |  |  |  | 0.0063116
Ontelaunee Energy Center | Pennsylvania | X | X | X | 55193 | CT2 | 4090 | Combined Cycle |  |  |  | Combined cycle | Y |  |  |  | 0.0061363
PEI Power Corporation | Pennsylvania | X | X | X | 50279 | 2 | 3643 | Combustion Turbine |  |  |  | Combustion turbine |  |  |  |  | 0.074485
Panther Creek Energy Facility | Pennsylvania | X | X | X | 50776 | 1 | 3693 | Coal Steam |  |  |  | Circulating fluidized bed boiler |  | Y |  | 42 | 0.12045
Panther Creek Energy Facility | Pennsylvania | X | X | X | 50776 | 2 | 3694 | Coal Steam |  |  |  | Circulating fluidized bed boiler |  | Y |  | 42 | 0.13029
Portland | Pennsylvania | X | X | X | 3113 | 5 | 2056 | Combustion Turbine |  |  |  | Combustion turbine |  |  |  |  | 0.37569
Rausch Creek Generation, LLC | Pennsylvania | X | X | X | 50611 | 031 | 3677 | Coal Steam |  |  |  | Circulating fluidized bed boiler |  |  |  | 30 | 0.08
Richmond | Pennsylvania | X | X | X | 3168 | 91 | 2164 | Combustion Turbine |  |  |  | Combustion turbine |  |  |  |  | 0.58987
Richmond | Pennsylvania | X | X | X | 3168 | 92 | 2165 | Combustion Turbine |  |  |  | Combustion turbine |  |  |  |  | 0.58994
Scrubgrass Generating Plant | Pennsylvania | X | X | X | 50974 | 1 | 3706 | Coal Steam |  |  |  | Circulating fluidized bed boiler |  | Y |  | 43 | 0.12673
Scrubgrass Generating Plant | Pennsylvania | X | X | X | 50974 | 2 | 3707 | Coal Steam |  |  |  | Circulating fluidized bed boiler |  | Y |  | 43 | 0.13436
Seward | Pennsylvania | X | X | X | 3130 | 1 | 88264 | Coal Steam |  |  |  | Circulating fluidized bed boiler |  | Y | Y | 260 | 0.10745
Seward | Pennsylvania | X | X | X | 3130 | 2 | 88265 | Coal Steam |  |  |  | Circulating fluidized bed boiler |  | Y | Y | 260 | 0.08784
Shawville | Pennsylvania | X | X | X | 3131 | 1 | 2078 | O/G Steam |  |  |  | Dry bottom wall-fired boiler |  | Y |  | 118 | 0.069461
Shawville | Pennsylvania | X | X | X | 3131 | 2 | 2079 | O/G Steam |  |  |  | Dry bottom wall-fired boiler |  | Y |  | 121 | 0.073369
Shawville | Pennsylvania | X | X | X | 3131 | 3 | 2080 | O/G Steam |  |  |  | Tangentially-fired |  | Y | Y | 163 | 0.048548
Shawville | Pennsylvania | X | X | X | 3131 | 4 | 2081 | O/G Steam |  |  |  | Tangentially-fired |  | Y | Y | 163 | 0.047879
Springdale Generating Station (55196) | Pennsylvania | X | X | X | 55196 | 1 | 4100 | Combustion Turbine |  |  |  | Combustion turbine |  |  |  |  | 0.071979
Springdale Generating Station (55196) | Pennsylvania | X | X | X | 55196 | 2 | 4101 | Combustion Turbine |  |  |  | Combustion turbine |  |  |  |  | 0.07449
Springdale Generating Station (55710) | Pennsylvania | X | X | X | 55710 | 3 | 9962 | Combined Cycle |  |  |  | Combined cycle | Y |  |  |  | 0.0080477
Springdale Generating Station (55710) | Pennsylvania | X | X | X | 55710 | 4 | 9963 | Combined Cycle |  |  |  | Combined cycle | Y |  |  |  | 0.0080178
St. Nicholas Cogeneration Project | Pennsylvania | X | X | X | 54634 | 1 | 3787 | Coal Steam |  |  |  | Circulating fluidized bed boiler |  |  |  | 86 | 0.05957
Tenaska Westmoreland Generating Station | Pennsylvania | X | X | X | 60464 | 101 | 91139 | Combined Cycle |  |  |  | Combined cycle | Y |  |  |  | 0.0047958
Tenaska Westmoreland Generating Station | Pennsylvania | X | X | X | 60464 | 102 | 91140 | Combined Cycle |  |  |  | Combined cycle | Y |  |  |  | 0.0047928
Tolna | Pennsylvania | X | X | X | 3116 | 031 | 2063 | Combustion Turbine |  |  |  | Combustion turbine |  |  |  |  | 0.69104
Tolna | Pennsylvania | X | X | X | 3116 | 032 | 2064 | Combustion Turbine |  |  |  | Combustion turbine |  |  |  |  | 0.691
Warren | Pennsylvania | X | X | X | 3132 | 005 | 2082 | Combustion Turbine |  |  |  | Combustion turbine |  |  |  |  | 0.46014
York Energy Center | Pennsylvania | X | X | X | 55524 | 1 | 4937 | Combined Cycle |  |  |  | Combined cycle | Y |  |  |  | 0.0055289
York Energy Center | Pennsylvania | X | X | X | 55524 | 2 | 4938 | Combined Cycle |  |  |  | Combined cycle | Y |  |  |  | 0.005876
York Energy Center | Pennsylvania | X | X | X | 55524 | 3 | 4939 | Combined Cycle |  |  |  | Combined cycle | Y |  |  |  | 0.0053323
York Energy Center | Pennsylvania | X | X | X | 55524 | 5 | 4940 | Combined Cycle |  |  |  | Combined cycle | Y |  |  |  | 0.0049792
York Energy Center | Pennsylvania | X | X | X | 55524 | 6 | 4941 | Combined Cycle |  |  |  | Combined cycle | Y |  |  |  | 0.0050315
Air Liquide Bayport Complex | Texas |  | X | X | 10298 | CG801 | 88563 | Combustion Turbine |  |  |  | Combustion turbine |  |  |  |  | 0.019919
Air Liquide Bayport Complex | Texas |  | X | X | 10298 | CG802 | 88564 | Combustion Turbine |  |  |  | Combustion turbine |  |  |  |  | 0.018368
Air Liquide Bayport Complex | Texas |  | X | X | 10298 | CG802A | 91093 | Combustion Turbine | [8 empty] | 0.011 | Y
Air Liquide Bayport Complex | Texas |  | X | X | 10298 | CG803 | 88565 | Combustion Turbine |  |  |  | Combustion turbine |  |  |  |  | 0.0212
Air Liquide Bayport Complex | Texas |  | X | X | 10298 | CG804 | 88566 | Combustion Turbine | 9 | 2015 | 2023 | Combustion turbine |  |  |  |  | 0.021357 | Y
Antelope Elk Energy Center | Texas |  | X | X | 57865 | 1 | 90949 | Combustion Turbine |  |  |  | Combustion turbine |  |  |  |  | 0.024306
Antelope Elk Energy Center | Texas |  | X | X | 57865 | 2 | 91029 | Combustion Turbine |  |  |  | Combustion turbine |  |  |  |  | 0.02728
Antelope Elk Energy Center | Texas |  | X | X | 57865 | 3 | 91030 | Combustion Turbine |  |  |  | Combustion turbine |  |  |  |  | 0.028617
Bacliff Generating Station | Texas |  | X | X | 60264 | BCGT1 | 91269 | Combustion Turbine |  |  |  | Combustion turbine |  |  |  |  | 0.10892
Bacliff Generating Station | Texas |  | X | X | 60264 | BCGT2 | 91270 | Combustion Turbine |  |  |  | Combustion turbine |  |  |  |  | 0.10263
Bacliff Generating Station | Texas |  | X | X | 60264 | BCGT3 | 91271 | Combustion Turbine |  |  |  | Combustion turbine |  |  |  |  | 0.12308
Bacliff Generating Station | Texas |  | X | X | 60264 | BCGT4 | 91272 | Combustion Turbine |  |  |  | Combustion turbine |  |  |  |  | 0.13447
Bacliff Generating Station | Texas |  | X | X | 60264 | BCGT5 | 91273 | Combustion Turbine |  |  |  | Combustion turbine |  |  |  |  | 0.12349
Bacliff Generating Station | Texas |  | X | X | 60264 | BCGT6 | 91274 | Combustion Turbine |  |  |  | Combustion turbine |  |  |  |  | 0.13755
Barney M. Davis | Texas |  | X | X | 4939 | 1 | 2658 | O/G Steam |  |  |  | Tangentially-fired |  |  |  | 300 | 0.15305
Barney M. Davis | Texas |  | X | X | 4939 | 3 | 90244 | Combined Cycle |  |  |  | Combined cycle | Y |  |  |  | 0.012
Barney M. Davis | Texas |  | X | X | 4939 | 4 | 90245 | Combined Cycle |  |  |  | Combined cycle | Y |  |  |  | 0.012
Bastrop Clean Energy Center | Texas |  | X | X | 55168 | CTG-1A | 4046 | Combined Cycle |  |  |  | Combined cycle |  |  |  |  | 0.026842
Bastrop Clean Energy Center | Texas |  | X | X | 55168 | CTG-1B | 4047 | Combined Cycle |  |  |  | Combined cycle |  |  |  |  | 0.033987
Baytown Energy Center | Texas |  | X | X | 55327 | CTG-1 | 4097 | Combined Cycle |  |  |  | Combined cycle | Y |  |  |  | 0.010979
Baytown Energy Center | Texas |  | X | X | 55327 | CTG-2 | 4098 | Combined Cycle |  |  |  | Combined cycle | Y |  |  |  | 0.0098708
Baytown Energy Center | Texas |  | X | X | 55327 | CTG-3 | 4099 | Combined Cycle |  |  |  | Combined cycle | Y |  |  |  | 0.010093
Blackhawk Station | Texas |  | X | X | 55064 | 001 | 3849 | Combustion Turbine |  |  |  | Combustion turbine | Y |  |  |  | 0.03
Blackhawk Station | Texas |  | X | X | 55064 | 002 | 3850 | Combustion Turbine |  |  |  | Combustion turbine | Y |  |  |  | 0.03
Bosque County Power Plant | Texas |  | X | X | 55172 | GT-1 | 4054 | Combined Cycle |  |  |  | Combined cycle | Y |  |  |  | 0.010328
Bosque County Power Plant | Texas |  | X | X | 55172 | GT-2 | 4055 | Combined Cycle |  |  |  | Combined cycle | Y |  |  |  | 0.00957
Bosque County Power Plant | Texas |  | X | X | 55172 | GT-3 | 4056 | Combined Cycle |  |  |  | Combined cycle | Y |  |  |  | 0.012
Brazos Valley Energy, LP | Texas |  | X | X | 55357 | CTG1 | 4543 | Combined Cycle |  |  |  | Combined cycle | Y |  |  |  | 0.011777
Brazos Valley Energy, LP | Texas |  | X | X | 55357 | CTG2 | 4544 | Combined Cycle |  |  |  | Combined cycle | Y |  |  |  | 0.012
C. R. Wing Cogeneration Plant | Texas |  | X | X | 52176 | 1 | 89347 | Combined Cycle |  |  |  | Combined cycle |  |  |  |  | 0.099882
C. R. Wing Cogeneration Plant | Texas |  | X | X | 52176 | 2 | 89348 | Combined Cycle |  |  |  | Combined cycle |  |  |  |  | 0.11574
Calpine Hidalgo Energy Center | Texas |  | X | X | 7762 | HRSG1 | 3171 | Combined Cycle |  |  |  | Combined cycle |  |  |  |  | 0.038135
Calpine Hidalgo Energy Center | Texas |  | X | X | 7762 | HRSG2 | 3172 | Combined Cycle |  |  |  | Combined cycle |  |  |  |  | 0.035061
Carbon Capture Plant | Texas |  | X | X | 58378 | CTHRSG | 90816 | Combustion Turbine |  |  |  | Combustion turbine | Y |  |  |  | 0.0096647 | Y
Cedar Bayou | Texas |  | X | X | 3460 | CBY1 | 2343 | O/G Steam |  |  |  | Dry bottom wall-fired boiler | Y |  |  | 746 | 0.03
Cedar Bayou | Texas |  | X | X | 3460 | CBY2 | 2344 | O/G Steam |  |  |  | Dry bottom wall-fired boiler | Y |  |  | 749 | 0.03
Cedar Bayou 4 | Texas |  | X | X | 56806 | CBY41 | 90407 | Combined Cycle |  |  |  | Combined cycle | Y |  |  |  | 0.010355
Cedar Bayou 4 | Texas |  | X | X | 56806 | CBY42 | 90408 | Combined Cycle |  |  |  | Combined cycle | Y |  |  |  | 0.010354
Chamon Power, LLC | Texas |  | X | X | 60460 | CT1 | 91152 | Combustion Turbine |  |  |  | Combustion turbine | Y |  |  |  | 0.017642
Chamon Power, LLC | Texas |  | X | X | 60460 | CT2 | 91153 | Combustion Turbine |  |  |  | Combustion turbine | Y |  |  |  | 0.018517
Channel Energy Center | Texas |  | X | X | 55299 | CTG1 | 4477 | Combined Cycle |  |  |  | Combined cycle | Y |  |  |  | 0.011433
Channel Energy Center | Texas |  | X | X | 55299 | CTG2 | 4478 | Combined Cycle |  |  |  | Combined cycle | Y |  |  |  | 0.011636
Channel Energy Center | Texas |  | X | X | 55299 | CTG3 | 4479 | Combined Cycle |  |  |  | Combined cycle | Y |  |  |  | 0.006464
Channelview Cogeneration Facility | Texas |  | X | X | 55187 | CHV1 | 4077 | Combined Cycle |  |  |  | Combined cycle | Y |  |  |  | 0.011451
Channelview Cogeneration Facility | Texas |  | X | X | 55187 | CHV2 | 4078 | Combined Cycle |  |  |  | Combined cycle | Y |  |  |  | 0.010599
Channelview Cogeneration Facility | Texas |  | X | X | 55187 | CHV3 | 4079 | Combined Cycle |  |  |  | Combined cycle | Y |  |  |  | 0.01156
Channelview Cogeneration Facility | Texas |  | X | X | 55187 | CHV4 | 4080 | Combined Cycle |  |  |  | Combined cycle | Y |  |  |  | 0.010454
Coleto Creek | Texas |  | X | X | 6178 | 1 | 2826 | Coal Steam | 12 | 2027 | 2028 | Tangentially-fired |  |  |  | 648 | 0.096862
Colorado Bend Energy Center | Texas |  | X | X | 56350 | CT1A | 91260 | Combined Cycle |  |  |  | Combined cycle | Y |  |  |  | 0.012
Colorado Bend Energy Center | Texas |  | X | X | 56350 | CT1B | 91261 | Combined Cycle |  |  |  | Combined cycle | Y |  |  |  | 0.012
Colorado Bend Energy Center | Texas |  | X | X | 56350 | CT2A | 91264 | Combined Cycle |  |  |  | Combined cycle | Y |  |  |  | 0.012
Colorado Bend Energy Center | Texas |  | X | X | 56350 | CT2B | 91265 | Combined Cycle |  |  |  | Combined cycle | Y |  |  |  | 0.012
Colorado Bend II | Texas |  | X | X | 60122 | CT7 | 91195 | Combined Cycle |  |  |  | Combined cycle | Y |  |  |  | 0.0042902
Colorado Bend II | Texas |  | X | X | 60122 | CT8 | 91196 | Combined Cycle |  |  |  | Combined cycle | Y |  |  |  | 0.00421
Copper Station | Texas |  | X | X | 9 | CTG-1 | 90211 | Combustion Turbine |  |  |  | Combustion turbine |  |  |  |  | 0.23944
Corpus Christi Energy Center | Texas |  | X | X | 55206 | CU1 | 4138 | Combined Cycle |  |  |  | Combined cycle |  |  |  |  | 0.032902
Corpus Christi Energy Center | Texas |  | X | X | 55206 | CU2 | 4139 | Combined Cycle |  |  |  | Combined cycle |  |  |  |  | 0.038259
Cottonwood Energy Project | Texas |  | X | X | 55358 | CT1 | 4545 | Combined Cycle |  |  |  | Combined cycle | Y |  |  |  | 0.012
Cottonwood Energy Project | Texas |  | X | X | 55358 | CT2 | 4546 | Combined Cycle |  |  |  | Combined cycle | Y |  |  |  | 0.012
Cottonwood Energy Project | Texas |  | X | X | 55358 | CT3 | 4547 | Combined Cycle |  |  |  | Combined cycle | Y |  |  |  | 0.012
Cottonwood Energy Project | Texas |  | X | X | 55358 | CT4 | 4548 | Combined Cycle |  |  |  | Combined cycle | Y |  |  |  | 0.012
Decker Creek | Texas |  | X | X | 3548 | 2 | 2455 | O/G Steam | 3 | 2022 | 2023 | Dry bottom wall-fired boiler |  |  |  | 404 | 0.057243 | Y
Decker Creek | Texas |  | X | X | 3548 | GT-1A | 89911 | Combustion Turbine |  |  |  | Combustion turbine |  |  |  |  | 0.70014
Decker Creek | Texas |  | X | X | 3548 | GT-1B | 89912 | Combustion Turbine |  |  |  | Combustion turbine |  |  |  |  | 0.69998
Decker Creek | Texas |  | X | X | 3548 | GT-2A | 89913 | Combustion Turbine |  |  |  | Combustion turbine |  |  |  |  | 0.70002
Decker Creek | Texas |  | X | X | 3548 | GT-2B | 89914 | Combustion Turbine |  |  |  | Combustion turbine |  |  |  |  | 0.70006
Decker Creek | Texas |  | X | X | 3548 | GT-3A | 89915 | Combustion Turbine |  |  |  | Combustion turbine |  |  |  |  | 0.70003
Decker Creek | Texas |  | X | X | 3548 | GT-3B | 89916 | Combustion Turbine |  |  |  | Combustion turbine |  |  |  |  | 0.70002
Decker Creek | Texas |  | X | X | 3548 | GT-4A | 89917 | Combustion Turbine |  |  |  | Combustion turbine |  |  |  |  | 0.70013
Decker Creek | Texas |  | X | X | 3548 | GT-4B | 89918 | Combustion Turbine |  |  |  | Combustion turbine |  |  |  |  | 0.69996
Decordova | Texas |  | X | X | 8063 | CT1 | 90028 | Combustion Turbine |  |  |  | Combustion turbine |  |  |  |  | 0.70002
Decordova | Texas |  | X | X | 8063 | CT2 | 90029 | Combustion Turbine |  |  |  | Combustion turbine |  |  |  |  | 0.7001
Decordova | Texas |  | X | X | 8063 | CT3 | 90030 | Combustion Turbine |  |  |  | Combustion turbine |  |  |  |  | 0.70005
Decordova | Texas |  | X | X | 8063 | CT4 | 90031 | Combustion Turbine |  |  |  | Combustion turbine |  |  |  |  | 0.70006
Deer Park Energy Center | Texas |  | X | X | 55464 | CTG1 | 4821 | Combined Cycle |  |  |  | Combined cycle | Y |  |  |  | 0.0088776
Deer Park Energy Center | Texas |  | X | X | 55464 | CTG2 | 4822 | Combined Cycle |  |  |  | Combined cycle | Y |  |  |  | 0.0089336
Deer Park Energy Center | Texas |  | X | X | 55464 | CTG3 | 4823 | Combined Cycle |  |  |  | Combined cycle | Y |  |  |  | 0.0090418
Deer Park Energy Center | Texas |  | X | X | 55464 | CTG4 | 4824 | Combined Cycle |  |  |  | Combined cycle | Y |  |  |  | 0.0090846
Deer Park Energy Center | Texas |  | X | X | 55464 | CTG5 | 90258 | Combined Cycle |  |  |  | Combined cycle | Y |  |  |  | 0.0057067
Eastman Cogeneration Facility | Texas |  | X | X | 55176 | 1 | 4065 | Combined Cycle |  |  |  | Combined cycle |  |  |  |  | 0.023465
Eastman Cogeneration Facility | Texas |  | X | X | 55176 | 2 | 4066 | Combined Cycle |  |  |  | Combined cycle |  |  |  |  | 0.026576
Ector County Energy Center | Texas |  | X | X | 58471 | CT-1 | 90984 | Combustion Turbine |  |  |  | Combustion turbine |  |  |  |  | 0.035128
Ector County Energy Center | Texas |  | X | X | 58471 | CT-2 | 90985 | Combustion Turbine |  |  |  | Combustion turbine |  |  |  |  | 0.032961
Ennis Power Company, LLC | Texas |  | X | X | 55223 | GT-1 | 4182 | Combined Cycle |  |  |  | Combined cycle | Y |  |  |  | 0.012
ExxonMobil Beaumont Refinery | Texas |  | X | X | 50625 | 61STK1 | 3679 | O/G Steam |  |  |  | Combined cycle | Y |  |  | 145 | 0.0086255
ExxonMobil Beaumont Refinery | Texas |  | X | X | 50625 | 61STK2 | 3680 | O/G Steam |  |  |  | Combined cycle | Y |  |  | 145 | 0.0075872
ExxonMobil Beaumont Refinery | Texas |  | X | X | 50625 | 61STK3 | 3681 | O/G Steam |  |  |  | Combined cycle | Y |  |  | 145 | 0.0068335
Forney Power Plant | Texas |  | X | X | 55480 | U1 | 4853 | Combined Cycle |  |  |  | Combined cycle |  |  |  |  | 0.033685
Forney Power Plant | Texas |  | X | X | 55480 | U2 | 4854 | Combined Cycle |  |  |  | Combined cycle |  |  |  |  | 0.033445
Forney Power Plant | Texas |  | X | X | 55480 | U3 | 4855 | Combined Cycle |  |  |  | Combined cycle |  |  |  |  | 0.034701
Forney Power Plant | Texas |  | X | X | 55480 | U4 | 4856 | Combined Cycle |  |  |  | Combined cycle |  |  |  |  | 0.03372
Forney Power Plant | Texas |  | X | X | 55480 | U5 | 4857 | Combined Cycle |  |  |  | Combined cycle |  |  |  |  | 0.035935
Forney Power Plant | Texas |  | X | X | 55480 | U6 | 4858 | Combined Cycle |  |  |  | Combined cycle |  |  |  |  | 0.033657
Freestone Power Generation | Texas |  | X | X | 55226 | GT1 | 4192 | Combined Cycle |  |  |  | Combined cycle |  |  |  |  | 0.030201
Freestone Power Generation | Texas |  | X | X | 55226 | GT2 | 4193 | Combined Cycle |  |  |  | Combined cycle |  |  |  |  | 0.029333
Freestone Power Generation | Texas |  | X | X | 55226 | GT3 | 4194 | Combined Cycle |  |  |  | Combined cycle |  |  |  |  | 0.031979
Freestone Power Generation | Texas |  | X | X | 55226 | GT4 | 4195 | Combined Cycle |  |  |  | Combined cycle |  |  |  |  | 0.030081
Frontera Generation Facility | Texas |  | X | X | 55098 | 1 | 3883 | Combined Cycle |  |  |  | Combined cycle |  |  |  |  | 0.018404
Frontera Generation Facility | Texas |  | X | X | 55098 | 2 | 3884 | Combined Cycle |  |  |  | Combined cycle |  |  |  |  | 0.018929
Graham | Texas |  | X | X | 3490 | 1 | 2408 | O/G Steam |  |  |  | Dry bottom wall-fired boiler |  |  |  | 234 | 0.29302
Graham | Texas |  | X | X | 3490 | 2 | 2409 | O/G Steam |  |  |  | Dry bottom wall-fired boiler |  |  |  | 390 | 0.13404
Greens Bayou | Texas |  | X | X | 3464 | GBY73 | 89952 | Combustion Turbine |  |  |  | Combustion turbine |  |  |  |  | 0.21293
Greens Bayou | Texas |  | X | X | 3464 | GBY74 | 89953 | Combustion Turbine |  |  |  | Combustion turbine |  |  |  |  | 0.21505
Greens Bayou | Texas |  | X | X | 3464 | GBY81 | 89954 | Combustion Turbine |  |  |  | Combustion turbine |  |  |  |  | 0.21093
Greens Bayou | Texas |  | X | X | 3464 | GBY82 | 89955 | Combustion Turbine |  |  |  | Combustion turbine |  |  |  |  | 0.21611
Greens Bayou | Texas |  | X | X | 3464 | GBY83 | 89956 | Combustion Turbine |  |  |  | Combustion turbine |  |  |  |  | 0.2118
Greens Bayou | Texas |  | X | X | 3464 | GBY84 | 89957 | Combustion Turbine |  |  |  | Combustion turbine |  |  |  |  | 0.21217
Gregory Power Facility | Texas |  | X | X | 55086 | 101 | 3863 | Combined Cycle |  |  |  | Combined cycle |  |  |  |  | 0.024378
Gregory Power Facility | Texas |  | X | X | 55086 | 102 | 3864 | Combined Cycle |  |  |  | Combined cycle |  |  |  |  | 0.025372
Guadalupe Generating Station | Texas |  | X | X | 55153 | CTG-1 | 4028 | Combined Cycle |  |  |  | Combined cycle |  |  |  |  | 0.029145
Guadalupe Generating Station | Texas |  | X | X | 55153 | CTG-2 | 4029 | Combined Cycle |  |  |  | Combined cycle |  |  |  |  | 0.031013
Guadalupe Generating Station | Texas |  | X | X | 55153 | CTG-3 | 4030 | Combined Cycle |  |  |  | Combined cycle |  |  |  |  | 0.0306
Guadalupe Generating Station | Texas |  | X | X | 55153 | CTG-4 | 4031 | Combined Cycle |  |  |  | Combined cycle |  |  |  |  | 0.031676
H W Pirkey Power Plant | Texas |  | X | X | 7902 | 1 | 3360 | Coal Steam | 3 | 2023 | 2023 | Dry bottom wall-fired boiler |  |  |  | 721 | 0.12295 | Y
Handley Generating Station | Texas |  | X | X | 3491 | 3 | 2413 | O/G Steam |  |  |  | Dry bottom wall-fired boiler | Y |  |  | 395 | 0.021853
Handley Generating Station | Texas |  | X | X | 3491 | 4 | 2414 | O/G Steam |  |  |  | Dry bottom wall-fired boiler | Y |  |  | 435 | 0.013164
Handley Generating Station | Texas |  | X | X | 3491 | 5 | 2415 | O/G Steam |  |  |  | Dry bottom wall-fired boiler | Y |  |  | 435 | 0.012315
Hardin County Peaking Facility | Texas |  | X | X | 56604 | HCCT1 | 91256 | Combustion Turbine |  |  |  | Combustion turbine |  |  |  |  | 0.031058
Hardin County Peaking Facility | Texas |  | X | X | 56604 | HCCT2 | 91259 | Combustion Turbine |  |  |  | Combustion turbine |  |  |  |  | 0.032535
Harrington Station | Texas |  | X | X | 6193 | 061B | 2838 | O/G Steam |  |  |  | Tangentially-fired |  |  |  | 339 | 0.053376
Harrington Station | Texas |  | X | X | 6193 | 062B | 2839 | O/G Steam |  |  |  | Tangentially-fired |  |  |  | 339 | 0.051655
Harrington Station | Texas |  | X | X | 6193 | 063B | 2840 | O/G Steam |  |  |  | Tangentially-fired |  |  |  | 340 | 0.055905
Harrison County Power Project | Texas |  | X | X | 55664 | GT-1 | 8788 | Combined Cycle |  |  |  | Combined cycle | Y |  |  |  | 0.012
Harrison County Power Project | Texas |  | X | X | 55664 | GT-2 | 8790 | Combined Cycle |  |  |  | Combined cycle | Y |  |  |  | 0.012
Hays Energy Facility | Texas |  | X | X | 55144 | STK1 | 4002 | Combined Cycle |  |  |  | Combined cycle | Y |  |  |  | 0.012
Hays Energy Facility | Texas |  | X | X | 55144 | STK2 | 4003 | Combined Cycle |  |  |  | Combined cycle | Y |  |  |  | 0.012
Hays Energy Facility | Texas |  | X | X | 55144 | STK3 | 4004 | Combined Cycle |  |  |  | Combined cycle | Y |  |  |  | 0.012
Hays Energy Facility | Texas |  | X | X | 55144 | STK4 | 4005 | Combined Cycle |  |  |  | Combined cycle | Y |  |  |  | 0.012
J K Spruce | Texas |  | X | X | 7097 | **1 | 2939 | Coal Steam | 12 | 2028 | 2029 | Tangentially-fired |  |  |  | 560 | 0.092718
J K Spruce | Texas |  | X | X | 7097 | **2 | 2940 | Coal Steam |  |  |  | Tangentially-fired | Y |  |  | 785 | 0.042906
J Robert Massengale Generating Station | Texas |  | X | X | 3604 | GT1 | 2474 | Combined Cycle |  |  |  | Combined cycle | Y |  |  |  | 0.012
J T Deely | Texas |  | X | X | 6181 | 1 | 2832 | Coal Steam | 12 | 2024 | 2025 | Tangentially-fired |  |  | Y | 420 | 0.077614 | Y
J T Deely | Texas |  | X | X | 6181 | 2 | 2833 | Coal Steam | 12 | 2024 | 2025 | Tangentially-fired | Y |  | Y | 420 | 0.08 | Y
Jack County Generation Facility | Texas |  | X | X | 55230 | CT-1 | 4236 | Combined Cycle |  |  |  | Combined cycle | Y |  |  |  | 0.012
Jack County Generation Facility | Texas |  | X | X | 55230 | CT-2 | 4237 | Combined Cycle |  |  |  | Combined cycle | Y |  |  |  | 0.012
Jack County Generation Facility | Texas |  | X | X | 55230 | CT-3 | 90582 | Combined Cycle |  |  |  | Combined cycle | Y |  |  |  | 0.008424
Jack County Generation Facility | Texas |  | X | X | 55230 | CT-4 | 90583 | Combined Cycle |  |  |  | Combined cycle | Y |  |  |  | 0.0069204
Johnson County Generation Facility | Texas |  | X | X | 54817 | EAST | 3804 | Combined Cycle |  |  |  | Combined cycle | Y |  |  |  | 0.012
Jones Station | Texas |  | X | X | 3482 | 151B | 2394 | O/G Steam |  |  |  | Tangentially-fired |  |  |  | 243 | 0.068364
Jones Station | Texas |  | X | X | 3482 | 152B | 2395 | O/G Steam | 12 | 2031 | 2032 | Tangentially-fired |  |  |  | 243 | 0.062827
Jones Station | Texas |  | X | X | 3482 | 153T | 90700 | Combustion Turbine |  |  |  | Combustion turbine |  |  |  |  | 0.02837
Jones Station | Texas |  | X | X | 3482 | 154T | 90833 | Combustion Turbine |  |  |  | Combustion turbine |  |  |  |  | 0.029615
Knox Lee Power Plant | Texas |  | X | X | 3476 | 5 | 2388 | O/G Steam |  |  |  | Tangentially-fired |  |  |  | 342 | 0.10169
LaPorte Generating Station | Texas |  | X | X | 55365 | GT-1 | 4559 | Combustion Turbine |  |  |  | Combustion turbine |  |  |  |  | 0.18251
LaPorte Generating Station | Texas |  | X | X | 55365 | GT-2 | 4560 | Combustion Turbine |  |  |  | Combustion turbine |  |  |  |  | 0.16992
LaPorte Generating Station | Texas |  | X | X | 55365 | GT-3 | 4561 | Combustion Turbine |  |  |  | Combustion turbine |  |  |  |  | 0.17833
LaPorte Generating Station | Texas |  | X | X | 55365 | GT-4 | 4562 | Combustion Turbine |  |  |  | Combustion turbine |  |  |  |  | 0.16992
Lake Hubbard | Texas |  | X | X | 3452 | 1 | 2313 | O/G Steam |  |  |  | Dry bottom wall-fired boiler |  |  |  | 392 | 0.11942
Lake Hubbard | Texas |  | X | X | 3452 | 2 | 2314 | O/G Steam |  |  |  | Dry bottom wall-fired boiler | Y |  |  | 523 | 0.03
Lamar Power Plant | Texas |  | X | X | 55097 | 1 | 3879 | Combined Cycle |  |  |  | Combined cycle |  |  |  |  | 0.032985
Lamar Power Plant | Texas |  | X | X | 55097 | 2 | 3880 | Combined Cycle |  |  |  | Combined cycle |  |  |  |  | 0.034014
Lamar Power Plant | Texas |  | X | X | 55097 | 3 | 3881 | Combined Cycle |  |  |  | Combined cycle |  |  |  |  | 0.032387
Lamar Power Plant | Texas |  | X | X | 55097 | 4 | 3882 | Combined Cycle |  |  |  | Combined cycle |  |  |  |  | 0.032174
Laredo | Texas |  | X | X | 3439 | 4 | 90196 | Combustion Turbine |  |  |  | Combustion turbine | Y |  |  |  | 0.010972
Laredo | Texas |  | X | X | 3439 | 5 | 90197 | Combustion Turbine |  |  |  | Combustion turbine | Y |  |  |  | 0.010375
Leon Creek | Texas |  | X | X | 3609 | CGT1 | 89297 | Combustion Turbine |  |  |  | Combustion turbine | Y |  |  |  | 0.016017
Leon Creek | Texas |  | X | X | 3609 | CGT2 | 89298 | Combustion Turbine |  |  |  | Combustion turbine | Y |  |  |  | 0.01594
Leon Creek | Texas |  | X | X | 3609 | CGT3 | 89299 | Combustion Turbine |  |  |  | Combustion turbine | Y |  |  |  | 0.015621
Leon Creek | Texas |  | X | X | 3609 | CGT4 | 89300 | Combustion Turbine |  |  |  | Combustion turbine | Y |  |  |  | 0.017552
Lewis Creek | Texas |  | X | X | 3457 | 1 | 2332 | O/G Steam |  |  |  | Dry bottom wall-fired boiler | Y |  |  | 252 | 0.022855
Lewis Creek | Texas |  | X | X | 3457 | 2 | 2333 | O/G Steam |  |  |  | Dry bottom wall-fired boiler | Y |  |  | 253 | 0.021213
Limestone | Texas |  | X | X | 298 | LIM1 | 176 | Coal Steam | 12 | 2029 | 2030 | Tangentially-fired |  | Y |  | 831 | 0.093697
Limestone | Texas |  | X | X | 298 | LIM2 | 177 | Coal Steam | 12 | 2029 | 2030 | Tangentially-fired |  | Y |  | 858 | 0.10661
Lost Pines 1 | Texas |  | X | X | 55154 | 1 | 4032 | Combined Cycle |  |  |  | Combined cycle | Y |  |  |  | 0.012
Lost Pines 1 | Texas |  | X | X | 55154 | 2 | 4033 | Combined Cycle |  |  |  | Combined cycle | Y |  |  |  | 0.012
Magic Valley Generating Station | Texas |  | X | X | 55123 | CTG-1 | 3951 | Combined Cycle |  |  |  | Combined cycle | Y |  |  |  | 0.012
Magic Valley Generating Station | Texas |  | X | X | 55123 | CTG-2 | 3952 | Combined Cycle |  |  |  | Combined cycle | Y |  |  |  | 0.012
Martin Lake | Texas |  | X | X | 6146 | 1 | 2804 | Coal Steam |  |  |  | Tangentially-fired |  |  |  | 800 | 0.095588
Martin Lake | Texas |  | X | X | 6146 | 2 | 2805 | Coal Steam |  |  |  | Tangentially-fired |  |  |  | 805 | 0.095628
Martin Lake | Texas |  | X | X | 6146 | 3 | 2806 | Coal Steam |  |  |  | Tangentially-fired |  |  |  | 805 | 0.091704
Midlothian Energy | Texas |  | X | X | 55091 | STK1 | 3873 | Combined Cycle |  |  |  | Combined cycle | Y |  |  |  | 0.012
Midlothian Energy | Texas |  | X | X | 55091 | STK2 | 3874 | Combined Cycle |  |  |  | Combined cycle | Y |  |  |  | 0.012
Midlothian Energy | Texas |  | X | X | 55091 | STK3 | 3875 | Combined Cycle |  |  |  | Combined cycle | Y |  |  |  | 0.012
Midlothian Energy | Texas |  | X | X | 55091 | STK4 | 3876 | Combined Cycle |  |  |  | Combined cycle | Y |  |  |  | 0.012
Midlothian Energy | Texas |  | X | X | 55091 | STK5 | 3877 | Combined Cycle |  |  |  | Combined cycle | Y |  |  |  | 0.012
Midlothian Energy | Texas |  | X | X | 55091 | STK6 | 3878 | Combined Cycle |  |  |  | Combined cycle | Y |  |  |  | 0.012
Montana Power Station | Texas |  | X | X | 58562 | GT-1 | 90902 | Combustion Turbine |  |  |  | Combustion turbine | Y |  |  |  | 0.011379
Montana Power Station | Texas |  | X | X | 58562 | GT-2 | 90903 | Combustion Turbine |  |  |  | Combustion turbine | Y |  |  |  | 0.012521
Montana Power Station | Texas |  | X | X | 58562 | GT-3 | 90904 | Combustion Turbine |  |  |  | Combustion turbine | Y |  |  |  | 0.012174
Montana Power Station | Texas |  | X | X | 58562 | GT-4 | 90905 | Combustion Turbine |  |  |  | Combustion turbine | Y |  |  |  | 0.011662
Montgomery County Power Station | Texas |  | X | X | 60925 | CT1 | 91291 | Combined Cycle |  |  |  | Combined cycle | Y |  |  |  | 0.0061179
Montgomery County Power Station | Texas |  | X | X | 60925 | CT2 | 91292 | Combined Cycle |  |  |  | Combined cycle | Y |  |  |  | 0.006174
Morgan Creek | Texas |  | X | X | 3492 | CT1 | 90017 | Combustion Turbine |  |  |  | Combustion turbine |  |  |  |  | 0.89037
Morgan Creek | Texas |  | X | X | 3492 | CT2 | 90018 | Combustion Turbine |  |  |  | Combustion turbine |  |  |  |  | 0.80739
Morgan Creek | Texas |  | X | X | 3492 | CT3 | 90019 | Combustion Turbine |  |  |  | Combustion turbine |  |  |  |  | 0.83316
Morgan Creek | Texas |  | X | X | 3492 | CT4 | 90020 | Combustion Turbine |  |  |  | Combustion turbine |  |  |  |  | 0.81442
Morgan Creek | Texas |  | X | X | 3492 | CT5 | 90021 | Combustion Turbine |  |  |  | Combustion turbine |  |  |  |  | 0.82567
Morgan Creek | Texas |  | X | X | 3492 | CT6 | 90022 | Combustion Turbine |  |  |  | Combustion turbine |  |  |  |  | 1.1319
Mountain Creek Generating Station | Texas |  | X | X | 3453 | 6 | 2318 | O/G Steam |  |  |  | Dry bottom wall-fired boiler |  |  |  | 122 | 0.10179
Mountain Creek Generating Station | Texas |  | X | X | 3453 | 7 | 2319 | O/G Steam |  |  |  | Dry bottom wall-fired boiler |  |  |  | 118 | 0.21461
Mountain Creek Generating Station | Texas |  | X | X | 3453 | 8 | 2320 | O/G Steam |  |  |  | Tangentially-fired | Y |  |  | 568 | 0.019809
Mustang Station | Texas |  | X | X | 55065 | 1 | 3851 | Combined Cycle |  |  |  | Combined cycle |  |  |  |  | 0.036424
Mustang Station | Texas |  | X | X | 55065 | 2 | 3852 | Combined Cycle |  |  |  | Combined cycle |  |  |  |  | 0.033269
Mustang Station (56326) | Texas |  | X | X | 56326 | GEN1 | 89654 | Combustion Turbine |  |  |  | Combustion turbine |  |  |  |  | 0.025865
Mustang Station (56326) | Texas |  | X | X | 56326 | GEN2 | 89751 | Combustion Turbine |  |  |  | Combustion turbine |  |  |  |  | 0.027307
Mustang Station (56326) | Texas |  | X | X | 56326 | GEN3 | 90776 | Combustion Turbine |  |  |  | Combustion turbine |  |  |  |  | 0.027944
Nacogdoches Generating Facility | Texas |  | X | X | 55708 | BFB-1 | 9227 | Biomass |  |  |  | Bubbling fluidized bed boiler |  | Y |  |  | 0.08245
New Gulf Power Facility | Texas |  | X | X | 50137 | 1 | 3640 | Combustion Turbine | 11 | 2020 | 2023 | Combustion turbine |  |  |  |  | 0.27233 | Y
Newman Power Station | Texas |  | X | X | 3456 | **4 | 2327 | Combined Cycle | 12 | 2031 | 2032 | Combined cycle |  |  |  |  | 0.13219
Newman Power Station | Texas |  | X | X | 3456 | **5 | 2328 | Combined Cycle | 12 | 2031 | 2032 | Combined cycle |  |  |  |  | 0.14491
Newman Power Station | Texas |  | X | X | 3456 | 1 | 2329 | O/G Steam | 12 | 2024 | 2025 | Dry bottom wall-fired boiler |  |  |  | 82 | 0.19767 | Y
Newman Power Station | Texas |  | X | X | 3456 | 2 | 2330 | O/G Steam | 12 | 2024 | 2025 | Dry bottom wall-fired boiler |  |  |  | 81 | 0.20302 | Y
Newman Power Station | Texas |  | X | X | 3456 | 3 | 2331 | O/G Steam | 12 | 2031 | 2032 | Dry bottom wall-fired boiler |  |  |  | 97 | 0.16827
Newman Power Station | Texas |  | X | X | 3456 | GT-6A | 91266 | Combined Cycle |  |  |  | Combined cycle | Y |  |  |  | 0.012
Newman Power Station | Texas |  | X | X | 3456 | GT-6B | 91267 | Combined Cycle |  |  |  | Combined cycle | Y |  |  |  | 0.010697
Nichols Station | Texas |  | X | X | 3484 | 141B | 2398 | O/G Steam | 12 | 2028 | 2029 | Tangentially-fired |  |  |  | 107 | 0.10111
Nichols Station | Texas |  | X | X | 3484 | 142B | 2399 | O/G Steam | 12 | 2027 | 2028 | Tangentially-fired |  |  |  | 106 | 0.1079
Nichols Station | Texas |  | X | X | 3484 | 143B | 2400 | O/G Steam |  |  |  | Tangentially-fired |  |  |  | 244 | 0.089513
Nueces Bay | Texas |  | X | X | 3441 | 8 | 90242 | Combined Cycle |  |  |  | Combined cycle | Y |  |  |  | 0.012
Nueces Bay | Texas |  | X | X | 3441 | 9 | 90243 | Combined Cycle |  |  |  | Combined cycle | Y |  |  |  | 0.012
O W Sommers | Texas |  | X | X | 3611 | 1 | 2479 | O/G Steam | 3 | 2027 | 2027 | Tangentially-fired |  |  |  | 420 | 0.085738
O W Sommers | Texas |  | X | X | 3611 | 2 | 2480 | O/G Steam | 3 | 2029 | 2029 | Tangentially-fired |  |  |  | 410 | 0.070028
Oak Grove | Texas |  | X | X | 6180 | 1 | 2830 | Coal Steam |  |  |  | Tangentially-fired | Y |  |  | 855 | 0.071553
Oak Grove | Texas |  | X | X | 6180 | 2 | 2831 | Coal Steam |  |  |  | Dry bottom wall-fired boiler | Y |  |  | 855 | 0.07108
Odessa Ector Generating Station | Texas |  | X | X | 55215 | GT1 | 4149 | Combined Cycle |  |  |  | Combined cycle |  |  |  |  | 0.029384
Odessa Ector Generating Station | Texas |  | X | X | 55215 | GT2 | 4150 | Combined Cycle |  |  |  | Combined cycle |  |  |  |  | 0.027163
Odessa Ector Generating Station | Texas |  | X | X | 55215 | GT3 | 4151 | Combined Cycle |  |  |  | Combined cycle |  |  |  |  | 0.029585
Odessa Ector Generating Station | Texas |  | X | X | 55215 | GT4 | 4152 | Combined Cycle |  |  |  | Combined cycle |  |  |  |  | 0.028001
Odyssey Energy Altura Cogen, LLC | Texas |  | X | X | 50815 | ENG101 | 10087 | Combined Cycle |  |  |  | Combined cycle |  |  |  |  | 0.027248
Odyssey Energy Altura Cogen, LLC | Texas |  | X | X | 50815 | ENG201 | 10088 | Combined Cycle |  |  |  | Combined cycle |  |  |  |  | 0.02228
Odyssey Energy Altura Cogen, LLC | Texas |  | X | X | 50815 | ENG301 | 10089 | Combined Cycle |  |  |  | Combined cycle |  |  |  |  | 0.023326
Odyssey Energy Altura Cogen, LLC | Texas |  | X | X | 50815 | ENG401 | 10090 | Combined Cycle |  |  |  | Combined cycle |  |  |  |  | 0.020434
Odyssey Energy Altura Cogen, LLC | Texas |  | X | X | 50815 | ENG501 | 10091 | Combined Cycle |  |  |  | Combined cycle |  |  |  |  | 0.01586
Odyssey Energy Altura Cogen, LLC | Texas |  | X | X | 50815 | ENG601 | 10092 | Combined Cycle |  |  |  | Combined cycle |  |  |  |  | 0.01534
Oklaunion Power Station | Texas |  | X | X | 127 | 1 | 81 | Coal Steam | 9 | 2020 | 2023 |  |  |  |  | 650 | 0.1245 | Y
Panda Sherman Power Station | Texas |  | X | X | 58005 | CTG1 | 90809 | Combined Cycle |  |  |  | Combined cycle | Y |  |  |  | 0.0066508
Panda Sherman Power Station | Texas |  | X | X | 58005 | CTG2 | 90810 | Combined Cycle |  |  |  | Combined cycle | Y |  |  |  | 0.0066557
Panda Temple Power Station | Texas |  | X | X | 58001 | CTG1 | 90804 | Combined Cycle |  |  |  | Combined cycle | Y |  |  |  | 0.0070335
Panda Temple Power Station | Texas |  | X | X | 58001 | CTG2 | 90806 | Combined Cycle |  |  |  | Combined cycle | Y |  |  |  | 0.0070366
Panda Temple Power Station | Texas |  | X | X | 58001 | CTG3 | 90807 | Combined Cycle |  |  |  | Combined cycle | Y |  |  |  | 0.0071017
Panda Temple Power Station | Texas |  | X | X | 58001 | CTG4 | 90808 | Combined Cycle |  |  |  | Combined cycle | Y |  |  |  | 0.0071163
Paris Energy Center | Texas |  | X | X | 50109 | HRSG1 | 89668 | Combined Cycle |  |  |  | Combined cycle |  |  |  |  | 0.11026
Paris Energy Center | Texas |  | X | X | 50109 | HRSG2 | 89669 | Combined Cycle |  |  |  | Combined cycle |  |  |  |  | 0.11554
Pasadena Power Plant | Texas |  | X | X | 55047 | CG-1 | 3831 | Combined Cycle |  |  |  | Combined cycle | Y |  |  |  | 0.012
Pasadena Power Plant | Texas |  | X | X | 55047 | CG-2 | 3832 | Combined Cycle |  |  |  | Combined cycle | Y |  |  |  | 0.012
Pasadena Power Plant | Texas |  | X | X | 55047 | CG-3 | 3833 | Combined Cycle |  |  |  | Combined cycle | Y |  |  |  | 0.012
Permian Basin | Texas |  | X | X | 3494 | CT1 | 90023 | Combustion Turbine |  |  |  | Combustion turbine |  |  |  |  | 0.17897
Permian Basin | Texas |  | X | X | 3494 | CT2 | 90024 | Combustion Turbine |  |  |  | Combustion turbine |  |  |  |  | 0.22485
Permian Basin | Texas |  | X | X | 3494 | CT3 | 90025 | Combustion Turbine |  |  |  | Combustion turbine |  |  |  |  | 0.22863
Permian Basin | Texas |  | X | X | 3494 | CT4 | 90026 | Combustion Turbine |  |  |  | Combustion turbine |  |  |  |  | 0.2306
Permian Basin | Texas |  | X | X | 3494 | CT5 | 90027 | Combustion Turbine |  |  |  | Combustion turbine |  |  |  |  | 0.23383
Plant X | Texas |  | X | X | 3485 | 111B | 2401 | O/G Steam |  |  |  | Dry bottom wall-fired boiler |  |  |  | 48 | 0.47265
Plant X | Texas |  | X | X | 3485 | 112B | 2402 | O/G Steam |  |  |  | Tangentially-fired |  |  |  | 102 | 0.088594
Plant X | Texas |  | X | X | 3485 | 113B | 2403 | O/G Steam | 12 | 2022 | 2023 | Tangentially-fired |  |  |  | 93 | 0.16069 | Y
Plant X | Texas |  | X | X | 3485 | 114B | 2404 | O/G Steam | 12 | 2027 | 2028 | Tangentially-fired |  |  |  | 190 | 0.094591
Port Comfort Peaking Facility | Texas |  | X | X | 60459 | CT1 | 91150 | Combustion Turbine |  |  |  | Combustion turbine | Y |  |  |  | 0.03
Port Comfort Peaking Facility | Texas |  | X | X | 60459 | CT2 | 91151 | Combustion Turbine |  |  |  | Combustion turbine | Y |  |  |  | 0.016583
Power Lane Steam Plant | Texas |  | X | X | 4195 | 2 | 2640 | O/G Steam |  |  |  | Dry bottom wall-fired boiler |  |  |  | 24 | 0.2199
Power Lane Steam Plant | Texas |  | X | X | 4195 | 3 | 2641 | O/G Steam |  |  |  | Dry bottom wall-fired boiler |  |  |  | 41 | 0.14985
Quail Run Energy Center | Texas |  | X | X | 56349 | CT1A | 89698 | Combined Cycle |  |  |  | Combined cycle | Y |  |  |  | 0.012
Quail Run Energy Center | Texas |  | X | X | 56349 | CT1B | 89699 | Combined Cycle |  |  |  | Combined cycle | Y |  |  |  | 0.012
Quail Run Energy Center | Texas |  | X | X | 56349 | CT2A | 91262 | Combined Cycle |  |  |  | Combined cycle | Y |  |  |  | 0.012
Quail Run Energy Center | Texas |  | X | X | 56349 | CT2B | 91263 | Combined Cycle |  |  |  | Combined cycle | Y |  |  |  | 0.012
R W Miller | Texas |  | X | X | 3628 | **4 | 2491 | Combustion Turbine |  |  |  | Combustion turbine |  |  |  |  | 0.11148
R W Miller | Texas |  | X | X | 3628 | **5 | 2492 | Combustion Turbine |  |  |  | Combustion turbine |  |  |  |  | 0.11624
R W Miller | Texas |  | X | X | 3628 | 1 | 2493 | O/G Steam |  |  |  | Dry bottom wall-fired boiler |  |  |  | 66 | 0.12021 | Y
R W Miller | Texas |  | X | X | 3628 | 2 | 2494 | O/G Steam |  |  |  | Dry bottom wall-fired boiler |  |  |  | 100 | 0.22419
R W Miller | Texas |  | X | X | 3628 | 3 | 2495 | O/G Steam |  |  |  | Dry bottom wall-fired boiler |  |  |  | 200 | 0.10978
Ray Olinger | Texas |  | X | X | 3576 | BW2 | 2464 | O/G Steam |  |  |  | Dry bottom wall-fired boiler |  |  |  | 107 | 0.049827
Ray Olinger | Texas |  | X | X | 3576 | BW3 | 2465 | O/G Steam |  |  |  | Dry bottom wall-fired boiler |  |  |  | 138 | 0.052337
Ray Olinger | Texas |  | X | X | 3576 | CE1 | 2466 | O/G Steam |  |  |  | Tangentially-fired |  |  |  | 75 | 0.046316 | Y
Ray Olinger | Texas |  | X | X | 3576 | GE4 | 2467 | Combustion Turbine |  |  |  | Combustion turbine |  |  |  |  | 0.027024
Rio Nogales Power Project, LP | Texas |  | X | X | 55137 | CTG-1 | 3975 | Combined Cycle |  |  |  | Combined cycle |  |  |  |  | 0.017837
Rio Nogales Power Project, LP | Texas |  | X | X | 55137 | CTG-2 | 3976 | Combined Cycle |  |  |  | Combined cycle |  |  |  |  | 0.01663
Rio Nogales Power Project, LP | Texas |  | X | X | 55137 | CTG-3 | 3977 | Combined Cycle |  |  |  | Combined cycle |  |  |  |  | 0.016995
Roland C. Dansby Power Plant | Texas |  | X | X | 6243 | 1 | 2860 | O/G Steam |  |  |  | Dry bottom wall-fired boiler |  |  |  | 110 | 0.059685
Roland C. Dansby Power Plant | Texas |  | X | X | 6243 | 2 | 89412 | Combustion Turbine |  |  |  | Combustion turbine | Y |  |  |  | 0.014911
Roland C. Dansby Power Plant | Texas |  | X | X | 6243 | 3 | 90415 | Combustion Turbine |  |  |  | Combustion turbine | Y |  |  |  | 0.02065
SRO Cogen Limited Partnership | Texas |  | X | X | 55120 | CTG-1 | 3945 | Combined Cycle |  |  |  | Combined cycle | Y |  |  |  | 0.012
SRO Cogen Limited Partnership | Texas |  | X | X | 55120 | CTG-2 | 3946 | Combined Cycle |  |  |  | Combined cycle | Y |  |  |  | 0.012
Sabine | Texas |  | X | X | 3459 | 1 | 2338 | O/G Steam | 6 | 2026 | 2027 | Tangentially-fired |  |  |  | 212 | 0.087968
Sabine | Texas |  | X | X | 3459 | 3 | 2340 | O/G Steam | 6 | 2026 | 2027 | Tangentially-fired |  |  |  | 411 | 0.05826
Sabine | Texas |  | X | X | 3459 | 4 | 2341 | O/G Steam | 6 | 2026 | 2027 | Dry bottom wall-fired boiler |  |  |  | 533 | 0.084437
Sabine | Texas |  | X | X | 3459 | 5 | 2342 | O/G Steam |  |  |  | Tangentially-fired |  |  |  | 448 | 0.05219
Sam Rayburn Plant | Texas |  | X | X | 3631 | CT7 | 8334 | Combined Cycle |  |  |  | Combined cycle | Y |  |  |  | 0.012
Sam Rayburn Plant | Texas |  | X | X | 3631 | CT8 | 8336 | Combined Cycle |  |  |  | Combined cycle | Y |  |  |  | 0.012
Sam Rayburn Plant | Texas |  | X | X | 3631 | CT9 | 8338 | Combined Cycle |  |  |  | Combined cycle | Y |  |  |  | 0.012
Sam Seymour | Texas |  | X | X | 6179 | 1 | 2827 | Coal Steam |  |  |  | Tangentially-fired |  |  |  | 590 | 0.079418
Sam Seymour | Texas |  | X | X | 6179 | 2 | 2828 | Coal Steam |  |  |  | Tangentially-fired |  |  |  | 590 | 0.077872
Sam Seymour | Texas |  | X | X | 6179 | 3 | 2829 | Coal Steam |  |  |  | Tangentially-fired |  |  |  | 435 | 0.078254
San Jacinto County Peaking Facility | Texas |  | X | X | 56603 | SJCCT1 | 91257 | Combustion Turbine |  |  |  | Combustion turbine |  |  |  |  | 0.025088
San Jacinto County Peaking Facility | Texas |  | X | X | 56603 | SJCCT2 | 91258 | Combustion Turbine |  |  |  | Combustion turbine |  |  |  |  | 0.025913
San Jacinto Steam Electric Station | Texas |  | X | X | 7325 | SJS1 | 3095 | Combustion Turbine |  |  |  | Combustion turbine |  |  |  |  | 0.024129
San Jacinto Steam Electric Station | Texas |  | X | X | 7325 | SJS2 | 3096 | Combustion Turbine |  |  |  | Combustion turbine |  |  |  |  | 0.01642
San Miguel | Texas |  | X | X | 6183 | SM-1 | 2835 | Coal Steam |  |  |  | Dry bottom wall-fired boiler |  | Y |  | 391 | 0.1044
Sand Hill Energy Center | Texas |  | X | X | 7900 | SH1 | 1149 | Combustion Turbine |  |  |  | Combustion turbine | Y |  |  |  | 0.020053
Sand Hill Energy Center | Texas |  | X | X | 7900 | SH2 | 1150 | Combustion Turbine |  |  |  | Combustion turbine | Y |  |  |  | 0.020493
Sand Hill Energy Center | Texas |  | X | X | 7900 | SH3 | 1151 | Combustion Turbine |  |  |  | Combustion turbine | Y |  |  |  | 0.019478
Sand Hill Energy Center | Texas |  | X | X | 7900 | SH4 | 1152 | Combustion Turbine |  |  |  | Combustion turbine | Y |  |  |  | 0.020464
Sand Hill Energy Center | Texas |  | X | X | 7900 | SH5 | 10015 | Combined Cycle |  |  |  | Combined cycle | Y |  |  |  | 0.012
Sand Hill Energy Center | Texas |  | X | X | 7900 | SH6 | 90519 | Combustion Turbine |  |  |  | Combustion turbine | Y |  |  |  | 0.016112
Sand Hill Energy Center | Texas |  | X | X | 7900 | SH7 | 90520 | Combustion Turbine |  |  |  | Combustion turbine | Y |  |  |  | 0.015849
Sandy Creek Energy Station | Texas |  | X | X | 56611 | S01 | 90551 | Coal Steam |  |  |  | Dry bottom wall-fired boiler | Y |  |  | 933 | 0.046535
Silas Ray | Texas |  | X | X | 3559 | 10 | 89523 | Combustion Turbine |  |  |  | Combustion turbine | Y |  |  |  | 0.0096042
Silas Ray | Texas |  | X | X | 3559 | 9 | 2461 | Combined Cycle |  |  |  | Combined cycle |  |  |  |  | 0.067444
Sim Gideon | Texas |  | X | X | 3601 | 1 | 2468 | O/G Steam |  |  |  | Dry bottom wall-fired boiler |  |  |  | 136 | 0.16904
Sim Gideon | Texas |  | X | X | 3601 | 2 | 2469 | O/G Steam |  |  |  | Dry bottom wall-fired boiler |  |  |  | 136 | 0.14092
Sim Gideon | Texas |  | X | X | 3601 | 3 | 2470 | O/G Steam |  |  |  | Tangentially-fired |  |  |  | 335 | 0.090396
South Houston Green Power Site | Texas |  | X | X | 55470 | EPN801 | 4843 | Combined Cycle |  |  |  | Combined cycle | Y |  |  |  | 0.01022
South Houston Green Power Site | Texas |  | X | X | 55470 | EPN802 | 4844 | Combined Cycle |  |  |  | Combined cycle | Y |  |  |  | 0.01082
South Houston Green Power Site | Texas |  | X | X | 55470 | EPN803 | 4845 | Combined Cycle |  |  |  | Combined cycle | Y |  |  |  | 0.010063
Spencer | Texas |  | X | X | 4266 | 4 | 2651 | O/G Steam |  |  |  | Dry bottom wall-fired boiler |  |  |  | 61 | 0.051505
Spencer | Texas |  | X | X | 4266 | 5 | 2652 | O/G Steam |  |  |  | Dry bottom wall-fired boiler |  |  |  | 61 | 0.053576 | Y
Stryker Creek | Texas |  | X | X | 3504 | 1 | 2429 | O/G Steam |  |  |  | Dry bottom wall-fired boiler |  |  |  | 167 | 0.17535
Stryker Creek | Texas |  | X | X | 3504 | 2 | 2430 | O/G Steam |  |  |  | Tangentially-fired |  |  |  | 502 | 0.081238
Sweeny Cogeneration Facility | Texas |  | X | X | 55015 | 1 | 3814 | Combustion Turbine |  |  |  | Combustion turbine |  |  |  |  | 0.012783
Sweeny Cogeneration Facility | Texas |  | X | X | 55015 | 2 | 3815 | Combustion Turbine |  |  |  | Combustion turbine |  |  |  |  | 0.0096479
Sweeny Cogeneration Facility | Texas |  | X | X | 55015 | 3 | 3816 | Combustion Turbine |  |  |  | Combustion turbine |  |  |  |  | 0.0047196
Sweeny Cogeneration Facility | Texas |  | X | X | 55015 | 4 | 3817 | Combustion Turbine |  |  |  | Combustion turbine |  |  |  |  | 0.0040588
T C Ferguson Power Plant | Texas |  | X | X | 4937 | CT-1 | 90812 | Combined Cycle |  |  |  | Combined cycle | Y |  |  |  | 0.0058694
T C Ferguson Power Plant | Texas |  | X | X | 4937 | CT-2 | 90813 | Combined Cycle |  |  |  | Combined cycle | Y |  |  |  | 0.0054789
T H Wharton | Texas |  | X | X | 3469 | THW31 | 89958 | Combined Cycle |  |  |  | Combined cycle |  |  |  |  | 0.016439
T H Wharton | Texas |  | X | X | 3469 | THW32 | 89959 | Combined Cycle |  |  |  | Combined cycle |  |  |  |  | 0.01599
T H Wharton | Texas |  | X | X | 3469 | THW33 | 89960 | Combined Cycle |  |  |  | Combined cycle |  |  |  |  | 0.016364
T H Wharton | Texas |  | X | X | 3469 | THW34 | 89961 | Combined Cycle |  |  |  | Combined cycle |  |  |  |  | 0.015461
T H Wharton | Texas |  | X | X | 3469 | THW41 | 89962 | Combined Cycle |  |  |  | Combined cycle |  |  |  |  | 0.015985
T H Wharton | Texas |  | X | X | 3469 | THW42 | 89963 | Combined Cycle |  |  |  | Combined cycle |  |  |  |  | 0.01522
T H Wharton | Texas |  | X | X | 3469 | THW43 | 89964 | Combined Cycle |  |  |  | Combined cycle |  |  |  |  | 0.015477
T H Wharton | Texas |  | X | X | 3469 | THW44 | 89965 | Combined Cycle |  |  |  | Combined cycle |  |  |  |  | 0.015658
T H Wharton | Texas |  | X | X | 3469 | THW51 | 89966 | Combustion Turbine |  |  |  | Combustion turbine |  |  |  |  | 0.18755
T H Wharton | Texas |  | X | X | 3469 | THW52 | 89967 | Combustion Turbine |  |  |  | Combustion turbine |  |  |  |  | 0.18785
T H Wharton | Texas |  | X | X | 3469 | THW53 | 89968 | Combustion Turbine |  |  |  | Combustion turbine |  |  |  |  | 0.18887
T H Wharton | Texas |  | X | X | 3469 | THW54 | 89969 | Combustion Turbine |  |  |  | Combustion turbine |  |  |  |  | 0.18822
T H Wharton | Texas |  | X | X | 3469 | THW55 | 89970 | Combustion Turbine |  |  |  | Combustion turbine |  |  |  |  | 0.188
T H Wharton | Texas |  | X | X | 3469 | THW56 | 89971 | Combustion Turbine |  |  |  | Combustion turbine |  |  |  |  | 0.18888
Tejas Power Generation Unit 1 | Texas |  | X | X | 60468 | CT-1 | 91283 | Combustion Turbine |  |  |  | Combustion turbine | Y |  |  |  | 0.03
Tenaska Frontier Generating Station | Texas |  | X | X | 55062 | 1 | 3843 | Combined Cycle |  |  |  | Combined cycle |  |  |  |  | 0.039497
Tenaska Frontier Generating Station | Texas |  | X | X | 55062 | 2 | 3844 | Combined Cycle |  |  |  | Combined cycle |  |  |  |  | 0.035647
Tenaska Frontier Generating Station | Texas |  | X | X | 55062 | 3 | 3845 | Combined Cycle |  |  |  | Combined cycle |  |  |  |  | 0.034474
Tenaska Gateway Generating Station | Texas |  | X | X | 55132 | OGTDB1 | 3970 | Combined Cycle |  |  |  | Combined cycle |  |  |  |  | 0.032752
Tenaska Gateway Generating Station | Texas |  | X | X | 55132 | OGTDB2 | 3971 | Combined Cycle |  |  |  | Combined cycle |  |  |  |  | 0.035464
Tenaska Gateway Generating Station | Texas |  | X | X | 55132 | OGTDB3 | 3972 | Combined Cycle |  |  |  | Combined cycle |  |  |  |  | 0.034909
Texas City Cogeneration | Texas |  | X | X | 52088 | GT-A | 89949 | Combined Cycle |  |  |  | Combined cycle |  |  |  |  | 0.1062
Texas City Cogeneration | Texas |  | X | X | 52088 | GT-B | 89950 | Combined Cycle |  |  |  | Combined cycle |  |  |  |  | 0.027901
Texas City Cogeneration | Texas |  | X | X | 52088 | GT-C | 89951 | Combined Cycle |  |  |  | Combined cycle |  |  |  |  | 0.027041
Tolk Station | Texas |  | X | X | 6194 | 171B | 2841 | Coal Steam | 12 | 2028 | 2029 | Tangentially-fired |  |  |  | 532 | 0.11055
Tolk Station | Texas |  | X | X | 6194 | 172B | 2842 | Coal Steam | 12 | 2028 | 2029 | Tangentially-fired |  |  |  | 535 | 0.11794
Trinidad | Texas |  | X | X | 3507 | 9 | 2435 | O/G Steam |  |  |  | Tangentially-fired |  |  |  | 235 | 0.19767
Twin Oaks | Texas |  | X | X | 7030 | U1 | 2920 | Coal Steam |  |  |  | Circulating fluidized bed boiler |  | Y |  | 152 | 0.08552
Twin Oaks | Texas |  | X | X | 7030 | U2 | 2921 | Coal Steam |  |  |  | Circulating fluidized bed boiler |  | Y |  | 153 | 0.09014
V H Braunig | Texas |  | X | X | 3612 | 1 | 2481 | O/G Steam | 3 | 2025 | 2025 | Tangentially-fired |  |  |  | 217 | 0.22228 | Y
V H Braunig | Texas |  | X | X | 3612 | 2 | 2482 | O/G Steam | 3 | 2025 | 2025 | Tangentially-fired |  |  |  | 230 | 0.16217 | Y
V H Braunig | Texas |  | X | X | 3612 | 3 | 2483 | O/G Steam | 3 | 2027 | 2027 | Tangentially-fired |  |  |  | 412 | 0.075679
V H Braunig | Texas |  | X | X | 3612 | CGT5 | 89837 | Combustion Turbine |  |  |  | Combustion turbine | Y |  |  |  | 0.014571
V H Braunig | Texas |  | X | X | 3612 | CGT6 | 89838 | Combustion Turbine |  |  |  | Combustion turbine | Y |  |  |  | 0.014556
V H Braunig | Texas |  | X | X | 3612 | CGT7 | 89839 | Combustion Turbine |  |  |  | Combustion turbine | Y |  |  |  | 0.014845
V H Braunig | Texas |  | X | X | 3612 | CGT8 | 89840 | Combustion Turbine |  |  |  | Combustion turbine | Y |  |  |  | 0.013935
V H Braunig | Texas |  | X | X | 3612 | CT01 | 2484 | Combined Cycle |  |  |  | Combined cycle | Y |  |  |  | 0.012
V H Braunig | Texas |  | X | X | 3612 | CT02 | 2485 | Combined Cycle |  |  |  | Combined cycle | Y |  |  |  | 0.012
Victoria City Peaking Facility | Texas |  | X | X | 61241 | CT1 | 91226 | Combustion Turbine |  |  |  | Combustion turbine | Y |  |  |  | 0.013028
Victoria City Peaking Facility | Texas |  | X | X | 61241 | CT2 | 91227 | Combustion Turbine |  |  |  | Combustion turbine | Y |  |  |  | 0.011661
Victoria Port Peaking Facility | Texas |  | X | X | 61242 | CT1 | 91228 | Combustion Turbine |  |  |  | Combustion turbine | Y |  |  |  | 0.012798
Victoria Port Peaking Facility | Texas |  | X | X | 61242 | CT2 | 91229 | Combustion Turbine |  |  |  | Combustion turbine | Y |  |  |  | 0.011816 | Y
Victoria Power Station | Texas |  | X | X | 3443 | 9 | 90094 | Combined Cycle |  |  |  | Combined cycle | Y |  |  |  | 0.012
W A Parish | Texas |  | X | X | 3470 | WAP1 | 2374 | O/G Steam | 12 | 2026 | 2027 | Dry bottom wall-fired boiler |  |  |  | 169 | 0.23095
W A Parish | Texas |  | X | X | 3470 | WAP2 | 2375 | O/G Steam | 12 | 2026 | 2027 | Dry bottom wall-fired boiler |  |  |  | 169 | 0.12162
W A Parish | Texas |  | X | X | 3470 | WAP3 | 2376 | O/G Steam | 12 | 2026 | 2027 | Dry bottom wall-fired boiler |  |  |  | 273 | 0.13884
W A Parish | Texas |  | X | X | 3470 | WAP4 | 2377 | O/G Steam | 12 | 2026 | 2027 | Tangentially-fired |  |  |  | 552 | 0.092082
W A Parish | Texas |  | X | X | 3470 | WAP5 | 2378 | Coal Steam |  |  |  | Dry bottom wall-fired boiler | Y |  |  | 659 | 0.060209
W A Parish | Texas |  | X | X | 3470 | WAP6 | 2379 | Coal Steam |  |  |  | Dry bottom wall-fired boiler | Y |  |  | 653 | 0.063639
W A Parish | Texas |  | X | X | 3470 | WAP7 | 2380 | Coal Steam |  |  |  | Tangentially-fired | Y |  |  | 577 | 0.063872
W A Parish | Texas |  | X | X | 3470 | WAP8 | 2381 | Coal Steam |  |  |  | Tangentially-fired | Y |  |  | 610 | 0.045971
Welsh Power Plant | Texas |  | X | X | 6139 | 1 | 2801 | Coal Steam |  |  |  | Dry bottom wall-fired boiler |  |  |  | 528 | 0.12196
Welsh Power Plant | Texas |  | X | X | 6139 | 3 | 2803 | Coal Steam | 1 | 2028 | 2028 | Dry bottom wall-fired boiler |  |  |  | 528 | 0.1275
Wilkes Power Plant | Texas |  | X | X | 3478 | 1 | 2390 | O/G Steam |  |  |  | Tangentially-fired |  |  |  | 174 | 0.15063
Wilkes Power Plant | Texas |  | X | X | 3478 | 2 | 2391 | O/G Steam |  |  |  | Dry bottom wall-fired boiler |  |  |  | 355 | 0.14237
Wilkes Power Plant | Texas |  | X | X | 3478 | 3 | 2392 | O/G Steam |  |  |  | Dry bottom wall-fired boiler |  |  |  | 354 | 0.13016
Winchester Power Park | Texas |  | X | X | 56674 | 1 | 90317 | Combustion Turbine |  |  |  | Combustion turbine | Y |  |  |  | 0.010002
Winchester Power Park | Texas |  | X | X | 56674 | 2 | 90318 | Combustion Turbine |  |  |  | Combustion turbine | Y |  |  |  | 0.0055888
Winchester Power Park | Texas |  | X | X | 56674 | 3 | 90319 | Combustion Turbine |  |  |  | Combustion turbine | Y |  |  |  | 0.012967
Winchester Power Park | Texas |  | X | X | 56674 | 4 | 90320 | Combustion Turbine |  |  |  | Combustion turbine | Y |  |  |  | 0.011302
Wise County Power Company, LLC | Texas |  | X | X | 55320 | GT-1 | 8524 | Combined Cycle |  |  |  | Combined cycle | Y |  |  |  | 0.012
Wise County Power Company, LLC | Texas |  | X | X | 55320 | GT-2 | 8526 | Combined Cycle |  |  |  | Combined cycle | Y |  |  |  | 0.012
Wolf Hollow Generating Station | Texas |  | X | X | 55139 | CTG1 | 3981 | Combined Cycle |  |  |  | Combined cycle | Y |  |  |  | 0.012
Wolf Hollow Generating Station | Texas |  | X | X | 55139 | CTG2 | 3982 | Combined Cycle |  |  |  | Combined cycle | Y |  |  |  | 0.012
Wolf Hollow II | Texas |  | X | X | 59812 | CGT4 | 91202 | Combined Cycle |  |  |  | Combined cycle | Y |  |  |  | 0.004716
Wolf Hollow II | Texas |  | X | X | 59812 | CGT5 | 91203 | Combined Cycle |  |  |  | Combined cycle | Y |  |  |  | 0.0048186
Bonanza | Utah |  | X | X | 7790 | 1-1 | 3228 | Coal Steam |  |  |  | Dry bottom wall-fired boiler |  |  |  | 458 | 0.14498
Currant Creek Power Project | Utah |  | X | X | 56102 | CTG1A | 89419 | Combined Cycle |  |  |  | Combined cycle | Y |  |  |  | 0.0078785
Currant Creek Power Project | Utah |  | X | X | 56102 | CTG1B | 89420 | Combined Cycle |  |  |  | Combined cycle | Y |  |  |  | 0.0072592
Gadsby | Utah |  | X | X | 3648 | 1 | 2498 | O/G Steam |  |  |  | Dry bottom wall-fired boiler |  |  |  | 64 | 0.125
Gadsby | Utah |  | X | X | 3648 | 2 | 2499 | O/G Steam |  |  |  | Dry bottom wall-fired boiler |  |  |  | 69 | 0.09595
Gadsby | Utah |  | X | X | 3648 | 3 | 2500 | O/G Steam |  |  |  | Tangentially-fired |  |  |  | 104 | 0.0935
Gadsby | Utah |  | X | X | 3648 | 4 | 9559 | Combustion Turbine |  |  |  | Combustion turbine | Y |  |  |  | 0.026027
Gadsby | Utah |  | X | X | 3648 | 5 | 9560 | Combustion Turbine |  |  |  | Combustion turbine | Y |  |  |  | 0.03
Gadsby | Utah |  | X | X | 3648 | 6 | 9561 | Combustion Turbine |  |  |  | Combustion turbine | Y |  |  |  | 0.03
Hunter | Utah |  | X | X | 6165 | 1 | 2816 | Coal Steam |  |  |  | Tangentially-fired |  |  |  | 471 | 0.1212
Hunter | Utah |  | X | X | 6165 | 2 | 2817 | Coal Steam |  |  |  | Tangentially-fired |  |  |  | 430 | 0.11295
Hunter | Utah |  | X | X | 6165 | 3 | 2818 | Coal Steam |  |  |  | Dry bottom wall-fired boiler |  |  |  | 460 | 0.17276
Huntington | Utah |  | X | X | 8069 | 1 | 3459 | Coal Steam |  |  |  | Tangentially-fired |  |  |  | 459 | 0.11635
Huntington | Utah |  | X | X | 8069 | 2 | 3460 | Coal Steam |  |  |  | Tangentially-fired |  |  |  | 450 | 0.13046
Intermountain | Utah |  | X | X | 6481 | 1SGA | 2887 | Coal Steam | 7 | 2025 | 2026 | Dry bottom wall-fired boiler |  |  |  | 900 | 0.16338 | Y
Intermountain | Utah |  | X | X | 6481 | 2SGA | 2888 | Coal Steam | 7 | 2025 | 2026 | Dry bottom wall-fired boiler |  |  |  | 900 | 0.19201 | Y
Lake Side Power Plant | Utah |  | X | X | 56237 | CT01 | 89557 | Combined Cycle |  |  |  | Combined cycle | Y |  |  |  | 0.0074266
Lake Side Power Plant | Utah |  | X | X | 56237 | CT02 | 89558 | Combined Cycle |  |  |  | Combined cycle | Y |  |  |  | 0.0053786
Lake Side Power Plant | Utah |  | X | X | 56237 | CT03 | 90915 | Combined Cycle |  |  |  | Combined cycle | Y |  |  |  | 0.0057234
Lake Side Power Plant | Utah |  | X | X | 56237 | CT04 | 90916 | Combined Cycle |  |  |  | Combined cycle | Y |  |  |  | 0.0057936
Millcreek Power | Utah |  | X | X | 56253 | MC-1 | 89566 | Combustion Turbine |  |  |  | Combustion turbine |  |  |  |  | 0.075951
Millcreek Power | Utah |  | X | X | 56253 | MC-2 | 90575 | Combustion Turbine |  |  |  | Combustion turbine | Y |  |  |  | 0.0070346
Nebo Power Station | Utah |  | X | X | 56177 | U1 | 89496 | Combined Cycle |  |  |  | Combined cycle | Y |  |  |  | 0.012
West Valley Power Plant | Utah |  | X | X | 55622 | U1 | 8650 | Combustion Turbine |  |  |  | Combustion turbine | Y |  |  |  | 0.02716
West Valley Power Plant | Utah |  | X | X | 55622 | U2 | 8652 | Combustion Turbine |  |  |  | Combustion turbine | Y |  |  |  | 0.015522
West Valley Power Plant | Utah |  | X | X | 55622 | U3 | 8654 | Combustion Turbine |  |  |  | Combustion turbine | Y |  |  |  | 0.03
West Valley Power Plant | Utah |  | X | X | 55622 | U4 | 8656 | Combustion Turbine |  |  |  | Combustion turbine | Y |  |  |  | 0.014827
West Valley Power Plant | Utah |  | X | X | 55622 | U5 | 10041 | Combustion Turbine |  |  |  | Combustion turbine | Y |  |  |  | 0.023941
Altavista Power Station | Virginia | X | X | X | 10773 | 1 | 3593 | Biomass | 1 | 2029 | 2029 | Stoker |  | Y | Y |  | 0.11772
Altavista Power Station | Virginia | X | X | X | 10773 | 2 | 3594 | Biomass | 1 | 2029 | 2029 | Stoker |  | Y | Y |  | 0.11753
Bear Garden Generating Station | Virginia | X | X | X | 56807 | 1A | 90440 | Combined Cycle |  |  |  | Combined cycle | Y |  |  |  | 0.0081141
Bear Garden Generating Station | Virginia | X | X | X | 56807 | 1B | 90441 | Combined Cycle |  |  |  | Combined cycle | Y |  |  |  | 0.0073723
Birchwood Power Facility | Virginia | X | X | X | 54304 | 001 | 10104 | Coal Steam | 3 | 2021 | 2023 |  | Y |  |  | 240 | 0.08 | Y
Brunswick County Power Station | Virginia | X | X | X | 58260 | 1A | 90888 | Combined Cycle |  |  |  | Combined cycle | Y |  |  |  | 0.0057063
Brunswick County Power Station | Virginia | X | X | X | 58260 | 1B | 90889 | Combined Cycle |  |  |  | Combined cycle | Y |  |  |  | 0.0065825
Brunswick County Power Station | Virginia | X | X | X | 58260 | 1C | 90890 | Combined Cycle |  |  |  | Combined cycle | Y |  |  |  | 0.0065861
Buchanan Units 1 & 2 | Virginia | X | X | X | 55738 | 1 | 9248 | Combustion Turbine | 6 | 2023 | 2024 | Combustion turbine |  |  |  |  | 0.071451 | Y
Buchanan Units 1 & 2 | Virginia | X | X | X | 55738 | 2 | 9249 | Combustion Turbine | 6 | 2023 | 2024 | Combustion turbine |  |  |  |  | 0.06949 | Y
Chesterfield Power Station | Virginia | X | X | X | 3797 | **8A | 2515 | Combined Cycle |  |  |  | Combined cycle |  |  |  |  | 0.12945
Chesterfield Power Station | Virginia | X | X | X | 3797 | 5 | 2519 | Coal Steam | 5 | 2023 | 2024 | Tangentially-fired | Y |  |  | 336 | 0.068745 | Y
Chesterfield Power Station | Virginia | X | X | X | 3797 | 6 | 2520 | Coal Steam | 5 | 2023 | 2024 | Tangentially-fired | Y |  |  | 670 | 0.058398 | Y
Chesterfield Power Station | Virginia | X | X | X | 3797 | 7 | 89200 | Combined Cycle |  |  |  | Combined cycle |  |  |  |  | 0.12873
Clinch River | Virginia | X | X | X | 3775 | 1 | 2502 | O/G Steam |  |  |  | Dry bottom vertically-fired boiler |  | Y | Y | 230 | 0.12839
Clinch River | Virginia | X | X | X | 3775 | 2 | 2503 | O/G Steam |  |  |  | Dry bottom vertically-fired boiler |  | Y | Y | 230 | 0.13019
Clover Power Station | Virginia | X | X | X | 7213 | 1 | 3007 | Coal Steam |  |  |  | Tangentially-fired |  | Y |  | 440 | 0.1245
Clover Power Station | Virginia | X | X | X | 7213 | 2 | 3008 | Coal Steam |  |  |  | Tangentially-fired |  | Y |  | 437 | 0.1245
Commonwealth Chesapeake | Virginia | X | X | X | 55381 | CT-001 | 4600 | Combustion Turbine |  |  |  | Combustion turbine |  |  |  |  | 0.13713
Commonwealth Chesapeake | Virginia | X | X | X | 55381 | CT-002 | 4601 | Combustion Turbine |  |  |  | Combustion turbine |  |  |  |  | 0.12423
Commonwealth Chesapeake | Virginia | X | X | X | 55381 | CT-003 | 4602 | Combustion Turbine |  |  |  | Combustion turbine |  |  |  |  | 0.1335
Commonwealth Chesapeake | Virginia | X | X | X | 55381 | CT-004 | 4603 | Combustion Turbine |  |  |  | Combustion turbine |  |  |  |  | 0.11756
Commonwealth Chesapeake | Virginia | X | X | X | 55381 | CT-005 | 4604 | Combustion Turbine |  |  |  | Combustion turbine |  |  |  |  | 0.10569
Commonwealth Chesapeake | Virginia | X | X | X | 55381 | CT-006 | 4605 | Combustion Turbine |  |  |  | Combustion turbine |  |  |  |  | 0.12007
Commonwealth Chesapeake | Virginia | X | X | X | 55381 | CT-007 | 4606 | Combustion Turbine |  |  |  | Combustion turbine |  |  |  |  | 0.10214
Darbytown Combustion Turbine | Virginia | X | X | X | 7212 | 1 | 88242 | Combustion Turbine |  |  |  | Combustion turbine |  |  |  |  | 0.17246
Darbytown Combustion Turbine | Virginia | X | X | X | 7212 | 2 | 88243 | Combustion Turbine |  |  |  | Combustion turbine |  |  |  |  | 0.16187
Darbytown Combustion Turbine | Virginia | X | X | X | 7212 | 3 | 88244 | Combustion Turbine |  |  |  | Combustion turbine |  |  |  |  | 0.15412
Darbytown Combustion Turbine | Virginia | X | X | X | 7212 | 4 | 88245 | Combustion Turbine |  |  |  | Combustion turbine |  |  |  |  | 0.15733
Doswell Limited Partnership | Virginia | X | X | X | 52019 | 501 | 10033 | Combined Cycle |  |  |  | Combined cycle | Y |  |  |  | 0.012
Doswell Limited Partnership | Virginia | X | X | X | 52019 | 502 | 10034 | Combined Cycle |  |  |  | Combined cycle | Y |  |  |  | 0.012
Doswell Limited Partnership | Virginia | X | X | X | 52019 | 601 | 10035 | Combined Cycle |  |  |  | Combined cycle | Y |  |  |  | 0.012
Doswell Limited Partnership | Virginia | X | X | X | 52019 | 602 | 10036 | Combined Cycle |  |  |  | Combined cycle | Y |  |  |  | 0.012
Doswell Limited Partnership | Virginia | X | X | X | 52019 | CT1 | 3712 | Combustion Turbine |  |  |  | Combustion turbine |  |  |  |  | 0.03686
Doswell Limited Partnership | Virginia | X | X | X | 52019 | CT2 | 91240 | Combustion Turbine |  |  |  | Combustion turbine |  |  |  |  | 0.035931
Doswell Limited Partnership | Virginia | X | X | X | 52019 | CT3 | 91239 | Combustion Turbine |  |  |  | Combustion turbine |  |  |  |  | 0.037375
Elizabeth River Combustion Turbine Sta | Virginia | X | X | X | 52087 | CT-1 | 88298 | Combustion Turbine |  |  |  | Combustion turbine |  |  |  |  | 0.19972
Elizabeth River Combustion Turbine Sta | Virginia | X | X | X | 52087 | CT-2 | 88299 | Combustion Turbine |  |  |  | Combustion turbine |  |  |  |  | 0.15037
Elizabeth River Combustion Turbine Sta | Virginia | X | X | X | 52087 | CT-3 | 88300 | Combustion Turbine |  |  |  | Combustion turbine |  |  |  |  | 0.21824
Gordonsville Power Station | Virginia | X | X | X | 54844 | 1 | 10119 | Combined Cycle |  |  |  | Combined cycle | Y |  |  |  | 0.012
Gordonsville Power Station | Virginia | X | X | X | 54844 | 2 | 10120 | Combined Cycle |  |  |  | Combined cycle | Y |  |  |  | 0.012
Gravel Neck Combustion Turbine | Virginia | X | X | X | 7032 | 3 | 88238 | Combustion Turbine |  |  |  | Combustion turbine |  |  |  |  | 0.15452
Gravel Neck Combustion Turbine | Virginia | X | X | X | 7032 | 4 | 88239 | Combustion Turbine |  |  |  | Combustion turbine |  |  |  |  | 0.15322
Gravel Neck Combustion Turbine | Virginia | X | X | X | 7032 | 5 | 88240 | Combustion Turbine |  |  |  | Combustion turbine |  |  |  |  | 0.15656
Gravel Neck Combustion Turbine | Virginia | X | X | X | 7032 | 6 | 88241 | Combustion Turbine |  |  |  | Combustion turbine |  |  |  |  | 0.21535
Greensville County Power Station | Virginia | X | X | X | 59913 | 1A | 91099 | Combined Cycle |  |  |  | Combined cycle | Y |  |  |  | 0.0050589
Greensville County Power Station | Virginia | X | X | X | 59913 | 1B | 91100 | Combined Cycle |  |  |  | Combined cycle | Y |  |  |  | 0.0051743
Greensville County Power Station | Virginia | X | X | X | 59913 | 1C | 91101 | Combined Cycle |  |  |  | Combined cycle | Y |  |  |  | 0.005097
Hopewell Cogeneration Facility | Virginia | X | X | X | 10633 | 1 | 88335 | Combined Cycle |  |  |  | Combined cycle |  |  |  |  | 0.10973
Hopewell Cogeneration Facility | Virginia | X | X | X | 10633 | 2 | 88336 | Combined Cycle |  |  |  | Combined cycle |  |  |  |  | 0.11587
Hopewell Cogeneration Facility | Virginia | X | X | X | 10633 | 3 | 88337 | Combined Cycle |  |  |  | Combined cycle |  |  |  |  | 0.10693
Hopewell Power Station | Virginia | X | X | X | 10771 | 1 | 3591 | Biomass | 1 | 2029 | 2029 | Stoker |  | Y | Y |  | 0.11535
Hopewell Power Station | Virginia | X | X | X | 10771 | 2 | 3592 | Biomass | 1 | 2029 | 2029 | Stoker |  | Y | Y |  | 0.11543
Ladysmith Combustion Turbine Sta | Virginia | X | X | X | 7839 | 1 | 3279 | Combustion Turbine |  |  |  | Combustion turbine |  |  |  |  | 0.059544
Ladysmith Combustion Turbine Sta | Virginia | X | X | X | 7839 | 2 | 3280 | Combustion Turbine |  |  |  | Combustion turbine |  |  |  |  | 0.053148
Ladysmith Combustion Turbine Sta | Virginia | X | X | X | 7839 | 3 | 90273 | Combustion Turbine |  |  |  | Combustion turbine |  |  |  |  | 0.035963
Ladysmith Combustion Turbine Sta | Virginia | X | X | X | 7839 | 4 | 90274 | Combustion Turbine |  |  |  | Combustion turbine |  |  |  |  | 0.02804
Ladysmith Combustion Turbine Sta | Virginia | X | X | X | 7839 | 5 | 90276 | Combustion Turbine |  |  |  | Combustion turbine |  |  |  |  | 0.029284
Louisa Generation Facility | Virginia | X | X | X | 7837 | EU1 | 3274 | Combustion Turbine |  |  |  | Combustion turbine |  |  |  |  | 0.027511
Louisa Generation Facility | Virginia | X | X | X | 7837 | EU2 | 3275 | Combustion Turbine |  |  |  | Combustion turbine |  |  |  |  | 0.022666
Louisa Generation Facility | Virginia | X | X | X | 7837 | EU3 | 3276 | Combustion Turbine |  |  |  | Combustion turbine |  |  |  |  | 0.030858
Louisa Generation Facility | Virginia | X | X | X | 7837 | EU4 | 3277 | Combustion Turbine |  |  |  | Combustion turbine |  |  |  |  | 0.029607
Louisa Generation Facility | Virginia | X | X | X | 7837 | EU5 | 3278 | Combustion Turbine |  |  |  | Combustion turbine |  |  |  |  | 0.037041
Marsh Run Generation Facility | Virginia | X | X | X | 7836 | EU1 | 3270 | Combustion Turbine |  |  |  | Combustion turbine |  |  |  |  | 0.030825
Marsh Run Generation Facility | Virginia | X | X | X | 7836 | EU2 | 3271 | Combustion Turbine |  |  |  | Combustion turbine |  |  |  |  | 0.03301
Marsh Run Generation Facility | Virginia | X | X | X | 7836 | EU3 | 3272 | Combustion Turbine |  |  |  | Combustion turbine |  |  |  |  | 0.032714
Possum Point Power Station | Virginia | X | X | X | 3804 | 6A | 8340 | Combined Cycle |  |  |  | Combined cycle | Y |  |  |  | 0.010055
Possum Point Power Station | Virginia | X | X | X | 3804 | 6B | 8342 | Combined Cycle |  |  |  | Combined cycle | Y |  |  |  | 0.011334
Potomac Energy Center, LLC | Virginia | X | X | X | 59004 | CT1 | 91025 | Combined Cycle |  |  |  | Combined cycle | Y |  |  |  | 0.0051813
Potomac Energy Center, LLC | Virginia | X | X | X | 59004 | CT2 | 91026 | Combined Cycle |  |  |  | Combined cycle | Y |  |  |  | 0.005024
Remington Combustion Turbine Station | Virginia | X | X | X | 7838 | 1 | 3281 | Combustion Turbine |  |  |  | Combustion turbine |  |  |  |  | 0.031896
Remington Combustion Turbine Station | Virginia | X | X | X | 7838 | 2 | 3282 | Combustion Turbine |  |  |  | Combustion turbine |  |  |  |  | 0.035617
Remington Combustion Turbine Station | Virginia | X | X | X | 7838 | 3 | 3283 | Combustion Turbine |  |  |  | Combustion turbine |  |  |  |  | 0.028536
Remington Combustion Turbine Station | Virginia | X | X | X | 7838 | 4 | 3284 | Combustion Turbine |  |  |  | Combustion turbine |  |  |  |  | 0.032385
Southampton Power Station | Virginia | X | X | X | 10774 | 1 | 3595 | Biomass | 1 | 2029 | 2029 | Stoker |  | Y | Y |  | 0.12007
Southampton Power Station | Virginia | X | X | X | 10774 | 2 | 3596 | Biomass | 1 | 2029 | 2029 | Stoker |  | Y | Y |  | 0.1201
Spruance Genco, LLC | Virginia | X | X | X | 54081 | BLR01A | 88188 | Coal Steam |  |  | 2023 | Stoker |  |  | Y | 26.25 | 0.21467 | Y
Spruance Genco, LLC | Virginia | X | X | X | 54081 | BLR01B | 88189 | Coal Steam |  |  | 2023 | Stoker |  |  | Y | 26.25 | 0.21111 | Y
Spruance Genco, LLC | Virginia | X | X | X | 54081 | BLR02A | 88190 | Coal Steam |  |  | 2023 | Stoker |  |  | Y | 26.25 | 0.22316 | Y
Spruance Genco, LLC | Virginia | X | X | X | 54081 | BLR02B | 88191 | Coal Steam |  |  | 2023 | Stoker |  |  | Y | 26.25 | 0.22441 | Y
Spruance Genco, LLC | Virginia | X | X | X | 54081 | BLR03A | 88192 | O/G Steam |  |  |  | Stoker |  | Y |  | 21.2 | 0.0288
Spruance Genco, LLC | Virginia | X | X | X | 54081 | BLR03B | 88193 | O/G Steam |  |  |  | Stoker |  | Y |  | 21.2 | 0.029343
Spruance Genco, LLC | Virginia | X | X | X | 54081 | BLR04A | 88194 | O/G Steam |  |  |  | Stoker |  | Y |  | 6.2 | 0.02585
Spruance Genco, LLC | Virginia | X | X | X | 54081 | BLR04B | 88195 | O/G Steam |  |  |  | Stoker |  | Y |  | 6.2 | 0.02507
Tasley Energy Center | Virginia | X | X | X | 3785 | TA10 | 89335 | Combustion Turbine |  |  |  | Combustion turbine |  |  |  |  | 1.2
Tenaska Virginia Generating Station | Virginia | X | X | X | 55439 | CTGDB1 | 4755 | Combined Cycle |  |  |  | Combined cycle | Y |  |  |  | 0.0093012
Tenaska Virginia Generating Station | Virginia | X | X | X | 55439 | CTGDB2 | 4756 | Combined Cycle |  |  |  | Combined cycle | Y |  |  |  | 0.010393
Tenaska Virginia Generating Station | Virginia | X | X | X | 55439 | CTGDB3 | 4757 | Combined Cycle |  |  |  | Combined cycle | Y |  |  |  | 0.011206
Virginia City Hybrid Energy Center | Virginia | X | X | X | 56808 | 1 | 90448 | Coal Steam |  |  |  | Circulating fluidized bed boiler |  | Y |  | 305 | 0.061346
Virginia City Hybrid Energy Center | Virginia | X | X | X | 56808 | 2 | 90449 | Coal Steam |  |  |  | Circulating fluidized bed boiler |  | Y |  | 305 | 0.062348
Warren County Power Station | Virginia | X | X | X | 55939 | 1A | 90817 | Combined Cycle |  |  |  | Combined cycle | Y |  |  |  | 0.0056109
Warren County Power Station | Virginia | X | X | X | 55939 | 1B | 90818 | Combined Cycle |  |  |  | Combined cycle | Y |  |  |  | 0.0056708
Warren County Power Station | Virginia | X | X | X | 55939 | 1C | 90819 | Combined Cycle |  |  |  | Combined cycle | Y |  |  |  | 0.00559
Wolf Hills Energy | Virginia | X | X | X | 55285 | WH01 | 4436 | Combustion Turbine |  |  |  | Combustion turbine |  |  |  |  | 0.22225
Wolf Hills Energy | Virginia | X | X | X | 55285 | WH02 | 4437 | Combustion Turbine |  |  |  | Combustion turbine |  |  |  |  | 0.21963
Wolf Hills Energy | Virginia | X | X | X | 55285 | WH03 | 4438 | Combustion Turbine |  |  |  | Combustion turbine |  |  |  |  | 0.23944
Wolf Hills Energy | Virginia | X | X | X | 55285 | WH04 | 4439 | Combustion Turbine |  |  |  | Combustion turbine |  |  |  |  | 0.23959
Wolf Hills Energy | Virginia | X | X | X | 55285 | WH05 | 4440 | Combustion Turbine |  |  |  | Combustion turbine |  |  |  |  | 0.30841
Wolf Hills Energy | Virginia | X | X | X | 55285 | WH06 | 4441 | Combustion Turbine |  |  |  | Combustion turbine |  |  |  |  | 0.30413
Wolf Hills Energy | Virginia | X | X | X | 55285 | WH07 | 4442 | Combustion Turbine |  |  |  | Combustion turbine |  |  |  |  | 0.23353
Wolf Hills Energy | Virginia | X | X | X | 55285 | WH08 | 4443 | Combustion Turbine |  |  |  | Combustion turbine |  |  |  |  | 0.2297
Wolf Hills Energy | Virginia | X | X | X | 55285 | WH09 | 4444 | Combustion Turbine |  |  |  | Combustion turbine |  |  |  |  | 0.22536
Wolf Hills Energy | Virginia | X | X | X | 55285 | WH10 | 4445 | Combustion Turbine |  |  |  | Combustion turbine |  |  |  |  | 0.23587
Yorktown Power Station | Virginia | X | X | X | 3809 | 3 | 2532 | O/G Steam | 5 | 2023 | 2024 | Tangentially-fired |  | Y |  | 790 | 0.13372 | Y
Big Sandy Peaker Plant | West Virginia | X | X | X | 55284 | GS01 | 4424 | Combustion Turbine |  |  |  | Combustion turbine |  |  |  |  | 0.21311
Big Sandy Peaker Plant | West Virginia | X | X | X | 55284 | GS02 | 4425 | Combustion Turbine |  |  |  | Combustion turbine |  |  |  |  | 0.17098
Big Sandy Peaker Plant | West Virginia | X | X | X | 55284 | GS03 | 4426 | Combustion Turbine |  |  |  | Combustion turbine |  |  |  |  | 0.27248
Big Sandy Peaker Plant | West Virginia | X | X | X | 55284 | GS04 | 4427 | Combustion Turbine |  |  |  | Combustion turbine |  |  |  |  | 0.20766
Big Sandy Peaker Plant | West Virginia | X | X | X | 55284 | GS05 | 4428 | Combustion Turbine |  |  |  | Combustion turbine |  |  |  |  | 0.2502
Big Sandy Peaker Plant | West Virginia | X | X | X | 55284 | GS06 | 4429 | Combustion Turbine |  |  |  | Combustion turbine |  |  |  |  | 0.21149
Big Sandy Peaker Plant | West Virginia | X | X | X | 55284 | GS07 | 4430 | Combustion Turbine |  |  |  | Combustion turbine |  |  |  |  | 0.21506
Big Sandy Peaker Plant | West Virginia | X | X | X | 55284 | GS08 | 4431 | Combustion Turbine |  |  |  | Combustion turbine |  |  |  |  | 0.24764
Big Sandy Peaker Plant | West Virginia | X | X | X | 55284 | GS09 | 4432 | Combustion Turbine |  |  |  | Combustion turbine |  |  |  |  | 0.22522
Big Sandy Peaker Plant | West Virginia | X | X | X | 55284 | GS10 | 4433 | Combustion Turbine |  |  |  | Combustion turbine |  |  |  |  | 0.22452
Big Sandy Peaker Plant | West Virginia | X | X | X | 55284 | GS11 | 4434 | Combustion Turbine |  |  |  | Combustion turbine |  |  |  |  | 0.23787
Big Sandy Peaker Plant | West Virginia | X | X | X | 55284 | GS12 | 4435 | Combustion Turbine |  |  |  | Combustion turbine |  |  |  |  | 0.2172
Ceredo Generating Station | West Virginia | X | X | X | 55276 | 01 | 4397 | Combustion Turbine |  |  |  | Combustion turbine |  |  |  |  | 0.041062
Ceredo Generating Station | West Virginia | X | X | X | 55276 | 02 | 4398 | Combustion Turbine |  |  |  | Combustion turbine |  |  |  |  | 0.035468
Ceredo Generating Station | West Virginia | X | X | X | 55276 | 03 | 4399 | Combustion Turbine |  |  |  | Combustion turbine |  |  |  |  | 0.034347
Ceredo Generating Station | West Virginia | X | X | X | 55276 | 04 | 4400 | Combustion Turbine |  |  |  | Combustion turbine |  |  |  |  | 0.036388
Ceredo Generating Station | West Virginia | X | X | X | 55276 | 05 | 4401 | Combustion Turbine |  |  |  | Combustion turbine |  |  |  |  | 0.034896
Ceredo Generating Station | West Virginia | X | X | X | 55276 | 06 | 4402 | Combustion Turbine |  |  |  | Combustion turbine |  |  |  |  | 0.034214
Fort Martin Power Station | West Virginia | X | X | X | 3943 | 1 | 2551 | Coal Steam |  |  |  | Tangentially-fired |  | Y |  | 552 | 0.1245
Fort Martin Power Station | West Virginia | X | X | X | 3943 | 2 | 2552 | Coal Steam |  |  |  | Cell burner boiler |  | Y |  | 546 | 0.16581
Grant Town Power Plant | West Virginia | X | X | X | 10151 | 1A | 10068 | Coal Steam |  |  |  | Circulating fluidized bed boiler |  | Y | Y | 40 | 0.16112
Grant Town Power Plant | West Virginia | X | X | X | 10151 | 1B | 10069 | Coal Steam |  |  |  | Circulating fluidized bed boiler |  | Y | Y | 40 | 0.15998
Harrison Power Station | West Virginia | X | X | X | 3944 | 1 | 2553 | Coal Steam |  |  |  | Dry bottom wall-fired boiler | Y |  |  | 652 | 0.057329
Harrison Power Station | West Virginia | X | X | X | 3944 | 2 | 2554 | Coal Steam |  |  |  | Dry bottom wall-fired boiler | Y |  |  | 651 | 0.061925
Harrison Power Station | West Virginia | X | X | X | 3944 | 3 | 2555 | Coal Steam |  |  |  | Dry bottom wall-fired boiler | Y |  |  | 651 | 0.063668
John E Amos | West Virginia | X | X | X | 3935 | 1 | 2538 | Coal Steam |  |  |  | Dry bottom wall-fired boiler | Y |  |  | 800 | 0.08
John E Amos | West Virginia | X | X | X | 3935 | 2 | 2539 | Coal Steam |  |  |  | Dry bottom wall-fired boiler | Y |  |  | 800 | 0.078454
John E Amos | West Virginia | X | X | X | 3935 | 3 | 2540 | Coal Steam |  |  |  | Cell burner boiler | Y |  |  | 1300 | 0.08
Longview Power | West Virginia | X | X | X | 56671 | 001 | 90398 | Coal Steam |  |  |  | Dry bottom wall-fired boiler | Y |  |  | 700 | 0.060962
Mitchell (WV) | West Virginia | X | X | X | 3948 | 1 | 2563 | Coal Steam |  |  |  | Dry bottom wall-fired boiler | Y |  |  | 770 | 0.078142
Mitchell (WV) | West Virginia | X | X | X | 3948 | 2 | 2564 | Coal Steam |  |  |  | Dry bottom wall-fired boiler | Y |  |  | 790 | 0.066567
Morgantown Energy Facility | West Virginia | X | X | X | 10743 | CFB1 | 10078 | Coal Steam |  |  |  | Circulating fluidized bed boiler |  | Y | Y | 25 | 0.12925 | Y
Morgantown Energy Facility | West Virginia | X | X | X | 10743 | CFB2 | 10079 | Coal Steam |  |  | 2023 | Circulating fluidized bed boiler |  | Y | Y | 25 | 0.13952 | Y
Mount Storm Power Station | West Virginia | X | X | X | 3954 | 1 | 2565 | Coal Steam |  |  |  | Tangentially-fired | Y |  | Y | 554 | 0.07675
Mount Storm Power Station | West Virginia | X | X | X | 3954 | 2 | 2566 | Coal Steam |  |  |  | Tangentially-fired | Y |  | Y | 555 | 0.066997
Mount Storm Power Station | West Virginia | X | X | X | 3954 | 3 | 2567 | Coal Steam |  |  |  | Tangentially-fired | Y |  |  | 520 | 0.07505
Mountaineer (1301) | West Virginia | X | X | X | 6264 | 1 | 2879 | Coal Steam |  |  |  | Dry bottom wall-fired boiler | Y |  |  | 1299 | 0.08
Pleasants Energy, LLC | West Virginia | X | X | X | 55349 | 1 | 4539 | Combustion Turbine |  |  |  | Combustion turbine |  |  |  |  | 0.029093
Pleasants Energy, LLC | West Virginia | X | X | X | 55349 | 2 | 4540 | Combustion Turbine |  |  |  | Combustion turbine |  |  |  |  | 0.026587
Pleasants Power Station | West Virginia | X | X | X | 6004 | 1 | 2673 | Coal Steam | 6 | 2023 | 2024 | Dry bottom wall-fired boiler | Y |  |  | 644 | 0.08 | Y
Pleasants Power Station | West Virginia | X | X | X | 6004 | 2 | 2674 | Coal Steam | 6 | 2023 | 2024 | Dry bottom wall-fired boiler | Y |  |  | 644 | 0.08 | Y
Willow Island Power Station | West Virginia | X | X | X | 3946 | 1 | 2558 | Coal Steam | [7 empty] | 54 | 0.05 | Y
Willow Island Power Station | West Virginia | X | X | X | 3946 | 2 | 2559 | Coal Steam | [7 empty] | 181 | 0.05 | Y
Appleton Property Ventures LLC | Wisconsin |  | X |  | 55558 | B06 | 4988 | Combined Cycle |  |  |  | Combined cycle | Y |  |  |  | 0.011592
Bay Front | Wisconsin |  | X |  | 3982 | 1 | 2568 | Biomass |  |  |  | Stoker |  | Y |  |  | 0.20606
Bay Front | Wisconsin |  | X |  | 3982 | 2 | 2569 | Biomass |  |  |  | Stoker |  | Y |  |  | 0.20926
Bay Front | Wisconsin |  | X |  | 3982 | 5 | 2572 | Biomass | 12 | 2021 | 2023 | Cyclone boiler |  | Y |  |  | 0.06097 | Y
Blount Street | Wisconsin |  | X |  | 3992 | 8 | 2578 | O/G Steam |  |  |  | Dry bottom wall-fired boiler |  |  |  | 47 | 0.20374 | Y
Blount Street | Wisconsin |  | X |  | 3992 | 9 | 2579 | O/G Steam |  |  |  | Dry bottom wall-fired boiler |  |  |  | 47 | 0.22399
Columbia | Wisconsin |  | X |  | 8023 | 1 | 3431 | Coal Steam | 6 | 2026 | 2027 | Tangentially-fired |  |  |  | 575 | 0.11973
Columbia | Wisconsin |  | X |  | 8023 | 2 | 3432 | Coal Steam | 6 | 2026 | 2027 | Tangentially-fired | Y |  |  | 570 | 0.064599
Concord | Wisconsin |  | X |  | 7159 | **1 | 2985 | Combustion Turbine |  |  |  | Combustion turbine |  |  |  |  | 0.070797
Concord | Wisconsin |  | X |  | 7159 | **2 | 2986 | Combustion Turbine |  |  |  | Combustion turbine |  |  |  |  | 0.078244
Concord | Wisconsin |  | X |  | 7159 | **3 | 2987 | Combustion Turbine |  |  |  | Combustion turbine |  |  |  |  | 0.070103
Concord | Wisconsin |  | X |  | 7159 | **4 | 2988 | Combustion Turbine |  |  |  | Combustion turbine |  |  |  |  | 0.074584
Depere Energy Center | Wisconsin |  | X |  | 55029 | B01 | 3819 | Combustion Turbine |  |  |  | Combustion turbine |  |  |  |  | 0.086963
Edgewater (4050) | Wisconsin |  | X |  | 4050 | 5 | 2600 | Coal Steam | 6 | 2025 | 2026 | Dry bottom wall-fired boiler | Y |  |  | 416 | 0.055428 | Y
Elk Mound Generating Station | Wisconsin |  | X |  | 7863 | 1 | 3327 | Combustion Turbine |  |  |  | Combustion turbine |  |  |  |  | 0.051041
Elk Mound Generating Station | Wisconsin |  | X |  | 7863 | 2 | 3328 | Combustion Turbine |  |  |  | Combustion turbine |  |  |  |  | 0.051117
Elm Road Generating Station | Wisconsin |  | X |  | 56068 | 1 | 89796 | Coal Steam |  |  |  | Dry bottom wall-fired boiler | Y |  |  | 633 | 0.062708
Elm Road Generating Station | Wisconsin |  | X |  | 56068 | 2 | 89798 | Coal Steam |  |  |  | Dry bottom wall-fired boiler | Y |  |  | 633 | 0.064252
Fitchburg Generating Station | Wisconsin |  | X |  | 3991 | 1 | 90092 | Combustion Turbine |  |  |  | Combustion turbine |  |  |  |  | 0.70087 | Y
Fitchburg Generating Station | Wisconsin |  | X |  | 3991 | 2 | 90093 | Combustion Turbine |  |  |  | Combustion turbine |  |  |  |  | 0.69884 | Y
Fox Energy Center | Wisconsin |  | X |  | 56031 | CTG-1 | 89359 | Combined Cycle |  |  |  | Combined cycle | Y |  |  |  | 0.0082851
Fox Energy Center | Wisconsin |  | X |  | 56031 | CTG-2 | 89360 | Combined Cycle |  |  |  | Combined cycle | Y |  |  |  | 0.0082317
French Island | Wisconsin |  | X |  | 4005 | 3 | 90016 | Combustion Turbine | 12 | 2030 | 2031 | Combustion turbine |  |  |  |  | 1.1999
French Island | Wisconsin |  | X |  | 4005 | 4 | 90032 | Combustion Turbine | 12 | 2030 | 2031 | Combustion turbine |  |  |  |  | 1.2002
Genoa | Wisconsin |  | X |  | 4143 | 1 | 2630 | Coal Steam |  |  | 2023 | Tangentially-fired |  |  |  | 349.31 | 0.11353 | Y
Germantown Power Plant | Wisconsin |  | X |  | 6253 | **5 | 2873 | Combustion Turbine |  |  |  | Combustion turbine |  |  |  |  | 0.029474
Germantown Power Plant | Wisconsin |  | X |  | 6253 | P30 | 90037 | Combustion Turbine |  |  |  | Combustion turbine |  |  |  |  | 1.2
Germantown Power Plant | Wisconsin |  | X |  | 6253 | P31 | 90038 | Combustion Turbine |  |  |  | Combustion turbine |  |  |  |  | 1.2
Germantown Power Plant | Wisconsin |  | X |  | 6253 | P32 | 90039 | Combustion Turbine |  |  |  | Combustion turbine |  |  |  |  | 1.2
Germantown Power Plant | Wisconsin |  | X |  | 6253 | P33 | 90040 | Combustion Turbine |  |  |  | Combustion turbine |  |  |  |  | 1.1999
Germantown Power Plant | Wisconsin |  | X |  | 6253 | P34 | 90234 | Combustion Turbine |  |  |  | Combustion turbine |  |  |  |  | 1.2
Germantown Power Plant | Wisconsin |  | X |  | 6253 | P35 | 90235 | Combustion Turbine |  |  |  | Combustion turbine |  |  |  |  | 1.2
Germantown Power Plant | Wisconsin |  | X |  | 6253 | P36 | 90236 | Combustion Turbine |  |  |  | Combustion turbine |  |  |  |  | 1.2001
Germantown Power Plant | Wisconsin |  | X |  | 6253 | P37 | 90237 | Combustion Turbine |  |  |  | Combustion turbine |  |  |  |  | 1.2001
Island Street Peaking Plant | Wisconsin |  | X |  | 55836 | 1A | 89407 | Combustion Turbine |  |  |  | Combustion turbine |  |  |  |  | 0.10804
Island Street Peaking Plant | Wisconsin |  | X |  | 55836 | 1B | 89408 | Combustion Turbine |  |  |  | Combustion turbine |  |  |  |  | 0.09932
J P Madgett | Wisconsin |  | X |  | 4271 | B1 | 2653 | Coal Steam |  |  |  | Dry bottom turbo-fired boiler | Y |  |  | 390 | 0.074661
Manitowoc | Wisconsin |  | X |  | 4125 | 8 | 2621 | Biomass |  |  |  | Circulating fluidized bed boiler |  |  |  |  | 0.066542
Manitowoc | Wisconsin |  | X |  | 4125 | 9 | 2622 | Coal Steam |  |  |  | Circulating fluidized bed boiler |  | Y |  | 58 | 0.04644
Marshfield Utilities Combustion Turbine | Wisconsin |  | X |  | 56480 | 1A | 89761 | Combustion Turbine |  |  |  | Combustion turbine |  |  |  |  | 0.087031
Marshfield Utilities Combustion Turbine | Wisconsin |  | X |  | 56480 | 1B | 89762 | Combustion Turbine |  |  |  | Combustion turbine |  |  |  |  | 0.077344
Neenah Energy Facility | Wisconsin |  | X |  | 55135 | CT01 | 3973 | Combustion Turbine |  |  |  | Combustion turbine |  |  |  |  | 0.060594
Neenah Energy Facility | Wisconsin |  | X |  | 55135 | CT02 | 3974 | Combustion Turbine |  |  |  | Combustion turbine |  |  |  |  | 0.066329
Paris | Wisconsin |  | X |  | 7270 | **1 | 3066 | Combustion Turbine |  |  |  | Combustion turbine |  |  |  |  | 0.079819
Paris | Wisconsin |  | X |  | 7270 | **2 | 3067 | Combustion Turbine |  |  |  | Combustion turbine |  |  |  |  | 0.081414
Paris | Wisconsin |  | X |  | 7270 | **3 | 3068 | Combustion Turbine |  |  |  | Combustion turbine |  |  |  |  | 0.079479
Paris | Wisconsin |  | X |  | 7270 | **4 | 3069 | Combustion Turbine |  |  |  | Combustion turbine |  |  |  |  | 0.077595
Port Washington Generating Station | Wisconsin |  | X |  | 4040 | 11 | 89429 | Combined Cycle |  |  |  | Combined cycle | Y |  |  |  | 0.011
Port Washington Generating Station | Wisconsin |  | X |  | 4040 | 12 | 89430 | Combined Cycle |  |  |  | Combined cycle | Y |  |  |  | 0.0084114
Port Washington Generating Station | Wisconsin |  | X |  | 4040 | 21 | 89431 | Combined Cycle |  |  |  | Combined cycle | Y |  |  |  | 0.010853
Port Washington Generating Station | Wisconsin |  | X |  | 4040 | 22 | 89432 | Combined Cycle |  |  |  | Combined cycle | Y |  |  |  | 0.010119
Pulliam | Wisconsin |  | X |  | 4072 | 32 | 9282 | Combustion Turbine |  |  |  | Combustion turbine |  |  |  |  | 0.02721
Riverside Energy Center | Wisconsin |  | X |  | 55641 | CT-01 | 8684 | Combined Cycle |  |  |  | Combined cycle | Y |  |  |  | 0.0057644
Riverside Energy Center | Wisconsin |  | X |  | 55641 | CT-02 | 8686 | Combined Cycle |  |  |  | Combined cycle | Y |  |  |  | 0.0061875
Riverside Energy Center | Wisconsin |  | X |  | 55641 | CT-03 | 91315 | Combined Cycle |  |  |  | Combined cycle | Y |  |  |  | 0.0088231
Riverside Energy Center | Wisconsin |  | X |  | 55641 | CT-04 | 91316 | Combined Cycle |  |  |  | Combined cycle | Y |  |  |  | 0.0082033
Rockgen Energy Center | Wisconsin |  | X |  | 55391 | CT-1 | 4652 | Combustion Turbine |  |  |  | Combustion turbine |  |  |  |  | 0.04438
Rockgen Energy Center | Wisconsin |  | X |  | 55391 | CT-2 | 4653 | Combustion Turbine |  |  |  | Combustion turbine |  |  |  |  | 0.039966
Rockgen Energy Center | Wisconsin |  | X |  | 55391 | CT-3 | 4654 | Combustion Turbine |  |  |  | Combustion turbine |  |  |  |  | 0.051132
Rothschild Biomass Cogeneration Facility | Wisconsin |  | X |  | 58124 | 1 | 90829 | Biomass |  |  |  | Circulating fluidized bed boiler |  | Y |  |  | 0.07731
Sheboygan Falls Energy Facility | Wisconsin |  | X |  | 56166 | 1 | 89520 | Combustion Turbine |  |  |  | Combustion turbine |  |  |  |  | 0.031174
Sheboygan Falls Energy Facility | Wisconsin |  | X |  | 56166 | 2 | 89521 | Combustion Turbine |  |  |  | Combustion turbine |  |  |  |  | 0.032275
South Fond Du Lac | Wisconsin |  | X |  | 7203 | **CT1 | 2999 | Combustion Turbine |  |  |  | Combustion turbine |  |  |  |  | 0.054796
South Fond Du Lac | Wisconsin |  | X |  | 7203 | **CT2 | 3000 | Combustion Turbine |  |  |  | Combustion turbine |  |  |  |  | 0.073398
South Fond Du Lac | Wisconsin |  | X |  | 7203 | **CT3 | 3001 | Combustion Turbine |  |  |  | Combustion turbine |  |  |  |  | 0.059546
South Fond Du Lac | Wisconsin |  | X |  | 7203 | **CT4 | 3002 | Combustion Turbine |  |  |  | Combustion turbine |  |  |  |  | 0.063498
South Oak Creek | Wisconsin |  | X |  | 4041 | 5 | 2590 | Coal Steam | 5 | 2024 | 2025 | Dry bottom wall-fired boiler | Y |  | Y | 241 | 0.08 | Y
South Oak Creek | Wisconsin |  | X |  | 4041 | 6 | 2591 | Coal Steam | 5 | 2024 | 2025 | Dry bottom wall-fired boiler | Y |  | Y | 245 | 0.079118 | Y
South Oak Creek | Wisconsin |  | X |  | 4041 | 7 | 2592 | Coal Steam | 12 | 2025 | 2026 | Tangentially-fired | Y |  | Y | 303 | 0.064923 | Y
South Oak Creek | Wisconsin |  | X |  | 4041 | 8 | 2593 | Coal Steam | 12 | 2025 | 2026 | Tangentially-fired | Y |  | Y | 309 | 0.06469 | Y
Valley (WEPCO) | Wisconsin |  | X |  | 4042 | 1 | 2594 | O/G Steam |  |  |  | Dry bottom wall-fired boiler |  |  | Y | 64 | 0.064098
Valley (WEPCO) | Wisconsin |  | X |  | 4042 | 2 | 2595 | O/G Steam |  |  |  | Dry bottom wall-fired boiler |  |  | Y | 64 | 0.063738
Valley (WEPCO) | Wisconsin |  | X |  | 4042 | 3 | 2596 | O/G Steam |  |  |  | Dry bottom wall-fired boiler |  |  | Y | 70 | 0.067625
Valley (WEPCO) | Wisconsin |  | X |  | 4042 | 4 | 2597 | O/G Steam |  |  |  | Dry bottom wall-fired boiler |  |  | Y | 70 | 0.067557
West Campus Cogeneration Facility | Wisconsin |  | X |  | 7991 | U1 | 10043 | Combined Cycle |  |  |  | Combined cycle | Y |  |  |  | 0.010231
West Campus Cogeneration Facility | Wisconsin |  | X |  | 7991 | U2 | 10044 | Combined Cycle |  |  |  | Combined cycle | Y |  |  |  | 0.0096323
West Marinette | Wisconsin |  | X |  | 4076 | **33 | 2611 | Combustion Turbine |  |  |  | Combustion turbine |  |  |  |  | 0.12844
West Marinette | Wisconsin |  | X |  | 4076 | **34 | 2612 | Combustion Turbine |  |  |  | Combustion turbine |  |  |  |  | 0.066673
West Marinette | Wisconsin |  | X |  | 4076 | 31A | 89871 | Combustion Turbine |  |  |  | Combustion turbine |  |  |  |  | 0.29426
West Marinette | Wisconsin |  | X |  | 4076 | 31B | 89872 | Combustion Turbine |  |  |  | Combustion turbine |  |  |  |  | 0.27978
West Marinette | Wisconsin |  | X |  | 4076 | 32A | 89873 | Combustion Turbine |  |  |  | Combustion turbine |  |  |  |  | 0.3191
West Marinette | Wisconsin |  | X |  | 4076 | 32B | 89874 | Combustion Turbine |  |  |  | Combustion turbine |  |  |  |  | 0.32611
Weston | Wisconsin |  | X |  | 4078 | 2 | 2614 | O/G Steam | 1 | 2024 | 2024 | Dry bottom wall-fired boiler |  |  |  | 78 | 0.049849
Weston | Wisconsin |  | X |  | 4078 | 3 | 2615 | Coal Steam |  |  |  | Tangentially-fired |  |  |  | 327 | 0.056664
Weston | Wisconsin |  | X |  | 4078 | 32A | 89867 | Combustion Turbine |  |  |  | Combustion turbine |  |  |  |  | 0.38611
Weston | Wisconsin |  | X |  | 4078 | 32B | 89875 | Combustion Turbine |  |  |  | Combustion turbine |  |  |  |  | 0.37766
Weston | Wisconsin |  | X |  | 4078 | 4 | 89565 | Coal Steam |  |  |  | Dry bottom wall-fired boiler | Y |  |  | 550 | 0.054719
Wheaton Generating Plant | Wisconsin |  | X |  | 4014 | 1 | 89998 | Combustion Turbine | 12 | 2025 | 2026 | Combustion turbine |  |  |  |  | 0.29499 | Y
Wheaton Generating Plant | Wisconsin |  | X |  | 4014 | 2 | 89999 | Combustion Turbine | 12 | 2025 | 2026 | Combustion turbine |  |  |  |  | 0.34201 | Y
Wheaton Generating Plant | Wisconsin |  | X |  | 4014 | 3 | 90000 | Combustion Turbine | 12 | 2025 | 2026 | Combustion turbine |  |  |  |  | 0.295 | Y
Wheaton Generating Plant | Wisconsin |  | X |  | 4014 | 4 | 90001 | Combustion Turbine | 12 | 2025 | 2026 | Combustion turbine |  |  |  |  | 0.295 | Y
Wheaton Generating Plant | Wisconsin |  | X |  | 4014 | 5 | 90002 | Combustion Turbine |  |  | 2023 | Combustion turbine |  |  |  |  | 0.011 | Y
Wheaton Generating Plant | Wisconsin |  | X |  | 4014 | 6 | 90003 | Combustion Turbine | 12 | 2025 | 2026 | Combustion turbine |  |  |  |  | 1.2 | Y
Whitewater Cogeneration Facility | Wisconsin |  | X |  | 55011 | 01 | 3813 | Combined Cycle |  |  |  | Combined cycle | Y |  |  |  | 0.012
Barry | Alabama |  |  |  | 3 | A3C1 |  | Combined Cycle | [8 empty] | 0.011
Barry | Alabama |  |  |  | 3 | A3ST |  | Combined Cycle | [8 empty] | 0.011
Lowman Energy Center | Alabama |  |  |  | 56 | LEC1 |  | Combined Cycle | [8 empty] | 0.011
Lowman Energy Center | Alabama |  |  |  | 56 | LEC2 |  | Combined Cycle | [8 empty] | 0.011
AES Alamitos Energy Center | California |  |  |  | 62115 | 1A |  | Combined Cycle | [8 empty] | 0.011
AES Alamitos Energy Center | California |  |  |  | 62115 | 1B |  | Combined Cycle | [8 empty] | 0.011
AES Alamitos Energy Center | California |  |  |  | 62115 | 1S |  | Combined Cycle | [8 empty] | 0.011
AES Huntington Beach Energy Project | California |  |  |  | 62116 | 1A |  | Combined Cycle | [8 empty] | 0.011
AES Huntington Beach Energy Project | California |  |  |  | 62116 | 1B |  | Combined Cycle | [8 empty] | 0.011
AES Huntington Beach Energy Project | California |  |  |  | 62116 | 1S |  | Combined Cycle | [8 empty] | 0.011
Greenleaf 1 | California |  |  |  | 10350 | CTGA |  | Combustion Turbine | [8 empty] | 0.011
Greenleaf 1 | California |  |  |  | 10350 | CTGB |  | Combustion Turbine | [8 empty] | 0.011
Martin Drake | Colorado |  |  |  | 492 | A1 |  | Combustion Turbine | [8 empty] | 0.011
Martin Drake | Colorado |  |  |  | 492 | A2 |  | Combustion Turbine | [8 empty] | 0.011
Martin Drake | Colorado |  |  |  | 492 | A3 |  | Combustion Turbine | [8 empty] | 0.011
Martin Drake | Colorado |  |  |  | 492 | A4 |  | Combustion Turbine | [8 empty] | 0.011
Martin Drake | Colorado |  |  |  | 492 | A5 |  | Combustion Turbine | [8 empty] | 0.011
Martin Drake | Colorado |  |  |  | 492 | A6 |  | Combustion Turbine | [8 empty] | 0.011
Big Bend | Florida |  |  |  | 645 | BBST1 |  | Combined Cycle | [8 empty] | 0.011
Big Bend | Florida |  |  |  | 645 | GT5 |  | Combined Cycle | [8 empty] | 0.011
Big Bend | Florida |  |  |  | 645 | GT6 |  | Combined Cycle | [8 empty] | 0.011
John R Kelly | Florida |  |  |  | 664 | 8.2 |  | Combined Cycle | [8 empty] | 0.011
Lauderdale | Florida |  |  |  | 613 | 7GT1 |  | Combined Cycle | [8 empty] | 0.011
Lauderdale | Florida |  |  |  | 613 | 7GT2 |  | Combined Cycle | [8 empty] | 0.011
Lauderdale | Florida |  |  |  | 613 | ST7 |  | Combined Cycle | [8 empty] | 0.011
Seminole (FL) | Florida |  |  |  | 136 | CT1 |  | Combined Cycle | [8 empty] | 0.011
Seminole (FL) | Florida |  |  |  | 136 | CT2 |  | Combined Cycle | [8 empty] | 0.011
Seminole (FL) | Florida |  |  |  | 136 | ST |  | Combined Cycle | [8 empty] | 0.011
Shady Hills Combined Cycle Facility | Florida |  |  |  | 63802 | G001 |  | Combined Cycle | [8 empty] | 0.011
CPV Three Rivers Energy Center | Illinois |  |  |  | 63931 | GEN1 |  | Combined Cycle | [8 empty] | 0.011
CPV Three Rivers Energy Center | Illinois |  |  |  | 63931 | GEN2 |  | Combined Cycle | [8 empty] | 0.011
Jackson Generation, LLC | Illinois |  |  |  | 62926 | 01 |  | Combined Cycle | [8 empty] | 0.011
Jackson Generation, LLC | Illinois |  |  |  | 62926 | 02 |  | Combined Cycle | [8 empty] | 0.011
Tate & Lyle Lafayette South Plant | Indiana |  |  |  | 64854 | GTG01 |  | Combustion Turbine | [8 empty] | 0.011
Tate & Lyle Lafayette South Plant | Indiana |  |  |  | 64854 | GTG02 |  | Combustion Turbine | [8 empty] | 0.011
Lake Charles Power | Louisiana |  |  |  | 60927 | 1C |  | Combined Cycle | [8 empty] | 0.011
New Orleans Power | Louisiana |  |  |  | 60928 | 1 |  | Combustion Turbine | [8 empty] | 0.011
Blue Water Energy Center | Michigan |  |  |  | 62192 | 11 |  | Combined Cycle | [8 empty] | 0.011
Blue Water Energy Center | Michigan |  |  |  | 62192 | 12 |  | Combined Cycle | [8 empty] | 0.011
Blue Water Energy Center | Michigan |  |  |  | 62192 | 1S |  | Combined Cycle | [8 empty] | 0.011
Delta Energy Park | Michigan |  |  |  | 63259 | DEPC2 |  | Combined Cycle | [8 empty] | 0.011
Delta Energy Park | Michigan |  |  |  | 63259 | DEPC3 |  | Combined Cycle | [8 empty] | 0.011
Delta Energy Park | Michigan |  |  |  | 63259 | DEPS1 |  | Combustion Turbine | [8 empty] | 0.011
Delta Energy Park | Michigan |  |  |  | 63259 | DEPST |  | Combined Cycle | [8 empty] | 0.011
Indeck Niles Energy Center | Michigan |  |  |  | 55460 | CT1 |  | Combined Cycle | [8 empty] | 0.011
Indeck Niles Energy Center | Michigan |  |  |  | 55460 | CT2 |  | Combined Cycle | [8 empty] | 0.011
Indeck Niles Energy Center | Michigan |  |  |  | 55460 | ST1 |  | Combined Cycle | [8 empty] | 0.011
Michigan Hub Clean Power Project | Michigan |  |  |  | 83008 | 1 |  | Combined Cycle | [8 empty] | 0.011
Clark (NVE) | Nevada |  |  |  | 2322 | GT4 |  | Combustion Turbine | [8 empty] | 0.047543
Clark (NVE) | Nevada |  |  |  | 2322 | GT5 |  | Combined Cycle | [8 empty] | 0.019109
Clark (NVE) | Nevada |  |  |  | 2322 | GT6 |  | Combined Cycle | [8 empty] | 0.018727
Clark (NVE) | Nevada |  |  |  | 2322 | GT7 |  | Combined Cycle | [8 empty] | 0.017771
Clark (NVE) | Nevada |  |  |  | 2322 | GT8 |  | Combined Cycle | [8 empty] | 0.020446
Nevada Cogen Assoc#1 GarnetVly | Nevada |  |  |  | 54350 | GTA |  | Combined Cycle | [8 empty] | 0.037699
Nevada Cogen Assoc#1 GarnetVly | Nevada |  |  |  | 54350 | GTB |  | Combined Cycle | [8 empty] | 0.038699
Nevada Cogen Assoc#1 GarnetVly | Nevada |  |  |  | 54350 | GTC |  | Combined Cycle | [8 empty] | 0.038718
Nevada Cogen Associates 2 Black Mountain | Nevada |  |  |  | 54349 | GTA |  | Combined Cycle | [8 empty] | 0.032268
Nevada Cogen Associates 2 Black Mountain | Nevada |  |  |  | 54349 | GTB |  | Combined Cycle | [8 empty] | 0.036997
Nevada Cogen Associates 2 Black Mountain | Nevada |  |  |  | 54349 | GTC |  | Combined Cycle | [8 empty] | 0.036425
Nevada Solar One | Nevada |  |  |  | 56405 | HI |  | O/G Steam | [8 empty] | 0.16667
Saguaro Power | Nevada |  |  |  | 54271 | CTG1 |  | Combined Cycle | [8 empty] | 0.031356
Saguaro Power | Nevada |  |  |  | 54271 | CTG2 |  | Combined Cycle | [8 empty] | 0.030075
Cricket Valley Energy | New York |  |  |  | 57185 | U004 |  | Combined Cycle | [8 empty] | 0.011
Cricket Valley Energy | New York |  |  |  | 57185 | U005 |  | Combined Cycle | [8 empty] | 0.011
Cricket Valley Energy | New York |  |  |  | 57185 | U006 |  | Combined Cycle | [8 empty] | 0.011
Reidsville Energy Center | North Carolina |  |  |  | 61240 | REC |  | Combined Cycle | [8 empty] | 0.011
Reidsville Energy Center | North Carolina |  |  |  | 61240 | REC2 |  | Combined Cycle | [8 empty] | 0.011
Lonesome Creek Station | North Dakota |  |  |  | 57943 | 06 |  | Combustion Turbine | [8 empty] | 0.011
Guernsey Power Station | Ohio |  |  |  | 62949 | GPS1 |  | Combined Cycle | [8 empty] | 0.011
Guernsey Power Station | Ohio |  |  |  | 62949 | GPS2 |  | Combined Cycle | [8 empty] | 0.011
Guernsey Power Station | Ohio |  |  |  | 62949 | GPS3 |  | Combined Cycle | [8 empty] | 0.011
Long Ridge Energy Generation | Ohio |  |  |  | 61322 | HPPP1 |  | Combined Cycle | [8 empty] | 0.011
Ohio State University CHP | Ohio |  |  |  | 83009 | GT1 |  | Combustion Turbine | [8 empty] | 0.011
Ohio State University CHP | Ohio |  |  |  | 83009 | GT2 |  | Combustion Turbine | [8 empty] | 0.011
South Field Energy | Ohio |  |  |  | 60356 | SFECC |  | Combined Cycle | [8 empty] | 0.011
Perennial Wind Chaser Station | Oregon |  |  |  | 59721 | GT1 |  | Combustion Turbine | [8 empty] | 0.011
Perennial Wind Chaser Station | Oregon |  |  |  | 59721 | GT2 |  | Combustion Turbine | [8 empty] | 0.011
Perennial Wind Chaser Station | Oregon |  |  |  | 59721 | GT3 |  | Combustion Turbine | [8 empty] | 0.011
Perennial Wind Chaser Station | Oregon |  |  |  | 59721 | GT4 |  | Combustion Turbine | [8 empty] | 0.011
CPV Fairview Energy Center | Pennsylvania |  |  |  | 60589 | GEN3 |  | Combined Cycle | [8 empty] | 0.0056157
Hill Top Energy Center, LLC | Pennsylvania |  |  |  | 62565 | GEN1 |  | Combined Cycle | [8 empty] | 0.011
Shell Chemical Appalachia LLC | Pennsylvania |  |  |  | 58933 | GTG1 |  | Combined Cycle | [8 empty] | 0.011
Shell Chemical Appalachia LLC | Pennsylvania |  |  |  | 58933 | GTG2 |  | Combined Cycle | [8 empty] | 0.011
Shell Chemical Appalachia LLC | Pennsylvania |  |  |  | 58933 | GTG3 |  | Combined Cycle | [8 empty] | 0.011
Shell Chemical Appalachia LLC | Pennsylvania |  |  |  | 58933 | STG1 |  | Combined Cycle | [8 empty] | 0.011
Shell Chemical Appalachia LLC | Pennsylvania |  |  |  | 58933 | STG2 |  | Combined Cycle | [8 empty] | 0.011
Astoria Station | South Dakota |  |  |  | 61144 | 1 |  | Combustion Turbine | [8 empty] | 0.011
Braes Bayou Plant | Texas |  |  |  | 64383 | CTG-1 |  | Combustion Turbine | [8 empty] | 0.011
Braes Bayou Plant | Texas |  |  |  | 64383 | CTG-2 |  | Combustion Turbine | [8 empty] | 0.011
Braes Bayou Plant | Texas |  |  |  | 64383 | CTG-3 |  | Combustion Turbine | [8 empty] | 0.011
Braes Bayou Plant | Texas |  |  |  | 64383 | CTG-4 |  | Combustion Turbine | [8 empty] | 0.011
Braes Bayou Plant | Texas |  |  |  | 64383 | CTG-5 |  | Combustion Turbine | [8 empty] | 0.011
Braes Bayou Plant | Texas |  |  |  | 64383 | CTG-6 |  | Combustion Turbine | [8 empty] | 0.011
Chamon Power LLC | Texas |  |  |  | 60460 | CH3 |  | Combustion Turbine | [8 empty] | 0.011
Chamon Power LLC | Texas |  |  |  | 60460 | CH4 |  | Combustion Turbine | [8 empty] | 0.011
Formosa Utility Venture Ltd | Texas |  |  |  | 10554 | 3ST1 |  | Combined Cycle | [8 empty] | 0.011
Formosa Utility Venture Ltd | Texas |  |  |  | 10554 | 3TBG1 |  | Combined Cycle | [8 empty] | 0.011
Formosa Utility Venture Ltd | Texas |  |  |  | 10554 | 3TBG2 |  | Combined Cycle | [8 empty] | 0.011
HO Clarke Generating | Texas |  |  |  | 63335 | CTG-1 |  | Combustion Turbine | [8 empty] | 0.011
HO Clarke Generating | Texas |  |  |  | 63335 | CTG-2 |  | Combustion Turbine | [8 empty] | 0.011
HO Clarke Generating | Texas |  |  |  | 63335 | CTG-3 |  | Combustion Turbine | [8 empty] | 0.011
HO Clarke Generating | Texas |  |  |  | 63335 | CTG-4 |  | Combustion Turbine | [8 empty] | 0.011
HO Clarke Generating | Texas |  |  |  | 63335 | CTG-5 |  | Combustion Turbine | [8 empty] | 0.011
HO Clarke Generating | Texas |  |  |  | 63335 | CTG-6 |  | Combustion Turbine | [8 empty] | 0.011
HO Clarke Generating | Texas |  |  |  | 63335 | CTG-7 |  | Combustion Turbine | [8 empty] | 0.011
HO Clarke Generating | Texas |  |  |  | 63335 | CTG-8 |  | Combustion Turbine | [8 empty] | 0.011
Montgomery County | Texas |  |  |  | 60925 | 1C |  | Combined Cycle | [8 empty] | 0.011
SJRR Power LLC | Texas |  |  |  | 62548 | SJ-1 |  | Combustion Turbine | [8 empty] | 0.011
SJRR Power LLC | Texas |  |  |  | 62548 | SJ-2 |  | Combustion Turbine | [8 empty] | 0.011
Topaz Generating | Texas |  |  |  | 63688 | CTG-1 |  | Combustion Turbine | [8 empty] | 0.011
Topaz Generating | Texas |  |  |  | 63688 | CTG-2 |  | Combustion Turbine | [8 empty] | 0.011
Topaz Generating | Texas |  |  |  | 63688 | CTG-3 |  | Combustion Turbine | [8 empty] | 0.011
Topaz Generating | Texas |  |  |  | 63688 | CTG-4 |  | Combustion Turbine | [8 empty] | 0.011
Topaz Generating | Texas |  |  |  | 63688 | CTG-5 |  | Combustion Turbine | [8 empty] | 0.011
Topaz Generating | Texas |  |  |  | 63688 | CTG-6 |  | Combustion Turbine | [8 empty] | 0.011
Topaz Generating | Texas |  |  |  | 63688 | CTG-7 |  | Combustion Turbine | [8 empty] | 0.011
Topaz Generating | Texas |  |  |  | 63688 | CTG-8 |  | Combustion Turbine | [8 empty] | 0.011
Topaz Generating | Texas |  |  |  | 63688 | CTG-9 |  | Combustion Turbine | [8 empty] | 0.011
Topaz Generating | Texas |  |  |  | 63688 | CTG10 |  | Combustion Turbine | [8 empty] | 0.011
Ty Cooke | Texas |  |  |  | 3602 | GT4 |  | Combustion Turbine | [8 empty] | 0.011
Victoria Port Power II LLC | Texas |  |  |  | 61966 | VP2-1 |  | Combustion Turbine | [8 empty] | 0.011
Victoria Port Power II LLC | Texas |  |  |  | 61966 | VP2-2 |  | Combustion Turbine | [8 empty] | 0.011
Sunnyside Cogen Associates | Utah |  |  |  | 50951 | 1 |  | Coal Steam | [8 empty] | 0.17146
Note on Q3: This column displays the net summer available capacity for Coal Steam and O/G Steam units. Determinations of units >= 100 MW were made on nameplate capacity (not displayed). It should be noted that for Dave Johnston unit BW41, the net summer capacity is 93 MW but the nameplate capacity is 133.6 MW (source: EIA860M November 2022). Therefore in the Engineering Analysis, this unit receives emission reductions commensurate with the retrofit of SCR, rather than SNCR as for units less than 100 MW. This is the only unit where: 1) the nameplate and net summer capacities fall on opposite sides of the 100 MW line and 2) the unit is eligible for an SCR/SNCR retrofit.

## Dynamic Budget Template (2027+)
Likely Inventory of Affected Units | [16 empty] | Dynamic Budget Steps
[17 empty] | Step 1 |  | Step 2 (Identify heat input values for ozone season in years 2 through 6 years prior to budget year) |  |  |  |  | Step 3 - Take average of three highest heat input values from five year baseline at Step 2 | Step 4 - Divide Step 3 unit value into state-level total from Step 3 | Step 5 - Identify state-level heat input average from latest 3 years and determine average |  |  |  | Step 6 - Multiply Step 4 value by Step 5 value (column AD) | Step 7 - Multiply Step 6 value by Step 1 value (divide by 2000 to convert to tons) |  | Sum Column AF
Facility | State | RCU State | 2023 EGU control strategy | 2026 EGU control strategy | ORIS | Boiler | CAMD ID | Plant Type | Retirement Month Check | Retirement Year Check | Retired Before EA Year | Unit Type | Existing SCR | Existing SNCR | Common Stack | Capacity (MW) | Emission Rate (lb/mmBtu) | Substitute Data Flag | Heat Input (2021) (mmBtu) | Heat Input (2022) (mmBtu) | Heat Input (2023) (mmBtu) | Heat Input (2024) (mmBtu) | Heat Input (2025) (mmBtu) | Representative Unit-Level Heat Input (mmBtu) | Representative Unit-Level Percent of State Total | State-Level Heat Input (2023) (mmBtu) | State-Level Heat Input (2024) (mmBtu) | State-Level Heat Input (2025) (mmBtu) | Representative State Level Heat Input (mmBtu) | Normalized Unit-Level Heat Input (mmBtu) | Emissions (tons) | State | Dynamic Budget
AMEA Sylacauga Plant | Alabama |  | X |  | 56018 | 1 | 89313 | Combustion Turbine |  |  |  | Combustion turbine |  |  |  |  | 0.083999 | [14 empty] | Alabama
AMEA Sylacauga Plant | Alabama |  | X |  | 56018 | 2 | 89314 | Combustion Turbine |  |  |  | Combustion turbine |  |  |  |  | 0.085007 | [14 empty] | Arkansas
Barry | Alabama |  | X |  | 3 | 1 | 1 | O/G Steam |  |  |  | Tangentially-fired |  | Y | Y | 56 | 0.057181 | Y | [13 empty] | Illinois
Barry | Alabama |  | X |  | 3 | 2 | 2 | O/G Steam |  |  |  | Tangentially-fired |  | Y | Y | 56 | 0.06123 | Y | [13 empty] | Indiana
Barry | Alabama |  | X |  | 3 | 4 | 4 | O/G Steam |  |  |  | Tangentially-fired |  | Y |  | 362 | 0.13459 | [14 empty] | Kentucky
Barry | Alabama |  | X |  | 3 | 5 | 5 | Coal Steam | 12 | 2028 | 2029 | Tangentially-fired | Y |  |  | 756 | 0.067609 | [14 empty] | Louisiana
Barry | Alabama |  | X |  | 3 | 6A | 6 | Combined Cycle |  |  |  | Combined cycle | Y |  |  |  | 0.0090841 | [14 empty] | Maryland
Barry | Alabama |  | X |  | 3 | 6B | 7 | Combined Cycle |  |  |  | Combined cycle | Y |  |  |  | 0.0090647 | [14 empty] | Michigan
Barry | Alabama |  | X |  | 3 | 7A | 8 | Combined Cycle |  |  |  | Combined cycle | Y |  |  |  | 0.0091128 | [14 empty] | Minnesota
Barry | Alabama |  | X |  | 3 | 7B | 9 | Combined Cycle |  |  |  | Combined cycle | Y |  |  |  | 0.0082578 | [14 empty] | Mississippi
Calhoun Generating Facility | Alabama |  | X |  | 55409 | CT1 | 4688 | Combustion Turbine |  |  |  | Combustion turbine |  |  |  |  | 0.033294 | [14 empty] | Missouri
Calhoun Generating Facility | Alabama |  | X |  | 55409 | CT2 | 4689 | Combustion Turbine |  |  |  | Combustion turbine |  |  |  |  | 0.034682 | [14 empty] | Nevada
Calhoun Generating Facility | Alabama |  | X |  | 55409 | CT3 | 4690 | Combustion Turbine |  |  |  | Combustion turbine |  |  |  |  | 0.036402 | [14 empty] | New Jersey
Calhoun Generating Facility | Alabama |  | X |  | 55409 | CT4 | 4691 | Combustion Turbine |  |  |  | Combustion turbine |  |  |  |  | 0.033226 | [14 empty] | New York
Central Alabama Gen Station | Alabama |  | X |  | 55440 | CTGDB1 | 4758 | Combined Cycle |  |  |  | Combined cycle | Y |  |  |  | 0.0092518 | [14 empty] | Ohio
Central Alabama Gen Station | Alabama |  | X |  | 55440 | CTGDB2 | 4759 | Combined Cycle |  |  |  | Combined cycle | Y |  |  |  | 0.0080216 | [14 empty] | Oklahoma
Central Alabama Gen Station | Alabama |  | X |  | 55440 | CTGDB3 | 4760 | Combined Cycle |  |  |  | Combined cycle | Y |  |  |  | 0.0076141 | [14 empty] | Pennsylvania
Colbert | Alabama |  | X |  | 47 | CCT1 | 88150 | Combustion Turbine |  |  |  | Combustion turbine |  |  |  |  | 0.40904 | [14 empty] | Texas
Colbert | Alabama |  | X |  | 47 | CCT2 | 88151 | Combustion Turbine |  |  |  | Combustion turbine |  |  |  |  | 0.40892 | [14 empty] | Utah
Colbert | Alabama |  | X |  | 47 | CCT3 | 88152 | Combustion Turbine |  |  |  | Combustion turbine |  |  |  |  | 0.4027 | [14 empty] | Virginia
Colbert | Alabama |  | X |  | 47 | CCT4 | 88153 | Combustion Turbine |  |  |  | Combustion turbine |  |  |  |  | 0.40039 | [14 empty] | West Virginia
Colbert | Alabama |  | X |  | 47 | CCT5 | 88154 | Combustion Turbine |  |  |  | Combustion turbine |  |  |  |  | 0.40242 | [14 empty] | Wisconsin
Colbert | Alabama |  | X |  | 47 | CCT6 | 88155 | Combustion Turbine |  |  |  | Combustion turbine |  |  |  |  | 0.40173
Colbert | Alabama |  | X |  | 47 | CCT7 | 88156 | Combustion Turbine |  |  |  | Combustion turbine |  |  |  |  | 0.40178
Colbert | Alabama |  | X |  | 47 | CCT8 | 88157 | Combustion Turbine |  |  |  | Combustion turbine |  |  |  |  | 0.40193
Decatur Energy Center | Alabama |  | X |  | 55292 | CTG-1 | 4459 | Combined Cycle |  |  |  | Combined cycle | Y |  |  |  | 0.0113
Decatur Energy Center | Alabama |  | X |  | 55292 | CTG-2 | 4460 | Combined Cycle |  |  |  | Combined cycle | Y |  |  |  | 0.011068
Decatur Energy Center | Alabama |  | X |  | 55292 | CTG-3 | 4461 | Combined Cycle |  |  |  | Combined cycle | Y |  |  |  | 0.011825
E B Harris Generating Plant | Alabama |  | X |  | 7897 | 1A | 3355 | Combined Cycle |  |  |  | Combined cycle | Y |  |  |  | 0.012
E B Harris Generating Plant | Alabama |  | X |  | 7897 | 1B | 3356 | Combined Cycle |  |  |  | Combined cycle | Y |  |  |  | 0.0099116
E B Harris Generating Plant | Alabama |  | X |  | 7897 | 2A | 3357 | Combined Cycle |  |  |  | Combined cycle | Y |  |  |  | 0.0081272
E B Harris Generating Plant | Alabama |  | X |  | 7897 | 2B | 3358 | Combined Cycle |  |  |  | Combined cycle | Y |  |  |  | 0.0081603
E C Gaston | Alabama |  | X |  | 26 | 1 | 30 | O/G Steam |  |  |  | Dry bottom wall-fired boiler |  |  | Y | 254 | 0.092531
E C Gaston | Alabama |  | X |  | 26 | 2 | 31 | O/G Steam |  |  |  | Dry bottom wall-fired boiler |  |  | Y | 256 | 0.096633
E C Gaston | Alabama |  | X |  | 26 | 3 | 32 | O/G Steam |  |  |  | Dry bottom wall-fired boiler |  |  | Y | 254 | 0.1052
E C Gaston | Alabama |  | X |  | 26 | 4 | 33 | O/G Steam |  |  |  | Dry bottom wall-fired boiler |  |  | Y | 256 | 0.11011
E C Gaston | Alabama |  | X |  | 26 | 5 | 34 | Coal Steam |  |  |  | Tangentially-fired | Y |  |  | 832 | 0.08
Gadsden | Alabama |  | X |  | 7 | 1 | 11 | O/G Steam | 1 | 2023 | 2023 | Tangentially-fired |  |  | Y | 64 | 0.11763 | Y
Gadsden | Alabama |  | X |  | 7 | 2 | 12 | O/G Steam | 1 | 2023 | 2023 | Tangentially-fired |  |  | Y | 66 | 0.099067 | Y
Greene County | Alabama |  | X |  | 10 | 1 | 19 | O/G Steam | 12 | 2025 | 2026 | Cell burner boiler |  |  | Y | 258 | 0.11421 | Y
Greene County | Alabama |  | X |  | 10 | 2 | 20 | O/G Steam | 12 | 2026 | 2027 | Dry bottom wall-fired boiler |  |  | Y | 258 | 0.11769 | Y
Greene County | Alabama |  | X |  | 10 | CT10 | 21 | Combustion Turbine |  |  |  | Combustion turbine |  |  |  |  | 0.089677
Greene County | Alabama |  | X |  | 10 | CT2 | 22 | Combustion Turbine |  |  |  | Combustion turbine |  |  |  |  | 0.074206
Greene County | Alabama |  | X |  | 10 | CT3 | 23 | Combustion Turbine |  |  |  | Combustion turbine |  |  |  |  | 0.064355
Greene County | Alabama |  | X |  | 10 | CT4 | 24 | Combustion Turbine |  |  |  | Combustion turbine |  |  |  |  | 0.07707
Greene County | Alabama |  | X |  | 10 | CT5 | 25 | Combustion Turbine |  |  |  | Combustion turbine |  |  |  |  | 0.061604
Greene County | Alabama |  | X |  | 10 | CT6 | 26 | Combustion Turbine |  |  |  | Combustion turbine |  |  |  |  | 0.067166
Greene County | Alabama |  | X |  | 10 | CT7 | 27 | Combustion Turbine |  |  |  | Combustion turbine |  |  |  |  | 0.075561
Greene County | Alabama |  | X |  | 10 | CT8 | 28 | Combustion Turbine |  |  |  | Combustion turbine |  |  |  |  | 0.073447
Greene County | Alabama |  | X |  | 10 | CT9 | 29 | Combustion Turbine |  |  |  | Combustion turbine |  |  |  |  | 0.061432
Hillabee Energy Center | Alabama |  | X |  | 55411 | CT1 | 4695 | Combined Cycle |  |  |  | Combined cycle | Y |  |  |  | 0.0071265
Hillabee Energy Center | Alabama |  | X |  | 55411 | CT2 | 4696 | Combined Cycle |  |  |  | Combined cycle | Y |  |  |  | 0.0074263
Hog Bayou Energy Center | Alabama |  | X |  | 55241 | COG01 | 4286 | Combined Cycle |  |  |  | Combined cycle | Y |  |  |  | 0.0082295
James H Miller Jr | Alabama |  | X |  | 6002 | 1 | 2669 | Coal Steam |  |  |  | Dry bottom wall-fired boiler | Y |  |  | 688 | 0.070067
James H Miller Jr | Alabama |  | X |  | 6002 | 2 | 2670 | Coal Steam |  |  |  | Dry bottom wall-fired boiler | Y |  |  | 695 | 0.066017
James H Miller Jr | Alabama |  | X |  | 6002 | 3 | 2671 | Coal Steam |  |  |  | Dry bottom wall-fired boiler | Y |  |  | 687 | 0.071739
James H Miller Jr | Alabama |  | X |  | 6002 | 4 | 2672 | Coal Steam |  |  |  | Dry bottom wall-fired boiler | Y |  |  | 699 | 0.059154
McIntosh (7063) | Alabama |  | X |  | 7063 | **1 | 2924 | Combustion Turbine |  |  |  | Other turbine |  |  |  |  | 0.22368
McIntosh (7063) | Alabama |  | X |  | 7063 | **2 | 2925 | Combustion Turbine |  |  |  | Combustion turbine |  |  |  |  | 0.063398
McIntosh (7063) | Alabama |  | X |  | 7063 | **3 | 2926 | Combustion Turbine |  |  |  | Combustion turbine |  |  |  |  | 0.060071
McIntosh (7063) | Alabama |  | X |  | 7063 | **4 | 90423 | Combustion Turbine |  |  |  | Combustion turbine |  |  |  |  | 0.034521
McIntosh (7063) | Alabama |  | X |  | 7063 | **5 | 90424 | Combustion Turbine |  |  |  | Combustion turbine |  |  |  |  | 0.034297
McWilliams | Alabama |  | X |  | 533 | **4 | 320 | Combined Cycle |  |  |  | Combined cycle |  |  |  |  | 0.039246
McWilliams | Alabama |  | X |  | 533 | **V1 | 324 | Combined Cycle |  |  |  | Combined cycle | Y |  |  |  | 0.011238
McWilliams | Alabama |  | X |  | 533 | **V2 | 325 | Combined Cycle |  |  |  | Combined cycle | Y |  |  |  | 0.011038
Morgan Energy Center | Alabama |  | X |  | 55293 | CT-1 | 4462 | Combined Cycle |  |  |  | Combined cycle | Y |  |  |  | 0.0052017
Morgan Energy Center | Alabama |  | X |  | 55293 | CT-2 | 4463 | Combined Cycle |  |  |  | Combined cycle | Y |  |  |  | 0.0070631
Morgan Energy Center | Alabama |  | X |  | 55293 | CT-3 | 4464 | Combined Cycle |  |  |  | Combined cycle | Y |  |  |  | 0.007082
Plant H. Allen Franklin | Alabama |  | X |  | 7710 | 1A | 3285 | Combined Cycle |  |  |  | Combined cycle | Y |  |  |  | 0.0094892
Plant H. Allen Franklin | Alabama |  | X |  | 7710 | 1B | 3286 | Combined Cycle |  |  |  | Combined cycle | Y |  |  |  | 0.0091662
Plant H. Allen Franklin | Alabama |  | X |  | 7710 | 2A | 3287 | Combined Cycle |  |  |  | Combined cycle | Y |  |  |  | 0.0091425
Plant H. Allen Franklin | Alabama |  | X |  | 7710 | 2B | 3288 | Combined Cycle |  |  |  | Combined cycle | Y |  |  |  | 0.0089623
Plant H. Allen Franklin | Alabama |  | X |  | 7710 | 3A | 3289 | Combined Cycle |  |  |  | Combined cycle | Y |  |  |  | 0.0084342
Plant H. Allen Franklin | Alabama |  | X |  | 7710 | 3B | 3290 | Combined Cycle |  |  |  | Combined cycle | Y |  |  |  | 0.0096236
SABIC Innovative Plastics - Burkville | Alabama |  | X |  | 7698 | CC1 | 3140 | Combined Cycle |  |  |  | Combined cycle |  |  |  |  | 0.026955
Tenaska Lindsay Hill Generating Station | Alabama |  | X |  | 55271 | CT1 | 4383 | Combined Cycle |  |  |  | Combined cycle | Y |  |  |  | 0.010926
Tenaska Lindsay Hill Generating Station | Alabama |  | X |  | 55271 | CT2 | 4384 | Combined Cycle |  |  |  | Combined cycle | Y |  |  |  | 0.011188
Tenaska Lindsay Hill Generating Station | Alabama |  | X |  | 55271 | CT3 | 4385 | Combined Cycle |  |  |  | Combined cycle | Y |  |  |  | 0.007188
Theodore Cogeneration | Alabama |  | X |  | 7721 | CC1 | 3151 | Combined Cycle |  |  |  | Combined cycle | Y |  |  |  | 0.0069483
Walton Discover Power Facility | Alabama |  | X |  | 55138 | 1A | 88304 | Combustion Turbine |  |  |  | Combustion turbine |  |  |  |  | 0.25456 | Y
Walton Discover Power Facility | Alabama |  | X |  | 55138 | 1B | 88305 | Combustion Turbine |  |  |  | Combustion turbine |  |  |  |  | 0.53295 | Y
Walton Discover Power Facility | Alabama |  | X |  | 55138 | 2A | 88306 | Combustion Turbine |  |  |  | Combustion turbine |  |  |  |  | 0.32011 | Y
Walton Discover Power Facility | Alabama |  | X |  | 55138 | 2B | 88307 | Combustion Turbine |  |  |  | Combustion turbine |  |  |  |  | 0.24137 | Y
Washington County Cogen (Olin) | Alabama |  | X |  | 7697 | CC1 | 3139 | Combined Cycle |  |  |  | Combined cycle |  |  |  |  | 0.024662
Carl Bailey | Arkansas |  | X | X | 202 | 01 | 111 | O/G Steam |  |  |  | Dry bottom wall-fired boiler |  |  |  | 122 | 0.17919 | Y
City Water & Light - City of Jonesboro | Arkansas |  | X | X | 56505 | SN04 | 89827 | Combustion Turbine |  |  |  | Combustion turbine |  |  |  |  | 0.087008
City Water & Light - City of Jonesboro | Arkansas |  | X | X | 56505 | SN06 | 89828 | Combustion Turbine |  |  |  | Combustion turbine |  |  |  |  | 0.11304
City Water & Light - City of Jonesboro | Arkansas |  | X | X | 56505 | SN07 | 89829 | Combustion Turbine |  |  |  | Combustion turbine |  |  |  |  | 0.082978
Dell Power Plant | Arkansas |  | X | X | 55340 | 1 | 4517 | Combined Cycle |  |  |  | Combined cycle | Y |  |  |  | 0.0083422
Dell Power Plant | Arkansas |  | X | X | 55340 | 2 | 4518 | Combined Cycle |  |  |  | Combined cycle | Y |  |  |  | 0.0088631
Flint Creek Power Plant | Arkansas |  | X | X | 6138 | 1 | 2800 | Coal Steam |  |  |  | Dry bottom wall-fired boiler |  |  |  | 528 | 0.05
Fulton | Arkansas |  | X | X | 7825 | CT1 | 3247 | Combustion Turbine |  |  |  | Combustion turbine |  |  |  |  | 0.053625
Harry D. Mattison Power Plant | Arkansas |  | X | X | 56328 | 1 | 89740 | Combustion Turbine |  |  |  | Combustion turbine |  |  |  |  | 0.063395
Harry D. Mattison Power Plant | Arkansas |  | X | X | 56328 | 2 | 89741 | Combustion Turbine |  |  |  | Combustion turbine |  |  |  |  | 0.053964
Harry D. Mattison Power Plant | Arkansas |  | X | X | 56328 | 3 | 91249 | Combustion Turbine |  |  |  | Combustion turbine |  |  |  |  | 0.092955
Harry D. Mattison Power Plant | Arkansas |  | X | X | 56328 | 4 | 91250 | Combustion Turbine |  |  |  | Combustion turbine |  |  |  |  | 0.099774
Hot Spring Energy Facility | Arkansas |  | X | X | 55418 | CT-1 | 4705 | Combined Cycle |  |  |  | Combined cycle | Y |  |  |  | 0.012
Hot Spring Energy Facility | Arkansas |  | X | X | 55418 | CT-2 | 4706 | Combined Cycle |  |  |  | Combined cycle | Y |  |  |  | 0.011495
Independence | Arkansas |  | X | X | 6641 | 1 | 2898 | Coal Steam |  |  |  | Tangentially-fired |  |  |  | 809 | 0.05
Independence | Arkansas |  | X | X | 6641 | 2 | 2899 | Coal Steam |  |  |  | Tangentially-fired |  |  |  | 842 | 0.05
John W. Turk Jr. Power Plant | Arkansas |  | X | X | 56564 | SN-01 | 90325 | Coal Steam |  |  |  | Dry bottom wall-fired boiler | Y |  |  | 609 | 0.044105
Lake Catherine | Arkansas |  | X | X | 170 | 4 | 107 | O/G Steam | 6 | 2025 | 2026 | Dry bottom wall-fired boiler |  |  |  | 522 | 0.03 | Y
Magnet Cove Generating Station | Arkansas |  | X | X | 55714 | SN-01 | 9298 | Combined Cycle |  |  |  | Combined cycle | Y |  |  |  | 0.012
Magnet Cove Generating Station | Arkansas |  | X | X | 55714 | SN-02 | 9299 | Combined Cycle |  |  |  | Combined cycle | Y |  |  |  | 0.012
McClellan | Arkansas |  | X | X | 203 | 01 | 112 | O/G Steam |  |  |  | Dry bottom wall-fired boiler |  |  |  | 134 | 0.20073
Oswald Generating Station | Arkansas |  | X | X | 55221 | G1 | 4167 | Combined Cycle |  |  |  | Combined cycle |  |  |  |  | 0.12426
Oswald Generating Station | Arkansas |  | X | X | 55221 | G2 | 4168 | Combined Cycle |  |  |  | Combined cycle |  |  |  |  | 0.10917
Oswald Generating Station | Arkansas |  | X | X | 55221 | G3 | 4169 | Combined Cycle |  |  |  | Combined cycle |  |  |  |  | 0.1132
Oswald Generating Station | Arkansas |  | X | X | 55221 | G4 | 4170 | Combined Cycle |  |  |  | Combined cycle |  |  |  |  | 0.11658
Oswald Generating Station | Arkansas |  | X | X | 55221 | G5 | 4171 | Combined Cycle |  |  |  | Combined cycle |  |  |  |  | 0.11633
Oswald Generating Station | Arkansas |  | X | X | 55221 | G6 | 4172 | Combined Cycle |  |  |  | Combined cycle |  |  |  |  | 0.11325
Oswald Generating Station | Arkansas |  | X | X | 55221 | G7 | 4173 | Combined Cycle |  |  |  | Combined cycle |  |  |  |  | 0.066302
Pine Bluff Energy Center | Arkansas |  | X | X | 55075 | CT-1 | 3855 | Combined Cycle |  |  |  | Combined cycle |  |  |  |  | 0.043537
Plum Point Energy Station | Arkansas |  | X | X | 56456 | 1 | 90208 | Coal Steam |  |  |  | Dry bottom wall-fired boiler | Y |  |  | 680 | 0.08
Thomas Fitzhugh | Arkansas |  | X | X | 201 | 2 | 88375 | Combined Cycle |  |  |  | Combined cycle |  |  |  |  | 0.067826
Union Power Station | Arkansas |  | X | X | 55380 | CTG-1 | 4590 | Combined Cycle |  |  |  | Combined cycle | Y |  |  |  | 0.012
Union Power Station | Arkansas |  | X | X | 55380 | CTG-2 | 4592 | Combined Cycle |  |  |  | Combined cycle | Y |  |  |  | 0.012
Union Power Station | Arkansas |  | X | X | 55380 | CTG-3 | 4593 | Combined Cycle |  |  |  | Combined cycle | Y |  |  |  | 0.011641
Union Power Station | Arkansas |  | X | X | 55380 | CTG-4 | 4594 | Combined Cycle |  |  |  | Combined cycle | Y |  |  |  | 0.011462
Union Power Station | Arkansas |  | X | X | 55380 | CTG-5 | 4595 | Combined Cycle |  |  |  | Combined cycle | Y |  |  |  | 0.012
Union Power Station | Arkansas |  | X | X | 55380 | CTG-6 | 4596 | Combined Cycle |  |  |  | Combined cycle | Y |  |  |  | 0.012
Union Power Station | Arkansas |  | X | X | 55380 | CTG-7 | 4597 | Combined Cycle |  |  |  | Combined cycle | Y |  |  |  | 0.012
Union Power Station | Arkansas |  | X | X | 55380 | CTG-8 | 4598 | Combined Cycle |  |  |  | Combined cycle | Y |  |  |  | 0.011746
White Bluff | Arkansas |  | X | X | 6009 | 1 | 2675 | Coal Steam |  |  |  | Tangentially-fired |  |  |  | 818 | 0.05
White Bluff | Arkansas |  | X | X | 6009 | 2 | 2676 | Coal Steam |  |  |  | Tangentially-fired |  |  |  | 819 | 0.05
Alsey Station | Illinois | X | X | X | 7818 | ACT1 | 89336 | Combustion Turbine |  |  |  | Combustion turbine |  |  |  |  | 0.1909
Alsey Station | Illinois | X | X | X | 7818 | ACT2 | 89337 | Combustion Turbine |  |  |  | Combustion turbine |  |  |  |  | 0.21127
Alsey Station | Illinois | X | X | X | 7818 | ACT5 | 89338 | Combustion Turbine |  |  |  | Combustion turbine |  |  |  |  | 0.29249
Alsey Station | Illinois | X | X | X | 7818 | ACT6 | 91126 | Combustion Turbine |  |  |  | Combustion turbine |  |  |  |  | 0.077072
Aurora | Illinois | X | X | X | 55279 | AGS01 | 4407 | Combustion Turbine |  |  |  | Combustion turbine |  |  |  |  | 0.039808
Aurora | Illinois | X | X | X | 55279 | AGS02 | 4409 | Combustion Turbine |  |  |  | Combustion turbine |  |  |  |  | 0.032397
Aurora | Illinois | X | X | X | 55279 | AGS03 | 4410 | Combustion Turbine |  |  |  | Combustion turbine |  |  |  |  | 0.035122
Aurora | Illinois | X | X | X | 55279 | AGS04 | 4411 | Combustion Turbine |  |  |  | Combustion turbine |  |  |  |  | 0.040557
Aurora | Illinois | X | X | X | 55279 | AGS05 | 4412 | Combustion Turbine |  |  |  | Combustion turbine |  |  |  |  | 0.085842
Aurora | Illinois | X | X | X | 55279 | AGS06 | 4413 | Combustion Turbine |  |  |  | Combustion turbine |  |  |  |  | 0.082461
Aurora | Illinois | X | X | X | 55279 | AGS07 | 4414 | Combustion Turbine |  |  |  | Combustion turbine |  |  |  |  | 0.07989
Aurora | Illinois | X | X | X | 55279 | AGS08 | 4415 | Combustion Turbine |  |  |  | Combustion turbine |  |  |  |  | 0.081645
Aurora | Illinois | X | X | X | 55279 | AGS09 | 4416 | Combustion Turbine |  |  |  | Combustion turbine |  |  |  |  | 0.079158
Aurora | Illinois | X | X | X | 55279 | AGS10 | 4408 | Combustion Turbine |  |  |  | Combustion turbine |  |  |  |  | 0.07787
Baldwin Energy Complex | Illinois | X | X | X | 889 | 1 | 611 | Coal Steam | 12 | 2025 | 2026 | Cyclone boiler | Y |  |  | 576 | 0.046262 | Y
Baldwin Energy Complex | Illinois | X | X | X | 889 | 2 | 612 | Coal Steam | 12 | 2025 | 2026 | Cyclone boiler | Y |  |  | 581 | 0.063193 | Y
Calumet Energy Team, LLC | Illinois | X | X | X | 55296 | **1 | 4469 | Combustion Turbine |  |  |  | Combustion turbine |  |  |  |  | 0.080027
Calumet Energy Team, LLC | Illinois | X | X | X | 55296 | **2 | 4470 | Combustion Turbine |  |  |  | Combustion turbine |  |  |  |  | 0.082853
Cordova Energy Company | Illinois | X | X | X | 55188 | 1 | 4081 | Combined Cycle |  |  |  | Combined cycle | Y |  |  |  | 0.012
Cordova Energy Company | Illinois | X | X | X | 55188 | 2 | 4082 | Combined Cycle |  |  |  | Combined cycle | Y |  |  |  | 0.011965
Crete Energy Park | Illinois | X | X | X | 55253 | GT1 | 4339 | Combustion Turbine |  |  |  | Combustion turbine |  |  |  |  | 0.027817
Crete Energy Park | Illinois | X | X | X | 55253 | GT2 | 4340 | Combustion Turbine |  |  |  | Combustion turbine |  |  |  |  | 0.02671
Crete Energy Park | Illinois | X | X | X | 55253 | GT3 | 4341 | Combustion Turbine |  |  |  | Combustion turbine |  |  |  |  | 0.046345
Crete Energy Park | Illinois | X | X | X | 55253 | GT4 | 4342 | Combustion Turbine |  |  |  | Combustion turbine |  |  |  |  | 0.02812
Dallman | Illinois | X | X | X | 963 | 33 | 647 | Coal Steam | 12 | 2020 | 2023 | Tangentially-fired | Y |  |  | 188 | 0.062538 | Y
Dallman | Illinois | X | X | X | 963 | 4 | 89910 | Coal Steam |  |  |  | Wet bottom wall-fired boiler | Y |  |  | 208 | 0.057787
E D Edwards | Illinois | X | X | X | 856 | 2 | 569 | Coal Steam | 12 | 2022 | 2023 | Dry bottom wall-fired boiler |  |  |  | 245 | 0.05 | Y
E D Edwards | Illinois | X | X | X | 856 | 3 | 570 | Coal Steam | 12 | 2022 | 2023 | Dry bottom wall-fired boiler | Y |  |  | 315 | 0.08 | Y
Elgin Energy Center, LLC | Illinois | X | X | X | 55438 | CT01 | 4751 | Combustion Turbine |  |  |  | Combustion turbine |  |  |  |  | 0.053115
Elgin Energy Center, LLC | Illinois | X | X | X | 55438 | CT02 | 4752 | Combustion Turbine |  |  |  | Combustion turbine |  |  |  |  | 0.058416
Elgin Energy Center, LLC | Illinois | X | X | X | 55438 | CT03 | 4753 | Combustion Turbine |  |  |  | Combustion turbine |  |  |  |  | 0.052933
Elgin Energy Center, LLC | Illinois | X | X | X | 55438 | CT04 | 4754 | Combustion Turbine |  |  |  | Combustion turbine |  |  |  |  | 0.062496
Elwood Energy Facility | Illinois | X | X | X | 55199 | 1 | 4110 | Combustion Turbine |  |  |  | Combustion turbine |  |  |  |  | 0.033687
Elwood Energy Facility | Illinois | X | X | X | 55199 | 2 | 4116 | Combustion Turbine |  |  |  | Combustion turbine |  |  |  |  | 0.038063
Elwood Energy Facility | Illinois | X | X | X | 55199 | 3 | 4117 | Combustion Turbine |  |  |  | Combustion turbine |  |  |  |  | 0.037147
Elwood Energy Facility | Illinois | X | X | X | 55199 | 4 | 4118 | Combustion Turbine |  |  |  | Combustion turbine |  |  |  |  | 0.034128
Elwood Energy Facility | Illinois | X | X | X | 55199 | 5 | 4119 | Combustion Turbine |  |  |  | Combustion turbine |  |  |  |  | 0.033035
Elwood Energy Facility | Illinois | X | X | X | 55199 | 6 | 4120 | Combustion Turbine |  |  |  | Combustion turbine |  |  |  |  | 0.031369
Elwood Energy Facility | Illinois | X | X | X | 55199 | 7 | 4121 | Combustion Turbine |  |  |  | Combustion turbine |  |  |  |  | 0.031627
Elwood Energy Facility | Illinois | X | X | X | 55199 | 8 | 4122 | Combustion Turbine |  |  |  | Combustion turbine |  |  |  |  | 0.038991
Elwood Energy Facility | Illinois | X | X | X | 55199 | 9 | 4123 | Combustion Turbine |  |  |  | Combustion turbine |  |  |  |  | 0.032767
Factory Gas Turbine | Illinois | X | X | X | 8016 | 2 | 9200 | Combustion Turbine |  |  |  | Combustion turbine |  |  |  |  | 1.2003
Fisk | Illinois | X | X | X | 886 | 311 | 9165 | Combustion Turbine | 12 | 2029 | 2030 | Combustion turbine |  |  |  |  | 1.2001
Fisk | Illinois | X | X | X | 886 | 312 | 9166 | Combustion Turbine | 12 | 2029 | 2030 | Combustion turbine |  |  |  |  | 1.2002
Fisk | Illinois | X | X | X | 886 | 321 | 9167 | Combustion Turbine | 12 | 2029 | 2030 | Combustion turbine |  |  |  |  | 1.1999
Fisk | Illinois | X | X | X | 886 | 322 | 9168 | Combustion Turbine | 12 | 2029 | 2030 | Combustion turbine |  |  |  |  | 1.1999
Fisk | Illinois | X | X | X | 886 | 331 | 9169 | Combustion Turbine | 12 | 2029 | 2030 | Combustion turbine |  |  |  |  | 1.2003
Fisk | Illinois | X | X | X | 886 | 332 | 9170 | Combustion Turbine | 12 | 2029 | 2030 | Combustion turbine |  |  |  |  | 1.2002
Fisk | Illinois | X | X | X | 886 | 341 | 9171 | Combustion Turbine |  |  |  | Combustion turbine |  |  |  |  | 0.011 | Y
Fisk | Illinois | X | X | X | 886 | 342 | 9172 | Combustion Turbine | 12 | 2029 | 2030 | Combustion turbine |  |  |  |  | 1.1993
Freedom Power Project | Illinois | X | X | X | 7842 | CT1 | 3293 | Combustion Turbine |  |  |  | Combustion turbine |  |  |  |  | 0.094746
Gibson City Energy Center, LLC | Illinois | X | X | X | 55201 | GCTG1 | 4126 | Combustion Turbine |  |  |  | Combustion turbine |  |  |  |  | 0.065465
Gibson City Energy Center, LLC | Illinois | X | X | X | 55201 | GCTG2 | 4127 | Combustion Turbine |  |  |  | Combustion turbine |  |  |  |  | 0.064376
Goose Creek Power Plant | Illinois | X | X | X | 55496 | CT-01 | 10123 | Combustion Turbine |  |  |  | Combustion turbine |  |  |  |  | 0.02114
Goose Creek Power Plant | Illinois | X | X | X | 55496 | CT-02 | 10124 | Combustion Turbine |  |  |  | Combustion turbine |  |  |  |  | 0.022551
Goose Creek Power Plant | Illinois | X | X | X | 55496 | CT-03 | 10125 | Combustion Turbine |  |  |  | Combustion turbine |  |  |  |  | 0.018437
Goose Creek Power Plant | Illinois | X | X | X | 55496 | CT-04 | 10126 | Combustion Turbine |  |  |  | Combustion turbine |  |  |  |  | 0.022674
Goose Creek Power Plant | Illinois | X | X | X | 55496 | CT-05 | 10127 | Combustion Turbine |  |  |  | Combustion turbine |  |  |  |  | 0.022058
Goose Creek Power Plant | Illinois | X | X | X | 55496 | CT-06 | 10128 | Combustion Turbine |  |  |  | Combustion turbine |  |  |  |  | 0.019379
Grand Tower Energy Center, LLC | Illinois | X | X | X | 862 | CT01 | 578 | Combined Cycle |  |  |  | Combined cycle |  |  |  |  | 0.070321 | Y
Grand Tower Energy Center, LLC | Illinois | X | X | X | 862 | CT02 | 579 | Combined Cycle |  |  |  | Combined cycle |  |  |  |  | 0.073526 | Y
Holland Energy Facility | Illinois | X | X | X | 55334 | CTG1 | 4508 | Combined Cycle |  |  |  | Combined cycle | Y |  |  |  | 0.012
Holland Energy Facility | Illinois | X | X | X | 55334 | CTG2 | 4509 | Combined Cycle |  |  |  | Combined cycle | Y |  |  |  | 0.012
Interstate | Illinois | X | X | X | 7425 | 1 | 3116 | Combustion Turbine |  |  |  | Combustion turbine |  |  |  |  | 0.16378 | Y
Joliet 29 | Illinois | X | X | X | 384 | 71 | 250 | O/G Steam | 6 | 2023 | 2024 | Tangentially-fired |  | Y | Y | 259 | 0.07909 | Y
Joliet 29 | Illinois | X | X | X | 384 | 72 | 251 | O/G Steam | 6 | 2023 | 2024 | Tangentially-fired |  | Y | Y | 259 | 0.08024 | Y
Joliet 29 | Illinois | X | X | X | 384 | 81 | 252 | O/G Steam | 6 | 2023 | 2024 | Tangentially-fired |  | Y | Y | 259 | 0.09174 | Y
Joliet 29 | Illinois | X | X | X | 384 | 82 | 253 | O/G Steam | 6 | 2023 | 2024 | Tangentially-fired |  | Y | Y | 259 | 0.09185 | Y
Joliet 9 | Illinois | X | X | X | 874 | 5 | 590 | O/G Steam | 6 | 2023 | 2024 | Cyclone boiler |  | Y |  | 314 | 0.085663 | Y
Joppa Steam | Illinois | X | X | X | 887 | 1 | 605 | Coal Steam | 8 | 2022 | 2023 | Tangentially-fired |  |  | Y | 162 | 0.05 | Y
Joppa Steam | Illinois | X | X | X | 887 | 2 | 606 | Coal Steam | 8 | 2022 | 2023 | Tangentially-fired |  |  | Y | 158 | 0.05 | Y
Joppa Steam | Illinois | X | X | X | 887 | 3 | 607 | Coal Steam | 8 | 2022 | 2023 | Tangentially-fired |  |  | Y | 161 | 0.05 | Y
Joppa Steam | Illinois | X | X | X | 887 | 4 | 608 | Coal Steam | 8 | 2022 | 2023 | Tangentially-fired |  |  | Y | 160 | 0.05 | Y
Joppa Steam | Illinois | X | X | X | 887 | 5 | 609 | Coal Steam | 8 | 2022 | 2023 | Tangentially-fired |  |  | Y | 150 | 0.05 | Y
Joppa Steam | Illinois | X | X | X | 887 | 6 | 610 | Coal Steam | 8 | 2022 | 2023 | Tangentially-fired |  |  | Y | 158 | 0.05 | Y
Kendall Energy Facility | Illinois | X | X | X | 55131 | GTG-1 | 3966 | Combined Cycle |  |  |  | Combined cycle | Y |  |  |  | 0.012
Kendall Energy Facility | Illinois | X | X | X | 55131 | GTG-2 | 3967 | Combined Cycle |  |  |  | Combined cycle | Y |  |  |  | 0.012
Kendall Energy Facility | Illinois | X | X | X | 55131 | GTG-3 | 3968 | Combined Cycle |  |  |  | Combined cycle | Y |  |  |  | 0.012
Kendall Energy Facility | Illinois | X | X | X | 55131 | GTG-4 | 3969 | Combined Cycle |  |  |  | Combined cycle | Y |  |  |  | 0.012
Kincaid Generating Station | Illinois | X | X | X | 876 | 1 | 591 | Coal Steam | 12 | 2027 | 2028 | Cyclone boiler | Y |  | Y | 554 | 0.032736
Kincaid Generating Station | Illinois | X | X | X | 876 | 2 | 592 | Coal Steam | 12 | 2027 | 2028 | Cyclone boiler | Y |  | Y | 554 | 0.036605
Kinmundy Power Plant | Illinois | X | X | X | 55204 | KCTG1 | 4136 | Combustion Turbine |  |  |  | Combustion turbine |  |  |  |  | 0.069247
Kinmundy Power Plant | Illinois | X | X | X | 55204 | KCTG2 | 4137 | Combustion Turbine |  |  |  | Combustion turbine |  |  |  |  | 0.069549
LSP University Park, LLC | Illinois | X | X | X | 55640 | CT01 | 8660 | Combustion Turbine |  |  |  | Combustion turbine | Y |  |  |  | 0.021335
LSP University Park, LLC | Illinois | X | X | X | 55640 | CT02 | 8668 | Combustion Turbine |  |  |  | Combustion turbine | Y |  |  |  | 0.018423
LSP University Park, LLC | Illinois | X | X | X | 55640 | CT03 | 8670 | Combustion Turbine |  |  |  | Combustion turbine | Y |  |  |  | 0.020582
LSP University Park, LLC | Illinois | X | X | X | 55640 | CT04 | 8672 | Combustion Turbine |  |  |  | Combustion turbine | Y |  |  |  | 0.019484
LSP University Park, LLC | Illinois | X | X | X | 55640 | CT05 | 8674 | Combustion Turbine |  |  |  | Combustion turbine | Y |  |  |  | 0.019553
LSP University Park, LLC | Illinois | X | X | X | 55640 | CT06 | 8676 | Combustion Turbine |  |  |  | Combustion turbine | Y |  |  |  | 0.011814
LSP University Park, LLC | Illinois | X | X | X | 55640 | CT07 | 8678 | Combustion Turbine |  |  |  | Combustion turbine | Y |  |  |  | 0.017419
LSP University Park, LLC | Illinois | X | X | X | 55640 | CT08 | 8680 | Combustion Turbine |  |  |  | Combustion turbine | Y |  |  |  | 0.017982
LSP University Park, LLC | Illinois | X | X | X | 55640 | CT09 | 8682 | Combustion Turbine |  |  |  | Combustion turbine | Y |  |  |  | 0.014637
LSP University Park, LLC | Illinois | X | X | X | 55640 | CT10 | 8662 | Combustion Turbine |  |  |  | Combustion turbine | Y |  |  |  | 0.014445
LSP University Park, LLC | Illinois | X | X | X | 55640 | CT11 | 8664 | Combustion Turbine |  |  |  | Combustion turbine | Y |  |  |  | 0.014195
LSP University Park, LLC | Illinois | X | X | X | 55640 | CT12 | 8666 | Combustion Turbine |  |  |  | Combustion turbine | Y |  |  |  | 0.015645
Lee County Generating Station, LLC | Illinois | X | X | X | 55236 | CT1 | 4266 | Combustion Turbine |  |  |  | Combustion turbine |  |  |  |  | 0.026771
Lee County Generating Station, LLC | Illinois | X | X | X | 55236 | CT2 | 4267 | Combustion Turbine |  |  |  | Combustion turbine |  |  |  |  | 0.030974
Lee County Generating Station, LLC | Illinois | X | X | X | 55236 | CT3 | 4268 | Combustion Turbine |  |  |  | Combustion turbine |  |  |  |  | 0.030904
Lee County Generating Station, LLC | Illinois | X | X | X | 55236 | CT4 | 4269 | Combustion Turbine |  |  |  | Combustion turbine |  |  |  |  | 0.0318
Lee County Generating Station, LLC | Illinois | X | X | X | 55236 | CT5 | 4270 | Combustion Turbine |  |  |  | Combustion turbine |  |  |  |  | 0.029349
Lee County Generating Station, LLC | Illinois | X | X | X | 55236 | CT6 | 4271 | Combustion Turbine |  |  |  | Combustion turbine |  |  |  |  | 0.028827
Lee County Generating Station, LLC | Illinois | X | X | X | 55236 | CT7 | 4272 | Combustion Turbine |  |  |  | Combustion turbine |  |  |  |  | 0.030539
Lee County Generating Station, LLC | Illinois | X | X | X | 55236 | CT8 | 4273 | Combustion Turbine |  |  |  | Combustion turbine |  |  |  |  | 0.033953
Lincoln Generating Facility | Illinois | X | X | X | 55222 | CTG-1 | 4174 | Combustion Turbine |  |  |  | Combustion turbine |  |  |  |  | 0.025443
Lincoln Generating Facility | Illinois | X | X | X | 55222 | CTG-2 | 4175 | Combustion Turbine |  |  |  | Combustion turbine |  |  |  |  | 0.027699
Lincoln Generating Facility | Illinois | X | X | X | 55222 | CTG-3 | 4176 | Combustion Turbine |  |  |  | Combustion turbine |  |  |  |  | 0.026105
Lincoln Generating Facility | Illinois | X | X | X | 55222 | CTG-4 | 4177 | Combustion Turbine |  |  |  | Combustion turbine |  |  |  |  | 0.023774
Lincoln Generating Facility | Illinois | X | X | X | 55222 | CTG-5 | 4178 | Combustion Turbine |  |  |  | Combustion turbine |  |  |  |  | 0.024726
Lincoln Generating Facility | Illinois | X | X | X | 55222 | CTG-6 | 4179 | Combustion Turbine |  |  |  | Combustion turbine |  |  |  |  | 0.019908
Lincoln Generating Facility | Illinois | X | X | X | 55222 | CTG-7 | 4180 | Combustion Turbine |  |  |  | Combustion turbine |  |  |  |  | 0.022052
Lincoln Generating Facility | Illinois | X | X | X | 55222 | CTG-8 | 4181 | Combustion Turbine |  |  |  | Combustion turbine |  |  |  |  | 0.02345
MEPI GT Facility | Illinois | X | X | X | 7858 | 1 | 3322 | Combustion Turbine | 8 | 2022 | 2023 | Combustion turbine |  |  |  |  | 0.11956 | Y
MEPI GT Facility | Illinois | X | X | X | 7858 | 2 | 3323 | Combustion Turbine | 8 | 2022 | 2023 | Combustion turbine |  |  |  |  | 0.11712 | Y
MEPI GT Facility | Illinois | X | X | X | 7858 | 3 | 3324 | Combustion Turbine | 8 | 2022 | 2023 | Combustion turbine |  |  |  |  | 0.11131 | Y
MEPI GT Facility | Illinois | X | X | X | 7858 | 4 | 3325 | Combustion Turbine | 8 | 2022 | 2023 | Combustion turbine |  |  |  |  | 0.087772 | Y
MEPI GT Facility | Illinois | X | X | X | 7858 | 5 | 3326 | Combustion Turbine | 8 | 2022 | 2023 | Combustion turbine |  |  |  |  | 0.089579 | Y
Marion | Illinois | X | X | X | 976 | 123 | 9173 | Coal Steam | 12 | 2029 | 2030 | Circulating fluidized bed boiler |  | Y |  | 120 | 0.0765
Marion | Illinois | X | X | X | 976 | 5 | 9174 | Combustion Turbine |  |  |  | Combustion turbine |  |  |  |  | 0.02199
Marion | Illinois | X | X | X | 976 | 6 | 9175 | Combustion Turbine |  |  |  | Combustion turbine |  |  |  |  | 0.021981
Morris Cogeneration, LLC | Illinois | X | X | X | 55216 | CTG1 | 89477 | Combined Cycle |  |  |  | Combined cycle |  |  |  |  | 0.030337
Morris Cogeneration, LLC | Illinois | X | X | X | 55216 | CTG2 | 89478 | Combined Cycle |  |  |  | Combined cycle |  |  |  |  | 0.033277
Morris Cogeneration, LLC | Illinois | X | X | X | 55216 | CTG3 | 89479 | Combined Cycle |  |  |  | Combined cycle |  |  |  |  | 0.041809
Nelson Energy Center | Illinois | X | X | X | 55183 | 1 | 4073 | Combined Cycle |  |  |  | Combined cycle | Y |  |  |  | 0.012
Nelson Energy Center | Illinois | X | X | X | 55183 | 2 | 4074 | Combined Cycle |  |  |  | Combined cycle | Y |  |  |  | 0.012
Newton | Illinois | X | X | X | 6017 | 1 | 2680 | Coal Steam | 12 | 2027 | 2028 | Tangentially-fired |  |  |  | 595 | 0.05
Pinckneyville Power Plant | Illinois | X | X | X | 55202 | CT01 | 4128 | Combustion Turbine |  |  |  | Combustion turbine |  |  |  |  | 0.096517
Pinckneyville Power Plant | Illinois | X | X | X | 55202 | CT02 | 4129 | Combustion Turbine |  |  |  | Combustion turbine |  |  |  |  | 0.093539
Pinckneyville Power Plant | Illinois | X | X | X | 55202 | CT03 | 4130 | Combustion Turbine |  |  |  | Combustion turbine |  |  |  |  | 0.094236
Pinckneyville Power Plant | Illinois | X | X | X | 55202 | CT04 | 4131 | Combustion Turbine |  |  |  | Combustion turbine |  |  |  |  | 0.093025
Pinckneyville Power Plant | Illinois | X | X | X | 55202 | CT05 | 4132 | Combustion Turbine |  |  |  | Combustion turbine |  |  |  |  | 0.02471
Pinckneyville Power Plant | Illinois | X | X | X | 55202 | CT06 | 4133 | Combustion Turbine |  |  |  | Combustion turbine |  |  |  |  | 0.039262
Pinckneyville Power Plant | Illinois | X | X | X | 55202 | CT07 | 4134 | Combustion Turbine |  |  |  | Combustion turbine |  |  |  |  | 0.028727
Pinckneyville Power Plant | Illinois | X | X | X | 55202 | CT08 | 4135 | Combustion Turbine |  |  |  | Combustion turbine |  |  |  |  | 0.034253
Powerton | Illinois | X | X | X | 879 | 51 | 593 | Coal Steam | 12 | 2028 | 2029 | Cyclone boiler |  | Y | Y | 384 | 0.05
Powerton | Illinois | X | X | X | 879 | 52 | 594 | Coal Steam | 12 | 2028 | 2029 | Cyclone boiler |  | Y | Y | 384 | 0.05
Powerton | Illinois | X | X | X | 879 | 61 | 595 | Coal Steam | 12 | 2028 | 2029 | Cyclone boiler |  | Y | Y | 384 | 0.05
Powerton | Illinois | X | X | X | 879 | 62 | 596 | Coal Steam | 12 | 2028 | 2029 | Cyclone boiler |  | Y | Y | 384 | 0.05
Prairie State Generating Station | Illinois | X | X | X | 55856 | 01 | 90192 | Coal Steam |  |  |  | Dry bottom wall-fired boiler | Y |  |  | 815 | 0.064646
Prairie State Generating Station | Illinois | X | X | X | 55856 | 02 | 90193 | Coal Steam |  |  |  | Dry bottom wall-fired boiler | Y |  |  | 815 | 0.061302
Raccoon Creek Power Plant | Illinois | X | X | X | 55417 | CT-01 | 9216 | Combustion Turbine |  |  |  | Combustion turbine |  |  |  |  | 0.024964
Raccoon Creek Power Plant | Illinois | X | X | X | 55417 | CT-02 | 9217 | Combustion Turbine |  |  |  | Combustion turbine |  |  |  |  | 0.022089
Raccoon Creek Power Plant | Illinois | X | X | X | 55417 | CT-03 | 9218 | Combustion Turbine |  |  |  | Combustion turbine |  |  |  |  | 0.021173
Raccoon Creek Power Plant | Illinois | X | X | X | 55417 | CT-04 | 9219 | Combustion Turbine |  |  |  | Combustion turbine |  |  |  |  | 0.022787
Rockford Energy Center | Illinois | X | X | X | 55238 | 0001 | 4282 | Combustion Turbine |  |  |  | Combustion turbine |  |  |  |  | 0.038156
Rockford Energy Center | Illinois | X | X | X | 55238 | 0002 | 4283 | Combustion Turbine |  |  |  | Combustion turbine |  |  |  |  | 0.041548
Rockford II Energy Center | Illinois | X | X | X | 55936 | U1 | 4814 | Combustion Turbine |  |  |  | Combustion turbine |  |  |  |  | 0.055093
Rocky Road Power, LLC | Illinois | X | X | X | 55109 | T1 | 3908 | Combustion Turbine |  |  |  | Combustion turbine |  |  |  |  | 0.093941
Rocky Road Power, LLC | Illinois | X | X | X | 55109 | T2 | 3909 | Combustion Turbine |  |  |  | Combustion turbine |  |  |  |  | 0.088779
Rocky Road Power, LLC | Illinois | X | X | X | 55109 | T3 | 3910 | Combustion Turbine |  |  |  | Combustion turbine |  |  |  |  | 0.14384
Rocky Road Power, LLC | Illinois | X | X | X | 55109 | T4 | 3911 | Combustion Turbine |  |  |  | Combustion turbine |  |  |  |  | 0.069182
Shelby County | Illinois | X | X | X | 55237 | SCE1 | 4274 | Combustion Turbine |  |  |  | Combustion turbine |  |  |  |  | 0.12015
Shelby County | Illinois | X | X | X | 55237 | SCE2 | 4275 | Combustion Turbine |  |  |  | Combustion turbine |  |  |  |  | 0.12349
Shelby County | Illinois | X | X | X | 55237 | SCE3 | 4276 | Combustion Turbine |  |  |  | Combustion turbine |  |  |  |  | 0.11991
Shelby County | Illinois | X | X | X | 55237 | SCE4 | 4277 | Combustion Turbine |  |  |  | Combustion turbine |  |  |  |  | 0.12165
Shelby County | Illinois | X | X | X | 55237 | SCE5 | 4278 | Combustion Turbine |  |  |  | Combustion turbine |  |  |  |  | 0.11983
Shelby County | Illinois | X | X | X | 55237 | SCE6 | 4279 | Combustion Turbine |  |  |  | Combustion turbine |  |  |  |  | 0.12186
Shelby County | Illinois | X | X | X | 55237 | SCE7 | 4280 | Combustion Turbine |  |  |  | Combustion turbine |  |  |  |  | 0.11972
Shelby County | Illinois | X | X | X | 55237 | SCE8 | 4281 | Combustion Turbine |  |  |  | Combustion turbine |  |  |  |  | 0.12061
Southeast Chicago Energy Project | Illinois | X | X | X | 55281 | CTG10 | 8488 | Combustion Turbine |  |  |  | Combustion turbine |  |  |  |  | 0.14373 | Y
Southeast Chicago Energy Project | Illinois | X | X | X | 55281 | CTG11 | 8490 | Combustion Turbine |  |  |  | Combustion turbine |  |  |  |  | 0.14917 | Y
Southeast Chicago Energy Project | Illinois | X | X | X | 55281 | CTG12 | 8492 | Combustion Turbine |  |  |  | Combustion turbine |  |  |  |  | 0.14429 | Y
Southeast Chicago Energy Project | Illinois | X | X | X | 55281 | CTG5 | 8494 | Combustion Turbine |  |  |  | Combustion turbine |  |  |  |  | 0.14081 | Y
Southeast Chicago Energy Project | Illinois | X | X | X | 55281 | CTG6 | 8496 | Combustion Turbine |  |  |  | Combustion turbine |  |  |  |  | 0.16723 | Y
Southeast Chicago Energy Project | Illinois | X | X | X | 55281 | CTG7 | 8498 | Combustion Turbine |  |  |  | Combustion turbine |  |  |  |  | 0.13806 | Y
Southeast Chicago Energy Project | Illinois | X | X | X | 55281 | CTG8 | 8500 | Combustion Turbine |  |  |  | Combustion turbine |  |  |  |  | 0.15263 | Y
Southeast Chicago Energy Project | Illinois | X | X | X | 55281 | CTG9 | 8502 | Combustion Turbine |  |  |  | Combustion turbine |  |  |  |  | 0.14121 | Y
Tilton Power Station | Illinois | X | X | X | 7760 | 1 | 3167 | Combustion Turbine |  |  |  | Combustion turbine |  |  |  |  | 0.10186
Tilton Power Station | Illinois | X | X | X | 7760 | 2 | 3168 | Combustion Turbine |  |  |  | Combustion turbine |  |  |  |  | 0.096408
Tilton Power Station | Illinois | X | X | X | 7760 | 3 | 3169 | Combustion Turbine |  |  |  | Combustion turbine |  |  |  |  | 0.11754
Tilton Power Station | Illinois | X | X | X | 7760 | 4 | 3170 | Combustion Turbine |  |  |  | Combustion turbine |  |  |  |  | 0.12485
University Park Energy | Illinois | X | X | X | 55250 | UP1 | 4323 | Combustion Turbine |  |  |  | Combustion turbine |  |  |  |  | 0.19987
University Park Energy | Illinois | X | X | X | 55250 | UP10 | 4324 | Combustion Turbine |  |  |  | Combustion turbine |  |  |  |  | 0.21258
University Park Energy | Illinois | X | X | X | 55250 | UP11 | 4325 | Combustion Turbine |  |  |  | Combustion turbine |  |  |  |  | 0.21953
University Park Energy | Illinois | X | X | X | 55250 | UP12 | 4326 | Combustion Turbine |  |  |  | Combustion turbine |  |  |  |  | 0.21129
University Park Energy | Illinois | X | X | X | 55250 | UP2 | 4327 | Combustion Turbine |  |  |  | Combustion turbine |  |  |  |  | 0.19935
University Park Energy | Illinois | X | X | X | 55250 | UP3 | 4328 | Combustion Turbine |  |  |  | Combustion turbine |  |  |  |  | 0.20679
University Park Energy | Illinois | X | X | X | 55250 | UP4 | 4329 | Combustion Turbine |  |  |  | Combustion turbine |  |  |  |  | 0.21428
University Park Energy | Illinois | X | X | X | 55250 | UP5 | 4330 | Combustion Turbine |  |  |  | Combustion turbine |  |  |  |  | 0.21556
University Park Energy | Illinois | X | X | X | 55250 | UP6 | 4331 | Combustion Turbine |  |  |  | Combustion turbine |  |  |  |  | 0.20994
University Park Energy | Illinois | X | X | X | 55250 | UP7 | 4332 | Combustion Turbine |  |  |  | Combustion turbine |  |  |  |  | 0.19708
University Park Energy | Illinois | X | X | X | 55250 | UP8 | 4333 | Combustion Turbine |  |  |  | Combustion turbine |  |  |  |  | 0.1988
University Park Energy | Illinois | X | X | X | 55250 | UP9 | 4334 | Combustion Turbine |  |  |  | Combustion turbine |  |  |  |  | 0.20918
Venice | Illinois | X | X | X | 913 | CT03 | 89497 | Combustion Turbine |  |  |  | Combustion turbine |  |  |  |  | 0.040111
Venice | Illinois | X | X | X | 913 | CT04 | 89498 | Combustion Turbine |  |  |  | Combustion turbine |  |  |  |  | 0.041935
Venice | Illinois | X | X | X | 913 | CT05 | 89499 | Combustion Turbine |  |  |  | Combustion turbine |  |  |  |  | 0.052008
Venice | Illinois | X | X | X | 913 | CT2A | 9044 | Combustion Turbine |  |  |  | Combustion turbine |  |  |  |  | 0.094066
Venice | Illinois | X | X | X | 913 | CT2B | 9045 | Combustion Turbine |  |  |  | Combustion turbine |  |  |  |  | 0.093853
Waukegan | Illinois | X | X | X | 883 | 311 | 9161 | Combustion Turbine | 12 | 2029 | 2030 | Combustion turbine |  |  |  |  | 1.1991
Waukegan | Illinois | X | X | X | 883 | 312 | 9162 | Combustion Turbine | 12 | 2029 | 2030 | Combustion turbine |  |  |  |  | 1.2002
Waukegan | Illinois | X | X | X | 883 | 321 | 9163 | Combustion Turbine | 12 | 2029 | 2030 | Combustion turbine |  |  |  |  | 1.2005
Waukegan | Illinois | X | X | X | 883 | 322 | 9164 | Combustion Turbine | 12 | 2029 | 2030 | Combustion turbine |  |  |  |  | 1.1996
Waukegan | Illinois | X | X | X | 883 | 7 | 598 | Coal Steam | 6 | 2022 | 2023 | Tangentially-fired |  |  |  | 328 | 0.05 | Y
Waukegan | Illinois | X | X | X | 883 | 8 | 599 | Coal Steam | 6 | 2022 | 2023 | Tangentially-fired |  |  |  | 361 | 0.05 | Y
Will County | Illinois | X | X | X | 884 | 4 | 603 | Coal Steam | 6 | 2022 | 2023 | Tangentially-fired |  | Y |  | 510 | 0.05 | Y
Zion Energy Center | Illinois | X | X | X | 55392 | CT-1 | 4660 | Combustion Turbine |  |  |  | Combustion turbine |  |  |  |  | 0.033623
Zion Energy Center | Illinois | X | X | X | 55392 | CT-2 | 4661 | Combustion Turbine |  |  |  | Combustion turbine |  |  |  |  | 0.030631
Zion Energy Center | Illinois | X | X | X | 55392 | CT-3 | 4662 | Combustion Turbine |  |  |  | Combustion turbine |  |  |  |  | 0.033179
A B Brown Generating Station | Indiana | X | X | X | 6137 | 1 | 2797 | Coal Steam | 10 | 2023 | 2024 | Dry bottom wall-fired boiler | Y |  |  | 245 | 0.08 | Y
A B Brown Generating Station | Indiana | X | X | X | 6137 | 2 | 2798 | Coal Steam | 10 | 2023 | 2024 | Dry bottom wall-fired boiler | Y |  |  | 245 | 0.0779 | Y
A B Brown Generating Station | Indiana | X | X | X | 6137 | 3 | 2799 | Combustion Turbine |  |  |  | Combustion turbine |  |  |  |  | 0.15821
A B Brown Generating Station | Indiana | X | X | X | 6137 | 4 | 10210 | Combustion Turbine |  |  |  | Combustion turbine |  |  |  |  | 0.019103
Alcoa Allowance Management Inc | Indiana | X | X | X | 6705 | 4 | 2905 | Coal Steam |  |  |  | Cell burner boiler | Y |  |  | 295 | 0.08
Anderson | Indiana | X | X | X | 7336 | ACT1 | 3099 | Combustion Turbine |  |  |  | Combustion turbine |  |  |  |  | 0.1289
Anderson | Indiana | X | X | X | 7336 | ACT2 | 3100 | Combustion Turbine |  |  |  | Combustion turbine |  |  |  |  | 0.14177
Anderson | Indiana | X | X | X | 7336 | ACT3 | 9578 | Combustion Turbine |  |  |  | Combustion turbine |  |  |  |  | 0.03341
Cayuga | Indiana | X | X | X | 1001 | 1 | 706 | Coal Steam | 12 | 2027 | 2028 | Tangentially-fired | Y |  |  | 500 | 0.066659
Cayuga | Indiana | X | X | X | 1001 | 2 | 707 | Coal Steam | 12 | 2027 | 2028 | Tangentially-fired | Y |  |  | 495 | 0.070016
Cayuga | Indiana | X | X | X | 1001 | 4 | 708 | Combustion Turbine |  |  |  | Combustion turbine |  |  |  |  | 0.045566
Clifty Creek | Indiana | X | X | X | 983 | 1 | 658 | Coal Steam |  |  |  | Wet bottom wall-fired boiler | Y |  | Y | 196 | 0.064798
Clifty Creek | Indiana | X | X | X | 983 | 2 | 659 | Coal Steam |  |  |  | Wet bottom wall-fired boiler | Y |  | Y | 196 | 0.065749
Clifty Creek | Indiana | X | X | X | 983 | 3 | 660 | Coal Steam |  |  |  | Wet bottom wall-fired boiler | Y |  | Y | 196 | 0.065024
Clifty Creek | Indiana | X | X | X | 983 | 4 | 661 | Coal Steam |  |  |  | Wet bottom wall-fired boiler | Y |  | Y | 196 | 0.08
Clifty Creek | Indiana | X | X | X | 983 | 5 | 662 | Coal Steam |  |  |  | Wet bottom wall-fired boiler | Y |  | Y | 196 | 0.08
Clifty Creek | Indiana | X | X | X | 983 | 6 | 663 | Coal Steam |  |  |  | Wet bottom wall-fired boiler |  |  | Y | 196 | 0.05
Edwardsport Generating Station | Indiana | X | X | X | 1004 | CTG1 | 90673 | IGCC |  |  |  | Integrated gasification combined cycle | Y |  |  |  | 0.059386
Edwardsport Generating Station | Indiana | X | X | X | 1004 | CTG2 | 90674 | IGCC |  |  |  | Integrated gasification combined cycle | Y |  |  |  | 0.063219
F B Culley Generating Station | Indiana | X | X | X | 1012 | 2 | 727 | Coal Steam | 12 | 2025 | 2026 | Dry bottom wall-fired boiler | Y |  | Y | 90 | 0.08 | Y
F B Culley Generating Station | Indiana | X | X | X | 1012 | 3 | 728 | Coal Steam |  |  |  | Dry bottom wall-fired boiler | Y |  | Y | 270 | 0.08
Georgetown Substation | Indiana | X | X | X | 7759 | GT1 | 3163 | Combustion Turbine |  |  |  | Combustion turbine |  |  |  |  | 0.02346
Georgetown Substation | Indiana | X | X | X | 7759 | GT2 | 3164 | Combustion Turbine |  |  |  | Combustion turbine |  |  |  |  | 0.025406
Georgetown Substation | Indiana | X | X | X | 7759 | GT3 | 3165 | Combustion Turbine |  |  |  | Combustion turbine |  |  |  |  | 0.029066
Georgetown Substation | Indiana | X | X | X | 7759 | GT4 | 3166 | Combustion Turbine |  |  |  | Combustion turbine |  |  |  |  | 0.024508
Gibson | Indiana | X | X | X | 6113 | 1 | 2782 | Coal Steam |  |  |  | Dry bottom wall-fired boiler | Y |  |  | 630 | 0.06475
Gibson | Indiana | X | X | X | 6113 | 2 | 2783 | Coal Steam |  |  |  | Dry bottom wall-fired boiler | Y |  |  | 630 | 0.071606
Gibson | Indiana | X | X | X | 6113 | 3 | 2784 | Coal Steam | 12 | 2029 | 2030 | Dry bottom wall-fired boiler | Y |  |  | 630 | 0.064891
Gibson | Indiana | X | X | X | 6113 | 4 | 2785 | Coal Steam | 12 | 2029 | 2030 | Dry bottom wall-fired boiler | Y |  |  | 622 | 0.071241
Gibson | Indiana | X | X | X | 6113 | 5 | 2786 | Coal Steam | 12 | 2025 | 2026 | Dry bottom wall-fired boiler | Y |  |  | 620 | 0.058319 | Y
Henry County Generating Station | Indiana | X | X | X | 7763 | 1 | 3173 | Combustion Turbine |  |  |  | Combustion turbine |  |  |  |  | 0.085357
Henry County Generating Station | Indiana | X | X | X | 7763 | 2 | 3174 | Combustion Turbine |  |  |  | Combustion turbine |  |  |  |  | 0.086799
Henry County Generating Station | Indiana | X | X | X | 7763 | 3 | 3175 | Combustion Turbine |  |  |  | Combustion turbine |  |  |  |  | 0.088018
Hoosier Energy Lawrence Co Station | Indiana | X | X | X | 7948 | 1 | 8410 | Combustion Turbine |  |  |  | Combustion turbine |  |  |  |  | 0.087215
Hoosier Energy Lawrence Co Station | Indiana | X | X | X | 7948 | 2 | 8412 | Combustion Turbine |  |  |  | Combustion turbine |  |  |  |  | 0.078287
Hoosier Energy Lawrence Co Station | Indiana | X | X | X | 7948 | 3 | 8414 | Combustion Turbine |  |  |  | Combustion turbine |  |  |  |  | 0.090595
Hoosier Energy Lawrence Co Station | Indiana | X | X | X | 7948 | 4 | 8416 | Combustion Turbine |  |  |  | Combustion turbine |  |  |  |  | 0.089709
Hoosier Energy Lawrence Co Station | Indiana | X | X | X | 7948 | 5 | 88290 | Combustion Turbine |  |  |  | Combustion turbine |  |  |  |  | 0.085753
Hoosier Energy Lawrence Co Station | Indiana | X | X | X | 7948 | 6 | 88291 | Combustion Turbine |  |  |  | Combustion turbine |  |  |  |  | 0.088022
IPL - Eagle Valley Generating Station | Indiana | X | X | X | 991 | GT1 | 91143 | Combined Cycle |  |  |  | Combined cycle | Y |  |  |  | 0.012
IPL - Eagle Valley Generating Station | Indiana | X | X | X | 991 | GT2 | 91144 | Combined Cycle |  |  |  | Combined cycle | Y |  |  |  | 0.012
IPL - Harding Street Station (EW Stout) | Indiana | X | X | X | 990 | 50 | 675 | O/G Steam |  |  |  | Tangentially-fired |  | Y |  | 101 | 0.034479
IPL - Harding Street Station (EW Stout) | Indiana | X | X | X | 990 | 60 | 677 | O/G Steam |  |  |  | Tangentially-fired |  | Y |  | 99 | 0.03519
IPL - Harding Street Station (EW Stout) | Indiana | X | X | X | 990 | 70 | 679 | O/G Steam |  |  |  | Tangentially-fired | Y |  |  | 418 | 0.03
IPL - Harding Street Station (EW Stout) | Indiana | X | X | X | 990 | GT4 | 682 | Combustion Turbine | 12 | 2030 | 2031 | Combustion turbine |  |  |  |  | 0.14642
IPL - Harding Street Station (EW Stout) | Indiana | X | X | X | 990 | GT5 | 683 | Combustion Turbine | 12 | 2030 | 2031 | Combustion turbine |  |  |  |  | 0.14929
IPL - Harding Street Station (EW Stout) | Indiana | X | X | X | 990 | GT6 | 684 | Combustion Turbine | 12 | 2030 | 2031 | Combustion turbine |  |  |  |  | 0.042768
IPL - Petersburg Generating Station | Indiana | X | X | X | 994 | 1 | 692 | Coal Steam | 5 | 2021 | 2023 | Tangentially-fired |  |  |  | 222 | 0.05 | Y
IPL - Petersburg Generating Station | Indiana | X | X | X | 994 | 2 | 693 | Coal Steam | 5 | 2023 | 2024 | Tangentially-fired | Y |  |  | 422 | 0.08 | Y
IPL - Petersburg Generating Station | Indiana | X | X | X | 994 | 3 | 694 | Coal Steam |  |  |  | Tangentially-fired | Y |  |  | 528 | 0.08 | Yes-C2G
IPL - Petersburg Generating Station | Indiana | X | X | X | 994 | 4 | 695 | Coal Steam |  |  |  | Tangentially-fired |  |  |  | 530 | 0.05 | Yes-C2G
Lawrenceburg Energy Facility | Indiana | X | X | X | 55502 | 1 | 8612 | Combined Cycle |  |  |  | Combined cycle | Y |  |  |  | 0.0096108
Lawrenceburg Energy Facility | Indiana | X | X | X | 55502 | 2 | 8614 | Combined Cycle |  |  |  | Combined cycle | Y |  |  |  | 0.0095253
Lawrenceburg Energy Facility | Indiana | X | X | X | 55502 | 3 | 8616 | Combined Cycle |  |  |  | Combined cycle | Y |  |  |  | 0.009031
Lawrenceburg Energy Facility | Indiana | X | X | X | 55502 | 4 | 8618 | Combined Cycle |  |  |  | Combined cycle | Y |  |  |  | 0.0086753
Merom | Indiana | X | X | X | 6213 | 1SG1 | 2853 | Coal Steam |  |  |  | Dry bottom turbo-fired boiler | Y |  |  | 496 | 0.059958
Merom | Indiana | X | X | X | 6213 | 2SG1 | 2854 | Coal Steam |  |  |  | Dry bottom turbo-fired boiler | Y |  |  | 492 | 0.059683
Michigan City Generating Station | Indiana | X | X | X | 997 | 12 | 702 | Coal Steam | 5 | 2028 | 2029 | Cyclone boiler | Y |  |  | 469 | 0.08
Montpelier Electric Gen Station | Indiana | X | X | X | 55229 | G1CT1 | 4220 | Combustion Turbine |  |  |  | Combustion turbine |  |  |  |  | 0.14242
Montpelier Electric Gen Station | Indiana | X | X | X | 55229 | G1CT2 | 4221 | Combustion Turbine |  |  |  | Combustion turbine |  |  |  |  | 0.14856
Montpelier Electric Gen Station | Indiana | X | X | X | 55229 | G2CT1 | 4222 | Combustion Turbine |  |  |  | Combustion turbine |  |  |  |  | 0.13786
Montpelier Electric Gen Station | Indiana | X | X | X | 55229 | G2CT2 | 4223 | Combustion Turbine |  |  |  | Combustion turbine |  |  |  |  | 0.14786
Montpelier Electric Gen Station | Indiana | X | X | X | 55229 | G3CT1 | 4224 | Combustion Turbine |  |  |  | Combustion turbine |  |  |  |  | 0.16363
Montpelier Electric Gen Station | Indiana | X | X | X | 55229 | G3CT2 | 4225 | Combustion Turbine |  |  |  | Combustion turbine |  |  |  |  | 0.14638
Montpelier Electric Gen Station | Indiana | X | X | X | 55229 | G4CT1 | 4226 | Combustion Turbine |  |  |  | Combustion turbine |  |  |  |  | 0.22229
Montpelier Electric Gen Station | Indiana | X | X | X | 55229 | G4CT2 | 4227 | Combustion Turbine |  |  |  | Combustion turbine |  |  |  |  | 0.14007
Noblesville | Indiana | X | X | X | 1007 | CT3 | 8288 | Combined Cycle |  |  |  | Combined cycle | Y |  |  |  | 0.012
Noblesville | Indiana | X | X | X | 1007 | CT4 | 8290 | Combined Cycle |  |  |  | Combined cycle | Y |  |  |  | 0.012
Noblesville | Indiana | X | X | X | 1007 | CT5 | 8292 | Combined Cycle |  |  |  | Combined cycle | Y |  |  |  | 0.012
R Gallagher | Indiana | X | X | X | 1008 | 2 | 717 | Coal Steam |  |  | 2023 | Dry bottom wall-fired boiler |  |  |  | 140 | 0.05 | Y
R Gallagher | Indiana | X | X | X | 1008 | 4 | 719 | Coal Steam | 6 | 2021 | 2023 | Dry bottom wall-fired boiler |  |  |  | 140 | 0.05 | Y
R M Schahfer Generating Station | Indiana | X | X | X | 6085 | 14 | 2762 | Coal Steam | 10 | 2021 | 2023 | Cyclone boiler | Y |  |  | 431 | 0.08 | Y
R M Schahfer Generating Station | Indiana | X | X | X | 6085 | 15 | 2763 | Coal Steam | 10 | 2021 | 2023 | Dry bottom wall-fired boiler |  |  |  | 472 | 0.05 | Y
R M Schahfer Generating Station | Indiana | X | X | X | 6085 | 16A | 9095 | Combustion Turbine |  |  |  | Combustion turbine |  |  |  |  | 0.20231
R M Schahfer Generating Station | Indiana | X | X | X | 6085 | 16B | 9096 | Combustion Turbine |  |  |  | Combustion turbine |  |  |  |  | 0.23309
R M Schahfer Generating Station | Indiana | X | X | X | 6085 | 17 | 2764 | Coal Steam | 12 | 2025 | 2026 | Tangentially-fired |  |  |  | 361 | 0.05 | Y
R M Schahfer Generating Station | Indiana | X | X | X | 6085 | 18 | 2765 | Coal Steam | 12 | 2025 | 2026 | Tangentially-fired |  |  |  | 361 | 0.05 | Y
Richmond (IN) | Indiana | X | X | X | 7335 | RCT1 | 3097 | Combustion Turbine |  |  |  | Combustion turbine |  |  |  |  | 0.13656
Richmond (IN) | Indiana | X | X | X | 7335 | RCT2 | 3098 | Combustion Turbine |  |  |  | Combustion turbine |  |  |  |  | 0.12226
Rockport | Indiana | X | X | X | 6166 | MB1 | 2819 | Coal Steam | 12 | 2028 | 2029 | Dry bottom wall-fired boiler | Y |  | Y | 1300 | 0.070503
Rockport | Indiana | X | X | X | 6166 | MB2 | 2820 | Coal Steam | 12 | 2028 | 2029 | Dry bottom wall-fired boiler | Y |  | Y | 1300 | 0.071589
St. Joseph Energy Center LLC | Indiana | X | X | X | 57794 | CTG01A | 90857 | Combined Cycle |  |  |  | Combined cycle | Y |  |  |  | 0.006872
St. Joseph Energy Center LLC | Indiana | X | X | X | 57794 | CTG01B | 90856 | Combined Cycle |  |  |  | Combined cycle | Y |  |  |  | 0.0069014
Sugar Creek Generating Station | Indiana | X | X | X | 55364 | CT11 | 4555 | Combined Cycle |  |  |  | Combined cycle | Y |  |  |  | 0.012
Sugar Creek Generating Station | Indiana | X | X | X | 55364 | CT12 | 4556 | Combined Cycle |  |  |  | Combined cycle | Y |  |  |  | 0.012
Vermillion Generating Station | Indiana | X | X | X | 55111 | 1 | 3920 | Combustion Turbine |  |  |  | Combustion turbine |  |  |  |  | 0.031792
Vermillion Generating Station | Indiana | X | X | X | 55111 | 2 | 3921 | Combustion Turbine |  |  |  | Combustion turbine |  |  |  |  | 0.032318
Vermillion Generating Station | Indiana | X | X | X | 55111 | 3 | 3922 | Combustion Turbine |  |  |  | Combustion turbine |  |  |  |  | 0.030975
Vermillion Generating Station | Indiana | X | X | X | 55111 | 4 | 3923 | Combustion Turbine |  |  |  | Combustion turbine |  |  |  |  | 0.032306
Vermillion Generating Station | Indiana | X | X | X | 55111 | 5 | 3924 | Combustion Turbine |  |  |  | Combustion turbine |  |  |  |  | 0.029542
Vermillion Generating Station | Indiana | X | X | X | 55111 | 6 | 3925 | Combustion Turbine |  |  |  | Combustion turbine |  |  |  |  | 0.034285
Vermillion Generating Station | Indiana | X | X | X | 55111 | 7 | 3926 | Combustion Turbine |  |  |  | Combustion turbine |  |  |  |  | 0.033164
Vermillion Generating Station | Indiana | X | X | X | 55111 | 8 | 3927 | Combustion Turbine |  |  |  | Combustion turbine |  |  |  |  | 0.030174
Wabash River Highland Plant | Indiana | X | X | X | 57842 | 1 | 720 | Combustion Turbine |  |  |  | Combustion turbine |  |  |  |  | 0.048502
Wheatland Generating Facility LLC | Indiana | X | X | X | 55224 | EU-01 | 4183 | Combustion Turbine |  |  |  | Combustion turbine |  |  |  |  | 0.16635
Wheatland Generating Facility LLC | Indiana | X | X | X | 55224 | EU-02 | 4184 | Combustion Turbine |  |  |  | Combustion turbine |  |  |  |  | 0.15468
Wheatland Generating Facility LLC | Indiana | X | X | X | 55224 | EU-03 | 4185 | Combustion Turbine |  |  |  | Combustion turbine |  |  |  |  | 0.18267
Wheatland Generating Facility LLC | Indiana | X | X | X | 55224 | EU-04 | 4186 | Combustion Turbine |  |  |  | Combustion turbine |  |  |  |  | 0.12685
Whitewater Valley | Indiana | X | X | X | 1040 | 1 | 729 | Coal Steam |  |  |  | Dry bottom wall-fired boiler |  |  | Y | 35 | 0.24183
Whitewater Valley | Indiana | X | X | X | 1040 | 2 | 730 | Coal Steam |  |  |  | Tangentially-fired |  |  | Y | 65 | 0.25379
Whiting Clean Energy, Inc. | Indiana | X | X | X | 55259 | CT1 | 4357 | Combined Cycle |  |  |  | Combined cycle | Y |  |  |  | 0.0079891
Whiting Clean Energy, Inc. | Indiana | X | X | X | 55259 | CT2 | 4358 | Combined Cycle |  |  |  | Combined cycle | Y |  |  |  | 0.0080047
Worthington Generation | Indiana | X | X | X | 55148 | 1 | 4017 | Combustion Turbine |  |  |  | Combustion turbine |  |  |  |  | 0.08768
Worthington Generation | Indiana | X | X | X | 55148 | 2 | 4018 | Combustion Turbine |  |  |  | Combustion turbine |  |  |  |  | 0.089972
Worthington Generation | Indiana | X | X | X | 55148 | 3 | 4019 | Combustion Turbine |  |  |  | Combustion turbine |  |  |  |  | 0.084973
Worthington Generation | Indiana | X | X | X | 55148 | 4 | 4020 | Combustion Turbine |  |  |  | Combustion turbine |  |  |  |  | 0.087717
Big Sandy | Kentucky | X | X | X | 1353 | BSU1 | 872 | O/G Steam |  |  |  | Dry bottom wall-fired boiler |  |  |  | 260 | 0.03
Bluegrass Generating Station | Kentucky | X | X | X | 55164 | GTG1 | 4034 | Combustion Turbine |  |  |  | Combustion turbine |  |  |  |  | 0.067549
Bluegrass Generating Station | Kentucky | X | X | X | 55164 | GTG2 | 4035 | Combustion Turbine |  |  |  | Combustion turbine |  |  |  |  | 0.067612
Bluegrass Generating Station | Kentucky | X | X | X | 55164 | GTG3 | 8446 | Combustion Turbine |  |  |  | Combustion turbine |  |  |  |  | 0.069547
Cane Run | Kentucky | X | X | X | 1363 | 7A | 90928 | Combined Cycle |  |  |  | Combined cycle |  |  |  |  | 0.02953
Cane Run | Kentucky | X | X | X | 1363 | 7B | 90929 | Combined Cycle |  |  |  | Combined cycle |  |  |  |  | 0.025049
D B Wilson | Kentucky | X | X | X | 6823 | W1 | 2910 | Coal Steam |  |  |  | Dry bottom wall-fired boiler | Y |  |  | 417 | 0.08
E W Brown | Kentucky | X | X | X | 1355 | 10 | 875 | Combustion Turbine |  |  |  | Combustion turbine |  |  |  |  | 0.10401
E W Brown | Kentucky | X | X | X | 1355 | 11 | 876 | Combustion Turbine |  |  |  | Combustion turbine |  |  |  |  | 0.13127
E W Brown | Kentucky | X | X | X | 1355 | 3 | 878 | Coal Steam | 12 | 2028 | 2029 | Tangentially-fired | Y |  |  | 409 | 0.0438
E W Brown | Kentucky | X | X | X | 1355 | 5 | 879 | Combustion Turbine |  |  |  | Combustion turbine |  |  |  |  | 0.084928
E W Brown | Kentucky | X | X | X | 1355 | 6 | 880 | Combustion Turbine |  |  |  | Combustion turbine |  |  |  |  | 0.031715
E W Brown | Kentucky | X | X | X | 1355 | 7 | 881 | Combustion Turbine |  |  |  | Combustion turbine |  |  |  |  | 0.080684
E W Brown | Kentucky | X | X | X | 1355 | 8 | 882 | Combustion Turbine |  |  |  | Combustion turbine |  |  |  |  | 0.13741
E W Brown | Kentucky | X | X | X | 1355 | 9 | 883 | Combustion Turbine |  |  |  | Combustion turbine |  |  |  |  | 0.11605
East Bend | Kentucky | X | X | X | 6018 | 2 | 2682 | Coal Steam |  |  |  | Dry bottom wall-fired boiler | Y |  |  | 600 | 0.08
Ghent | Kentucky | X | X | X | 1356 | 1 | 884 | Coal Steam |  |  |  | Tangentially-fired | Y |  |  | 474 | 0.059164
Ghent | Kentucky | X | X | X | 1356 | 2 | 885 | Coal Steam | 12 | 2028 | 2029 | Tangentially-fired |  |  | Y | 495 | 0.05
Ghent | Kentucky | X | X | X | 1356 | 3 | 886 | Coal Steam |  |  |  | Dry bottom wall-fired boiler | Y |  | Y | 485 | 0.08
Ghent | Kentucky | X | X | X | 1356 | 4 | 887 | Coal Steam |  |  |  | Dry bottom wall-fired boiler | Y |  |  | 465 | 0.053172
H L Spurlock | Kentucky | X | X | X | 6041 | 1 | 2704 | Coal Steam |  |  |  | Dry bottom wall-fired boiler | Y |  |  | 300 | 0.08
H L Spurlock | Kentucky | X | X | X | 6041 | 2 | 2705 | Coal Steam |  |  |  | Tangentially-fired | Y |  |  | 510 | 0.08
H L Spurlock | Kentucky | X | X | X | 6041 | 3 | 89571 | Coal Steam |  |  |  | Circulating fluidized bed boiler |  | Y |  | 268 | 0.059059
H L Spurlock | Kentucky | X | X | X | 6041 | 4 | 90241 | Coal Steam |  |  |  | Circulating fluidized bed boiler |  | Y |  | 268 | 0.058638
John S. Cooper | Kentucky | X | X | X | 1384 | 1 | 932 | Coal Steam |  |  |  | Dry bottom wall-fired boiler |  |  | Y | 116 | 0.05
John S. Cooper | Kentucky | X | X | X | 1384 | 2 | 933 | Coal Steam |  |  |  | Dry bottom wall-fired boiler | Y |  | Y | 225 | 0.08
Marshall County | Kentucky | X | X | X | 55232 | CT1 | 4240 | Combustion Turbine |  |  |  | Combustion turbine |  |  |  |  | 0.026512
Marshall County | Kentucky | X | X | X | 55232 | CT2 | 4241 | Combustion Turbine |  |  |  | Combustion turbine |  |  |  |  | 0.023171
Marshall County | Kentucky | X | X | X | 55232 | CT3 | 4242 | Combustion Turbine |  |  |  | Combustion turbine |  |  |  |  | 0.027109
Marshall County | Kentucky | X | X | X | 55232 | CT4 | 4243 | Combustion Turbine |  |  |  | Combustion turbine |  |  |  |  | 0.028864
Marshall County | Kentucky | X | X | X | 55232 | CT5 | 4244 | Combustion Turbine |  |  |  | Combustion turbine |  |  |  |  | 0.061528
Marshall County | Kentucky | X | X | X | 55232 | CT6 | 4245 | Combustion Turbine |  |  |  | Combustion turbine |  |  |  |  | 0.045446
Marshall County | Kentucky | X | X | X | 55232 | CT7 | 4246 | Combustion Turbine |  |  |  | Combustion turbine |  |  |  |  | 0.032015
Marshall County | Kentucky | X | X | X | 55232 | CT8 | 4247 | Combustion Turbine |  |  |  | Combustion turbine |  |  |  |  | 0.029682
Mill Creek | Kentucky | X | X | X | 1364 | 1 | 905 | Coal Steam | 12 | 2024 | 2025 | Tangentially-fired |  |  | Y | 300 | 0.05 | Y
Mill Creek | Kentucky | X | X | X | 1364 | 2 | 906 | Coal Steam | 12 | 2027 | 2028 | Tangentially-fired |  |  | Y | 297 | 0.05
Mill Creek | Kentucky | X | X | X | 1364 | 3 | 907 | Coal Steam |  |  |  | Dry bottom wall-fired boiler | Y |  |  | 391 | 0.053781
Mill Creek | Kentucky | X | X | X | 1364 | 4 | 908 | Coal Steam |  |  |  | Dry bottom wall-fired boiler | Y |  |  | 477 | 0.055357
Paddy's Run | Kentucky | X | X | X | 1366 | 12 | 10010 | Combustion Turbine |  |  |  | Combustion turbine |  |  |  |  | 0.69977
Paddy's Run | Kentucky | X | X | X | 1366 | 13 | 909 | Combustion Turbine |  |  |  | Combustion turbine |  |  |  |  | 0.10232
Paducah Power Systems Plant 1 | Kentucky | X | X | X | 56556 | EU01A | 90590 | Combustion Turbine |  |  |  | Combustion turbine |  |  |  |  | 0.093499
Paducah Power Systems Plant 1 | Kentucky | X | X | X | 56556 | EU01B | 90591 | Combustion Turbine |  |  |  | Combustion turbine |  |  |  |  | 0.092327
Paducah Power Systems Plant 1 | Kentucky | X | X | X | 56556 | EU02A | 90592 | Combustion Turbine |  |  |  | Combustion turbine |  |  |  |  | 0.091778
Paducah Power Systems Plant 1 | Kentucky | X | X | X | 56556 | EU02B | 90593 | Combustion Turbine |  |  |  | Combustion turbine |  |  |  |  | 0.098551
Paradise | Kentucky | X | X | X | 1378 | PCC1 | 91045 | Combined Cycle |  |  |  | Combined cycle | Y |  |  |  | 0.012
Paradise | Kentucky | X | X | X | 1378 | PCC2 | 91046 | Combined Cycle |  |  |  | Combined cycle | Y |  |  |  | 0.012
Paradise | Kentucky | X | X | X | 1378 | PCC3 | 91047 | Combined Cycle |  |  |  | Combined cycle | Y |  |  |  | 0.012
R D Green | Kentucky | X | X | X | 6639 | G1 | 2896 | O/G Steam |  |  |  | Dry bottom wall-fired boiler |  |  |  | 231 | 0.03
R D Green | Kentucky | X | X | X | 6639 | G2 | 2897 | O/G Steam |  |  |  | Dry bottom wall-fired boiler |  |  |  | 223 | 0.03
Riverside Generating Company | Kentucky | X | X | X | 55198 | GTG101 | 4105 | Combustion Turbine |  |  |  | Combustion turbine |  |  |  |  | 0.039672
Riverside Generating Company | Kentucky | X | X | X | 55198 | GTG201 | 4106 | Combustion Turbine |  |  |  | Combustion turbine |  |  |  |  | 0.045167
Riverside Generating Company | Kentucky | X | X | X | 55198 | GTG301 | 4107 | Combustion Turbine |  |  |  | Combustion turbine |  |  |  |  | 0.051328
Riverside Generating Company | Kentucky | X | X | X | 55198 | GTG401 | 4108 | Combustion Turbine |  |  |  | Combustion turbine |  |  |  |  | 0.050834
Riverside Generating Company | Kentucky | X | X | X | 55198 | GTG501 | 4109 | Combustion Turbine |  |  |  | Combustion turbine |  |  |  |  | 0.053254
Robert Reid | Kentucky | X | X | X | 1383 | RT | 88132 | Combustion Turbine |  |  |  | Combustion turbine |  |  |  |  | 0.70006
Shawnee | Kentucky | X | X | X | 1379 | 1 | 916 | Coal Steam |  |  |  | Dry bottom wall-fired boiler | Y |  | Y | 134 | 0.08
Shawnee | Kentucky | X | X | X | 1379 | 2 | 918 | Coal Steam |  |  |  | Dry bottom wall-fired boiler |  |  | Y | 134 | 0.05
Shawnee | Kentucky | X | X | X | 1379 | 3 | 919 | Coal Steam |  |  |  | Dry bottom wall-fired boiler |  |  | Y | 134 | 0.05
Shawnee | Kentucky | X | X | X | 1379 | 4 | 920 | Coal Steam |  |  |  | Dry bottom wall-fired boiler | Y |  | Y | 134 | 0.08
Shawnee | Kentucky | X | X | X | 1379 | 5 | 921 | Coal Steam |  |  |  | Dry bottom wall-fired boiler |  |  | Y | 134 | 0.05
Shawnee | Kentucky | X | X | X | 1379 | 6 | 922 | Coal Steam |  |  |  | Dry bottom wall-fired boiler |  |  | Y | 134 | 0.05
Shawnee | Kentucky | X | X | X | 1379 | 7 | 923 | Coal Steam |  |  |  | Dry bottom wall-fired boiler |  |  | Y | 134 | 0.05
Shawnee | Kentucky | X | X | X | 1379 | 8 | 924 | Coal Steam |  |  |  | Dry bottom wall-fired boiler |  |  | Y | 134 | 0.05
Shawnee | Kentucky | X | X | X | 1379 | 9 | 925 | Coal Steam |  |  |  | Dry bottom wall-fired boiler |  |  | Y | 134 | 0.05
Smith Generating Facility | Kentucky | X | X | X | 54 | SCT1 | 50 | Combustion Turbine |  |  |  | Combustion turbine |  |  |  |  | 0.052544
Smith Generating Facility | Kentucky | X | X | X | 54 | SCT10 | 90542 | Combustion Turbine |  |  |  | Combustion turbine | Y |  |  |  | 0.011884
Smith Generating Facility | Kentucky | X | X | X | 54 | SCT2 | 51 | Combustion Turbine |  |  |  | Combustion turbine |  |  |  |  | 0.061078
Smith Generating Facility | Kentucky | X | X | X | 54 | SCT3 | 52 | Combustion Turbine |  |  |  | Combustion turbine |  |  |  |  | 0.072565
Smith Generating Facility | Kentucky | X | X | X | 54 | SCT4 | 9271 | Combustion Turbine |  |  |  | Combustion turbine |  |  |  |  | 0.026912
Smith Generating Facility | Kentucky | X | X | X | 54 | SCT5 | 9272 | Combustion Turbine |  |  |  | Combustion turbine |  |  |  |  | 0.026918
Smith Generating Facility | Kentucky | X | X | X | 54 | SCT6 | 89572 | Combustion Turbine |  |  |  | Combustion turbine |  |  |  |  | 0.028551
Smith Generating Facility | Kentucky | X | X | X | 54 | SCT7 | 89573 | Combustion Turbine |  |  |  | Combustion turbine |  |  |  |  | 0.026344
Smith Generating Facility | Kentucky | X | X | X | 54 | SCT9 | 90541 | Combustion Turbine |  |  |  | Combustion turbine | Y |  |  |  | 0.011979
Trimble County | Kentucky | X | X | X | 6071 | 1 | 2737 | Coal Steam |  |  |  | Tangentially-fired | Y |  |  | 511 | 0.058795
Trimble County | Kentucky | X | X | X | 6071 | 10 | 2738 | Combustion Turbine |  |  |  | Combustion turbine |  |  |  |  | 0.032897
Trimble County | Kentucky | X | X | X | 6071 | 2 | 90433 | Coal Steam |  |  |  | Dry bottom wall-fired boiler | Y |  |  | 732 | 0.031188
Trimble County | Kentucky | X | X | X | 6071 | 5 | 2739 | Combustion Turbine |  |  |  | Combustion turbine |  |  |  |  | 0.033701
Trimble County | Kentucky | X | X | X | 6071 | 6 | 2740 | Combustion Turbine |  |  |  | Combustion turbine |  |  |  |  | 0.032626
Trimble County | Kentucky | X | X | X | 6071 | 7 | 2741 | Combustion Turbine |  |  |  | Combustion turbine |  |  |  |  | 0.036314
Trimble County | Kentucky | X | X | X | 6071 | 8 | 2742 | Combustion Turbine |  |  |  | Combustion turbine |  |  |  |  | 0.03335
Trimble County | Kentucky | X | X | X | 6071 | 9 | 2743 | Combustion Turbine |  |  |  | Combustion turbine |  |  |  |  | 0.034883
Acadia Power Station | Louisiana | X | X | X | 55173 | CT1 | 4058 | Combined Cycle |  |  |  | Combined cycle | Y |  |  |  | 0.010146
Acadia Power Station | Louisiana | X | X | X | 55173 | CT2 | 4059 | Combined Cycle |  |  |  | Combined cycle | Y |  |  |  | 0.010239
Acadia Power Station | Louisiana | X | X | X | 55173 | CT3 | 4060 | Combined Cycle |  |  |  | Combined cycle | Y |  |  |  | 0.0092285
Acadia Power Station | Louisiana | X | X | X | 55173 | CT4 | 4061 | Combined Cycle |  |  |  | Combined cycle | Y |  |  |  | 0.010249
Arsenal Hill Power Plant | Louisiana | X | X | X | 1416 | 5A | 979 | O/G Steam | 12 | 2025 | 2026 | Tangentially-fired |  |  |  | 116 | 0.088784 | Y
Arsenal Hill Power Plant | Louisiana | X | X | X | 1416 | CTG-6A | 90566 | Combined Cycle |  |  |  | Combined cycle | Y |  |  |  | 0.0092903
Arsenal Hill Power Plant | Louisiana | X | X | X | 1416 | CTG-6B | 90567 | Combined Cycle |  |  |  | Combined cycle | Y |  |  |  | 0.010159
Bayou Cove Peaking Power Plant | Louisiana | X | X | X | 55433 | CTG-1 | 8562 | Combustion Turbine |  |  |  | Combustion turbine |  |  |  |  | 0.035601
Bayou Cove Peaking Power Plant | Louisiana | X | X | X | 55433 | CTG-2 | 8564 | Combustion Turbine |  |  |  | Combustion turbine |  |  |  |  | 0.043839
Bayou Cove Peaking Power Plant | Louisiana | X | X | X | 55433 | CTG-3 | 8566 | Combustion Turbine |  |  |  | Combustion turbine |  |  |  |  | 0.056967
Bayou Cove Peaking Power Plant | Louisiana | X | X | X | 55433 | CTG-4 | 8568 | Combustion Turbine |  |  |  | Combustion turbine |  |  |  |  | 0.039297
Big Cajun 1 | Louisiana | X | X | X | 1464 | 1B1 | 994 | O/G Steam |  |  |  | Dry bottom wall-fired boiler |  |  |  | 110 | 0.080372
Big Cajun 1 | Louisiana | X | X | X | 1464 | 1B2 | 995 | O/G Steam |  |  |  | Dry bottom wall-fired boiler |  |  |  | 110 | 0.088622
Big Cajun 1 | Louisiana | X | X | X | 1464 | CTG1 | 8306 | Combustion Turbine |  |  |  | Combustion turbine |  |  |  |  | 0.061499
Big Cajun 1 | Louisiana | X | X | X | 1464 | CTG2 | 8308 | Combustion Turbine |  |  |  | Combustion turbine |  |  |  |  | 0.06801
Big Cajun 2 | Louisiana | X | X | X | 6055 | 2B1 | 2724 | O/G Steam |  |  |  | Dry bottom wall-fired boiler |  | Y |  | 568 | 0.05942
Big Cajun 2 | Louisiana | X | X | X | 6055 | 2B2 | 2725 | O/G Steam | 12 | 2032 | 2033 | Dry bottom wall-fired boiler |  | Y |  | 575 | 0.03
Big Cajun 2 | Louisiana | X | X | X | 6055 | 2B3 | 2726 | Coal Steam | 12 | 2032 | 2033 | Dry bottom wall-fired boiler |  | Y |  | 580 | 0.05
Brame Energy Center | Louisiana | X | X | X | 6190 | 1 | 2836 | O/G Steam |  |  |  | Dry bottom wall-fired boiler |  |  |  | 416 | 0.03
Brame Energy Center | Louisiana | X | X | X | 6190 | 2 | 2837 | Coal Steam |  |  |  | Dry bottom wall-fired boiler |  | Y |  | 493 | 0.05
Brame Energy Center | Louisiana | X | X | X | 6190 | 3-1 | 90034 | Coal Steam |  |  |  | Circulating fluidized bed boiler |  | Y |  | 313 | 0.03235
Brame Energy Center | Louisiana | X | X | X | 6190 | 3-2 | 90035 | Coal Steam |  |  |  | Circulating fluidized bed boiler |  | Y |  | 313 | 0.02717
Calcasieu Plant | Louisiana | X | X | X | 55165 | GTG1 | 4036 | Combustion Turbine |  |  |  | Combustion turbine |  |  |  |  | 0.099026
Calcasieu Plant | Louisiana | X | X | X | 55165 | GTG2 | 4037 | Combustion Turbine |  |  |  | Combustion turbine |  |  |  |  | 0.08107
Carville Energy Center | Louisiana | X | X | X | 55404 | COG01 | 4678 | Combined Cycle |  |  |  | Combined cycle |  |  |  |  | 0.032259
Carville Energy Center | Louisiana | X | X | X | 55404 | COG02 | 4679 | Combined Cycle |  |  |  | Combined cycle |  |  |  |  | 0.036165
Coughlin Power Station | Louisiana | X | X | X | 1396 | 6-1 | 957 | Combined Cycle |  |  |  | Combined cycle | Y |  |  |  | 0.012
Coughlin Power Station | Louisiana | X | X | X | 1396 | 7-1 | 959 | Combined Cycle |  |  |  | Combined cycle | Y |  |  |  | 0.012
Coughlin Power Station | Louisiana | X | X | X | 1396 | 7-2 | 960 | Combined Cycle |  |  |  | Combined cycle | Y |  |  |  | 0.012
Dolet Hills Power Station | Louisiana | X | X | X | 51 | 1 | 48 | Coal Steam | 12 | 2021 | 2023 | Dry bottom wall-fired boiler |  | Y |  | 642 | 0.05 | Y
Hargis-Hebert Electric Generating Statio | Louisiana | X | X | X | 56283 | U-1 | 89602 | Combustion Turbine |  |  |  | Combustion turbine |  |  |  |  | 0.086895
Hargis-Hebert Electric Generating Statio | Louisiana | X | X | X | 56283 | U-2 | 89603 | Combustion Turbine |  |  |  | Combustion turbine |  |  |  |  | 0.086809
Houma | Louisiana | X | X | X | 1439 | 15 | 982 | O/G Steam |  |  |  | Dry bottom wall-fired boiler |  |  |  | 23.5 | 0.24157
Houma | Louisiana | X | X | X | 1439 | 16 | 983 | O/G Steam |  |  |  | Tangentially-fired |  |  |  | 39 | 0.12915
LEPA Unit No. 1 | Louisiana | X | X | X | 58478 | CC01 | 91024 | Combined Cycle |  |  |  | Combined cycle | Y |  |  |  | 0.012
Lake Charles Power Station | Louisiana | X | X | X | 60927 | 1A | 91298 | Combined Cycle |  |  |  | Combined cycle | Y |  |  |  | 0.0061528
Lake Charles Power Station | Louisiana | X | X | X | 60927 | 1B | 91297 | Combined Cycle |  |  |  | Combined cycle | Y |  |  |  | 0.0070938
Lieberman Power Plant | Louisiana | X | X | X | 1417 | 3 | 980 | O/G Steam |  |  |  | Tangentially-fired |  |  |  | 109 | 0.1526
Lieberman Power Plant | Louisiana | X | X | X | 1417 | 4 | 981 | O/G Steam |  |  |  | Tangentially-fired |  |  |  | 108 | 0.16802
Little Gypsy | Louisiana | X | X | X | 1402 | 2 | 964 | O/G Steam | 6 | 2026 | 2027 | Dry bottom wall-fired boiler |  |  |  | 416 | 0.03 | Y
Little Gypsy | Louisiana | X | X | X | 1402 | 3 | 965 | O/G Steam |  |  |  | Dry bottom wall-fired boiler |  |  |  | 524 | 0.03
Louisiana 1 | Louisiana | X | X | X | 1391 | 1A | 936 | Fossil Waste |  |  |  | Tangentially-fired |  |  |  |  | 0.079201
Louisiana 1 | Louisiana | X | X | X | 1391 | 2A | 937 | Fossil Waste |  |  |  | Tangentially-fired |  |  |  |  | 0.080349
Louisiana 1 | Louisiana | X | X | X | 1391 | 3A | 938 | Fossil Waste |  |  |  | Tangentially-fired |  |  |  |  | 0.078817
Louisiana 1 | Louisiana | X | X | X | 1391 | 4A | 939 | Fossil Waste |  |  |  | Combined cycle |  |  |  |  | 0.13586
Louisiana 1 | Louisiana | X | X | X | 1391 | 5A | 940 | Fossil Waste |  |  |  | Combined cycle |  |  |  |  | 0.040612
Nelson Industrial Steam Company | Louisiana | X | X | X | 50030 | 1A | 90014 | Coal Steam |  |  |  | Circulating fluidized bed boiler |  |  |  | 104 | 0.099481
Nelson Industrial Steam Company | Louisiana | X | X | X | 50030 | 2A | 90015 | Coal Steam |  |  |  | Circulating fluidized bed boiler |  |  |  | 100 | 0.050081
Ninemile Point | Louisiana | X | X | X | 1403 | 4 | 969 | O/G Steam |  |  |  | Tangentially-fired |  |  |  | 737 | 0.03
Ninemile Point | Louisiana | X | X | X | 1403 | 5 | 970 | O/G Steam |  |  |  | Tangentially-fired |  |  |  | 737 | 0.03
Ninemile Point | Louisiana | X | X | X | 1403 | 6A | 90866 | Combined Cycle |  |  |  | Combined cycle | Y |  |  |  | 0.012
Ninemile Point | Louisiana | X | X | X | 1403 | 6B | 90867 | Combined Cycle |  |  |  | Combined cycle | Y |  |  |  | 0.012
Ouachita Plant | Louisiana | X | X | X | 55467 | CTGEN1 | 4829 | Combined Cycle |  |  |  | Combined cycle | Y |  |  |  | 0.012
Ouachita Plant | Louisiana | X | X | X | 55467 | CTGEN2 | 4830 | Combined Cycle |  |  |  | Combined cycle | Y |  |  |  | 0.012
Ouachita Plant | Louisiana | X | X | X | 55467 | CTGEN3 | 4831 | Combined Cycle |  |  |  | Combined cycle | Y |  |  |  | 0.012
Perryville Power Station | Louisiana | X | X | X | 55620 | 1-1 | 3329 | Combined Cycle |  |  |  | Combined cycle | Y |  |  |  | 0.012
Perryville Power Station | Louisiana | X | X | X | 55620 | 1-2 | 3330 | Combined Cycle |  |  |  | Combined cycle | Y |  |  |  | 0.012
Perryville Power Station | Louisiana | X | X | X | 55620 | 2-1 | 3331 | Combustion Turbine |  |  |  | Combustion turbine |  |  |  |  | 0.030772
Plaquemine Cogen Facility | Louisiana | X | X | X | 55419 | 500 | 4709 | Combined Cycle |  |  |  | Combined cycle | Y |  |  |  | 0.012
Plaquemine Cogen Facility | Louisiana | X | X | X | 55419 | 600 | 4710 | Combined Cycle |  |  |  | Combined cycle | Y |  |  |  | 0.012
Plaquemine Cogen Facility | Louisiana | X | X | X | 55419 | 700 | 4711 | Combined Cycle |  |  |  | Combined cycle | Y |  |  |  | 0.012
Plaquemine Cogen Facility | Louisiana | X | X | X | 55419 | 800 | 4712 | Combined Cycle |  |  |  | Combined cycle | Y |  |  |  | 0.012
R S Cogen LLC | Louisiana | X | X | X | 55117 | RS-5 | 3940 | Combined Cycle |  |  |  | Combined cycle | Y |  |  |  | 0.012
R S Cogen LLC | Louisiana | X | X | X | 55117 | RS-6 | 3941 | Combined Cycle |  |  |  | Combined cycle | Y |  |  |  | 0.012
R S Nelson | Louisiana | X | X | X | 1393 | 6 | 950 | Coal Steam |  |  |  | Tangentially-fired |  |  |  | 550 | 0.05
St. Charles Power Station | Louisiana | X | X | X | 60926 | 1A | 91295 | Combined Cycle |  |  |  | Combined cycle | Y |  |  |  | 0.0064763
St. Charles Power Station | Louisiana | X | X | X | 60926 | 1B | 91296 | Combined Cycle |  |  |  | Combined cycle | Y |  |  |  | 0.0063838
Sterlington | Louisiana | X | X | X | 1404 | 7AB | 972 | Combined Cycle |  |  |  | Combined cycle |  |  |  |  | 0.45
T J Labbe Electric Generating Station | Louisiana | X | X | X | 56108 | U-1 | 89595 | Combustion Turbine |  |  |  | Combustion turbine |  |  |  |  | 0.086274
T J Labbe Electric Generating Station | Louisiana | X | X | X | 56108 | U-2 | 89596 | Combustion Turbine |  |  |  | Combustion turbine |  |  |  |  | 0.081608
Taft Cogeneration Facility | Louisiana | X | X | X | 55089 | CT1 | 3870 | Combined Cycle |  |  |  | Combined cycle |  |  |  |  | 0.028513
Taft Cogeneration Facility | Louisiana | X | X | X | 55089 | CT2 | 3871 | Combined Cycle |  |  |  | Combined cycle |  |  |  |  | 0.026896
Taft Cogeneration Facility | Louisiana | X | X | X | 55089 | CT3 | 3872 | Combined Cycle |  |  |  | Combined cycle |  |  |  |  | 0.031969
Teche Power Station | Louisiana | X | X | X | 1400 | 3 | 962 | O/G Steam |  |  |  | Dry bottom wall-fired boiler |  |  |  | 331 | 0.03
Teche Power Station | Louisiana | X | X | X | 1400 | 4 | 90666 | Combustion Turbine |  |  |  | Combustion turbine |  |  |  |  | 0.016936
Washington Parish Energy Center | Louisiana | X | X | X | 55486 | CTG01 | 10121 | Combustion Turbine |  |  |  | Combustion turbine |  |  |  |  | 0.026778
Washington Parish Energy Center | Louisiana | X | X | X | 55486 | CTG02 | 10122 | Combustion Turbine |  |  |  | Combustion turbine |  |  |  |  | 0.024053
Waterford 1 & 2 | Louisiana | X | X | X | 8056 | 1 | 3450 | O/G Steam |  |  |  | Dry bottom wall-fired boiler |  |  |  | 411 | 0.10146 | Y
Waterford 1 & 2 | Louisiana | X | X | X | 8056 | 2 | 3451 | O/G Steam | 6 | 2024 | 2025 | Dry bottom wall-fired boiler |  |  |  | 428 | 0.1456 | Y
Waterford 1 & 2 | Louisiana | X | X | X | 8056 | 4 | 91255 | Combustion Turbine |  |  |  | Combustion turbine |  |  |  |  | 0.12797
AES Warrior Run | Maryland | X | X | X | 10678 | 001 | 3575 | Coal Steam |  |  |  | Circulating fluidized bed boiler |  | Y |  | 180 | 0.07105
Brandon Shores | Maryland | X | X | X | 602 | 1 | 395 | Coal Steam |  |  |  | Dry bottom wall-fired boiler | Y |  |  | 635 | 0.069672 | Yes-C2G
Brandon Shores | Maryland | X | X | X | 602 | 2 | 396 | Coal Steam |  |  |  | Dry bottom wall-fired boiler | Y |  |  | 638 | 0.073649 | Yes-C2G
Brandywine Power Facility | Maryland | X | X | X | 54832 | 1 | 3806 | Combined Cycle |  |  |  | Combined cycle |  |  |  |  | 0.029663
Brandywine Power Facility | Maryland | X | X | X | 54832 | 2 | 3807 | Combined Cycle |  |  |  | Combined cycle |  |  |  |  | 0.02946
CPV St. Charles Energy Center | Maryland | X | X | X | 56846 | GT1 | 91104 | Combined Cycle |  |  |  | Combined cycle | Y |  |  |  | 0.0050443
CPV St. Charles Energy Center | Maryland | X | X | X | 56846 | GT2 | 91105 | Combined Cycle |  |  |  | Combined cycle | Y |  |  |  | 0.0045916
Chalk Point | Maryland | X | X | X | 1571 | **GT3 | 1046 | Combustion Turbine |  |  |  | Combustion turbine |  |  |  |  | 0.10125
Chalk Point | Maryland | X | X | X | 1571 | **GT4 | 1047 | Combustion Turbine |  |  |  | Combustion turbine |  |  |  |  | 0.11785
Chalk Point | Maryland | X | X | X | 1571 | **GT5 | 1048 | Combustion Turbine |  |  |  | Combustion turbine |  |  |  |  | 0.16498
Chalk Point | Maryland | X | X | X | 1571 | **GT6 | 1049 | Combustion Turbine |  |  |  | Combustion turbine |  |  |  |  | 0.15569
Chalk Point | Maryland | X | X | X | 1571 | 1 | 1050 | Coal Steam | 6 | 2021 | 2023 | Dry bottom wall-fired boiler | Y |  | Y | 331 | 0.045941 | Y
Chalk Point | Maryland | X | X | X | 1571 | 2 | 1051 | Coal Steam | 6 | 2021 | 2023 | Dry bottom wall-fired boiler |  | Y | Y | 336 | 0.05 | Y
Chalk Point | Maryland | X | X | X | 1571 | 3 | 1052 | O/G Steam |  |  |  | Tangentially-fired |  |  |  | 582 | 0.090381
Chalk Point | Maryland | X | X | X | 1571 | 4 | 1053 | O/G Steam |  |  |  | Tangentially-fired |  |  |  | 582 | 0.10459
Chalk Point | Maryland | X | X | X | 1571 | GT2 | 1055 | Combustion Turbine |  |  |  | Combustion turbine |  |  |  |  | 1.2001
Chalk Point | Maryland | X | X | X | 1571 | SMECO | 1056 | Combustion Turbine |  |  |  | Combustion turbine |  |  |  |  | 0.086768
Dickerson | Maryland | X | X | X | 1572 | GT2 | 1061 | Combustion Turbine |  |  |  | Combustion turbine |  |  |  |  | 0.10766
Dickerson | Maryland | X | X | X | 1572 | GT3 | 1062 | Combustion Turbine |  |  |  | Combustion turbine |  |  |  |  | 0.081549
Herbert A Wagner | Maryland | X | X | X | 1554 | 1 | 1007 | O/G Steam |  |  |  | Dry bottom wall-fired boiler |  | Y |  | 126 | 0.063952
Herbert A Wagner | Maryland | X | X | X | 1554 | 2 | 1008 | O/G Steam |  |  |  | Dry bottom wall-fired boiler |  | Y |  | 135 | 0.020674
Herbert A Wagner | Maryland | X | X | X | 1554 | 3 | 1009 | Coal Steam |  |  |  | Dry bottom wall-fired boiler | Y |  |  | 305 | 0.075427 | Yes-C2G
Herbert A Wagner | Maryland | X | X | X | 1554 | 4 | 1010 | O/G Steam |  |  |  | Dry bottom wall-fired boiler |  |  |  | 397 | 0.18127
Keys Energy Center | Maryland | X | X | X | 60302 | 11 | 91141 | Combined Cycle |  |  |  | Combined cycle | Y |  |  |  | 0.0056593
Keys Energy Center | Maryland | X | X | X | 60302 | 12 | 91142 | Combined Cycle |  |  |  | Combined cycle | Y |  |  |  | 0.0056616
Morgantown | Maryland | X | X | X | 1573 | 1 | 1065 | Coal Steam | 6 | 2022 | 2023 | Tangentially-fired | Y |  |  | 596 | 0.042715 | Y
Morgantown | Maryland | X | X | X | 1573 | 2 | 1066 | Coal Steam | 6 | 2022 | 2023 | Tangentially-fired | Y |  |  | 609 | 0.048139 | Y
Morgantown | Maryland | X | X | X | 1573 | GT3 | 1069 | Combustion Turbine |  |  |  | Combustion turbine |  |  |  |  | 0.54249
Morgantown | Maryland | X | X | X | 1573 | GT4 | 1070 | Combustion Turbine |  |  |  | Combustion turbine |  |  |  |  | 0.54201
Morgantown | Maryland | X | X | X | 1573 | GT5 | 1071 | Combustion Turbine |  |  |  | Combustion turbine |  |  |  |  | 0.5425
Morgantown | Maryland | X | X | X | 1573 | GT6 | 1072 | Combustion Turbine |  |  |  | Combustion turbine |  |  |  |  | 0.54256
Perryman | Maryland | X | X | X | 1556 | **51 | 1019 | Combustion Turbine |  |  |  | Combustion turbine |  |  |  |  | 0.053245
Perryman | Maryland | X | X | X | 1556 | 6-1 | 90366 | Combustion Turbine |  |  |  | Combustion turbine | Y |  | Y |  | 0.0096335
Perryman | Maryland | X | X | X | 1556 | 6-2 | 90367 | Combustion Turbine |  |  |  | Combustion turbine | Y |  | Y |  | 0.0087168
Perryman | Maryland | X | X | X | 1556 | CT1 | 1023 | Combustion Turbine |  |  |  | Combustion turbine |  |  |  |  | 0.64821
Perryman | Maryland | X | X | X | 1556 | CT3 | 1025 | Combustion Turbine |  |  |  | Combustion turbine |  |  |  |  | 0.59122
Perryman | Maryland | X | X | X | 1556 | CT4 | 1026 | Combustion Turbine |  |  |  | Combustion turbine |  |  |  |  | 0.55422
Rock Springs Generating Facility | Maryland | X | X | X | 7835 | 1 | 3264 | Combustion Turbine |  |  |  | Combustion turbine |  |  |  |  | 0.032355
Rock Springs Generating Facility | Maryland | X | X | X | 7835 | 2 | 3265 | Combustion Turbine |  |  |  | Combustion turbine |  |  |  |  | 0.033098
Rock Springs Generating Facility | Maryland | X | X | X | 7835 | 3 | 3266 | Combustion Turbine |  |  |  | Combustion turbine |  |  |  |  | 0.035435
Rock Springs Generating Facility | Maryland | X | X | X | 7835 | 4 | 3267 | Combustion Turbine |  |  |  | Combustion turbine |  |  |  |  | 0.032566
Vienna | Maryland | X | X | X | 1564 | 8 | 1043 | O/G Steam |  |  |  | Tangentially-fired |  |  |  | 153 | 0.29474
Wildcat Point Generation Facility | Maryland | X | X | X | 59220 | CT1 | 90940 | Combined Cycle |  |  |  | Combined cycle | Y |  |  |  | 0.0068276
Wildcat Point Generation Facility | Maryland | X | X | X | 59220 | CT2 | 90941 | Combined Cycle |  |  |  | Combined cycle | Y |  |  |  | 0.0067177
48th Street Peaking Station | Michigan | X | X | X | 7258 | **7 | 3062 | Combustion Turbine |  |  |  | Combustion turbine |  |  |  |  | 0.10702
48th Street Peaking Station | Michigan | X | X | X | 7258 | **8 | 3063 | Combustion Turbine |  |  |  | Combustion turbine |  |  |  |  | 0.12524
48th Street Peaking Station | Michigan | X | X | X | 7258 | 9 | 3064 | Combustion Turbine |  |  |  | Combustion turbine |  |  |  |  | 0.036484
Alpine Power Plant | Michigan | X | X | X | 59926 | AL1 | 91051 | Combustion Turbine |  |  |  | Combustion turbine |  |  |  |  | 0.032803
Alpine Power Plant | Michigan | X | X | X | 59926 | AL2 | 91052 | Combustion Turbine |  |  |  | Combustion turbine |  |  |  |  | 0.052889
Belle River | Michigan | X | X | X | 6034 | 1 | 2695 | Coal Steam |  |  |  | Dry bottom wall-fired boiler |  |  |  | 635 | 0.05 | Yes-C2G
Belle River | Michigan | X | X | X | 6034 | 2 | 2696 | Coal Steam |  |  |  | Dry bottom wall-fired boiler |  |  |  | 635 | 0.05 | Yes-C2G
Belle River | Michigan | X | X | X | 6034 | CTG121 | 2697 | Combustion Turbine |  |  |  | Combustion turbine |  |  |  |  | 0.028575
Belle River | Michigan | X | X | X | 6034 | CTG122 | 2698 | Combustion Turbine |  |  |  | Combustion turbine |  |  |  |  | 0.027053
Belle River | Michigan | X | X | X | 6034 | CTG131 | 2699 | Combustion Turbine |  |  |  | Combustion turbine |  |  |  |  | 0.029797
Cadillac Renewable Energy | Michigan | X | X | X | 54415 | EUBLR | 90201 | Biomass |  |  |  | Stoker |  | Y |  |  | 0.14354
Dan E Karn | Michigan | X | X | X | 1702 | 1 | 1153 | Coal Steam | 5 | 2023 | 2024 | Tangentially-fired | Y |  |  | 255 | 0.061581 | Y
Dan E Karn | Michigan | X | X | X | 1702 | 2 | 1154 | Coal Steam | 5 | 2023 | 2024 | Dry bottom wall-fired boiler | Y |  |  | 260 | 0.06103 | Y
Dan E Karn | Michigan | X | X | X | 1702 | 3 | 1155 | O/G Steam | 5 | 2031 | 2032 | Dry bottom wall-fired boiler |  |  | Y | 600 | 0.096417
Dan E Karn | Michigan | X | X | X | 1702 | 4 | 1156 | O/G Steam | 5 | 2031 | 2032 | Dry bottom wall-fired boiler |  |  | Y | 603 | 0.11729
Dean Peakers | Michigan | X | X | X | 55718 | 1 | 9240 | Combustion Turbine |  |  |  | Combustion turbine |  |  |  |  | 0.027645
Dean Peakers | Michigan | X | X | X | 55718 | 2 | 9241 | Combustion Turbine |  |  |  | Combustion turbine |  |  |  |  | 0.025887
Dean Peakers | Michigan | X | X | X | 55718 | 3 | 9242 | Combustion Turbine |  |  |  | Combustion turbine |  |  |  |  | 0.022348
Dean Peakers | Michigan | X | X | X | 55718 | 4 | 9243 | Combustion Turbine |  |  |  | Combustion turbine |  |  |  |  | 0.02301
Dearborn Industrial Generation | Michigan | X | X | X | 55088 | BL1100 | 89291 | Fossil Waste |  |  |  | Other boiler |  |  |  |  | 0.024004
Dearborn Industrial Generation | Michigan | X | X | X | 55088 | BL2100 | 89292 | Fossil Waste |  |  |  | Other boiler |  |  |  |  | 0.023148
Dearborn Industrial Generation | Michigan | X | X | X | 55088 | BL3100 | 89293 | Fossil Waste |  |  |  | Other boiler |  |  |  |  | 0.020323
Dearborn Industrial Generation | Michigan | X | X | X | 55088 | GT2100 | 89289 | Combustion Turbine |  |  |  | Combined cycle |  |  |  |  | 0.025862
Dearborn Industrial Generation | Michigan | X | X | X | 55088 | GT3100 | 89290 | Combustion Turbine |  |  |  | Combined cycle |  |  |  |  | 0.026079
Dearborn Industrial Generation | Michigan | X | X | X | 55088 | GTP1 | 3869 | Combustion Turbine |  |  |  | Combustion turbine |  |  |  |  | 0.030085
Delray | Michigan | X | X | X | 1728 | CTG111 | 1175 | Combustion Turbine |  |  |  | Combustion turbine |  |  |  |  | 0.038577
Delray | Michigan | X | X | X | 1728 | CTG121 | 1176 | Combustion Turbine |  |  |  | Combustion turbine |  |  |  |  | 0.052454
Eckert Station | Michigan | X | X | X | 1831 | 4 | 1218 | Coal Steam |  |  | 2023 | Dry bottom wall-fired boiler |  |  |  | 71.2 | 0.16421 | Y
Erickson | Michigan | X | X | X | 1832 | 1 | 1221 | Coal Steam | 12 | 2022 | 2023 | Dry bottom wall-fired boiler |  |  |  | 154 | 0.05 | Y
Genesee Power Station | Michigan | X | X | X | 54751 | 01 | 90200 | Biomass |  |  |  | Stoker |  | Y |  |  | 0.175
Grayling Generating Station | Michigan | X | X | X | 10822 | 1 | 90210 | Biomass |  |  |  | Stoker |  | Y |  |  | 0.11768
Greenwood | Michigan | X | X | X | 6035 | 1 | 2700 | O/G Steam |  |  |  | Dry bottom wall-fired boiler |  |  |  | 785 | 0.03
Greenwood | Michigan | X | X | X | 6035 | CTG111 | 2701 | Combustion Turbine |  |  |  | Combustion turbine |  |  |  |  | 0.029867
Greenwood | Michigan | X | X | X | 6035 | CTG112 | 2702 | Combustion Turbine |  |  |  | Combustion turbine |  |  |  |  | 0.029372
Greenwood | Michigan | X | X | X | 6035 | CTG121 | 2703 | Combustion Turbine |  |  |  | Combustion turbine |  |  |  |  | 0.025047
Hancock Peakers | Michigan | X | X | X | 1730 | CTG121 | 88435 | Combustion Turbine |  |  |  | Combustion turbine |  |  |  |  | 0.69998
Hancock Peakers | Michigan | X | X | X | 1730 | CTG122 | 88436 | Combustion Turbine |  |  |  | Combustion turbine |  |  |  |  | 0.69998
Holland Energy Park | Michigan | X | X | X | 59093 | 10 | 91083 | Combined Cycle |  |  |  | Combined cycle | Y |  |  |  | 0.011194
Holland Energy Park | Michigan | X | X | X | 59093 | 11 | 91084 | Combined Cycle |  |  |  | Combined cycle | Y |  |  |  | 0.011168
J H Campbell | Michigan | X | X | X | 1710 | 1 | 1157 | Coal Steam | 5 | 2025 | 2026 | Tangentially-fired |  |  |  | 260 | 0.05 | Y
J H Campbell | Michigan | X | X | X | 1710 | 2 | 1158 | Coal Steam | 5 | 2025 | 2026 | Cell burner boiler | Y |  |  | 348 | 0.053111 | Y
J H Campbell | Michigan | X | X | X | 1710 | 3 | 1159 | Coal Steam | 5 | 2025 | 2026 | Dry bottom wall-fired boiler | Y |  |  | 838 | 0.051705 | Y
Jackson Generating Station | Michigan | X | X | X | 55270 | 7EA | 4376 | Combined Cycle |  |  |  | Combined cycle |  |  |  |  | 0.022855
Jackson Generating Station | Michigan | X | X | X | 55270 | LM1 | 4377 | Combined Cycle |  |  |  | Combined cycle |  |  |  |  | 0.077937
Jackson Generating Station | Michigan | X | X | X | 55270 | LM2 | 4378 | Combined Cycle |  |  |  | Combined cycle |  |  |  |  | 0.077754
Jackson Generating Station | Michigan | X | X | X | 55270 | LM3 | 4379 | Combined Cycle |  |  |  | Combined cycle |  |  |  |  | 0.077445
Jackson Generating Station | Michigan | X | X | X | 55270 | LM4 | 4380 | Combined Cycle |  |  |  | Combined cycle |  |  |  |  | 0.079318
Jackson Generating Station | Michigan | X | X | X | 55270 | LM5 | 4381 | Combined Cycle |  |  |  | Combined cycle |  |  |  |  | 0.078469
Jackson Generating Station | Michigan | X | X | X | 55270 | LM6 | 4382 | Combined Cycle |  |  |  | Combined cycle |  |  |  |  | 0.07438
Kalamazoo River Generating Station | Michigan | X | X | X | 55101 | 1 | 3894 | Combustion Turbine |  |  |  | Combustion turbine |  |  |  |  | 0.049905
Kalkaska CT Project #1 | Michigan | X | X | X | 7984 | 1A | 9291 | Combustion Turbine |  |  |  | Combustion turbine |  |  |  |  | 0.089997
Kalkaska CT Project #1 | Michigan | X | X | X | 7984 | 1B | 9292 | Combustion Turbine |  |  |  | Combustion turbine |  |  |  |  | 0.086013
Lansing BWL REO Town Plant | Michigan | X | X | X | 58427 | 100 | 90870 | Combined Cycle |  |  |  | Combined cycle |  |  |  |  | 0.039136
Lansing BWL REO Town Plant | Michigan | X | X | X | 58427 | 200 | 90871 | Combined Cycle |  |  |  | Combined cycle |  |  |  |  | 0.052309
Livingston Generating Station | Michigan | X | X | X | 55102 | 1 | 3895 | Combustion Turbine |  |  |  | Combustion turbine |  |  |  |  | 0.3277
Livingston Generating Station | Michigan | X | X | X | 55102 | 2 | 3896 | Combustion Turbine |  |  |  | Combustion turbine |  |  |  |  | 0.28073
Livingston Generating Station | Michigan | X | X | X | 55102 | 3 | 3897 | Combustion Turbine |  |  |  | Combustion turbine |  |  |  |  | 0.26606
Livingston Generating Station | Michigan | X | X | X | 55102 | 4 | 3898 | Combustion Turbine |  |  |  | Combustion turbine |  |  |  |  | 0.30541
Michigan Power Limited Partnership | Michigan | X | X | X | 54915 | 1 | 3811 | Combined Cycle |  |  |  | Combined cycle |  |  |  |  | 0.029894
Midland Cogeneration Venture | Michigan | X | X | X | 10745 | 003 | 88567 | Combined Cycle |  |  |  | Combined cycle |  |  |  |  | 0.095157
Midland Cogeneration Venture | Michigan | X | X | X | 10745 | 004 | 88568 | Combined Cycle |  |  |  | Combined cycle |  |  |  |  | 0.083706
Midland Cogeneration Venture | Michigan | X | X | X | 10745 | 005 | 88569 | Combined Cycle |  |  |  | Combined cycle |  |  |  |  | 0.086117
Midland Cogeneration Venture | Michigan | X | X | X | 10745 | 006 | 88570 | Combined Cycle |  |  |  | Combined cycle |  |  |  |  | 0.098034
Midland Cogeneration Venture | Michigan | X | X | X | 10745 | 007 | 88571 | Combined Cycle |  |  |  | Combined cycle |  |  |  |  | 0.09203
Midland Cogeneration Venture | Michigan | X | X | X | 10745 | 008 | 88572 | Combined Cycle |  |  |  | Combined cycle |  |  |  |  | 0.10164
Midland Cogeneration Venture | Michigan | X | X | X | 10745 | 009 | 88573 | Combined Cycle |  |  |  | Combined cycle |  |  |  |  | 0.084313
Midland Cogeneration Venture | Michigan | X | X | X | 10745 | 010 | 88574 | Combined Cycle |  |  |  | Combined cycle |  |  |  |  | 0.091402
Midland Cogeneration Venture | Michigan | X | X | X | 10745 | 011 | 88575 | Combined Cycle |  |  |  | Combined cycle |  |  |  |  | 0.11283
Midland Cogeneration Venture | Michigan | X | X | X | 10745 | 012 | 88576 | Combined Cycle |  |  |  | Combined cycle |  |  |  |  | 0.086782
Midland Cogeneration Venture | Michigan | X | X | X | 10745 | 013 | 88577 | Combined Cycle |  |  |  | Combined cycle |  |  |  |  | 0.11334
Midland Cogeneration Venture | Michigan | X | X | X | 10745 | 014 | 88578 | Combined Cycle |  |  |  | Combined cycle |  |  |  |  | 0.10883
Midland Cogeneration Venture | Michigan | X | X | X | 10745 | 016 | 90327 | O/G Steam |  |  |  | Other boiler |  |  |  |  | 0.027113
Midland Cogeneration Venture | Michigan | X | X | X | 10745 | 017 | 90328 | O/G Steam |  |  |  | Other boiler |  |  |  |  | 0.025212
Midland Cogeneration Venture | Michigan | X | X | X | 10745 | 018 | 90329 | O/G Steam |  |  |  | Other boiler |  |  |  |  | 0.026841
Midland Cogeneration Venture | Michigan | X | X | X | 10745 | 019 | 90330 | O/G Steam |  |  |  | Other boiler |  |  |  |  | 0.032726
Midland Cogeneration Venture | Michigan | X | X | X | 10745 | 020 | 90331 | O/G Steam |  |  |  | Other boiler |  |  |  |  | 0.025876 | Y
Midland Cogeneration Venture | Michigan | X | X | X | 10745 | 021 | 90332 | O/G Steam |  |  |  | Other boiler |  |  |  |  | 0.030529 | Y
Monroe | Michigan | X | X | X | 1733 | 1 | 1182 | Coal Steam | 12 | 2028 | 2029 | Cell burner boiler | Y |  |  | 758 | 0.062635
Monroe | Michigan | X | X | X | 1733 | 2 | 1183 | Coal Steam | 12 | 2028 | 2029 | Cell burner boiler | Y |  |  | 773 | 0.053798
Monroe | Michigan | X | X | X | 1733 | 3 | 1184 | Coal Steam | 12 | 2035 | 2036 | Cell burner boiler | Y |  |  | 773 | 0.064628
Monroe | Michigan | X | X | X | 1733 | 4 | 1185 | Coal Steam | 12 | 2035 | 2036 | Cell burner boiler | Y |  |  | 762 | 0.065453
New Covert Generating Project | Michigan | X | X | X | 55297 | 001 | 4471 | Combined Cycle |  |  |  | Combined cycle | Y |  |  |  | 0.0069398
New Covert Generating Project | Michigan | X | X | X | 55297 | 002 | 4472 | Combined Cycle |  |  |  | Combined cycle | Y |  |  |  | 0.0069454
New Covert Generating Project | Michigan | X | X | X | 55297 | 003 | 4473 | Combined Cycle |  |  |  | Combined cycle | Y |  |  |  | 0.007171
Renaissance Power | Michigan | X | X | X | 55402 | CT1 | 4674 | Combustion Turbine |  |  |  | Combustion turbine |  |  |  |  | 0.050507
Renaissance Power | Michigan | X | X | X | 55402 | CT2 | 4675 | Combustion Turbine |  |  |  | Combustion turbine |  |  |  |  | 0.047557
Renaissance Power | Michigan | X | X | X | 55402 | CT3 | 4676 | Combustion Turbine |  |  |  | Combustion turbine |  |  |  |  | 0.048987
Renaissance Power | Michigan | X | X | X | 55402 | CT4 | 4677 | Combustion Turbine |  |  |  | Combustion turbine |  |  |  |  | 0.049873
River Rouge | Michigan | X | X | X | 1740 | 1 | 1186 | O/G Steam | 12 | 2016 | 2023 | Dry bottom wall-fired boiler |  |  |  | 225 | 0.03 | Y
River Rouge | Michigan | X | X | X | 1740 | 3 | 1188 | O/G Steam | 5 | 2021 | 2023 | Dry bottom wall-fired boiler |  |  |  | 272 | 0.03 | Y
St. Clair | Michigan | X | X | X | 1743 | 2 | 1190 | Coal Steam | 5 | 2022 | 2023 | Dry bottom wall-fired boiler |  |  |  | 162 | 0.05 | Y
St. Clair | Michigan | X | X | X | 1743 | 3 | 1191 | Coal Steam | 5 | 2022 | 2023 | Dry bottom wall-fired boiler |  |  |  | 171 | 0.05 | Y
St. Clair | Michigan | X | X | X | 1743 | 6 | 1194 | Coal Steam | 5 | 2022 | 2023 | Tangentially-fired |  |  |  | 321 | 0.05 | Y
St. Clair | Michigan | X | X | X | 1743 | 7 | 1195 | Coal Steam | 5 | 2022 | 2023 | Tangentially-fired |  |  |  | 450 | 0.05 | Y
Sumpter Plant | Michigan | X | X | X | 7972 | 1 | 9882 | Combustion Turbine |  |  |  | Combustion turbine |  |  |  |  | 0.027575
Sumpter Plant | Michigan | X | X | X | 7972 | 2 | 9883 | Combustion Turbine |  |  |  | Combustion turbine |  |  |  |  | 0.024871
Sumpter Plant | Michigan | X | X | X | 7972 | 3 | 9884 | Combustion Turbine |  |  |  | Combustion turbine |  |  |  |  | 0.03223
Sumpter Plant | Michigan | X | X | X | 7972 | 4 | 9885 | Combustion Turbine |  |  |  | Combustion turbine |  |  |  |  | 0.029545
TES Filer City Station | Michigan | X | X | X | 50835 | 1 | 90183 | Coal Steam |  |  |  | Stoker |  |  |  | 30 | 0.27912
TES Filer City Station | Michigan | X | X | X | 50835 | 2 | 90184 | Coal Steam |  |  |  | Stoker |  |  |  | 30 | 0.27144
Trenton Channel | Michigan | X | X | X | 1745 | 9A | 1200 | Coal Steam | 6 | 2022 | 2023 | Tangentially-fired |  |  |  | 520 | 0.05 | Y
Wyandotte | Michigan | X | X | X | 1866 | 5 | 1223 | O/G Steam |  |  |  | Stoker |  |  |  | 21.25 | 0.058458
Wyandotte | Michigan | X | X | X | 1866 | 7 | 1224 | O/G Steam |  |  |  | Dry bottom wall-fired boiler |  |  |  | 21.25 | 0.062714
Zeeland Generating Station | Michigan | X | X | X | 55087 | CC1 | 3865 | Combustion Turbine |  |  |  | Combustion turbine |  |  |  |  | 0.033527
Zeeland Generating Station | Michigan | X | X | X | 55087 | CC2 | 3866 | Combustion Turbine |  |  |  | Combustion turbine |  |  |  |  | 0.034237
Zeeland Generating Station | Michigan | X | X | X | 55087 | CC3 | 3867 | Combined Cycle |  |  |  | Combined cycle | Y |  |  |  | 0.012
Zeeland Generating Station | Michigan | X | X | X | 55087 | CC4 | 3868 | Combined Cycle |  |  |  | Combined cycle | Y |  |  |  | 0.012
Allen S King | Minnesota |  | X |  | 1915 | 1 | 1248 | Coal Steam | 12 | 2028 | 2029 | Cyclone boiler | Y |  |  | 511 | 0.08
Black Dog | Minnesota |  | X |  | 1904 | 5 | 1241 | Combined Cycle |  |  |  | Combined cycle | Y |  |  |  | 0.012
Black Dog | Minnesota |  | X |  | 1904 | 6 | 91235 | Combustion Turbine |  |  |  | Combustion turbine |  |  |  |  | 0.030844
Blue Lake Generating Plant | Minnesota |  | X |  | 8027 | 1 | 89763 | Combustion Turbine | 12 | 2023 | 2024 | Combustion turbine |  |  |  |  | 1.2012 | Y
Blue Lake Generating Plant | Minnesota |  | X |  | 8027 | 2 | 89764 | Combustion Turbine | 12 | 2023 | 2024 | Combustion turbine |  |  |  |  | 1.2 | Y
Blue Lake Generating Plant | Minnesota |  | X |  | 8027 | 3 | 89765 | Combustion Turbine | 12 | 2023 | 2024 | Combustion turbine |  |  |  |  | 1.1998 | Y
Blue Lake Generating Plant | Minnesota |  | X |  | 8027 | 4 | 89766 | Combustion Turbine | 12 | 2023 | 2024 | Combustion turbine |  |  |  |  | 1.2 | Y
Blue Lake Generating Plant | Minnesota |  | X |  | 8027 | 7 | 89378 | Combustion Turbine |  |  |  | Combustion turbine |  |  |  |  | 0.032599
Blue Lake Generating Plant | Minnesota |  | X |  | 8027 | 8 | 89379 | Combustion Turbine |  |  |  | Combustion turbine |  |  |  |  | 0.034345
Boswell Energy Center | Minnesota |  | X |  | 1893 | 3 | 1233 | Coal Steam | 12 | 2029 | 2030 | Tangentially-fired | Y |  |  | 364 | 0.058068
Boswell Energy Center | Minnesota |  | X |  | 1893 | 4 | 1234 | Coal Steam |  |  |  | Tangentially-fired |  | Y |  | 584 | 0.1037
Cambridge Station | Minnesota |  | X |  | 2038 | 1 | 90190 | Combustion Turbine |  |  |  | Combustion turbine |  |  |  |  | 1.2
Cambridge Station | Minnesota |  | X |  | 2038 | 2 | 89651 | Combustion Turbine |  |  |  | Combustion turbine |  |  |  |  | 0.043148
Cannon Falls Energy Center | Minnesota |  | X |  | 56241 | CT-01 | 89752 | Combustion Turbine |  |  |  | Combustion turbine |  |  |  |  | 0.037485
Cannon Falls Energy Center | Minnesota |  | X |  | 56241 | CT-02 | 89753 | Combustion Turbine |  |  |  | Combustion turbine |  |  |  |  | 0.038691
Cascade Creek | Minnesota |  | X |  | 6058 | CT1 | 90209 | Combustion Turbine |  |  |  | Combustion turbine |  |  |  |  | 0.69998
Cascade Creek | Minnesota |  | X |  | 6058 | CT2 | 2727 | Combustion Turbine |  |  |  | Combustion turbine |  |  |  |  | 0.11021
Cascade Creek | Minnesota |  | X |  | 6058 | CT3 | 2728 | Combustion Turbine |  |  |  | Combustion turbine |  |  |  |  | 0.10504
Cottage Grove Cogeneration | Minnesota |  | X |  | 55010 | 01 | 3812 | Combined Cycle |  |  |  | Combined cycle | Y |  |  |  | 0.010905
Elk River | Minnesota |  | X |  | 2039 | ERPS11 | 90432 | Combustion Turbine |  |  |  | Combustion turbine |  |  |  |  | 0.029337
Faribault Energy Park | Minnesota |  | X |  | 56164 | EU006 | 89474 | Combined Cycle |  |  |  | Combined cycle | Y |  |  |  | 0.012
Hibbard Energy Center | Minnesota |  | X |  | 1897 | 3 | 1235 | Biomass |  |  |  | Stoker |  |  | Y |  | 0.29344
Hibbard Energy Center | Minnesota |  | X |  | 1897 | 4 | 1236 | Biomass |  |  |  | Stoker |  |  | Y |  | 0.29957
High Bridge | Minnesota |  | X |  | 1912 | 7 | 89581 | Combined Cycle |  |  |  | Combined cycle | Y |  |  |  | 0.012
High Bridge | Minnesota |  | X |  | 1912 | 8 | 89582 | Combined Cycle |  |  |  | Combined cycle | Y |  |  |  | 0.012
Hoot Lake | Minnesota |  | X |  | 1943 | 2 | 1253 | Coal Steam | 5 | 2021 | 2023 | Tangentially-fired |  |  |  | 61.5 | 0.29562 | Y
Hoot Lake | Minnesota |  | X |  | 1943 | 3 | 1254 | Coal Steam | 5 | 2021 | 2023 | Dry bottom wall-fired boiler |  |  |  | 84 | 0.20925 | Y
Hutchinson - Plant 2 | Minnesota |  | X |  | 6358 | 1 | 2880 | Combined Cycle |  |  |  | Combined cycle |  |  |  |  | 0.11035
Inver Hills | Minnesota |  | X |  | 1913 | 1 | 90102 | Combustion Turbine | 12 | 2026 | 2027 | Combustion turbine |  |  |  |  | 0.70078 | Y
Inver Hills | Minnesota |  | X |  | 1913 | 2 | 90103 | Combustion Turbine | 12 | 2026 | 2027 | Combustion turbine |  |  |  |  | 0.70001 | Y
Inver Hills | Minnesota |  | X |  | 1913 | 3 | 90104 | Combustion Turbine | 12 | 2026 | 2027 | Combustion turbine |  |  |  |  | 0.70001 | Y
Inver Hills | Minnesota |  | X |  | 1913 | 4 | 90105 | Combustion Turbine | 12 | 2026 | 2027 | Combustion turbine |  |  |  |  | 0.70004 | Y
Inver Hills | Minnesota |  | X |  | 1913 | 5 | 90106 | Combustion Turbine | 12 | 2026 | 2027 | Combustion turbine |  |  |  |  | 0.70002 | Y
Inver Hills | Minnesota |  | X |  | 1913 | 6 | 90107 | Combustion Turbine | 12 | 2026 | 2027 | Combustion turbine |  |  |  |  | 0.70002 | Y
Lakefield Junction Generating | Minnesota |  | X |  | 7925 | CT01 | 3985 | Combustion Turbine |  |  |  | Combustion turbine |  |  |  |  | 0.034659
Lakefield Junction Generating | Minnesota |  | X |  | 7925 | CT02 | 3986 | Combustion Turbine |  |  |  | Combustion turbine |  |  |  |  | 0.030656
Lakefield Junction Generating | Minnesota |  | X |  | 7925 | CT03 | 3987 | Combustion Turbine |  |  |  | Combustion turbine |  |  |  |  | 0.033195
Lakefield Junction Generating | Minnesota |  | X |  | 7925 | CT04 | 3988 | Combustion Turbine |  |  |  | Combustion turbine |  |  |  |  | 0.03077
Lakefield Junction Generating | Minnesota |  | X |  | 7925 | CT05 | 3989 | Combustion Turbine |  |  |  | Combustion turbine |  |  |  |  | 0.029115
Lakefield Junction Generating | Minnesota |  | X |  | 7925 | CT06 | 3990 | Combustion Turbine |  |  |  | Combustion turbine |  |  |  |  | 0.029547
Laskin Energy Center | Minnesota |  | X |  | 1891 | 1 | 1229 | O/G Steam |  |  |  | Tangentially-fired |  |  | Y | 44 | 0.1199
Laskin Energy Center | Minnesota |  | X |  | 1891 | 2 | 1230 | O/G Steam |  |  |  | Tangentially-fired |  |  | Y | 44 | 0.12316
Mankato Energy Center | Minnesota |  | X |  | 56104 | CT-1 | 89427 | Combined Cycle |  |  |  | Combined cycle | Y |  |  |  | 0.0077356
Mankato Energy Center | Minnesota |  | X |  | 56104 | CT-2 | 89428 | Combined Cycle |  |  |  | Combined cycle | Y |  |  |  | 0.0078633
Maple Lake Station | Minnesota |  | X |  | 2042 | 1 | 90189 | Combustion Turbine |  |  |  | Combustion turbine |  |  |  |  | 1.1999
Minnesota River Station | Minnesota |  | X |  | 7844 | U001 | 3297 | Combustion Turbine |  |  |  | Combustion turbine |  |  |  |  | 0.17393
New Ulm | Minnesota |  | X |  | 2001 | 7 | 90754 | Combustion Turbine |  |  |  | Combustion turbine |  |  |  |  | 1.2003
Northshore Mining Silver Bay Power | Minnesota |  | X |  | 10849 | PB1 | 89908 | Coal Steam |  |  |  | Dry bottom wall-fired boiler |  |  |  | 36 | 0.199 | Y
Northshore Mining Silver Bay Power | Minnesota |  | X |  | 10849 | PB2 | 89909 | Coal Steam |  |  |  | Dry bottom wall-fired boiler |  |  |  | 69 | 0.199 | Y
Pleasant Valley Station | Minnesota |  | X |  | 7843 | 11 | 3294 | Combustion Turbine |  |  |  | Combustion turbine |  |  |  |  | 0.10449
Pleasant Valley Station | Minnesota |  | X |  | 7843 | 12 | 3295 | Combustion Turbine |  |  |  | Combustion turbine |  |  |  |  | 0.072655
Pleasant Valley Station | Minnesota |  | X |  | 7843 | 13 | 3296 | Combustion Turbine |  |  |  | Combustion turbine |  |  |  |  | 0.076229
Riverside (1927) | Minnesota |  | X |  | 1927 | 10 | 89647 | Combined Cycle |  |  |  | Combined cycle | Y |  |  |  | 0.012
Riverside (1927) | Minnesota |  | X |  | 1927 | 9 | 89646 | Combined Cycle |  |  |  | Combined cycle | Y |  |  |  | 0.012
Rock Lake Station | Minnesota |  | X |  | 6741 | 1 | 90185 | Combustion Turbine |  |  |  | Combustion turbine |  |  |  |  | 1.2001
Sherburne County | Minnesota |  | X |  | 6090 | 1 | 2767 | Coal Steam | 12 | 2026 | 2027 | Tangentially-fired |  |  | Y | 680 | 0.13486 | Y
Sherburne County | Minnesota |  | X |  | 6090 | 2 | 2768 | Coal Steam | 12 | 2023 | 2024 | Tangentially-fired |  |  | Y | 752 | 0.13636 | Y
Sherburne County | Minnesota |  | X |  | 6090 | 3 | 2769 | Coal Steam | 12 | 2030 | 2031 | Dry bottom wall-fired boiler |  |  |  | 876 | 0.12481
Solway Plant | Minnesota |  | X |  | 7947 | 1 | 8406 | Combustion Turbine |  |  |  | Combustion turbine |  |  |  |  | 0.13326
St. Bonifacius Station | Minnesota |  | X |  | 6824 | 1 | 90186 | Combustion Turbine |  |  |  | Combustion turbine |  |  |  |  | 1.0069
St. Bonifacius Station | Minnesota |  | X |  | 6824 | 2 | 90187 | Combustion Turbine |  |  |  | Combustion turbine |  |  |  |  | 0.97351
Taconite Harbor Energy Center | Minnesota |  | X |  | 10075 | 1 | 9003 | Coal Steam | 3 | 2023 | 2023 | Tangentially-fired |  | Y |  | 79 | 0.11556 | Y
Taconite Harbor Energy Center | Minnesota |  | X |  | 10075 | 2 | 9004 | Coal Steam | 3 | 2023 | 2023 | Tangentially-fired |  | Y |  | 76 | 0.12568 | Y
Ackerman Combined Cycle Plant | Mississippi |  | X | X | 55694 | AA-001 | 8924 | Combined Cycle |  |  |  | Combined cycle | Y |  |  |  | 0.011402
Ackerman Combined Cycle Plant | Mississippi |  | X | X | 55694 | AA-002 | 8926 | Combined Cycle |  |  |  | Combined cycle | Y |  |  |  | 0.011315
Attala Generating Plant | Mississippi |  | X | X | 55220 | A01 | 4165 | Combined Cycle |  |  |  | Combined cycle | Y |  |  |  | 0.010644
Attala Generating Plant | Mississippi |  | X | X | 55220 | A02 | 4166 | Combined Cycle |  |  |  | Combined cycle | Y |  |  |  | 0.011621
Batesville Generation Facility | Mississippi |  | X | X | 55063 | 1 | 3846 | Combined Cycle |  |  |  | Combined cycle | Y |  |  |  | 0.012
Batesville Generation Facility | Mississippi |  | X | X | 55063 | 2 | 3847 | Combined Cycle |  |  |  | Combined cycle | Y |  |  |  | 0.012
Batesville Generation Facility | Mississippi |  | X | X | 55063 | 3 | 3848 | Combined Cycle |  |  |  | Combined cycle | Y |  |  |  | 0.012
Baxter Wilson | Mississippi |  | X | X | 2050 | 1 | 1293 | O/G Steam | 5 | 2022 | 2023 | Tangentially-fired |  |  |  | 500 | 0.03 | Y
Caledonia | Mississippi |  | X | X | 55197 | AA-001 | 4102 | Combined Cycle |  |  |  | Combined cycle | Y |  |  |  | 0.012
Caledonia | Mississippi |  | X | X | 55197 | AA-002 | 4103 | Combined Cycle |  |  |  | Combined cycle | Y |  |  |  | 0.011298
Caledonia | Mississippi |  | X | X | 55197 | AA-003 | 4104 | Combined Cycle |  |  |  | Combined cycle | Y |  |  |  | 0.010663
Chevron Cogenerating Station | Mississippi |  | X | X | 2047 | 5 | 1285 | Combustion Turbine |  |  |  | Combustion turbine |  |  |  |  | 0.056479
Choctaw County Gen | Mississippi |  | X | X | 55706 | CTG1 | 9224 | Combined Cycle |  |  |  | Combined cycle | Y |  |  |  | 0.008345
Choctaw County Gen | Mississippi |  | X | X | 55706 | CTG2 | 9225 | Combined Cycle |  |  |  | Combined cycle | Y |  |  |  | 0.0088827
Choctaw County Gen | Mississippi |  | X | X | 55706 | CTG3 | 9226 | Combined Cycle |  |  |  | Combined cycle | Y |  |  |  | 0.008904
Crossroads Energy Center (CPU) | Mississippi |  | X | X | 55395 | CT01 | 9056 | Combustion Turbine |  |  |  | Combustion turbine |  |  |  |  | 0.026427
Crossroads Energy Center (CPU) | Mississippi |  | X | X | 55395 | CT02 | 9057 | Combustion Turbine |  |  |  | Combustion turbine |  |  |  |  | 0.024555
Crossroads Energy Center (CPU) | Mississippi |  | X | X | 55395 | CT03 | 9058 | Combustion Turbine |  |  |  | Combustion turbine |  |  |  |  | 0.026579
Crossroads Energy Center (CPU) | Mississippi |  | X | X | 55395 | CT04 | 9059 | Combustion Turbine |  |  |  | Combustion turbine |  |  |  |  | 0.025767
Daniel Electric Generating Plant | Mississippi |  | X | X | 6073 | 1 | 2744 | Coal Steam | 12 | 2027 | 2028 | Tangentially-fired |  |  | Y | 502 | 0.05
Daniel Electric Generating Plant | Mississippi |  | X | X | 6073 | 2 | 2745 | Coal Steam | 12 | 2027 | 2028 | Tangentially-fired |  |  | Y | 502 | 0.05 | Y
Daniel Electric Generating Plant | Mississippi |  | X | X | 6073 | 3A | 2746 | Combined Cycle |  |  |  | Combined cycle | Y |  |  |  | 0.0070428
Daniel Electric Generating Plant | Mississippi |  | X | X | 6073 | 3B | 2747 | Combined Cycle |  |  |  | Combined cycle | Y |  |  |  | 0.0069756
Daniel Electric Generating Plant | Mississippi |  | X | X | 6073 | 4A | 2748 | Combined Cycle |  |  |  | Combined cycle | Y |  |  |  | 0.0069953
Daniel Electric Generating Plant | Mississippi |  | X | X | 6073 | 4B | 2749 | Combined Cycle |  |  |  | Combined cycle | Y |  |  |  | 0.0079757
David M Ratcliffe | Mississippi |  | X | X | 57037 | AB-001 | 90830 | Combined Cycle |  |  |  | Integrated gasification combined cycle | Y |  |  |  | 0.010067
David M Ratcliffe | Mississippi |  | X | X | 57037 | AB-002 | 90831 | Combined Cycle |  |  |  | Integrated gasification combined cycle | Y |  |  |  | 0.008806
Gerald Andrus | Mississippi |  | X | X | 8054 | 1 | 3449 | O/G Steam |  |  |  | Dry bottom wall-fired boiler |  |  |  | 736 | 0.03
Hinds Energy Facility | Mississippi |  | X | X | 55218 | 2 | 91299 | Combustion Turbine |  |  |  | Combustion turbine |  |  |  |  | 0.052372
Hinds Energy Facility | Mississippi |  | X | X | 55218 | H01 | 4155 | Combined Cycle |  |  |  | Combined cycle | Y |  |  |  | 0.010128
Hinds Energy Facility | Mississippi |  | X | X | 55218 | H02 | 4156 | Combined Cycle |  |  |  | Combined cycle | Y |  |  |  | 0.0097308
Kemper County | Mississippi |  | X | X | 7960 | KCT1 | 3379 | Combustion Turbine |  |  |  | Combustion turbine |  |  |  |  | 0.03033
Kemper County | Mississippi |  | X | X | 7960 | KCT2 | 3380 | Combustion Turbine |  |  |  | Combustion turbine |  |  |  |  | 0.027867
Kemper County | Mississippi |  | X | X | 7960 | KCT3 | 3381 | Combustion Turbine |  |  |  | Combustion turbine |  |  |  |  | 0.026601
Kemper County | Mississippi |  | X | X | 7960 | KCT4 | 3382 | Combustion Turbine |  |  |  | Combustion turbine |  |  |  |  | 0.025974
Magnolia Combined Cycle Plant | Mississippi |  | X | X | 55451 | CTG-1 | 4784 | Combined Cycle |  |  |  | Combined cycle | Y |  |  |  | 0.011705
Magnolia Combined Cycle Plant | Mississippi |  | X | X | 55451 | CTG-2 | 4785 | Combined Cycle |  |  |  | Combined cycle | Y |  |  |  | 0.012
Magnolia Combined Cycle Plant | Mississippi |  | X | X | 55451 | CTG-3 | 4786 | Combined Cycle |  |  |  | Combined cycle | Y |  |  |  | 0.012
Moselle Generation Complex | Mississippi |  | X | X | 2070 | **4 | 1303 | Combustion Turbine |  |  |  | Combustion turbine |  |  |  |  | 0.03461
Moselle Generation Complex | Mississippi |  | X | X | 2070 | 3 | 1309 | O/G Steam | 1 | 2025 | 2025 | Dry bottom wall-fired boiler |  |  |  | 59 | 0.30037 | Y
Moselle Generation Complex | Mississippi |  | X | X | 2070 | 5 | 1304 | Combustion Turbine |  |  |  | Combustion turbine |  |  |  |  | 0.021083
Moselle Generation Complex | Mississippi |  | X | X | 2070 | 6 | 90671 | Combined Cycle |  |  |  | Combined cycle | Y |  |  |  | 0.0057567
Moselle Generation Complex | Mississippi |  | X | X | 2070 | 7 | 90672 | Combined Cycle |  |  |  | Combined cycle | Y |  |  |  | 0.0077236
Red Hills Generation Facility | Mississippi |  | X | X | 55076 | AA001 | 3856 | Coal Steam |  |  |  | Circulating fluidized bed boiler |  |  | Y | 220 | 0.08
Red Hills Generation Facility | Mississippi |  | X | X | 55076 | AA002 | 3857 | Coal Steam |  |  |  | Circulating fluidized bed boiler |  |  | Y | 220 | 0.08
Silver Creek Generating Plant | Mississippi |  | X | X | 7988 | 1 | 88205 | Combustion Turbine |  |  |  | Combustion turbine |  |  |  |  | 0.027767
Silver Creek Generating Plant | Mississippi |  | X | X | 7988 | 2 | 88206 | Combustion Turbine |  |  |  | Combustion turbine |  |  |  |  | 0.023897
Silver Creek Generating Plant | Mississippi |  | X | X | 7988 | 3 | 88207 | Combustion Turbine |  |  |  | Combustion turbine |  |  |  |  | 0.028176
Southaven Combined Cycle Plant | Mississippi |  | X | X | 55269 | AA-001 | 4373 | Combined Cycle |  |  |  | Combined cycle | Y |  |  |  | 0.012
Southaven Combined Cycle Plant | Mississippi |  | X | X | 55269 | AA-002 | 4374 | Combined Cycle |  |  |  | Combined cycle | Y |  |  |  | 0.011665
Southaven Combined Cycle Plant | Mississippi |  | X | X | 55269 | AA-003 | 4375 | Combined Cycle |  |  |  | Combined cycle | Y |  |  |  | 0.011887
Sweatt Electric Generating Plant | Mississippi |  | X | X | 2048 | CTA | 90050 | Combustion Turbine |  |  |  | Combustion turbine |  |  |  |  | 0.70006
Sweatt Electric Generating Plant | Mississippi |  | X | X | 2048 | CTB | 90314 | Combustion Turbine |  |  |  | Combustion turbine |  |  |  |  | 0.70007
Sylvarena Generating Plant | Mississippi |  | X | X | 7989 | 1 | 88208 | Combustion Turbine |  |  |  | Combustion turbine |  |  |  |  | 0.086899
Sylvarena Generating Plant | Mississippi |  | X | X | 7989 | 2 | 88209 | Combustion Turbine |  |  |  | Combustion turbine |  |  |  |  | 0.084134
Sylvarena Generating Plant | Mississippi |  | X | X | 7989 | 3 | 88210 | Combustion Turbine |  |  |  | Combustion turbine |  |  |  |  | 0.086918
Watson Electric Generating Plant | Mississippi |  | X | X | 2049 | 4 | 1291 | O/G Steam | 12 | 2023 | 2024 | Dry bottom wall-fired boiler |  |  |  | 236 | 0.03 | Y
Watson Electric Generating Plant | Mississippi |  | X | X | 2049 | 5 | 1292 | O/G Steam |  |  |  | Dry bottom wall-fired boiler |  |  |  | 480 | 0.03
Watson Electric Generating Plant | Mississippi |  | X | X | 2049 | CTA | 90051 | Combustion Turbine |  |  |  | Combustion turbine |  |  |  |  | 0.70006
Watson Electric Generating Plant | Mississippi |  | X | X | 2049 | CTB | 90315 | Combustion Turbine |  |  |  | Combustion turbine |  |  |  |  | 0.70008
Audrain Power Plant | Missouri |  | X | X | 55234 | CT1 | 4258 | Combustion Turbine |  |  |  | Combustion turbine |  |  |  |  | 0.025097
Audrain Power Plant | Missouri |  | X | X | 55234 | CT2 | 4259 | Combustion Turbine |  |  |  | Combustion turbine |  |  |  |  | 0.026489
Audrain Power Plant | Missouri |  | X | X | 55234 | CT3 | 4260 | Combustion Turbine |  |  |  | Combustion turbine |  |  |  |  | 0.024419
Audrain Power Plant | Missouri |  | X | X | 55234 | CT4 | 4261 | Combustion Turbine |  |  |  | Combustion turbine |  |  |  |  | 0.022628
Audrain Power Plant | Missouri |  | X | X | 55234 | CT5 | 4262 | Combustion Turbine |  |  |  | Combustion turbine |  |  |  |  | 0.02335
Audrain Power Plant | Missouri |  | X | X | 55234 | CT6 | 4263 | Combustion Turbine |  |  |  | Combustion turbine |  |  |  |  | 0.026443
Audrain Power Plant | Missouri |  | X | X | 55234 | CT7 | 4264 | Combustion Turbine |  |  |  | Combustion turbine |  |  |  |  | 0.027366
Audrain Power Plant | Missouri |  | X | X | 55234 | CT8 | 4265 | Combustion Turbine |  |  |  | Combustion turbine |  |  |  |  | 0.023645
Chillicothe | Missouri |  | X | X | 2122 | GT1A | 90005 | Combustion Turbine |  |  |  | Combustion turbine |  |  |  |  | 0.73292 | Y
Chillicothe | Missouri |  | X | X | 2122 | GT1B | 90226 | Combustion Turbine |  |  |  | Combustion turbine |  |  |  |  | 0.71183 | Y
Chillicothe | Missouri |  | X | X | 2122 | GT2A | 90006 | Combustion Turbine |  |  |  | Combustion turbine |  |  |  |  | 0.70001
Chillicothe | Missouri |  | X | X | 2122 | GT2B | 90227 | Combustion Turbine |  |  |  | Combustion turbine |  |  |  |  | 0.7
Columbia | Missouri |  | X | X | 2123 | 6 | 1339 | Coal Steam |  |  | 2023 | Stoker |  |  | Y | 24.5 | 0.05 | Y
Columbia | Missouri |  | X | X | 2123 | 7 | 1340 | Coal Steam |  |  | 2023 | Stoker |  |  | Y | 24.5 | 0.05 | Y
Columbia | Missouri |  | X | X | 2123 | 8 | 1341 | O/G Steam |  |  |  | Dry bottom wall-fired boiler |  |  |  | 35 | 0.016745
Columbia Energy Center (MO) | Missouri |  | X | X | 55447 | CT01 | 4780 | Combustion Turbine |  |  |  | Combustion turbine |  |  |  |  | 0.053056
Columbia Energy Center (MO) | Missouri |  | X | X | 55447 | CT02 | 4781 | Combustion Turbine |  |  |  | Combustion turbine |  |  |  |  | 0.060923
Columbia Energy Center (MO) | Missouri |  | X | X | 55447 | CT03 | 4782 | Combustion Turbine |  |  |  | Combustion turbine |  |  |  |  | 0.046125
Columbia Energy Center (MO) | Missouri |  | X | X | 55447 | CT04 | 4783 | Combustion Turbine |  |  |  | Combustion turbine |  |  |  |  | 0.06802
Dogwood Energy Facility | Missouri |  | X | X | 55178 | CT-1 | 4069 | Combined Cycle |  |  |  | Combined cycle | Y |  |  |  | 0.012
Dogwood Energy Facility | Missouri |  | X | X | 55178 | CT-2 | 4070 | Combined Cycle |  |  |  | Combined cycle | Y |  |  |  | 0.012
Empire District Elec Co Energy Ctr | Missouri |  | X | X | 6223 | 1 | 89857 | Combustion Turbine | 12 | 2026 | 2027 | Combustion turbine |  |  |  |  | 0.14798 | Y
Empire District Elec Co Energy Ctr | Missouri |  | X | X | 6223 | 2 | 89858 | Combustion Turbine | 12 | 2026 | 2027 | Combustion turbine |  |  |  |  | 0.13663 | Y
Empire District Elec Co Energy Ctr | Missouri |  | X | X | 6223 | 3A | 9179 | Combustion Turbine |  |  |  | Combustion turbine |  |  |  |  | 0.081864
Empire District Elec Co Energy Ctr | Missouri |  | X | X | 6223 | 3B | 9180 | Combustion Turbine |  |  |  | Combustion turbine |  |  |  |  | 0.0808
Empire District Elec Co Energy Ctr | Missouri |  | X | X | 6223 | 4A | 9181 | Combustion Turbine |  |  |  | Combustion turbine |  |  |  |  | 0.082144
Empire District Elec Co Energy Ctr | Missouri |  | X | X | 6223 | 4B | 9182 | Combustion Turbine |  |  |  | Combustion turbine |  |  |  |  | 0.08188
Essex Power Plant | Missouri |  | X | X | 7749 | 1 | 3152 | Combustion Turbine |  |  |  | Combustion turbine |  |  |  |  | 0.10058
Fairgrounds | Missouri |  | X | X | 2082 | CT01 | 90097 | Combustion Turbine |  |  |  | Combustion turbine |  |  |  |  | 1.2 | Y
Greenwood Energy Center | Missouri |  | X | X | 6074 | 1 | 90007 | Combustion Turbine |  |  |  | Combustion turbine |  |  |  |  | 0.27323
Greenwood Energy Center | Missouri |  | X | X | 6074 | 2 | 90008 | Combustion Turbine |  |  |  | Combustion turbine |  |  |  |  | 0.23007
Greenwood Energy Center | Missouri |  | X | X | 6074 | 3 | 90009 | Combustion Turbine |  |  |  | Combustion turbine |  |  |  |  | 0.23626
Greenwood Energy Center | Missouri |  | X | X | 6074 | 4 | 90010 | Combustion Turbine |  |  |  | Combustion turbine |  |  |  |  | 0.23735
Hawthorn | Missouri |  | X | X | 2079 | 5A | 1315 | Coal Steam |  |  |  | Dry bottom wall-fired boiler | Y |  |  | 564 | 0.07013
Hawthorn | Missouri |  | X | X | 2079 | 6 | 1316 | Combustion Turbine |  |  |  | Combustion turbine |  |  |  |  | 0.011 | Y
Hawthorn | Missouri |  | X | X | 2079 | 7 | 1317 | Combustion Turbine |  |  |  | Combustion turbine |  |  |  |  | 0.024728
Hawthorn | Missouri |  | X | X | 2079 | 8 | 1318 | Combustion Turbine |  |  |  | Combustion turbine |  |  |  |  | 0.026506
Hawthorn | Missouri |  | X | X | 2079 | 9 | 1319 | Combined Cycle |  |  |  | Combined cycle | Y |  |  |  | 0.012
Higginsville Municipal Power Plant | Missouri |  | X | X | 2131 | 4A | 88446 | Combustion Turbine |  |  |  | Combustion turbine |  |  |  |  | 0.69987
Higginsville Municipal Power Plant | Missouri |  | X | X | 2131 | 4B | 88447 | Combustion Turbine |  |  |  | Combustion turbine |  |  |  |  | 0.69987
Holden Power Plant | Missouri |  | X | X | 7848 | 1 | 3316 | Combustion Turbine |  |  |  | Combustion turbine |  |  |  |  | 0.024203
Holden Power Plant | Missouri |  | X | X | 7848 | 2 | 3317 | Combustion Turbine |  |  |  | Combustion turbine |  |  |  |  | 0.022974
Holden Power Plant | Missouri |  | X | X | 7848 | 3 | 3318 | Combustion Turbine |  |  |  | Combustion turbine |  |  |  |  | 0.021794
Iatan | Missouri |  | X | X | 6065 | 1 | 2733 | Coal Steam |  |  |  | Dry bottom wall-fired boiler | Y |  |  | 700 | 0.061272
Iatan | Missouri |  | X | X | 6065 | 2 | 2732 | Coal Steam |  |  |  | Dry bottom wall-fired boiler | Y |  |  | 882 | 0.04767
James River | Missouri |  | X | X | 2161 | **GT1 | 89860 | Combustion Turbine |  |  |  | Combustion turbine |  |  |  |  | 0.15132
James River | Missouri |  | X | X | 2161 | **GT2 | 1350 | Combustion Turbine |  |  |  | Combustion turbine |  |  |  |  | 0.15178
John Twitty Energy Center | Missouri |  | X | X | 6195 | 1 | 2843 | Coal Steam |  |  |  | Dry bottom wall-fired boiler | Y |  |  | 184 | 0.08
John Twitty Energy Center | Missouri |  | X | X | 6195 | 2 | 90438 | Coal Steam |  |  |  | Dry bottom wall-fired boiler | Y |  |  | 275 | 0.072677
John Twitty Energy Center | Missouri |  | X | X | 6195 | CT1A | 89861 | Combustion Turbine |  |  |  | Combustion turbine |  |  |  |  | 0.15381
John Twitty Energy Center | Missouri |  | X | X | 6195 | CT1B | 89862 | Combustion Turbine |  |  |  | Combustion turbine |  |  |  |  | 0.14474
John Twitty Energy Center | Missouri |  | X | X | 6195 | CT2A | 89863 | Combustion Turbine |  |  |  | Combustion turbine |  |  |  |  | 0.15462
John Twitty Energy Center | Missouri |  | X | X | 6195 | CT2B | 89864 | Combustion Turbine |  |  |  | Combustion turbine |  |  |  |  | 0.15089
Labadie | Missouri |  | X | X | 2103 | 1 | 1328 | Coal Steam |  |  |  | Tangentially-fired |  |  |  | 593 | 0.05
Labadie | Missouri |  | X | X | 2103 | 2 | 1329 | Coal Steam |  |  |  | Tangentially-fired |  |  |  | 593 | 0.05
Labadie | Missouri |  | X | X | 2103 | 3 | 1330 | Coal Steam |  |  |  | Tangentially-fired |  |  |  | 593 | 0.05
Labadie | Missouri |  | X | X | 2103 | 4 | 1331 | Coal Steam |  |  |  | Tangentially-fired |  |  |  | 593 | 0.05
Lake Road | Missouri |  | X | X | 2098 | 6 | 1327 | Combustion Turbine | 12 | 2030 | 2031 | Cyclone boiler |  |  |  |  | 0.18867
Lake Road | Missouri |  | X | X | 2098 | GT5 | 89948 | Combustion Turbine |  |  |  | Combustion turbine |  |  |  |  | 0.32829
McCartney Generating Station | Missouri |  | X | X | 7903 | MGS1A | 3361 | Combustion Turbine |  |  |  | Combustion turbine |  |  |  |  | 0.10799
McCartney Generating Station | Missouri |  | X | X | 7903 | MGS1B | 3362 | Combustion Turbine |  |  |  | Combustion turbine |  |  |  |  | 0.11198
McCartney Generating Station | Missouri |  | X | X | 7903 | MGS2A | 3363 | Combustion Turbine |  |  |  | Combustion turbine |  |  |  |  | 0.10555
McCartney Generating Station | Missouri |  | X | X | 7903 | MGS2B | 3364 | Combustion Turbine |  |  |  | Combustion turbine |  |  |  |  | 0.10339
Meramec | Missouri |  | X | X | 2104 | 1 | 1332 | O/G Steam | 12 | 2022 | 2023 | Tangentially-fired |  |  |  | 114 | 0.053636 | Y
Meramec | Missouri |  | X | X | 2104 | 2 | 1333 | O/G Steam | 12 | 2022 | 2023 | Tangentially-fired |  |  |  | 114 | 0.063384 | Y
Meramec | Missouri |  | X | X | 2104 | 3 | 1334 | Coal Steam | 12 | 2022 | 2023 | Dry bottom wall-fired boiler |  |  |  | 272 | 0.05 | Y
Meramec | Missouri |  | X | X | 2104 | 4 | 1335 | Coal Steam | 12 | 2022 | 2023 | Dry bottom wall-fired boiler |  |  |  | 321 | 0.05 | Y
Meramec | Missouri |  | X | X | 2104 | CT2A | 89685 | Combustion Turbine |  |  |  | Combustion turbine |  |  |  |  | 0.70011 | Y
Meramec | Missouri |  | X | X | 2104 | CT2B | 89686 | Combustion Turbine |  |  |  | Combustion turbine |  |  |  |  | 0.70011 | Y
Mexico | Missouri |  | X | X | 6650 | CT01 | 90098 | Combustion Turbine |  |  |  | Combustion turbine |  |  |  |  | 1.2
Moberly | Missouri |  | X | X | 6651 | CT01 | 90099 | Combustion Turbine |  |  |  | Combustion turbine |  |  |  |  | 1.2
Moreau | Missouri |  | X | X | 6652 | CT01 | 90100 | Combustion Turbine |  |  |  | Combustion turbine |  |  |  |  | 1.2
New Madrid Power Plant | Missouri |  | X | X | 2167 | 1 | 1357 | Coal Steam |  |  |  | Cyclone boiler | Y |  |  | 579 | 0.08
New Madrid Power Plant | Missouri |  | X | X | 2167 | 2 | 1358 | Coal Steam |  |  |  | Cyclone boiler | Y |  |  | 575 | 0.08
Nodaway Power Plant | Missouri |  | X | X | 7754 | 1 | 3153 | Combustion Turbine |  |  |  | Combustion turbine |  |  |  |  | 0.081334 | Y
Nodaway Power Plant | Missouri |  | X | X | 7754 | 2 | 3154 | Combustion Turbine |  |  |  | Combustion turbine |  |  |  |  | 0.076698 | Y
Northeast Generating Station | Missouri |  | X | X | 2081 | 11 | 90053 | Combustion Turbine |  |  |  | Combustion turbine |  |  |  |  | 1.2001
Northeast Generating Station | Missouri |  | X | X | 2081 | 12 | 90054 | Combustion Turbine |  |  |  | Combustion turbine |  |  |  |  | 1.2
Northeast Generating Station | Missouri |  | X | X | 2081 | 13 | 90055 | Combustion Turbine |  |  |  | Combustion turbine |  |  |  |  | 1.1999 | Y
Northeast Generating Station | Missouri |  | X | X | 2081 | 14 | 90056 | Combustion Turbine |  |  |  | Combustion turbine |  |  |  |  | 1.1999 | Y
Northeast Generating Station | Missouri |  | X | X | 2081 | 15 | 90057 | Combustion Turbine |  |  |  | Combustion turbine |  |  |  |  | 1.2001
Northeast Generating Station | Missouri |  | X | X | 2081 | 16 | 90058 | Combustion Turbine |  |  |  | Combustion turbine |  |  |  |  | 1.2001
Northeast Generating Station | Missouri |  | X | X | 2081 | 17 | 90059 | Combustion Turbine |  |  |  | Combustion turbine |  |  |  |  | 1.2
Northeast Generating Station | Missouri |  | X | X | 2081 | 18 | 90060 | Combustion Turbine |  |  |  | Combustion turbine |  |  |  |  | 1.2
Peno Creek Energy Center | Missouri |  | X | X | 7964 | CT1A | 9048 | Combustion Turbine |  |  |  | Combustion turbine |  |  |  |  | 0.086031
Peno Creek Energy Center | Missouri |  | X | X | 7964 | CT1B | 9049 | Combustion Turbine |  |  |  | Combustion turbine |  |  |  |  | 0.091979
Peno Creek Energy Center | Missouri |  | X | X | 7964 | CT2A | 9050 | Combustion Turbine |  |  |  | Combustion turbine |  |  |  |  | 0.089776
Peno Creek Energy Center | Missouri |  | X | X | 7964 | CT2B | 9051 | Combustion Turbine |  |  |  | Combustion turbine |  |  |  |  | 0.082127
Peno Creek Energy Center | Missouri |  | X | X | 7964 | CT3A | 9052 | Combustion Turbine |  |  |  | Combustion turbine |  |  |  |  | 0.090931
Peno Creek Energy Center | Missouri |  | X | X | 7964 | CT3B | 9053 | Combustion Turbine |  |  |  | Combustion turbine |  |  |  |  | 0.086134
Peno Creek Energy Center | Missouri |  | X | X | 7964 | CT4A | 9054 | Combustion Turbine |  |  |  | Combustion turbine |  |  |  |  | 0.08756
Peno Creek Energy Center | Missouri |  | X | X | 7964 | CT4B | 9055 | Combustion Turbine |  |  |  | Combustion turbine |  |  |  |  | 0.08992
Ralph Green Station | Missouri |  | X | X | 2092 | 3 | 90004 | Combustion Turbine |  |  |  | Combustion turbine |  |  |  |  | 0.18798
Rush Island | Missouri |  | X | X | 6155 | 1 | 2813 | Coal Steam | 3 | 2024 | 2024 | Tangentially-fired |  |  |  | 589 | 0.05 | Y
Rush Island | Missouri |  | X | X | 6155 | 2 | 2814 | Coal Steam | 3 | 2024 | 2024 | Tangentially-fired |  |  |  | 589 | 0.05 | Y
Sikeston | Missouri |  | X | X | 6768 | 1 | 2907 | Coal Steam |  |  |  | Dry bottom wall-fired boiler |  |  |  | 240 | 0.05
Sioux | Missouri |  | X | X | 2107 | 1 | 1336 | Coal Steam | 12 | 2030 | 2031 | Cyclone boiler |  | Y |  | 487 | 0.05
Sioux | Missouri |  | X | X | 2107 | 2 | 1337 | Coal Steam | 12 | 2030 | 2031 | Cyclone boiler |  | Y |  | 487 | 0.05
South Harper Peaking Facility | Missouri |  | X | X | 56151 | 1 | 89544 | Combustion Turbine |  |  |  | Combustion turbine |  |  |  |  | 0.053945
South Harper Peaking Facility | Missouri |  | X | X | 56151 | 2 | 89545 | Combustion Turbine |  |  |  | Combustion turbine |  |  |  |  | 0.05401
South Harper Peaking Facility | Missouri |  | X | X | 56151 | 3 | 89546 | Combustion Turbine |  |  |  | Combustion turbine |  |  |  |  | 0.053995
St. Francis Power Plant | Missouri |  | X | X | 7604 | 1 | 3135 | Combined Cycle |  |  |  | Combined cycle | Y |  |  |  | 0.012
St. Francis Power Plant | Missouri |  | X | X | 7604 | 2 | 3136 | Combined Cycle |  |  |  | Combined cycle | Y |  |  |  | 0.010464
State Line (MO) | Missouri |  | X | X | 7296 | 1 | 3087 | Combustion Turbine |  |  |  | Combustion turbine |  |  |  |  | 0.078948
State Line (MO) | Missouri |  | X | X | 7296 | 2-1 | 3088 | Combined Cycle |  |  |  | Combined cycle | Y |  |  |  | 0.012
State Line (MO) | Missouri |  | X | X | 7296 | 2-2 | 3089 | Combined Cycle |  |  |  | Combined cycle | Y |  |  |  | 0.012
Thomas Hill Energy Center | Missouri |  | X | X | 2168 | MB1 | 1359 | Coal Steam |  |  |  | Cyclone boiler | Y |  |  | 165 | 0.08
Thomas Hill Energy Center | Missouri |  | X | X | 2168 | MB2 | 1360 | Coal Steam |  |  |  | Cyclone boiler | Y |  |  | 270 | 0.08
Thomas Hill Energy Center | Missouri |  | X | X | 2168 | MB3 | 1361 | Coal Steam |  |  |  | Dry bottom wall-fired boiler | Y |  |  | 699 | 0.08
Apex Generating Station | Nevada |  | X | X | 55514 | CTG01 | 4925 | Combined Cycle |  |  |  | Combined cycle | Y |  |  |  | 0.0104
Apex Generating Station | Nevada |  | X | X | 55514 | CTG02 | 4926 | Combined Cycle |  |  |  | Combined cycle | Y |  |  |  | 0.011372
Chuck Lenzie Generating Station | Nevada |  | X | X | 55322 | CTG-1 | 9006 | Combined Cycle |  |  |  | Combined cycle | Y |  |  |  | 0.0095959
Chuck Lenzie Generating Station | Nevada |  | X | X | 55322 | CTG-2 | 9007 | Combined Cycle |  |  |  | Combined cycle | Y |  |  |  | 0.0088278
Chuck Lenzie Generating Station | Nevada |  | X | X | 55322 | CTG-3 | 9008 | Combined Cycle |  |  |  | Combined cycle | Y |  |  |  | 0.0096263
Chuck Lenzie Generating Station | Nevada |  | X | X | 55322 | CTG-4 | 9009 | Combined Cycle |  |  |  | Combined cycle | Y |  |  |  | 0.0091427
Clark | Nevada |  | X | X | 2322 | 11A | 89799 | Combustion Turbine |  |  |  | Combustion turbine | Y |  | Y |  | 0.03
Clark | Nevada |  | X | X | 2322 | 11B | 89800 | Combustion Turbine |  |  |  | Combustion turbine | Y |  | Y |  | 0.029413
Clark | Nevada |  | X | X | 2322 | 12A | 89801 | Combustion Turbine |  |  |  | Combustion turbine | Y |  | Y |  | 0.022145
Clark | Nevada |  | X | X | 2322 | 12B | 89802 | Combustion Turbine |  |  |  | Combustion turbine | Y |  | Y |  | 0.02034
Clark | Nevada |  | X | X | 2322 | 13A | 89803 | Combustion Turbine |  |  |  | Combustion turbine | Y |  | Y |  | 0.022619
Clark | Nevada |  | X | X | 2322 | 13B | 89804 | Combustion Turbine |  |  |  | Combustion turbine | Y |  | Y |  | 0.02348
Clark | Nevada |  | X | X | 2322 | 14A | 89805 | Combustion Turbine |  |  |  | Combustion turbine | Y |  | Y |  | 0.023176
Clark | Nevada |  | X | X | 2322 | 14B | 89806 | Combustion Turbine |  |  |  | Combustion turbine | Y |  | Y |  | 0.024966
Clark | Nevada |  | X | X | 2322 | 15A | 89807 | Combustion Turbine |  |  |  | Combustion turbine | Y |  | Y |  | 0.020287
Clark | Nevada |  | X | X | 2322 | 15B | 89808 | Combustion Turbine |  |  |  | Combustion turbine | Y |  | Y |  | 0.021161
Clark | Nevada |  | X | X | 2322 | 16A | 89809 | Combustion Turbine |  |  |  | Combustion turbine | Y |  | Y |  | 0.021095
Clark | Nevada |  | X | X | 2322 | 16B | 89810 | Combustion Turbine |  |  |  | Combustion turbine | Y |  | Y |  | 0.019915
Clark | Nevada |  | X | X | 2322 | 17A | 89811 | Combustion Turbine |  |  |  | Combustion turbine | Y |  | Y |  | 0.0213
Clark | Nevada |  | X | X | 2322 | 17B | 89812 | Combustion Turbine |  |  |  | Combustion turbine | Y |  | Y |  | 0.022203
Clark | Nevada |  | X | X | 2322 | 18A | 89813 | Combustion Turbine |  |  |  | Combustion turbine | Y |  | Y |  | 0.022259
Clark | Nevada |  | X | X | 2322 | 18B | 89814 | Combustion Turbine |  |  |  | Combustion turbine | Y |  | Y |  | 0.021562
Clark | Nevada |  | X | X | 2322 | 19A | 89815 | Combustion Turbine |  |  |  | Combustion turbine | Y |  | Y |  | 0.0215
Clark | Nevada |  | X | X | 2322 | 19B | 89816 | Combustion Turbine |  |  |  | Combustion turbine | Y |  | Y |  | 0.020528
Clark | Nevada |  | X | X | 2322 | 20A | 89817 | Combustion Turbine |  |  |  | Combustion turbine | Y |  | Y |  | 0.021989
Clark | Nevada |  | X | X | 2322 | 20B | 89818 | Combustion Turbine |  |  |  | Combustion turbine | Y |  | Y |  | 0.023475
Clark | Nevada |  | X | X | 2322 | 21A | 89820 | Combustion Turbine |  |  |  | Combustion turbine | Y |  | Y |  | 0.020732
Clark | Nevada |  | X | X | 2322 | 21B | 89819 | Combustion Turbine |  |  |  | Combustion turbine | Y |  | Y |  | 0.020086
Clark | Nevada |  | X | X | 2322 | 22A | 89821 | Combustion Turbine |  |  |  | Combustion turbine | Y |  | Y |  | 0.018904
Clark | Nevada |  | X | X | 2322 | 22B | 89822 | Combustion Turbine |  |  |  | Combustion turbine | Y |  | Y |  | 0.020434
Desert Star Energy Center | Nevada |  | X | X | 55077 | EDE1 | 3860 | Combined Cycle | 4 | 2027 | 2027 | Combined cycle | Y |  |  |  | 0.012 | Y
Desert Star Energy Center | Nevada |  | X | X | 55077 | EDE2 | 3861 | Combined Cycle | 4 | 2027 | 2027 | Combined cycle | Y |  |  |  | 0.012 | Y
Fort Churchill | Nevada |  | X | X | 2330 | 1 | 1406 | O/G Steam | 12 | 2028 | 2029 | Dry bottom wall-fired boiler |  |  |  | 113 | 0.12466
Fort Churchill | Nevada |  | X | X | 2330 | 2 | 1407 | O/G Steam | 9 | 2028 | 2029 | Dry bottom wall-fired boiler |  |  |  | 113 | 0.11935
Harry Allen | Nevada |  | X | X | 7082 | **3 | 2931 | Combustion Turbine |  |  |  | Combustion turbine |  |  |  |  | 0.037664
Harry Allen | Nevada |  | X | X | 7082 | **4 | 2932 | Combustion Turbine |  |  |  | Combustion turbine |  |  |  |  | 0.02125
Harry Allen | Nevada |  | X | X | 7082 | **5 | 2933 | Combined Cycle |  |  |  | Combined cycle | Y |  |  |  | 0.006712
Harry Allen | Nevada |  | X | X | 7082 | **6 | 2934 | Combined Cycle |  |  |  | Combined cycle | Y |  |  |  | 0.0062616
Las Vegas Generating Station | Nevada |  | X | X | 10761 | 1 | 90316 | Combined Cycle |  |  |  | Combined cycle | Y |  |  |  | 0.012
Las Vegas Generating Station | Nevada |  | X | X | 10761 | 2 | 3587 | Combined Cycle |  |  |  | Combined cycle | Y |  |  |  | 0.0093803
Las Vegas Generating Station | Nevada |  | X | X | 10761 | 3 | 3588 | Combined Cycle |  |  |  | Combined cycle | Y |  |  |  | 0.0085571
Las Vegas Generating Station | Nevada |  | X | X | 10761 | 4 | 3589 | Combined Cycle |  |  |  | Combined cycle | Y |  |  |  | 0.0078852
Las Vegas Generating Station | Nevada |  | X | X | 10761 | 5 | 3590 | Combined Cycle |  |  |  | Combined cycle | Y |  |  |  | 0.0086851
North Valmy | Nevada |  | X | X | 8224 | 1 | 3473 | Coal Steam | 12 | 2025 | 2026 | Dry bottom wall-fired boiler |  |  |  | 254 | 0.05 | Y
North Valmy | Nevada |  | X | X | 8224 | 2 | 3474 | Coal Steam | 12 | 2025 | 2026 | Dry bottom wall-fired boiler |  |  |  | 268 | 0.05 | Y
Silverhawk | Nevada |  | X | X | 55841 | A01 | 89194 | Combined Cycle |  |  |  | Combined cycle | Y |  |  |  | 0.0091636
Silverhawk | Nevada |  | X | X | 55841 | A03 | 89195 | Combined Cycle |  |  |  | Combined cycle | Y |  |  |  | 0.0094506
Sun Peak Generating Station | Nevada |  | X | X | 54854 | 3 | 90972 | Combustion Turbine |  |  |  | Combustion turbine |  |  |  |  | 0.14466
Sun Peak Generating Station | Nevada |  | X | X | 54854 | 4 | 90973 | Combustion Turbine |  |  |  | Combustion turbine |  |  |  |  | 0.14441
Sun Peak Generating Station | Nevada |  | X | X | 54854 | 5 | 90974 | Combustion Turbine |  |  |  | Combustion turbine |  |  |  |  | 0.14492
TS Power Plant | Nevada |  | X | X | 56224 | 001 | 89529 | O/G Steam |  |  |  | Dry bottom wall-fired boiler | Y |  |  | 218 | 0.023564
Tracy | Nevada |  | X | X | 2336 | 3 | 1410 | O/G Steam |  |  |  | Dry bottom wall-fired boiler |  |  |  | 108 | 0.12757
Tracy | Nevada |  | X | X | 2336 | 4 | 1411 | Combustion Turbine |  |  |  | Combustion turbine |  |  |  |  | 0.032384
Tracy | Nevada |  | X | X | 2336 | 5 | 1412 | Combustion Turbine |  |  |  | Combustion turbine |  |  |  |  | 0.030829
Tracy | Nevada |  | X | X | 2336 | 6 | 1413 | Combined Cycle |  |  |  | Combined cycle |  |  |  |  | 0.15111
Tracy | Nevada |  | X | X | 2336 | 8 | 90238 | Combined Cycle |  |  |  | Combined cycle | Y |  |  |  | 0.0051631
Tracy | Nevada |  | X | X | 2336 | 9 | 90239 | Combined Cycle |  |  |  | Combined cycle | Y |  |  |  | 0.0051931
Walter M. Higgins III Generating Station | Nevada |  | X | X | 55687 | BHG1 | 10238 | Combined Cycle |  |  |  | Combined cycle | Y |  |  |  | 0.009305
Walter M. Higgins III Generating Station | Nevada |  | X | X | 55687 | BHG2 | 10239 | Combined Cycle |  |  |  | Combined cycle | Y |  |  |  | 0.008278
Bayonne Energy Center | New Jersey | X | X | X | 56964 | GT1 | 90481 | Combustion Turbine |  |  |  | Combustion turbine | Y |  |  |  | 0.0062101
Bayonne Energy Center | New Jersey | X | X | X | 56964 | GT10 | 91188 | Combustion Turbine |  |  |  | Combustion turbine | Y |  |  |  | 0.0074786
Bayonne Energy Center | New Jersey | X | X | X | 56964 | GT2 | 90482 | Combustion Turbine |  |  |  | Combustion turbine | Y |  |  |  | 0.006159
Bayonne Energy Center | New Jersey | X | X | X | 56964 | GT3 | 90483 | Combustion Turbine |  |  |  | Combustion turbine | Y |  |  |  | 0.0058048
Bayonne Energy Center | New Jersey | X | X | X | 56964 | GT4 | 90484 | Combustion Turbine |  |  |  | Combustion turbine | Y |  |  |  | 0.006353
Bayonne Energy Center | New Jersey | X | X | X | 56964 | GT5 | 90485 | Combustion Turbine |  |  |  | Combustion turbine | Y |  |  |  | 0.0069914
Bayonne Energy Center | New Jersey | X | X | X | 56964 | GT6 | 90486 | Combustion Turbine |  |  |  | Combustion turbine | Y |  |  |  | 0.0063917
Bayonne Energy Center | New Jersey | X | X | X | 56964 | GT7 | 90487 | Combustion Turbine |  |  |  | Combustion turbine | Y |  |  |  | 0.0061157
Bayonne Energy Center | New Jersey | X | X | X | 56964 | GT8 | 90488 | Combustion Turbine |  |  |  | Combustion turbine | Y |  |  |  | 0.0061361
Bayonne Energy Center | New Jersey | X | X | X | 56964 | GT9 | 91187 | Combustion Turbine |  |  |  | Combustion turbine | Y |  |  |  | 0.0076963
Bergen Generating Station | New Jersey | X | X | X | 2398 | 1101 | 1485 | Combined Cycle |  |  |  | Combined cycle |  |  |  |  | 0.047468
Bergen Generating Station | New Jersey | X | X | X | 2398 | 1201 | 1486 | Combined Cycle |  |  |  | Combined cycle |  |  |  |  | 0.048779
Bergen Generating Station | New Jersey | X | X | X | 2398 | 1301 | 1487 | Combined Cycle |  |  |  | Combined cycle |  |  |  |  | 0.039382
Bergen Generating Station | New Jersey | X | X | X | 2398 | 1401 | 1488 | Combined Cycle |  |  |  | Combined cycle |  |  |  |  | 0.033653
Bergen Generating Station | New Jersey | X | X | X | 2398 | 2101 | 1490 | Combined Cycle |  |  |  | Combined cycle | Y |  |  |  | 0.0069394
Bergen Generating Station | New Jersey | X | X | X | 2398 | 2201 | 1491 | Combined Cycle |  |  |  | Combined cycle | Y |  |  |  | 0.012
Burlington Generating Station | New Jersey | X | X | X | 2399 | 121 | 1498 | Combustion Turbine |  |  |  | Combustion turbine |  |  |  |  | 0.090081
Burlington Generating Station | New Jersey | X | X | X | 2399 | 122 | 1499 | Combustion Turbine |  |  |  | Combustion turbine |  |  |  |  | 0.08984
Burlington Generating Station | New Jersey | X | X | X | 2399 | 123 | 1500 | Combustion Turbine |  |  |  | Combustion turbine |  |  |  |  | 0.090775
Burlington Generating Station | New Jersey | X | X | X | 2399 | 124 | 1501 | Combustion Turbine |  |  |  | Combustion turbine |  |  |  |  | 0.089209
Camden Plant Holding, LLC | New Jersey | X | X | X | 10751 | 002001 | 3583 | Combined Cycle |  |  |  | Combined cycle | Y |  |  |  | 0.012
Carlls Corner Energy Center | New Jersey | X | X | X | 2379 | 002001 | 1429 | Combustion Turbine |  |  |  | Combustion turbine |  |  |  |  | 0.69996
Carlls Corner Energy Center | New Jersey | X | X | X | 2379 | 003001 | 1430 | Combustion Turbine |  |  |  | Combustion turbine |  |  |  |  | 0.70006
Carneys Point | New Jersey | X | X | X | 10566 | 1001 | 3554 | Coal Steam | 6 | 2022 | 2023 | Dry bottom wall-fired boiler | Y |  |  | 122 | 0.08 | Y
Carneys Point | New Jersey | X | X | X | 10566 | 1002 | 3555 | Coal Steam | 6 | 2022 | 2023 | Dry bottom wall-fired boiler | Y |  |  | 122 | 0.08 | Y
Clayville | New Jersey | X | X | X | 58235 | U1 | 90845 | Combustion Turbine |  |  |  | Combustion turbine | Y |  |  |  | 0.012791
Cumberland Energy Center | New Jersey | X | X | X | 5083 | 004001 | 2668 | Combustion Turbine |  |  |  | Combustion turbine |  |  |  |  | 0.077117
Cumberland Energy Center | New Jersey | X | X | X | 5083 | 05001 | 90246 | Combustion Turbine |  |  |  | Combustion turbine | Y |  |  |  | 0.0093187
EFS Parlin Holdings, LLC | New Jersey | X | X | X | 50799 | 001001 | 3696 | Combined Cycle |  |  |  | Combined cycle | Y |  |  |  | 0.012
EFS Parlin Holdings, LLC | New Jersey | X | X | X | 50799 | 003001 | 3697 | Combined Cycle |  |  |  | Combined cycle | Y |  |  |  | 0.012
Eagle Point Power Generation | New Jersey | X | X | X | 50561 | 0001 | 3672 | Combined Cycle |  |  |  | Combined cycle |  |  |  |  | 0.027963
Eagle Point Power Generation | New Jersey | X | X | X | 50561 | 0002 | 3673 | Combined Cycle |  |  |  | Combined cycle |  |  |  |  | 0.020785
Elmwood Power LLC | New Jersey | X | X | X | 50852 | 002001 | 3698 | Combined Cycle | 3 | 2021 | 2023 | Combined cycle |  |  |  |  | 0.068168 | Y
Essex | New Jersey | X | X | X | 2401 | 35001 | 1534 | Combustion Turbine |  |  |  | Combustion turbine |  |  |  |  | 0.17025
Forked River Power | New Jersey | X | X | X | 7138 | 002001 | 2945 | Combustion Turbine |  |  |  | Combustion turbine |  |  |  |  | 0.13832
Forked River Power | New Jersey | X | X | X | 7138 | 003001 | 2946 | Combustion Turbine |  |  |  | Combustion turbine |  |  |  |  | 0.15784
Gilbert Generating Station | New Jersey | X | X | X | 2393 | 04 | 1477 | Combined Cycle |  |  |  | Combined cycle |  |  |  |  | 0.025583
Gilbert Generating Station | New Jersey | X | X | X | 2393 | 05 | 1478 | Combined Cycle |  |  |  | Combined cycle |  |  |  |  | 0.024333
Gilbert Generating Station | New Jersey | X | X | X | 2393 | 06 | 1479 | Combined Cycle |  |  |  | Combined cycle |  |  |  |  | 0.017588
Gilbert Generating Station | New Jersey | X | X | X | 2393 | 07 | 1480 | Combined Cycle |  |  |  | Combined cycle |  |  |  |  | 0.026511
Gilbert Generating Station | New Jersey | X | X | X | 2393 | 9 | 1481 | Combustion Turbine |  |  |  | Combustion turbine |  |  |  |  | 0.080162
Howard M Down | New Jersey | X | X | X | 2434 | U11 | 90625 | Combustion Turbine |  |  |  | Combustion turbine | Y |  |  |  | 0.015944
Kearny Generating Station | New Jersey | X | X | X | 2404 | 121 | 1540 | Combustion Turbine |  |  |  | Combustion turbine |  |  |  |  | 0.091173
Kearny Generating Station | New Jersey | X | X | X | 2404 | 122 | 1541 | Combustion Turbine |  |  |  | Combustion turbine |  |  |  |  | 0.090308
Kearny Generating Station | New Jersey | X | X | X | 2404 | 123 | 1542 | Combustion Turbine |  |  |  | Combustion turbine |  |  |  |  | 0.089623
Kearny Generating Station | New Jersey | X | X | X | 2404 | 124 | 1543 | Combustion Turbine |  |  |  | Combustion turbine |  |  |  |  | 0.082332
Kearny Generating Station | New Jersey | X | X | X | 2404 | 131 | 90777 | Combustion Turbine |  |  |  | Combustion turbine | Y |  |  |  | 0.0080869
Kearny Generating Station | New Jersey | X | X | X | 2404 | 132 | 90778 | Combustion Turbine |  |  |  | Combustion turbine | Y |  |  |  | 0.0091471
Kearny Generating Station | New Jersey | X | X | X | 2404 | 133 | 90779 | Combustion Turbine |  |  |  | Combustion turbine | Y |  |  |  | 0.0068427
Kearny Generating Station | New Jersey | X | X | X | 2404 | 134 | 90780 | Combustion Turbine |  |  |  | Combustion turbine | Y |  |  |  | 0.0089166
Kearny Generating Station | New Jersey | X | X | X | 2404 | 141 | 90781 | Combustion Turbine |  |  |  | Combustion turbine | Y |  |  |  | 0.0073577
Kearny Generating Station | New Jersey | X | X | X | 2404 | 142 | 90782 | Combustion Turbine |  |  |  | Combustion turbine | Y |  |  |  | 0.0066781
Lakewood | New Jersey | X | X | X | 54640 | 001001 | 3790 | Combined Cycle |  |  |  | Combined cycle | Y |  |  |  | 0.012
Lakewood | New Jersey | X | X | X | 54640 | 002001 | 3791 | Combined Cycle |  |  |  | Combined cycle | Y |  |  |  | 0.012
Linden Cogeneration Facility | New Jersey | X | X | X | 50006 | 004001 | 3630 | Combined Cycle |  |  |  | Combined cycle | Y |  |  |  | 0.0057161
Linden Cogeneration Facility | New Jersey | X | X | X | 50006 | 005001 | 3631 | Combined Cycle |  |  |  | Combined cycle | Y |  |  |  | 0.012
Linden Cogeneration Facility | New Jersey | X | X | X | 50006 | 006001 | 3632 | Combined Cycle |  |  |  | Combined cycle | Y |  |  |  | 0.012
Linden Cogeneration Facility | New Jersey | X | X | X | 50006 | 007001 | 3633 | Combined Cycle |  |  |  | Combined cycle | Y |  |  |  | 0.012
Linden Cogeneration Facility | New Jersey | X | X | X | 50006 | 008001 | 3634 | Combined Cycle |  |  |  | Combined cycle | Y |  |  |  | 0.012
Linden Cogeneration Facility | New Jersey | X | X | X | 50006 | 009001 | 3635 | Combined Cycle |  |  |  | Combined cycle | Y |  |  |  | 0.012
Linden Generating Station | New Jersey | X | X | X | 2406 | 1101 | 1552 | Combined Cycle |  |  |  | Combined cycle | Y |  |  |  | 0.0079907
Linden Generating Station | New Jersey | X | X | X | 2406 | 1201 | 1553 | Combined Cycle |  |  |  | Combined cycle | Y |  |  |  | 0.0076312
Linden Generating Station | New Jersey | X | X | X | 2406 | 2101 | 1558 | Combined Cycle |  |  |  | Combined cycle | Y |  |  |  | 0.0077362
Linden Generating Station | New Jersey | X | X | X | 2406 | 2201 | 1559 | Combined Cycle |  |  |  | Combined cycle | Y |  |  |  | 0.009085
Linden Generating Station | New Jersey | X | X | X | 2406 | 5 | 1561 | Combustion Turbine |  |  |  | Combustion turbine |  |  |  |  | 0.028868
Linden Generating Station | New Jersey | X | X | X | 2406 | 6 | 1562 | Combustion Turbine |  |  |  | Combustion turbine |  |  |  |  | 0.041173
Linden Generating Station | New Jersey | X | X | X | 2406 | 7 | 1563 | Combustion Turbine |  |  |  | Combustion turbine |  |  |  |  | 0.038687
Linden Generating Station | New Jersey | X | X | X | 2406 | 8 | 1565 | Combustion Turbine |  |  |  | Combustion turbine |  |  |  |  | 0.03716
Logan Generating Plant | New Jersey | X | X | X | 10043 | 1001 | 3524 | Coal Steam | 5 | 2022 | 2023 | Dry bottom wall-fired boiler | Y |  |  | 219 | 0.08 | Y
Mickleton Energy Center | New Jersey | X | X | X | 8008 | 001001 | 3422 | Combustion Turbine |  |  |  | Combustion turbine | Y |  |  |  | 0.03
Newark Bay Cogen | New Jersey | X | X | X | 50385 | 1001 | 3650 | Combined Cycle | 5 | 2022 | 2023 | Combined cycle | Y |  |  |  | 0.012 | Y
Newark Bay Cogen | New Jersey | X | X | X | 50385 | 2001 | 3651 | Combined Cycle | 5 | 2022 | 2023 | Combined cycle | Y |  |  |  | 0.012 | Y
Newark Energy Center | New Jersey | X | X | X | 58079 | U001 | 90911 | Combined Cycle |  |  |  | Combined cycle | Y |  |  |  | 0.0064389
Newark Energy Center | New Jersey | X | X | X | 58079 | U002 | 90912 | Combined Cycle |  |  |  | Combined cycle | Y |  |  |  | 0.0062607
Ocean Peaking Power | New Jersey | X | X | X | 55938 | OPP3 | 88234 | Combustion Turbine |  |  |  | Combustion turbine |  |  |  |  | 0.031665
Ocean Peaking Power | New Jersey | X | X | X | 55938 | OPP4 | 88235 | Combustion Turbine |  |  |  | Combustion turbine |  |  |  |  | 0.031607
Pedricktown Cogeneration Plant | New Jersey | X | X | X | 10099 | 001001 | 3525 | Combined Cycle | 5 | 2022 | 2023 | Combined cycle | Y |  |  |  | 0.012 | Y
Red Oak Power, LLC | New Jersey | X | X | X | 55239 | 1 | 8480 | Combined Cycle |  |  |  | Combined cycle | Y |  |  |  | 0.010637
Red Oak Power, LLC | New Jersey | X | X | X | 55239 | 2 | 8482 | Combined Cycle |  |  |  | Combined cycle | Y |  |  |  | 0.010872
Red Oak Power, LLC | New Jersey | X | X | X | 55239 | 3 | 8484 | Combined Cycle |  |  |  | Combined cycle | Y |  |  |  | 0.010444
Salem Generating Station | New Jersey | X | X | X | 2410 | 2001 | 1572 | Combustion Turbine |  |  |  | Combustion turbine |  |  |  |  | 1.1996 | Y
Sayreville | New Jersey | X | X | X | 2390 | 012001 | 1460 | Combustion Turbine |  |  |  | Combustion turbine | Y |  |  |  | 0.03
Sayreville | New Jersey | X | X | X | 2390 | 014001 | 1461 | Combustion Turbine |  |  |  | Combustion turbine | Y |  |  |  | 0.03
Sayreville | New Jersey | X | X | X | 2390 | 015001 | 1462 | Combustion Turbine |  |  |  | Combustion turbine | Y |  |  |  | 0.03
Sayreville | New Jersey | X | X | X | 2390 | 016001 | 1463 | Combustion Turbine |  |  |  | Combustion turbine | Y |  |  |  | 0.03
Sayreville Power LP | New Jersey | X | X | X | 10308 | 1001 | 3539 | Combined Cycle |  |  |  | Combined cycle |  |  |  |  | 0.07955
Sayreville Power LP | New Jersey | X | X | X | 10308 | 1002 | 3540 | Combined Cycle |  |  |  | Combined cycle |  |  |  |  | 0.079958
Sewaren Generating Station | New Jersey | X | X | X | 2411 | 7 | 91149 | Combined Cycle |  |  |  | Combined cycle | Y |  |  |  | 0.0062208
Sherman Avenue | New Jersey | X | X | X | 7288 | 1 | 3086 | Combustion Turbine |  |  |  | Combustion turbine |  |  |  |  | 0.070531
West Deptford Energy Station | New Jersey | X | X | X | 56963 | E101 | 90891 | Combined Cycle |  |  |  | Combined cycle | Y |  |  |  | 0.0078297
West Deptford Energy Station | New Jersey | X | X | X | 56963 | E102 | 90892 | Combined Cycle |  |  |  | Combined cycle | Y |  |  |  | 0.0078126
West Station | New Jersey | X | X | X | 6776 | 002001 | 2909 | Combustion Turbine | 10 | 2022 | 2023 | Combustion turbine | Y |  |  |  | 0.03 | Y
Woodbridge Energy Center | New Jersey | X | X | X | 57839 | 0001 | 90934 | Combined Cycle |  |  |  | Combined cycle | Y |  |  |  | 0.0058173
Woodbridge Energy Center | New Jersey | X | X | X | 57839 | 0002 | 90935 | Combined Cycle |  |  |  | Combined cycle | Y |  |  |  | 0.0060291
23rd and 3rd | New York | X | X | X | 7910 | 2301 | 8384 | Combustion Turbine |  |  |  | Combustion turbine | Y |  |  |  | 0.010801
23rd and 3rd | New York | X | X | X | 7910 | 2302 | 8386 | Combustion Turbine |  |  |  | Combustion turbine | Y |  |  |  | 0.011146
74th Street | New York | X | X | X | 2504 | 120 | 1714 | O/G Steam |  |  |  | Tangentially-fired |  |  | Y |  | 0.049423
74th Street | New York | X | X | X | 2504 | 122 | 1716 | O/G Steam |  |  |  | Tangentially-fired |  |  | Y |  | 0.055772
AG - Energy | New York | X | X | X | 10803 | 1 | 3598 | Combined Cycle |  |  |  | Combined cycle | Y |  |  |  | 0.011 | Y
AG - Energy | New York | X | X | X | 10803 | 2 | 3599 | Combined Cycle |  |  |  | Combined cycle | Y |  |  |  | 0.011 | Y
Allegany Station No. 133 | New York | X | X | X | 10619 | 00001 | 3562 | Combined Cycle |  |  |  | Combined cycle | Y |  |  |  | 0.012
Arthur Kill | New York | X | X | X | 2490 | 20 | 1610 | O/G Steam |  |  |  | Dry bottom wall-fired boiler |  |  | Y | 338 | 0.03
Arthur Kill | New York | X | X | X | 2490 | 30 | 1611 | O/G Steam |  |  |  | Tangentially-fired |  |  | Y | 508 | 0.072791
Astoria Energy | New York | X | X | X | 55375 | CT1 | 4581 | Combined Cycle |  |  |  | Combined cycle | Y |  |  |  | 0.0051416
Astoria Energy | New York | X | X | X | 55375 | CT2 | 4582 | Combined Cycle |  |  |  | Combined cycle | Y |  |  |  | 0.0051902
Astoria Energy | New York | X | X | X | 55375 | CT3 | 4583 | Combined Cycle |  |  |  | Combined cycle | Y |  |  |  | 0.0056081
Astoria Energy | New York | X | X | X | 55375 | CT4 | 4584 | Combined Cycle |  |  |  | Combined cycle | Y |  |  |  | 0.0060832
Astoria Gas Turbine Power | New York | X | X | X | 55243 | CT2-1A | 3498 | Combustion Turbine | 4 | 2023 | 2023 | Combustion turbine |  |  |  |  | 0.43108 | Y
Astoria Gas Turbine Power | New York | X | X | X | 55243 | CT2-1B | 10215 | Combustion Turbine | 4 | 2023 | 2023 | Combustion turbine |  |  |  |  | 0.42017 | Y
Astoria Gas Turbine Power | New York | X | X | X | 55243 | CT2-2A | 3499 | Combustion Turbine | 4 | 2023 | 2023 | Combustion turbine |  |  |  |  | 0.43707 | Y
Astoria Gas Turbine Power | New York | X | X | X | 55243 | CT2-2B | 10217 | Combustion Turbine | 4 | 2023 | 2023 | Combustion turbine |  |  |  |  | 0.42698 | Y
Astoria Gas Turbine Power | New York | X | X | X | 55243 | CT2-3A | 3500 | Combustion Turbine | 4 | 2023 | 2023 | Combustion turbine |  |  |  |  | 0.43413 | Y
Astoria Gas Turbine Power | New York | X | X | X | 55243 | CT2-3B | 10219 | Combustion Turbine | 4 | 2023 | 2023 | Combustion turbine |  |  |  |  | 0.42309 | Y
Astoria Gas Turbine Power | New York | X | X | X | 55243 | CT2-4A | 3501 | Combustion Turbine | 4 | 2023 | 2023 | Combustion turbine |  |  |  |  | 0.45368 | Y
Astoria Gas Turbine Power | New York | X | X | X | 55243 | CT2-4B | 10221 | Combustion Turbine | 4 | 2023 | 2023 | Combustion turbine |  |  |  |  | 0.44562 | Y
Astoria Gas Turbine Power | New York | X | X | X | 55243 | CT3-1A | 3502 | Combustion Turbine | 4 | 2023 | 2023 | Combustion turbine |  |  |  |  | 0.43489 | Y
Astoria Gas Turbine Power | New York | X | X | X | 55243 | CT3-1B | 10223 | Combustion Turbine | 4 | 2023 | 2023 | Combustion turbine |  |  |  |  | 0.42744 | Y
Astoria Gas Turbine Power | New York | X | X | X | 55243 | CT3-2A | 3503 | Combustion Turbine | 4 | 2023 | 2023 | Combustion turbine |  |  |  |  | 0.4308 | Y
Astoria Gas Turbine Power | New York | X | X | X | 55243 | CT3-2B | 10225 | Combustion Turbine | 4 | 2023 | 2023 | Combustion turbine |  |  |  |  | 0.41795 | Y
Astoria Gas Turbine Power | New York | X | X | X | 55243 | CT3-3A | 3504 | Combustion Turbine | 4 | 2023 | 2023 | Combustion turbine |  |  |  |  | 0.41793 | Y
Astoria Gas Turbine Power | New York | X | X | X | 55243 | CT3-3B | 10227 | Combustion Turbine | 4 | 2023 | 2023 | Combustion turbine |  |  |  |  | 0.39417 | Y
Astoria Gas Turbine Power | New York | X | X | X | 55243 | CT3-4A | 3505 | Combustion Turbine | 4 | 2023 | 2023 | Combustion turbine |  |  |  |  | 0.42689 | Y
Astoria Gas Turbine Power | New York | X | X | X | 55243 | CT3-4B | 10229 | Combustion Turbine | 4 | 2023 | 2023 | Combustion turbine |  |  |  |  | 0.42107 | Y
Astoria Gas Turbine Power | New York | X | X | X | 55243 | CT4-1A | 3506 | Combustion Turbine | 4 | 2023 | 2023 | Combustion turbine |  |  |  |  | 0.43379 | Y
Astoria Gas Turbine Power | New York | X | X | X | 55243 | CT4-1B | 10231 | Combustion Turbine | 4 | 2023 | 2023 | Combustion turbine |  |  |  |  | 0.40503 | Y
Astoria Gas Turbine Power | New York | X | X | X | 55243 | CT4-2A | 3507 | Combustion Turbine | 4 | 2023 | 2023 | Combustion turbine |  |  |  |  | 0.39511 | Y
Astoria Gas Turbine Power | New York | X | X | X | 55243 | CT4-2B | 10233 | Combustion Turbine | 4 | 2023 | 2023 | Combustion turbine |  |  |  |  | 0.403 | Y
Astoria Gas Turbine Power | New York | X | X | X | 55243 | CT4-3A | 3508 | Combustion Turbine | 4 | 2023 | 2023 | Combustion turbine |  |  |  |  | 0.41466 | Y
Astoria Gas Turbine Power | New York | X | X | X | 55243 | CT4-3B | 10235 | Combustion Turbine | 4 | 2023 | 2023 | Combustion turbine |  |  |  |  | 0.40177 | Y
Astoria Gas Turbine Power | New York | X | X | X | 55243 | CT4-4A | 3509 | Combustion Turbine | 4 | 2023 | 2023 | Combustion turbine |  |  |  |  | 0.41498 | Y
Astoria Gas Turbine Power | New York | X | X | X | 55243 | CT4-4B | 10237 | Combustion Turbine | 4 | 2023 | 2023 | Combustion turbine |  |  |  |  | 0.40196 | Y
Astoria Generating Station | New York | X | X | X | 8906 | 20 | 3485 | O/G Steam |  |  |  | Dry bottom wall-fired boiler |  |  |  | 173 | 0.0625
Astoria Generating Station | New York | X | X | X | 8906 | 31RH | 90457 | O/G Steam |  |  |  | Dry bottom wall-fired boiler |  |  |  | 377 | 0.044788
Astoria Generating Station | New York | X | X | X | 8906 | 32SH | 90458 | O/G Steam |  |  |  | Dry bottom wall-fired boiler |  |  |  |  | 0.046078
Astoria Generating Station | New York | X | X | X | 8906 | 51RH | 90461 | O/G Steam |  |  |  | Tangentially-fired |  |  |  | 378 | 0.043935
Astoria Generating Station | New York | X | X | X | 8906 | 52SH | 90462 | O/G Steam |  |  |  | Tangentially-fired |  |  |  |  | 0.048754
Athens Generating Company | New York | X | X | X | 55405 | 1 | 8542 | Combined Cycle |  |  |  | Combined cycle | Y |  |  |  | 0.009452
Athens Generating Company | New York | X | X | X | 55405 | 2 | 8544 | Combined Cycle |  |  |  | Combined cycle | Y |  |  |  | 0.011774
Athens Generating Company | New York | X | X | X | 55405 | 3 | 8546 | Combined Cycle |  |  |  | Combined cycle | Y |  |  |  | 0.010155
Batavia Energy | New York | X | X | X | 54593 | 1 | 3784 | Combined Cycle |  |  |  | Combined cycle |  |  |  |  | 0.1223
Bayswater Peaking Facility | New York | X | X | X | 55699 | 1 | 8958 | Combustion Turbine |  |  |  | Combustion turbine | Y |  |  |  | 0.0093071
Bayswater Peaking Facility | New York | X | X | X | 55699 | 2 | 88310 | Combustion Turbine |  |  |  | Combustion turbine | Y |  |  |  | 0.010753
Beaver Falls, LLC | New York | X | X | X | 10617 | 1 | 3560 | Combined Cycle |  |  |  | Combined cycle | Y |  |  |  | 0.012
Bethlehem Energy Center (Albany) | New York | X | X | X | 2539 | 10001 | 1771 | Combined Cycle |  |  |  | Combined cycle | Y |  |  |  | 0.006126
Bethlehem Energy Center (Albany) | New York | X | X | X | 2539 | 10002 | 1772 | Combined Cycle |  |  |  | Combined cycle | Y |  |  |  | 0.0063791
Bethlehem Energy Center (Albany) | New York | X | X | X | 2539 | 10003 | 1773 | Combined Cycle |  |  |  | Combined cycle | Y |  |  |  | 0.0085074
Bethpage Energy Center | New York | X | X | X | 50292 | GT1 | 3647 | Combined Cycle |  |  |  | Combined cycle |  |  |  |  | 0.11876 | Y
Bethpage Energy Center | New York | X | X | X | 50292 | GT2 | 3648 | Combined Cycle |  |  |  | Combined cycle |  |  |  |  | 0.11523
Bethpage Energy Center | New York | X | X | X | 50292 | GT3 | 8438 | Combustion Turbine |  |  |  | Combustion turbine | Y |  |  |  | 0.0070114
Bethpage Energy Center | New York | X | X | X | 50292 | GT4 | 89507 | Combined Cycle |  |  |  | Combined cycle | Y |  |  |  | 0.006523
Black River Generation, LLC | New York | X | X | X | 10464 | E0001 | 3547 | Biomass |  |  |  | Circulating fluidized bed boiler |  |  | Y |  | 0.13367
Black River Generation, LLC | New York | X | X | X | 10464 | E0002 | 3548 | Biomass |  |  |  | Circulating fluidized bed boiler |  |  | Y |  | 0.13403
Black River Generation, LLC | New York | X | X | X | 10464 | E0003 | 3549 | Biomass |  |  |  | Circulating fluidized bed boiler |  |  | Y |  | 0.13369
Bowline Generating Station | New York | X | X | X | 2625 | 1 | 1793 | O/G Steam |  |  |  | Tangentially-fired |  |  |  | 575 | 0.10773
Bowline Generating Station | New York | X | X | X | 2625 | 2 | 1794 | O/G Steam |  |  |  | Dry bottom wall-fired boiler |  |  |  | 562 | 0.1095
Brentwood | New York | X | X | X | 7912 | BW01 | 8390 | Combustion Turbine |  |  |  | Combustion turbine | Y |  |  |  | 0.010205
Brooklyn Navy Yard Cogeneration | New York | X | X | X | 54914 | 1 | 3809 | Combined Cycle |  |  |  | Combined cycle | Y |  |  |  | 0.0066856
Brooklyn Navy Yard Cogeneration | New York | X | X | X | 54914 | 2 | 3810 | Combined Cycle |  |  |  | Combined cycle | Y |  |  |  | 0.0062704
Caithness Long Island Energy Center | New York | X | X | X | 56234 | 0001 | 89547 | Combined Cycle |  |  |  | Combined cycle | Y |  |  |  | 0.006011
Carr Street Generating Station | New York | X | X | X | 50978 | A | 3708 | Combined Cycle |  |  |  | Combined cycle | Y |  |  |  | 0.012
Carr Street Generating Station | New York | X | X | X | 50978 | B | 3709 | Combined Cycle |  |  |  | Combined cycle | Y |  |  |  | 0.012
Carthage Energy | New York | X | X | X | 10620 | 1 | 3563 | Combined Cycle |  |  |  | Combined cycle |  |  |  |  | 0.41484
Castleton Power, LLC | New York | X | X | X | 10190 | 1 | 3532 | Combined Cycle |  |  |  | Combined cycle |  |  |  |  | 0.049273
Cayuga Operating Company, LLC | New York | X | X | X | 2535 | 1 | 1768 | Coal Steam | 10 | 2019 | 2023 | Tangentially-fired | Y |  | Y | 154 | 0.08 | Y
Cayuga Operating Company, LLC | New York | X | X | X | 2535 | 2 | 1769 | Coal Steam | 10 | 2019 | 2023 | Tangentially-fired |  |  | Y | 140 | 0.05 | Y
Cricket Valley Energy Center | New York | X | X | X | 57185 | U001 | 91214 | Combined Cycle |  |  |  | Combined cycle | Y |  |  |  | 0.0051042
Cricket Valley Energy Center | New York | X | X | X | 57185 | U002 | 91215 | Combined Cycle |  |  |  | Combined cycle | Y |  |  |  | 0.0053215
Cricket Valley Energy Center | New York | X | X | X | 57185 | U003 | 91216 | Combined Cycle |  |  |  | Combined cycle | Y |  |  |  | 0.0052391
Danskammer Generating Station | New York | X | X | X | 2480 | 1 | 1606 | O/G Steam |  |  |  | Tangentially-fired |  |  |  | 71 | 0.086344
Danskammer Generating Station | New York | X | X | X | 2480 | 2 | 1607 | O/G Steam |  |  |  | Tangentially-fired |  |  |  | 66 | 0.096147
Danskammer Generating Station | New York | X | X | X | 2480 | 3 | 1608 | O/G Steam |  |  |  | Tangentially-fired |  |  |  | 138 | 0.084239
Danskammer Generating Station | New York | X | X | X | 2480 | 4 | 1609 | O/G Steam |  |  |  | Tangentially-fired |  |  |  | 222 | 0.096844
E F Barrett | New York | X | X | X | 2511 | 10 | 1719 | O/G Steam |  |  |  | Tangentially-fired |  |  |  | 193 | 0.03
E F Barrett | New York | X | X | X | 2511 | 20 | 1720 | O/G Steam |  |  |  | Tangentially-fired |  |  |  | 193 | 0.054862
E F Barrett | New York | X | X | X | 2511 | U00012 | 1729 | Combustion Turbine |  |  |  | Combustion turbine |  |  |  |  | 0.41302
E F Barrett | New York | X | X | X | 2511 | U00013 | 1730 | Combustion Turbine |  |  |  | Combustion turbine |  |  |  |  | 0.41302
E F Barrett | New York | X | X | X | 2511 | U00014 | 1731 | Combustion Turbine |  |  |  | Combustion turbine |  |  |  |  | 0.41298
E F Barrett | New York | X | X | X | 2511 | U00015 | 1732 | Combustion Turbine |  |  |  | Combustion turbine |  |  |  |  | 0.41298
E F Barrett | New York | X | X | X | 2511 | U00016 | 1733 | Combustion Turbine |  |  |  | Combustion turbine |  |  |  |  | 0.41377
E F Barrett | New York | X | X | X | 2511 | U00017 | 1734 | Combustion Turbine |  |  |  | Combustion turbine |  |  |  |  | 0.41377
E F Barrett | New York | X | X | X | 2511 | U00018 | 1735 | Combustion Turbine |  |  |  | Combustion turbine |  |  |  |  | 0.41298
E F Barrett | New York | X | X | X | 2511 | U00019 | 1736 | Combustion Turbine |  |  |  | Combustion turbine |  |  |  |  | 0.41298
East River | New York | X | X | X | 2493 | 1 | 1614 | Combustion Turbine |  |  |  | Combined cycle | Y |  |  |  | 0.0069123
East River | New York | X | X | X | 2493 | 2 | 1615 | Combustion Turbine |  |  |  | Combined cycle | Y |  |  |  | 0.0072854
East River | New York | X | X | X | 2493 | 60 | 1617 | O/G Steam |  |  |  | Dry bottom wall-fired boiler |  |  |  | 145 | 0.03
East River | New York | X | X | X | 2493 | 70 | 1618 | O/G Steam |  |  |  | Dry bottom wall-fired boiler |  |  |  | 182 | 0.10299
Edgewood Energy | New York | X | X | X | 55786 | CT01 | 10132 | Combustion Turbine |  |  |  | Combustion turbine | Y |  |  |  | 0.0082535
Edgewood Energy | New York | X | X | X | 55786 | CT02 | 10133 | Combustion Turbine |  |  |  | Combustion turbine | Y |  |  |  | 0.0080361
Empire Generating Co, LLC | New York | X | X | X | 56259 | CT-1 | 89574 | Combined Cycle |  |  |  | Combined cycle | Y |  |  |  | 0.0070597
Empire Generating Co, LLC | New York | X | X | X | 56259 | CT-2 | 89575 | Combined Cycle |  |  |  | Combined cycle | Y |  |  |  | 0.0068661
Equus Power I | New York | X | X | X | 56032 | 0001 | 89349 | Combustion Turbine |  |  |  | Combustion turbine | Y |  |  |  | 0.01228
Fortistar North Tonawanda Inc | New York | X | X | X | 54131 | NTCT1 | 3754 | Combined Cycle |  |  |  | Combined cycle |  |  |  |  | 0.093642
Freeport Power Plant No. 2 | New York | X | X | X | 2679 | 5 | 88098 | Combustion Turbine |  |  |  | Combustion turbine | Y |  |  |  | 0.013448
Glenwood | New York | X | X | X | 2514 | U00020 | 1741 | Combustion Turbine |  |  |  | Combustion turbine |  |  |  |  | 0.57698
Glenwood | New York | X | X | X | 2514 | U00021 | 1742 | Combustion Turbine |  |  |  | Combustion turbine |  |  |  |  | 0.57697
Glenwood Landing Energy Center | New York | X | X | X | 7869 | UGT012 | 10031 | Combustion Turbine |  |  |  | Combustion turbine | Y |  |  |  | 0.010484
Glenwood Landing Energy Center | New York | X | X | X | 7869 | UGT013 | 10032 | Combustion Turbine |  |  |  | Combustion turbine | Y |  |  |  | 0.011938
Greenidge Generation LLC | New York | X | X | X | 2527 | 6 | 1759 | O/G Steam |  |  |  | Tangentially-fired | Y |  |  | 104 | 0.023495
Harlem River Yard | New York | X | X | X | 7914 | HR01 | 8396 | Combustion Turbine |  |  |  | Combustion turbine | Y |  |  |  | 0.009721
Harlem River Yard | New York | X | X | X | 7914 | HR02 | 8398 | Combustion Turbine |  |  |  | Combustion turbine | Y |  |  |  | 0.0094988
Hawkeye Energy Greenport, LLC | New York | X | X | X | 55969 | U-01 | 88363 | Combustion Turbine |  |  |  | Combustion turbine | Y |  |  |  | 0.024668
Hell Gate | New York | X | X | X | 7913 | HG01 | 8392 | Combustion Turbine |  |  |  | Combustion turbine | Y |  |  |  | 0.0099668
Hell Gate | New York | X | X | X | 7913 | HG02 | 8394 | Combustion Turbine |  |  |  | Combustion turbine | Y |  |  |  | 0.0097084
Hillburn | New York | X | X | X | 2628 | 001 | 1795 | Combustion Turbine |  |  |  | Combustion turbine |  |  |  |  | 0.34992
Holtsville Facility | New York | X | X | X | 8007 | U00001 | 3402 | Combustion Turbine |  |  |  | Combustion turbine |  |  |  |  | 0.49231
Holtsville Facility | New York | X | X | X | 8007 | U00002 | 3403 | Combustion Turbine |  |  |  | Combustion turbine |  |  |  |  | 0.50041
Holtsville Facility | New York | X | X | X | 8007 | U00003 | 3404 | Combustion Turbine |  |  |  | Combustion turbine |  |  |  |  | 0.49566
Holtsville Facility | New York | X | X | X | 8007 | U00004 | 3405 | Combustion Turbine |  |  |  | Combustion turbine |  |  |  |  | 0.56116
Holtsville Facility | New York | X | X | X | 8007 | U00005 | 3406 | Combustion Turbine |  |  |  | Combustion turbine |  |  |  |  | 0.5163
Holtsville Facility | New York | X | X | X | 8007 | U00006 | 3407 | Combustion Turbine |  |  |  | Combustion turbine |  |  |  |  | 0.55663
Holtsville Facility | New York | X | X | X | 8007 | U00007 | 3408 | Combustion Turbine |  |  |  | Combustion turbine |  |  |  |  | 0.52952
Holtsville Facility | New York | X | X | X | 8007 | U00008 | 3409 | Combustion Turbine |  |  |  | Combustion turbine |  |  |  |  | 0.52729
Holtsville Facility | New York | X | X | X | 8007 | U00009 | 3410 | Combustion Turbine |  |  |  | Combustion turbine |  |  |  |  | 0.57938
Holtsville Facility | New York | X | X | X | 8007 | U00010 | 3411 | Combustion Turbine |  |  |  | Combustion turbine |  |  |  |  | 0.51497
Holtsville Facility | New York | X | X | X | 8007 | U00011 | 3412 | Combustion Turbine |  |  |  | Combustion turbine |  |  |  |  | 0.555
Holtsville Facility | New York | X | X | X | 8007 | U00012 | 3413 | Combustion Turbine |  |  |  | Combustion turbine |  |  |  |  | 0.4822
Holtsville Facility | New York | X | X | X | 8007 | U00013 | 3414 | Combustion Turbine |  |  |  | Combustion turbine |  |  |  |  | 0.53504
Holtsville Facility | New York | X | X | X | 8007 | U00014 | 3415 | Combustion Turbine |  |  |  | Combustion turbine |  |  |  |  | 0.46644
Holtsville Facility | New York | X | X | X | 8007 | U00015 | 3416 | Combustion Turbine |  |  |  | Combustion turbine |  |  |  |  | 0.55709
Holtsville Facility | New York | X | X | X | 8007 | U00016 | 3417 | Combustion Turbine |  |  |  | Combustion turbine |  |  |  |  | 0.48991
Holtsville Facility | New York | X | X | X | 8007 | U00017 | 3418 | Combustion Turbine |  |  |  | Combustion turbine |  |  |  |  | 0.49107
Holtsville Facility | New York | X | X | X | 8007 | U00018 | 3419 | Combustion Turbine |  |  |  | Combustion turbine |  |  |  |  | 0.49774
Holtsville Facility | New York | X | X | X | 8007 | U00019 | 3420 | Combustion Turbine |  |  |  | Combustion turbine |  |  |  |  | 0.53359
Holtsville Facility | New York | X | X | X | 8007 | U00020 | 3421 | Combustion Turbine |  |  |  | Combustion turbine |  |  |  |  | 0.53309
Indeck-Corinth Energy Center | New York | X | X | X | 50458 | 1 | 3663 | Combined Cycle |  |  |  | Combined cycle | Y |  |  |  | 0.012
Indeck-Olean Energy Center | New York | X | X | X | 54076 | 1 | 3747 | Combined Cycle |  |  |  | Combined cycle | Y |  |  |  | 0.012
Indeck-Oswego Energy Center | New York | X | X | X | 50450 | 1 | 3661 | Combined Cycle |  |  |  | Combined cycle |  |  |  |  | 0.11872
Indeck-Silver Springs Energy Center | New York | X | X | X | 50449 | 1 | 3660 | Combined Cycle |  |  |  | Combined cycle |  |  |  |  | 0.11288
Indeck-Yerkes Energy Center | New York | X | X | X | 50451 | 1 | 3662 | Combined Cycle |  |  |  | Combined cycle |  |  |  |  | 0.14955
Independence | New York | X | X | X | 54547 | 1 | 3774 | Combined Cycle |  |  |  | Combined cycle | Y |  |  |  | 0.011498
Independence | New York | X | X | X | 54547 | 2 | 3775 | Combined Cycle |  |  |  | Combined cycle | Y |  |  |  | 0.011949
Independence | New York | X | X | X | 54547 | 3 | 3776 | Combined Cycle |  |  |  | Combined cycle | Y |  |  |  | 0.011104
Independence | New York | X | X | X | 54547 | 4 | 3777 | Combined Cycle |  |  |  | Combined cycle | Y |  |  |  | 0.010593
KIAC Cogeneration | New York | X | X | X | 54114 | GT1 | 3752 | Combined Cycle |  |  |  | Combined cycle | Y |  |  |  | 0.012
KIAC Cogeneration | New York | X | X | X | 54114 | GT2 | 3753 | Combined Cycle |  |  |  | Combined cycle | Y |  |  |  | 0.012
Lockport | New York | X | X | X | 54041 | 011854 | 3743 | Combined Cycle |  |  |  | Combined cycle |  |  |  |  | 0.093311
Lockport | New York | X | X | X | 54041 | 011855 | 3744 | Combined Cycle |  |  |  | Combined cycle |  |  |  |  | 0.094035
Lockport | New York | X | X | X | 54041 | 011856 | 3745 | Combined Cycle |  |  |  | Combined cycle |  |  |  |  | 0.080812
Massena Energy Facility | New York | X | X | X | 54592 | 001 | 3783 | Combined Cycle |  |  |  | Combined cycle | Y |  |  |  | 0.012
Nassau Energy Corporation | New York | X | X | X | 52056 | 00004 | 3714 | Combined Cycle |  |  |  | Combined cycle |  |  |  |  | 0.14212
Nissequogue Energy Center | New York | X | X | X | 54149 | 1 | 3757 | Combustion Turbine |  |  |  | Combustion turbine |  |  |  |  | 0.068284
North 1st | New York | X | X | X | 7915 | NO1 | 8400 | Combustion Turbine |  |  |  | Combustion turbine | Y |  |  |  | 0.010566
Northport | New York | X | X | X | 2516 | 1 | 1743 | O/G Steam |  |  |  | Tangentially-fired |  |  |  | 400 | 0.077334
Northport | New York | X | X | X | 2516 | 2 | 1744 | O/G Steam |  |  |  | Tangentially-fired |  |  |  | 399 | 0.070531
Northport | New York | X | X | X | 2516 | 3 | 1745 | O/G Steam |  |  |  | Tangentially-fired |  |  |  | 390 | 0.076317
Northport | New York | X | X | X | 2516 | 4 | 1746 | O/G Steam |  |  |  | Tangentially-fired |  |  |  | 392 | 0.03
Oswego Harbor Power | New York | X | X | X | 2594 | 5 | 1791 | O/G Steam |  |  |  | Dry bottom wall-fired boiler |  |  |  | 822 | 0.19574
Oswego Harbor Power | New York | X | X | X | 2594 | 6 | 1792 | O/G Steam |  |  |  | Dry bottom wall-fired boiler |  |  |  | 816 | 0.15017
Pinelawn Power | New York | X | X | X | 56188 | 00001 | 89567 | Combined Cycle |  |  |  | Combined cycle | Y |  |  |  | 0.0071967
Poletti 500 MW CC | New York | X | X | X | 56196 | CTG7A | 89648 | Combined Cycle |  |  |  | Combined cycle | Y |  |  |  | 0.0073627
Poletti 500 MW CC | New York | X | X | X | 56196 | CTG7B | 89649 | Combined Cycle |  |  |  | Combined cycle | Y |  |  |  | 0.0079943
Port Jefferson Energy Center | New York | X | X | X | 2517 | 3 | 1750 | O/G Steam |  |  |  | Tangentially-fired |  |  |  | 190 | 0.052801
Port Jefferson Energy Center | New York | X | X | X | 2517 | 4 | 1751 | O/G Steam |  |  |  | Tangentially-fired |  |  |  | 190 | 0.067258
Port Jefferson Energy Center | New York | X | X | X | 2517 | UGT002 | 10016 | Combustion Turbine |  |  |  | Combustion turbine | Y |  |  |  | 0.010583
Port Jefferson Energy Center | New York | X | X | X | 2517 | UGT003 | 10017 | Combustion Turbine |  |  |  | Combustion turbine | Y |  |  |  | 0.010901
Pouch Terminal | New York | X | X | X | 8053 | PT01 | 8388 | Combustion Turbine |  |  |  | Combustion turbine | Y |  |  |  | 0.010834
Ravenswood Generating Station | New York | X | X | X | 2500 | 10 | 1675 | O/G Steam |  |  |  | Tangentially-fired |  |  |  | 368 | 0.061742
Ravenswood Generating Station | New York | X | X | X | 2500 | 20 | 1676 | O/G Steam |  |  |  | Tangentially-fired |  |  |  | 372 | 0.069748
Ravenswood Generating Station | New York | X | X | X | 2500 | 30 | 1677 | O/G Steam |  |  |  | Tangentially-fired |  |  |  | 973 | 0.079364
Ravenswood Generating Station | New York | X | X | X | 2500 | CT02-1 | 1691 | Combustion Turbine |  |  |  | Combustion turbine |  |  |  |  | 0.52302 | Y
Ravenswood Generating Station | New York | X | X | X | 2500 | CT02-2 | 1692 | Combustion Turbine |  |  |  | Combustion turbine |  |  |  |  | 0.52296 | Y
Ravenswood Generating Station | New York | X | X | X | 2500 | CT02-3 | 1693 | Combustion Turbine |  |  |  | Combustion turbine |  |  |  |  | 0.52303 | Y
Ravenswood Generating Station | New York | X | X | X | 2500 | CT02-4 | 1694 | Combustion Turbine |  |  |  | Combustion turbine |  |  |  |  | 0.52302 | Y
Ravenswood Generating Station | New York | X | X | X | 2500 | CT03-1 | 1695 | Combustion Turbine |  |  |  | Combustion turbine |  |  |  |  | 0.5229 | Y
Ravenswood Generating Station | New York | X | X | X | 2500 | CT03-2 | 1696 | Combustion Turbine |  |  |  | Combustion turbine |  |  |  |  | 0.52295 | Y
Ravenswood Generating Station | New York | X | X | X | 2500 | CT03-4 | 1698 | Combustion Turbine |  |  |  | Combustion turbine |  |  |  |  | 0.52301 | Y
Ravenswood Generating Station | New York | X | X | X | 2500 | UCC001 | 89141 | Combined Cycle |  |  |  | Combined cycle | Y |  |  |  | 0.0062753
Rensselaer Cogen | New York | X | X | X | 54034 | 1GTDBS | 3742 | Combined Cycle |  |  |  | Combined cycle | Y |  |  |  | 0.012
Richard M Flynn (Holtsville) | New York | X | X | X | 7314 | 001 | 3092 | Combined Cycle |  |  |  | Combined cycle |  |  |  |  | 0.030031 | Y
Roseton Generating LLC | New York | X | X | X | 8006 | 1 | 3400 | O/G Steam |  |  |  | Tangentially-fired |  |  |  | 584 | 0.096706
Roseton Generating LLC | New York | X | X | X | 8006 | 2 | 3401 | O/G Steam |  |  |  | Tangentially-fired |  |  |  | 600 | 0.12255
S A Carlson | New York | X | X | X | 2682 | 10 | 1811 | O/G Steam |  |  |  | Dry bottom wall-fired boiler |  |  |  | 15 | 0.056236
S A Carlson | New York | X | X | X | 2682 | 20 | 1814 | O/G Steam |  |  |  | Combined cycle |  |  |  | 42 | 0.13105
S A Carlson | New York | X | X | X | 2682 | 9 | 1815 | O/G Steam |  |  |  | Dry bottom wall-fired boiler |  |  |  | 15 | 0.052943
Saranac Power Partners, LP | New York | X | X | X | 54574 | 00001 | 3780 | Combined Cycle |  |  |  | Combined cycle | Y |  |  |  | 0.012
Saranac Power Partners, LP | New York | X | X | X | 54574 | 00002 | 3781 | Combined Cycle |  |  |  | Combined cycle | Y |  |  |  | 0.012
Selkirk Cogen Partners | New York | X | X | X | 10725 | CTG101 | 3577 | Combined Cycle |  |  |  | Combined cycle | Y |  |  |  | 0.012
Selkirk Cogen Partners | New York | X | X | X | 10725 | CTG201 | 3578 | Combined Cycle |  |  |  | Combined cycle | Y |  |  |  | 0.012
Selkirk Cogen Partners | New York | X | X | X | 10725 | CTG301 | 3579 | Combined Cycle |  |  |  | Combined cycle | Y |  |  |  | 0.012
Shoemaker | New York | X | X | X | 2632 | 1 | 1799 | Combustion Turbine |  |  |  | Combustion turbine |  |  |  |  | 0.40104
Shoreham Energy | New York | X | X | X | 55787 | CT01 | 10134 | Combustion Turbine |  |  |  | Combustion turbine | Y |  |  |  | 0.03
Shoreham Energy | New York | X | X | X | 55787 | CT02 | 10135 | Combustion Turbine |  |  |  | Combustion turbine | Y |  |  |  | 0.03
Somerset Operating Company (Kintigh) | New York | X | X | X | 6082 | 1 | 2761 | Coal Steam | 3 | 2020 | 2023 | Dry bottom wall-fired boiler | Y |  |  | 686 | 0.08 | Y
Sterling Power Plant | New York | X | X | X | 50744 | 00001 | 3692 | Combined Cycle |  |  |  | Combined cycle |  |  |  |  | 0.2265
Syracuse, LLC | New York | X | X | X | 10621 | 1 | 3564 | Combined Cycle |  |  |  | Combined cycle | Y |  |  |  | 0.012
Valley Energy Center | New York | X | X | X | 56940 | 1 | 90434 | Combined Cycle |  |  |  | Combined cycle | Y |  |  |  | 0.0070016
Valley Energy Center | New York | X | X | X | 56940 | 2 | 90435 | Combined Cycle |  |  |  | Combined cycle | Y |  |  |  | 0.0062445
Vernon Boulevard | New York | X | X | X | 7909 | VB01 | 8380 | Combustion Turbine |  |  |  | Combustion turbine | Y |  |  |  | 0.010573
Vernon Boulevard | New York | X | X | X | 7909 | VB02 | 8382 | Combustion Turbine |  |  |  | Combustion turbine | Y |  |  |  | 0.011665
Wading River Facility | New York | X | X | X | 7146 | UGT007 | 2955 | Combustion Turbine |  |  |  | Combustion turbine |  |  |  |  | 0.17468
Wading River Facility | New York | X | X | X | 7146 | UGT008 | 2956 | Combustion Turbine |  |  |  | Combustion turbine |  |  |  |  | 0.21235
Wading River Facility | New York | X | X | X | 7146 | UGT009 | 2957 | Combustion Turbine |  |  |  | Combustion turbine |  |  |  |  | 0.37718
Wading River Facility | New York | X | X | X | 7146 | UGT013 | 2958 | Combustion Turbine |  |  |  | Combustion turbine | Y |  |  |  | 0.03
West Babylon Facility | New York | X | X | X | 2521 | UGT001 | 1753 | Combustion Turbine | 12 | 2020 | 2023 | Combustion turbine |  |  |  |  | 0.585 | Y
AMP-Ohio Gas Turbines Bowling Green | Ohio | X | X | X | 55262 | CT1 | 4361 | Combustion Turbine |  |  |  | Combustion turbine | Y |  |  |  | 0.03
AMP-Ohio Gas Turbines Galion | Ohio | X | X | X | 55263 | CT1 | 4363 | Combustion Turbine |  |  |  | Combustion turbine | Y |  |  |  | 0.03
AMP-Ohio Gas Turbines Napoleon | Ohio | X | X | X | 55264 | CT1 | 4365 | Combustion Turbine |  |  |  | Combustion turbine | Y |  |  |  | 0.03
Avon Lake Power Plant | Ohio | X | X | X | 2836 | 12 | 1906 | Coal Steam | 3 | 2022 | 2023 | Cell burner boiler |  | Y |  | 615 | 0.05 | Y
Avon Lake Power Plant | Ohio | X | X | X | 2836 | CT10 | 10208 | Combustion Turbine | 3 | 2022 | 2023 | Combustion turbine |  |  |  |  | 1.1993 | Y
Bay Shore | Ohio | X | X | X | 2878 | 1 | 1984 | Coal Steam |  |  |  | Circulating fluidized bed boiler |  |  |  | 136 | 0.050334
Cardinal | Ohio | X | X | X | 2828 | 1 | 1883 | Coal Steam |  |  |  | Cell burner boiler | Y |  |  | 585 | 0.074703
Cardinal | Ohio | X | X | X | 2828 | 2 | 1884 | Coal Steam |  |  |  | Cell burner boiler | Y |  |  | 585 | 0.070061
Cardinal | Ohio | X | X | X | 2828 | 3 | 1885 | Coal Steam | 12 | 2028 | 2029 | Dry bottom wall-fired boiler | Y |  |  | 620 | 0.059279
Carroll County Energy | Ohio | X | X | X | 59773 | 1 | 91034 | Combined Cycle |  |  |  | Combined cycle | Y |  |  |  | 0.0053355
Carroll County Energy | Ohio | X | X | X | 59773 | 2 | 91033 | Combined Cycle |  |  |  | Combined cycle | Y |  |  |  | 0.0057455
Clean Energy Future - Lordstown, LLC | Ohio | X | X | X | 60376 | 1 | 91109 | Combined Cycle |  |  |  | Combined cycle | Y |  |  |  | 0.0059141
Clean Energy Future - Lordstown, LLC | Ohio | X | X | X | 60376 | 2 | 91110 | Combined Cycle |  |  |  | Combined cycle | Y |  |  |  | 0.0059803
Darby Electric Generating Station | Ohio | X | X | X | 55247 | CT1 | 4313 | Combustion Turbine |  |  |  | Combustion turbine |  |  |  |  | 0.10765
Darby Electric Generating Station | Ohio | X | X | X | 55247 | CT2 | 4314 | Combustion Turbine |  |  |  | Combustion turbine |  |  |  |  | 0.10925
Darby Electric Generating Station | Ohio | X | X | X | 55247 | CT3 | 4315 | Combustion Turbine |  |  |  | Combustion turbine |  |  |  |  | 0.10703
Darby Electric Generating Station | Ohio | X | X | X | 55247 | CT4 | 4316 | Combustion Turbine |  |  |  | Combustion turbine |  |  |  |  | 0.098622
Darby Electric Generating Station | Ohio | X | X | X | 55247 | CT5 | 4317 | Combustion Turbine |  |  |  | Combustion turbine |  |  |  |  | 0.10324
Darby Electric Generating Station | Ohio | X | X | X | 55247 | CT6 | 4318 | Combustion Turbine |  |  |  | Combustion turbine |  |  |  |  | 0.10719
Dicks Creek Power Company LLC | Ohio | X | X | X | 2831 | 1 | 9185 | Combustion Turbine |  |  |  | Combustion turbine |  |  |  |  | 0.7
Dresden Energy Facility | Ohio | X | X | X | 55350 | 1A | 8528 | Combined Cycle |  |  |  | Combined cycle | Y |  |  |  | 0.011102
Dresden Energy Facility | Ohio | X | X | X | 55350 | 1B | 8530 | Combined Cycle |  |  |  | Combined cycle | Y |  |  |  | 0.012
Eastlake | Ohio | X | X | X | 2837 | 6 | 10209 | Combustion Turbine |  |  | 2023 | Combustion turbine |  |  |  |  | 1.2 | Y
Frank M Tait Station | Ohio | X | X | X | 2847 | 1 | 1928 | Combustion Turbine |  |  |  | Combustion turbine |  |  |  |  | 0.092449
Frank M Tait Station | Ohio | X | X | X | 2847 | 2 | 1929 | Combustion Turbine |  |  |  | Combustion turbine |  |  |  |  | 0.098809
Frank M Tait Station | Ohio | X | X | X | 2847 | 3 | 1930 | Combustion Turbine |  |  |  | Combustion turbine |  |  |  |  | 0.07383
Fremont Energy Center | Ohio | X | X | X | 55701 | CT01 | 8962 | Combined Cycle |  |  |  | Combined cycle | Y |  |  |  | 0.010442
Fremont Energy Center | Ohio | X | X | X | 55701 | CT02 | 8964 | Combined Cycle |  |  |  | Combined cycle | Y |  |  |  | 0.010655
Gen J M Gavin | Ohio | X | X | X | 8102 | 1 | 3461 | Coal Steam |  |  |  | Cell burner boiler | Y |  |  | 1348 | 0.08
Gen J M Gavin | Ohio | X | X | X | 8102 | 2 | 3462 | Coal Steam |  |  |  | Cell burner boiler | Y |  |  | 1361 | 0.08
Greenville Electric Gen Station | Ohio | X | X | X | 55228 | G1CT1 | 4212 | Combustion Turbine |  |  |  | Combustion turbine |  |  |  |  | 0.088419
Greenville Electric Gen Station | Ohio | X | X | X | 55228 | G1CT2 | 4213 | Combustion Turbine |  |  |  | Combustion turbine |  |  |  |  | 0.089494
Greenville Electric Gen Station | Ohio | X | X | X | 55228 | G2CT1 | 4214 | Combustion Turbine |  |  |  | Combustion turbine |  |  |  |  | 0.08863
Greenville Electric Gen Station | Ohio | X | X | X | 55228 | G2CT2 | 4215 | Combustion Turbine |  |  |  | Combustion turbine |  |  |  |  | 0.08931
Greenville Electric Gen Station | Ohio | X | X | X | 55228 | G3CT1 | 4216 | Combustion Turbine |  |  |  | Combustion turbine |  |  |  |  | 0.089445
Greenville Electric Gen Station | Ohio | X | X | X | 55228 | G3CT2 | 4217 | Combustion Turbine |  |  |  | Combustion turbine |  |  |  |  | 0.089196
Greenville Electric Gen Station | Ohio | X | X | X | 55228 | G4CT1 | 4218 | Combustion Turbine |  |  |  | Combustion turbine |  |  |  |  | 0.086592
Greenville Electric Gen Station | Ohio | X | X | X | 55228 | G4CT2 | 4219 | Combustion Turbine |  |  |  | Combustion turbine |  |  |  |  | 0.087573
Hamilton Municipal Power Plant | Ohio | X | X | X | 2917 | 9 | 1994 | O/G Steam | 9 | 2021 | 2023 | Tangentially-fired |  |  |  | 51 | 0.03 | Y
Hanging Rock Power Company LLC | Ohio | X | X | X | 55736 | CTG1 | 9079 | Combined Cycle |  |  |  | Combined cycle | Y |  |  |  | 0.008636
Hanging Rock Power Company LLC | Ohio | X | X | X | 55736 | CTG2 | 9080 | Combined Cycle |  |  |  | Combined cycle | Y |  |  |  | 0.0089444
Hanging Rock Power Company LLC | Ohio | X | X | X | 55736 | CTG3 | 9081 | Combined Cycle |  |  |  | Combined cycle | Y |  |  |  | 0.0095907
Hanging Rock Power Company LLC | Ohio | X | X | X | 55736 | CTG4 | 9082 | Combined Cycle |  |  |  | Combined cycle | Y |  |  |  | 0.0085413
Kyger Creek | Ohio | X | X | X | 2876 | 1 | 1971 | Coal Steam |  |  |  | Wet bottom wall-fired boiler | Y |  | Y | 194 | 0.064134
Kyger Creek | Ohio | X | X | X | 2876 | 2 | 1972 | Coal Steam |  |  |  | Wet bottom wall-fired boiler | Y |  | Y | 192 | 0.061746
Kyger Creek | Ohio | X | X | X | 2876 | 3 | 1973 | Coal Steam |  |  |  | Wet bottom wall-fired boiler | Y |  | Y | 192 | 0.065376
Kyger Creek | Ohio | X | X | X | 2876 | 4 | 1974 | Coal Steam |  |  |  | Wet bottom wall-fired boiler | Y |  | Y | 192 | 0.065256
Kyger Creek | Ohio | X | X | X | 2876 | 5 | 1975 | Coal Steam |  |  |  | Wet bottom wall-fired boiler | Y |  | Y | 192 | 0.065481
Madison Generating Station | Ohio | X | X | X | 55110 | 1 | 3912 | Combustion Turbine |  |  |  | Combustion turbine |  |  |  |  | 0.028695
Madison Generating Station | Ohio | X | X | X | 55110 | 2 | 3913 | Combustion Turbine |  |  |  | Combustion turbine |  |  |  |  | 0.033391
Madison Generating Station | Ohio | X | X | X | 55110 | 3 | 3914 | Combustion Turbine |  |  |  | Combustion turbine |  |  |  |  | 0.033615
Madison Generating Station | Ohio | X | X | X | 55110 | 4 | 3915 | Combustion Turbine |  |  |  | Combustion turbine |  |  |  |  | 0.039087
Madison Generating Station | Ohio | X | X | X | 55110 | 5 | 3916 | Combustion Turbine |  |  |  | Combustion turbine |  |  |  |  | 0.033414
Madison Generating Station | Ohio | X | X | X | 55110 | 6 | 3917 | Combustion Turbine |  |  |  | Combustion turbine |  |  |  |  | 0.033332
Madison Generating Station | Ohio | X | X | X | 55110 | 7 | 3918 | Combustion Turbine |  |  |  | Combustion turbine |  |  |  |  | 0.032438
Madison Generating Station | Ohio | X | X | X | 55110 | 8 | 3919 | Combustion Turbine |  |  |  | Combustion turbine |  |  |  |  | 0.034538
Miami Fort Power Station | Ohio | X | X | X | 2832 | 6 | 1894 | Coal Steam |  |  | 2023 | Tangentially-fired |  |  |  | 163 | 0.05 | Y
Miami Fort Power Station | Ohio | X | X | X | 2832 | 7 | 1895 | Coal Steam | 12 | 2027 | 2028 | Cell burner boiler | Y |  |  | 510 | 0.066559
Miami Fort Power Station | Ohio | X | X | X | 2832 | 8 | 1896 | Coal Steam | 12 | 2027 | 2028 | Dry bottom wall-fired boiler | Y |  |  | 510 | 0.08
Middletown Energy Center | Ohio | X | X | X | 59326 | 1 | 91013 | Combined Cycle |  |  |  | Combined cycle | Y |  |  |  | 0.0061259
Niles | Ohio | X | X | X | 2861 | CTA | 9278 | Combustion Turbine |  |  |  | Combustion turbine |  |  |  |  | 1.1999
O H Hutchings | Ohio | X | X | X | 2848 | H-7 | 88237 | Combustion Turbine |  |  |  | Combustion turbine |  |  |  |  | 0.69997
Omega JV2 Bowling Green | Ohio | X | X | X | 7783 | P001 | 3226 | Combustion Turbine |  |  |  | Combustion turbine |  |  |  |  | 0.69995
Omega JV2 Hamilton | Ohio | X | X | X | 7782 | P001 | 3225 | Combustion Turbine |  |  |  | Combustion turbine |  |  |  |  | 0.7
Oregon Clean Energy Center | Ohio | X | X | X | 59764 | 01 | 90998 | Combined Cycle |  |  |  | Combined cycle | Y |  |  |  | 0.0055614
Oregon Clean Energy Center | Ohio | X | X | X | 59764 | 02 | 90999 | Combined Cycle |  |  |  | Combined cycle | Y |  |  |  | 0.0057622
Richland Peaking Station | Ohio | X | X | X | 2880 | CTG4 | 1988 | Combustion Turbine |  |  |  | Combustion turbine |  |  |  |  | 0.086257
Richland Peaking Station | Ohio | X | X | X | 2880 | CTG5 | 1989 | Combustion Turbine |  |  |  | Combustion turbine |  |  |  |  | 0.084489
Richland Peaking Station | Ohio | X | X | X | 2880 | CTG6 | 1990 | Combustion Turbine |  |  |  | Combustion turbine |  |  |  |  | 0.089288
Robert P Mone | Ohio | X | X | X | 7872 | 1 | 3336 | Combustion Turbine |  |  |  | Combustion turbine |  |  |  |  | 0.091183
Robert P Mone | Ohio | X | X | X | 7872 | 2 | 3337 | Combustion Turbine |  |  |  | Combustion turbine |  |  |  |  | 0.091695
Robert P Mone | Ohio | X | X | X | 7872 | 3 | 3338 | Combustion Turbine |  |  |  | Combustion turbine |  |  |  |  | 0.099403
Rolling Hills Generating LLC | Ohio | X | X | X | 55401 | CT-1 | 4669 | Combustion Turbine |  |  |  | Combustion turbine |  |  |  |  | 0.034183
Rolling Hills Generating LLC | Ohio | X | X | X | 55401 | CT-2 | 4670 | Combustion Turbine |  |  |  | Combustion turbine |  |  |  |  | 0.044496
Rolling Hills Generating LLC | Ohio | X | X | X | 55401 | CT-3 | 4671 | Combustion Turbine |  |  |  | Combustion turbine |  |  |  |  | 0.045152
Rolling Hills Generating LLC | Ohio | X | X | X | 55401 | CT-4 | 4672 | Combustion Turbine |  |  |  | Combustion turbine |  |  |  |  | 0.043981
Rolling Hills Generating LLC | Ohio | X | X | X | 55401 | CT-5 | 4673 | Combustion Turbine |  |  |  | Combustion turbine |  |  |  |  | 0.043485
Tait Electric Generating Station | Ohio | X | X | X | 55248 | CT4 | 4319 | Combustion Turbine |  |  |  | Combustion turbine |  |  |  |  | 0.070131
Tait Electric Generating Station | Ohio | X | X | X | 55248 | CT5 | 4320 | Combustion Turbine |  |  |  | Combustion turbine |  |  |  |  | 0.068984
Tait Electric Generating Station | Ohio | X | X | X | 55248 | CT6 | 4321 | Combustion Turbine |  |  |  | Combustion turbine |  |  |  |  | 0.060534
Tait Electric Generating Station | Ohio | X | X | X | 55248 | CT7 | 4322 | Combustion Turbine |  |  |  | Combustion turbine |  |  |  |  | 0.077264
Troy Energy, LLC | Ohio | X | X | X | 55348 | 1 | 4535 | Combustion Turbine |  |  |  | Combustion turbine |  |  |  |  | 0.033031
Troy Energy, LLC | Ohio | X | X | X | 55348 | 2 | 4536 | Combustion Turbine |  |  |  | Combustion turbine |  |  |  |  | 0.034716
Troy Energy, LLC | Ohio | X | X | X | 55348 | 3 | 4537 | Combustion Turbine |  |  |  | Combustion turbine |  |  |  |  | 0.034687
Troy Energy, LLC | Ohio | X | X | X | 55348 | 4 | 4538 | Combustion Turbine |  |  |  | Combustion turbine |  |  |  |  | 0.02971
W H Sammis | Ohio | X | X | X | 2866 | 5 | 1960 | Coal Steam | 6 | 2023 | 2024 | Dry bottom wall-fired boiler |  | Y | Y | 290 | 0.05 | Y
W H Sammis | Ohio | X | X | X | 2866 | 6 | 1961 | Coal Steam | 6 | 2023 | 2024 | Dry bottom wall-fired boiler | Y |  | Y | 600 | 0.08 | Y
W H Sammis | Ohio | X | X | X | 2866 | 7 | 1962 | Coal Steam | 6 | 2023 | 2024 | Cell burner boiler | Y |  | Y | 600 | 0.08 | Y
W H Zimmer Generating Station | Ohio | X | X | X | 6019 | 1 | 2683 | Coal Steam | 5 | 2022 | 2023 | Dry bottom wall-fired boiler | Y |  |  | 1305 | 0.08 | Y
Washington Power Company LLC | Ohio | X | X | X | 55397 | CT1 | 9212 | Combined Cycle |  |  |  | Combined cycle | Y |  |  |  | 0.010587
Washington Power Company LLC | Ohio | X | X | X | 55397 | CT2 | 9213 | Combined Cycle |  |  |  | Combined cycle | Y |  |  |  | 0.010551
Waterford Plant | Ohio | X | X | X | 55503 | 1 | 8620 | Combined Cycle |  |  |  | Combined cycle | Y |  |  |  | 0.0096189
Waterford Plant | Ohio | X | X | X | 55503 | 2 | 8622 | Combined Cycle |  |  |  | Combined cycle | Y |  |  |  | 0.0098278
Waterford Plant | Ohio | X | X | X | 55503 | 3 | 8624 | Combined Cycle |  |  |  | Combined cycle | Y |  |  |  | 0.009918
West Lorain | Ohio | X | X | X | 2869 | 1A | 9279 | Combustion Turbine |  |  |  | Combustion turbine |  |  |  |  | 0.57219
West Lorain | Ohio | X | X | X | 2869 | 1B | 9280 | Combustion Turbine |  |  |  | Combustion turbine |  |  |  |  | 0.57197
West Lorain | Ohio | X | X | X | 2869 | 2 | 8316 | Combustion Turbine |  |  |  | Combustion turbine |  |  |  |  | 0.02398
West Lorain | Ohio | X | X | X | 2869 | 3 | 8318 | Combustion Turbine |  |  |  | Combustion turbine |  |  |  |  | 0.024168
West Lorain | Ohio | X | X | X | 2869 | 4 | 8320 | Combustion Turbine |  |  |  | Combustion turbine |  |  |  |  | 0.028617
West Lorain | Ohio | X | X | X | 2869 | 5 | 8322 | Combustion Turbine |  |  |  | Combustion turbine |  |  |  |  | 0.026122
West Lorain | Ohio | X | X | X | 2869 | 6 | 8324 | Combustion Turbine |  |  |  | Combustion turbine |  |  |  |  | 0.028448
Woodsdale | Ohio | X | X | X | 7158 | **GT1 | 2973 | Combustion Turbine |  |  |  | Combustion turbine |  |  |  |  | 0.12164
Woodsdale | Ohio | X | X | X | 7158 | **GT2 | 2977 | Combustion Turbine |  |  |  | Combustion turbine |  |  |  |  | 0.13476
Woodsdale | Ohio | X | X | X | 7158 | **GT3 | 2978 | Combustion Turbine |  |  |  | Combustion turbine |  |  |  |  | 0.11218
Woodsdale | Ohio | X | X | X | 7158 | **GT4 | 2979 | Combustion Turbine |  |  |  | Combustion turbine |  |  |  |  | 0.14145
Woodsdale | Ohio | X | X | X | 7158 | **GT5 | 2980 | Combustion Turbine |  |  |  | Combustion turbine |  |  |  |  | 0.12055
Woodsdale | Ohio | X | X | X | 7158 | **GT6 | 2981 | Combustion Turbine |  |  |  | Combustion turbine |  |  |  |  | 0.10977
Anadarko | Oklahoma |  | X | X | 3006 | 10 | 90430 | Combustion Turbine |  |  |  | Combustion turbine |  |  |  |  | 0.087584
Anadarko | Oklahoma |  | X | X | 3006 | 11 | 90431 | Combustion Turbine |  |  |  | Combustion turbine |  |  |  |  | 0.088744
Anadarko | Oklahoma |  | X | X | 3006 | 3 | 2028 | O/G Steam |  |  |  | Dry bottom wall-fired boiler |  |  |  | 44 | 0.083357
Anadarko | Oklahoma |  | X | X | 3006 | 4 | 90966 | Combined Cycle |  |  |  | Combined cycle |  |  |  |  | 0.022941
Anadarko | Oklahoma |  | X | X | 3006 | 5 | 90967 | Combined Cycle |  |  |  | Combined cycle |  |  |  |  | 0.024198
Anadarko | Oklahoma |  | X | X | 3006 | 6 | 90968 | Combined Cycle |  |  |  | Combined cycle |  |  |  |  | 0.023649
Anadarko | Oklahoma |  | X | X | 3006 | 7 | 8326 | Combustion Turbine |  |  |  | Combustion turbine |  |  |  |  | 0.087121
Anadarko | Oklahoma |  | X | X | 3006 | 8 | 8328 | Combustion Turbine |  |  |  | Combustion turbine |  |  |  |  | 0.088439
Anadarko | Oklahoma |  | X | X | 3006 | 9 | 90429 | Combustion Turbine |  |  |  | Combustion turbine |  |  |  |  | 0.088073
Charles D Lamb Energy Center | Oklahoma |  | X | X | 58325 | 1 | 90933 | Combustion Turbine |  |  |  | Combustion turbine |  |  |  |  | 0.033612
Chouteau Power Plant | Oklahoma |  | X | X | 7757 | 1 | 3155 | Combined Cycle |  |  |  | Combined cycle | Y |  |  |  | 0.012
Chouteau Power Plant | Oklahoma |  | X | X | 7757 | 2 | 3156 | Combined Cycle |  |  |  | Combined cycle | Y |  |  |  | 0.012
Chouteau Power Plant | Oklahoma |  | X | X | 7757 | 3 | 90617 | Combined Cycle |  |  |  | Combined cycle | Y |  |  |  | 0.0054172
Chouteau Power Plant | Oklahoma |  | X | X | 7757 | 4 | 90618 | Combined Cycle |  |  |  | Combined cycle | Y |  |  |  | 0.0052509
Comanche (8059) | Oklahoma |  | X | X | 8059 | 7251 | 3452 | Combined Cycle |  |  |  | Combined cycle |  |  |  |  | 0.021096
Comanche (8059) | Oklahoma |  | X | X | 8059 | 7252 | 3453 | Combined Cycle |  |  |  | Combined cycle |  |  |  |  | 0.028995
Frontier Generating Station | Oklahoma |  | X | X | 50558 | CC01 | 90991 | Combined Cycle |  |  |  | Combined cycle |  |  |  |  | 0.10915
Grand River Dam Authority | Oklahoma |  | X | X | 165 | 1 | 95 | O/G Steam | 12 | 2020 | 2023 | Dry bottom wall-fired boiler |  |  |  | 40 | 0.079208 | Y
Grand River Dam Authority | Oklahoma |  | X | X | 165 | 2 | 96 | Coal Steam |  |  |  | Dry bottom wall-fired boiler |  |  |  | 492 | 0.05
Grand River Dam Authority | Oklahoma |  | X | X | 165 | 3 | 91186 | Combined Cycle |  |  |  | Combined cycle | Y |  |  |  | 0.012
Green Country Energy, LLC | Oklahoma |  | X | X | 55146 | CTGEN1 | 4006 | Combined Cycle |  |  |  | Combined cycle | Y |  |  |  | 0.012
Green Country Energy, LLC | Oklahoma |  | X | X | 55146 | CTGEN2 | 4007 | Combined Cycle |  |  |  | Combined cycle | Y |  |  |  | 0.012
Green Country Energy, LLC | Oklahoma |  | X | X | 55146 | CTGEN3 | 4008 | Combined Cycle |  |  |  | Combined cycle | Y |  |  |  | 0.012
Horseshoe Lake | Oklahoma |  | X | X | 2951 | 10 | 1999 | Combustion Turbine |  |  |  | Combustion turbine |  |  |  |  | 0.093481
Horseshoe Lake | Oklahoma |  | X | X | 2951 | 6 | 2000 | O/G Steam | 12 | 2023 | 2024 | Dry bottom wall-fired boiler |  |  |  | 163 | 0.03 | Y
Horseshoe Lake | Oklahoma |  | X | X | 2951 | 7 | 2001 | O/G Steam |  |  |  | Combined cycle |  |  |  | 211 | 0.03
Horseshoe Lake | Oklahoma |  | X | X | 2951 | 8 | 2002 | O/G Steam |  |  |  | Tangentially-fired |  |  |  | 403 | 0.03
Horseshoe Lake | Oklahoma |  | X | X | 2951 | 9 | 2003 | Combustion Turbine |  |  |  | Combustion turbine |  |  |  |  | 0.095679
Hugo | Oklahoma |  | X | X | 6772 | 1 | 2908 | Coal Steam |  |  |  | Dry bottom wall-fired boiler |  |  |  | 440 | 0.05
McClain Energy Facility | Oklahoma |  | X | X | 55457 | CT1 | 4808 | Combined Cycle |  |  |  | Combined cycle |  |  |  |  | 0.027056
McClain Energy Facility | Oklahoma |  | X | X | 55457 | CT2 | 4809 | Combined Cycle |  |  |  | Combined cycle |  |  |  |  | 0.027712
Mooreland | Oklahoma |  | X | X | 3008 | 1 | 2029 | O/G Steam |  |  |  | Dry bottom wall-fired boiler |  |  |  | 50 | 0.5048
Mooreland | Oklahoma |  | X | X | 3008 | 2 | 2030 | O/G Steam |  |  |  | Dry bottom wall-fired boiler |  |  |  | 132 | 0.15912
Mooreland | Oklahoma |  | X | X | 3008 | 3 | 2031 | O/G Steam |  |  |  | Dry bottom wall-fired boiler |  |  |  | 140 | 0.13078
Muskogee | Oklahoma |  | X | X | 2952 | 4 | 2005 | O/G Steam |  |  |  | Tangentially-fired |  |  |  | 493 | 0.091576
Muskogee | Oklahoma |  | X | X | 2952 | 5 | 2006 | O/G Steam |  |  |  | Tangentially-fired |  |  |  | 498 | 0.1026
Muskogee | Oklahoma |  | X | X | 2952 | 6 | 2007 | Coal Steam |  |  |  | Tangentially-fired |  |  |  | 503 | 0.05
Mustang | Oklahoma |  | X | X | 2953 | T10 | 91175 | Combustion Turbine |  |  |  | Combustion turbine |  |  |  |  | 0.064384
Mustang | Oklahoma |  | X | X | 2953 | T11 | 91176 | Combustion Turbine |  |  |  | Combustion turbine |  |  |  |  | 0.07872
Mustang | Oklahoma |  | X | X | 2953 | T12 | 91177 | Combustion Turbine |  |  |  | Combustion turbine |  |  |  |  | 0.081805
Mustang | Oklahoma |  | X | X | 2953 | T6 | 91171 | Combustion Turbine |  |  |  | Combustion turbine |  |  |  |  | 0.06981
Mustang | Oklahoma |  | X | X | 2953 | T7 | 91172 | Combustion Turbine |  |  |  | Combustion turbine |  |  |  |  | 0.082971
Mustang | Oklahoma |  | X | X | 2953 | T8 | 91173 | Combustion Turbine |  |  |  | Combustion turbine |  |  |  |  | 0.073252
Mustang | Oklahoma |  | X | X | 2953 | T9 | 91174 | Combustion Turbine |  |  |  | Combustion turbine |  |  |  |  | 0.07729
Northeastern | Oklahoma |  | X | X | 2963 | 3301A | 2016 | Combined Cycle |  |  |  | Combined cycle |  |  |  |  | 0.036945
Northeastern | Oklahoma |  | X | X | 2963 | 3301B | 2017 | Combined Cycle |  |  |  | Combined cycle |  |  |  |  | 0.032708
Northeastern | Oklahoma |  | X | X | 2963 | 3302 | 2018 | O/G Steam |  |  |  | Cell burner boiler |  |  |  | 462 | 0.03
Northeastern | Oklahoma |  | X | X | 2963 | 3313 | 2019 | Coal Steam | 12 | 2026 | 2027 | Tangentially-fired |  |  |  | 313 | 0.05 | Y
Oneta Energy Center | Oklahoma |  | X | X | 55225 | CTG-1 | 4187 | Combined Cycle |  |  |  | Combined cycle |  |  |  |  | 0.038817
Oneta Energy Center | Oklahoma |  | X | X | 55225 | CTG-2 | 4188 | Combined Cycle |  |  |  | Combined cycle |  |  |  |  | 0.035326
Oneta Energy Center | Oklahoma |  | X | X | 55225 | CTG-3 | 4189 | Combined Cycle |  |  |  | Combined cycle |  |  |  |  | 0.035798
Oneta Energy Center | Oklahoma |  | X | X | 55225 | CTG-4 | 4190 | Combined Cycle |  |  |  | Combined cycle |  |  |  |  | 0.034595
Ponca | Oklahoma |  | X | X | 762 | 2 | 565 | O/G Steam |  |  |  | Dry bottom wall-fired boiler |  |  |  | 34 | 0.1287 | Y
Ponca | Oklahoma |  | X | X | 762 | 3 | 566 | Combined Cycle |  |  |  | Combined cycle |  |  |  |  | 0.082145
Ponca | Oklahoma |  | X | X | 762 | 4 | 89334 | Combustion Turbine |  |  |  | Combustion turbine |  |  |  |  | 0.065803
Redbud Power Plant | Oklahoma |  | X | X | 55463 | CT-01 | 4817 | Combined Cycle |  |  |  | Combined cycle | Y |  |  |  | 0.011903
Redbud Power Plant | Oklahoma |  | X | X | 55463 | CT-02 | 4818 | Combined Cycle |  |  |  | Combined cycle | Y |  |  |  | 0.012
Redbud Power Plant | Oklahoma |  | X | X | 55463 | CT-03 | 4819 | Combined Cycle |  |  |  | Combined cycle | Y |  |  |  | 0.012
Redbud Power Plant | Oklahoma |  | X | X | 55463 | CT-04 | 4820 | Combined Cycle |  |  |  | Combined cycle | Y |  |  |  | 0.011604
River Valley | Oklahoma |  | X | X | 10671 | 1A | 90961 | Coal Steam |  |  |  | Circulating fluidized bed boiler |  |  | Y | 80 | 0.11444
River Valley | Oklahoma |  | X | X | 10671 | 1B | 90962 | Coal Steam |  |  |  | Circulating fluidized bed boiler |  |  | Y | 80 | 0.11603
River Valley | Oklahoma |  | X | X | 10671 | 2A | 90963 | Coal Steam |  |  |  | Circulating fluidized bed boiler |  |  | Y | 80 | 0.11398
River Valley | Oklahoma |  | X | X | 10671 | 2B | 90964 | Coal Steam |  |  |  | Circulating fluidized bed boiler |  |  | Y | 80 | 0.11155
Riverside (4940) | Oklahoma |  | X | X | 4940 | 1501 | 2660 | O/G Steam |  |  |  | Dry bottom wall-fired boiler |  |  |  | 454 | 0.24138
Riverside (4940) | Oklahoma |  | X | X | 4940 | 1502 | 2661 | O/G Steam |  |  |  | Dry bottom wall-fired boiler |  |  |  | 455 | 0.03
Riverside (4940) | Oklahoma |  | X | X | 4940 | 1503 | 91251 | Combustion Turbine |  |  |  | Combustion turbine |  |  |  |  | 0.24368
Riverside (4940) | Oklahoma |  | X | X | 4940 | 1504 | 91252 | Combustion Turbine |  |  |  | Combustion turbine |  |  |  |  | 0.16799
Seminole (2956) | Oklahoma |  | X | X | 2956 | 1 | 2012 | O/G Steam |  |  |  | Dry bottom wall-fired boiler |  |  |  | 426 | 0.03
Seminole (2956) | Oklahoma |  | X | X | 2956 | 2 | 2013 | O/G Steam |  |  |  | Dry bottom wall-fired boiler |  |  |  | 425 | 0.03
Seminole (2956) | Oklahoma |  | X | X | 2956 | 3 | 2014 | O/G Steam |  |  |  | Dry bottom wall-fired boiler |  |  |  | 464 | 0.03
Sooner | Oklahoma |  | X | X | 6095 | 1 | 2773 | Coal Steam |  |  |  | Tangentially-fired |  |  |  | 520 | 0.05
Sooner | Oklahoma |  | X | X | 6095 | 2 | 2774 | Coal Steam |  |  |  | Tangentially-fired |  |  |  | 520 | 0.05
Southwestern | Oklahoma |  | X | X | 2964 | 8002 | 2021 | O/G Steam |  |  |  | Dry bottom wall-fired boiler |  |  |  | 78 | 0.27902
Southwestern | Oklahoma |  | X | X | 2964 | 8003 | 2022 | O/G Steam |  |  |  | Cell burner boiler |  |  |  | 295 | 0.03
Southwestern | Oklahoma |  | X | X | 2964 | 8004 | 91253 | Combustion Turbine |  |  |  | Combustion turbine |  |  |  |  | 0.11739
Southwestern | Oklahoma |  | X | X | 2964 | 8005 | 91254 | Combustion Turbine |  |  |  | Combustion turbine |  |  |  |  | 0.10716
Southwestern | Oklahoma |  | X | X | 2964 | 801N | 2023 | O/G Steam | 6 | 2023 | 2024 | Dry bottom wall-fired boiler |  |  |  | 39 | 0.10159 | Y
Southwestern | Oklahoma |  | X | X | 2964 | 801S | 2024 | O/G Steam | 6 | 2023 | 2024 | Dry bottom wall-fired boiler |  |  |  | 39 | 0.19002 | Y
Spring Creek Power Plant | Oklahoma |  | X | X | 55651 | CT-01 | 5035 | Combustion Turbine |  |  |  | Combustion turbine |  |  |  |  | 0.027998
Spring Creek Power Plant | Oklahoma |  | X | X | 55651 | CT-02 | 5036 | Combustion Turbine |  |  |  | Combustion turbine |  |  |  |  | 0.023364
Spring Creek Power Plant | Oklahoma |  | X | X | 55651 | CT-03 | 5037 | Combustion Turbine |  |  |  | Combustion turbine |  |  |  |  | 0.026006
Spring Creek Power Plant | Oklahoma |  | X | X | 55651 | CT-04 | 5038 | Combustion Turbine |  |  |  | Combustion turbine |  |  |  |  | 0.025767
Tenaska Kiamichi Generating Station | Oklahoma |  | X | X | 55501 | CTGDB1 | 4899 | Combined Cycle |  |  |  | Combined cycle |  |  |  |  | 0.029128
Tenaska Kiamichi Generating Station | Oklahoma |  | X | X | 55501 | CTGDB2 | 4900 | Combined Cycle |  |  |  | Combined cycle |  |  |  |  | 0.031662
Tenaska Kiamichi Generating Station | Oklahoma |  | X | X | 55501 | CTGDB3 | 4901 | Combined Cycle |  |  |  | Combined cycle |  |  |  |  | 0.032168
Tenaska Kiamichi Generating Station | Oklahoma |  | X | X | 55501 | CTGDB4 | 4902 | Combined Cycle |  |  |  | Combined cycle |  |  |  |  | 0.029823
Tinker | Oklahoma |  | X | X | 63628 | 5A-1 | 90979 | Combustion Turbine | 12 | 2025 | 2026 | Combustion turbine |  |  |  |  | 0.70072 | Y
Tinker | Oklahoma |  | X | X | 63628 | 5A-2 | 90980 | Combustion Turbine | 12 | 2025 | 2026 | Combustion turbine |  |  |  |  | 0.69988 | Y
Tinker | Oklahoma |  | X | X | 63628 | 5B-1 | 90981 | Combustion Turbine | 12 | 2025 | 2026 | Combustion turbine |  |  |  |  | 0.70116 | Y
Tinker | Oklahoma |  | X | X | 63628 | 5B-2 | 90982 | Combustion Turbine | 12 | 2025 | 2026 | Combustion turbine |  |  |  |  | 0.69991 | Y
Tulsa | Oklahoma |  | X | X | 2965 | 1402 | 2025 | O/G Steam |  |  |  | Dry bottom wall-fired boiler |  |  |  | 150 | 0.27027
Tulsa | Oklahoma |  | X | X | 2965 | 1404 | 2027 | O/G Steam |  |  |  | Dry bottom wall-fired boiler |  |  |  | 155 | 0.2082
Weleetka | Oklahoma |  | X | X | 2966 | 4 | 90969 | Combustion Turbine | 1 | 2025 | 2025 | Combustion turbine |  |  |  |  | 0.69996 | Y
Weleetka | Oklahoma |  | X | X | 2966 | 5 | 90970 | Combustion Turbine | 1 | 2025 | 2025 | Combustion turbine |  |  |  |  | 0.70003 | Y
Armstrong Power, LLC | Pennsylvania | X | X | X | 55347 | 1 | 4531 | Combustion Turbine |  |  |  | Combustion turbine |  |  |  |  | 0.030016
Armstrong Power, LLC | Pennsylvania | X | X | X | 55347 | 2 | 4532 | Combustion Turbine |  |  |  | Combustion turbine |  |  |  |  | 0.028514
Armstrong Power, LLC | Pennsylvania | X | X | X | 55347 | 3 | 4533 | Combustion Turbine |  |  |  | Combustion turbine |  |  |  |  | 0.029282
Armstrong Power, LLC | Pennsylvania | X | X | X | 55347 | 4 | 4534 | Combustion Turbine |  |  |  | Combustion turbine |  |  |  |  | 0.029061
Bethlehem Power Plant | Pennsylvania | X | X | X | 55690 | 1 | 8894 | Combined Cycle |  |  |  | Combined cycle | Y |  |  |  | 0.0041543
Bethlehem Power Plant | Pennsylvania | X | X | X | 55690 | 2 | 8896 | Combined Cycle |  |  |  | Combined cycle | Y |  |  |  | 0.004558
Bethlehem Power Plant | Pennsylvania | X | X | X | 55690 | 3 | 8898 | Combined Cycle |  |  |  | Combined cycle | Y |  |  |  | 0.0044322
Bethlehem Power Plant | Pennsylvania | X | X | X | 55690 | 5 | 8902 | Combined Cycle |  |  |  | Combined cycle | Y |  |  |  | 0.0041645
Bethlehem Power Plant | Pennsylvania | X | X | X | 55690 | 6 | 8904 | Combined Cycle |  |  |  | Combined cycle | Y |  |  |  | 0.0041132
Bethlehem Power Plant | Pennsylvania | X | X | X | 55690 | 7 | 8906 | Combined Cycle |  |  |  | Combined cycle | Y |  |  |  | 0.0043935
Birdsboro Power | Pennsylvania | X | X | X | 61035 | 01 | 91213 | Combined Cycle |  |  |  | Combined cycle | Y |  |  |  | 0.0062608
Brunner Island, LLC | Pennsylvania | X | X | X | 3140 | 1 | 2100 | O/G Steam |  |  |  | Tangentially-fired |  |  | Y | 306 | 0.03
Brunner Island, LLC | Pennsylvania | X | X | X | 3140 | 2 | 2101 | O/G Steam |  |  |  | Tangentially-fired |  |  | Y | 363 | 0.03
Brunner Island, LLC | Pennsylvania | X | X | X | 3140 | 3 | 2102 | O/G Steam |  |  |  | Tangentially-fired |  |  |  | 742 | 0.03
Brunot Island Power Station | Pennsylvania | X | X | X | 3096 | 2A | 2032 | Combined Cycle |  |  |  | Combined cycle | Y |  |  |  | 0.012
Brunot Island Power Station | Pennsylvania | X | X | X | 3096 | 2B | 2033 | Combined Cycle |  |  |  | Combined cycle | Y |  |  |  | 0.012
Brunot Island Power Station | Pennsylvania | X | X | X | 3096 | 3 | 2034 | Combined Cycle |  |  |  | Combined cycle | Y |  |  |  | 0.012
CPV Fairview, LLC | Pennsylvania | X | X | X | 60589 | CT-1 | 91312 | Combined Cycle |  |  |  | Combined cycle | Y |  |  |  | 0.0055989
CPV Fairview, LLC | Pennsylvania | X | X | X | 60589 | CT-2 | 91311 | Combined Cycle |  |  |  | Combined cycle | Y |  |  |  | 0.005531
Chambersburg Units 12 & 13 | Pennsylvania | X | X | X | 55654 | 12 | 8766 | Combustion Turbine |  |  |  | Combustion turbine |  |  |  |  | 0.075019
Chambersburg Units 12 & 13 | Pennsylvania | X | X | X | 55654 | 13 | 8768 | Combustion Turbine |  |  |  | Combustion turbine |  |  |  |  | 0.074607
Cheswick | Pennsylvania | X | X | X | 8226 | 1 | 3475 | Coal Steam | 3 | 2022 | 2023 | Tangentially-fired | Y |  |  | 565 | 0.08 | Y
Colver Green Energy | Pennsylvania | X | X | X | 10143 | AAB01 | 3529 | Coal Steam |  |  |  | Circulating fluidized bed boiler |  | Y |  | 110 | 0.12873
Conemaugh | Pennsylvania | X | X | X | 3118 | 1 | 2065 | Coal Steam | 12 | 2028 | 2029 | Tangentially-fired | Y |  |  | 850 | 0.072
Conemaugh | Pennsylvania | X | X | X | 3118 | 2 | 2066 | Coal Steam | 12 | 2028 | 2029 | Tangentially-fired | Y |  |  | 850 | 0.072
Croydon Generating Station | Pennsylvania | X | X | X | 8012 | 11 | 3423 | Combustion Turbine |  |  |  | Combustion turbine |  |  |  |  | 0.59003
Croydon Generating Station | Pennsylvania | X | X | X | 8012 | 12 | 3424 | Combustion Turbine |  |  |  | Combustion turbine |  |  |  |  | 0.59004
Croydon Generating Station | Pennsylvania | X | X | X | 8012 | 21 | 3425 | Combustion Turbine |  |  |  | Combustion turbine |  |  |  |  | 0.59011
Croydon Generating Station | Pennsylvania | X | X | X | 8012 | 22 | 3426 | Combustion Turbine |  |  |  | Combustion turbine |  |  |  |  | 0.59021
Croydon Generating Station | Pennsylvania | X | X | X | 8012 | 31 | 3427 | Combustion Turbine |  |  |  | Combustion turbine |  |  |  |  | 0.59017
Croydon Generating Station | Pennsylvania | X | X | X | 8012 | 32 | 3428 | Combustion Turbine |  |  |  | Combustion turbine |  |  |  |  | 0.58994
Croydon Generating Station | Pennsylvania | X | X | X | 8012 | 41 | 3429 | Combustion Turbine |  |  |  | Combustion turbine |  |  |  |  | 0.59019
Croydon Generating Station | Pennsylvania | X | X | X | 8012 | 42 | 3430 | Combustion Turbine |  |  |  | Combustion turbine |  |  |  |  | 0.59011
Ebensburg Power Company | Pennsylvania | X | X | X | 10603 | 031 | 3557 | Coal Steam |  |  |  | Circulating fluidized bed boiler |  |  |  | 50 | 0.073831
Eddystone Generating Station | Pennsylvania | X | X | X | 3161 | 3 | 2152 | O/G Steam |  |  |  | Tangentially-fired |  |  | Y | 380 | 0.065847
Eddystone Generating Station | Pennsylvania | X | X | X | 3161 | 4 | 2154 | O/G Steam |  |  |  | Tangentially-fired |  |  | Y | 380 | 0.065239
Fairless Energy Center | Pennsylvania | X | X | X | 55298 | 1A | 4475 | Combined Cycle |  |  |  | Combined cycle | Y |  |  |  | 0.0074607
Fairless Energy Center | Pennsylvania | X | X | X | 55298 | 1B | 4476 | Combined Cycle |  |  |  | Combined cycle | Y |  |  |  | 0.0075485
Fairless Energy Center | Pennsylvania | X | X | X | 55298 | 2A | 88254 | Combined Cycle |  |  |  | Combined cycle | Y |  |  |  | 0.0069846
Fairless Energy Center | Pennsylvania | X | X | X | 55298 | 2B | 88255 | Combined Cycle |  |  |  | Combined cycle | Y |  |  |  | 0.0069133
Fayette Power Company LLC | Pennsylvania | X | X | X | 55516 | CTG1 | 10129 | Combined Cycle |  |  |  | Combined cycle | Y |  |  |  | 0.0071162
Fayette Power Company LLC | Pennsylvania | X | X | X | 55516 | CTG2 | 10130 | Combined Cycle |  |  |  | Combined cycle | Y |  |  |  | 0.0069468
Gans Generating Facility | Pennsylvania | X | X | X | 55377 | 8 | 4585 | Combustion Turbine |  |  |  | Combustion turbine |  |  |  |  | 0.074907
Gans Generating Facility | Pennsylvania | X | X | X | 55377 | 9 | 4586 | Combustion Turbine |  |  |  | Combustion turbine |  |  |  |  | 0.071535
Gilberton Power Company | Pennsylvania | X | X | X | 10113 | 031 | 3527 | Coal Steam |  |  |  | Circulating fluidized bed boiler |  |  | Y | 40 | 0.074522
Gilberton Power Company | Pennsylvania | X | X | X | 10113 | 032 | 3528 | Coal Steam |  |  |  | Circulating fluidized bed boiler |  |  | Y | 40 | 0.073622
Grays Ferry Cogen Partnership | Pennsylvania | X | X | X | 54785 | 2 | 3798 | Combined Cycle |  |  |  | Combined cycle | Y |  |  |  | 0.012
Grays Ferry Cogen Partnership | Pennsylvania | X | X | X | 54785 | 25 | 3799 | O/G Steam |  |  |  | Dry bottom wall-fired boiler |  |  |  | 100 | 0.058587
Hamilton Liberty Generation Plant | Pennsylvania | X | X | X | 58420 | CT1 | 90864 | Combined Cycle |  |  |  | Combined cycle | Y |  |  |  | 0.0067274
Hamilton Liberty Generation Plant | Pennsylvania | X | X | X | 58420 | CT2 | 90865 | Combined Cycle |  |  |  | Combined cycle | Y |  |  |  | 0.0060883
Hamilton Patriot Generation Plant | Pennsylvania | X | X | X | 58426 | CT1 | 90868 | Combined Cycle |  |  |  | Combined cycle | Y |  |  |  | 0.0054966
Hamilton Patriot Generation Plant | Pennsylvania | X | X | X | 58426 | CT2 | 90869 | Combined Cycle |  |  |  | Combined cycle | Y |  |  |  | 0.0061667
Handsome Lake Energy | Pennsylvania | X | X | X | 55233 | EU-1A | 4248 | Combustion Turbine |  |  |  | Combustion turbine |  |  |  |  | 0.45307
Handsome Lake Energy | Pennsylvania | X | X | X | 55233 | EU-1B | 4249 | Combustion Turbine |  |  |  | Combustion turbine |  |  |  |  | 0.38221
Handsome Lake Energy | Pennsylvania | X | X | X | 55233 | EU-2A | 4250 | Combustion Turbine |  |  |  | Combustion turbine |  |  |  |  | 0.55251
Handsome Lake Energy | Pennsylvania | X | X | X | 55233 | EU-2B | 4251 | Combustion Turbine |  |  |  | Combustion turbine |  |  |  |  | 0.46351
Handsome Lake Energy | Pennsylvania | X | X | X | 55233 | EU-3A | 4252 | Combustion Turbine |  |  |  | Combustion turbine |  |  |  |  | 0.44728
Handsome Lake Energy | Pennsylvania | X | X | X | 55233 | EU-3B | 4253 | Combustion Turbine |  |  |  | Combustion turbine |  |  |  |  | 0.47018
Handsome Lake Energy | Pennsylvania | X | X | X | 55233 | EU-4A | 4254 | Combustion Turbine |  |  |  | Combustion turbine |  |  |  |  | 0.44895
Handsome Lake Energy | Pennsylvania | X | X | X | 55233 | EU-4B | 4255 | Combustion Turbine |  |  |  | Combustion turbine |  |  |  |  | 0.4018
Handsome Lake Energy | Pennsylvania | X | X | X | 55233 | EU-5A | 4256 | Combustion Turbine |  |  |  | Combustion turbine |  |  |  |  | 0.47122
Handsome Lake Energy | Pennsylvania | X | X | X | 55233 | EU-5B | 4257 | Combustion Turbine |  |  |  | Combustion turbine |  |  |  |  | 0.4425
Hazleton Generation | Pennsylvania | X | X | X | 10870 | TURB2 | 9579 | Combustion Turbine |  |  |  | Combustion turbine |  |  |  |  | 0.074428
Hazleton Generation | Pennsylvania | X | X | X | 10870 | TURB3 | 9580 | Combustion Turbine |  |  |  | Combustion turbine |  |  |  |  | 0.075695
Hazleton Generation | Pennsylvania | X | X | X | 10870 | TURB4 | 9581 | Combustion Turbine |  |  |  | Combustion turbine |  |  |  |  | 0.080698
Hazleton Generation | Pennsylvania | X | X | X | 10870 | TURBIN | 3605 | Combustion Turbine |  |  |  | Combustion turbine |  |  |  |  | 0.18741
Helix Ironwood LLC | Pennsylvania | X | X | X | 55337 | 0001 | 88084 | Combined Cycle |  |  |  | Combined cycle |  |  |  |  | 0.013406
Helix Ironwood LLC | Pennsylvania | X | X | X | 55337 | 0002 | 88085 | Combined Cycle |  |  |  | Combined cycle |  |  |  |  | 0.013469
Hickory Run Energy Station | Pennsylvania | X | X | X | 61028 | CT1 | 91246 | Combined Cycle |  |  |  | Combined cycle | Y |  |  |  | 0.006
Hickory Run Energy Station | Pennsylvania | X | X | X | 61028 | CT2 | 91247 | Combined Cycle |  |  |  | Combined cycle | Y |  |  |  | 0.0061093
Homer City | Pennsylvania | X | X | X | 3122 | 1 | 2072 | Coal Steam |  |  |  | Dry bottom wall-fired boiler | Y |  |  | 620 | 0.08
Homer City | Pennsylvania | X | X | X | 3122 | 2 | 2073 | Coal Steam |  |  |  | Dry bottom wall-fired boiler | Y |  |  | 616 | 0.08
Homer City | Pennsylvania | X | X | X | 3122 | 3 | 2074 | Coal Steam |  |  |  | Dry bottom wall-fired boiler | Y |  |  | 657 | 0.08
Hummel Station | Pennsylvania | X | X | X | 60368 | CT1 | 91106 | Combined Cycle |  |  |  | Combined cycle | Y |  |  |  | 0.0060486
Hummel Station | Pennsylvania | X | X | X | 60368 | CT2 | 91107 | Combined Cycle |  |  |  | Combined cycle | Y |  |  |  | 0.0060649
Hummel Station | Pennsylvania | X | X | X | 60368 | CT3 | 91111 | Combined Cycle |  |  |  | Combined cycle | Y |  |  |  | 0.0060545
Hunlock Creek Energy Center | Pennsylvania | X | X | X | 3176 | CT5 | 90563 | Combined Cycle |  |  |  | Combined cycle | Y |  |  |  | 0.011206
Hunlock Creek Energy Center | Pennsylvania | X | X | X | 3176 | CT6 | 90564 | Combined Cycle |  |  |  | Combined cycle | Y |  |  |  | 0.011114
Hunlock Unit 4 | Pennsylvania | X | X | X | 56397 | 4 | 2176 | Combustion Turbine |  |  |  | Combustion turbine |  |  |  |  | 0.088995
Hunterstown Combined Cycle | Pennsylvania | X | X | X | 55976 | CT101 | 10021 | Combined Cycle |  |  |  | Combined cycle | Y |  |  |  | 0.0035243
Hunterstown Combined Cycle | Pennsylvania | X | X | X | 55976 | CT201 | 10022 | Combined Cycle |  |  |  | Combined cycle | Y |  |  |  | 0.0063273
Hunterstown Combined Cycle | Pennsylvania | X | X | X | 55976 | CT301 | 10023 | Combined Cycle |  |  |  | Combined cycle | Y |  |  |  | 0.0036924
Keystone | Pennsylvania | X | X | X | 3136 | 1 | 2089 | Coal Steam | 12 | 2028 | 2029 | Tangentially-fired | Y |  |  | 850 | 0.075
Keystone | Pennsylvania | X | X | X | 3136 | 2 | 2090 | Coal Steam | 12 | 2028 | 2029 | Tangentially-fired | Y |  |  | 850 | 0.075
Lackawanna Energy Center | Pennsylvania | X | X | X | 60357 | 1 | 91210 | Combined Cycle |  |  |  | Combined cycle | Y |  |  |  | 0.0058135
Lackawanna Energy Center | Pennsylvania | X | X | X | 60357 | 2 | 91211 | Combined Cycle |  |  |  | Combined cycle | Y |  |  |  | 0.0057434
Lackawanna Energy Center | Pennsylvania | X | X | X | 60357 | 3 | 91212 | Combined Cycle |  |  |  | Combined cycle | Y |  |  |  | 0.0055112
Liberty Electric Power Plant | Pennsylvania | X | X | X | 55231 | 0001 | 4238 | Combined Cycle |  |  |  | Combined cycle | Y |  |  |  | 0.010113
Liberty Electric Power Plant | Pennsylvania | X | X | X | 55231 | 0002 | 4239 | Combined Cycle |  |  |  | Combined cycle | Y |  |  |  | 0.010118
Lower Mount Bethel Energy, LLC | Pennsylvania | X | X | X | 55667 | CT01 | 8800 | Combined Cycle |  |  |  | Combined cycle | Y |  |  |  | 0.0085548
Lower Mount Bethel Energy, LLC | Pennsylvania | X | X | X | 55667 | CT02 | 8802 | Combined Cycle |  |  |  | Combined cycle | Y |  |  |  | 0.0084779
Marcus Hook Energy, LP | Pennsylvania | X | X | X | 55801 | 0001 | 10140 | Combined Cycle |  |  |  | Combined cycle | Y |  |  |  | 0.0094402
Marcus Hook Energy, LP | Pennsylvania | X | X | X | 55801 | 0002 | 10141 | Combined Cycle |  |  |  | Combined cycle | Y |  |  |  | 0.010268
Marcus Hook Energy, LP | Pennsylvania | X | X | X | 55801 | 0003 | 10142 | Combined Cycle |  |  |  | Combined cycle | Y |  |  |  | 0.010138
Martins Creek, LLC | Pennsylvania | X | X | X | 3148 | 3 | 2117 | O/G Steam |  |  |  | Tangentially-fired |  |  |  | 865 | 0.084758
Martins Creek, LLC | Pennsylvania | X | X | X | 3148 | 4 | 2118 | O/G Steam |  |  |  | Tangentially-fired |  |  |  | 859 | 0.091924
Montour, LLC | Pennsylvania | X | X | X | 3149 | 1 | 2124 | Coal Steam |  |  |  | Tangentially-fired | Y |  |  | 752 | 0.08 | Yes-C2G
Montour, LLC | Pennsylvania | X | X | X | 3149 | 2 | 2125 | Coal Steam |  |  |  | Tangentially-fired | Y |  |  | 752 | 0.08 | Yes-C2G
Mountain | Pennsylvania | X | X | X | 3111 | 031 | 2049 | Combustion Turbine |  |  |  | Combustion turbine |  |  |  |  | 0.69093
Mountain | Pennsylvania | X | X | X | 3111 | 032 | 2050 | Combustion Turbine |  |  |  | Combustion turbine |  |  |  |  | 0.69098
Moxie Freedom Generation Plant | Pennsylvania | X | X | X | 59906 | 201 | 91193 | Combined Cycle |  |  |  | Combined cycle | Y |  |  |  | 0.0060152
Moxie Freedom Generation Plant | Pennsylvania | X | X | X | 59906 | 202 | 91194 | Combined Cycle |  |  |  | Combined cycle | Y |  |  |  | 0.0060322
Mt. Carmel Cogeneration | Pennsylvania | X | X | X | 10343 | SG-101 | 3542 | Coal Steam |  |  |  | Circulating fluidized bed boiler |  |  |  | 43 | 0.08
New Castle | Pennsylvania | X | X | X | 3138 | 3 | 2093 | O/G Steam |  |  |  | Dry bottom wall-fired boiler |  | Y |  | 88 | 0.07097
New Castle | Pennsylvania | X | X | X | 3138 | 4 | 2094 | O/G Steam |  |  |  | Dry bottom wall-fired boiler |  | Y |  | 87 | 0.06555
New Castle | Pennsylvania | X | X | X | 3138 | 5 | 2095 | O/G Steam |  |  |  | Dry bottom wall-fired boiler |  | Y |  | 130 | 0.062863
Northampton Generating Plant | Pennsylvania | X | X | X | 50888 | NGC01 | 3702 | Coal Steam |  |  |  | Circulating fluidized bed boiler |  | Y |  | 112 | 0.079064
Ontelaunee Energy Center | Pennsylvania | X | X | X | 55193 | CT1 | 4089 | Combined Cycle |  |  |  | Combined cycle | Y |  |  |  | 0.0063116
Ontelaunee Energy Center | Pennsylvania | X | X | X | 55193 | CT2 | 4090 | Combined Cycle |  |  |  | Combined cycle | Y |  |  |  | 0.0061363
PEI Power Corporation | Pennsylvania | X | X | X | 50279 | 2 | 3643 | Combustion Turbine |  |  |  | Combustion turbine |  |  |  |  | 0.074485
Panther Creek Energy Facility | Pennsylvania | X | X | X | 50776 | 1 | 3693 | Coal Steam |  |  |  | Circulating fluidized bed boiler |  | Y |  | 42 | 0.12045
Panther Creek Energy Facility | Pennsylvania | X | X | X | 50776 | 2 | 3694 | Coal Steam |  |  |  | Circulating fluidized bed boiler |  | Y |  | 42 | 0.13029
Portland | Pennsylvania | X | X | X | 3113 | 5 | 2056 | Combustion Turbine |  |  |  | Combustion turbine |  |  |  |  | 0.37569
Rausch Creek Generation, LLC | Pennsylvania | X | X | X | 50611 | 031 | 3677 | Coal Steam |  |  |  | Circulating fluidized bed boiler |  |  |  | 30 | 0.08
Richmond | Pennsylvania | X | X | X | 3168 | 91 | 2164 | Combustion Turbine |  |  |  | Combustion turbine |  |  |  |  | 0.58987
Richmond | Pennsylvania | X | X | X | 3168 | 92 | 2165 | Combustion Turbine |  |  |  | Combustion turbine |  |  |  |  | 0.58994
Scrubgrass Generating Plant | Pennsylvania | X | X | X | 50974 | 1 | 3706 | Coal Steam |  |  |  | Circulating fluidized bed boiler |  | Y |  | 43 | 0.12673
Scrubgrass Generating Plant | Pennsylvania | X | X | X | 50974 | 2 | 3707 | Coal Steam |  |  |  | Circulating fluidized bed boiler |  | Y |  | 43 | 0.13436
Seward | Pennsylvania | X | X | X | 3130 | 1 | 88264 | Coal Steam |  |  |  | Circulating fluidized bed boiler |  | Y | Y | 260 | 0.10745
Seward | Pennsylvania | X | X | X | 3130 | 2 | 88265 | Coal Steam |  |  |  | Circulating fluidized bed boiler |  | Y | Y | 260 | 0.08784
Shawville | Pennsylvania | X | X | X | 3131 | 1 | 2078 | O/G Steam |  |  |  | Dry bottom wall-fired boiler |  | Y |  | 118 | 0.069461
Shawville | Pennsylvania | X | X | X | 3131 | 2 | 2079 | O/G Steam |  |  |  | Dry bottom wall-fired boiler |  | Y |  | 121 | 0.073369
Shawville | Pennsylvania | X | X | X | 3131 | 3 | 2080 | O/G Steam |  |  |  | Tangentially-fired |  | Y | Y | 163 | 0.048548
Shawville | Pennsylvania | X | X | X | 3131 | 4 | 2081 | O/G Steam |  |  |  | Tangentially-fired |  | Y | Y | 163 | 0.047879
Springdale Generating Station (55196) | Pennsylvania | X | X | X | 55196 | 1 | 4100 | Combustion Turbine |  |  |  | Combustion turbine |  |  |  |  | 0.071979
Springdale Generating Station (55196) | Pennsylvania | X | X | X | 55196 | 2 | 4101 | Combustion Turbine |  |  |  | Combustion turbine |  |  |  |  | 0.07449
Springdale Generating Station (55710) | Pennsylvania | X | X | X | 55710 | 3 | 9962 | Combined Cycle |  |  |  | Combined cycle | Y |  |  |  | 0.0080477
Springdale Generating Station (55710) | Pennsylvania | X | X | X | 55710 | 4 | 9963 | Combined Cycle |  |  |  | Combined cycle | Y |  |  |  | 0.0080178
St. Nicholas Cogeneration Project | Pennsylvania | X | X | X | 54634 | 1 | 3787 | Coal Steam |  |  |  | Circulating fluidized bed boiler |  |  |  | 86 | 0.05957
Tenaska Westmoreland Generating Station | Pennsylvania | X | X | X | 60464 | 101 | 91139 | Combined Cycle |  |  |  | Combined cycle | Y |  |  |  | 0.0047958
Tenaska Westmoreland Generating Station | Pennsylvania | X | X | X | 60464 | 102 | 91140 | Combined Cycle |  |  |  | Combined cycle | Y |  |  |  | 0.0047928
Tolna | Pennsylvania | X | X | X | 3116 | 031 | 2063 | Combustion Turbine |  |  |  | Combustion turbine |  |  |  |  | 0.69104
Tolna | Pennsylvania | X | X | X | 3116 | 032 | 2064 | Combustion Turbine |  |  |  | Combustion turbine |  |  |  |  | 0.691
Warren | Pennsylvania | X | X | X | 3132 | 005 | 2082 | Combustion Turbine |  |  |  | Combustion turbine |  |  |  |  | 0.46014
York Energy Center | Pennsylvania | X | X | X | 55524 | 1 | 4937 | Combined Cycle |  |  |  | Combined cycle | Y |  |  |  | 0.0055289
York Energy Center | Pennsylvania | X | X | X | 55524 | 2 | 4938 | Combined Cycle |  |  |  | Combined cycle | Y |  |  |  | 0.005876
York Energy Center | Pennsylvania | X | X | X | 55524 | 3 | 4939 | Combined Cycle |  |  |  | Combined cycle | Y |  |  |  | 0.0053323
York Energy Center | Pennsylvania | X | X | X | 55524 | 5 | 4940 | Combined Cycle |  |  |  | Combined cycle | Y |  |  |  | 0.0049792
York Energy Center | Pennsylvania | X | X | X | 55524 | 6 | 4941 | Combined Cycle |  |  |  | Combined cycle | Y |  |  |  | 0.0050315
Air Liquide Bayport Complex | Texas |  | X | X | 10298 | CG801 | 88563 | Combustion Turbine |  |  |  | Combustion turbine |  |  |  |  | 0.019919
Air Liquide Bayport Complex | Texas |  | X | X | 10298 | CG802 | 88564 | Combustion Turbine |  |  |  | Combustion turbine |  |  |  |  | 0.018368
Air Liquide Bayport Complex | Texas |  | X | X | 10298 | CG802A | 91093 | Combustion Turbine | [8 empty] | 0.011 | Y
Air Liquide Bayport Complex | Texas |  | X | X | 10298 | CG803 | 88565 | Combustion Turbine |  |  |  | Combustion turbine |  |  |  |  | 0.0212
Air Liquide Bayport Complex | Texas |  | X | X | 10298 | CG804 | 88566 | Combustion Turbine | 9 | 2015 | 2023 | Combustion turbine |  |  |  |  | 0.021357 | Y
Antelope Elk Energy Center | Texas |  | X | X | 57865 | 1 | 90949 | Combustion Turbine |  |  |  | Combustion turbine |  |  |  |  | 0.024306
Antelope Elk Energy Center | Texas |  | X | X | 57865 | 2 | 91029 | Combustion Turbine |  |  |  | Combustion turbine |  |  |  |  | 0.02728
Antelope Elk Energy Center | Texas |  | X | X | 57865 | 3 | 91030 | Combustion Turbine |  |  |  | Combustion turbine |  |  |  |  | 0.028617
Bacliff Generating Station | Texas |  | X | X | 60264 | BCGT1 | 91269 | Combustion Turbine |  |  |  | Combustion turbine |  |  |  |  | 0.10892
Bacliff Generating Station | Texas |  | X | X | 60264 | BCGT2 | 91270 | Combustion Turbine |  |  |  | Combustion turbine |  |  |  |  | 0.10263
Bacliff Generating Station | Texas |  | X | X | 60264 | BCGT3 | 91271 | Combustion Turbine |  |  |  | Combustion turbine |  |  |  |  | 0.12308
Bacliff Generating Station | Texas |  | X | X | 60264 | BCGT4 | 91272 | Combustion Turbine |  |  |  | Combustion turbine |  |  |  |  | 0.13447
Bacliff Generating Station | Texas |  | X | X | 60264 | BCGT5 | 91273 | Combustion Turbine |  |  |  | Combustion turbine |  |  |  |  | 0.12349
Bacliff Generating Station | Texas |  | X | X | 60264 | BCGT6 | 91274 | Combustion Turbine |  |  |  | Combustion turbine |  |  |  |  | 0.13755
Barney M. Davis | Texas |  | X | X | 4939 | 1 | 2658 | O/G Steam |  |  |  | Tangentially-fired |  |  |  | 300 | 0.15305
Barney M. Davis | Texas |  | X | X | 4939 | 3 | 90244 | Combined Cycle |  |  |  | Combined cycle | Y |  |  |  | 0.012
Barney M. Davis | Texas |  | X | X | 4939 | 4 | 90245 | Combined Cycle |  |  |  | Combined cycle | Y |  |  |  | 0.012
Bastrop Clean Energy Center | Texas |  | X | X | 55168 | CTG-1A | 4046 | Combined Cycle |  |  |  | Combined cycle |  |  |  |  | 0.026842
Bastrop Clean Energy Center | Texas |  | X | X | 55168 | CTG-1B | 4047 | Combined Cycle |  |  |  | Combined cycle |  |  |  |  | 0.033987
Baytown Energy Center | Texas |  | X | X | 55327 | CTG-1 | 4097 | Combined Cycle |  |  |  | Combined cycle | Y |  |  |  | 0.010979
Baytown Energy Center | Texas |  | X | X | 55327 | CTG-2 | 4098 | Combined Cycle |  |  |  | Combined cycle | Y |  |  |  | 0.0098708
Baytown Energy Center | Texas |  | X | X | 55327 | CTG-3 | 4099 | Combined Cycle |  |  |  | Combined cycle | Y |  |  |  | 0.010093
Blackhawk Station | Texas |  | X | X | 55064 | 001 | 3849 | Combustion Turbine |  |  |  | Combustion turbine | Y |  |  |  | 0.03
Blackhawk Station | Texas |  | X | X | 55064 | 002 | 3850 | Combustion Turbine |  |  |  | Combustion turbine | Y |  |  |  | 0.03
Bosque County Power Plant | Texas |  | X | X | 55172 | GT-1 | 4054 | Combined Cycle |  |  |  | Combined cycle | Y |  |  |  | 0.010328
Bosque County Power Plant | Texas |  | X | X | 55172 | GT-2 | 4055 | Combined Cycle |  |  |  | Combined cycle | Y |  |  |  | 0.00957
Bosque County Power Plant | Texas |  | X | X | 55172 | GT-3 | 4056 | Combined Cycle |  |  |  | Combined cycle | Y |  |  |  | 0.012
Brazos Valley Energy, LP | Texas |  | X | X | 55357 | CTG1 | 4543 | Combined Cycle |  |  |  | Combined cycle | Y |  |  |  | 0.011777
Brazos Valley Energy, LP | Texas |  | X | X | 55357 | CTG2 | 4544 | Combined Cycle |  |  |  | Combined cycle | Y |  |  |  | 0.012
C. R. Wing Cogeneration Plant | Texas |  | X | X | 52176 | 1 | 89347 | Combined Cycle |  |  |  | Combined cycle |  |  |  |  | 0.099882
C. R. Wing Cogeneration Plant | Texas |  | X | X | 52176 | 2 | 89348 | Combined Cycle |  |  |  | Combined cycle |  |  |  |  | 0.11574
Calpine Hidalgo Energy Center | Texas |  | X | X | 7762 | HRSG1 | 3171 | Combined Cycle |  |  |  | Combined cycle |  |  |  |  | 0.038135
Calpine Hidalgo Energy Center | Texas |  | X | X | 7762 | HRSG2 | 3172 | Combined Cycle |  |  |  | Combined cycle |  |  |  |  | 0.035061
Carbon Capture Plant | Texas |  | X | X | 58378 | CTHRSG | 90816 | Combustion Turbine |  |  |  | Combustion turbine | Y |  |  |  | 0.0096647 | Y
Cedar Bayou | Texas |  | X | X | 3460 | CBY1 | 2343 | O/G Steam |  |  |  | Dry bottom wall-fired boiler | Y |  |  | 746 | 0.03
Cedar Bayou | Texas |  | X | X | 3460 | CBY2 | 2344 | O/G Steam |  |  |  | Dry bottom wall-fired boiler | Y |  |  | 749 | 0.03
Cedar Bayou 4 | Texas |  | X | X | 56806 | CBY41 | 90407 | Combined Cycle |  |  |  | Combined cycle | Y |  |  |  | 0.010355
Cedar Bayou 4 | Texas |  | X | X | 56806 | CBY42 | 90408 | Combined Cycle |  |  |  | Combined cycle | Y |  |  |  | 0.010354
Chamon Power, LLC | Texas |  | X | X | 60460 | CT1 | 91152 | Combustion Turbine |  |  |  | Combustion turbine | Y |  |  |  | 0.017642
Chamon Power, LLC | Texas |  | X | X | 60460 | CT2 | 91153 | Combustion Turbine |  |  |  | Combustion turbine | Y |  |  |  | 0.018517
Channel Energy Center | Texas |  | X | X | 55299 | CTG1 | 4477 | Combined Cycle |  |  |  | Combined cycle | Y |  |  |  | 0.011433
Channel Energy Center | Texas |  | X | X | 55299 | CTG2 | 4478 | Combined Cycle |  |  |  | Combined cycle | Y |  |  |  | 0.011636
Channel Energy Center | Texas |  | X | X | 55299 | CTG3 | 4479 | Combined Cycle |  |  |  | Combined cycle | Y |  |  |  | 0.006464
Channelview Cogeneration Facility | Texas |  | X | X | 55187 | CHV1 | 4077 | Combined Cycle |  |  |  | Combined cycle | Y |  |  |  | 0.011451
Channelview Cogeneration Facility | Texas |  | X | X | 55187 | CHV2 | 4078 | Combined Cycle |  |  |  | Combined cycle | Y |  |  |  | 0.010599
Channelview Cogeneration Facility | Texas |  | X | X | 55187 | CHV3 | 4079 | Combined Cycle |  |  |  | Combined cycle | Y |  |  |  | 0.01156
Channelview Cogeneration Facility | Texas |  | X | X | 55187 | CHV4 | 4080 | Combined Cycle |  |  |  | Combined cycle | Y |  |  |  | 0.010454
Coleto Creek | Texas |  | X | X | 6178 | 1 | 2826 | Coal Steam | 12 | 2027 | 2028 | Tangentially-fired |  |  |  | 648 | 0.05
Colorado Bend Energy Center | Texas |  | X | X | 56350 | CT1A | 91260 | Combined Cycle |  |  |  | Combined cycle | Y |  |  |  | 0.012
Colorado Bend Energy Center | Texas |  | X | X | 56350 | CT1B | 91261 | Combined Cycle |  |  |  | Combined cycle | Y |  |  |  | 0.012
Colorado Bend Energy Center | Texas |  | X | X | 56350 | CT2A | 91264 | Combined Cycle |  |  |  | Combined cycle | Y |  |  |  | 0.012
Colorado Bend Energy Center | Texas |  | X | X | 56350 | CT2B | 91265 | Combined Cycle |  |  |  | Combined cycle | Y |  |  |  | 0.012
Colorado Bend II | Texas |  | X | X | 60122 | CT7 | 91195 | Combined Cycle |  |  |  | Combined cycle | Y |  |  |  | 0.0042902
Colorado Bend II | Texas |  | X | X | 60122 | CT8 | 91196 | Combined Cycle |  |  |  | Combined cycle | Y |  |  |  | 0.00421
Copper Station | Texas |  | X | X | 9 | CTG-1 | 90211 | Combustion Turbine |  |  |  | Combustion turbine |  |  |  |  | 0.23944
Corpus Christi Energy Center | Texas |  | X | X | 55206 | CU1 | 4138 | Combined Cycle |  |  |  | Combined cycle |  |  |  |  | 0.032902
Corpus Christi Energy Center | Texas |  | X | X | 55206 | CU2 | 4139 | Combined Cycle |  |  |  | Combined cycle |  |  |  |  | 0.038259
Cottonwood Energy Project | Texas |  | X | X | 55358 | CT1 | 4545 | Combined Cycle |  |  |  | Combined cycle | Y |  |  |  | 0.012
Cottonwood Energy Project | Texas |  | X | X | 55358 | CT2 | 4546 | Combined Cycle |  |  |  | Combined cycle | Y |  |  |  | 0.012
Cottonwood Energy Project | Texas |  | X | X | 55358 | CT3 | 4547 | Combined Cycle |  |  |  | Combined cycle | Y |  |  |  | 0.012
Cottonwood Energy Project | Texas |  | X | X | 55358 | CT4 | 4548 | Combined Cycle |  |  |  | Combined cycle | Y |  |  |  | 0.012
Decker Creek | Texas |  | X | X | 3548 | 2 | 2455 | O/G Steam | 3 | 2022 | 2023 | Dry bottom wall-fired boiler |  |  |  | 404 | 0.03 | Y
Decker Creek | Texas |  | X | X | 3548 | GT-1A | 89911 | Combustion Turbine |  |  |  | Combustion turbine |  |  |  |  | 0.70014
Decker Creek | Texas |  | X | X | 3548 | GT-1B | 89912 | Combustion Turbine |  |  |  | Combustion turbine |  |  |  |  | 0.69998
Decker Creek | Texas |  | X | X | 3548 | GT-2A | 89913 | Combustion Turbine |  |  |  | Combustion turbine |  |  |  |  | 0.70002
Decker Creek | Texas |  | X | X | 3548 | GT-2B | 89914 | Combustion Turbine |  |  |  | Combustion turbine |  |  |  |  | 0.70006
Decker Creek | Texas |  | X | X | 3548 | GT-3A | 89915 | Combustion Turbine |  |  |  | Combustion turbine |  |  |  |  | 0.70003
Decker Creek | Texas |  | X | X | 3548 | GT-3B | 89916 | Combustion Turbine |  |  |  | Combustion turbine |  |  |  |  | 0.70002
Decker Creek | Texas |  | X | X | 3548 | GT-4A | 89917 | Combustion Turbine |  |  |  | Combustion turbine |  |  |  |  | 0.70013
Decker Creek | Texas |  | X | X | 3548 | GT-4B | 89918 | Combustion Turbine |  |  |  | Combustion turbine |  |  |  |  | 0.69996
Decordova | Texas |  | X | X | 8063 | CT1 | 90028 | Combustion Turbine |  |  |  | Combustion turbine |  |  |  |  | 0.70002
Decordova | Texas |  | X | X | 8063 | CT2 | 90029 | Combustion Turbine |  |  |  | Combustion turbine |  |  |  |  | 0.7001
Decordova | Texas |  | X | X | 8063 | CT3 | 90030 | Combustion Turbine |  |  |  | Combustion turbine |  |  |  |  | 0.70005
Decordova | Texas |  | X | X | 8063 | CT4 | 90031 | Combustion Turbine |  |  |  | Combustion turbine |  |  |  |  | 0.70006
Deer Park Energy Center | Texas |  | X | X | 55464 | CTG1 | 4821 | Combined Cycle |  |  |  | Combined cycle | Y |  |  |  | 0.0088776
Deer Park Energy Center | Texas |  | X | X | 55464 | CTG2 | 4822 | Combined Cycle |  |  |  | Combined cycle | Y |  |  |  | 0.0089336
Deer Park Energy Center | Texas |  | X | X | 55464 | CTG3 | 4823 | Combined Cycle |  |  |  | Combined cycle | Y |  |  |  | 0.0090418
Deer Park Energy Center | Texas |  | X | X | 55464 | CTG4 | 4824 | Combined Cycle |  |  |  | Combined cycle | Y |  |  |  | 0.0090846
Deer Park Energy Center | Texas |  | X | X | 55464 | CTG5 | 90258 | Combined Cycle |  |  |  | Combined cycle | Y |  |  |  | 0.0057067
Eastman Cogeneration Facility | Texas |  | X | X | 55176 | 1 | 4065 | Combined Cycle |  |  |  | Combined cycle |  |  |  |  | 0.023465
Eastman Cogeneration Facility | Texas |  | X | X | 55176 | 2 | 4066 | Combined Cycle |  |  |  | Combined cycle |  |  |  |  | 0.026576
Ector County Energy Center | Texas |  | X | X | 58471 | CT-1 | 90984 | Combustion Turbine |  |  |  | Combustion turbine |  |  |  |  | 0.035128
Ector County Energy Center | Texas |  | X | X | 58471 | CT-2 | 90985 | Combustion Turbine |  |  |  | Combustion turbine |  |  |  |  | 0.032961
Ennis Power Company, LLC | Texas |  | X | X | 55223 | GT-1 | 4182 | Combined Cycle |  |  |  | Combined cycle | Y |  |  |  | 0.012
ExxonMobil Beaumont Refinery | Texas |  | X | X | 50625 | 61STK1 | 3679 | O/G Steam |  |  |  | Combined cycle | Y |  |  | 145 | 0.0086255
ExxonMobil Beaumont Refinery | Texas |  | X | X | 50625 | 61STK2 | 3680 | O/G Steam |  |  |  | Combined cycle | Y |  |  | 145 | 0.0075872
ExxonMobil Beaumont Refinery | Texas |  | X | X | 50625 | 61STK3 | 3681 | O/G Steam |  |  |  | Combined cycle | Y |  |  | 145 | 0.0068335
Forney Power Plant | Texas |  | X | X | 55480 | U1 | 4853 | Combined Cycle |  |  |  | Combined cycle |  |  |  |  | 0.033685
Forney Power Plant | Texas |  | X | X | 55480 | U2 | 4854 | Combined Cycle |  |  |  | Combined cycle |  |  |  |  | 0.033445
Forney Power Plant | Texas |  | X | X | 55480 | U3 | 4855 | Combined Cycle |  |  |  | Combined cycle |  |  |  |  | 0.034701
Forney Power Plant | Texas |  | X | X | 55480 | U4 | 4856 | Combined Cycle |  |  |  | Combined cycle |  |  |  |  | 0.03372
Forney Power Plant | Texas |  | X | X | 55480 | U5 | 4857 | Combined Cycle |  |  |  | Combined cycle |  |  |  |  | 0.035935
Forney Power Plant | Texas |  | X | X | 55480 | U6 | 4858 | Combined Cycle |  |  |  | Combined cycle |  |  |  |  | 0.033657
Freestone Power Generation | Texas |  | X | X | 55226 | GT1 | 4192 | Combined Cycle |  |  |  | Combined cycle |  |  |  |  | 0.030201
Freestone Power Generation | Texas |  | X | X | 55226 | GT2 | 4193 | Combined Cycle |  |  |  | Combined cycle |  |  |  |  | 0.029333
Freestone Power Generation | Texas |  | X | X | 55226 | GT3 | 4194 | Combined Cycle |  |  |  | Combined cycle |  |  |  |  | 0.031979
Freestone Power Generation | Texas |  | X | X | 55226 | GT4 | 4195 | Combined Cycle |  |  |  | Combined cycle |  |  |  |  | 0.030081
Frontera Generation Facility | Texas |  | X | X | 55098 | 1 | 3883 | Combined Cycle |  |  |  | Combined cycle |  |  |  |  | 0.018404
Frontera Generation Facility | Texas |  | X | X | 55098 | 2 | 3884 | Combined Cycle |  |  |  | Combined cycle |  |  |  |  | 0.018929
Graham | Texas |  | X | X | 3490 | 1 | 2408 | O/G Steam |  |  |  | Dry bottom wall-fired boiler |  |  |  | 234 | 0.29302
Graham | Texas |  | X | X | 3490 | 2 | 2409 | O/G Steam |  |  |  | Dry bottom wall-fired boiler |  |  |  | 390 | 0.03
Greens Bayou | Texas |  | X | X | 3464 | GBY73 | 89952 | Combustion Turbine |  |  |  | Combustion turbine |  |  |  |  | 0.21293
Greens Bayou | Texas |  | X | X | 3464 | GBY74 | 89953 | Combustion Turbine |  |  |  | Combustion turbine |  |  |  |  | 0.21505
Greens Bayou | Texas |  | X | X | 3464 | GBY81 | 89954 | Combustion Turbine |  |  |  | Combustion turbine |  |  |  |  | 0.21093
Greens Bayou | Texas |  | X | X | 3464 | GBY82 | 89955 | Combustion Turbine |  |  |  | Combustion turbine |  |  |  |  | 0.21611
Greens Bayou | Texas |  | X | X | 3464 | GBY83 | 89956 | Combustion Turbine |  |  |  | Combustion turbine |  |  |  |  | 0.2118
Greens Bayou | Texas |  | X | X | 3464 | GBY84 | 89957 | Combustion Turbine |  |  |  | Combustion turbine |  |  |  |  | 0.21217
Gregory Power Facility | Texas |  | X | X | 55086 | 101 | 3863 | Combined Cycle |  |  |  | Combined cycle |  |  |  |  | 0.024378
Gregory Power Facility | Texas |  | X | X | 55086 | 102 | 3864 | Combined Cycle |  |  |  | Combined cycle |  |  |  |  | 0.025372
Guadalupe Generating Station | Texas |  | X | X | 55153 | CTG-1 | 4028 | Combined Cycle |  |  |  | Combined cycle |  |  |  |  | 0.029145
Guadalupe Generating Station | Texas |  | X | X | 55153 | CTG-2 | 4029 | Combined Cycle |  |  |  | Combined cycle |  |  |  |  | 0.031013
Guadalupe Generating Station | Texas |  | X | X | 55153 | CTG-3 | 4030 | Combined Cycle |  |  |  | Combined cycle |  |  |  |  | 0.0306
Guadalupe Generating Station | Texas |  | X | X | 55153 | CTG-4 | 4031 | Combined Cycle |  |  |  | Combined cycle |  |  |  |  | 0.031676
H W Pirkey Power Plant | Texas |  | X | X | 7902 | 1 | 3360 | Coal Steam | 3 | 2023 | 2023 | Dry bottom wall-fired boiler |  |  |  | 721 | 0.05 | Y
Handley Generating Station | Texas |  | X | X | 3491 | 3 | 2413 | O/G Steam |  |  |  | Dry bottom wall-fired boiler | Y |  |  | 395 | 0.021853
Handley Generating Station | Texas |  | X | X | 3491 | 4 | 2414 | O/G Steam |  |  |  | Dry bottom wall-fired boiler | Y |  |  | 435 | 0.013164
Handley Generating Station | Texas |  | X | X | 3491 | 5 | 2415 | O/G Steam |  |  |  | Dry bottom wall-fired boiler | Y |  |  | 435 | 0.012315
Hardin County Peaking Facility | Texas |  | X | X | 56604 | HCCT1 | 91256 | Combustion Turbine |  |  |  | Combustion turbine |  |  |  |  | 0.031058
Hardin County Peaking Facility | Texas |  | X | X | 56604 | HCCT2 | 91259 | Combustion Turbine |  |  |  | Combustion turbine |  |  |  |  | 0.032535
Harrington Station | Texas |  | X | X | 6193 | 061B | 2838 | O/G Steam |  |  |  | Tangentially-fired |  |  |  | 339 | 0.03
Harrington Station | Texas |  | X | X | 6193 | 062B | 2839 | O/G Steam |  |  |  | Tangentially-fired |  |  |  | 339 | 0.03
Harrington Station | Texas |  | X | X | 6193 | 063B | 2840 | O/G Steam |  |  |  | Tangentially-fired |  |  |  | 340 | 0.03
Harrison County Power Project | Texas |  | X | X | 55664 | GT-1 | 8788 | Combined Cycle |  |  |  | Combined cycle | Y |  |  |  | 0.012
Harrison County Power Project | Texas |  | X | X | 55664 | GT-2 | 8790 | Combined Cycle |  |  |  | Combined cycle | Y |  |  |  | 0.012
Hays Energy Facility | Texas |  | X | X | 55144 | STK1 | 4002 | Combined Cycle |  |  |  | Combined cycle | Y |  |  |  | 0.012
Hays Energy Facility | Texas |  | X | X | 55144 | STK2 | 4003 | Combined Cycle |  |  |  | Combined cycle | Y |  |  |  | 0.012
Hays Energy Facility | Texas |  | X | X | 55144 | STK3 | 4004 | Combined Cycle |  |  |  | Combined cycle | Y |  |  |  | 0.012
Hays Energy Facility | Texas |  | X | X | 55144 | STK4 | 4005 | Combined Cycle |  |  |  | Combined cycle | Y |  |  |  | 0.012
J K Spruce | Texas |  | X | X | 7097 | **1 | 2939 | Coal Steam | 12 | 2028 | 2029 | Tangentially-fired |  |  |  | 560 | 0.05
J K Spruce | Texas |  | X | X | 7097 | **2 | 2940 | Coal Steam |  |  |  | Tangentially-fired | Y |  |  | 785 | 0.042906
J Robert Massengale Generating Station | Texas |  | X | X | 3604 | GT1 | 2474 | Combined Cycle |  |  |  | Combined cycle | Y |  |  |  | 0.012
J T Deely | Texas |  | X | X | 6181 | 1 | 2832 | Coal Steam | 12 | 2024 | 2025 | Tangentially-fired |  |  | Y | 420 | 0.05 | Y
J T Deely | Texas |  | X | X | 6181 | 2 | 2833 | Coal Steam | 12 | 2024 | 2025 | Tangentially-fired | Y |  | Y | 420 | 0.08 | Y
Jack County Generation Facility | Texas |  | X | X | 55230 | CT-1 | 4236 | Combined Cycle |  |  |  | Combined cycle | Y |  |  |  | 0.012
Jack County Generation Facility | Texas |  | X | X | 55230 | CT-2 | 4237 | Combined Cycle |  |  |  | Combined cycle | Y |  |  |  | 0.012
Jack County Generation Facility | Texas |  | X | X | 55230 | CT-3 | 90582 | Combined Cycle |  |  |  | Combined cycle | Y |  |  |  | 0.008424
Jack County Generation Facility | Texas |  | X | X | 55230 | CT-4 | 90583 | Combined Cycle |  |  |  | Combined cycle | Y |  |  |  | 0.0069204
Johnson County Generation Facility | Texas |  | X | X | 54817 | EAST | 3804 | Combined Cycle |  |  |  | Combined cycle | Y |  |  |  | 0.012
Jones Station | Texas |  | X | X | 3482 | 151B | 2394 | O/G Steam |  |  |  | Tangentially-fired |  |  |  | 243 | 0.03
Jones Station | Texas |  | X | X | 3482 | 152B | 2395 | O/G Steam | 12 | 2031 | 2032 | Tangentially-fired |  |  |  | 243 | 0.03
Jones Station | Texas |  | X | X | 3482 | 153T | 90700 | Combustion Turbine |  |  |  | Combustion turbine |  |  |  |  | 0.02837
Jones Station | Texas |  | X | X | 3482 | 154T | 90833 | Combustion Turbine |  |  |  | Combustion turbine |  |  |  |  | 0.029615
Knox Lee Power Plant | Texas |  | X | X | 3476 | 5 | 2388 | O/G Steam |  |  |  | Tangentially-fired |  |  |  | 342 | 0.10169
LaPorte Generating Station | Texas |  | X | X | 55365 | GT-1 | 4559 | Combustion Turbine |  |  |  | Combustion turbine |  |  |  |  | 0.18251
LaPorte Generating Station | Texas |  | X | X | 55365 | GT-2 | 4560 | Combustion Turbine |  |  |  | Combustion turbine |  |  |  |  | 0.16992
LaPorte Generating Station | Texas |  | X | X | 55365 | GT-3 | 4561 | Combustion Turbine |  |  |  | Combustion turbine |  |  |  |  | 0.17833
LaPorte Generating Station | Texas |  | X | X | 55365 | GT-4 | 4562 | Combustion Turbine |  |  |  | Combustion turbine |  |  |  |  | 0.16992
Lake Hubbard | Texas |  | X | X | 3452 | 1 | 2313 | O/G Steam |  |  |  | Dry bottom wall-fired boiler |  |  |  | 392 | 0.11942
Lake Hubbard | Texas |  | X | X | 3452 | 2 | 2314 | O/G Steam |  |  |  | Dry bottom wall-fired boiler | Y |  |  | 523 | 0.03
Lamar Power Plant | Texas |  | X | X | 55097 | 1 | 3879 | Combined Cycle |  |  |  | Combined cycle |  |  |  |  | 0.032985
Lamar Power Plant | Texas |  | X | X | 55097 | 2 | 3880 | Combined Cycle |  |  |  | Combined cycle |  |  |  |  | 0.034014
Lamar Power Plant | Texas |  | X | X | 55097 | 3 | 3881 | Combined Cycle |  |  |  | Combined cycle |  |  |  |  | 0.032387
Lamar Power Plant | Texas |  | X | X | 55097 | 4 | 3882 | Combined Cycle |  |  |  | Combined cycle |  |  |  |  | 0.032174
Laredo | Texas |  | X | X | 3439 | 4 | 90196 | Combustion Turbine |  |  |  | Combustion turbine | Y |  |  |  | 0.010972
Laredo | Texas |  | X | X | 3439 | 5 | 90197 | Combustion Turbine |  |  |  | Combustion turbine | Y |  |  |  | 0.010375
Leon Creek | Texas |  | X | X | 3609 | CGT1 | 89297 | Combustion Turbine |  |  |  | Combustion turbine | Y |  |  |  | 0.016017
Leon Creek | Texas |  | X | X | 3609 | CGT2 | 89298 | Combustion Turbine |  |  |  | Combustion turbine | Y |  |  |  | 0.01594
Leon Creek | Texas |  | X | X | 3609 | CGT3 | 89299 | Combustion Turbine |  |  |  | Combustion turbine | Y |  |  |  | 0.015621
Leon Creek | Texas |  | X | X | 3609 | CGT4 | 89300 | Combustion Turbine |  |  |  | Combustion turbine | Y |  |  |  | 0.017552
Lewis Creek | Texas |  | X | X | 3457 | 1 | 2332 | O/G Steam |  |  |  | Dry bottom wall-fired boiler | Y |  |  | 252 | 0.022855
Lewis Creek | Texas |  | X | X | 3457 | 2 | 2333 | O/G Steam |  |  |  | Dry bottom wall-fired boiler | Y |  |  | 253 | 0.021213
Limestone | Texas |  | X | X | 298 | LIM1 | 176 | Coal Steam | 12 | 2029 | 2030 | Tangentially-fired |  | Y |  | 831 | 0.05
Limestone | Texas |  | X | X | 298 | LIM2 | 177 | Coal Steam | 12 | 2029 | 2030 | Tangentially-fired |  | Y |  | 858 | 0.05
Lost Pines 1 | Texas |  | X | X | 55154 | 1 | 4032 | Combined Cycle |  |  |  | Combined cycle | Y |  |  |  | 0.012
Lost Pines 1 | Texas |  | X | X | 55154 | 2 | 4033 | Combined Cycle |  |  |  | Combined cycle | Y |  |  |  | 0.012
Magic Valley Generating Station | Texas |  | X | X | 55123 | CTG-1 | 3951 | Combined Cycle |  |  |  | Combined cycle | Y |  |  |  | 0.012
Magic Valley Generating Station | Texas |  | X | X | 55123 | CTG-2 | 3952 | Combined Cycle |  |  |  | Combined cycle | Y |  |  |  | 0.012
Martin Lake | Texas |  | X | X | 6146 | 1 | 2804 | Coal Steam |  |  |  | Tangentially-fired |  |  |  | 800 | 0.05
Martin Lake | Texas |  | X | X | 6146 | 2 | 2805 | Coal Steam |  |  |  | Tangentially-fired |  |  |  | 805 | 0.05
Martin Lake | Texas |  | X | X | 6146 | 3 | 2806 | Coal Steam |  |  |  | Tangentially-fired |  |  |  | 805 | 0.05
Midlothian Energy | Texas |  | X | X | 55091 | STK1 | 3873 | Combined Cycle |  |  |  | Combined cycle | Y |  |  |  | 0.012
Midlothian Energy | Texas |  | X | X | 55091 | STK2 | 3874 | Combined Cycle |  |  |  | Combined cycle | Y |  |  |  | 0.012
Midlothian Energy | Texas |  | X | X | 55091 | STK3 | 3875 | Combined Cycle |  |  |  | Combined cycle | Y |  |  |  | 0.012
Midlothian Energy | Texas |  | X | X | 55091 | STK4 | 3876 | Combined Cycle |  |  |  | Combined cycle | Y |  |  |  | 0.012
Midlothian Energy | Texas |  | X | X | 55091 | STK5 | 3877 | Combined Cycle |  |  |  | Combined cycle | Y |  |  |  | 0.012
Midlothian Energy | Texas |  | X | X | 55091 | STK6 | 3878 | Combined Cycle |  |  |  | Combined cycle | Y |  |  |  | 0.012
Montana Power Station | Texas |  | X | X | 58562 | GT-1 | 90902 | Combustion Turbine |  |  |  | Combustion turbine | Y |  |  |  | 0.011379
Montana Power Station | Texas |  | X | X | 58562 | GT-2 | 90903 | Combustion Turbine |  |  |  | Combustion turbine | Y |  |  |  | 0.012521
Montana Power Station | Texas |  | X | X | 58562 | GT-3 | 90904 | Combustion Turbine |  |  |  | Combustion turbine | Y |  |  |  | 0.012174
Montana Power Station | Texas |  | X | X | 58562 | GT-4 | 90905 | Combustion Turbine |  |  |  | Combustion turbine | Y |  |  |  | 0.011662
Montgomery County Power Station | Texas |  | X | X | 60925 | CT1 | 91291 | Combined Cycle |  |  |  | Combined cycle | Y |  |  |  | 0.0061179
Montgomery County Power Station | Texas |  | X | X | 60925 | CT2 | 91292 | Combined Cycle |  |  |  | Combined cycle | Y |  |  |  | 0.006174
Morgan Creek | Texas |  | X | X | 3492 | CT1 | 90017 | Combustion Turbine |  |  |  | Combustion turbine |  |  |  |  | 0.89037
Morgan Creek | Texas |  | X | X | 3492 | CT2 | 90018 | Combustion Turbine |  |  |  | Combustion turbine |  |  |  |  | 0.80739
Morgan Creek | Texas |  | X | X | 3492 | CT3 | 90019 | Combustion Turbine |  |  |  | Combustion turbine |  |  |  |  | 0.83316
Morgan Creek | Texas |  | X | X | 3492 | CT4 | 90020 | Combustion Turbine |  |  |  | Combustion turbine |  |  |  |  | 0.81442
Morgan Creek | Texas |  | X | X | 3492 | CT5 | 90021 | Combustion Turbine |  |  |  | Combustion turbine |  |  |  |  | 0.82567
Morgan Creek | Texas |  | X | X | 3492 | CT6 | 90022 | Combustion Turbine |  |  |  | Combustion turbine |  |  |  |  | 1.1319
Mountain Creek Generating Station | Texas |  | X | X | 3453 | 6 | 2318 | O/G Steam |  |  |  | Dry bottom wall-fired boiler |  |  |  | 122 | 0.10179
Mountain Creek Generating Station | Texas |  | X | X | 3453 | 7 | 2319 | O/G Steam |  |  |  | Dry bottom wall-fired boiler |  |  |  | 118 | 0.21461
Mountain Creek Generating Station | Texas |  | X | X | 3453 | 8 | 2320 | O/G Steam |  |  |  | Tangentially-fired | Y |  |  | 568 | 0.019809
Mustang Station | Texas |  | X | X | 55065 | 1 | 3851 | Combined Cycle |  |  |  | Combined cycle |  |  |  |  | 0.036424
Mustang Station | Texas |  | X | X | 55065 | 2 | 3852 | Combined Cycle |  |  |  | Combined cycle |  |  |  |  | 0.033269
Mustang Station (56326) | Texas |  | X | X | 56326 | GEN1 | 89654 | Combustion Turbine |  |  |  | Combustion turbine |  |  |  |  | 0.025865
Mustang Station (56326) | Texas |  | X | X | 56326 | GEN2 | 89751 | Combustion Turbine |  |  |  | Combustion turbine |  |  |  |  | 0.027307
Mustang Station (56326) | Texas |  | X | X | 56326 | GEN3 | 90776 | Combustion Turbine |  |  |  | Combustion turbine |  |  |  |  | 0.027944
Nacogdoches Generating Facility | Texas |  | X | X | 55708 | BFB-1 | 9227 | Biomass |  |  |  | Bubbling fluidized bed boiler |  | Y |  |  | 0.08245
New Gulf Power Facility | Texas |  | X | X | 50137 | 1 | 3640 | Combustion Turbine | 11 | 2020 | 2023 | Combustion turbine |  |  |  |  | 0.27233 | Y
Newman Power Station | Texas |  | X | X | 3456 | **4 | 2327 | Combined Cycle | 12 | 2031 | 2032 | Combined cycle |  |  |  |  | 0.13219
Newman Power Station | Texas |  | X | X | 3456 | **5 | 2328 | Combined Cycle | 12 | 2031 | 2032 | Combined cycle |  |  |  |  | 0.14491
Newman Power Station | Texas |  | X | X | 3456 | 1 | 2329 | O/G Steam | 12 | 2024 | 2025 | Dry bottom wall-fired boiler |  |  |  | 82 | 0.19767 | Y
Newman Power Station | Texas |  | X | X | 3456 | 2 | 2330 | O/G Steam | 12 | 2024 | 2025 | Dry bottom wall-fired boiler |  |  |  | 81 | 0.20302 | Y
Newman Power Station | Texas |  | X | X | 3456 | 3 | 2331 | O/G Steam | 12 | 2031 | 2032 | Dry bottom wall-fired boiler |  |  |  | 97 | 0.16827
Newman Power Station | Texas |  | X | X | 3456 | GT-6A | 91266 | Combined Cycle |  |  |  | Combined cycle | Y |  |  |  | 0.012
Newman Power Station | Texas |  | X | X | 3456 | GT-6B | 91267 | Combined Cycle |  |  |  | Combined cycle | Y |  |  |  | 0.010697
Nichols Station | Texas |  | X | X | 3484 | 141B | 2398 | O/G Steam | 12 | 2028 | 2029 | Tangentially-fired |  |  |  | 107 | 0.10111
Nichols Station | Texas |  | X | X | 3484 | 142B | 2399 | O/G Steam | 12 | 2027 | 2028 | Tangentially-fired |  |  |  | 106 | 0.1079
Nichols Station | Texas |  | X | X | 3484 | 143B | 2400 | O/G Steam |  |  |  | Tangentially-fired |  |  |  | 244 | 0.03
Nueces Bay | Texas |  | X | X | 3441 | 8 | 90242 | Combined Cycle |  |  |  | Combined cycle | Y |  |  |  | 0.012
Nueces Bay | Texas |  | X | X | 3441 | 9 | 90243 | Combined Cycle |  |  |  | Combined cycle | Y |  |  |  | 0.012
O W Sommers | Texas |  | X | X | 3611 | 1 | 2479 | O/G Steam | 3 | 2027 | 2027 | Tangentially-fired |  |  |  | 420 | 0.03 | Y
O W Sommers | Texas |  | X | X | 3611 | 2 | 2480 | O/G Steam | 3 | 2029 | 2029 | Tangentially-fired |  |  |  | 410 | 0.03
Oak Grove | Texas |  | X | X | 6180 | 1 | 2830 | Coal Steam |  |  |  | Tangentially-fired | Y |  |  | 855 | 0.071553
Oak Grove | Texas |  | X | X | 6180 | 2 | 2831 | Coal Steam |  |  |  | Dry bottom wall-fired boiler | Y |  |  | 855 | 0.07108
Odessa Ector Generating Station | Texas |  | X | X | 55215 | GT1 | 4149 | Combined Cycle |  |  |  | Combined cycle |  |  |  |  | 0.029384
Odessa Ector Generating Station | Texas |  | X | X | 55215 | GT2 | 4150 | Combined Cycle |  |  |  | Combined cycle |  |  |  |  | 0.027163
Odessa Ector Generating Station | Texas |  | X | X | 55215 | GT3 | 4151 | Combined Cycle |  |  |  | Combined cycle |  |  |  |  | 0.029585
Odessa Ector Generating Station | Texas |  | X | X | 55215 | GT4 | 4152 | Combined Cycle |  |  |  | Combined cycle |  |  |  |  | 0.028001
Odyssey Energy Altura Cogen, LLC | Texas |  | X | X | 50815 | ENG101 | 10087 | Combined Cycle |  |  |  | Combined cycle |  |  |  |  | 0.027248
Odyssey Energy Altura Cogen, LLC | Texas |  | X | X | 50815 | ENG201 | 10088 | Combined Cycle |  |  |  | Combined cycle |  |  |  |  | 0.02228
Odyssey Energy Altura Cogen, LLC | Texas |  | X | X | 50815 | ENG301 | 10089 | Combined Cycle |  |  |  | Combined cycle |  |  |  |  | 0.023326
Odyssey Energy Altura Cogen, LLC | Texas |  | X | X | 50815 | ENG401 | 10090 | Combined Cycle |  |  |  | Combined cycle |  |  |  |  | 0.020434
Odyssey Energy Altura Cogen, LLC | Texas |  | X | X | 50815 | ENG501 | 10091 | Combined Cycle |  |  |  | Combined cycle |  |  |  |  | 0.01586
Odyssey Energy Altura Cogen, LLC | Texas |  | X | X | 50815 | ENG601 | 10092 | Combined Cycle |  |  |  | Combined cycle |  |  |  |  | 0.01534
Oklaunion Power Station | Texas |  | X | X | 127 | 1 | 81 | Coal Steam | 9 | 2020 | 2023 |  |  |  |  | 650 | 0.05 | Y
Panda Sherman Power Station | Texas |  | X | X | 58005 | CTG1 | 90809 | Combined Cycle |  |  |  | Combined cycle | Y |  |  |  | 0.0066508
Panda Sherman Power Station | Texas |  | X | X | 58005 | CTG2 | 90810 | Combined Cycle |  |  |  | Combined cycle | Y |  |  |  | 0.0066557
Panda Temple Power Station | Texas |  | X | X | 58001 | CTG1 | 90804 | Combined Cycle |  |  |  | Combined cycle | Y |  |  |  | 0.0070335
Panda Temple Power Station | Texas |  | X | X | 58001 | CTG2 | 90806 | Combined Cycle |  |  |  | Combined cycle | Y |  |  |  | 0.0070366
Panda Temple Power Station | Texas |  | X | X | 58001 | CTG3 | 90807 | Combined Cycle |  |  |  | Combined cycle | Y |  |  |  | 0.0071017
Panda Temple Power Station | Texas |  | X | X | 58001 | CTG4 | 90808 | Combined Cycle |  |  |  | Combined cycle | Y |  |  |  | 0.0071163
Paris Energy Center | Texas |  | X | X | 50109 | HRSG1 | 89668 | Combined Cycle |  |  |  | Combined cycle |  |  |  |  | 0.11026
Paris Energy Center | Texas |  | X | X | 50109 | HRSG2 | 89669 | Combined Cycle |  |  |  | Combined cycle |  |  |  |  | 0.11554
Pasadena Power Plant | Texas |  | X | X | 55047 | CG-1 | 3831 | Combined Cycle |  |  |  | Combined cycle | Y |  |  |  | 0.012
Pasadena Power Plant | Texas |  | X | X | 55047 | CG-2 | 3832 | Combined Cycle |  |  |  | Combined cycle | Y |  |  |  | 0.012
Pasadena Power Plant | Texas |  | X | X | 55047 | CG-3 | 3833 | Combined Cycle |  |  |  | Combined cycle | Y |  |  |  | 0.012
Permian Basin | Texas |  | X | X | 3494 | CT1 | 90023 | Combustion Turbine |  |  |  | Combustion turbine |  |  |  |  | 0.17897
Permian Basin | Texas |  | X | X | 3494 | CT2 | 90024 | Combustion Turbine |  |  |  | Combustion turbine |  |  |  |  | 0.22485
Permian Basin | Texas |  | X | X | 3494 | CT3 | 90025 | Combustion Turbine |  |  |  | Combustion turbine |  |  |  |  | 0.22863
Permian Basin | Texas |  | X | X | 3494 | CT4 | 90026 | Combustion Turbine |  |  |  | Combustion turbine |  |  |  |  | 0.2306
Permian Basin | Texas |  | X | X | 3494 | CT5 | 90027 | Combustion Turbine |  |  |  | Combustion turbine |  |  |  |  | 0.23383
Plant X | Texas |  | X | X | 3485 | 111B | 2401 | O/G Steam |  |  |  | Dry bottom wall-fired boiler |  |  |  | 48 | 0.47265
Plant X | Texas |  | X | X | 3485 | 112B | 2402 | O/G Steam |  |  |  | Tangentially-fired |  |  |  | 102 | 0.088594
Plant X | Texas |  | X | X | 3485 | 113B | 2403 | O/G Steam | 12 | 2022 | 2023 | Tangentially-fired |  |  |  | 93 | 0.16069 | Y
Plant X | Texas |  | X | X | 3485 | 114B | 2404 | O/G Steam | 12 | 2027 | 2028 | Tangentially-fired |  |  |  | 190 | 0.094591
Port Comfort Peaking Facility | Texas |  | X | X | 60459 | CT1 | 91150 | Combustion Turbine |  |  |  | Combustion turbine | Y |  |  |  | 0.03
Port Comfort Peaking Facility | Texas |  | X | X | 60459 | CT2 | 91151 | Combustion Turbine |  |  |  | Combustion turbine | Y |  |  |  | 0.016583
Power Lane Steam Plant | Texas |  | X | X | 4195 | 2 | 2640 | O/G Steam |  |  |  | Dry bottom wall-fired boiler |  |  |  | 24 | 0.2199
Power Lane Steam Plant | Texas |  | X | X | 4195 | 3 | 2641 | O/G Steam |  |  |  | Dry bottom wall-fired boiler |  |  |  | 41 | 0.14985
Quail Run Energy Center | Texas |  | X | X | 56349 | CT1A | 89698 | Combined Cycle |  |  |  | Combined cycle | Y |  |  |  | 0.012
Quail Run Energy Center | Texas |  | X | X | 56349 | CT1B | 89699 | Combined Cycle |  |  |  | Combined cycle | Y |  |  |  | 0.012
Quail Run Energy Center | Texas |  | X | X | 56349 | CT2A | 91262 | Combined Cycle |  |  |  | Combined cycle | Y |  |  |  | 0.012
Quail Run Energy Center | Texas |  | X | X | 56349 | CT2B | 91263 | Combined Cycle |  |  |  | Combined cycle | Y |  |  |  | 0.012
R W Miller | Texas |  | X | X | 3628 | **4 | 2491 | Combustion Turbine |  |  |  | Combustion turbine |  |  |  |  | 0.11148
R W Miller | Texas |  | X | X | 3628 | **5 | 2492 | Combustion Turbine |  |  |  | Combustion turbine |  |  |  |  | 0.11624
R W Miller | Texas |  | X | X | 3628 | 1 | 2493 | O/G Steam |  |  |  | Dry bottom wall-fired boiler |  |  |  | 66 | 0.12021 | Y
R W Miller | Texas |  | X | X | 3628 | 2 | 2494 | O/G Steam |  |  |  | Dry bottom wall-fired boiler |  |  |  | 100 | 0.22419
R W Miller | Texas |  | X | X | 3628 | 3 | 2495 | O/G Steam |  |  |  | Dry bottom wall-fired boiler |  |  |  | 200 | 0.10978
Ray Olinger | Texas |  | X | X | 3576 | BW2 | 2464 | O/G Steam |  |  |  | Dry bottom wall-fired boiler |  |  |  | 107 | 0.049827
Ray Olinger | Texas |  | X | X | 3576 | BW3 | 2465 | O/G Steam |  |  |  | Dry bottom wall-fired boiler |  |  |  | 138 | 0.052337
Ray Olinger | Texas |  | X | X | 3576 | CE1 | 2466 | O/G Steam |  |  |  | Tangentially-fired |  |  |  | 75 | 0.046316 | Y
Ray Olinger | Texas |  | X | X | 3576 | GE4 | 2467 | Combustion Turbine |  |  |  | Combustion turbine |  |  |  |  | 0.027024
Rio Nogales Power Project, LP | Texas |  | X | X | 55137 | CTG-1 | 3975 | Combined Cycle |  |  |  | Combined cycle |  |  |  |  | 0.017837
Rio Nogales Power Project, LP | Texas |  | X | X | 55137 | CTG-2 | 3976 | Combined Cycle |  |  |  | Combined cycle |  |  |  |  | 0.01663
Rio Nogales Power Project, LP | Texas |  | X | X | 55137 | CTG-3 | 3977 | Combined Cycle |  |  |  | Combined cycle |  |  |  |  | 0.016995
Roland C. Dansby Power Plant | Texas |  | X | X | 6243 | 1 | 2860 | O/G Steam |  |  |  | Dry bottom wall-fired boiler |  |  |  | 110 | 0.059685
Roland C. Dansby Power Plant | Texas |  | X | X | 6243 | 2 | 89412 | Combustion Turbine |  |  |  | Combustion turbine | Y |  |  |  | 0.014911
Roland C. Dansby Power Plant | Texas |  | X | X | 6243 | 3 | 90415 | Combustion Turbine |  |  |  | Combustion turbine | Y |  |  |  | 0.02065
SRO Cogen Limited Partnership | Texas |  | X | X | 55120 | CTG-1 | 3945 | Combined Cycle |  |  |  | Combined cycle | Y |  |  |  | 0.012
SRO Cogen Limited Partnership | Texas |  | X | X | 55120 | CTG-2 | 3946 | Combined Cycle |  |  |  | Combined cycle | Y |  |  |  | 0.012
Sabine | Texas |  | X | X | 3459 | 1 | 2338 | O/G Steam | 6 | 2026 | 2027 | Tangentially-fired |  |  |  | 212 | 0.03 | Y
Sabine | Texas |  | X | X | 3459 | 3 | 2340 | O/G Steam | 6 | 2026 | 2027 | Tangentially-fired |  |  |  | 411 | 0.03 | Y
Sabine | Texas |  | X | X | 3459 | 4 | 2341 | O/G Steam | 6 | 2026 | 2027 | Dry bottom wall-fired boiler |  |  |  | 533 | 0.03 | Y
Sabine | Texas |  | X | X | 3459 | 5 | 2342 | O/G Steam |  |  |  | Tangentially-fired |  |  |  | 448 | 0.03
Sam Rayburn Plant | Texas |  | X | X | 3631 | CT7 | 8334 | Combined Cycle |  |  |  | Combined cycle | Y |  |  |  | 0.012
Sam Rayburn Plant | Texas |  | X | X | 3631 | CT8 | 8336 | Combined Cycle |  |  |  | Combined cycle | Y |  |  |  | 0.012
Sam Rayburn Plant | Texas |  | X | X | 3631 | CT9 | 8338 | Combined Cycle |  |  |  | Combined cycle | Y |  |  |  | 0.012
Sam Seymour | Texas |  | X | X | 6179 | 1 | 2827 | Coal Steam |  |  |  | Tangentially-fired |  |  |  | 590 | 0.05
Sam Seymour | Texas |  | X | X | 6179 | 2 | 2828 | Coal Steam |  |  |  | Tangentially-fired |  |  |  | 590 | 0.05
Sam Seymour | Texas |  | X | X | 6179 | 3 | 2829 | Coal Steam |  |  |  | Tangentially-fired |  |  |  | 435 | 0.05
San Jacinto County Peaking Facility | Texas |  | X | X | 56603 | SJCCT1 | 91257 | Combustion Turbine |  |  |  | Combustion turbine |  |  |  |  | 0.025088
San Jacinto County Peaking Facility | Texas |  | X | X | 56603 | SJCCT2 | 91258 | Combustion Turbine |  |  |  | Combustion turbine |  |  |  |  | 0.025913
San Jacinto Steam Electric Station | Texas |  | X | X | 7325 | SJS1 | 3095 | Combustion Turbine |  |  |  | Combustion turbine |  |  |  |  | 0.024129
San Jacinto Steam Electric Station | Texas |  | X | X | 7325 | SJS2 | 3096 | Combustion Turbine |  |  |  | Combustion turbine |  |  |  |  | 0.01642
San Miguel | Texas |  | X | X | 6183 | SM-1 | 2835 | Coal Steam |  |  |  | Dry bottom wall-fired boiler |  | Y |  | 391 | 0.05
Sand Hill Energy Center | Texas |  | X | X | 7900 | SH1 | 1149 | Combustion Turbine |  |  |  | Combustion turbine | Y |  |  |  | 0.020053
Sand Hill Energy Center | Texas |  | X | X | 7900 | SH2 | 1150 | Combustion Turbine |  |  |  | Combustion turbine | Y |  |  |  | 0.020493
Sand Hill Energy Center | Texas |  | X | X | 7900 | SH3 | 1151 | Combustion Turbine |  |  |  | Combustion turbine | Y |  |  |  | 0.019478
Sand Hill Energy Center | Texas |  | X | X | 7900 | SH4 | 1152 | Combustion Turbine |  |  |  | Combustion turbine | Y |  |  |  | 0.020464
Sand Hill Energy Center | Texas |  | X | X | 7900 | SH5 | 10015 | Combined Cycle |  |  |  | Combined cycle | Y |  |  |  | 0.012
Sand Hill Energy Center | Texas |  | X | X | 7900 | SH6 | 90519 | Combustion Turbine |  |  |  | Combustion turbine | Y |  |  |  | 0.016112
Sand Hill Energy Center | Texas |  | X | X | 7900 | SH7 | 90520 | Combustion Turbine |  |  |  | Combustion turbine | Y |  |  |  | 0.015849
Sandy Creek Energy Station | Texas |  | X | X | 56611 | S01 | 90551 | Coal Steam |  |  |  | Dry bottom wall-fired boiler | Y |  |  | 933 | 0.046535
Silas Ray | Texas |  | X | X | 3559 | 10 | 89523 | Combustion Turbine |  |  |  | Combustion turbine | Y |  |  |  | 0.0096042
Silas Ray | Texas |  | X | X | 3559 | 9 | 2461 | Combined Cycle |  |  |  | Combined cycle |  |  |  |  | 0.067444
Sim Gideon | Texas |  | X | X | 3601 | 1 | 2468 | O/G Steam |  |  |  | Dry bottom wall-fired boiler |  |  |  | 136 | 0.16904
Sim Gideon | Texas |  | X | X | 3601 | 2 | 2469 | O/G Steam |  |  |  | Dry bottom wall-fired boiler |  |  |  | 136 | 0.14092
Sim Gideon | Texas |  | X | X | 3601 | 3 | 2470 | O/G Steam |  |  |  | Tangentially-fired |  |  |  | 335 | 0.03
South Houston Green Power Site | Texas |  | X | X | 55470 | EPN801 | 4843 | Combined Cycle |  |  |  | Combined cycle | Y |  |  |  | 0.01022
South Houston Green Power Site | Texas |  | X | X | 55470 | EPN802 | 4844 | Combined Cycle |  |  |  | Combined cycle | Y |  |  |  | 0.01082
South Houston Green Power Site | Texas |  | X | X | 55470 | EPN803 | 4845 | Combined Cycle |  |  |  | Combined cycle | Y |  |  |  | 0.010063
Spencer | Texas |  | X | X | 4266 | 4 | 2651 | O/G Steam |  |  |  | Dry bottom wall-fired boiler |  |  |  | 61 | 0.051505
Spencer | Texas |  | X | X | 4266 | 5 | 2652 | O/G Steam |  |  |  | Dry bottom wall-fired boiler |  |  |  | 61 | 0.053576 | Y
Stryker Creek | Texas |  | X | X | 3504 | 1 | 2429 | O/G Steam |  |  |  | Dry bottom wall-fired boiler |  |  |  | 167 | 0.17535
Stryker Creek | Texas |  | X | X | 3504 | 2 | 2430 | O/G Steam |  |  |  | Tangentially-fired |  |  |  | 502 | 0.081238
Sweeny Cogeneration Facility | Texas |  | X | X | 55015 | 1 | 3814 | Combustion Turbine |  |  |  | Combustion turbine |  |  |  |  | 0.012783
Sweeny Cogeneration Facility | Texas |  | X | X | 55015 | 2 | 3815 | Combustion Turbine |  |  |  | Combustion turbine |  |  |  |  | 0.0096479
Sweeny Cogeneration Facility | Texas |  | X | X | 55015 | 3 | 3816 | Combustion Turbine |  |  |  | Combustion turbine |  |  |  |  | 0.0047196
Sweeny Cogeneration Facility | Texas |  | X | X | 55015 | 4 | 3817 | Combustion Turbine |  |  |  | Combustion turbine |  |  |  |  | 0.0040588
T C Ferguson Power Plant | Texas |  | X | X | 4937 | CT-1 | 90812 | Combined Cycle |  |  |  | Combined cycle | Y |  |  |  | 0.0058694
T C Ferguson Power Plant | Texas |  | X | X | 4937 | CT-2 | 90813 | Combined Cycle |  |  |  | Combined cycle | Y |  |  |  | 0.0054789
T H Wharton | Texas |  | X | X | 3469 | THW31 | 89958 | Combined Cycle |  |  |  | Combined cycle |  |  |  |  | 0.016439
T H Wharton | Texas |  | X | X | 3469 | THW32 | 89959 | Combined Cycle |  |  |  | Combined cycle |  |  |  |  | 0.01599
T H Wharton | Texas |  | X | X | 3469 | THW33 | 89960 | Combined Cycle |  |  |  | Combined cycle |  |  |  |  | 0.016364
T H Wharton | Texas |  | X | X | 3469 | THW34 | 89961 | Combined Cycle |  |  |  | Combined cycle |  |  |  |  | 0.015461
T H Wharton | Texas |  | X | X | 3469 | THW41 | 89962 | Combined Cycle |  |  |  | Combined cycle |  |  |  |  | 0.015985
T H Wharton | Texas |  | X | X | 3469 | THW42 | 89963 | Combined Cycle |  |  |  | Combined cycle |  |  |  |  | 0.01522
T H Wharton | Texas |  | X | X | 3469 | THW43 | 89964 | Combined Cycle |  |  |  | Combined cycle |  |  |  |  | 0.015477
T H Wharton | Texas |  | X | X | 3469 | THW44 | 89965 | Combined Cycle |  |  |  | Combined cycle |  |  |  |  | 0.015658
T H Wharton | Texas |  | X | X | 3469 | THW51 | 89966 | Combustion Turbine |  |  |  | Combustion turbine |  |  |  |  | 0.18755
T H Wharton | Texas |  | X | X | 3469 | THW52 | 89967 | Combustion Turbine |  |  |  | Combustion turbine |  |  |  |  | 0.18785
T H Wharton | Texas |  | X | X | 3469 | THW53 | 89968 | Combustion Turbine |  |  |  | Combustion turbine |  |  |  |  | 0.18887
T H Wharton | Texas |  | X | X | 3469 | THW54 | 89969 | Combustion Turbine |  |  |  | Combustion turbine |  |  |  |  | 0.18822
T H Wharton | Texas |  | X | X | 3469 | THW55 | 89970 | Combustion Turbine |  |  |  | Combustion turbine |  |  |  |  | 0.188
T H Wharton | Texas |  | X | X | 3469 | THW56 | 89971 | Combustion Turbine |  |  |  | Combustion turbine |  |  |  |  | 0.18888
Tejas Power Generation Unit 1 | Texas |  | X | X | 60468 | CT-1 | 91283 | Combustion Turbine |  |  |  | Combustion turbine | Y |  |  |  | 0.03
Tenaska Frontier Generating Station | Texas |  | X | X | 55062 | 1 | 3843 | Combined Cycle |  |  |  | Combined cycle |  |  |  |  | 0.039497
Tenaska Frontier Generating Station | Texas |  | X | X | 55062 | 2 | 3844 | Combined Cycle |  |  |  | Combined cycle |  |  |  |  | 0.035647
Tenaska Frontier Generating Station | Texas |  | X | X | 55062 | 3 | 3845 | Combined Cycle |  |  |  | Combined cycle |  |  |  |  | 0.034474
Tenaska Gateway Generating Station | Texas |  | X | X | 55132 | OGTDB1 | 3970 | Combined Cycle |  |  |  | Combined cycle |  |  |  |  | 0.032752
Tenaska Gateway Generating Station | Texas |  | X | X | 55132 | OGTDB2 | 3971 | Combined Cycle |  |  |  | Combined cycle |  |  |  |  | 0.035464
Tenaska Gateway Generating Station | Texas |  | X | X | 55132 | OGTDB3 | 3972 | Combined Cycle |  |  |  | Combined cycle |  |  |  |  | 0.034909
Texas City Cogeneration | Texas |  | X | X | 52088 | GT-A | 89949 | Combined Cycle |  |  |  | Combined cycle |  |  |  |  | 0.1062
Texas City Cogeneration | Texas |  | X | X | 52088 | GT-B | 89950 | Combined Cycle |  |  |  | Combined cycle |  |  |  |  | 0.027901
Texas City Cogeneration | Texas |  | X | X | 52088 | GT-C | 89951 | Combined Cycle |  |  |  | Combined cycle |  |  |  |  | 0.027041
Tolk Station | Texas |  | X | X | 6194 | 171B | 2841 | Coal Steam | 12 | 2028 | 2029 | Tangentially-fired |  |  |  | 532 | 0.05
Tolk Station | Texas |  | X | X | 6194 | 172B | 2842 | Coal Steam | 12 | 2028 | 2029 | Tangentially-fired |  |  |  | 535 | 0.05
Trinidad | Texas |  | X | X | 3507 | 9 | 2435 | O/G Steam |  |  |  | Tangentially-fired |  |  |  | 235 | 0.19767
Twin Oaks | Texas |  | X | X | 7030 | U1 | 2920 | Coal Steam |  |  |  | Circulating fluidized bed boiler |  | Y |  | 152 | 0.08552
Twin Oaks | Texas |  | X | X | 7030 | U2 | 2921 | Coal Steam |  |  |  | Circulating fluidized bed boiler |  | Y |  | 153 | 0.09014
V H Braunig | Texas |  | X | X | 3612 | 1 | 2481 | O/G Steam | 3 | 2025 | 2025 | Tangentially-fired |  |  |  | 217 | 0.22228 | Y
V H Braunig | Texas |  | X | X | 3612 | 2 | 2482 | O/G Steam | 3 | 2025 | 2025 | Tangentially-fired |  |  |  | 230 | 0.16217 | Y
V H Braunig | Texas |  | X | X | 3612 | 3 | 2483 | O/G Steam | 3 | 2027 | 2027 | Tangentially-fired |  |  |  | 412 | 0.03 | Y
V H Braunig | Texas |  | X | X | 3612 | CGT5 | 89837 | Combustion Turbine |  |  |  | Combustion turbine | Y |  |  |  | 0.014571
V H Braunig | Texas |  | X | X | 3612 | CGT6 | 89838 | Combustion Turbine |  |  |  | Combustion turbine | Y |  |  |  | 0.014556
V H Braunig | Texas |  | X | X | 3612 | CGT7 | 89839 | Combustion Turbine |  |  |  | Combustion turbine | Y |  |  |  | 0.014845
V H Braunig | Texas |  | X | X | 3612 | CGT8 | 89840 | Combustion Turbine |  |  |  | Combustion turbine | Y |  |  |  | 0.013935
V H Braunig | Texas |  | X | X | 3612 | CT01 | 2484 | Combined Cycle |  |  |  | Combined cycle | Y |  |  |  | 0.012
V H Braunig | Texas |  | X | X | 3612 | CT02 | 2485 | Combined Cycle |  |  |  | Combined cycle | Y |  |  |  | 0.012
Victoria City Peaking Facility | Texas |  | X | X | 61241 | CT1 | 91226 | Combustion Turbine |  |  |  | Combustion turbine | Y |  |  |  | 0.013028
Victoria City Peaking Facility | Texas |  | X | X | 61241 | CT2 | 91227 | Combustion Turbine |  |  |  | Combustion turbine | Y |  |  |  | 0.011661
Victoria Port Peaking Facility | Texas |  | X | X | 61242 | CT1 | 91228 | Combustion Turbine |  |  |  | Combustion turbine | Y |  |  |  | 0.012798
Victoria Port Peaking Facility | Texas |  | X | X | 61242 | CT2 | 91229 | Combustion Turbine |  |  |  | Combustion turbine | Y |  |  |  | 0.011816 | Y
Victoria Power Station | Texas |  | X | X | 3443 | 9 | 90094 | Combined Cycle |  |  |  | Combined cycle | Y |  |  |  | 0.012
W A Parish | Texas |  | X | X | 3470 | WAP1 | 2374 | O/G Steam | 12 | 2026 | 2027 | Dry bottom wall-fired boiler |  |  |  | 169 | 0.23095 | Y
W A Parish | Texas |  | X | X | 3470 | WAP2 | 2375 | O/G Steam | 12 | 2026 | 2027 | Dry bottom wall-fired boiler |  |  |  | 169 | 0.12162 | Y
W A Parish | Texas |  | X | X | 3470 | WAP3 | 2376 | O/G Steam | 12 | 2026 | 2027 | Dry bottom wall-fired boiler |  |  |  | 273 | 0.03 | Y
W A Parish | Texas |  | X | X | 3470 | WAP4 | 2377 | O/G Steam | 12 | 2026 | 2027 | Tangentially-fired |  |  |  | 552 | 0.03 | Y
W A Parish | Texas |  | X | X | 3470 | WAP5 | 2378 | Coal Steam |  |  |  | Dry bottom wall-fired boiler | Y |  |  | 659 | 0.060209
W A Parish | Texas |  | X | X | 3470 | WAP6 | 2379 | Coal Steam |  |  |  | Dry bottom wall-fired boiler | Y |  |  | 653 | 0.063639
W A Parish | Texas |  | X | X | 3470 | WAP7 | 2380 | Coal Steam |  |  |  | Tangentially-fired | Y |  |  | 577 | 0.063872
W A Parish | Texas |  | X | X | 3470 | WAP8 | 2381 | Coal Steam |  |  |  | Tangentially-fired | Y |  |  | 610 | 0.045971
Welsh Power Plant | Texas |  | X | X | 6139 | 1 | 2801 | Coal Steam |  |  |  | Dry bottom wall-fired boiler |  |  |  | 528 | 0.05
Welsh Power Plant | Texas |  | X | X | 6139 | 3 | 2803 | Coal Steam | 1 | 2028 | 2028 | Dry bottom wall-fired boiler |  |  |  | 528 | 0.05
Wilkes Power Plant | Texas |  | X | X | 3478 | 1 | 2390 | O/G Steam |  |  |  | Tangentially-fired |  |  |  | 174 | 0.15063
Wilkes Power Plant | Texas |  | X | X | 3478 | 2 | 2391 | O/G Steam |  |  |  | Dry bottom wall-fired boiler |  |  |  | 355 | 0.14237
Wilkes Power Plant | Texas |  | X | X | 3478 | 3 | 2392 | O/G Steam |  |  |  | Dry bottom wall-fired boiler |  |  |  | 354 | 0.13016
Winchester Power Park | Texas |  | X | X | 56674 | 1 | 90317 | Combustion Turbine |  |  |  | Combustion turbine | Y |  |  |  | 0.010002
Winchester Power Park | Texas |  | X | X | 56674 | 2 | 90318 | Combustion Turbine |  |  |  | Combustion turbine | Y |  |  |  | 0.0055888
Winchester Power Park | Texas |  | X | X | 56674 | 3 | 90319 | Combustion Turbine |  |  |  | Combustion turbine | Y |  |  |  | 0.012967
Winchester Power Park | Texas |  | X | X | 56674 | 4 | 90320 | Combustion Turbine |  |  |  | Combustion turbine | Y |  |  |  | 0.011302
Wise County Power Company, LLC | Texas |  | X | X | 55320 | GT-1 | 8524 | Combined Cycle |  |  |  | Combined cycle | Y |  |  |  | 0.012
Wise County Power Company, LLC | Texas |  | X | X | 55320 | GT-2 | 8526 | Combined Cycle |  |  |  | Combined cycle | Y |  |  |  | 0.012
Wolf Hollow Generating Station | Texas |  | X | X | 55139 | CTG1 | 3981 | Combined Cycle |  |  |  | Combined cycle | Y |  |  |  | 0.012
Wolf Hollow Generating Station | Texas |  | X | X | 55139 | CTG2 | 3982 | Combined Cycle |  |  |  | Combined cycle | Y |  |  |  | 0.012
Wolf Hollow II | Texas |  | X | X | 59812 | CGT4 | 91202 | Combined Cycle |  |  |  | Combined cycle | Y |  |  |  | 0.004716
Wolf Hollow II | Texas |  | X | X | 59812 | CGT5 | 91203 | Combined Cycle |  |  |  | Combined cycle | Y |  |  |  | 0.0048186
Bonanza | Utah |  | X | X | 7790 | 1-1 | 3228 | Coal Steam |  |  |  | Dry bottom wall-fired boiler |  |  |  | 458 | 0.05
Currant Creek Power Project | Utah |  | X | X | 56102 | CTG1A | 89419 | Combined Cycle |  |  |  | Combined cycle | Y |  |  |  | 0.0078785
Currant Creek Power Project | Utah |  | X | X | 56102 | CTG1B | 89420 | Combined Cycle |  |  |  | Combined cycle | Y |  |  |  | 0.0072592
Gadsby | Utah |  | X | X | 3648 | 1 | 2498 | O/G Steam |  |  |  | Dry bottom wall-fired boiler |  |  |  | 64 | 0.125
Gadsby | Utah |  | X | X | 3648 | 2 | 2499 | O/G Steam |  |  |  | Dry bottom wall-fired boiler |  |  |  | 69 | 0.09595
Gadsby | Utah |  | X | X | 3648 | 3 | 2500 | O/G Steam |  |  |  | Tangentially-fired |  |  |  | 104 | 0.0935
Gadsby | Utah |  | X | X | 3648 | 4 | 9559 | Combustion Turbine |  |  |  | Combustion turbine | Y |  |  |  | 0.026027
Gadsby | Utah |  | X | X | 3648 | 5 | 9560 | Combustion Turbine |  |  |  | Combustion turbine | Y |  |  |  | 0.03
Gadsby | Utah |  | X | X | 3648 | 6 | 9561 | Combustion Turbine |  |  |  | Combustion turbine | Y |  |  |  | 0.03
Hunter | Utah |  | X | X | 6165 | 1 | 2816 | Coal Steam |  |  |  | Tangentially-fired |  |  |  | 471 | 0.05
Hunter | Utah |  | X | X | 6165 | 2 | 2817 | Coal Steam |  |  |  | Tangentially-fired |  |  |  | 430 | 0.05
Hunter | Utah |  | X | X | 6165 | 3 | 2818 | Coal Steam |  |  |  | Dry bottom wall-fired boiler |  |  |  | 460 | 0.05
Huntington | Utah |  | X | X | 8069 | 1 | 3459 | Coal Steam |  |  |  | Tangentially-fired |  |  |  | 459 | 0.05
Huntington | Utah |  | X | X | 8069 | 2 | 3460 | Coal Steam |  |  |  | Tangentially-fired |  |  |  | 450 | 0.05
Intermountain | Utah |  | X | X | 6481 | 1SGA | 2887 | Coal Steam | 7 | 2025 | 2026 | Dry bottom wall-fired boiler |  |  |  | 900 | 0.05 | Y
Intermountain | Utah |  | X | X | 6481 | 2SGA | 2888 | Coal Steam | 7 | 2025 | 2026 | Dry bottom wall-fired boiler |  |  |  | 900 | 0.05 | Y
Lake Side Power Plant | Utah |  | X | X | 56237 | CT01 | 89557 | Combined Cycle |  |  |  | Combined cycle | Y |  |  |  | 0.0074266
Lake Side Power Plant | Utah |  | X | X | 56237 | CT02 | 89558 | Combined Cycle |  |  |  | Combined cycle | Y |  |  |  | 0.0053786
Lake Side Power Plant | Utah |  | X | X | 56237 | CT03 | 90915 | Combined Cycle |  |  |  | Combined cycle | Y |  |  |  | 0.0057234
Lake Side Power Plant | Utah |  | X | X | 56237 | CT04 | 90916 | Combined Cycle |  |  |  | Combined cycle | Y |  |  |  | 0.0057936
Millcreek Power | Utah |  | X | X | 56253 | MC-1 | 89566 | Combustion Turbine |  |  |  | Combustion turbine |  |  |  |  | 0.075951
Millcreek Power | Utah |  | X | X | 56253 | MC-2 | 90575 | Combustion Turbine |  |  |  | Combustion turbine | Y |  |  |  | 0.0070346
Nebo Power Station | Utah |  | X | X | 56177 | U1 | 89496 | Combined Cycle |  |  |  | Combined cycle | Y |  |  |  | 0.012
West Valley Power Plant | Utah |  | X | X | 55622 | U1 | 8650 | Combustion Turbine |  |  |  | Combustion turbine | Y |  |  |  | 0.02716
West Valley Power Plant | Utah |  | X | X | 55622 | U2 | 8652 | Combustion Turbine |  |  |  | Combustion turbine | Y |  |  |  | 0.015522
West Valley Power Plant | Utah |  | X | X | 55622 | U3 | 8654 | Combustion Turbine |  |  |  | Combustion turbine | Y |  |  |  | 0.03
West Valley Power Plant | Utah |  | X | X | 55622 | U4 | 8656 | Combustion Turbine |  |  |  | Combustion turbine | Y |  |  |  | 0.014827
West Valley Power Plant | Utah |  | X | X | 55622 | U5 | 10041 | Combustion Turbine |  |  |  | Combustion turbine | Y |  |  |  | 0.023941
Altavista Power Station | Virginia | X | X | X | 10773 | 1 | 3593 | Biomass | 1 | 2029 | 2029 | Stoker |  | Y | Y |  | 0.11772
Altavista Power Station | Virginia | X | X | X | 10773 | 2 | 3594 | Biomass | 1 | 2029 | 2029 | Stoker |  | Y | Y |  | 0.11753
Bear Garden Generating Station | Virginia | X | X | X | 56807 | 1A | 90440 | Combined Cycle |  |  |  | Combined cycle | Y |  |  |  | 0.0081141
Bear Garden Generating Station | Virginia | X | X | X | 56807 | 1B | 90441 | Combined Cycle |  |  |  | Combined cycle | Y |  |  |  | 0.0073723
Birchwood Power Facility | Virginia | X | X | X | 54304 | 001 | 10104 | Coal Steam | 3 | 2021 | 2023 |  | Y |  |  | 240 | 0.08 | Y
Brunswick County Power Station | Virginia | X | X | X | 58260 | 1A | 90888 | Combined Cycle |  |  |  | Combined cycle | Y |  |  |  | 0.0057063
Brunswick County Power Station | Virginia | X | X | X | 58260 | 1B | 90889 | Combined Cycle |  |  |  | Combined cycle | Y |  |  |  | 0.0065825
Brunswick County Power Station | Virginia | X | X | X | 58260 | 1C | 90890 | Combined Cycle |  |  |  | Combined cycle | Y |  |  |  | 0.0065861
Buchanan Units 1 & 2 | Virginia | X | X | X | 55738 | 1 | 9248 | Combustion Turbine | 6 | 2023 | 2024 | Combustion turbine |  |  |  |  | 0.071451 | Y
Buchanan Units 1 & 2 | Virginia | X | X | X | 55738 | 2 | 9249 | Combustion Turbine | 6 | 2023 | 2024 | Combustion turbine |  |  |  |  | 0.06949 | Y
Chesterfield Power Station | Virginia | X | X | X | 3797 | **8A | 2515 | Combined Cycle |  |  |  | Combined cycle |  |  |  |  | 0.12945
Chesterfield Power Station | Virginia | X | X | X | 3797 | 5 | 2519 | Coal Steam | 5 | 2023 | 2024 | Tangentially-fired | Y |  |  | 336 | 0.068745 | Y
Chesterfield Power Station | Virginia | X | X | X | 3797 | 6 | 2520 | Coal Steam | 5 | 2023 | 2024 | Tangentially-fired | Y |  |  | 670 | 0.058398 | Y
Chesterfield Power Station | Virginia | X | X | X | 3797 | 7 | 89200 | Combined Cycle |  |  |  | Combined cycle |  |  |  |  | 0.12873
Clinch River | Virginia | X | X | X | 3775 | 1 | 2502 | O/G Steam |  |  |  | Dry bottom vertically-fired boiler |  | Y | Y | 230 | 0.12839
Clinch River | Virginia | X | X | X | 3775 | 2 | 2503 | O/G Steam |  |  |  | Dry bottom vertically-fired boiler |  | Y | Y | 230 | 0.13019
Clover Power Station | Virginia | X | X | X | 7213 | 1 | 3007 | Coal Steam |  |  |  | Tangentially-fired |  | Y |  | 440 | 0.05
Clover Power Station | Virginia | X | X | X | 7213 | 2 | 3008 | Coal Steam |  |  |  | Tangentially-fired |  | Y |  | 437 | 0.05
Commonwealth Chesapeake | Virginia | X | X | X | 55381 | CT-001 | 4600 | Combustion Turbine |  |  |  | Combustion turbine |  |  |  |  | 0.13713
Commonwealth Chesapeake | Virginia | X | X | X | 55381 | CT-002 | 4601 | Combustion Turbine |  |  |  | Combustion turbine |  |  |  |  | 0.12423
Commonwealth Chesapeake | Virginia | X | X | X | 55381 | CT-003 | 4602 | Combustion Turbine |  |  |  | Combustion turbine |  |  |  |  | 0.1335
Commonwealth Chesapeake | Virginia | X | X | X | 55381 | CT-004 | 4603 | Combustion Turbine |  |  |  | Combustion turbine |  |  |  |  | 0.11756
Commonwealth Chesapeake | Virginia | X | X | X | 55381 | CT-005 | 4604 | Combustion Turbine |  |  |  | Combustion turbine |  |  |  |  | 0.10569
Commonwealth Chesapeake | Virginia | X | X | X | 55381 | CT-006 | 4605 | Combustion Turbine |  |  |  | Combustion turbine |  |  |  |  | 0.12007
Commonwealth Chesapeake | Virginia | X | X | X | 55381 | CT-007 | 4606 | Combustion Turbine |  |  |  | Combustion turbine |  |  |  |  | 0.10214
Darbytown Combustion Turbine | Virginia | X | X | X | 7212 | 1 | 88242 | Combustion Turbine |  |  |  | Combustion turbine |  |  |  |  | 0.17246
Darbytown Combustion Turbine | Virginia | X | X | X | 7212 | 2 | 88243 | Combustion Turbine |  |  |  | Combustion turbine |  |  |  |  | 0.16187
Darbytown Combustion Turbine | Virginia | X | X | X | 7212 | 3 | 88244 | Combustion Turbine |  |  |  | Combustion turbine |  |  |  |  | 0.15412
Darbytown Combustion Turbine | Virginia | X | X | X | 7212 | 4 | 88245 | Combustion Turbine |  |  |  | Combustion turbine |  |  |  |  | 0.15733
Doswell Limited Partnership | Virginia | X | X | X | 52019 | 501 | 10033 | Combined Cycle |  |  |  | Combined cycle | Y |  |  |  | 0.012
Doswell Limited Partnership | Virginia | X | X | X | 52019 | 502 | 10034 | Combined Cycle |  |  |  | Combined cycle | Y |  |  |  | 0.012
Doswell Limited Partnership | Virginia | X | X | X | 52019 | 601 | 10035 | Combined Cycle |  |  |  | Combined cycle | Y |  |  |  | 0.012
Doswell Limited Partnership | Virginia | X | X | X | 52019 | 602 | 10036 | Combined Cycle |  |  |  | Combined cycle | Y |  |  |  | 0.012
Doswell Limited Partnership | Virginia | X | X | X | 52019 | CT1 | 3712 | Combustion Turbine |  |  |  | Combustion turbine |  |  |  |  | 0.03686
Doswell Limited Partnership | Virginia | X | X | X | 52019 | CT2 | 91240 | Combustion Turbine |  |  |  | Combustion turbine |  |  |  |  | 0.035931
Doswell Limited Partnership | Virginia | X | X | X | 52019 | CT3 | 91239 | Combustion Turbine |  |  |  | Combustion turbine |  |  |  |  | 0.037375
Elizabeth River Combustion Turbine Sta | Virginia | X | X | X | 52087 | CT-1 | 88298 | Combustion Turbine |  |  |  | Combustion turbine |  |  |  |  | 0.19972
Elizabeth River Combustion Turbine Sta | Virginia | X | X | X | 52087 | CT-2 | 88299 | Combustion Turbine |  |  |  | Combustion turbine |  |  |  |  | 0.15037
Elizabeth River Combustion Turbine Sta | Virginia | X | X | X | 52087 | CT-3 | 88300 | Combustion Turbine |  |  |  | Combustion turbine |  |  |  |  | 0.21824
Gordonsville Power Station | Virginia | X | X | X | 54844 | 1 | 10119 | Combined Cycle |  |  |  | Combined cycle | Y |  |  |  | 0.012
Gordonsville Power Station | Virginia | X | X | X | 54844 | 2 | 10120 | Combined Cycle |  |  |  | Combined cycle | Y |  |  |  | 0.012
Gravel Neck Combustion Turbine | Virginia | X | X | X | 7032 | 3 | 88238 | Combustion Turbine |  |  |  | Combustion turbine |  |  |  |  | 0.15452
Gravel Neck Combustion Turbine | Virginia | X | X | X | 7032 | 4 | 88239 | Combustion Turbine |  |  |  | Combustion turbine |  |  |  |  | 0.15322
Gravel Neck Combustion Turbine | Virginia | X | X | X | 7032 | 5 | 88240 | Combustion Turbine |  |  |  | Combustion turbine |  |  |  |  | 0.15656
Gravel Neck Combustion Turbine | Virginia | X | X | X | 7032 | 6 | 88241 | Combustion Turbine |  |  |  | Combustion turbine |  |  |  |  | 0.21535
Greensville County Power Station | Virginia | X | X | X | 59913 | 1A | 91099 | Combined Cycle |  |  |  | Combined cycle | Y |  |  |  | 0.0050589
Greensville County Power Station | Virginia | X | X | X | 59913 | 1B | 91100 | Combined Cycle |  |  |  | Combined cycle | Y |  |  |  | 0.0051743
Greensville County Power Station | Virginia | X | X | X | 59913 | 1C | 91101 | Combined Cycle |  |  |  | Combined cycle | Y |  |  |  | 0.005097
Hopewell Cogeneration Facility | Virginia | X | X | X | 10633 | 1 | 88335 | Combined Cycle |  |  |  | Combined cycle |  |  |  |  | 0.10973
Hopewell Cogeneration Facility | Virginia | X | X | X | 10633 | 2 | 88336 | Combined Cycle |  |  |  | Combined cycle |  |  |  |  | 0.11587
Hopewell Cogeneration Facility | Virginia | X | X | X | 10633 | 3 | 88337 | Combined Cycle |  |  |  | Combined cycle |  |  |  |  | 0.10693
Hopewell Power Station | Virginia | X | X | X | 10771 | 1 | 3591 | Biomass | 1 | 2029 | 2029 | Stoker |  | Y | Y |  | 0.11535
Hopewell Power Station | Virginia | X | X | X | 10771 | 2 | 3592 | Biomass | 1 | 2029 | 2029 | Stoker |  | Y | Y |  | 0.11543
Ladysmith Combustion Turbine Sta | Virginia | X | X | X | 7839 | 1 | 3279 | Combustion Turbine |  |  |  | Combustion turbine |  |  |  |  | 0.059544
Ladysmith Combustion Turbine Sta | Virginia | X | X | X | 7839 | 2 | 3280 | Combustion Turbine |  |  |  | Combustion turbine |  |  |  |  | 0.053148
Ladysmith Combustion Turbine Sta | Virginia | X | X | X | 7839 | 3 | 90273 | Combustion Turbine |  |  |  | Combustion turbine |  |  |  |  | 0.035963
Ladysmith Combustion Turbine Sta | Virginia | X | X | X | 7839 | 4 | 90274 | Combustion Turbine |  |  |  | Combustion turbine |  |  |  |  | 0.02804
Ladysmith Combustion Turbine Sta | Virginia | X | X | X | 7839 | 5 | 90276 | Combustion Turbine |  |  |  | Combustion turbine |  |  |  |  | 0.029284
Louisa Generation Facility | Virginia | X | X | X | 7837 | EU1 | 3274 | Combustion Turbine |  |  |  | Combustion turbine |  |  |  |  | 0.027511
Louisa Generation Facility | Virginia | X | X | X | 7837 | EU2 | 3275 | Combustion Turbine |  |  |  | Combustion turbine |  |  |  |  | 0.022666
Louisa Generation Facility | Virginia | X | X | X | 7837 | EU3 | 3276 | Combustion Turbine |  |  |  | Combustion turbine |  |  |  |  | 0.030858
Louisa Generation Facility | Virginia | X | X | X | 7837 | EU4 | 3277 | Combustion Turbine |  |  |  | Combustion turbine |  |  |  |  | 0.029607
Louisa Generation Facility | Virginia | X | X | X | 7837 | EU5 | 3278 | Combustion Turbine |  |  |  | Combustion turbine |  |  |  |  | 0.037041
Marsh Run Generation Facility | Virginia | X | X | X | 7836 | EU1 | 3270 | Combustion Turbine |  |  |  | Combustion turbine |  |  |  |  | 0.030825
Marsh Run Generation Facility | Virginia | X | X | X | 7836 | EU2 | 3271 | Combustion Turbine |  |  |  | Combustion turbine |  |  |  |  | 0.03301
Marsh Run Generation Facility | Virginia | X | X | X | 7836 | EU3 | 3272 | Combustion Turbine |  |  |  | Combustion turbine |  |  |  |  | 0.032714
Possum Point Power Station | Virginia | X | X | X | 3804 | 6A | 8340 | Combined Cycle |  |  |  | Combined cycle | Y |  |  |  | 0.010055
Possum Point Power Station | Virginia | X | X | X | 3804 | 6B | 8342 | Combined Cycle |  |  |  | Combined cycle | Y |  |  |  | 0.011334
Potomac Energy Center, LLC | Virginia | X | X | X | 59004 | CT1 | 91025 | Combined Cycle |  |  |  | Combined cycle | Y |  |  |  | 0.0051813
Potomac Energy Center, LLC | Virginia | X | X | X | 59004 | CT2 | 91026 | Combined Cycle |  |  |  | Combined cycle | Y |  |  |  | 0.005024
Remington Combustion Turbine Station | Virginia | X | X | X | 7838 | 1 | 3281 | Combustion Turbine |  |  |  | Combustion turbine |  |  |  |  | 0.031896
Remington Combustion Turbine Station | Virginia | X | X | X | 7838 | 2 | 3282 | Combustion Turbine |  |  |  | Combustion turbine |  |  |  |  | 0.035617
Remington Combustion Turbine Station | Virginia | X | X | X | 7838 | 3 | 3283 | Combustion Turbine |  |  |  | Combustion turbine |  |  |  |  | 0.028536
Remington Combustion Turbine Station | Virginia | X | X | X | 7838 | 4 | 3284 | Combustion Turbine |  |  |  | Combustion turbine |  |  |  |  | 0.032385
Southampton Power Station | Virginia | X | X | X | 10774 | 1 | 3595 | Biomass | 1 | 2029 | 2029 | Stoker |  | Y | Y |  | 0.12007
Southampton Power Station | Virginia | X | X | X | 10774 | 2 | 3596 | Biomass | 1 | 2029 | 2029 | Stoker |  | Y | Y |  | 0.1201
Spruance Genco, LLC | Virginia | X | X | X | 54081 | BLR01A | 88188 | Coal Steam |  |  | 2023 | Stoker |  |  | Y | 26.25 | 0.21467 | Y
Spruance Genco, LLC | Virginia | X | X | X | 54081 | BLR01B | 88189 | Coal Steam |  |  | 2023 | Stoker |  |  | Y | 26.25 | 0.21111 | Y
Spruance Genco, LLC | Virginia | X | X | X | 54081 | BLR02A | 88190 | Coal Steam |  |  | 2023 | Stoker |  |  | Y | 26.25 | 0.22316 | Y
Spruance Genco, LLC | Virginia | X | X | X | 54081 | BLR02B | 88191 | Coal Steam |  |  | 2023 | Stoker |  |  | Y | 26.25 | 0.22441 | Y
Spruance Genco, LLC | Virginia | X | X | X | 54081 | BLR03A | 88192 | O/G Steam |  |  |  | Stoker |  | Y |  | 21.2 | 0.0288
Spruance Genco, LLC | Virginia | X | X | X | 54081 | BLR03B | 88193 | O/G Steam |  |  |  | Stoker |  | Y |  | 21.2 | 0.029343
Spruance Genco, LLC | Virginia | X | X | X | 54081 | BLR04A | 88194 | O/G Steam |  |  |  | Stoker |  | Y |  | 6.2 | 0.02585
Spruance Genco, LLC | Virginia | X | X | X | 54081 | BLR04B | 88195 | O/G Steam |  |  |  | Stoker |  | Y |  | 6.2 | 0.02507
Tasley Energy Center | Virginia | X | X | X | 3785 | TA10 | 89335 | Combustion Turbine |  |  |  | Combustion turbine |  |  |  |  | 1.2
Tenaska Virginia Generating Station | Virginia | X | X | X | 55439 | CTGDB1 | 4755 | Combined Cycle |  |  |  | Combined cycle | Y |  |  |  | 0.0093012
Tenaska Virginia Generating Station | Virginia | X | X | X | 55439 | CTGDB2 | 4756 | Combined Cycle |  |  |  | Combined cycle | Y |  |  |  | 0.010393
Tenaska Virginia Generating Station | Virginia | X | X | X | 55439 | CTGDB3 | 4757 | Combined Cycle |  |  |  | Combined cycle | Y |  |  |  | 0.011206
Virginia City Hybrid Energy Center | Virginia | X | X | X | 56808 | 1 | 90448 | Coal Steam |  |  |  | Circulating fluidized bed boiler |  | Y |  | 305 | 0.061346
Virginia City Hybrid Energy Center | Virginia | X | X | X | 56808 | 2 | 90449 | Coal Steam |  |  |  | Circulating fluidized bed boiler |  | Y |  | 305 | 0.062348
Warren County Power Station | Virginia | X | X | X | 55939 | 1A | 90817 | Combined Cycle |  |  |  | Combined cycle | Y |  |  |  | 0.0056109
Warren County Power Station | Virginia | X | X | X | 55939 | 1B | 90818 | Combined Cycle |  |  |  | Combined cycle | Y |  |  |  | 0.0056708
Warren County Power Station | Virginia | X | X | X | 55939 | 1C | 90819 | Combined Cycle |  |  |  | Combined cycle | Y |  |  |  | 0.00559
Wolf Hills Energy | Virginia | X | X | X | 55285 | WH01 | 4436 | Combustion Turbine |  |  |  | Combustion turbine |  |  |  |  | 0.22225
Wolf Hills Energy | Virginia | X | X | X | 55285 | WH02 | 4437 | Combustion Turbine |  |  |  | Combustion turbine |  |  |  |  | 0.21963
Wolf Hills Energy | Virginia | X | X | X | 55285 | WH03 | 4438 | Combustion Turbine |  |  |  | Combustion turbine |  |  |  |  | 0.23944
Wolf Hills Energy | Virginia | X | X | X | 55285 | WH04 | 4439 | Combustion Turbine |  |  |  | Combustion turbine |  |  |  |  | 0.23959
Wolf Hills Energy | Virginia | X | X | X | 55285 | WH05 | 4440 | Combustion Turbine |  |  |  | Combustion turbine |  |  |  |  | 0.30841
Wolf Hills Energy | Virginia | X | X | X | 55285 | WH06 | 4441 | Combustion Turbine |  |  |  | Combustion turbine |  |  |  |  | 0.30413
Wolf Hills Energy | Virginia | X | X | X | 55285 | WH07 | 4442 | Combustion Turbine |  |  |  | Combustion turbine |  |  |  |  | 0.23353
Wolf Hills Energy | Virginia | X | X | X | 55285 | WH08 | 4443 | Combustion Turbine |  |  |  | Combustion turbine |  |  |  |  | 0.2297
Wolf Hills Energy | Virginia | X | X | X | 55285 | WH09 | 4444 | Combustion Turbine |  |  |  | Combustion turbine |  |  |  |  | 0.22536
Wolf Hills Energy | Virginia | X | X | X | 55285 | WH10 | 4445 | Combustion Turbine |  |  |  | Combustion turbine |  |  |  |  | 0.23587
Yorktown Power Station | Virginia | X | X | X | 3809 | 3 | 2532 | O/G Steam | 5 | 2023 | 2024 | Tangentially-fired |  | Y |  | 790 | 0.13372 | Y
Big Sandy Peaker Plant | West Virginia | X | X | X | 55284 | GS01 | 4424 | Combustion Turbine |  |  |  | Combustion turbine |  |  |  |  | 0.21311
Big Sandy Peaker Plant | West Virginia | X | X | X | 55284 | GS02 | 4425 | Combustion Turbine |  |  |  | Combustion turbine |  |  |  |  | 0.17098
Big Sandy Peaker Plant | West Virginia | X | X | X | 55284 | GS03 | 4426 | Combustion Turbine |  |  |  | Combustion turbine |  |  |  |  | 0.27248
Big Sandy Peaker Plant | West Virginia | X | X | X | 55284 | GS04 | 4427 | Combustion Turbine |  |  |  | Combustion turbine |  |  |  |  | 0.20766
Big Sandy Peaker Plant | West Virginia | X | X | X | 55284 | GS05 | 4428 | Combustion Turbine |  |  |  | Combustion turbine |  |  |  |  | 0.2502
Big Sandy Peaker Plant | West Virginia | X | X | X | 55284 | GS06 | 4429 | Combustion Turbine |  |  |  | Combustion turbine |  |  |  |  | 0.21149
Big Sandy Peaker Plant | West Virginia | X | X | X | 55284 | GS07 | 4430 | Combustion Turbine |  |  |  | Combustion turbine |  |  |  |  | 0.21506
Big Sandy Peaker Plant | West Virginia | X | X | X | 55284 | GS08 | 4431 | Combustion Turbine |  |  |  | Combustion turbine |  |  |  |  | 0.24764
Big Sandy Peaker Plant | West Virginia | X | X | X | 55284 | GS09 | 4432 | Combustion Turbine |  |  |  | Combustion turbine |  |  |  |  | 0.22522
Big Sandy Peaker Plant | West Virginia | X | X | X | 55284 | GS10 | 4433 | Combustion Turbine |  |  |  | Combustion turbine |  |  |  |  | 0.22452
Big Sandy Peaker Plant | West Virginia | X | X | X | 55284 | GS11 | 4434 | Combustion Turbine |  |  |  | Combustion turbine |  |  |  |  | 0.23787
Big Sandy Peaker Plant | West Virginia | X | X | X | 55284 | GS12 | 4435 | Combustion Turbine |  |  |  | Combustion turbine |  |  |  |  | 0.2172
Ceredo Generating Station | West Virginia | X | X | X | 55276 | 01 | 4397 | Combustion Turbine |  |  |  | Combustion turbine |  |  |  |  | 0.041062
Ceredo Generating Station | West Virginia | X | X | X | 55276 | 02 | 4398 | Combustion Turbine |  |  |  | Combustion turbine |  |  |  |  | 0.035468
Ceredo Generating Station | West Virginia | X | X | X | 55276 | 03 | 4399 | Combustion Turbine |  |  |  | Combustion turbine |  |  |  |  | 0.034347
Ceredo Generating Station | West Virginia | X | X | X | 55276 | 04 | 4400 | Combustion Turbine |  |  |  | Combustion turbine |  |  |  |  | 0.036388
Ceredo Generating Station | West Virginia | X | X | X | 55276 | 05 | 4401 | Combustion Turbine |  |  |  | Combustion turbine |  |  |  |  | 0.034896
Ceredo Generating Station | West Virginia | X | X | X | 55276 | 06 | 4402 | Combustion Turbine |  |  |  | Combustion turbine |  |  |  |  | 0.034214
Fort Martin Power Station | West Virginia | X | X | X | 3943 | 1 | 2551 | Coal Steam |  |  |  | Tangentially-fired |  | Y |  | 552 | 0.05
Fort Martin Power Station | West Virginia | X | X | X | 3943 | 2 | 2552 | Coal Steam |  |  |  | Cell burner boiler |  | Y |  | 546 | 0.05
Grant Town Power Plant | West Virginia | X | X | X | 10151 | 1A | 10068 | Coal Steam |  |  |  | Circulating fluidized bed boiler |  | Y | Y | 40 | 0.16112
Grant Town Power Plant | West Virginia | X | X | X | 10151 | 1B | 10069 | Coal Steam |  |  |  | Circulating fluidized bed boiler |  | Y | Y | 40 | 0.15998
Harrison Power Station | West Virginia | X | X | X | 3944 | 1 | 2553 | Coal Steam |  |  |  | Dry bottom wall-fired boiler | Y |  |  | 652 | 0.057329
Harrison Power Station | West Virginia | X | X | X | 3944 | 2 | 2554 | Coal Steam |  |  |  | Dry bottom wall-fired boiler | Y |  |  | 651 | 0.061925
Harrison Power Station | West Virginia | X | X | X | 3944 | 3 | 2555 | Coal Steam |  |  |  | Dry bottom wall-fired boiler | Y |  |  | 651 | 0.063668
John E Amos | West Virginia | X | X | X | 3935 | 1 | 2538 | Coal Steam |  |  |  | Dry bottom wall-fired boiler | Y |  |  | 800 | 0.08
John E Amos | West Virginia | X | X | X | 3935 | 2 | 2539 | Coal Steam |  |  |  | Dry bottom wall-fired boiler | Y |  |  | 800 | 0.078454
John E Amos | West Virginia | X | X | X | 3935 | 3 | 2540 | Coal Steam |  |  |  | Cell burner boiler | Y |  |  | 1300 | 0.08
Longview Power | West Virginia | X | X | X | 56671 | 001 | 90398 | Coal Steam |  |  |  | Dry bottom wall-fired boiler | Y |  |  | 700 | 0.060962
Mitchell (WV) | West Virginia | X | X | X | 3948 | 1 | 2563 | Coal Steam |  |  |  | Dry bottom wall-fired boiler | Y |  |  | 770 | 0.078142
Mitchell (WV) | West Virginia | X | X | X | 3948 | 2 | 2564 | Coal Steam |  |  |  | Dry bottom wall-fired boiler | Y |  |  | 790 | 0.066567
Morgantown Energy Facility | West Virginia | X | X | X | 10743 | CFB1 | 10078 | Coal Steam |  |  |  | Circulating fluidized bed boiler |  | Y | Y | 25 | 0.12925 | Y
Morgantown Energy Facility | West Virginia | X | X | X | 10743 | CFB2 | 10079 | Coal Steam |  |  | 2023 | Circulating fluidized bed boiler |  | Y | Y | 25 | 0.13952 | Y
Mount Storm Power Station | West Virginia | X | X | X | 3954 | 1 | 2565 | Coal Steam |  |  |  | Tangentially-fired | Y |  | Y | 554 | 0.07675
Mount Storm Power Station | West Virginia | X | X | X | 3954 | 2 | 2566 | Coal Steam |  |  |  | Tangentially-fired | Y |  | Y | 555 | 0.066997
Mount Storm Power Station | West Virginia | X | X | X | 3954 | 3 | 2567 | Coal Steam |  |  |  | Tangentially-fired | Y |  |  | 520 | 0.07505
Mountaineer (1301) | West Virginia | X | X | X | 6264 | 1 | 2879 | Coal Steam |  |  |  | Dry bottom wall-fired boiler | Y |  |  | 1299 | 0.08
Pleasants Energy, LLC | West Virginia | X | X | X | 55349 | 1 | 4539 | Combustion Turbine |  |  |  | Combustion turbine |  |  |  |  | 0.029093
Pleasants Energy, LLC | West Virginia | X | X | X | 55349 | 2 | 4540 | Combustion Turbine |  |  |  | Combustion turbine |  |  |  |  | 0.026587
Pleasants Power Station | West Virginia | X | X | X | 6004 | 1 | 2673 | Coal Steam | 6 | 2023 | 2024 | Dry bottom wall-fired boiler | Y |  |  | 644 | 0.08 | Y
Pleasants Power Station | West Virginia | X | X | X | 6004 | 2 | 2674 | Coal Steam | 6 | 2023 | 2024 | Dry bottom wall-fired boiler | Y |  |  | 644 | 0.08 | Y
Willow Island Power Station | West Virginia | X | X | X | 3946 | 1 | 2558 | Coal Steam | [7 empty] | 54 | 0.05 | Y
Willow Island Power Station | West Virginia | X | X | X | 3946 | 2 | 2559 | Coal Steam | [7 empty] | 181 | 0.05 | Y
Appleton Property Ventures LLC | Wisconsin |  | X |  | 55558 | B06 | 4988 | Combined Cycle |  |  |  | Combined cycle | Y |  |  |  | 0.011592
Bay Front | Wisconsin |  | X |  | 3982 | 1 | 2568 | Biomass |  |  |  | Stoker |  | Y |  |  | 0.20606
Bay Front | Wisconsin |  | X |  | 3982 | 2 | 2569 | Biomass |  |  |  | Stoker |  | Y |  |  | 0.20926
Bay Front | Wisconsin |  | X |  | 3982 | 5 | 2572 | Biomass | 12 | 2021 | 2023 | Cyclone boiler |  | Y |  |  | 0.06097 | Y
Blount Street | Wisconsin |  | X |  | 3992 | 8 | 2578 | O/G Steam |  |  |  | Dry bottom wall-fired boiler |  |  |  | 47 | 0.20374 | Y
Blount Street | Wisconsin |  | X |  | 3992 | 9 | 2579 | O/G Steam |  |  |  | Dry bottom wall-fired boiler |  |  |  | 47 | 0.22399
Columbia | Wisconsin |  | X |  | 8023 | 1 | 3431 | Coal Steam | 6 | 2026 | 2027 | Tangentially-fired |  |  |  | 575 | 0.11973 | Y
Columbia | Wisconsin |  | X |  | 8023 | 2 | 3432 | Coal Steam | 6 | 2026 | 2027 | Tangentially-fired | Y |  |  | 570 | 0.064599 | Y
Concord | Wisconsin |  | X |  | 7159 | **1 | 2985 | Combustion Turbine |  |  |  | Combustion turbine |  |  |  |  | 0.070797
Concord | Wisconsin |  | X |  | 7159 | **2 | 2986 | Combustion Turbine |  |  |  | Combustion turbine |  |  |  |  | 0.078244
Concord | Wisconsin |  | X |  | 7159 | **3 | 2987 | Combustion Turbine |  |  |  | Combustion turbine |  |  |  |  | 0.070103
Concord | Wisconsin |  | X |  | 7159 | **4 | 2988 | Combustion Turbine |  |  |  | Combustion turbine |  |  |  |  | 0.074584
Depere Energy Center | Wisconsin |  | X |  | 55029 | B01 | 3819 | Combustion Turbine |  |  |  | Combustion turbine |  |  |  |  | 0.086963
Edgewater (4050) | Wisconsin |  | X |  | 4050 | 5 | 2600 | Coal Steam | 6 | 2025 | 2026 | Dry bottom wall-fired boiler | Y |  |  | 416 | 0.055428 | Y
Elk Mound Generating Station | Wisconsin |  | X |  | 7863 | 1 | 3327 | Combustion Turbine |  |  |  | Combustion turbine |  |  |  |  | 0.051041
Elk Mound Generating Station | Wisconsin |  | X |  | 7863 | 2 | 3328 | Combustion Turbine |  |  |  | Combustion turbine |  |  |  |  | 0.051117
Elm Road Generating Station | Wisconsin |  | X |  | 56068 | 1 | 89796 | Coal Steam |  |  |  | Dry bottom wall-fired boiler | Y |  |  | 633 | 0.062708
Elm Road Generating Station | Wisconsin |  | X |  | 56068 | 2 | 89798 | Coal Steam |  |  |  | Dry bottom wall-fired boiler | Y |  |  | 633 | 0.064252
Fitchburg Generating Station | Wisconsin |  | X |  | 3991 | 1 | 90092 | Combustion Turbine |  |  |  | Combustion turbine |  |  |  |  | 0.70087 | Y
Fitchburg Generating Station | Wisconsin |  | X |  | 3991 | 2 | 90093 | Combustion Turbine |  |  |  | Combustion turbine |  |  |  |  | 0.69884 | Y
Fox Energy Center | Wisconsin |  | X |  | 56031 | CTG-1 | 89359 | Combined Cycle |  |  |  | Combined cycle | Y |  |  |  | 0.0082851
Fox Energy Center | Wisconsin |  | X |  | 56031 | CTG-2 | 89360 | Combined Cycle |  |  |  | Combined cycle | Y |  |  |  | 0.0082317
French Island | Wisconsin |  | X |  | 4005 | 3 | 90016 | Combustion Turbine | 12 | 2030 | 2031 | Combustion turbine |  |  |  |  | 1.1999
French Island | Wisconsin |  | X |  | 4005 | 4 | 90032 | Combustion Turbine | 12 | 2030 | 2031 | Combustion turbine |  |  |  |  | 1.2002
Genoa | Wisconsin |  | X |  | 4143 | 1 | 2630 | Coal Steam |  |  | 2023 | Tangentially-fired |  |  |  | 349.31 | 0.11353 | Y
Germantown Power Plant | Wisconsin |  | X |  | 6253 | **5 | 2873 | Combustion Turbine |  |  |  | Combustion turbine |  |  |  |  | 0.029474
Germantown Power Plant | Wisconsin |  | X |  | 6253 | P30 | 90037 | Combustion Turbine |  |  |  | Combustion turbine |  |  |  |  | 1.2
Germantown Power Plant | Wisconsin |  | X |  | 6253 | P31 | 90038 | Combustion Turbine |  |  |  | Combustion turbine |  |  |  |  | 1.2
Germantown Power Plant | Wisconsin |  | X |  | 6253 | P32 | 90039 | Combustion Turbine |  |  |  | Combustion turbine |  |  |  |  | 1.2
Germantown Power Plant | Wisconsin |  | X |  | 6253 | P33 | 90040 | Combustion Turbine |  |  |  | Combustion turbine |  |  |  |  | 1.1999
Germantown Power Plant | Wisconsin |  | X |  | 6253 | P34 | 90234 | Combustion Turbine |  |  |  | Combustion turbine |  |  |  |  | 1.2
Germantown Power Plant | Wisconsin |  | X |  | 6253 | P35 | 90235 | Combustion Turbine |  |  |  | Combustion turbine |  |  |  |  | 1.2
Germantown Power Plant | Wisconsin |  | X |  | 6253 | P36 | 90236 | Combustion Turbine |  |  |  | Combustion turbine |  |  |  |  | 1.2001
Germantown Power Plant | Wisconsin |  | X |  | 6253 | P37 | 90237 | Combustion Turbine |  |  |  | Combustion turbine |  |  |  |  | 1.2001
Island Street Peaking Plant | Wisconsin |  | X |  | 55836 | 1A | 89407 | Combustion Turbine |  |  |  | Combustion turbine |  |  |  |  | 0.10804
Island Street Peaking Plant | Wisconsin |  | X |  | 55836 | 1B | 89408 | Combustion Turbine |  |  |  | Combustion turbine |  |  |  |  | 0.09932
J P Madgett | Wisconsin |  | X |  | 4271 | B1 | 2653 | Coal Steam |  |  |  | Dry bottom turbo-fired boiler | Y |  |  | 390 | 0.074661
Manitowoc | Wisconsin |  | X |  | 4125 | 8 | 2621 | Biomass |  |  |  | Circulating fluidized bed boiler |  |  |  |  | 0.066542
Manitowoc | Wisconsin |  | X |  | 4125 | 9 | 2622 | Coal Steam |  |  |  | Circulating fluidized bed boiler |  | Y |  | 58 | 0.04644
Marshfield Utilities Combustion Turbine | Wisconsin |  | X |  | 56480 | 1A | 89761 | Combustion Turbine |  |  |  | Combustion turbine |  |  |  |  | 0.087031
Marshfield Utilities Combustion Turbine | Wisconsin |  | X |  | 56480 | 1B | 89762 | Combustion Turbine |  |  |  | Combustion turbine |  |  |  |  | 0.077344
Neenah Energy Facility | Wisconsin |  | X |  | 55135 | CT01 | 3973 | Combustion Turbine |  |  |  | Combustion turbine |  |  |  |  | 0.060594
Neenah Energy Facility | Wisconsin |  | X |  | 55135 | CT02 | 3974 | Combustion Turbine |  |  |  | Combustion turbine |  |  |  |  | 0.066329
Paris | Wisconsin |  | X |  | 7270 | **1 | 3066 | Combustion Turbine |  |  |  | Combustion turbine |  |  |  |  | 0.079819
Paris | Wisconsin |  | X |  | 7270 | **2 | 3067 | Combustion Turbine |  |  |  | Combustion turbine |  |  |  |  | 0.081414
Paris | Wisconsin |  | X |  | 7270 | **3 | 3068 | Combustion Turbine |  |  |  | Combustion turbine |  |  |  |  | 0.079479
Paris | Wisconsin |  | X |  | 7270 | **4 | 3069 | Combustion Turbine |  |  |  | Combustion turbine |  |  |  |  | 0.077595
Port Washington Generating Station | Wisconsin |  | X |  | 4040 | 11 | 89429 | Combined Cycle |  |  |  | Combined cycle | Y |  |  |  | 0.011
Port Washington Generating Station | Wisconsin |  | X |  | 4040 | 12 | 89430 | Combined Cycle |  |  |  | Combined cycle | Y |  |  |  | 0.0084114
Port Washington Generating Station | Wisconsin |  | X |  | 4040 | 21 | 89431 | Combined Cycle |  |  |  | Combined cycle | Y |  |  |  | 0.010853
Port Washington Generating Station | Wisconsin |  | X |  | 4040 | 22 | 89432 | Combined Cycle |  |  |  | Combined cycle | Y |  |  |  | 0.010119
Pulliam | Wisconsin |  | X |  | 4072 | 32 | 9282 | Combustion Turbine |  |  |  | Combustion turbine |  |  |  |  | 0.02721
Riverside Energy Center | Wisconsin |  | X |  | 55641 | CT-01 | 8684 | Combined Cycle |  |  |  | Combined cycle | Y |  |  |  | 0.0057644
Riverside Energy Center | Wisconsin |  | X |  | 55641 | CT-02 | 8686 | Combined Cycle |  |  |  | Combined cycle | Y |  |  |  | 0.0061875
Riverside Energy Center | Wisconsin |  | X |  | 55641 | CT-03 | 91315 | Combined Cycle |  |  |  | Combined cycle | Y |  |  |  | 0.0088231
Riverside Energy Center | Wisconsin |  | X |  | 55641 | CT-04 | 91316 | Combined Cycle |  |  |  | Combined cycle | Y |  |  |  | 0.0082033
Rockgen Energy Center | Wisconsin |  | X |  | 55391 | CT-1 | 4652 | Combustion Turbine |  |  |  | Combustion turbine |  |  |  |  | 0.04438
Rockgen Energy Center | Wisconsin |  | X |  | 55391 | CT-2 | 4653 | Combustion Turbine |  |  |  | Combustion turbine |  |  |  |  | 0.039966
Rockgen Energy Center | Wisconsin |  | X |  | 55391 | CT-3 | 4654 | Combustion Turbine |  |  |  | Combustion turbine |  |  |  |  | 0.051132
Rothschild Biomass Cogeneration Facility | Wisconsin |  | X |  | 58124 | 1 | 90829 | Biomass |  |  |  | Circulating fluidized bed boiler |  | Y |  |  | 0.07731
Sheboygan Falls Energy Facility | Wisconsin |  | X |  | 56166 | 1 | 89520 | Combustion Turbine |  |  |  | Combustion turbine |  |  |  |  | 0.031174
Sheboygan Falls Energy Facility | Wisconsin |  | X |  | 56166 | 2 | 89521 | Combustion Turbine |  |  |  | Combustion turbine |  |  |  |  | 0.032275
South Fond Du Lac | Wisconsin |  | X |  | 7203 | **CT1 | 2999 | Combustion Turbine |  |  |  | Combustion turbine |  |  |  |  | 0.054796
South Fond Du Lac | Wisconsin |  | X |  | 7203 | **CT2 | 3000 | Combustion Turbine |  |  |  | Combustion turbine |  |  |  |  | 0.073398
South Fond Du Lac | Wisconsin |  | X |  | 7203 | **CT3 | 3001 | Combustion Turbine |  |  |  | Combustion turbine |  |  |  |  | 0.059546
South Fond Du Lac | Wisconsin |  | X |  | 7203 | **CT4 | 3002 | Combustion Turbine |  |  |  | Combustion turbine |  |  |  |  | 0.063498
South Oak Creek | Wisconsin |  | X |  | 4041 | 5 | 2590 | Coal Steam | 5 | 2024 | 2025 | Dry bottom wall-fired boiler | Y |  | Y | 241 | 0.08 | Y
South Oak Creek | Wisconsin |  | X |  | 4041 | 6 | 2591 | Coal Steam | 5 | 2024 | 2025 | Dry bottom wall-fired boiler | Y |  | Y | 245 | 0.079118 | Y
South Oak Creek | Wisconsin |  | X |  | 4041 | 7 | 2592 | Coal Steam | 12 | 2025 | 2026 | Tangentially-fired | Y |  | Y | 303 | 0.064923 | Y
South Oak Creek | Wisconsin |  | X |  | 4041 | 8 | 2593 | Coal Steam | 12 | 2025 | 2026 | Tangentially-fired | Y |  | Y | 309 | 0.06469 | Y
Valley (WEPCO) | Wisconsin |  | X |  | 4042 | 1 | 2594 | O/G Steam |  |  |  | Dry bottom wall-fired boiler |  |  | Y | 64 | 0.064098
Valley (WEPCO) | Wisconsin |  | X |  | 4042 | 2 | 2595 | O/G Steam |  |  |  | Dry bottom wall-fired boiler |  |  | Y | 64 | 0.063738
Valley (WEPCO) | Wisconsin |  | X |  | 4042 | 3 | 2596 | O/G Steam |  |  |  | Dry bottom wall-fired boiler |  |  | Y | 70 | 0.067625
Valley (WEPCO) | Wisconsin |  | X |  | 4042 | 4 | 2597 | O/G Steam |  |  |  | Dry bottom wall-fired boiler |  |  | Y | 70 | 0.067557
West Campus Cogeneration Facility | Wisconsin |  | X |  | 7991 | U1 | 10043 | Combined Cycle |  |  |  | Combined cycle | Y |  |  |  | 0.010231
West Campus Cogeneration Facility | Wisconsin |  | X |  | 7991 | U2 | 10044 | Combined Cycle |  |  |  | Combined cycle | Y |  |  |  | 0.0096323
West Marinette | Wisconsin |  | X |  | 4076 | **33 | 2611 | Combustion Turbine |  |  |  | Combustion turbine |  |  |  |  | 0.12844
West Marinette | Wisconsin |  | X |  | 4076 | **34 | 2612 | Combustion Turbine |  |  |  | Combustion turbine |  |  |  |  | 0.066673
West Marinette | Wisconsin |  | X |  | 4076 | 31A | 89871 | Combustion Turbine |  |  |  | Combustion turbine |  |  |  |  | 0.29426
West Marinette | Wisconsin |  | X |  | 4076 | 31B | 89872 | Combustion Turbine |  |  |  | Combustion turbine |  |  |  |  | 0.27978
West Marinette | Wisconsin |  | X |  | 4076 | 32A | 89873 | Combustion Turbine |  |  |  | Combustion turbine |  |  |  |  | 0.3191
West Marinette | Wisconsin |  | X |  | 4076 | 32B | 89874 | Combustion Turbine |  |  |  | Combustion turbine |  |  |  |  | 0.32611
Weston | Wisconsin |  | X |  | 4078 | 2 | 2614 | O/G Steam | 1 | 2024 | 2024 | Dry bottom wall-fired boiler |  |  |  | 78 | 0.049849 | Y
Weston | Wisconsin |  | X |  | 4078 | 3 | 2615 | Coal Steam |  |  |  | Tangentially-fired |  |  |  | 327 | 0.056664
Weston | Wisconsin |  | X |  | 4078 | 32A | 89867 | Combustion Turbine |  |  |  | Combustion turbine |  |  |  |  | 0.38611
Weston | Wisconsin |  | X |  | 4078 | 32B | 89875 | Combustion Turbine |  |  |  | Combustion turbine |  |  |  |  | 0.37766
Weston | Wisconsin |  | X |  | 4078 | 4 | 89565 | Coal Steam |  |  |  | Dry bottom wall-fired boiler | Y |  |  | 550 | 0.054719
Wheaton Generating Plant | Wisconsin |  | X |  | 4014 | 1 | 89998 | Combustion Turbine | 12 | 2025 | 2026 | Combustion turbine |  |  |  |  | 0.29499 | Y
Wheaton Generating Plant | Wisconsin |  | X |  | 4014 | 2 | 89999 | Combustion Turbine | 12 | 2025 | 2026 | Combustion turbine |  |  |  |  | 0.34201 | Y
Wheaton Generating Plant | Wisconsin |  | X |  | 4014 | 3 | 90000 | Combustion Turbine | 12 | 2025 | 2026 | Combustion turbine |  |  |  |  | 0.295 | Y
Wheaton Generating Plant | Wisconsin |  | X |  | 4014 | 4 | 90001 | Combustion Turbine | 12 | 2025 | 2026 | Combustion turbine |  |  |  |  | 0.295 | Y
Wheaton Generating Plant | Wisconsin |  | X |  | 4014 | 5 | 90002 | Combustion Turbine |  |  | 2023 | Combustion turbine |  |  |  |  | 0.011 | Y
Wheaton Generating Plant | Wisconsin |  | X |  | 4014 | 6 | 90003 | Combustion Turbine | 12 | 2025 | 2026 | Combustion turbine |  |  |  |  | 1.2 | Y
Whitewater Cogeneration Facility | Wisconsin |  | X |  | 55011 | 01 | 3813 | Combined Cycle |  |  |  | Combined cycle | Y |  |  |  | 0.012
Barry | Alabama |  |  |  | 3 | A3C1 |  | Combined Cycle | [8 empty] | 0.011
Barry | Alabama |  |  |  | 3 | A3ST |  | Combined Cycle | [8 empty] | 0.011
Lowman Energy Center | Alabama |  |  |  | 56 | LEC1 |  | Combined Cycle | [8 empty] | 0.011
Lowman Energy Center | Alabama |  |  |  | 56 | LEC2 |  | Combined Cycle | [8 empty] | 0.011
AES Alamitos Energy Center | California |  |  |  | 62115 | 1A |  | Combined Cycle | [8 empty] | 0.011
AES Alamitos Energy Center | California |  |  |  | 62115 | 1B |  | Combined Cycle | [8 empty] | 0.011
AES Alamitos Energy Center | California |  |  |  | 62115 | 1S |  | Combined Cycle | [8 empty] | 0.011
AES Huntington Beach Energy Project | California |  |  |  | 62116 | 1A |  | Combined Cycle | [8 empty] | 0.011
AES Huntington Beach Energy Project | California |  |  |  | 62116 | 1B |  | Combined Cycle | [8 empty] | 0.011
AES Huntington Beach Energy Project | California |  |  |  | 62116 | 1S |  | Combined Cycle | [8 empty] | 0.011
Greenleaf 1 | California |  |  |  | 10350 | CTGA |  | Combustion Turbine | [8 empty] | 0.011
Greenleaf 1 | California |  |  |  | 10350 | CTGB |  | Combustion Turbine | [8 empty] | 0.011
Martin Drake | Colorado |  |  |  | 492 | A1 |  | Combustion Turbine | [8 empty] | 0.011
Martin Drake | Colorado |  |  |  | 492 | A2 |  | Combustion Turbine | [8 empty] | 0.011
Martin Drake | Colorado |  |  |  | 492 | A3 |  | Combustion Turbine | [8 empty] | 0.011
Martin Drake | Colorado |  |  |  | 492 | A4 |  | Combustion Turbine | [8 empty] | 0.011
Martin Drake | Colorado |  |  |  | 492 | A5 |  | Combustion Turbine | [8 empty] | 0.011
Martin Drake | Colorado |  |  |  | 492 | A6 |  | Combustion Turbine | [8 empty] | 0.011
Big Bend | Florida |  |  |  | 645 | BBST1 |  | Combined Cycle | [8 empty] | 0.011
Big Bend | Florida |  |  |  | 645 | GT5 |  | Combined Cycle | [8 empty] | 0.011
Big Bend | Florida |  |  |  | 645 | GT6 |  | Combined Cycle | [8 empty] | 0.011
John R Kelly | Florida |  |  |  | 664 | 8.2 |  | Combined Cycle | [8 empty] | 0.011
Lauderdale | Florida |  |  |  | 613 | 7GT1 |  | Combined Cycle | [8 empty] | 0.011
Lauderdale | Florida |  |  |  | 613 | 7GT2 |  | Combined Cycle | [8 empty] | 0.011
Lauderdale | Florida |  |  |  | 613 | ST7 |  | Combined Cycle | [8 empty] | 0.011
Seminole (FL) | Florida |  |  |  | 136 | CT1 |  | Combined Cycle | [8 empty] | 0.011
Seminole (FL) | Florida |  |  |  | 136 | CT2 |  | Combined Cycle | [8 empty] | 0.011
Seminole (FL) | Florida |  |  |  | 136 | ST |  | Combined Cycle | [8 empty] | 0.011
Shady Hills Combined Cycle Facility | Florida |  |  |  | 63802 | G001 |  | Combined Cycle | [8 empty] | 0.011
CPV Three Rivers Energy Center | Illinois |  |  |  | 63931 | GEN1 |  | Combined Cycle | [8 empty] | 0.011
CPV Three Rivers Energy Center | Illinois |  |  |  | 63931 | GEN2 |  | Combined Cycle | [8 empty] | 0.011
Jackson Generation, LLC | Illinois |  |  |  | 62926 | 01 |  | Combined Cycle | [8 empty] | 0.011
Jackson Generation, LLC | Illinois |  |  |  | 62926 | 02 |  | Combined Cycle | [8 empty] | 0.011
Tate & Lyle Lafayette South Plant | Indiana |  |  |  | 64854 | GTG01 |  | Combustion Turbine | [8 empty] | 0.011
Tate & Lyle Lafayette South Plant | Indiana |  |  |  | 64854 | GTG02 |  | Combustion Turbine | [8 empty] | 0.011
Lake Charles Power | Louisiana |  |  |  | 60927 | 1C |  | Combined Cycle | [8 empty] | 0.011
New Orleans Power | Louisiana |  |  |  | 60928 | 1 |  | Combustion Turbine | [8 empty] | 0.011
Blue Water Energy Center | Michigan |  |  |  | 62192 | 11 |  | Combined Cycle | [8 empty] | 0.011
Blue Water Energy Center | Michigan |  |  |  | 62192 | 12 |  | Combined Cycle | [8 empty] | 0.011
Blue Water Energy Center | Michigan |  |  |  | 62192 | 1S |  | Combined Cycle | [8 empty] | 0.011
Delta Energy Park | Michigan |  |  |  | 63259 | DEPC2 |  | Combined Cycle | [8 empty] | 0.011
Delta Energy Park | Michigan |  |  |  | 63259 | DEPC3 |  | Combined Cycle | [8 empty] | 0.011
Delta Energy Park | Michigan |  |  |  | 63259 | DEPS1 |  | Combustion Turbine | [8 empty] | 0.011
Delta Energy Park | Michigan |  |  |  | 63259 | DEPST |  | Combined Cycle | [8 empty] | 0.011
Indeck Niles Energy Center | Michigan |  |  |  | 55460 | CT1 |  | Combined Cycle | [8 empty] | 0.011
Indeck Niles Energy Center | Michigan |  |  |  | 55460 | CT2 |  | Combined Cycle | [8 empty] | 0.011
Indeck Niles Energy Center | Michigan |  |  |  | 55460 | ST1 |  | Combined Cycle | [8 empty] | 0.011
Michigan Hub Clean Power Project | Michigan |  |  |  | 83008 | 1 |  | Combined Cycle | [8 empty] | 0.011
Clark (NVE) | Nevada |  |  |  | 2322 | GT4 |  | Combustion Turbine | [8 empty] | 0.047543
Clark (NVE) | Nevada |  |  |  | 2322 | GT5 |  | Combined Cycle | [8 empty] | 0.019109
Clark (NVE) | Nevada |  |  |  | 2322 | GT6 |  | Combined Cycle | [8 empty] | 0.018727
Clark (NVE) | Nevada |  |  |  | 2322 | GT7 |  | Combined Cycle | [8 empty] | 0.017771
Clark (NVE) | Nevada |  |  |  | 2322 | GT8 |  | Combined Cycle | [8 empty] | 0.020446
Nevada Cogen Assoc#1 GarnetVly | Nevada |  |  |  | 54350 | GTA |  | Combined Cycle | [8 empty] | 0.037699
Nevada Cogen Assoc#1 GarnetVly | Nevada |  |  |  | 54350 | GTB |  | Combined Cycle | [8 empty] | 0.038699
Nevada Cogen Assoc#1 GarnetVly | Nevada |  |  |  | 54350 | GTC |  | Combined Cycle | [8 empty] | 0.038718
Nevada Cogen Associates 2 Black Mountain | Nevada |  |  |  | 54349 | GTA |  | Combined Cycle | [8 empty] | 0.032268
Nevada Cogen Associates 2 Black Mountain | Nevada |  |  |  | 54349 | GTB |  | Combined Cycle | [8 empty] | 0.036997
Nevada Cogen Associates 2 Black Mountain | Nevada |  |  |  | 54349 | GTC |  | Combined Cycle | [8 empty] | 0.036425
Nevada Solar One | Nevada |  |  |  | 56405 | HI |  | O/G Steam | [8 empty] | 0.16667
Saguaro Power | Nevada |  |  |  | 54271 | CTG1 |  | Combined Cycle | [8 empty] | 0.031356
Saguaro Power | Nevada |  |  |  | 54271 | CTG2 |  | Combined Cycle | [8 empty] | 0.030075
Cricket Valley Energy | New York |  |  |  | 57185 | U004 |  | Combined Cycle | [8 empty] | 0.011
Cricket Valley Energy | New York |  |  |  | 57185 | U005 |  | Combined Cycle | [8 empty] | 0.011
Cricket Valley Energy | New York |  |  |  | 57185 | U006 |  | Combined Cycle | [8 empty] | 0.011
Reidsville Energy Center | North Carolina |  |  |  | 61240 | REC |  | Combined Cycle | [8 empty] | 0.011
Reidsville Energy Center | North Carolina |  |  |  | 61240 | REC2 |  | Combined Cycle | [8 empty] | 0.011
Lonesome Creek Station | North Dakota |  |  |  | 57943 | 06 |  | Combustion Turbine | [8 empty] | 0.011
Guernsey Power Station | Ohio |  |  |  | 62949 | GPS1 |  | Combined Cycle | [8 empty] | 0.011
Guernsey Power Station | Ohio |  |  |  | 62949 | GPS2 |  | Combined Cycle | [8 empty] | 0.011
Guernsey Power Station | Ohio |  |  |  | 62949 | GPS3 |  | Combined Cycle | [8 empty] | 0.011
Long Ridge Energy Generation | Ohio |  |  |  | 61322 | HPPP1 |  | Combined Cycle | [8 empty] | 0.011
Ohio State University CHP | Ohio |  |  |  | 83009 | GT1 |  | Combustion Turbine | [8 empty] | 0.011
Ohio State University CHP | Ohio |  |  |  | 83009 | GT2 |  | Combustion Turbine | [8 empty] | 0.011
South Field Energy | Ohio |  |  |  | 60356 | SFECC |  | Combined Cycle | [8 empty] | 0.011
Perennial Wind Chaser Station | Oregon |  |  |  | 59721 | GT1 |  | Combustion Turbine | [8 empty] | 0.011
Perennial Wind Chaser Station | Oregon |  |  |  | 59721 | GT2 |  | Combustion Turbine | [8 empty] | 0.011
Perennial Wind Chaser Station | Oregon |  |  |  | 59721 | GT3 |  | Combustion Turbine | [8 empty] | 0.011
Perennial Wind Chaser Station | Oregon |  |  |  | 59721 | GT4 |  | Combustion Turbine | [8 empty] | 0.011
CPV Fairview Energy Center | Pennsylvania |  |  |  | 60589 | GEN3 |  | Combined Cycle | [8 empty] | 0.0056157
Hill Top Energy Center, LLC | Pennsylvania |  |  |  | 62565 | GEN1 |  | Combined Cycle | [8 empty] | 0.011
Shell Chemical Appalachia LLC | Pennsylvania |  |  |  | 58933 | GTG1 |  | Combined Cycle | [8 empty] | 0.011
Shell Chemical Appalachia LLC | Pennsylvania |  |  |  | 58933 | GTG2 |  | Combined Cycle | [8 empty] | 0.011
Shell Chemical Appalachia LLC | Pennsylvania |  |  |  | 58933 | GTG3 |  | Combined Cycle | [8 empty] | 0.011
Shell Chemical Appalachia LLC | Pennsylvania |  |  |  | 58933 | STG1 |  | Combined Cycle | [8 empty] | 0.011
Shell Chemical Appalachia LLC | Pennsylvania |  |  |  | 58933 | STG2 |  | Combined Cycle | [8 empty] | 0.011
Astoria Station | South Dakota |  |  |  | 61144 | 1 |  | Combustion Turbine | [8 empty] | 0.011
Braes Bayou Plant | Texas |  |  |  | 64383 | CTG-1 |  | Combustion Turbine | [8 empty] | 0.011
Braes Bayou Plant | Texas |  |  |  | 64383 | CTG-2 |  | Combustion Turbine | [8 empty] | 0.011
Braes Bayou Plant | Texas |  |  |  | 64383 | CTG-3 |  | Combustion Turbine | [8 empty] | 0.011
Braes Bayou Plant | Texas |  |  |  | 64383 | CTG-4 |  | Combustion Turbine | [8 empty] | 0.011
Braes Bayou Plant | Texas |  |  |  | 64383 | CTG-5 |  | Combustion Turbine | [8 empty] | 0.011
Braes Bayou Plant | Texas |  |  |  | 64383 | CTG-6 |  | Combustion Turbine | [8 empty] | 0.011
Chamon Power LLC | Texas |  |  |  | 60460 | CH3 |  | Combustion Turbine | [8 empty] | 0.011
Chamon Power LLC | Texas |  |  |  | 60460 | CH4 |  | Combustion Turbine | [8 empty] | 0.011
Formosa Utility Venture Ltd | Texas |  |  |  | 10554 | 3ST1 |  | Combined Cycle | [8 empty] | 0.011
Formosa Utility Venture Ltd | Texas |  |  |  | 10554 | 3TBG1 |  | Combined Cycle | [8 empty] | 0.011
Formosa Utility Venture Ltd | Texas |  |  |  | 10554 | 3TBG2 |  | Combined Cycle | [8 empty] | 0.011
HO Clarke Generating | Texas |  |  |  | 63335 | CTG-1 |  | Combustion Turbine | [8 empty] | 0.011
HO Clarke Generating | Texas |  |  |  | 63335 | CTG-2 |  | Combustion Turbine | [8 empty] | 0.011
HO Clarke Generating | Texas |  |  |  | 63335 | CTG-3 |  | Combustion Turbine | [8 empty] | 0.011
HO Clarke Generating | Texas |  |  |  | 63335 | CTG-4 |  | Combustion Turbine | [8 empty] | 0.011
HO Clarke Generating | Texas |  |  |  | 63335 | CTG-5 |  | Combustion Turbine | [8 empty] | 0.011
HO Clarke Generating | Texas |  |  |  | 63335 | CTG-6 |  | Combustion Turbine | [8 empty] | 0.011
HO Clarke Generating | Texas |  |  |  | 63335 | CTG-7 |  | Combustion Turbine | [8 empty] | 0.011
HO Clarke Generating | Texas |  |  |  | 63335 | CTG-8 |  | Combustion Turbine | [8 empty] | 0.011
Montgomery County | Texas |  |  |  | 60925 | 1C |  | Combined Cycle | [8 empty] | 0.011
SJRR Power LLC | Texas |  |  |  | 62548 | SJ-1 |  | Combustion Turbine | [8 empty] | 0.011
SJRR Power LLC | Texas |  |  |  | 62548 | SJ-2 |  | Combustion Turbine | [8 empty] | 0.011
Topaz Generating | Texas |  |  |  | 63688 | CTG-1 |  | Combustion Turbine | [8 empty] | 0.011
Topaz Generating | Texas |  |  |  | 63688 | CTG-2 |  | Combustion Turbine | [8 empty] | 0.011
Topaz Generating | Texas |  |  |  | 63688 | CTG-3 |  | Combustion Turbine | [8 empty] | 0.011
Topaz Generating | Texas |  |  |  | 63688 | CTG-4 |  | Combustion Turbine | [8 empty] | 0.011
Topaz Generating | Texas |  |  |  | 63688 | CTG-5 |  | Combustion Turbine | [8 empty] | 0.011
Topaz Generating | Texas |  |  |  | 63688 | CTG-6 |  | Combustion Turbine | [8 empty] | 0.011
Topaz Generating | Texas |  |  |  | 63688 | CTG-7 |  | Combustion Turbine | [8 empty] | 0.011
Topaz Generating | Texas |  |  |  | 63688 | CTG-8 |  | Combustion Turbine | [8 empty] | 0.011
Topaz Generating | Texas |  |  |  | 63688 | CTG-9 |  | Combustion Turbine | [8 empty] | 0.011
Topaz Generating | Texas |  |  |  | 63688 | CTG10 |  | Combustion Turbine | [8 empty] | 0.011
Ty Cooke | Texas |  |  |  | 3602 | GT4 |  | Combustion Turbine | [8 empty] | 0.011
Victoria Port Power II LLC | Texas |  |  |  | 61966 | VP2-1 |  | Combustion Turbine | [8 empty] | 0.011
Victoria Port Power II LLC | Texas |  |  |  | 61966 | VP2-2 |  | Combustion Turbine | [8 empty] | 0.011
Sunnyside Cogen Associates | Utah |  |  |  | 50951 | 1 |  | Coal Steam | [8 empty] | 0.17146
Note on Q3: This column displays the net summer available capacity for Coal Steam and O/G Steam units. Determinations of units >= 100 MW were made on nameplate capacity (not displayed). It should be noted that for Dave Johnston unit BW41, the net summer capacity is 93 MW but the nameplate capacity is 133.6 MW (source: EIA860M November 2022). Therefore in the Engineering Analysis, this unit receives emission reductions commensurate with the retrofit of SCR, rather than SNCR as for units less than 100 MW. This is the only unit where: 1) the nameplate and net summer capacities fall on opposite sides of the 100 MW line and 2) the unit is eligible for an SCR/SNCR retrofit.

## Unit 2023
Facility | State | RCU State | 2023 EGU control strategy | 2026 EGU control strategy | ORIS | Boiler | CAMD ID | Plant Type | Retirement Month Check | Retirement Year Check | Retired Before EA Year | Unit Type | Existing SCR | Existing SNCR | Common Stack | Capacity (MW) | 2021 NOx (tons) | 2021 Heat Input (mmBtu) | 2021 Gross Generation (mWh) | 2019 to 2021 Average NOx (tons) | 2021 NOx (tons), Retired Before 2023 | Flag | 2021 Heat Input (mmBtu), Retired Before 2023 | 2021 Gross Generation (mWh) Retired Before 2023 | 2021 NOx (tons), Retired Before 2023, Coal to Gas Conversion Before 2023 | Flag | 2021 NOx (tons), Retired Before 2023, Coal to Gas Conversion Before 2023, New SCRs Before 2023 | Flag | 2021 NOx (tons), Retired Before 2023, Coal to Gas Conversion Before 2023, New SCRs Before 2023, BART Limits and other specific EPA Limits (see flag) | Flag | 2021 NOx (tons), SCR Optimize | Flag | 2021 NOx (tons), SCR Optimize + Eligible SOA CC | Flag | 2021 NOx (tons), SCR Optimize + SNCR Optimize | Flag | 2021 NOx (tons), SCR Optimize + Eligible SOA CC + SNCR Optimize | Flag | 2021 NOx (tons), SCR Optimize + Eligible SOA CC + SNCR Optimize + SCR (Half)/SNCR Retrofit on All Boilers | 2021 NOx (tons), SCR Optimize + Eligible SOA CC + SNCR Optimize + SCR/SNCR Retrofit on All Boilers | Flag | Pre SCR/SNCR Retrofit on All Boilers NOx Rate (lb/mmBtu) | Post SCR/SNCR Retrofit on All Boilers NOx Rate (lb/mmBtu) | Additional (Not ARP or CSAPR) Unit | 2019 to 2021 Average Capacity Factor (%)
AMEA Sylacauga Plant | Alabama |  | X |  | 56018 | 1 | 89313 | Combustion Turbine |  |  |  | Combustion turbine |  |  |  |  | 7.795 | 185596.9 | 18995 | 7.5843 | 7.795 |  | 185596.9 | 18995 | 7.795 |  | 7.795 |  | 7.795 |  | 7.795 |  | 7.795 |  | 7.795 |  | 7.795 |  | 7.795 | 7.795 | Not Coal Steam or O/G Steam | 0.083999 | 0.083999 |  | 9.719%
AMEA Sylacauga Plant | Alabama |  | X |  | 56018 | 2 | 89314 | Combustion Turbine |  |  |  | Combustion turbine |  |  |  |  | 7.935 | 186690.6 | 18957 | 7.7193 | 7.935 |  | 186690.6 | 18957 | 7.935 |  | 7.935 |  | 7.935 |  | 7.935 |  | 7.935 |  | 7.935 |  | 7.935 |  | 7.935 | 7.935 | Not Coal Steam or O/G Steam | 0.085007 | 0.085007 |  | 9.896%
Barry | Alabama |  | X |  | 3 | 1 | 1 | O/G Steam |  |  |  | Tangentially-fired |  | Y | Y | 56 |  |  |  | 3.1627 | [20 empty] | O/G Steam Under 100 MW | 0 | 0 |  | 1.297%
Barry | Alabama |  | X |  | 3 | 2 | 2 | O/G Steam |  |  |  | Tangentially-fired |  | Y | Y | 56 |  |  |  | 2.7167 | [20 empty] | O/G Steam Under 100 MW | 0 | 0 |  | 1.024%
Barry | Alabama |  | X |  | 3 | 4 | 4 | O/G Steam |  |  |  | Tangentially-fired |  | Y |  | 362 | 472.895 | 3513716.575 | 370509.5 | 288.3123 | 472.895 |  | 3513716.575 | 370509.5 | 236.4475 | Y | 236.4475 |  | 236.4475 |  | 236.4475 |  | 236.4475 |  | 236.4475 |  | 236.4475 |  | 144.5766 | 52.7057 | O/G Steam SCR Retrofit | 0.13459 | 0.03 |  | 9.18%
Barry | Alabama |  | X |  | 3 | 5 | 5 | Coal Steam | 12 | 2028 | 2029 | Tangentially-fired | Y |  |  | 756 | 698.496 | 20662771.2 | 2091270 | 601.3607 | 698.496 |  | 20662771.2 | 2091270 | 698.496 |  | 698.496 |  | 698.496 |  | 698.496 |  | 698.496 |  | 698.496 |  | 698.496 |  | 698.496 | 698.496 | Existing SCR | 0.067609 | 0.067609 |  | 42.93%
Barry | Alabama |  | X |  | 3 | 6A | 6 | Combined Cycle |  |  |  | Combined cycle | Y |  |  |  | 23.033 | 5071075.45 | 735632.75 | 23.7053 | 23.033 |  | 5071075.45 | 735632.75 | 23.033 |  | 23.033 |  | 23.033 |  | 23.033 |  | 23.033 |  | 23.033 |  | 23.033 |  | 23.033 | 23.033 | Not Coal Steam or O/G Steam | 0.0090841 | 0.0090841 |  | 51.82%
Barry | Alabama |  | X |  | 3 | 6B | 7 | Combined Cycle |  |  |  | Combined cycle | Y |  |  |  | 29.763 | 6566770.8 | 930237.5 | 26.802 | 29.763 |  | 6566770.8 | 930237.5 | 29.763 |  | 29.763 |  | 29.763 |  | 29.763 |  | 29.763 |  | 29.763 |  | 29.763 |  | 29.763 | 29.763 | Not Coal Steam or O/G Steam | 0.0090647 | 0.0090647 |  | 60.66%
Barry | Alabama |  | X |  | 3 | 7A | 8 | Combined Cycle |  |  |  | Combined cycle | Y |  |  |  | 30.881 | 6777467.2 | 937068.25 | 28.8127 | 30.881 |  | 6777467.2 | 937068.25 | 30.881 |  | 30.881 |  | 30.881 |  | 30.881 |  | 30.881 |  | 30.881 |  | 30.881 |  | 30.881 | 30.881 | Not Coal Steam or O/G Steam | 0.0091128 | 0.0091128 |  | 62.26%
Barry | Alabama |  | X |  | 3 | 7B | 9 | Combined Cycle |  |  |  | Combined cycle | Y |  |  |  | 27.737 | 6717794.65 | 934109.5 | 28.3173 | 27.737 |  | 6717794.65 | 934109.5 | 27.737 |  | 27.737 |  | 27.737 |  | 27.737 |  | 27.737 |  | 27.737 |  | 27.737 |  | 27.737 | 27.737 | Not Coal Steam or O/G Steam | 0.0082578 | 0.0082578 |  | 62.93%
Calhoun Generating Facility | Alabama |  | X |  | 55409 | CT1 | 4688 | Combustion Turbine |  |  |  | Combustion turbine |  |  |  |  | 2.085 | 125245.958 | 11994.62 | 6.2053 | 2.085 |  | 125245.958 | 11994.62 | 2.085 |  | 2.085 |  | 2.085 |  | 2.085 |  | 2.085 |  | 2.085 |  | 2.085 |  | 2.085 | 2.085 | Not Coal Steam or O/G Steam | 0.033294 | 0.033294 |  | 4.936%
Calhoun Generating Facility | Alabama |  | X |  | 55409 | CT2 | 4689 | Combustion Turbine |  |  |  | Combustion turbine |  |  |  |  | 1.01 | 58243.067 | 5552.29 | 4.974 | 1.01 |  | 58243.067 | 5552.29 | 1.01 |  | 1.01 |  | 1.01 |  | 1.01 |  | 1.01 |  | 1.01 |  | 1.01 |  | 1.01 | 1.01 | Not Coal Steam or O/G Steam | 0.034682 | 0.034682 |  | 4.389%
Calhoun Generating Facility | Alabama |  | X |  | 55409 | CT3 | 4690 | Combustion Turbine |  |  |  | Combustion turbine |  |  |  |  | 0.995 | 54667.268 | 5021.66 | 4.6887 | 0.995 |  | 54667.268 | 5021.66 | 0.995 |  | 0.995 |  | 0.995 |  | 0.995 |  | 0.995 |  | 0.995 |  | 0.995 |  | 0.995 | 0.995 | Not Coal Steam or O/G Steam | 0.036402 | 0.036402 |  | 4.087%
Calhoun Generating Facility | Alabama |  | X |  | 55409 | CT4 | 4691 | Combustion Turbine |  |  |  | Combustion turbine |  |  |  |  | 2.142 | 128934.031 | 12186.29 | 5.7067 | 2.142 |  | 128934.031 | 12186.29 | 2.142 |  | 2.142 |  | 2.142 |  | 2.142 |  | 2.142 |  | 2.142 |  | 2.142 |  | 2.142 | 2.142 | Not Coal Steam or O/G Steam | 0.033226 | 0.033226 |  | 4.849%
Central Alabama Gen Station | Alabama |  | X |  | 55440 | CTGDB1 | 4758 | Combined Cycle |  |  |  | Combined cycle | Y |  |  |  | 20.109 | 4347066.15 | 596810 | 25.9073 | 20.109 |  | 4347066.15 | 596810 | 20.109 |  | 20.109 |  | 20.109 |  | 20.109 |  | 20.109 |  | 20.109 |  | 20.109 |  | 20.109 | 20.109 | Not Coal Steam or O/G Steam | 0.0092518 | 0.0092518 |  | 55.24%
Central Alabama Gen Station | Alabama |  | X |  | 55440 | CTGDB2 | 4759 | Combined Cycle |  |  |  | Combined cycle | Y |  |  |  | 22.105 | 5511402.2 | 740229 | 27.6557 | 22.105 |  | 5511402.2 | 740229 | 22.105 |  | 22.105 |  | 22.105 |  | 22.105 |  | 22.105 |  | 22.105 |  | 22.105 |  | 22.105 | 22.105 | Not Coal Steam or O/G Steam | 0.0080216 | 0.0080216 |  | 61.05%
Central Alabama Gen Station | Alabama |  | X |  | 55440 | CTGDB3 | 4760 | Combined Cycle |  |  |  | Combined cycle | Y |  |  |  | 16.009 | 4205115.175 | 583590.5 | 35.5633 | 16.009 |  | 4205115.175 | 583590.5 | 16.009 |  | 16.009 |  | 16.009 |  | 16.009 |  | 16.009 |  | 16.009 |  | 16.009 |  | 16.009 | 16.009 | Not Coal Steam or O/G Steam | 0.0076141 | 0.0076141 |  | 52.09%
Colbert | Alabama |  | X |  | 47 | CCT1 | 88150 | Combustion Turbine |  |  |  | Combustion turbine |  |  |  |  | 1.6 | 7823.2 | 566 | 1.2877 | 1.6 |  | 7823.2 | 566 | 1.6 |  | 1.6 |  | 1.6 |  | 1.6 |  | 1.6 |  | 1.6 |  | 1.6 |  | 1.6 | 1.6 | Not Coal Steam or O/G Steam | 0.40904 | 0.40904 |  | 0.2153%
Colbert | Alabama |  | X |  | 47 | CCT2 | 88151 | Combustion Turbine |  |  |  | Combustion turbine |  |  |  |  | 1.566 | 7659.2 | 551 | 1.299 | 1.566 |  | 7659.2 | 551 | 1.566 |  | 1.566 |  | 1.566 |  | 1.566 |  | 1.566 |  | 1.566 |  | 1.566 |  | 1.566 | 1.566 | Not Coal Steam or O/G Steam | 0.40892 | 0.40892 |  | 0.2166%
Colbert | Alabama |  | X |  | 47 | CCT3 | 88152 | Combustion Turbine |  |  |  | Combustion turbine |  |  |  |  | 2.352 | 11681.2 | 853 | 0.784 | 2.352 |  | 11681.2 | 853 | 2.352 |  | 2.352 |  | 2.352 |  | 2.352 |  | 2.352 |  | 2.352 |  | 2.352 |  | 2.352 | 2.352 | Not Coal Steam or O/G Steam | 0.4027 | 0.4027 |  | 0.1395%
Colbert | Alabama |  | X |  | 47 | CCT4 | 88153 | Combustion Turbine |  |  |  | Combustion turbine |  |  |  |  | 1.434 | 7163.1 | 502 | 1.2527 | 1.434 |  | 7163.1 | 502 | 1.434 |  | 1.434 |  | 1.434 |  | 1.434 |  | 1.434 |  | 1.434 |  | 1.434 |  | 1.434 | 1.434 | Not Coal Steam or O/G Steam | 0.40039 | 0.40039 |  | 0.2071%
Colbert | Alabama |  | X |  | 47 | CCT5 | 88154 | Combustion Turbine |  |  |  | Combustion turbine |  |  |  |  | 2.635 | 13095.9 | 948 | 1.6923 | 2.635 |  | 13095.9 | 948 | 2.635 |  | 2.635 |  | 2.635 |  | 2.635 |  | 2.635 |  | 2.635 |  | 2.635 |  | 2.635 | 2.635 | Not Coal Steam or O/G Steam | 0.40242 | 0.40242 |  | 0.2911%
Colbert | Alabama |  | X |  | 47 | CCT6 | 88155 | Combustion Turbine |  |  |  | Combustion turbine |  |  |  |  | 2.779 | 13835 | 1013 | 1.733 | 2.779 |  | 13835 | 1013 | 2.779 |  | 2.779 |  | 2.779 |  | 2.779 |  | 2.779 |  | 2.779 |  | 2.779 |  | 2.779 | 2.779 | Not Coal Steam or O/G Steam | 0.40173 | 0.40173 |  | 0.2998%
Colbert | Alabama |  | X |  | 47 | CCT7 | 88156 | Combustion Turbine |  |  |  | Combustion turbine |  |  |  |  | 2.881 | 14341.2 | 992 | 1.541 | 2.881 |  | 14341.2 | 992 | 2.881 |  | 2.881 |  | 2.881 |  | 2.881 |  | 2.881 |  | 2.881 |  | 2.881 |  | 2.881 | 2.881 | Not Coal Steam or O/G Steam | 0.40178 | 0.40178 |  | 0.2755%
Colbert | Alabama |  | X |  | 47 | CCT8 | 88157 | Combustion Turbine |  |  |  | Combustion turbine |  |  |  |  | 2.842 | 14141.9 | 1012 | 1.5067 | 2.842 |  | 14141.9 | 1012 | 2.842 |  | 2.842 |  | 2.842 |  | 2.842 |  | 2.842 |  | 2.842 |  | 2.842 |  | 2.842 | 2.842 | Not Coal Steam or O/G Steam | 0.40193 | 0.40193 |  | 0.2663%
Decatur Energy Center | Alabama |  | X |  | 55292 | CTG-1 | 4459 | Combined Cycle |  |  |  | Combined cycle | Y |  |  |  | 8.754 | 1549359.526 | 207172.33 | 9.879 | 8.754 |  | 1549359.526 | 207172.33 | 8.754 |  | 8.754 |  | 8.754 |  | 8.754 |  | 8.754 |  | 8.754 |  | 8.754 |  | 8.754 | 8.754 | Not Coal Steam or O/G Steam | 0.0113 | 0.0113 |  | 26.12%
Decatur Energy Center | Alabama |  | X |  | 55292 | CTG-2 | 4460 | Combined Cycle |  |  |  | Combined cycle | Y |  |  |  | 8.924 | 1612639.198 | 216288.78 | 10.9303 | 8.924 |  | 1612639.198 | 216288.78 | 8.924 |  | 8.924 |  | 8.924 |  | 8.924 |  | 8.924 |  | 8.924 |  | 8.924 |  | 8.924 | 8.924 | Not Coal Steam or O/G Steam | 0.011068 | 0.011068 |  | 27.75%
Decatur Energy Center | Alabama |  | X |  | 55292 | CTG-3 | 4461 | Combined Cycle |  |  |  | Combined cycle | Y |  |  |  | 10.223 | 1729017.306 | 226349.34 | 12.0503 | 10.223 |  | 1729017.306 | 226349.34 | 10.223 |  | 10.223 |  | 10.223 |  | 10.223 |  | 10.223 |  | 10.223 |  | 10.223 |  | 10.223 | 10.223 | Not Coal Steam or O/G Steam | 0.011825 | 0.011825 |  | 28.31%
E B Harris Generating Plant | Alabama |  | X |  | 7897 | 1A | 3355 | Combined Cycle |  |  |  | Combined cycle | Y |  |  |  | 29.059 | 4018789.6 | 580820.75 | 24.8683 | 29.059 |  | 4018789.6 | 580820.75 | 29.059 |  | 29.059 |  | 29.059 |  | 24.1127 | Optimize SCR | 24.1127 |  | 24.1127 |  | 24.1127 |  | 24.1127 | 24.1127 | Not Coal Steam or O/G Steam | 0.012 | 0.012 |  | 46.18%
E B Harris Generating Plant | Alabama |  | X |  | 7897 | 1B | 3356 | Combined Cycle |  |  |  | Combined cycle | Y |  |  |  | 24.813 | 5006869.675 | 726341.75 | 23.578 | 24.813 |  | 5006869.675 | 726341.75 | 24.813 |  | 24.813 |  | 24.813 |  | 24.813 |  | 24.813 |  | 24.813 |  | 24.813 |  | 24.813 | 24.813 | Not Coal Steam or O/G Steam | 0.0099116 | 0.0099116 |  | 49.71%
E B Harris Generating Plant | Alabama |  | X |  | 7897 | 2A | 3357 | Combined Cycle |  |  |  | Combined cycle | Y |  |  |  | 8.253 | 2030949.625 | 301272.75 | 13.803 | 8.253 |  | 2030949.625 | 301272.75 | 8.253 |  | 8.253 |  | 8.253 |  | 8.253 |  | 8.253 |  | 8.253 |  | 8.253 |  | 8.253 | 8.253 | Not Coal Steam or O/G Steam | 0.0081272 | 0.0081272 |  | 31.73%
E B Harris Generating Plant | Alabama |  | X |  | 7897 | 2B | 3358 | Combined Cycle |  |  |  | Combined cycle | Y |  |  |  | 15.376 | 3768466.6 | 558246 | 15.6647 | 15.376 |  | 3768466.6 | 558246 | 15.376 |  | 15.376 |  | 15.376 |  | 15.376 |  | 15.376 |  | 15.376 |  | 15.376 |  | 15.376 | 15.376 | Not Coal Steam or O/G Steam | 0.0081603 | 0.0081603 |  | 36.87%
E C Gaston | Alabama |  | X |  | 26 | 1 | 30 | O/G Steam |  |  |  | Dry bottom wall-fired boiler |  |  | Y | 254 | 107.882 | 2331795.15 | 225046 | 183.9367 | 107.882 |  | 2331795.15 | 225046 | 107.882 |  | 107.882 |  | 107.882 |  | 107.882 |  | 107.882 |  | 107.882 |  | 107.882 |  | 71.4295 | 34.9769 | O/G Steam SCR Retrofit | 0.092531 | 0.03 |  | 17.7%
E C Gaston | Alabama |  | X |  | 26 | 2 | 31 | O/G Steam |  |  |  | Dry bottom wall-fired boiler |  |  | Y | 256 | 105.961 | 2193061.425 | 210107.5 | 198.1807 | 105.961 |  | 2193061.425 | 210107.5 | 105.961 |  | 105.961 |  | 105.961 |  | 105.961 |  | 105.961 |  | 105.961 |  | 105.961 |  | 69.4285 | 32.8959 | O/G Steam SCR Retrofit | 0.096633 | 0.03 |  | 19.64%
E C Gaston | Alabama |  | X |  | 26 | 3 | 32 | O/G Steam |  |  |  | Dry bottom wall-fired boiler |  |  | Y | 254 | 146.013 | 2775937.55 | 263529 | 217.2213 | 146.013 |  | 2775937.55 | 263529 | 146.013 |  | 146.013 |  | 146.013 |  | 146.013 |  | 146.013 |  | 146.013 |  | 146.013 |  | 93.826 | 41.6391 | O/G Steam SCR Retrofit | 0.1052 | 0.03 |  | 19.83%
E C Gaston | Alabama |  | X |  | 26 | 4 | 33 | O/G Steam |  |  |  | Dry bottom wall-fired boiler |  |  | Y | 256 | 83.382 | 1514556.1 | 150379.25 | 178.042 | 83.382 |  | 1514556.1 | 150379.25 | 83.382 |  | 83.382 |  | 83.382 |  | 83.382 |  | 83.382 |  | 83.382 |  | 83.382 |  | 53.0502 | 22.7183 | O/G Steam SCR Retrofit | 0.11011 | 0.03 |  | 22.78%
E C Gaston | Alabama |  | X |  | 26 | 5 | 34 | Coal Steam |  |  |  | Tangentially-fired | Y |  |  | 832 | 719.623 | 17304087.7 | 1717288 | 810.8983 | 719.623 |  | 17304087.7 | 1717288 | 719.623 |  | 719.623 |  | 719.623 |  | 692.1635 | Optimize SCR | 692.1635 |  | 692.1635 |  | 692.1635 |  | 692.1635 | 692.1635 | Existing SCR | 0.08 | 0.08 |  | 30.33%
Gadsden | Alabama |  | X |  | 7 | 1 | 11 | O/G Steam | 1 | 2023 | 2023 | Tangentially-fired |  |  | Y | 64 |  |  |  | 22.952 | 0 | Y | 0 | 0 | 0 |  | 0 |  | 0 |  | 0 |  | 0 |  | 0 |  | 0 |  | 0 | 0 | Retired | 0 | 0 |  | 9.083%
Gadsden | Alabama |  | X |  | 7 | 2 | 12 | O/G Steam | 1 | 2023 | 2023 | Tangentially-fired |  |  | Y | 66 |  |  |  |  | 0 | Y | 0 | 0 | 0 |  | 0 |  | 0 |  | 0 |  | 0 |  | 0 |  | 0 |  | 0 | 0 | Retired | 0 | 0
Greene County | Alabama |  | X |  | 10 | 1 | 19 | O/G Steam | 12 | 2025 | 2026 | Cell burner boiler |  |  | Y | 258 | 150.445 | 2634644.9 | 264873.25 | 295.8917 | 150.445 |  | 2634644.9 | 264873.25 | 150.445 |  | 150.445 |  | 150.445 |  | 150.445 |  | 150.445 |  | 150.445 |  | 150.445 |  | 94.9823 | 39.5197 | O/G Steam SCR Retrofit | 0.11421 | 0.03 |  | 30.2%
Greene County | Alabama |  | X |  | 10 | 2 | 20 | O/G Steam | 12 | 2026 | 2027 | Dry bottom wall-fired boiler |  |  | Y | 258 | 102.704 | 1745393.275 | 169799 | 272.375 | 102.704 |  | 1745393.275 | 169799 | 102.704 |  | 102.704 |  | 102.704 |  | 102.704 |  | 102.704 |  | 102.704 |  | 102.704 |  | 64.4424 | 26.1809 | O/G Steam SCR Retrofit | 0.11769 | 0.03 |  | 27.81%
Greene County | Alabama |  | X |  | 10 | CT10 | 21 | Combustion Turbine |  |  |  | Combustion turbine |  |  |  |  | 1.896 | 42285.175 | 3099 | 1.731 | 1.896 |  | 42285.175 | 3099 | 1.896 |  | 1.896 |  | 1.896 |  | 1.896 |  | 1.896 |  | 1.896 |  | 1.896 |  | 1.896 | 1.896 | Not Coal Steam or O/G Steam | 0.089677 | 0.089677 |  | 0.8753%
Greene County | Alabama |  | X |  | 10 | CT2 | 22 | Combustion Turbine |  |  |  | Combustion turbine |  |  |  |  | 4.43 | 119397.8 | 8668.75 | 2.682 | 4.43 |  | 119397.8 | 8668.75 | 4.43 |  | 4.43 |  | 4.43 |  | 4.43 |  | 4.43 |  | 4.43 |  | 4.43 |  | 4.43 | 4.43 | Not Coal Steam or O/G Steam | 0.074206 | 0.074206 |  | 1.443%
Greene County | Alabama |  | X |  | 10 | CT3 | 23 | Combustion Turbine |  |  |  | Combustion turbine |  |  |  |  | 1.782 | 55380.375 | 4064.75 | 1.9367 | 1.782 |  | 55380.375 | 4064.75 | 1.782 |  | 1.782 |  | 1.782 |  | 1.782 |  | 1.782 |  | 1.782 |  | 1.782 |  | 1.782 | 1.782 | Not Coal Steam or O/G Steam | 0.064355 | 0.064355 |  | 1.194%
Greene County | Alabama |  | X |  | 10 | CT4 | 24 | Combustion Turbine |  |  |  | Combustion turbine |  |  |  |  | 1.411 | 36616.1 | 2709.5 | 2.0027 | 1.411 |  | 36616.1 | 2709.5 | 1.411 |  | 1.411 |  | 1.411 |  | 1.411 |  | 1.411 |  | 1.411 |  | 1.411 |  | 1.411 | 1.411 | Not Coal Steam or O/G Steam | 0.07707 | 0.07707 |  | 1.041%
Greene County | Alabama |  | X |  | 10 | CT5 | 25 | Combustion Turbine |  |  |  | Combustion turbine |  |  |  |  | 2.233 | 72495.625 | 5297 | 2 | 2.233 |  | 72495.625 | 5297 | 2.233 |  | 2.233 |  | 2.233 |  | 2.233 |  | 2.233 |  | 2.233 |  | 2.233 |  | 2.233 | 2.233 | Not Coal Steam or O/G Steam | 0.061604 | 0.061604 |  | 1.347%
Greene County | Alabama |  | X |  | 10 | CT6 | 26 | Combustion Turbine |  |  |  | Combustion turbine |  |  |  |  | 0.225 | 6699.825 | 493.5 | 1.104 | 0.225 |  | 6699.825 | 493.5 | 0.225 |  | 0.225 |  | 0.225 |  | 0.225 |  | 0.225 |  | 0.225 |  | 0.225 |  | 0.225 | 0.225 | Not Coal Steam or O/G Steam | 0.067166 | 0.067166 |  | 0.6982%
Greene County | Alabama |  | X |  | 10 | CT7 | 27 | Combustion Turbine |  |  |  | Combustion turbine |  |  |  |  | 0.181 | 4790.85 | 353 | 2.096 | 0.181 |  | 4790.85 | 353 | 0.181 |  | 0.181 |  | 0.181 |  | 0.181 |  | 0.181 |  | 0.181 |  | 0.181 |  | 0.181 | 0.181 | Not Coal Steam or O/G Steam | 0.075561 | 0.075561 |  | 1.006%
Greene County | Alabama |  | X |  | 10 | CT8 | 28 | Combustion Turbine |  |  |  | Combustion turbine |  |  |  |  | 0.186 | 5064.9 | 370.75 | 0.714 | 0.186 |  | 5064.9 | 370.75 | 0.186 |  | 0.186 |  | 0.186 |  | 0.186 |  | 0.186 |  | 0.186 |  | 0.186 |  | 0.186 | 0.186 | Not Coal Steam or O/G Steam | 0.073447 | 0.073447 |  | 0.3335%
Greene County | Alabama |  | X |  | 10 | CT9 | 29 | Combustion Turbine |  |  |  | Combustion turbine |  |  |  |  | 0.167 | 5436.925 | 392.5 | 0.76167 | 0.167 |  | 5436.925 | 392.5 | 0.167 |  | 0.167 |  | 0.167 |  | 0.167 |  | 0.167 |  | 0.167 |  | 0.167 |  | 0.167 | 0.167 | Not Coal Steam or O/G Steam | 0.061432 | 0.061432 |  | 0.4568%
Hillabee Energy Center | Alabama |  | X |  | 55411 | CT1 | 4695 | Combined Cycle |  |  |  | Combined cycle | Y |  |  |  | 30.925 | 8678934.749 | 1262006 | 30.6657 | 30.925 |  | 8678934.749 | 1262006 | 30.925 |  | 30.925 |  | 30.925 |  | 30.925 |  | 30.925 |  | 30.925 |  | 30.925 |  | 30.925 | 30.925 | Not Coal Steam or O/G Steam | 0.0071265 | 0.0071265 |  | 75.45%
Hillabee Energy Center | Alabama |  | X |  | 55411 | CT2 | 4696 | Combined Cycle |  |  |  | Combined cycle | Y |  |  |  | 30.233 | 8142191.476 | 1186416.2 | 30.4943 | 30.233 |  | 8142191.476 | 1186416.2 | 30.233 |  | 30.233 |  | 30.233 |  | 30.233 |  | 30.233 |  | 30.233 |  | 30.233 |  | 30.233 | 30.233 | Not Coal Steam or O/G Steam | 0.0074263 | 0.0074263 |  | 73.19%
Hog Bayou Energy Center | Alabama |  | X |  | 55241 | COG01 | 4286 | Combined Cycle |  |  |  | Combined cycle | Y |  |  |  | 21.938 | 5331554.278 | 700967.2 | 25.394 | 21.938 |  | 5331554.278 | 700967.2 | 21.938 |  | 21.938 |  | 21.938 |  | 21.938 |  | 21.938 |  | 21.938 |  | 21.938 |  | 21.938 | 21.938 | Not Coal Steam or O/G Steam | 0.0082295 | 0.0082295 |  | 59.33%
James H Miller Jr | Alabama |  | X |  | 6002 | 1 | 2669 | Coal Steam |  |  |  | Dry bottom wall-fired boiler | Y |  |  | 688 | 628.014 | 17926122.025 | 1835427 | 688.0107 | 628.014 |  | 17926122.025 | 1835427 | 628.014 |  | 628.014 |  | 628.014 |  | 628.014 |  | 628.014 |  | 628.014 |  | 628.014 |  | 628.014 | 628.014 | Existing SCR | 0.070067 | 0.070067 |  | 45.29%
James H Miller Jr | Alabama |  | X |  | 6002 | 2 | 2670 | Coal Steam |  |  |  | Dry bottom wall-fired boiler | Y |  |  | 695 | 835.169 | 25301757.6 | 2491921.25 | 716.8497 | 835.169 |  | 25301757.6 | 2491921.25 | 835.169 |  | 835.169 |  | 835.169 |  | 835.169 |  | 835.169 |  | 835.169 |  | 835.169 |  | 835.169 | 835.169 | Existing SCR | 0.066017 | 0.066017 |  | 59.7%
James H Miller Jr | Alabama |  | X |  | 6002 | 3 | 2671 | Coal Steam |  |  |  | Dry bottom wall-fired boiler | Y |  |  | 687 | 908.277 | 25321700.35 | 2568283 | 816.8013 | 908.277 |  | 25321700.35 | 2568283 | 908.277 |  | 908.277 |  | 908.277 |  | 908.277 |  | 908.277 |  | 908.277 |  | 908.277 |  | 908.277 | 908.277 | Existing SCR | 0.071739 | 0.071739 |  | 56.6%
James H Miller Jr | Alabama |  | X |  | 6002 | 4 | 2672 | Coal Steam |  |  |  | Dry bottom wall-fired boiler | Y |  |  | 699 | 796.953 | 26945179.1 | 2595001 | 755.1147 | 796.953 |  | 26945179.1 | 2595001 | 796.953 |  | 796.953 |  | 796.953 |  | 796.953 |  | 796.953 |  | 796.953 |  | 796.953 |  | 796.953 | 796.953 | Existing SCR | 0.059154 | 0.059154 |  | 54.29%
McIntosh (7063) | Alabama |  | X |  | 7063 | **1 | 2924 | Combustion Turbine |  |  |  | Other turbine |  |  |  |  | 6.346 | 56741.176 | 12273.28 | 2.9917 | 6.346 |  | 56741.176 | 12273.28 | 6.346 |  | 6.346 |  | 6.346 |  | 6.346 |  | 6.346 |  | 6.346 |  | 6.346 |  | 6.346 | 6.346 | Not Coal Steam or O/G Steam | 0.22368 | 0.22368 |  | 0.8534%
McIntosh (7063) | Alabama |  | X |  | 7063 | **2 | 2925 | Combustion Turbine |  |  |  | Combustion turbine |  |  |  |  | 8.415 | 265465.664 | 22114.59 | 6.503 | 8.415 |  | 265465.664 | 22114.59 | 8.415 |  | 8.415 |  | 8.415 |  | 8.415 |  | 8.415 |  | 8.415 |  | 8.415 |  | 8.415 | 8.415 | Not Coal Steam or O/G Steam | 0.063398 | 0.063398 |  | 4.037%
McIntosh (7063) | Alabama |  | X |  | 7063 | **3 | 2926 | Combustion Turbine |  |  |  | Combustion turbine |  |  |  |  | 8.57 | 285331.334 | 23310.88 | 10.3903 | 8.57 |  | 285331.334 | 23310.88 | 8.57 |  | 8.57 |  | 8.57 |  | 8.57 |  | 8.57 |  | 8.57 |  | 8.57 |  | 8.57 | 8.57 | Not Coal Steam or O/G Steam | 0.060071 | 0.060071 |  | 7.267%
McIntosh (7063) | Alabama |  | X |  | 7063 | **4 | 90423 | Combustion Turbine |  |  |  | Combustion turbine |  |  |  |  | 25.33 | 1467499.793 | 141160.87 | 27.341 | 25.33 |  | 1467499.793 | 141160.87 | 25.33 |  | 25.33 |  | 25.33 |  | 25.33 |  | 25.33 |  | 25.33 |  | 25.33 |  | 25.33 | 25.33 | Not Coal Steam or O/G Steam | 0.034521 | 0.034521 |  | 19.41%
McIntosh (7063) | Alabama |  | X |  | 7063 | **5 | 90424 | Combustion Turbine |  |  |  | Combustion turbine |  |  |  |  | 25.973 | 1514612.924 | 145511.02 | 24.0043 | 25.973 |  | 1514612.924 | 145511.02 | 25.973 |  | 25.973 |  | 25.973 |  | 25.973 |  | 25.973 |  | 25.973 |  | 25.973 |  | 25.973 | 25.973 | Not Coal Steam or O/G Steam | 0.034297 | 0.034297 |  | 17.37%
McWilliams | Alabama |  | X |  | 533 | **4 | 320 | Combined Cycle |  |  |  | Combined cycle |  |  |  |  | 31.215 | 1590753.803 | 154869.55 | 31.8493 | 31.215 |  | 1590753.803 | 154869.55 | 31.215 |  | 31.215 |  | 31.215 |  | 31.215 |  | 31.215 |  | 31.215 |  | 31.215 |  | 31.215 | 31.215 | Not Coal Steam or O/G Steam | 0.039246 | 0.039246 |  | 30.98%
McWilliams | Alabama |  | X |  | 533 | **V1 | 324 | Combined Cycle |  |  |  | Combined cycle | Y |  |  |  | 31.07 | 5529427.938 | 528888.96 | 32.6387 | 31.07 |  | 5529427.938 | 528888.96 | 31.07 |  | 31.07 |  | 31.07 |  | 31.07 |  | 31.07 |  | 31.07 |  | 31.07 |  | 31.07 | 31.07 | Not Coal Steam or O/G Steam | 0.011238 | 0.011238 |  | 76.33%
McWilliams | Alabama |  | X |  | 533 | **V2 | 325 | Combined Cycle |  |  |  | Combined cycle | Y |  |  |  | 33.567 | 6081831.169 | 577847.24 | 34.6677 | 33.567 |  | 6081831.169 | 577847.24 | 33.567 |  | 33.567 |  | 33.567 |  | 33.567 |  | 33.567 |  | 33.567 |  | 33.567 |  | 33.567 | 33.567 | Not Coal Steam or O/G Steam | 0.011038 | 0.011038 |  | 81.24%
Morgan Energy Center | Alabama |  | X |  | 55293 | CT-1 | 4462 | Combined Cycle |  |  |  | Combined cycle | Y |  |  |  | 11.114 | 4273227.761 | 568395.99 | 12.6597 | 11.114 |  | 4273227.761 | 568395.99 | 11.114 |  | 11.114 |  | 11.114 |  | 11.114 |  | 11.114 |  | 11.114 |  | 11.114 |  | 11.114 | 11.114 | Not Coal Steam or O/G Steam | 0.0052017 | 0.0052017 |  | 46.01%
Morgan Energy Center | Alabama |  | X |  | 55293 | CT-2 | 4463 | Combined Cycle |  |  |  | Combined cycle | Y |  |  |  | 15.11 | 4278585.48 | 559931.39 | 14.6893 | 15.11 |  | 4278585.48 | 559931.39 | 15.11 |  | 15.11 |  | 15.11 |  | 15.11 |  | 15.11 |  | 15.11 |  | 15.11 |  | 15.11 | 15.11 | Not Coal Steam or O/G Steam | 0.0070631 | 0.0070631 |  | 48.31%
Morgan Energy Center | Alabama |  | X |  | 55293 | CT-3 | 4464 | Combined Cycle |  |  |  | Combined cycle | Y |  |  |  | 14.095 | 3980535.232 | 524697.98 | 12.9873 | 14.095 |  | 3980535.232 | 524697.98 | 14.095 |  | 14.095 |  | 14.095 |  | 14.095 |  | 14.095 |  | 14.095 |  | 14.095 |  | 14.095 | 14.095 | Not Coal Steam or O/G Steam | 0.007082 | 0.007082 |  | 43.14%
Plant H. Allen Franklin | Alabama |  | X |  | 7710 | 1A | 3285 | Combined Cycle |  |  |  | Combined cycle | Y |  |  |  | 26.964 | 5683093.675 | 854718.5 | 26.8893 | 26.964 |  | 5683093.675 | 854718.5 | 26.964 |  | 26.964 |  | 26.964 |  | 26.964 |  | 26.964 |  | 26.964 |  | 26.964 |  | 26.964 | 26.964 | Not Coal Steam or O/G Steam | 0.0094892 | 0.0094892 |  | 64.49%
Plant H. Allen Franklin | Alabama |  | X |  | 7710 | 1B | 3286 | Combined Cycle |  |  |  | Combined cycle | Y |  |  |  | 26.633 | 5811106.325 | 870408.5 | 26.69 | 26.633 |  | 5811106.325 | 870408.5 | 26.633 |  | 26.633 |  | 26.633 |  | 26.633 |  | 26.633 |  | 26.633 |  | 26.633 |  | 26.633 | 26.633 | Not Coal Steam or O/G Steam | 0.0091662 | 0.0091662 |  | 65.41%
Plant H. Allen Franklin | Alabama |  | X |  | 7710 | 2A | 3287 | Combined Cycle |  |  |  | Combined cycle | Y |  |  |  | 21.54 | 4712039.85 | 679586.75 | 26.6793 | 21.54 |  | 4712039.85 | 679586.75 | 21.54 |  | 21.54 |  | 21.54 |  | 21.54 |  | 21.54 |  | 21.54 |  | 21.54 |  | 21.54 | 21.54 | Not Coal Steam or O/G Steam | 0.0091425 | 0.0091425 |  | 65.37%
Plant H. Allen Franklin | Alabama |  | X |  | 7710 | 2B | 3288 | Combined Cycle |  |  |  | Combined cycle | Y |  |  |  | 20.8 | 4641663.15 | 680062.25 | 26.3757 | 20.8 |  | 4641663.15 | 680062.25 | 20.8 |  | 20.8 |  | 20.8 |  | 20.8 |  | 20.8 |  | 20.8 |  | 20.8 |  | 20.8 | 20.8 | Not Coal Steam or O/G Steam | 0.0089623 | 0.0089623 |  | 64.86%
Plant H. Allen Franklin | Alabama |  | X |  | 7710 | 3A | 3289 | Combined Cycle |  |  |  | Combined cycle | Y |  |  |  | 26.362 | 6251194.25 | 899427 | 27.2057 | 26.362 |  | 6251194.25 | 899427 | 26.362 |  | 26.362 |  | 26.362 |  | 26.362 |  | 26.362 |  | 26.362 |  | 26.362 |  | 26.362 | 26.362 | Not Coal Steam or O/G Steam | 0.0084342 | 0.0084342 |  | 68.61%
Plant H. Allen Franklin | Alabama |  | X |  | 7710 | 3B | 3290 | Combined Cycle |  |  |  | Combined cycle | Y |  |  |  | 28.147 | 5849572.7 | 853043.75 | 28.1523 | 28.147 |  | 5849572.7 | 853043.75 | 28.147 |  | 28.147 |  | 28.147 |  | 28.147 |  | 28.147 |  | 28.147 |  | 28.147 |  | 28.147 | 28.147 | Not Coal Steam or O/G Steam | 0.0096236 | 0.0096236 |  | 66.14%
SABIC Innovative Plastics - Burkville | Alabama |  | X |  | 7698 | CC1 | 3140 | Combined Cycle |  |  |  | Combined cycle |  |  |  |  | 31.922 | 2368503.75 | 345343.75 | 29.029 | 31.922 |  | 2368503.75 | 345343.75 | 31.922 |  | 31.922 |  | 31.922 |  | 31.922 |  | 31.922 |  | 31.922 |  | 31.922 |  | 31.922 | 31.922 | Not Coal Steam or O/G Steam | 0.026955 | 0.026955 |  | 40.53%
Tenaska Lindsay Hill Generating Station | Alabama |  | X |  | 55271 | CT1 | 4383 | Combined Cycle |  |  |  | Combined cycle | Y |  |  |  | 2.082 | 381101.178 | 51366.44 | 6.5823 | 2.082 |  | 381101.178 | 51366.44 | 2.082 |  | 2.082 |  | 2.082 |  | 2.082 |  | 2.082 |  | 2.082 |  | 2.082 |  | 2.082 | 2.082 | Not Coal Steam or O/G Steam | 0.010926 | 0.010926 |  | 18.73%
Tenaska Lindsay Hill Generating Station | Alabama |  | X |  | 55271 | CT2 | 4384 | Combined Cycle |  |  |  | Combined cycle | Y |  |  |  | 2.304 | 411876.27 | 50349.39 | 7.4693 | 2.304 |  | 411876.27 | 50349.39 | 2.304 |  | 2.304 |  | 2.304 |  | 2.304 |  | 2.304 |  | 2.304 |  | 2.304 |  | 2.304 | 2.304 | Not Coal Steam or O/G Steam | 0.011188 | 0.011188 |  | 20.37%
Tenaska Lindsay Hill Generating Station | Alabama |  | X |  | 55271 | CT3 | 4385 | Combined Cycle |  |  |  | Combined cycle | Y |  |  |  | 23.955 | 6665235.178 | 874204.66 | 13.5563 | 23.955 |  | 6665235.178 | 874204.66 | 23.955 |  | 23.955 |  | 23.955 |  | 23.955 |  | 23.955 |  | 23.955 |  | 23.955 |  | 23.955 | 23.955 | Not Coal Steam or O/G Steam | 0.007188 | 0.007188 |  | 42.37%
Theodore Cogeneration | Alabama |  | X |  | 7721 | CC1 | 3151 | Combined Cycle |  |  |  | Combined cycle | Y |  |  |  | 17.706 | 5096523.2 | 850554 | 20.4007 | 17.706 |  | 5096523.2 | 850554 | 17.706 |  | 17.706 |  | 17.706 |  | 17.706 |  | 17.706 |  | 17.706 |  | 17.706 |  | 17.706 | 17.706 | Not Coal Steam or O/G Steam | 0.0069483 | 0.0069483 |  | 58.95%
Walton Discover Power Facility | Alabama |  | X |  | 55138 | 1A | 88304 | Combustion Turbine |  |  |  | Combustion turbine | [7 empty] | 1.0333 | [20 empty] | Not Coal Steam or O/G Steam | 0 | 0 |  | 0.6344%
Walton Discover Power Facility | Alabama |  | X |  | 55138 | 1B | 88305 | Combustion Turbine |  |  |  | Combustion turbine | [7 empty] | 1.942 | [20 empty] | Not Coal Steam or O/G Steam | 0 | 0 |  | 0.7621%
Walton Discover Power Facility | Alabama |  | X |  | 55138 | 2A | 88306 | Combustion Turbine |  |  |  | Combustion turbine | [7 empty] | 0.034 | [20 empty] | Not Coal Steam or O/G Steam | 0 | 0 |  | 0.01136%
Walton Discover Power Facility | Alabama |  | X |  | 55138 | 2B | 88307 | Combustion Turbine |  |  |  | Combustion turbine | [7 empty] | 0.029 | [20 empty] | Not Coal Steam or O/G Steam | 0 | 0 |  | 0.01105%
Washington County Cogen (Olin) | Alabama |  | X |  | 7697 | CC1 | 3139 | Combined Cycle |  |  |  | Combined cycle |  |  |  |  | 42.272 | 3428146.95 | 469534.25 | 61.7593 | 42.272 |  | 3428146.95 | 469534.25 | 42.272 |  | 42.272 |  | 42.272 |  | 42.272 |  | 42.272 |  | 42.272 |  | 42.272 |  | 42.272 | 42.272 | Not Coal Steam or O/G Steam | 0.024662 | 0.024662 |  | 70.82%
APS Saguaro Power Plant | Arizona |  |  |  | 118 | CT3 | 8250 | Combustion Turbine |  |  |  | Combustion turbine |  |  |  |  | 6.458 | 378022.376 | 29313.07 | 5.4483 | 6.458 |  | 378022.376 | 29313.07 | 6.458 |  | 6.458 |  | 6.458 |  | 6.458 |  | 6.458 |  | 6.458 |  | 6.458 |  | 6.458 | 6.458 | Not Coal Steam or O/G Steam | 0.034167 | 0.034167 |  | 8.484%
APS West Phoenix Power Plant | Arizona |  |  |  | 117 | CC4 | 70 | Combined Cycle |  |  |  | Combined cycle |  |  |  |  | 21.892 | 1495040.925 | 183566.01 | 22.499 | 21.892 |  | 1495040.925 | 183566.01 | 21.892 |  | 21.892 |  | 21.892 |  | 21.892 |  | 21.892 |  | 21.892 |  | 21.892 |  | 21.892 | 21.892 | Not Coal Steam or O/G Steam | 0.029286 | 0.029286 |  | 35.89%
APS West Phoenix Power Plant | Arizona |  |  |  | 117 | CC5A | 71 | Combined Cycle |  |  |  | Combined cycle | Y |  |  |  | 25.511 | 3369384.036 | 495792.9 | 24.5637 | 25.511 |  | 3369384.036 | 495792.9 | 25.511 |  | 25.511 |  | 25.511 |  | 20.2163 | Optimize SCR | 20.2163 |  | 20.2163 |  | 20.2163 |  | 20.2163 | 20.2163 | Not Coal Steam or O/G Steam | 0.012 | 0.012 |  | 46.18%
APS West Phoenix Power Plant | Arizona |  |  |  | 117 | CC5B | 88097 | Combined Cycle |  |  |  | Combined cycle | Y |  |  |  | 30.566 | 4320051.786 | 625126.63 | 27.6973 | 30.566 |  | 4320051.786 | 625126.63 | 30.566 |  | 30.566 |  | 30.566 |  | 25.9203 | Optimize SCR | 25.9203 |  | 25.9203 |  | 25.9203 |  | 25.9203 | 25.9203 | Not Coal Steam or O/G Steam | 0.012 | 0.012 |  | 51.86%
Agua Fria Generating Station | Arizona |  |  |  | 141 | 1 | 86 | O/G Steam |  |  |  | Dry bottom wall-fired boiler |  |  |  | 113 | 33.164 | 295880.089 | 27372.79 | 79.9177 | 33.164 |  | 295880.089 | 27372.79 | 33.164 |  | 33.164 |  | 33.164 |  | 33.164 |  | 33.164 |  | 33.164 |  | 33.164 |  | 33.164 | 33.164 | Oil/Gas Steam Under 150 Tons (2019-2021 Average) | 0.22417 | 0.22417 |  | 7.582%
Agua Fria Generating Station | Arizona |  |  |  | 141 | 2 | 87 | O/G Steam |  |  |  | Dry bottom wall-fired boiler |  |  |  | 113 | 29.795 | 278807.191 | 25771.72 | 66.5953 | 29.795 |  | 278807.191 | 25771.72 | 29.795 |  | 29.795 |  | 29.795 |  | 29.795 |  | 29.795 |  | 29.795 |  | 29.795 |  | 29.795 | 29.795 | Oil/Gas Steam Under 150 Tons (2019-2021 Average) | 0.21373 | 0.21373 |  | 7.285%
Agua Fria Generating Station | Arizona |  |  |  | 141 | 3 | 88 | O/G Steam |  |  |  | Dry bottom turbo-fired boiler |  |  |  | 181 | 87.824 | 520440.423 | 48234.61 | 225.907 | 87.824 |  | 520440.423 | 48234.61 | 87.824 |  | 87.824 |  | 87.824 |  | 87.824 |  | 87.824 |  | 87.824 |  | 87.824 |  | 47.8153 | 7.8066 | O/G Steam SCR Retrofit | 0.3375 | 0.03 |  | 11.26%
Apache Station | Arizona |  |  |  | 160 | 1 | 92 | O/G Steam |  |  |  | Dry bottom wall-fired boiler |  |  |  | 72 | 16.282 | 828334.84 | 73604.75 | 21.8313 | 16.282 |  | 828334.84 | 73604.75 | 16.282 |  | 16.282 |  | 16.282 |  | 16.282 |  | 16.282 |  | 16.282 |  | 16.282 |  | 16.282 | 16.282 | O/G Steam Under 100 MW | 0.039313 | 0.039313 |  | 30.78%
Apache Station | Arizona |  |  |  | 160 | 2 | 93 | O/G Steam |  |  |  | Dry bottom turbo-fired boiler |  |  |  | 175 | 139.225 | 4503917.483 | 432037.14 | 177.7293 | 139.225 |  | 4503917.483 | 432037.14 | 139.225 |  | 139.225 |  | 139.225 |  | 139.225 |  | 139.225 |  | 139.225 |  | 139.225 |  | 103.3919 | 67.5588 | O/G Steam SCR Retrofit | 0.061824 | 0.03 |  | 75.81%
Apache Station | Arizona |  |  |  | 160 | 3 | 94 | Coal Steam |  |  |  | Dry bottom turbo-fired boiler |  | Y |  | 175 | 749.477 | 6681655.777 | 646160.95 | 514.837 | 749.477 |  | 6681655.777 | 646160.95 | 749.477 |  | 749.477 |  | 749.477 |  | 749.477 |  | 749.477 |  | 619.2224 | Y | 619.2224 |  | 393.1319 | 167.0414 | Coal Steam SCR Retrofit | 0.18535 | 0.05 |  | 77.27%
Apache Station | Arizona |  |  |  | 160 | 4 | 88320 | Combustion Turbine |  |  |  | Combustion turbine | Y |  |  |  | 3.294 | 304800.246 | 28975.17 | 3.839 | 3.294 |  | 304800.246 | 28975.17 | 3.294 |  | 3.294 |  | 3.294 |  | 3.294 |  | 3.294 |  | 3.294 |  | 3.294 |  | 3.294 | 3.294 | Not Coal Steam or O/G Steam | 0.021614 | 0.021614 |  | 23.95%
Arlington Valley Energy Facility | Arizona |  |  |  | 55282 | CTG1 | 4420 | Combined Cycle |  |  |  | Combined cycle | Y |  |  |  | 18.328 | 4288359.851 | 605882.93 | 18.0133 | 18.328 |  | 4288359.851 | 605882.93 | 18.328 |  | 18.328 |  | 18.328 |  | 18.328 |  | 18.328 |  | 18.328 |  | 18.328 |  | 18.328 | 18.328 | Not Coal Steam or O/G Steam | 0.0085478 | 0.0085478 |  | 53.71%
Arlington Valley Energy Facility | Arizona |  |  |  | 55282 | CTG2 | 4421 | Combined Cycle |  |  |  | Combined cycle | Y |  |  |  | 19.22 | 4384775.399 | 617124.84 | 18.0137 | 19.22 |  | 4384775.399 | 617124.84 | 19.22 |  | 19.22 |  | 19.22 |  | 19.22 |  | 19.22 |  | 19.22 |  | 19.22 |  | 19.22 | 19.22 | Not Coal Steam or O/G Steam | 0.0087667 | 0.0087667 |  | 56.59%
Black Mountain Generating Station | Arizona |  |  |  | 56482 | 1 | 89755 | Combustion Turbine |  |  |  | Combustion turbine |  |  |  |  | 24.318 | 457265.457 | 46048.79 | 15.8377 | 24.318 |  | 457265.457 | 46048.79 | 24.318 |  | 24.318 |  | 24.318 |  | 24.318 |  | 24.318 |  | 24.318 |  | 24.318 |  | 24.318 | 24.318 | Not Coal Steam or O/G Steam | 0.10636 | 0.10636 |  | 18.12%
Black Mountain Generating Station | Arizona |  |  |  | 56482 | 2 | 89756 | Combustion Turbine |  |  |  | Combustion turbine |  |  |  |  | 16.592 | 374569.966 | 36626.99 | 17.6487 | 16.592 |  | 374569.966 | 36626.99 | 16.592 |  | 16.592 |  | 16.592 |  | 16.592 |  | 16.592 |  | 16.592 |  | 16.592 |  | 16.592 | 16.592 | Not Coal Steam or O/G Steam | 0.088592 | 0.088592 |  | 23.64%
Cholla | Arizona |  |  |  | 113 | 1 | 62 | Coal Steam |  |  | 2026 | Tangentially-fired |  |  |  | 116 | 388.953 | 4361811.698 | 376546.66 | 277.5987 | 388.953 |  | 4361811.698 | 376546.66 | 388.953 |  | 388.953 |  | 388.953 |  | 388.953 |  | 388.953 |  | 388.953 |  | 388.953 |  | 248.9991 | 109.0453 | Coal Steam SCR Retrofit | 0.17834 | 0.05 |  | 58.7%
Cholla | Arizona |  |  |  | 113 | 3 | 64 | Coal Steam |  |  | 2026 | Tangentially-fired |  |  |  | 271 | 815.886 | 8564103.815 | 732404.59 | 682.6567 | 815.886 |  | 8564103.815 | 732404.59 | 815.886 |  | 815.886 |  | 815.886 |  | 815.886 |  | 815.886 |  | 815.886 |  | 815.886 |  | 514.9943 | 214.1026 | Coal Steam SCR Retrofit | 0.19054 | 0.05 |  | 33.33%
Coolidge Generating Station | Arizona |  |  |  | 56948 | CT01 | 90464 | Combustion Turbine |  |  |  | Combustion turbine | Y |  |  |  | 0.203 | 59490.73 | 5904.68 | 0.34433 | 0.203 |  | 59490.73 | 5904.68 | 0.203 |  | 0.203 |  | 0.203 |  | 0.203 |  | 0.203 |  | 0.203 |  | 0.203 |  | 0.203 | 0.203 | Not Coal Steam or O/G Steam | 0.0068246 | 0.0068246 |  | 6.316%
Coolidge Generating Station | Arizona |  |  |  | 56948 | CT02 | 90465 | Combustion Turbine |  |  |  | Combustion turbine | Y |  |  |  | 0.236 | 62592.875 | 6161.22 | 0.38067 | 0.236 |  | 62592.875 | 6161.22 | 0.236 |  | 0.236 |  | 0.236 |  | 0.236 |  | 0.236 |  | 0.236 |  | 0.236 |  | 0.236 | 0.236 | Not Coal Steam or O/G Steam | 0.0075408 | 0.0075408 |  | 6.493%
Coolidge Generating Station | Arizona |  |  |  | 56948 | CT03 | 90466 | Combustion Turbine |  |  |  | Combustion turbine | Y |  |  |  | 0.465 | 69733.276 | 6942.81 | 0.52167 | 0.465 |  | 69733.276 | 6942.81 | 0.465 |  | 0.465 |  | 0.465 |  | 0.465 |  | 0.465 |  | 0.465 |  | 0.465 |  | 0.465 | 0.465 | Not Coal Steam or O/G Steam | 0.013337 | 0.013337 |  | 7.16%
Coolidge Generating Station | Arizona |  |  |  | 56948 | CT04 | 90467 | Combustion Turbine |  |  |  | Combustion turbine | Y |  |  |  | 0.329 | 86681.177 | 8452.14 | 0.45133 | 0.329 |  | 86681.177 | 8452.14 | 0.329 |  | 0.329 |  | 0.329 |  | 0.329 |  | 0.329 |  | 0.329 |  | 0.329 |  | 0.329 | 0.329 | Not Coal Steam or O/G Steam | 0.007591 | 0.007591 |  | 7.945%
Coolidge Generating Station | Arizona |  |  |  | 56948 | CT05 | 90468 | Combustion Turbine |  |  |  | Combustion turbine | Y |  |  |  | 0.705 | 176610.967 | 18034.81 | 0.61067 | 0.705 |  | 176610.967 | 18034.81 | 0.705 |  | 0.705 |  | 0.705 |  | 0.705 |  | 0.705 |  | 0.705 |  | 0.705 |  | 0.705 | 0.705 | Not Coal Steam or O/G Steam | 0.0079836 | 0.0079836 |  | 9.149%
Coolidge Generating Station | Arizona |  |  |  | 56948 | CT06 | 90469 | Combustion Turbine |  |  |  | Combustion turbine | Y |  |  |  | 0.559 | 166396.773 | 16622.81 | 0.543 | 0.559 |  | 166396.773 | 16622.81 | 0.559 |  | 0.559 |  | 0.559 |  | 0.559 |  | 0.559 |  | 0.559 |  | 0.559 |  | 0.559 | 0.559 | Not Coal Steam or O/G Steam | 0.0067189 | 0.0067189 |  | 9.863%
Coolidge Generating Station | Arizona |  |  |  | 56948 | CT07 | 90470 | Combustion Turbine |  |  |  | Combustion turbine | Y |  |  |  | 0.792 | 184447.682 | 18525.38 | 0.80367 | 0.792 |  | 184447.682 | 18525.38 | 0.792 |  | 0.792 |  | 0.792 |  | 0.792 |  | 0.792 |  | 0.792 |  | 0.792 |  | 0.792 | 0.792 | Not Coal Steam or O/G Steam | 0.0085878 | 0.0085878 |  | 11.35%
Coolidge Generating Station | Arizona |  |  |  | 56948 | CT08 | 90471 | Combustion Turbine |  |  |  | Combustion turbine | Y |  |  |  | 0.711 | 193961.575 | 19750.82 | 0.86267 | 0.711 |  | 193961.575 | 19750.82 | 0.711 |  | 0.711 |  | 0.711 |  | 0.711 |  | 0.711 |  | 0.711 |  | 0.711 |  | 0.711 | 0.711 | Not Coal Steam or O/G Steam | 0.0073313 | 0.0073313 |  | 13.14%
Coolidge Generating Station | Arizona |  |  |  | 56948 | CT09 | 90472 | Combustion Turbine |  |  |  | Combustion turbine | Y |  |  |  | 0.443 | 114866.329 | 11802.37 | 0.69667 | 0.443 |  | 114866.329 | 11802.37 | 0.443 |  | 0.443 |  | 0.443 |  | 0.443 |  | 0.443 |  | 0.443 |  | 0.443 |  | 0.443 | 0.443 | Not Coal Steam or O/G Steam | 0.0077133 | 0.0077133 |  | 9.758%
Coolidge Generating Station | Arizona |  |  |  | 56948 | CT10 | 90473 | Combustion Turbine |  |  |  | Combustion turbine | Y |  |  |  | 0.457 | 137695.959 | 13940.62 | 0.66633 | 0.457 |  | 137695.959 | 13940.62 | 0.457 |  | 0.457 |  | 0.457 |  | 0.457 |  | 0.457 |  | 0.457 |  | 0.457 |  | 0.457 | 0.457 | Not Coal Steam or O/G Steam | 0.0066378 | 0.0066378 |  | 10.66%
Coolidge Generating Station | Arizona |  |  |  | 56948 | CT11 | 90474 | Combustion Turbine |  |  |  | Combustion turbine | Y |  |  |  | 0.583 | 149092.1 | 14929.18 | 0.84633 | 0.583 |  | 149092.1 | 14929.18 | 0.583 |  | 0.583 |  | 0.583 |  | 0.583 |  | 0.583 |  | 0.583 |  | 0.583 |  | 0.583 | 0.583 | Not Coal Steam or O/G Steam | 0.0078207 | 0.0078207 |  | 12.41%
Coolidge Generating Station | Arizona |  |  |  | 56948 | CT12 | 90475 | Combustion Turbine |  |  |  | Combustion turbine | Y |  |  |  | 0.645 | 156828.47 | 15855.36 | 0.86633 | 0.645 |  | 156828.47 | 15855.36 | 0.645 |  | 0.645 |  | 0.645 |  | 0.645 |  | 0.645 |  | 0.645 |  | 0.645 |  | 0.645 | 0.645 | Not Coal Steam or O/G Steam | 0.0082255 | 0.0082255 |  | 12.75%
Coronado Generating Station | Arizona |  |  |  | 6177 | U1B | 2823 | Coal Steam |  |  |  | Dry bottom turbo-fired boiler |  |  |  | 380 | 1542.467 | 10458154.369 | 1025816.73 | 1209.233 | 1542.467 |  | 10458154.369 | 1025816.73 | 1542.467 |  | 1542.467 |  | 1542.467 |  | 1542.467 |  | 1542.467 |  | 1542.467 |  | 1542.467 |  | 901.9604 | 261.4539 | Coal Steam SCR Retrofit | 0.29498 | 0.05 |  | 50.83%
Coronado Generating Station | Arizona |  |  |  | 6177 | U2B | 2824 | Coal Steam |  |  |  | Dry bottom turbo-fired boiler | Y |  |  | 382 | 376.526 | 12360918.751 | 1143782.67 | 295.3293 | 376.526 |  | 12360918.751 | 1143782.67 | 376.526 |  | 376.526 |  | 376.526 |  | 376.526 |  | 376.526 |  | 376.526 |  | 376.526 |  | 376.526 | 376.526 | Existing SCR | 0.060922 | 0.060922 |  | 58.59%
De Moss Petrie Generating Station | Arizona |  |  |  | 124 | GT1 | 76 | Combustion Turbine |  |  |  | Combustion turbine |  |  |  |  | 0.391 | 10331.926 | 815.32 | 1.193 | 0.391 |  | 10331.926 | 815.32 | 0.391 |  | 0.391 |  | 0.391 |  | 0.391 |  | 0.391 |  | 0.391 |  | 0.391 |  | 0.391 | 0.391 | Not Coal Steam or O/G Steam | 0.075688 | 0.075688 |  | 1.656%
Desert Basin Generating Station | Arizona |  |  |  | 55129 | DBG1 | 3964 | Combined Cycle |  |  |  | Combined cycle | Y |  |  |  | 24.234 | 4322770.394 | 562629.68 | 24.1607 | 24.234 |  | 4322770.394 | 562629.68 | 24.234 |  | 24.234 |  | 24.234 |  | 24.234 |  | 24.234 |  | 24.234 |  | 24.234 |  | 24.234 | 24.234 | Not Coal Steam or O/G Steam | 0.011212 | 0.011212 |  | 47.78%
Desert Basin Generating Station | Arizona |  |  |  | 55129 | DBG2 | 3965 | Combined Cycle |  |  |  | Combined cycle | Y |  |  |  | 25.638 | 4531191.202 | 589399.74 | 27.23 | 25.638 |  | 4531191.202 | 589399.74 | 25.638 |  | 25.638 |  | 25.638 |  | 25.638 |  | 25.638 |  | 25.638 |  | 25.638 |  | 25.638 | 25.638 | Not Coal Steam or O/G Steam | 0.011316 | 0.011316 |  | 53.73%
Gila River Power Station | Arizona |  |  |  | 55306 | 1CTGA | 8508 | Combined Cycle |  |  |  | Combined cycle | Y |  |  |  | 17.914 | 4392962.577 | 616584.97 | 19.5523 | 17.914 |  | 4392962.577 | 616584.97 | 17.914 |  | 17.914 |  | 17.914 |  | 17.914 |  | 17.914 |  | 17.914 |  | 17.914 |  | 17.914 | 17.914 | Not Coal Steam or O/G Steam | 0.0081558 | 0.0081558 |  | 50.68%
Gila River Power Station | Arizona |  |  |  | 55306 | 1CTGB | 8510 | Combined Cycle |  |  |  | Combined cycle | Y |  |  |  | 18.611 | 4311080.878 | 599447.55 | 19.6403 | 18.611 |  | 4311080.878 | 599447.55 | 18.611 |  | 18.611 |  | 18.611 |  | 18.611 |  | 18.611 |  | 18.611 |  | 18.611 |  | 18.611 | 18.611 | Not Coal Steam or O/G Steam | 0.008634 | 0.008634 |  | 53.13%
Gila River Power Station | Arizona |  |  |  | 55306 | 2CTGA | 8512 | Combined Cycle |  |  |  | Combined cycle | Y |  |  |  | 19.514 | 5538281.698 | 770046.27 | 19.927 | 19.514 |  | 5538281.698 | 770046.27 | 19.514 |  | 19.514 |  | 19.514 |  | 19.514 |  | 19.514 |  | 19.514 |  | 19.514 |  | 19.514 | 19.514 | Not Coal Steam or O/G Steam | 0.007047 | 0.007047 |  | 67.37%
Gila River Power Station | Arizona |  |  |  | 55306 | 2CTGB | 8514 | Combined Cycle |  |  |  | Combined cycle | Y |  |  |  | 19.828 | 5628830.258 | 784374.92 | 19.8683 | 19.828 |  | 5628830.258 | 784374.92 | 19.828 |  | 19.828 |  | 19.828 |  | 19.828 |  | 19.828 |  | 19.828 |  | 19.828 |  | 19.828 | 19.828 | Not Coal Steam or O/G Steam | 0.0070452 | 0.0070452 |  | 65.17%
Gila River Power Station | Arizona |  |  |  | 55306 | 3CTGA | 8516 | Combined Cycle |  |  |  | Combined cycle | Y |  |  |  | 19.745 | 5133843.56 | 719119.84 | 18.7227 | 19.745 |  | 5133843.56 | 719119.84 | 19.745 |  | 19.745 |  | 19.745 |  | 19.745 |  | 19.745 |  | 19.745 |  | 19.745 |  | 19.745 | 19.745 | Not Coal Steam or O/G Steam | 0.0076921 | 0.0076921 |  | 53.08%
Gila River Power Station | Arizona |  |  |  | 55306 | 3CTGB | 8518 | Combined Cycle |  |  |  | Combined cycle | Y |  |  |  | 18.112 | 5129974.353 | 718137.13 | 18.3853 | 18.112 |  | 5129974.353 | 718137.13 | 18.112 |  | 18.112 |  | 18.112 |  | 18.112 |  | 18.112 |  | 18.112 |  | 18.112 |  | 18.112 | 18.112 | Not Coal Steam or O/G Steam | 0.0070612 | 0.0070612 |  | 52.84%
Gila River Power Station | Arizona |  |  |  | 55306 | 4CTGA | 8520 | Combined Cycle |  |  |  | Combined cycle | Y |  |  |  | 20.118 | 5075262.342 | 699878.49 | 15.7403 | 20.118 |  | 5075262.342 | 699878.49 | 20.118 |  | 20.118 |  | 20.118 |  | 20.118 |  | 20.118 |  | 20.118 |  | 20.118 |  | 20.118 | 20.118 | Not Coal Steam or O/G Steam | 0.0079279 | 0.0079279 |  | 43.45%
Gila River Power Station | Arizona |  |  |  | 55306 | 4CTGB | 8522 | Combined Cycle |  |  |  | Combined cycle | Y |  |  |  | 21.517 | 4833465.225 | 670765.93 | 16.9297 | 21.517 |  | 4833465.225 | 670765.93 | 21.517 |  | 21.517 |  | 21.517 |  | 21.517 |  | 21.517 |  | 21.517 |  | 21.517 |  | 21.517 | 21.517 | Not Coal Steam or O/G Steam | 0.0089033 | 0.0089033 |  | 42.79%
Griffith Energy Project | Arizona |  |  |  | 55124 | P1 | 3953 | Combined Cycle |  |  |  | Combined cycle | Y |  |  |  | 25.876 | 4810670.584 | 678137.39 | 24.4027 | 25.876 |  | 4810670.584 | 678137.39 | 25.876 |  | 25.876 |  | 25.876 |  | 25.876 |  | 25.876 |  | 25.876 |  | 25.876 |  | 25.876 | 25.876 | Not Coal Steam or O/G Steam | 0.010758 | 0.010758 |  | 48.8%
Griffith Energy Project | Arizona |  |  |  | 55124 | P2 | 3954 | Combined Cycle |  |  |  | Combined cycle | Y |  |  |  | 23.787 | 5330786.729 | 753272.36 | 22.2697 | 23.787 |  | 5330786.729 | 753272.36 | 23.787 |  | 23.787 |  | 23.787 |  | 23.787 |  | 23.787 |  | 23.787 |  | 23.787 |  | 23.787 | 23.787 | Not Coal Steam or O/G Steam | 0.0089244 | 0.0089244 |  | 56.03%
Irvington Generating Station | Arizona |  |  |  | 126 | 3 | 79 | O/G Steam |  |  |  | Tangentially-fired |  |  |  | 104 | 124.357 | 1521462.008 | 141576.7 | 183.9277 | 124.357 |  | 1521462.008 | 141576.7 | 124.357 |  | 124.357 |  | 124.357 |  | 124.357 |  | 124.357 |  | 124.357 |  | 124.357 |  | 73.5895 | 22.8219 | O/G Steam SCR Retrofit | 0.16347 | 0.03 |  | 42.56%
Irvington Generating Station | Arizona |  |  |  | 126 | 4 | 80 | O/G Steam |  |  |  | Dry bottom wall-fired boiler |  |  |  | 156 | 147.101 | 2119035.372 | 206166.98 | 203.0287 | 147.101 |  | 2119035.372 | 206166.98 | 147.101 |  | 147.101 |  | 147.101 |  | 147.101 |  | 147.101 |  | 147.101 |  | 147.101 |  | 89.4433 | 31.7855 | O/G Steam SCR Retrofit | 0.13884 | 0.03 |  | 42.62%
Kyrene Generating Station | Arizona |  |  |  | 147 | K-7 | 91 | Combined Cycle |  |  |  | Combined cycle | Y |  |  |  | 21.44 | 4823012.462 | 702959.18 | 21.2867 | 21.44 |  | 4823012.462 | 702959.18 | 21.44 |  | 21.44 |  | 21.44 |  | 21.44 |  | 21.44 |  | 21.44 |  | 21.44 |  | 21.44 | 21.44 | Not Coal Steam or O/G Steam | 0.0088907 | 0.0088907 |  | 58.14%
Mesquite Generating Station | Arizona |  |  |  | 55481 | 1 | 4859 | Combined Cycle |  |  |  | Combined cycle | Y |  |  |  | 22.8 | 4917124.971 | 704266.36 | 24.1867 | 22.8 |  | 4917124.971 | 704266.36 | 22.8 |  | 22.8 |  | 22.8 |  | 22.8 |  | 22.8 |  | 22.8 |  | 22.8 |  | 22.8 | 22.8 | Not Coal Steam or O/G Steam | 0.0092737 | 0.0092737 |  | 60.04%
Mesquite Generating Station | Arizona |  |  |  | 55481 | 2 | 4860 | Combined Cycle |  |  |  | Combined cycle | Y |  |  |  | 26.186 | 5051907.973 | 710392.57 | 26.727 | 26.186 |  | 5051907.973 | 710392.57 | 26.186 |  | 26.186 |  | 26.186 |  | 26.186 |  | 26.186 |  | 26.186 |  | 26.186 |  | 26.186 | 26.186 | Not Coal Steam or O/G Steam | 0.010367 | 0.010367 |  | 59.5%
Mesquite Generating Station | Arizona |  |  |  | 55481 | 5 | 4861 | Combined Cycle |  |  |  | Combined cycle | Y |  |  |  | 26.445 | 6503542.408 | 910801.98 | 25.025 | 26.445 |  | 6503542.408 | 910801.98 | 26.445 |  | 26.445 |  | 26.445 |  | 26.445 |  | 26.445 |  | 26.445 |  | 26.445 |  | 26.445 | 26.445 | Not Coal Steam or O/G Steam | 0.0081325 | 0.0081325 |  | 71.31%
Mesquite Generating Station | Arizona |  |  |  | 55481 | 6 | 4862 | Combined Cycle |  |  |  | Combined cycle | Y |  |  |  | 25.941 | 6422119.538 | 907030.7 | 24.8877 | 25.941 |  | 6422119.538 | 907030.7 | 25.941 |  | 25.941 |  | 25.941 |  | 25.941 |  | 25.941 |  | 25.941 |  | 25.941 |  | 25.941 | 25.941 | Not Coal Steam or O/G Steam | 0.0080786 | 0.0080786 |  | 70.09%
New Harquahala Generating Company | Arizona |  |  |  | 55372 | CTG1 | 8536 | Combined Cycle |  |  |  | Combined cycle | Y |  |  |  | 24.01 | 4798477.468 | 445871.14 | 8.0033 | 24.01 |  | 4798477.468 | 445871.14 | 24.01 |  | 24.01 |  | 24.01 |  | 24.01 |  | 24.01 |  | 24.01 |  | 24.01 |  | 24.01 | 24.01 | Not Coal Steam or O/G Steam | 0.010007 | 0.010007 |  | 17.21%
New Harquahala Generating Company | Arizona |  |  |  | 55372 | CTG2 | 8538 | Combined Cycle |  |  |  | Combined cycle | Y |  |  |  | 23.553 | 4673714.629 | 453518.79 | 7.851 | 23.553 |  | 4673714.629 | 453518.79 | 23.553 |  | 23.553 |  | 23.553 |  | 23.553 |  | 23.553 |  | 23.553 |  | 23.553 |  | 23.553 | 23.553 | Not Coal Steam or O/G Steam | 0.010079 | 0.010079 |  | 16.76%
New Harquahala Generating Company | Arizona |  |  |  | 55372 | CTG3 | 8540 | Combined Cycle |  |  |  | Combined cycle | Y |  |  |  | 22.583 | 5532400.985 | 515927.22 | 7.5277 | 22.583 |  | 5532400.985 | 515927.22 | 22.583 |  | 22.583 |  | 22.583 |  | 22.583 |  | 22.583 |  | 22.583 |  | 22.583 |  | 22.583 | 22.583 | Not Coal Steam or O/G Steam | 0.0081639 | 0.0081639 |  | 19.84%
Ocotillo Power Plant | Arizona |  |  |  | 116 | GT3 | 91277 | Combustion Turbine |  |  |  | Combustion turbine | Y |  |  |  | 3.085 | 698575.828 | 74576.53 | 2.862 | 3.085 |  | 698575.828 | 74576.53 | 3.085 |  | 3.085 |  | 3.085 |  | 3.085 |  | 3.085 |  | 3.085 |  | 3.085 |  | 3.085 | 3.085 | Not Coal Steam or O/G Steam | 0.0088323 | 0.0088323 |  | 18.26%
Ocotillo Power Plant | Arizona |  |  |  | 116 | GT4 | 91278 | Combustion Turbine |  |  |  | Combustion turbine | Y |  |  |  | 3.213 | 791080.132 | 84394.4 | 2.9227 | 3.213 |  | 791080.132 | 84394.4 | 3.213 |  | 3.213 |  | 3.213 |  | 3.213 |  | 3.213 |  | 3.213 |  | 3.213 |  | 3.213 | 3.213 | Not Coal Steam or O/G Steam | 0.0081231 | 0.0081231 |  | 19.34%
Ocotillo Power Plant | Arizona |  |  |  | 116 | GT5 | 91279 | Combustion Turbine |  |  |  | Combustion turbine | Y |  |  |  | 2.64 | 639583.968 | 69103.24 | 2.589 | 2.64 |  | 639583.968 | 69103.24 | 2.64 |  | 2.64 |  | 2.64 |  | 2.64 |  | 2.64 |  | 2.64 |  | 2.64 |  | 2.64 | 2.64 | Not Coal Steam or O/G Steam | 0.0082554 | 0.0082554 |  | 17%
Ocotillo Power Plant | Arizona |  |  |  | 116 | GT6 | 91280 | Combustion Turbine |  |  |  | Combustion turbine | Y |  |  |  | 3.089 | 754507.714 | 81727.09 | 2.9983 | 3.089 |  | 754507.714 | 81727.09 | 3.089 |  | 3.089 |  | 3.089 |  | 3.089 |  | 3.089 |  | 3.089 |  | 3.089 |  | 3.089 | 3.089 | Not Coal Steam or O/G Steam | 0.0081881 | 0.0081881 |  | 19.81%
Ocotillo Power Plant | Arizona |  |  |  | 116 | GT7 | 91281 | Combustion Turbine |  |  |  | Combustion turbine | Y |  |  |  | 2.332 | 568243.683 | 60842.41 | 2.431 | 2.332 |  | 568243.683 | 60842.41 | 2.332 |  | 2.332 |  | 2.332 |  | 2.332 |  | 2.332 |  | 2.332 |  | 2.332 |  | 2.332 | 2.332 | Not Coal Steam or O/G Steam | 0.0082077 | 0.0082077 |  | 16.05%
Redhawk Generating Facility | Arizona |  |  |  | 55455 | CC1A | 4796 | Combined Cycle |  |  |  | Combined cycle | Y |  |  |  | 19.141 | 4436221.197 | 653136.37 | 19.107 | 19.141 |  | 4436221.197 | 653136.37 | 19.141 |  | 19.141 |  | 19.141 |  | 19.141 |  | 19.141 |  | 19.141 |  | 19.141 |  | 19.141 | 19.141 | Not Coal Steam or O/G Steam | 0.0086294 | 0.0086294 |  | 56.33%
Redhawk Generating Facility | Arizona |  |  |  | 55455 | CC1B | 4797 | Combined Cycle |  |  |  | Combined cycle | Y |  |  |  | 18.795 | 4281731.437 | 625100.07 | 19.414 | 18.795 |  | 4281731.437 | 625100.07 | 18.795 |  | 18.795 |  | 18.795 |  | 18.795 |  | 18.795 |  | 18.795 |  | 18.795 |  | 18.795 | 18.795 | Not Coal Steam or O/G Steam | 0.0087792 | 0.0087792 |  | 55.92%
Redhawk Generating Facility | Arizona |  |  |  | 55455 | CC2A | 4799 | Combined Cycle |  |  |  | Combined cycle | Y |  |  |  | 19.559 | 4524868.572 | 674872.73 | 19.471 | 19.559 |  | 4524868.572 | 674872.73 | 19.559 |  | 19.559 |  | 19.559 |  | 19.559 |  | 19.559 |  | 19.559 |  | 19.559 |  | 19.559 | 19.559 | Not Coal Steam or O/G Steam | 0.0086451 | 0.0086451 |  | 58.48%
Redhawk Generating Facility | Arizona |  |  |  | 55455 | CC2B | 4800 | Combined Cycle |  |  |  | Combined cycle | Y |  |  |  | 20.464 | 4752822.142 | 692227.93 | 19.204 | 20.464 |  | 4752822.142 | 692227.93 | 20.464 |  | 20.464 |  | 20.464 |  | 20.464 |  | 20.464 |  | 20.464 |  | 20.464 |  | 20.464 | 20.464 | Not Coal Steam or O/G Steam | 0.0086113 | 0.0086113 |  | 57.71%
Santan | Arizona |  |  |  | 8068 | 5A | 10065 | Combined Cycle |  |  |  | Combined cycle | Y |  |  |  | 16.439 | 5679643.476 | 794016.21 | 17.9753 | 16.439 |  | 5679643.476 | 794016.21 | 16.439 |  | 16.439 |  | 16.439 |  | 16.439 |  | 16.439 |  | 16.439 |  | 16.439 |  | 16.439 | 16.439 | Not Coal Steam or O/G Steam | 0.0057887 | 0.0057887 |  | 59.57%
Santan | Arizona |  |  |  | 8068 | 5B | 10066 | Combined Cycle |  |  |  | Combined cycle | Y |  |  |  | 18.027 | 5800315.429 | 804160.59 | 17.229 | 18.027 |  | 5800315.429 | 804160.59 | 18.027 |  | 18.027 |  | 18.027 |  | 18.027 |  | 18.027 |  | 18.027 |  | 18.027 |  | 18.027 | 18.027 | Not Coal Steam or O/G Steam | 0.0062159 | 0.0062159 |  | 63.2%
Santan | Arizona |  |  |  | 8068 | 6A | 10067 | Combined Cycle |  |  |  | Combined cycle | Y |  |  |  | 16.947 | 5785540.501 | 788448.59 | 17.62 | 16.947 |  | 5785540.501 | 788448.59 | 16.947 |  | 16.947 |  | 16.947 |  | 16.947 |  | 16.947 |  | 16.947 |  | 16.947 |  | 16.947 | 16.947 | Not Coal Steam or O/G Steam | 0.0058584 | 0.0058584 |  | 71.47%
South Point Energy Center, LLC | Arizona |  |  |  | 55177 | A | 4067 | Combined Cycle |  |  |  | Combined cycle | Y |  |  |  | 17.763 | 4955388.368 | 674139.64 | 21.0253 | 17.763 |  | 4955388.368 | 674139.64 | 17.763 |  | 17.763 |  | 17.763 |  | 17.763 |  | 17.763 |  | 17.763 |  | 17.763 |  | 17.763 | 17.763 | Not Coal Steam or O/G Steam | 0.0071692 | 0.0071692 |  | 62.01%
South Point Energy Center, LLC | Arizona |  |  |  | 55177 | B | 4068 | Combined Cycle |  |  |  | Combined cycle | Y |  |  |  | 14.067 | 4378532.059 | 582954.23 | 24.5223 | 14.067 |  | 4378532.059 | 582954.23 | 14.067 |  | 14.067 |  | 14.067 |  | 14.067 |  | 14.067 |  | 14.067 |  | 14.067 |  | 14.067 | 14.067 | Not Coal Steam or O/G Steam | 0.0064254 | 0.0064254 |  | 60.01%
Springerville Generating Station | Arizona |  |  |  | 8223 | 1 | 3470 | Coal Steam |  |  | 2028 | Tangentially-fired |  |  |  | 387 | 224.391 | 2532622.365 | 270440.22 | 650.3417 | 224.391 |  | 2532622.365 | 270440.22 | 224.391 |  | 224.391 |  | 224.391 |  | 224.391 |  | 224.391 |  | 224.391 |  | 224.391 |  | 143.8533 | 63.3156 | Coal Steam SCR Retrofit | 0.1772 | 0.05 |  | 42.4%
Springerville Generating Station | Arizona |  |  |  | 8223 | 2 | 3471 | Coal Steam |  |  |  | Tangentially-fired |  |  |  | 406 | 1164.218 | 11005640.842 | 1229801.84 | 947.0367 | 1164.218 |  | 11005640.842 | 1229801.84 | 1164.218 |  | 1164.218 |  | 1164.218 |  | 1164.218 |  | 1095.0613 | SOA CC | 1164.218 |  | 1095.0613 | SOA CC | 685.1011 | 275.141 | Coal Steam SCR Retrofit | 0.199 | 0.05 |  | 57.07%
Springerville Generating Station | Arizona |  |  |  | 8223 | 4 | 90132 | Coal Steam |  |  |  | Dry bottom wall-fired boiler | Y |  |  | 415 | 380.986 | 10754500.475 | 1092324.87 | 274.478 | 380.986 |  | 10754500.475 | 1092324.87 | 380.986 |  | 380.986 |  | 380.986 |  | 380.986 |  | 380.986 |  | 380.986 |  | 380.986 |  | 380.986 | 380.986 | Existing SCR | 0.070851 | 0.070851 |  | 45.57%
Springerville Generating Station | Arizona |  |  |  | 8223 | TS3 | 89514 | Coal Steam |  |  |  | Dry bottom wall-fired boiler | Y |  |  | 417 | 625.406 | 13775151.521 | 1321669.54 | 473.3007 | 625.406 |  | 13775151.521 | 1321669.54 | 625.406 |  | 625.406 |  | 625.406 |  | 551.0061 | Optimize SCR | 551.0061 |  | 551.0061 |  | 551.0061 |  | 551.0061 | 551.0061 | Existing SCR | 0.08 | 0.08 |  | 62.21%
Sundance Power Plant | Arizona |  |  |  | 55522 | CT01 | 9951 | Combustion Turbine |  |  |  | Combustion turbine | Y |  |  |  | 1.437 | 181435.408 | 17057.23 | 1.4217 | 1.437 |  | 181435.408 | 17057.23 | 1.437 |  | 1.437 |  | 1.437 |  | 1.437 |  | 1.437 |  | 1.437 |  | 1.437 |  | 1.437 | 1.437 | Not Coal Steam or O/G Steam | 0.01584 | 0.01584 |  | 9.595%
Sundance Power Plant | Arizona |  |  |  | 55522 | CT02 | 9952 | Combustion Turbine |  |  |  | Combustion turbine | Y |  |  |  | 1.572 | 204491.497 | 20166.95 | 1.4213 | 1.572 |  | 204491.497 | 20166.95 | 1.572 |  | 1.572 |  | 1.572 |  | 1.572 |  | 1.572 |  | 1.572 |  | 1.572 |  | 1.572 | 1.572 | Not Coal Steam or O/G Steam | 0.015375 | 0.015375 |  | 9.872%
Sundance Power Plant | Arizona |  |  |  | 55522 | CT03 | 9953 | Combustion Turbine |  |  |  | Combustion turbine | Y |  |  |  | 1.459 | 199870.81 | 19809.38 | 1.6403 | 1.459 |  | 199870.81 | 19809.38 | 1.459 |  | 1.459 |  | 1.459 |  | 1.459 |  | 1.459 |  | 1.459 |  | 1.459 |  | 1.459 | 1.459 | Not Coal Steam or O/G Steam | 0.014599 | 0.014599 |  | 11.42%
Sundance Power Plant | Arizona |  |  |  | 55522 | CT04 | 9954 | Combustion Turbine |  |  |  | Combustion turbine | Y |  |  |  | 2.104 | 265806.078 | 26291.84 | 1.8037 | 2.104 |  | 265806.078 | 26291.84 | 2.104 |  | 2.104 |  | 2.104 |  | 2.104 |  | 2.104 |  | 2.104 |  | 2.104 |  | 2.104 | 2.104 | Not Coal Steam or O/G Steam | 0.015831 | 0.015831 |  | 11.79%
Sundance Power Plant | Arizona |  |  |  | 55522 | CT05 | 9955 | Combustion Turbine |  |  |  | Combustion turbine | Y |  |  |  | 1.409 | 190508.79 | 18562.1 | 1.79 | 1.409 |  | 190508.79 | 18562.1 | 1.409 |  | 1.409 |  | 1.409 |  | 1.409 |  | 1.409 |  | 1.409 |  | 1.409 |  | 1.409 | 1.409 | Not Coal Steam or O/G Steam | 0.014792 | 0.014792 |  | 12.4%
Sundance Power Plant | Arizona |  |  |  | 55522 | CT06 | 9956 | Combustion Turbine |  |  |  | Combustion turbine | Y |  |  |  | 1.989 | 256660.379 | 25154.5 | 1.7113 | 1.989 |  | 256660.379 | 25154.5 | 1.989 |  | 1.989 |  | 1.989 |  | 1.989 |  | 1.989 |  | 1.989 |  | 1.989 |  | 1.989 | 1.989 | Not Coal Steam or O/G Steam | 0.015499 | 0.015499 |  | 11.29%
Sundance Power Plant | Arizona |  |  |  | 55522 | CT07 | 9957 | Combustion Turbine |  |  |  | Combustion turbine | Y |  |  |  | 1.311 | 171782.533 | 16806.73 | 1.6567 | 1.311 |  | 171782.533 | 16806.73 | 1.311 |  | 1.311 |  | 1.311 |  | 1.311 |  | 1.311 |  | 1.311 |  | 1.311 |  | 1.311 | 1.311 | Not Coal Steam or O/G Steam | 0.015263 | 0.015263 |  | 10.72%
Sundance Power Plant | Arizona |  |  |  | 55522 | CT08 | 9958 | Combustion Turbine |  |  |  | Combustion turbine | Y |  |  |  | 1.585 | 197239.052 | 19563.25 | 1.4527 | 1.585 |  | 197239.052 | 19563.25 | 1.585 |  | 1.585 |  | 1.585 |  | 1.585 |  | 1.585 |  | 1.585 |  | 1.585 |  | 1.585 | 1.585 | Not Coal Steam or O/G Steam | 0.016072 | 0.016072 |  | 9.321%
Sundance Power Plant | Arizona |  |  |  | 55522 | CT09 | 9959 | Combustion Turbine |  |  |  | Combustion turbine | Y |  |  |  | 1.372 | 185290.167 | 17940.28 | 1.4867 | 1.372 |  | 185290.167 | 17940.28 | 1.372 |  | 1.372 |  | 1.372 |  | 1.372 |  | 1.372 |  | 1.372 |  | 1.372 |  | 1.372 | 1.372 | Not Coal Steam or O/G Steam | 0.014809 | 0.014809 |  | 10.22%
Sundance Power Plant | Arizona |  |  |  | 55522 | CT10 | 9960 | Combustion Turbine |  |  |  | Combustion turbine | Y |  |  |  | 1.396 | 185735.383 | 18040.88 | 1.3753 | 1.396 |  | 185735.383 | 18040.88 | 1.396 |  | 1.396 |  | 1.396 |  | 1.396 |  | 1.396 |  | 1.396 |  | 1.396 |  | 1.396 | 1.396 | Not Coal Steam or O/G Steam | 0.015032 | 0.015032 |  | 9.727%
Yucca Power Plant | Arizona |  |  |  | 120 | 1 | 74 | O/G Steam |  |  |  | Tangentially-fired |  |  |  | 75 | 46.811 | 1133120.961 | 103894.47 | 64.655 | 46.811 |  | 1133120.961 | 103894.47 | 46.811 |  | 46.811 |  | 46.811 |  | 46.811 |  | 46.811 |  | 46.811 |  | 46.811 |  | 46.811 | 46.811 | O/G Steam Under 100 MW | 0.082623 | 0.082623 |  | 42.69%
Yucca Power Plant | Arizona |  |  |  | 120 | CT5 | 89724 | Combustion Turbine |  |  |  | Combustion turbine | Y |  |  |  | 1.723 | 412937.148 | 39983.51 | 1.8297 | 1.723 |  | 412937.148 | 39983.51 | 1.723 |  | 1.723 |  | 1.723 |  | 1.723 |  | 1.723 |  | 1.723 |  | 1.723 |  | 1.723 | 1.723 | Not Coal Steam or O/G Steam | 0.0083451 | 0.0083451 |  | 21.55%
Yucca Power Plant | Arizona |  |  |  | 120 | CT6 | 89725 | Combustion Turbine |  |  |  | Combustion turbine | Y |  |  |  | 1.993 | 414014 | 40555.48 | 1.8623 | 1.993 |  | 414014 | 40555.48 | 1.993 |  | 1.993 |  | 1.993 |  | 1.993 |  | 1.993 |  | 1.993 |  | 1.993 |  | 1.993 | 1.993 | Not Coal Steam or O/G Steam | 0.0096277 | 0.0096277 |  | 20.25%
Yuma Cogeneration Associates | Arizona |  |  |  | 54694 | 4101 | 91085 | Combined Cycle |  |  |  | Combined cycle |  |  |  |  | 14.811 | 433541.825 | 47477.24 | 15.7883 | 14.811 |  | 433541.825 | 47477.24 | 14.811 |  | 14.811 |  | 14.811 |  | 14.811 |  | 14.811 |  | 14.811 |  | 14.811 |  | 14.811 | 14.811 | Not Coal Steam or O/G Steam | 0.068326 | 0.068326 |  | 17.38%
Carl Bailey | Arkansas |  | X | X | 202 | 01 | 111 | O/G Steam |  |  |  | Dry bottom wall-fired boiler |  |  |  | 122 |  |  |  | 5.641 | [20 empty] | Oil/Gas Steam Under 150 Tons (2019-2021 Average) | 0 | 0 |  | 1.194%
City Water & Light - City of Jonesboro | Arkansas |  | X | X | 56505 | SN04 | 89827 | Combustion Turbine |  |  |  | Combustion turbine |  |  |  |  | 1.116 | 25652.9 | 2419 | 1.286 | 1.116 |  | 25652.9 | 2419 | 1.116 |  | 1.116 |  | 1.116 |  | 1.116 |  | 1.116 |  | 1.116 |  | 1.116 |  | 1.116 | 1.116 | Not Coal Steam or O/G Steam | 0.087008 | 0.087008 |  | 1.153%
City Water & Light - City of Jonesboro | Arkansas |  | X | X | 56505 | SN06 | 89828 | Combustion Turbine |  |  |  | Combustion turbine |  |  |  |  | 3.878 | 68613.7 | 6469 | 3.389 | 3.878 |  | 68613.7 | 6469 | 3.878 |  | 3.878 |  | 3.878 |  | 3.878 |  | 3.878 |  | 3.878 |  | 3.878 |  | 3.878 | 3.878 | Not Coal Steam or O/G Steam | 0.11304 | 0.11304 |  | 3.482%
City Water & Light - City of Jonesboro | Arkansas |  | X | X | 56505 | SN07 | 89829 | Combustion Turbine |  |  |  | Combustion turbine |  |  |  |  | 3.883 | 93590.8 | 8962 | 2.0083 | 3.883 |  | 93590.8 | 8962 | 3.883 |  | 3.883 |  | 3.883 |  | 3.883 |  | 3.883 |  | 3.883 |  | 3.883 |  | 3.883 | 3.883 | Not Coal Steam or O/G Steam | 0.082978 | 0.082978 |  | 2.816%
Dell Power Plant | Arkansas |  | X | X | 55340 | 1 | 4517 | Combined Cycle |  |  |  | Combined cycle | Y |  |  |  | 23.504 | 5634951.407 | 734933.28 | 20.9153 | 23.504 |  | 5634951.407 | 734933.28 | 23.504 |  | 23.504 |  | 23.504 |  | 23.504 |  | 23.504 |  | 23.504 |  | 23.504 |  | 23.504 | 23.504 | Not Coal Steam or O/G Steam | 0.0083422 | 0.0083422 |  | 39.33%
Dell Power Plant | Arkansas |  | X | X | 55340 | 2 | 4518 | Combined Cycle |  |  |  | Combined cycle | Y |  |  |  | 25.168 | 5679273.318 | 737274.71 | 21.3113 | 25.168 |  | 5679273.318 | 737274.71 | 25.168 |  | 25.168 |  | 25.168 |  | 25.168 |  | 25.168 |  | 25.168 |  | 25.168 |  | 25.168 | 25.168 | Not Coal Steam or O/G Steam | 0.0088631 | 0.0088631 |  | 34.94%
Flint Creek Power Plant | Arkansas |  | X | X | 6138 | 1 | 2800 | Coal Steam |  |  |  | Dry bottom wall-fired boiler |  |  |  | 528 | 1495.449 | 15768803.628 | 1555009.23 | 1194.3273 | 1495.449 |  | 15768803.628 | 1555009.23 | 1495.449 |  | 1495.449 |  | 1495.449 |  | 1495.449 |  | 1495.449 |  | 1495.449 |  | 1495.449 |  | 944.8345 | 394.2201 | Coal Steam SCR Retrofit | 0.18967 | 0.05 |  | 55.13%
Fulton | Arkansas |  | X | X | 7825 | CT1 | 3247 | Combustion Turbine |  |  |  | Combustion turbine |  |  |  |  | 16.019 | 597448.557 | 55265.91 | 18.6063 | 16.019 |  | 597448.557 | 55265.91 | 16.019 |  | 16.019 |  | 16.019 |  | 16.019 |  | 16.019 |  | 16.019 |  | 16.019 |  | 16.019 | 16.019 | Not Coal Steam or O/G Steam | 0.053625 | 0.053625 |  | 10.59%
Harry D. Mattison Power Plant | Arkansas |  | X | X | 56328 | 1 | 89740 | Combustion Turbine |  |  |  | Combustion turbine |  |  |  |  | 2.988 | 94266.1 | 7539.61 | 4.1743 | 2.988 |  | 94266.1 | 7539.61 | 2.988 |  | 2.988 |  | 2.988 |  | 2.988 |  | 2.988 |  | 2.988 |  | 2.988 |  | 2.988 | 2.988 | Not Coal Steam or O/G Steam | 0.063395 | 0.063395 |  | 3.853%
Harry D. Mattison Power Plant | Arkansas |  | X | X | 56328 | 2 | 89741 | Combustion Turbine |  |  |  | Combustion turbine |  |  |  |  | 0.916 | 33948.8 | 2598.02 | 3.593 | 0.916 |  | 33948.8 | 2598.02 | 0.916 |  | 0.916 |  | 0.916 |  | 0.916 |  | 0.916 |  | 0.916 |  | 0.916 |  | 0.916 | 0.916 | Not Coal Steam or O/G Steam | 0.053964 | 0.053964 |  | 3.693%
Harry D. Mattison Power Plant | Arkansas |  | X | X | 56328 | 3 | 91249 | Combustion Turbine |  |  |  | Combustion turbine |  |  |  |  | 3.903 | 83975.8 | 6998.27 | 6.7997 | 3.903 |  | 83975.8 | 6998.27 | 3.903 |  | 3.903 |  | 3.903 |  | 3.903 |  | 3.903 |  | 3.903 |  | 3.903 |  | 3.903 | 3.903 | Not Coal Steam or O/G Steam | 0.092955 | 0.092955 |  | 4.235%
Harry D. Mattison Power Plant | Arkansas |  | X | X | 56328 | 4 | 91250 | Combustion Turbine |  |  |  | Combustion turbine |  |  |  |  | 3.982 | 79820.2 | 6370.32 | 7.315 | 3.982 |  | 79820.2 | 6370.32 | 3.982 |  | 3.982 |  | 3.982 |  | 3.982 |  | 3.982 |  | 3.982 |  | 3.982 |  | 3.982 | 3.982 | Not Coal Steam or O/G Steam | 0.099774 | 0.099774 |  | 4.285%
Hot Spring Energy Facility | Arkansas |  | X | X | 55418 | CT-1 | 4705 | Combined Cycle |  |  |  | Combined cycle | Y |  |  |  | 16.349 | 2701410.194 | 373476.82 | 19.418 | 16.349 |  | 2701410.194 | 373476.82 | 16.349 |  | 16.349 |  | 16.349 |  | 16.2085 | Optimize SCR | 16.2085 |  | 16.2085 |  | 16.2085 |  | 16.2085 | 16.2085 | Not Coal Steam or O/G Steam | 0.012 | 0.012 |  | 35.08%
Hot Spring Energy Facility | Arkansas |  | X | X | 55418 | CT-2 | 4706 | Combined Cycle |  |  |  | Combined cycle | Y |  |  |  | 15.236 | 2650790.334 | 368818.23 | 19.2713 | 15.236 |  | 2650790.334 | 368818.23 | 15.236 |  | 15.236 |  | 15.236 |  | 15.236 |  | 15.236 |  | 15.236 |  | 15.236 |  | 15.236 | 15.236 | Not Coal Steam or O/G Steam | 0.011495 | 0.011495 |  | 34.87%
Independence | Arkansas |  | X | X | 6641 | 1 | 2898 | Coal Steam |  |  |  | Tangentially-fired |  |  |  | 809 | 1584.887 | 21771725.945 | 2014568.32 | 1364.497 | 1584.887 |  | 21771725.945 | 2014568.32 | 1584.887 |  | 1584.887 |  | 1584.887 |  | 1584.887 |  | 1584.887 |  | 1584.887 |  | 1584.887 |  | 1064.5901 | 544.2931 | Coal Steam SCR Retrofit | 0.14559 | 0.05 |  | 48.66%
Independence | Arkansas |  | X | X | 6641 | 2 | 2899 | Coal Steam |  |  |  | Tangentially-fired |  |  |  | 842 | 317.632 | 4806052.212 | 413727.25 | 878.9233 | 317.632 |  | 4806052.212 | 413727.25 | 317.632 |  | 317.632 |  | 317.632 |  | 317.632 |  | 317.632 |  | 317.632 |  | 317.632 |  | 218.8917 | 120.1513 | Coal Steam SCR Retrofit | 0.13218 | 0.05 |  | 30.29%
John W. Turk Jr. Power Plant | Arkansas |  | X | X | 56564 | SN-01 | 90325 | Coal Steam |  |  |  | Dry bottom wall-fired boiler | Y |  |  | 609 | 363.614 | 16488573.766 | 1801065.81 | 304.7497 | 363.614 |  | 16488573.766 | 1801065.81 | 363.614 |  | 363.614 |  | 363.614 |  | 363.614 |  | 363.614 |  | 363.614 |  | 363.614 |  | 363.614 | 363.614 | Existing SCR | 0.044105 | 0.044105 |  | 66.61%
Lake Catherine | Arkansas |  | X | X | 170 | 4 | 107 | O/G Steam | 6 | 2025 | 2026 | Dry bottom wall-fired boiler |  |  |  | 522 | 226.986 | 1922508.729 | 171813.5 | 328.8937 | 226.986 |  | 1922508.729 | 171813.5 | 226.986 |  | 226.986 |  | 226.986 |  | 226.986 |  | 226.986 |  | 226.986 |  | 226.986 |  | 127.9118 | 28.8376 | O/G Steam SCR Retrofit | 0.23614 | 0.03 |  | 9.462%
Magnet Cove Generating Station | Arkansas |  | X | X | 55714 | SN-01 | 9298 | Combined Cycle |  |  |  | Combined cycle | Y |  |  |  | 10.618 | 1396943.15 | 218718.05 | 16.6957 | 10.618 |  | 1396943.15 | 218718.05 | 10.618 |  | 10.618 |  | 10.618 |  | 8.3817 | Optimize SCR | 8.3817 |  | 8.3817 |  | 8.3817 |  | 8.3817 | 8.3817 | Not Coal Steam or O/G Steam | 0.012 | 0.012 |  | 24.59%
Magnet Cove Generating Station | Arkansas |  | X | X | 55714 | SN-02 | 9299 | Combined Cycle |  |  |  | Combined cycle | Y |  |  |  | 16.111 | 2278140.541 | 358279.16 | 23.3287 | 16.111 |  | 2278140.541 | 358279.16 | 16.111 |  | 16.111 |  | 16.111 |  | 13.6688 | Optimize SCR | 13.6688 |  | 13.6688 |  | 13.6688 |  | 13.6688 | 13.6688 | Not Coal Steam or O/G Steam | 0.012 | 0.012 |  | 34.51%
McClellan | Arkansas |  | X | X | 203 | 01 | 112 | O/G Steam |  |  |  | Dry bottom wall-fired boiler |  |  |  | 134 | 11.47 | 114281.873 |  | 23.264 | 11.47 |  | 114281.873 |  | 11.47 |  | 11.47 |  | 11.47 |  | 11.47 |  | 11.47 |  | 11.47 |  | 11.47 |  | 11.47 | 11.47 | Oil/Gas Steam Under 150 Tons (2019-2021 Average) | 0.20073 | 0.20073 |  | 4.36%
Oswald Generating Station | Arkansas |  | X | X | 55221 | G1 | 4167 | Combined Cycle |  |  |  | Combined cycle |  |  |  |  | 22.864 | 367998.162 | 47797.9 | 18.5777 | 22.864 |  | 367998.162 | 47797.9 | 22.864 |  | 22.864 |  | 22.864 |  | 22.864 |  | 22.864 |  | 22.864 |  | 22.864 |  | 22.864 | 22.864 | Not Coal Steam or O/G Steam | 0.12426 | 0.12426 |  | 15.32%
Oswald Generating Station | Arkansas |  | X | X | 55221 | G2 | 4168 | Combined Cycle |  |  |  | Combined cycle |  |  |  |  | 20.839 | 381756.339 | 51662.95 | 17.559 | 20.839 |  | 381756.339 | 51662.95 | 20.839 |  | 20.839 |  | 20.839 |  | 20.839 |  | 20.839 |  | 20.839 |  | 20.839 |  | 20.839 | 20.839 | Not Coal Steam or O/G Steam | 0.10917 | 0.10917 |  | 15.31%
Oswald Generating Station | Arkansas |  | X | X | 55221 | G3 | 4169 | Combined Cycle |  |  |  | Combined cycle |  |  |  |  | 22.831 | 403366.696 | 52634.47 | 19.282 | 22.831 |  | 403366.696 | 52634.47 | 22.831 |  | 22.831 |  | 22.831 |  | 22.831 |  | 22.831 |  | 22.831 |  | 22.831 |  | 22.831 | 22.831 | Not Coal Steam or O/G Steam | 0.1132 | 0.1132 |  | 16.34%
Oswald Generating Station | Arkansas |  | X | X | 55221 | G4 | 4170 | Combined Cycle |  |  |  | Combined cycle |  |  |  |  | 23.162 | 397341.831 | 52675.04 | 19.586 | 23.162 |  | 397341.831 | 52675.04 | 23.162 |  | 23.162 |  | 23.162 |  | 23.162 |  | 23.162 |  | 23.162 |  | 23.162 |  | 23.162 | 23.162 | Not Coal Steam or O/G Steam | 0.11658 | 0.11658 |  | 16.27%
Oswald Generating Station | Arkansas |  | X | X | 55221 | G5 | 4171 | Combined Cycle |  |  |  | Combined cycle |  |  |  |  | 22.868 | 393151.923 | 52147.47 | 19.7837 | 22.868 |  | 393151.923 | 52147.47 | 22.868 |  | 22.868 |  | 22.868 |  | 22.868 |  | 22.868 |  | 22.868 |  | 22.868 |  | 22.868 | 22.868 | Not Coal Steam or O/G Steam | 0.11633 | 0.11633 |  | 15.9%
Oswald Generating Station | Arkansas |  | X | X | 55221 | G6 | 4172 | Combined Cycle |  |  |  | Combined cycle |  |  |  |  | 22.298 | 393780.398 | 52995.1 | 19.4503 | 22.298 |  | 393780.398 | 52995.1 | 22.298 |  | 22.298 |  | 22.298 |  | 22.298 |  | 22.298 |  | 22.298 |  | 22.298 |  | 22.298 | 22.298 | Not Coal Steam or O/G Steam | 0.11325 | 0.11325 |  | 16.01%
Oswald Generating Station | Arkansas |  | X | X | 55221 | G7 | 4173 | Combined Cycle |  |  |  | Combined cycle |  |  |  |  | 27.839 | 839765.744 | 90724.9 | 30.7267 | 27.839 |  | 839765.744 | 90724.9 | 27.839 |  | 27.839 |  | 27.839 |  | 27.839 |  | 27.839 |  | 27.839 |  | 27.839 |  | 27.839 | 27.839 | Not Coal Steam or O/G Steam | 0.066302 | 0.066302 |  | 16.23%
Pine Bluff Energy Center | Arkansas |  | X | X | 55075 | CT-1 | 3855 | Combined Cycle |  |  |  | Combined cycle |  |  |  |  | 64.208 | 2949612.173 | 425571.4 | 81.0323 | 64.208 |  | 2949612.173 | 425571.4 | 64.208 |  | 64.208 |  | 64.208 |  | 64.208 |  | 64.208 |  | 64.208 |  | 64.208 |  | 64.208 | 64.208 | Not Coal Steam or O/G Steam | 0.043537 | 0.043537 |  | 51.47%
Plum Point Energy Station | Arkansas |  | X | X | 56456 | 1 | 90208 | Coal Steam |  |  |  | Dry bottom wall-fired boiler | Y |  |  | 680 | 870.576 | 21295491.588 | 2186294.4 | 719.9583 | 870.576 |  | 21295491.588 | 2186294.4 | 870.576 |  | 870.576 |  | 870.576 |  | 851.8197 | Optimize SCR | 851.8197 |  | 851.8197 |  | 851.8197 |  | 851.8197 | 851.8197 | Existing SCR | 0.08 | 0.08 |  | 63.55%
Thomas Fitzhugh | Arkansas |  | X | X | 201 | 2 | 88375 | Combined Cycle |  |  |  | Combined cycle |  |  |  |  | 36.909 | 1088341.161 | 122985.42 | 55.9943 | 36.909 |  | 1088341.161 | 122985.42 | 36.909 |  | 36.909 |  | 36.909 |  | 36.909 |  | 36.909 |  | 36.909 |  | 36.909 |  | 36.909 | 36.909 | Not Coal Steam or O/G Steam | 0.067826 | 0.067826 |  | 24.36%
Union Power Station | Arkansas |  | X | X | 55380 | CTG-1 | 4590 | Combined Cycle |  |  |  | Combined cycle | Y |  |  |  | 27.119 | 4424166.357 | 619239.98 | 30.481 | 27.119 |  | 4424166.357 | 619239.98 | 27.119 |  | 27.119 |  | 27.119 |  | 26.545 | Optimize SCR | 26.545 |  | 26.545 |  | 26.545 |  | 26.545 | 26.545 | Not Coal Steam or O/G Steam | 0.012 | 0.012 |  | 62.03%
Union Power Station | Arkansas |  | X | X | 55380 | CTG-2 | 4592 | Combined Cycle |  |  |  | Combined cycle | Y |  |  |  | 28.018 | 4653776.297 | 645360.57 | 31.723 | 28.018 |  | 4653776.297 | 645360.57 | 28.018 |  | 28.018 |  | 28.018 |  | 27.9227 | Optimize SCR | 27.9227 |  | 27.9227 |  | 27.9227 |  | 27.9227 | 27.9227 | Not Coal Steam or O/G Steam | 0.012 | 0.012 |  | 63.39%
Union Power Station | Arkansas |  | X | X | 55380 | CTG-3 | 4593 | Combined Cycle |  |  |  | Combined cycle | Y |  |  |  | 30.355 | 5215302.207 | 720124.33 | 30.2803 | 30.355 |  | 5215302.207 | 720124.33 | 30.355 |  | 30.355 |  | 30.355 |  | 30.355 |  | 30.355 |  | 30.355 |  | 30.355 |  | 30.355 | 30.355 | Not Coal Steam or O/G Steam | 0.011641 | 0.011641 |  | 59.44%
Union Power Station | Arkansas |  | X | X | 55380 | CTG-4 | 4594 | Combined Cycle |  |  |  | Combined cycle | Y |  |  |  | 29.622 | 5168943.413 | 716097.39 | 29.531 | 29.622 |  | 5168943.413 | 716097.39 | 29.622 |  | 29.622 |  | 29.622 |  | 29.622 |  | 29.622 |  | 29.622 |  | 29.622 |  | 29.622 | 29.622 | Not Coal Steam or O/G Steam | 0.011462 | 0.011462 |  | 59.5%
Union Power Station | Arkansas |  | X | X | 55380 | CTG-5 | 4595 | Combined Cycle |  |  |  | Combined cycle | Y |  |  |  | 30.726 | 4818552.042 | 681964.66 | 20.9557 | 30.726 |  | 4818552.042 | 681964.66 | 30.726 |  | 30.726 |  | 30.726 |  | 28.9113 | Optimize SCR | 28.9113 |  | 28.9113 |  | 28.9113 |  | 28.9113 | 28.9113 | Not Coal Steam or O/G Steam | 0.012 | 0.012 |  | 42.41%
Union Power Station | Arkansas |  | X | X | 55380 | CTG-6 | 4596 | Combined Cycle |  |  |  | Combined cycle | Y |  |  |  | 30.107 | 4853362.413 | 684964.13 | 21.396 | 30.107 |  | 4853362.413 | 684964.13 | 30.107 |  | 30.107 |  | 30.107 |  | 29.1202 | Optimize SCR | 29.1202 |  | 29.1202 |  | 29.1202 |  | 29.1202 | 29.1202 | Not Coal Steam or O/G Steam | 0.012 | 0.012 |  | 44.65%
Union Power Station | Arkansas |  | X | X | 55380 | CTG-7 | 4597 | Combined Cycle |  |  |  | Combined cycle | Y |  |  |  | 24.693 | 4000146.907 | 565393.58 | 24.9033 | 24.693 |  | 4000146.907 | 565393.58 | 24.693 |  | 24.693 |  | 24.693 |  | 24.0009 | Optimize SCR | 24.0009 |  | 24.0009 |  | 24.0009 |  | 24.0009 | 24.0009 | Not Coal Steam or O/G Steam | 0.012 | 0.012 |  | 46.69%
Union Power Station | Arkansas |  | X | X | 55380 | CTG-8 | 4598 | Combined Cycle |  |  |  | Combined cycle | Y |  |  |  | 23.471 | 3996434.502 | 566404.41 | 23.923 | 23.471 |  | 3996434.502 | 566404.41 | 23.471 |  | 23.471 |  | 23.471 |  | 23.471 |  | 23.471 |  | 23.471 |  | 23.471 |  | 23.471 | 23.471 | Not Coal Steam or O/G Steam | 0.011746 | 0.011746 |  | 47.22%
White Bluff | Arkansas |  | X | X | 6009 | 1 | 2675 | Coal Steam |  |  |  | Tangentially-fired |  |  |  | 818 | 1818.706 | 22747547.981 | 2073557.11 | 1657.5823 | 1818.706 |  | 22747547.981 | 2073557.11 | 1818.706 |  | 1818.706 |  | 1818.706 |  | 1818.706 |  | 1818.706 |  | 1818.706 |  | 1818.706 |  | 1193.6973 | 568.6887 | Coal Steam SCR Retrofit | 0.1599 | 0.05 |  | 56.86%
White Bluff | Arkansas |  | X | X | 6009 | 2 | 2676 | Coal Steam |  |  |  | Tangentially-fired |  |  |  | 819 | 1633.602 | 22163950.877 | 2189783.95 | 1323.773 | 1633.602 |  | 22163950.877 | 2189783.95 | 1633.602 |  | 1633.602 |  | 1633.602 |  | 1633.602 |  | 1633.602 |  | 1633.602 |  | 1633.602 |  | 1093.8504 | 554.0988 | Coal Steam SCR Retrofit | 0.14741 | 0.05 |  | 46.53%
AES Alamitos | California |  |  |  | 315 | 3 | 201 | O/G Steam | 12 | 2023 | 2024 | Tangentially-fired | Y |  |  | 332 | 7.172 | 1870001.8 | 148590 | 14.9643 | 7.172 |  | 1870001.8 | 148590 | 7.172 |  | 7.172 |  | 7.172 |  | 7.172 |  | 7.172 |  | 7.172 |  | 7.172 |  | 7.172 | 7.172 | Existing SCR | 0.0076706 | 0.0076706 |  | 14.5%
AES Alamitos | California |  |  |  | 315 | 4 | 202 | O/G Steam | 12 | 2023 | 2024 | Tangentially-fired | Y |  |  | 335 | 6.239 | 1976947.5 | 160654 | 4.5937 | 6.239 |  | 1976947.5 | 160654 | 6.239 |  | 6.239 |  | 6.239 |  | 6.239 |  | 6.239 |  | 6.239 |  | 6.239 |  | 6.239 | 6.239 | Existing SCR | 0.0063118 | 0.0063118 |  | 11.8%
AES Alamitos | California |  |  |  | 315 | 5 | 203 | O/G Steam | 12 | 2023 | 2024 | Dry bottom wall-fired boiler | Y |  |  | 485 | 7.937 | 2273041.9 | 182656 | 9.0127 | 7.937 |  | 2273041.9 | 182656 | 7.937 |  | 7.937 |  | 7.937 |  | 7.937 |  | 7.937 |  | 7.937 |  | 7.937 |  | 7.937 | 7.937 | Existing SCR | 0.0069836 | 0.0069836 |  | 8.941%
AES Alamitos | California |  |  |  | 315 | CT1 | 91303 | Combined Cycle |  |  |  | Combined cycle | Y |  |  |  | 9.815 | 4311559.625 | 624622.28 | 5.8453 | 9.815 |  | 4311559.625 | 624622.28 | 9.815 |  | 9.815 |  | 9.815 |  | 9.815 |  | 9.815 |  | 9.815 |  | 9.815 |  | 9.815 | 9.815 | Not Coal Steam or O/G Steam | 0.0045529 | 0.0045529 |  | 25.4%
AES Alamitos | California |  |  |  | 315 | CT2 | 91304 | Combined Cycle |  |  |  | Combined cycle | Y |  |  |  | 11.687 | 4669973.69 | 678550.05 | 6.133 | 11.687 |  | 4669973.69 | 678550.05 | 11.687 |  | 11.687 |  | 11.687 |  | 11.687 |  | 11.687 |  | 11.687 |  | 11.687 |  | 11.687 | 11.687 | Not Coal Steam or O/G Steam | 0.0050052 | 0.0050052 |  | 26.94%
AES Huntington Beach | California |  |  |  | 335 | 2 | 224 | O/G Steam | 12 | 2023 | 2024 | Dry bottom wall-fired boiler | Y |  |  | 225.8 | 3.686 | 986017.3 | 87522 | 4.052 | 3.686 |  | 986017.3 | 87522 | 3.686 |  | 3.686 |  | 3.686 |  | 3.686 |  | 3.686 |  | 3.686 |  | 3.686 |  | 3.686 | 3.686 | Existing SCR | 0.0074765 | 0.0074765 |  | 10.05%
AES Huntington Beach | California |  |  |  | 335 | CT1 | 91305 | Combined Cycle |  |  |  | Combined cycle | Y |  |  |  | 20.039 | 5805954.309 | 859856.3 | 9.1493 | 20.039 |  | 5805954.309 | 859856.3 | 20.039 |  | 20.039 |  | 20.039 |  | 20.039 |  | 20.039 |  | 20.039 |  | 20.039 |  | 20.039 | 20.039 | Not Coal Steam or O/G Steam | 0.0069029 | 0.0069029 |  | 31.12%
AES Huntington Beach | California |  |  |  | 335 | CT2 | 91306 | Combined Cycle |  |  |  | Combined cycle | Y |  |  |  | 19.476 | 5703643.49 | 845812.43 | 8.8723 | 19.476 |  | 5703643.49 | 845812.43 | 19.476 |  | 19.476 |  | 19.476 |  | 19.476 |  | 19.476 |  | 19.476 |  | 19.476 |  | 19.476 | 19.476 | Not Coal Steam or O/G Steam | 0.0068293 | 0.0068293 |  | 31.1%
AES Redondo Beach | California |  |  |  | 356 | 5 | 238 | O/G Steam | 12 | 2023 | 2024 | Dry bottom wall-fired boiler | Y |  |  | 175 | 3.039 | 667950.6 | 41011 | 2.752 | 3.039 |  | 667950.6 | 41011 | 3.039 |  | 3.039 |  | 3.039 |  | 3.039 |  | 3.039 |  | 3.039 |  | 3.039 |  | 3.039 | 3.039 | Existing SCR | 0.0090995 | 0.0090995 |  | 7.792%
AES Redondo Beach | California |  |  |  | 356 | 6 | 239 | O/G Steam | 12 | 2023 | 2024 | Dry bottom wall-fired boiler | Y |  |  | 175 | 4.085 | 989132.4 | 54918 | 4.0667 | 4.085 |  | 989132.4 | 54918 | 4.085 |  | 4.085 |  | 4.085 |  | 4.085 |  | 4.085 |  | 4.085 |  | 4.085 |  | 4.085 | 4.085 | Existing SCR | 0.0082598 | 0.0082598 |  | 11.9%
AES Redondo Beach | California |  |  |  | 356 | 8 | 241 | O/G Steam | 12 | 2023 | 2024 | Dry bottom wall-fired boiler | Y |  |  | 480 | 9.134 | 1691265.4 | 145521 | 7.2543 | 9.134 |  | 1691265.4 | 145521 | 9.134 |  | 9.134 |  | 9.134 |  | 9.134 |  | 9.134 |  | 9.134 |  | 9.134 |  | 9.134 | 9.134 | Existing SCR | 0.010801 | 0.010801 |  | 8.522%
Agua Mansa Power | California |  |  |  | 55951 | AMP-1 | 89370 | Combustion Turbine |  |  |  | Combustion turbine | Y |  |  |  | 1.052 | 134046.325 | 12686.25 | 0.73367 | 1.052 |  | 134046.325 | 12686.25 | 1.052 |  | 1.052 |  | 1.052 |  | 1.052 |  | 1.052 |  | 1.052 |  | 1.052 |  | 1.052 | 1.052 | Not Coal Steam or O/G Steam | 0.015696 | 0.015696 |  | 5.48%
Algonquin Power Sanger | California |  |  |  | 57564 | 8 | 91241 | Combined Cycle |  |  |  | Combined cycle | Y |  |  |  | 5.746 | 789224.015 | 76471.35 | 2.946 | 5.746 |  | 789224.015 | 76471.35 | 5.746 |  | 5.746 |  | 5.746 |  | 4.7353 | Optimize SCR | 4.7353 |  | 4.7353 |  | 4.7353 |  | 4.7353 | 4.7353 | Not Coal Steam or O/G Steam | 0.012 | 0.012 |  | 25.27%
Almond Power Plant | California |  |  |  | 7315 | 1 | 3093 | Combustion Turbine |  |  |  | Combustion turbine | Y |  |  |  | 3.407 | 584091.431 | 62340.97 | 2.491 | 3.407 |  | 584091.431 | 62340.97 | 3.407 |  | 3.407 |  | 3.407 |  | 3.407 |  | 3.407 |  | 3.407 |  | 3.407 |  | 3.407 | 3.407 | Not Coal Steam or O/G Steam | 0.011666 | 0.011666 |  | 24.16%
Almond Power Plant | California |  |  |  | 7315 | 2 | 90500 | Combustion Turbine |  |  |  | Combustion turbine | Y |  |  |  | 1.675 | 362099.919 | 37497.39 | 0.96533 | 1.675 |  | 362099.919 | 37497.39 | 1.675 |  | 1.675 |  | 1.675 |  | 1.675 |  | 1.675 |  | 1.675 |  | 1.675 |  | 1.675 | 1.675 | Not Coal Steam or O/G Steam | 0.0092516 | 0.0092516 |  | 11.6%
Almond Power Plant | California |  |  |  | 7315 | 3 | 90501 | Combustion Turbine |  |  |  | Combustion turbine | Y |  |  |  | 3.439 | 755859.047 | 75760.96 | 2.118 | 3.439 |  | 755859.047 | 75760.96 | 3.439 |  | 3.439 |  | 3.439 |  | 3.439 |  | 3.439 |  | 3.439 |  | 3.439 |  | 3.439 | 3.439 | Not Coal Steam or O/G Steam | 0.0090996 | 0.0090996 |  | 26.28%
Almond Power Plant | California |  |  |  | 7315 | 4 | 90502 | Combustion Turbine |  |  |  | Combustion turbine | Y |  |  |  | 2.184 | 490157.223 | 50914.2 | 1.856 | 2.184 |  | 490157.223 | 50914.2 | 2.184 |  | 2.184 |  | 2.184 |  | 2.184 |  | 2.184 |  | 2.184 |  | 2.184 |  | 2.184 | 2.184 | Not Coal Steam or O/G Steam | 0.0089114 | 0.0089114 |  | 23.01%
Badger Creek Limited | California |  |  |  | 10650 | GT1 | 91244 | Combustion Turbine |  |  |  | Combustion turbine | Y |  |  |  | 1.099 | 133007.325 | 21604.5 | 4.808 | 1.099 |  | 133007.325 | 21604.5 | 1.099 |  | 1.099 |  | 1.099 |  | 1.099 |  | 1.099 |  | 1.099 |  | 1.099 |  | 1.099 | 1.099 | Not Coal Steam or O/G Steam | 0.016525 | 0.016525 |  | 7.089%
Barre Generating Station | California |  |  |  | 56474 | CT1 | 90072 | Combustion Turbine |  |  |  | Combustion turbine | Y |  |  |  | 0.378 | 112538.043 | 11448.74 | 0.556 | 0.378 |  | 112538.043 | 11448.74 | 0.378 |  | 0.378 |  | 0.378 |  | 0.378 |  | 0.378 |  | 0.378 |  | 0.378 |  | 0.378 | 0.378 | Not Coal Steam or O/G Steam | 0.0067177 | 0.0067177 |  | 7.804%
Bear Mountain Limited | California |  |  |  | 10649 | GT1 | 91243 | Combustion Turbine |  |  |  | Combustion turbine | Y |  |  |  | 3.254 | 431876.475 | 50529.25 | 4.578 | 3.254 |  | 431876.475 | 50529.25 | 3.254 |  | 3.254 |  | 3.254 |  | 3.254 |  | 3.254 |  | 3.254 |  | 3.254 |  | 3.254 | 3.254 | Not Coal Steam or O/G Steam | 0.015069 | 0.015069 |  | 19.52%
Blythe Energy | California |  |  |  | 55295 | 1 | 4467 | Combined Cycle |  |  |  | Combined cycle | Y |  |  |  | 13.71 | 3766969.484 | 341098.82 | 11.8557 | 13.71 |  | 3766969.484 | 341098.82 | 13.71 |  | 13.71 |  | 13.71 |  | 13.71 |  | 13.71 |  | 13.71 |  | 13.71 |  | 13.71 | 13.71 | Not Coal Steam or O/G Steam | 0.0072791 | 0.0072791 |  | 43.84%
Blythe Energy | California |  |  |  | 55295 | 2 | 4468 | Combined Cycle |  |  |  | Combined cycle | Y |  |  |  | 15.061 | 4251814.103 | 378070.29 | 15.423 | 15.061 |  | 4251814.103 | 378070.29 | 15.061 |  | 15.061 |  | 15.061 |  | 15.061 |  | 15.061 |  | 15.061 |  | 15.061 |  | 15.061 | 15.061 | Not Coal Steam or O/G Steam | 0.0070845 | 0.0070845 |  | 53.42%
Cabrillo Power I Encina Power Station | California |  |  |  | 302 | 10 | 91208 | Combustion Turbine |  |  |  | Combustion turbine | Y |  |  |  | 1.165 | 320406.971 | 31989.69 | 2.088 | 1.165 |  | 320406.971 | 31989.69 | 1.165 |  | 1.165 |  | 1.165 |  | 1.165 |  | 1.165 |  | 1.165 |  | 1.165 |  | 1.165 | 1.165 | Not Coal Steam or O/G Steam | 0.007272 | 0.007272 |  | 8.384%
Cabrillo Power I Encina Power Station | California |  |  |  | 302 | 6 | 90228 | Combustion Turbine |  |  |  | Combustion turbine | Y |  |  |  | 1.95 | 510621.421 | 48514.77 | 2.2457 | 1.95 |  | 510621.421 | 48514.77 | 1.95 |  | 1.95 |  | 1.95 |  | 1.95 |  | 1.95 |  | 1.95 |  | 1.95 |  | 1.95 | 1.95 | Not Coal Steam or O/G Steam | 0.0076378 | 0.0076378 |  | 10.72%
Cabrillo Power I Encina Power Station | California |  |  |  | 302 | 7 | 90229 | Combustion Turbine |  |  |  | Combustion turbine | Y |  |  |  | 1.809 | 538670.844 | 50815.77 | 1.576 | 1.809 |  | 538670.844 | 50815.77 | 1.809 |  | 1.809 |  | 1.809 |  | 1.809 |  | 1.809 |  | 1.809 |  | 1.809 |  | 1.809 | 1.809 | Not Coal Steam or O/G Steam | 0.0067165 | 0.0067165 |  | 10.92%
Cabrillo Power I Encina Power Station | California |  |  |  | 302 | 8 | 91206 | Combustion Turbine |  |  |  | Combustion turbine | Y |  |  |  | 1.523 | 453592.562 | 43138.28 | 1.4383 | 1.523 |  | 453592.562 | 43138.28 | 1.523 |  | 1.523 |  | 1.523 |  | 1.523 |  | 1.523 |  | 1.523 |  | 1.523 |  | 1.523 | 1.523 | Not Coal Steam or O/G Steam | 0.0067153 | 0.0067153 |  | 10.62%
Cabrillo Power I Encina Power Station | California |  |  |  | 302 | 9 | 91207 | Combustion Turbine |  |  |  | Combustion turbine | Y |  |  |  | 1.68 | 493547.293 | 46656.12 | 1.3943 | 1.68 |  | 493547.293 | 46656.12 | 1.68 |  | 1.68 |  | 1.68 |  | 1.68 |  | 1.68 |  | 1.68 |  | 1.68 |  | 1.68 | 1.68 | Not Coal Steam or O/G Steam | 0.0068079 | 0.0068079 |  | 11.15%
CalPeak Power - Border | California |  |  |  | 55510 | GT-1 | 4917 | Combustion Turbine |  |  |  | Combustion turbine | Y |  |  |  | 0.719 | 131263.587 | 12321.11 | 0.64967 | 0.719 |  | 131263.587 | 12321.11 | 0.719 |  | 0.719 |  | 0.719 |  | 0.719 |  | 0.719 |  | 0.719 |  | 0.719 |  | 0.719 | 0.719 | Not Coal Steam or O/G Steam | 0.010955 | 0.010955 |  | 4.555%
CalPeak Power - Border | California |  |  |  | 55510 | GT-2 | 4918 | Combustion Turbine | [32 empty] | Not Coal Steam or O/G Steam | 0 | 0
CalPeak Power - Enterprise | California |  |  |  | 55513 | GT-1 | 4923 | Combustion Turbine |  |  |  | Combustion turbine | Y |  |  |  | 0.643 | 94924.77 | 8946.84 | 0.569 | 0.643 |  | 94924.77 | 8946.84 | 0.643 |  | 0.643 |  | 0.643 |  | 0.643 |  | 0.643 |  | 0.643 |  | 0.643 |  | 0.643 | 0.643 | Not Coal Steam or O/G Steam | 0.013548 | 0.013548 |  | 3.637%
CalPeak Power - Enterprise | California |  |  |  | 55513 | GT-2 | 4924 | Combustion Turbine | [32 empty] | Not Coal Steam or O/G Steam | 0 | 0
CalPeak Power - Panoche | California |  |  |  | 55508 | GT-1 | 4913 | Combustion Turbine |  |  |  | Combustion turbine | Y |  |  |  | 0.707 | 122339.099 | 11225.63 | 0.454 | 0.707 |  | 122339.099 | 11225.63 | 0.707 |  | 0.707 |  | 0.707 |  | 0.707 |  | 0.707 |  | 0.707 |  | 0.707 |  | 0.707 | 0.707 | Not Coal Steam or O/G Steam | 0.011558 | 0.011558 |  | 3.566%
CalPeak Power - Panoche | California |  |  |  | 55508 | GT-2 | 4914 | Combustion Turbine | [32 empty] | Not Coal Steam or O/G Steam | 0 | 0
CalPeak Power - Vaca Dixon | California |  |  |  | 55499 | GT-1 | 4893 | Combustion Turbine |  |  |  | Combustion turbine | Y |  |  |  | 0.979 | 169261.908 | 15993.28 | 0.64433 | 0.979 |  | 169261.908 | 15993.28 | 0.979 |  | 0.979 |  | 0.979 |  | 0.979 |  | 0.979 |  | 0.979 |  | 0.979 |  | 0.979 | 0.979 | Not Coal Steam or O/G Steam | 0.011568 | 0.011568 |  | 4.815%
CalPeak Power - Vaca Dixon | California |  |  |  | 55499 | GT-2 | 4894 | Combustion Turbine | [32 empty] | Not Coal Steam or O/G Steam | 0 | 0
Calpine Gilroy Cogen, LP | California |  |  |  | 10034 | S-100 | 89552 | Combined Cycle |  |  |  | Combined cycle |  |  |  |  | 8.999 | 560456.443 | 66941.29 | 7.6027 | 8.999 |  | 560456.443 | 66941.29 | 8.999 |  | 8.999 |  | 8.999 |  | 8.999 |  | 8.999 |  | 8.999 |  | 8.999 |  | 8.999 | 8.999 | Not Coal Steam or O/G Steam | 0.032113 | 0.032113 |  | 11.76%
Calpine Sutter Energy Center | California |  |  |  | 55112 | CT01 | 3928 | Combined Cycle |  |  |  | Combined cycle | Y |  |  |  | 16.746 | 4749282.533 | 702702.75 | 12.529 | 16.746 |  | 4749282.533 | 702702.75 | 16.746 |  | 16.746 |  | 16.746 |  | 16.746 |  | 16.746 |  | 16.746 |  | 16.746 |  | 16.746 | 16.746 | Not Coal Steam or O/G Steam | 0.007052 | 0.007052 |  | 39.11%
Calpine Sutter Energy Center | California |  |  |  | 55112 | CT02 | 3929 | Combined Cycle |  |  |  | Combined cycle | Y |  |  |  | 14.035 | 3155478.692 | 470620.91 | 7.7947 | 14.035 |  | 3155478.692 | 470620.91 | 14.035 |  | 14.035 |  | 14.035 |  | 14.035 |  | 14.035 |  | 14.035 |  | 14.035 |  | 14.035 | 14.035 | Not Coal Steam or O/G Steam | 0.0088956 | 0.0088956 |  | 22.04%
Campbell Power Plant | California |  |  |  | 7552 | 1 | 3132 | Combined Cycle |  |  |  | Combined cycle | Y |  |  |  | 13.531 | 2751908.171 | 379923.57 | 10.4327 | 13.531 |  | 2751908.171 | 379923.57 | 13.531 |  | 13.531 |  | 13.531 |  | 13.531 |  | 13.531 |  | 13.531 |  | 13.531 |  | 13.531 | 13.531 | Not Coal Steam or O/G Steam | 0.0098339 | 0.0098339 |  | 36.7%
Canyon Power Plant | California |  |  |  | 57027 | 1 | 90584 | Combustion Turbine |  |  |  | Combustion turbine |  |  |  |  | 0.608 | 126902.471 | 12522.42 | 0.70133 | 0.608 |  | 126902.471 | 12522.42 | 0.608 |  | 0.608 |  | 0.608 |  | 0.608 |  | 0.608 |  | 0.608 |  | 0.608 |  | 0.608 | 0.608 | Not Coal Steam or O/G Steam | 0.0095822 | 0.0095822 |  | 8.222%
Canyon Power Plant | California |  |  |  | 57027 | 2 | 90585 | Combustion Turbine |  |  |  | Combustion turbine |  |  |  |  | 0.55 | 132978.072 | 13198.01 | 0.54367 | 0.55 |  | 132978.072 | 13198.01 | 0.55 |  | 0.55 |  | 0.55 |  | 0.55 |  | 0.55 |  | 0.55 |  | 0.55 |  | 0.55 | 0.55 | Not Coal Steam or O/G Steam | 0.008272 | 0.008272 |  | 7.007%
Canyon Power Plant | California |  |  |  | 57027 | 3 | 90586 | Combustion Turbine |  |  |  | Combustion turbine |  |  |  |  | 0.438 | 109692.512 | 10980.46 | 0.52467 | 0.438 |  | 109692.512 | 10980.46 | 0.438 |  | 0.438 |  | 0.438 |  | 0.438 |  | 0.438 |  | 0.438 |  | 0.438 |  | 0.438 | 0.438 | Not Coal Steam or O/G Steam | 0.007986 | 0.007986 |  | 7.209%
Canyon Power Plant | California |  |  |  | 57027 | 4 | 90587 | Combustion Turbine |  |  |  | Combustion turbine |  |  |  |  | 0.625 | 122018.895 | 11976.47 | 0.79633 | 0.625 |  | 122018.895 | 11976.47 | 0.625 |  | 0.625 |  | 0.625 |  | 0.625 |  | 0.625 |  | 0.625 |  | 0.625 |  | 0.625 | 0.625 | Not Coal Steam or O/G Steam | 0.010244 | 0.010244 |  | 9.13%
Carson Cogeneration Company | California |  |  |  | 10169 | D1 | 89366 | Combined Cycle |  |  |  | Combined cycle | Y |  |  |  | 4.346 | 143272.634 | 12826.44 | 14.148 | 4.346 |  | 143272.634 | 12826.44 | 4.346 |  | 4.346 |  | 4.346 |  | 0.85964 | Optimize SCR | 0.85964 |  | 0.85964 |  | 0.85964 |  | 0.85964 | 0.85964 | Not Coal Steam or O/G Steam | 0.012 | 0.012 |  | 9.935%
Carson Power Plant | California |  |  |  | 7527 | 1 | 3125 | Combustion Turbine |  |  |  | Combined cycle | Y |  |  |  | 3.839 | 973828.456 | 109295.06 | 3.1377 | 3.839 |  | 973828.456 | 109295.06 | 3.839 |  | 3.839 |  | 3.839 |  | 3.839 |  | 3.839 |  | 3.839 |  | 3.839 |  | 3.839 | 3.839 | Not Coal Steam or O/G Steam | 0.0078843 | 0.0078843 |  | 40.32%
Carson Power Plant | California |  |  |  | 7527 | 2 | 3126 | Combined Cycle |  |  |  | Combustion turbine | Y |  |  |  | 0.799 | 91540.83 | 8773.62 | 0.517 | 0.799 |  | 91540.83 | 8773.62 | 0.799 |  | 0.799 |  | 0.799 |  | 0.54924 | Optimize SCR | 0.54924 |  | 0.54924 |  | 0.54924 |  | 0.54924 | 0.54924 | Not Coal Steam or O/G Steam | 0.012 | 0.012 |  | 3.696%
Center Generating Station | California |  |  |  | 56475 | CT1 | 90073 | Combustion Turbine |  |  |  | Combustion turbine |  |  |  |  | 1.19 | 152649.405 | 14926.93 | 0.69267 | 1.19 |  | 152649.405 | 14926.93 | 1.19 |  | 1.19 |  | 1.19 |  | 1.19 |  | 1.19 |  | 1.19 |  | 1.19 |  | 1.19 | 1.19 | Not Coal Steam or O/G Steam | 0.015591 | 0.015591 |  | 6.429%
Chula Vista Energy Center | California |  |  |  | 55540 | 1A | 4973 | Combustion Turbine |  |  |  | Combustion turbine | Y |  | Y |  | 1.559 | 15204.842 | 877.08 | 0.601 | 1.559 |  | 15204.842 | 877.08 | 1.559 |  | 1.559 |  | 1.559 |  | 0.22807 | Optimize SCR | 0.22807 |  | 0.22807 |  | 0.22807 |  | 0.22807 | 0.22807 | Not Coal Steam or O/G Steam | 0.03 | 0.03 |  | 1.32%
Chula Vista Energy Center | California |  |  |  | 55540 | 1B | 4974 | Combustion Turbine |  |  |  | Combustion turbine | Y |  | Y |  | 1.573 | 15419.311 | 888.25 | 0.607 | 1.573 |  | 15419.311 | 888.25 | 1.573 |  | 1.573 |  | 1.573 |  | 0.23129 | Optimize SCR | 0.23129 |  | 0.23129 |  | 0.23129 |  | 0.23129 | 0.23129 | Not Coal Steam or O/G Steam | 0.03 | 0.03 |  | 1.342%
Coalinga Cogeneration Facility | California |  |  |  | 50131 | 1 | 89976 | Combustion Turbine |  |  | 2023 | Combustion turbine | Y | [7 empty] | 0 | Y | 0 | 0 | 0 |  | 0 |  | 0 |  | 0 |  | 0 |  | 0 |  | 0 |  | 0 | 0 | Not Coal Steam or O/G Steam | 0 | 0
Colusa Generating Station | California |  |  |  | 56532 | CT1 | 90561 | Combined Cycle |  |  |  | Combined cycle | Y |  |  |  | 7.093 | 3719895.555 | 500993.08 | 8.101 | 7.093 |  | 3719895.555 | 500993.08 | 7.093 |  | 7.093 |  | 7.093 |  | 7.093 |  | 7.093 |  | 7.093 |  | 7.093 |  | 7.093 | 7.093 | Not Coal Steam or O/G Steam | 0.0038135 | 0.0038135 |  | 38.72%
Colusa Generating Station | California |  |  |  | 56532 | CT2 | 90562 | Combined Cycle |  |  |  | Combined cycle | Y |  |  |  | 7.244 | 3368822.528 | 473093.06 | 7.6847 | 7.244 |  | 3368822.528 | 473093.06 | 7.244 |  | 7.244 |  | 7.244 |  | 7.244 |  | 7.244 |  | 7.244 |  | 7.244 |  | 7.244 | 7.244 | Not Coal Steam or O/G Steam | 0.0043006 | 0.0043006 |  | 38.45%
Cosumnes Power Plant | California |  |  |  | 55970 | 2 | 88365 | Combined Cycle |  |  |  | Combined cycle | Y |  |  |  | 18.01 | 6346819.7 | 930207 | 14.931 | 18.01 |  | 6346819.7 | 930207 | 18.01 |  | 18.01 |  | 18.01 |  | 18.01 |  | 18.01 |  | 18.01 |  | 18.01 |  | 18.01 | 18.01 | Not Coal Steam or O/G Steam | 0.0056753 | 0.0056753 |  | 70.68%
Cosumnes Power Plant | California |  |  |  | 55970 | 3 | 88366 | Combined Cycle |  |  |  | Combined cycle | Y |  |  |  | 17.417 | 6341347.1 | 925920 | 13.726 | 17.417 |  | 6341347.1 | 925920 | 17.417 |  | 17.417 |  | 17.417 |  | 17.417 |  | 17.417 |  | 17.417 |  | 17.417 |  | 17.417 | 17.417 | Not Coal Steam or O/G Steam | 0.0054932 | 0.0054932 |  | 69.2%
Creed Energy Center | California |  |  |  | 55625 | UNIT1 | 5005 | Combustion Turbine |  |  |  | Combustion turbine | Y |  |  |  | 0.835 | 112704.958 | 10860.64 | 0.711 | 0.835 |  | 112704.958 | 10860.64 | 0.835 |  | 0.835 |  | 0.835 |  | 0.835 |  | 0.835 |  | 0.835 |  | 0.835 |  | 0.835 | 0.835 | Not Coal Steam or O/G Steam | 0.014817 | 0.014817 |  | 5.439%
Cuyamaca Peak Energy | California |  |  |  | 55512 | GT-1 | 4921 | Combustion Turbine |  |  |  | Combustion turbine | Y |  |  |  | 0.312 | 56114.816 | 5049.44 | 0.265 | 0.312 |  | 56114.816 | 5049.44 | 0.312 |  | 0.312 |  | 0.312 |  | 0.312 |  | 0.312 |  | 0.312 |  | 0.312 |  | 0.312 | 0.312 | Not Coal Steam or O/G Steam | 0.01112 | 0.01112 |  | 2.055%
Cuyamaca Peak Energy | California |  |  |  | 55512 | GT-2 | 4922 | Combustion Turbine | [32 empty] | Not Coal Steam or O/G Steam | 0 | 0
DTE Stockton | California |  |  |  | 54238 | BIOMS1 | 90649 | Biomass |  |  |  | Stoker | Y |  |  |  | 44.94 | 2501595.167 | 178449.66 | 43.9397 | 44.94 |  | 2501595.167 | 178449.66 | 44.94 |  | 44.94 |  | 44.94 |  | 44.94 |  | 44.94 |  | 44.94 |  | 44.94 |  | 44.94 | 44.94 | Not Coal Steam or O/G Steam | 0.035929 | 0.035929 |  | 87.25%
Delano Energy Center, LLC | California |  |  |  | 58122 | GEN1 | 91268 | Combustion Turbine |  |  |  | Combustion turbine | Y |  |  |  | 0.277 | 64622.327 | 6095.62 | 0.177 | 0.277 |  | 64622.327 | 6095.62 | 0.277 |  | 0.277 |  | 0.277 |  | 0.277 |  | 0.277 |  | 0.277 |  | 0.277 |  | 0.277 | 0.277 | Not Coal Steam or O/G Steam | 0.0085729 | 0.0085729 |  | 2.253%
Delta Energy Center, LLC | California |  |  |  | 55333 | 1 | 3739 | Combined Cycle |  |  |  | Combined cycle | Y |  |  |  | 19.288 | 4843553.673 | 710024.4 | 16.847 | 19.288 |  | 4843553.673 | 710024.4 | 19.288 |  | 19.288 |  | 19.288 |  | 19.288 |  | 19.288 |  | 19.288 |  | 19.288 |  | 19.288 | 19.288 | Not Coal Steam or O/G Steam | 0.0079644 | 0.0079644 |  | 50.32%
Delta Energy Center, LLC | California |  |  |  | 55333 | 2 | 3740 | Combined Cycle |  |  |  | Combined cycle | Y |  |  |  | 15.471 | 4072554.554 | 590934.43 | 13.7177 | 15.471 |  | 4072554.554 | 590934.43 | 15.471 |  | 15.471 |  | 15.471 |  | 15.471 |  | 15.471 |  | 15.471 |  | 15.471 |  | 15.471 | 15.471 | Not Coal Steam or O/G Steam | 0.0075977 | 0.0075977 |  | 41.49%
Delta Energy Center, LLC | California |  |  |  | 55333 | 3 | 3741 | Combined Cycle |  |  |  | Combined cycle | Y |  |  |  | 14.598 | 3725214.786 | 532675.39 | 12.6117 | 14.598 |  | 3725214.786 | 532675.39 | 14.598 |  | 14.598 |  | 14.598 |  | 14.598 |  | 14.598 |  | 14.598 |  | 14.598 |  | 14.598 | 14.598 | Not Coal Steam or O/G Steam | 0.0078374 | 0.0078374 |  | 38.8%
Donald Von Raesfeld | California |  |  |  | 56026 | PCT1 | 88292 | Combined Cycle |  |  |  | Combined cycle | Y |  |  |  | 4.091 | 1328879.618 | 173975.77 | 3.8607 | 4.091 |  | 1328879.618 | 173975.77 | 4.091 |  | 4.091 |  | 4.091 |  | 4.091 |  | 4.091 |  | 4.091 |  | 4.091 |  | 4.091 | 4.091 | Not Coal Steam or O/G Steam | 0.0061571 | 0.0061571 |  | 55.21%
Donald Von Raesfeld | California |  |  |  | 56026 | PCT2 | 88293 | Combined Cycle |  |  |  | Combined cycle | Y |  |  |  | 4.271 | 1378362.839 | 176102.17 | 4.275 | 4.271 |  | 1378362.839 | 176102.17 | 4.271 |  | 4.271 |  | 4.271 |  | 4.271 |  | 4.271 |  | 4.271 |  | 4.271 |  | 4.271 | 4.271 | Not Coal Steam or O/G Steam | 0.0061972 | 0.0061972 |  | 57.36%
E. F. Oxnard Energy Facility | California |  |  |  | 10776 | GTG | 91465 | Combustion Turbine | [32 empty] | Not Coal Steam or O/G Steam | 0 | 0
El Cajon Energy Center | California |  |  |  | 57001 | 1 | 90510 | Combustion Turbine |  |  |  | Combustion turbine | Y |  |  |  | 0.585 | 52484.698 | 5074.56 | 0.51267 | 0.585 |  | 52484.698 | 5074.56 | 0.585 |  | 0.585 |  | 0.585 |  | 0.585 |  | 0.585 |  | 0.585 |  | 0.585 |  | 0.585 | 0.585 | Not Coal Steam or O/G Steam | 0.022292 | 0.022292 |  | 2.582%
El Centro | California |  |  |  | 389 | 2-2 | 255 | Combined Cycle |  |  |  | Combined cycle | Y |  |  |  | 32.755 | 2094764.905 | 227745.64 | 26.6747 | 32.755 |  | 2094764.905 | 227745.64 | 32.755 |  | 32.755 |  | 32.755 |  | 12.5686 | Optimize SCR | 12.5686 |  | 12.5686 |  | 12.5686 |  | 12.5686 | 12.5686 | Not Coal Steam or O/G Steam | 0.012 | 0.012 |  | 45.95%
El Centro | California |  |  |  | 389 | 3-1 | 90785 | Combined Cycle |  |  |  | Combined cycle | Y |  |  |  | 3.652 | 1398856.413 | 186291.58 | 4.1327 | 3.652 |  | 1398856.413 | 186291.58 | 3.652 |  | 3.652 |  | 3.652 |  | 3.652 |  | 3.652 |  | 3.652 |  | 3.652 |  | 3.652 | 3.652 | Not Coal Steam or O/G Steam | 0.0052214 | 0.0052214 |  | 63.24%
El Centro | California |  |  |  | 389 | 3-2 | 90786 | Combined Cycle |  |  |  | Combined cycle | Y |  |  |  | 3.062 | 1250271.442 | 167226.77 | 4.5203 | 3.062 |  | 1250271.442 | 167226.77 | 3.062 |  | 3.062 |  | 3.062 |  | 3.062 |  | 3.062 |  | 3.062 |  | 3.062 |  | 3.062 | 3.062 | Not Coal Steam or O/G Steam | 0.0048981 | 0.0048981 |  | 63.22%
El Centro | California |  |  |  | 389 | 4 | 257 | O/G Steam |  |  |  | Dry bottom wall-fired boiler | Y |  |  | 70 | 23.947 | 848945.593 | 76232.99 | 13.1023 | 23.947 |  | 848945.593 | 76232.99 | 23.947 |  | 23.947 |  | 23.947 |  | 12.7342 | Optimize SCR | 12.7342 |  | 12.7342 |  | 12.7342 |  | 12.7342 | 12.7342 | Existing SCR | 0.03 | 0.03 |  | 15.16%
El Segundo | California |  |  |  | 330 | 5 | 90376 | Combined Cycle |  |  |  | Combined cycle | Y |  |  |  | 1.357 | 578392.043 | 68328.01 | 2.1457 | 1.357 |  | 578392.043 | 68328.01 | 1.357 |  | 1.357 |  | 1.357 |  | 1.357 |  | 1.357 |  | 1.357 |  | 1.357 |  | 1.357 | 1.357 | Not Coal Steam or O/G Steam | 0.0046923 | 0.0046923 |  | 10.63%
El Segundo | California |  |  |  | 330 | 7 | 90377 | Combined Cycle |  |  |  | Combined cycle | Y |  |  |  | 1.865 | 668379.207 | 80474.51 | 3.0123 | 1.865 |  | 668379.207 | 80474.51 | 1.865 |  | 1.865 |  | 1.865 |  | 1.865 |  | 1.865 |  | 1.865 |  | 1.865 |  | 1.865 | 1.865 | Not Coal Steam or O/G Steam | 0.0055807 | 0.0055807 |  | 13.88%
Elk Hills Power | California |  |  |  | 55400 | CTG-1 | 88308 | Combined Cycle |  |  |  | Combined cycle | Y |  |  |  | 13.827 | 5433533.718 | 878918.29 | 14.798 | 13.827 |  | 5433533.718 | 878918.29 | 13.827 |  | 13.827 |  | 13.827 |  | 13.827 |  | 13.827 |  | 13.827 |  | 13.827 |  | 13.827 | 13.827 | Not Coal Steam or O/G Steam | 0.0050895 | 0.0050895 |  | 77.27%
Elk Hills Power | California |  |  |  | 55400 | CTG-2 | 88309 | Combined Cycle |  |  |  | Combined cycle | Y |  |  |  | 15.11 | 5361810.982 | 870548.49 | 15.6737 | 15.11 |  | 5361810.982 | 870548.49 | 15.11 |  | 15.11 |  | 15.11 |  | 15.11 |  | 15.11 |  | 15.11 |  | 15.11 |  | 15.11 | 15.11 | Not Coal Steam or O/G Steam | 0.0056362 | 0.0056362 |  | 76.92%
Escondido Energy Center, LLC | California |  |  |  | 55538 | CTG1 | 90893 | Combustion Turbine |  |  |  | Combustion turbine |  |  |  |  | 0.296 | 46014.77 | 4544.78 | 0.43567 | 0.296 |  | 46014.77 | 4544.78 | 0.296 |  | 0.296 |  | 0.296 |  | 0.296 |  | 0.296 |  | 0.296 |  | 0.296 |  | 0.296 | 0.296 | Not Coal Steam or O/G Steam | 0.012865 | 0.012865 |  | 3.917%
Feather River Energy Center | California |  |  |  | 55847 | UNIT1 | 10240 | Combustion Turbine |  |  |  | Combustion turbine | Y |  |  |  | 17.962 | 559058.372 | 53014.43 | 12.5693 | 17.962 |  | 559058.372 | 53014.43 | 17.962 |  | 17.962 |  | 17.962 |  | 8.3859 | Optimize SCR | 8.3859 |  | 8.3859 |  | 8.3859 |  | 8.3859 | 8.3859 | Not Coal Steam or O/G Steam | 0.03 | 0.03 |  | 15.59%
Fresno Cogeneration Partners, LP | California |  |  |  | 10156 | GEN1 | 89509 | Combined Cycle |  |  |  | Combined cycle | Y |  |  |  | 0.253 | 38341.41 | 3517.53 | 0.14567 | 0.253 |  | 38341.41 | 3517.53 | 0.253 |  | 0.253 |  | 0.253 |  | 0.23005 | Optimize SCR | 0.23005 |  | 0.23005 |  | 0.23005 |  | 0.23005 | 0.23005 | Not Coal Steam or O/G Steam | 0.012 | 0.012 |  | 1.459%
Gateway Generating Station | California |  |  |  | 56476 | GT1 | 89759 | Combined Cycle |  |  |  | Combined cycle | Y |  |  |  | 13.526 | 4515664.772 | 628470.09 | 12.539 | 13.526 |  | 4515664.772 | 628470.09 | 13.526 |  | 13.526 |  | 13.526 |  | 13.526 |  | 13.526 |  | 13.526 |  | 13.526 |  | 13.526 | 13.526 | Not Coal Steam or O/G Steam | 0.0059907 | 0.0059907 |  | 47.95%
Gateway Generating Station | California |  |  |  | 56476 | GT2 | 89760 | Combined Cycle |  |  |  | Combined cycle | Y |  |  |  | 14.836 | 4668343.191 | 644152.72 | 14.1447 | 14.836 |  | 4668343.191 | 644152.72 | 14.836 |  | 14.836 |  | 14.836 |  | 14.836 |  | 14.836 |  | 14.836 |  | 14.836 |  | 14.836 | 14.836 | Not Coal Steam or O/G Steam | 0.006356 | 0.006356 |  | 50.38%
Gilroy Energy Center, LLC | California |  |  |  | 55810 | S-3 | 88230 | Combustion Turbine |  |  |  | Combustion turbine | Y |  |  |  | 0.637 | 63526.834 | 6341.66 | 0.712 | 0.637 |  | 63526.834 | 6341.66 | 0.637 |  | 0.637 |  | 0.637 |  | 0.637 |  | 0.637 |  | 0.637 |  | 0.637 |  | 0.637 | 0.637 | Not Coal Steam or O/G Steam | 0.020055 | 0.020055 |  | 3.488%
Gilroy Energy Center, LLC | California |  |  |  | 55810 | S-4 | 88231 | Combustion Turbine |  |  |  | Combustion turbine | Y |  |  |  | 0.525 | 57507.917 | 5421.22 | 0.62867 | 0.525 |  | 57507.917 | 5421.22 | 0.525 |  | 0.525 |  | 0.525 |  | 0.525 |  | 0.525 |  | 0.525 |  | 0.525 |  | 0.525 | 0.525 | Not Coal Steam or O/G Steam | 0.018258 | 0.018258 |  | 3.252%
Gilroy Energy Center, LLC | California |  |  |  | 55810 | S-5 | 88232 | Combustion Turbine |  |  |  | Combustion turbine | Y |  |  |  | 0.783 | 57814.753 | 5687.03 | 0.77133 | 0.783 |  | 57814.753 | 5687.03 | 0.783 |  | 0.783 |  | 0.783 |  | 0.783 |  | 0.783 |  | 0.783 |  | 0.783 |  | 0.783 | 0.783 | Not Coal Steam or O/G Steam | 0.027087 | 0.027087 |  | 3.343%
Glenarm | California |  |  |  | 422 | GT3 | 88258 | Combustion Turbine |  |  |  | Combustion turbine | Y |  |  |  | 0.2 | 15982.426 | 1381.61 | 0.84333 | 0.2 |  | 15982.426 | 1381.61 | 0.2 |  | 0.2 |  | 0.2 |  | 0.2 |  | 0.2 |  | 0.2 |  | 0.2 |  | 0.2 | 0.2 | Not Coal Steam or O/G Steam | 0.025027 | 0.025027 |  | 3.42%
Glenarm | California |  |  |  | 422 | GT4 | 88259 | Combustion Turbine |  |  |  | Combustion turbine | Y |  |  |  | 0.332 | 21662.93 | 1798.87 | 0.77967 | 0.332 |  | 21662.93 | 1798.87 | 0.332 |  | 0.332 |  | 0.332 |  | 0.32494 | Optimize SCR | 0.32494 |  | 0.32494 |  | 0.32494 |  | 0.32494 | 0.32494 | Not Coal Steam or O/G Steam | 0.03 | 0.03 |  | 3.058%
Glenarm | California |  |  |  | 422 | GT5 | 90975 | Combined Cycle |  |  |  | Combined cycle | Y |  |  |  | 0.313 | 59503.358 | 5688.9 | 0.54033 | 0.313 |  | 59503.358 | 5688.9 | 0.313 |  | 0.313 |  | 0.313 |  | 0.313 |  | 0.313 |  | 0.313 |  | 0.313 |  | 0.313 | 0.313 | Not Coal Steam or O/G Steam | 0.01052 | 0.01052 |  | 5.55%
Goal Line | California |  |  |  | 54749 | 1 | 3795 | Combined Cycle |  |  |  | Combined cycle | Y |  |  |  | 1.163 | 153655.631 | 17748.73 | 0.997 | 1.163 |  | 153655.631 | 17748.73 | 1.163 |  | 1.163 |  | 1.163 |  | 0.92193 | Optimize SCR | 0.92193 |  | 0.92193 |  | 0.92193 |  | 0.92193 | 0.92193 | Not Coal Steam or O/G Steam | 0.012 | 0.012 |  | 6.843%
Goose Haven Energy Center | California |  |  |  | 55627 | UNIT1 | 5007 | Combustion Turbine |  |  |  | Combustion turbine | Y |  |  |  | 0.796 | 102330.651 | 9760.5 | 0.70967 | 0.796 |  | 102330.651 | 9760.5 | 0.796 |  | 0.796 |  | 0.796 |  | 0.796 |  | 0.796 |  | 0.796 |  | 0.796 |  | 0.796 | 0.796 | Not Coal Steam or O/G Steam | 0.015557 | 0.015557 |  | 5.081%
Grapeland Generating Station | California |  |  |  | 56472 | CT1 | 90070 | Combustion Turbine |  |  |  | Combustion turbine |  |  |  |  | 17.32 | 85709.491 | 8472.2 | 5.9617 | 17.32 |  | 85709.491 | 8472.2 | 17.32 |  | 17.32 |  | 17.32 |  | 17.32 |  | 17.32 |  | 17.32 |  | 17.32 |  | 17.32 | 17.32 | Not Coal Steam or O/G Steam | 0.40416 | 0.40416 |  | 3.276%
Grayson Power Plant | California |  |  |  | 377 | 4 | 248 | O/G Steam |  |  |  | Dry bottom wall-fired boiler |  |  |  | 40 | 7.579 | 392006.275 | 28613.4 | 8.1563 | 7.579 |  | 392006.275 | 28613.4 | 7.579 |  | 7.579 |  | 7.579 |  | 7.579 |  | 7.579 |  | 7.579 |  | 7.579 |  | 7.579 | 7.579 | O/G Steam Under 100 MW | 0.038668 | 0.038668 |  | 18.99%
Grayson Power Plant | California |  |  |  | 377 | 5 | 249 | O/G Steam |  |  |  | Dry bottom wall-fired boiler |  |  |  | 40 | 4.869 | 366233.445 | 23400.62 | 4.7033 | 4.869 |  | 366233.445 | 23400.62 | 4.869 |  | 4.869 |  | 4.869 |  | 4.869 |  | 4.869 |  | 4.869 |  | 4.869 |  | 4.869 | 4.869 | O/G Steam Under 100 MW | 0.02659 | 0.02659 |  | 13.73%
Grayson Power Plant | California |  |  |  | 377 | 9 | 89495 | Combustion Turbine |  |  |  | Combustion turbine | Y |  |  |  | 2 | 215826.625 | 20029.18 | 1.4603 | 2 |  | 215826.625 | 20029.18 | 2 |  | 2 |  | 2 |  | 2 |  | 2 |  | 2 |  | 2 |  | 2 | 2 | Not Coal Steam or O/G Steam | 0.018533 | 0.018533 |  | 8.409%
Hanford Energy Park Peaker | California |  |  |  | 55698 | HEP1 | 8954 | Combustion Turbine |  |  |  | Combustion turbine | Y |  |  |  | 0.276 | 32447.322 | 3288.15 | 0.32767 | 0.276 |  | 32447.322 | 3288.15 | 0.276 |  | 0.276 |  | 0.276 |  | 0.276 |  | 0.276 |  | 0.276 |  | 0.276 |  | 0.276 | 0.276 | Not Coal Steam or O/G Steam | 0.017012 | 0.017012 |  | 2.45%
Hanford Energy Park Peaker | California |  |  |  | 55698 | HEP2 | 8956 | Combustion Turbine |  |  |  | Combustion turbine | Y |  |  |  | 0.244 | 35190.396 | 3547.04 | 0.34533 | 0.244 |  | 35190.396 | 3547.04 | 0.244 |  | 0.244 |  | 0.244 |  | 0.244 |  | 0.244 |  | 0.244 |  | 0.244 |  | 0.244 | 0.244 | Not Coal Steam or O/G Steam | 0.013867 | 0.013867 |  | 2.157%
Harbor Generating Station | California |  |  |  | 399 | **10A | 259 | Combined Cycle |  |  |  | Combined cycle | Y |  |  |  | 4.074 | 351851.364 | 36548.97 | 2.4547 | 4.074 |  | 351851.364 | 36548.97 | 4.074 |  | 4.074 |  | 4.074 |  | 2.1111 | Optimize SCR | 2.1111 |  | 2.1111 |  | 2.1111 |  | 2.1111 | 2.1111 | Not Coal Steam or O/G Steam | 0.012 | 0.012 |  | 5.549%
Harbor Generating Station | California |  |  |  | 399 | **10B | 260 | Combined Cycle |  |  |  | Combined cycle | Y |  |  |  | 2.947 | 283262.802 | 31013.98 | 2.4657 | 2.947 |  | 283262.802 | 31013.98 | 2.947 |  | 2.947 |  | 2.947 |  | 1.6996 | Optimize SCR | 1.6996 |  | 1.6996 |  | 1.6996 |  | 1.6996 | 1.6996 | Not Coal Steam or O/G Steam | 0.012 | 0.012 |  | 5.93%
Harbor Generating Station | California |  |  |  | 399 | 10 | 262 | Combustion Turbine |  |  |  | Combustion turbine | Y |  |  |  | 0.716 | 65573.703 | 5930.42 | 0.56033 | 0.716 |  | 65573.703 | 5930.42 | 0.716 |  | 0.716 |  | 0.716 |  | 0.716 |  | 0.716 |  | 0.716 |  | 0.716 |  | 0.716 | 0.716 | Not Coal Steam or O/G Steam | 0.021838 | 0.021838 |  | 2.861%
Harbor Generating Station | California |  |  |  | 399 | 11 | 263 | Combustion Turbine |  |  |  | Combustion turbine | Y |  |  |  | 0.443 | 47936.271 | 4168.67 | 0.373 | 0.443 |  | 47936.271 | 4168.67 | 0.443 |  | 0.443 |  | 0.443 |  | 0.443 |  | 0.443 |  | 0.443 |  | 0.443 |  | 0.443 | 0.443 | Not Coal Steam or O/G Steam | 0.018483 | 0.018483 |  | 1.292%
Harbor Generating Station | California |  |  |  | 399 | 12 | 264 | Combustion Turbine |  |  |  | Combustion turbine | Y |  |  |  | 0.415 | 48501.96 | 4185.62 | 0.48133 | 0.415 |  | 48501.96 | 4185.62 | 0.415 |  | 0.415 |  | 0.415 |  | 0.415 |  | 0.415 |  | 0.415 |  | 0.415 |  | 0.415 | 0.415 | Not Coal Steam or O/G Steam | 0.017113 | 0.017113 |  | 1.857%
Harbor Generating Station | California |  |  |  | 399 | 13 | 265 | Combustion Turbine |  |  |  | Combustion turbine | Y |  |  |  | 0.307 | 35796.043 | 3157.24 | 0.44567 | 0.307 |  | 35796.043 | 3157.24 | 0.307 |  | 0.307 |  | 0.307 |  | 0.307 |  | 0.307 |  | 0.307 |  | 0.307 |  | 0.307 | 0.307 | Not Coal Steam or O/G Steam | 0.017153 | 0.017153 |  | 2.386%
Harbor Generating Station | California |  |  |  | 399 | 14 | 266 | Combustion Turbine |  |  |  | Combustion turbine | Y |  |  |  | 0.345 | 43739.371 | 3743.2 | 0.37933 | 0.345 |  | 43739.371 | 3743.2 | 0.345 |  | 0.345 |  | 0.345 |  | 0.345 |  | 0.345 |  | 0.345 |  | 0.345 |  | 0.345 | 0.345 | Not Coal Steam or O/G Steam | 0.015775 | 0.015775 |  | 2.024%
Haynes Generating Station | California |  |  |  | 400 | 1 | 271 | O/G Steam |  |  |  | Dry bottom wall-fired boiler | Y |  |  | 222 | 0.215 | 330809.18 | 29838.67 | 0.593 | 0.215 |  | 330809.18 | 29838.67 | 0.215 |  | 0.215 |  | 0.215 |  | 0.215 |  | 0.215 |  | 0.215 |  | 0.215 |  | 0.215 | 0.215 | Existing SCR | 0.0012998 | 0.0012998 |  | 7.644%
Haynes Generating Station | California |  |  |  | 400 | 10 | 89434 | Combined Cycle |  |  |  | Combined cycle | Y |  |  |  | 15.124 | 4345722.404 | 624817.65 | 14.796 | 15.124 |  | 4345722.404 | 624817.65 | 15.124 |  | 15.124 |  | 15.124 |  | 15.124 |  | 15.124 |  | 15.124 |  | 15.124 |  | 15.124 | 15.124 | Not Coal Steam or O/G Steam | 0.0069604 | 0.0069604 |  | 57.37%
Haynes Generating Station | California |  |  |  | 400 | 11 | 90755 | Combustion Turbine |  |  |  | Combustion turbine | Y |  |  |  | 1.001 | 204612.663 | 21526.01 | 1.223 | 1.001 |  | 204612.663 | 21526.01 | 1.001 |  | 1.001 |  | 1.001 |  | 1.001 |  | 1.001 |  | 1.001 |  | 1.001 |  | 1.001 | 1.001 | Not Coal Steam or O/G Steam | 0.0097843 | 0.0097843 |  | 8.698%
Haynes Generating Station | California |  |  |  | 400 | 12 | 90756 | Combustion Turbine |  |  |  | Combustion turbine | Y |  |  |  | 2.17 | 533104.864 | 56948.36 | 1.2403 | 2.17 |  | 533104.864 | 56948.36 | 2.17 |  | 2.17 |  | 2.17 |  | 2.17 |  | 2.17 |  | 2.17 |  | 2.17 |  | 2.17 | 2.17 | Not Coal Steam or O/G Steam | 0.008141 | 0.008141 |  | 9.054%
Haynes Generating Station | California |  |  |  | 400 | 13 | 90757 | Combustion Turbine |  |  |  | Combustion turbine | Y |  |  |  | 0.814 | 163514.581 | 17114.52 | 1.3663 | 0.814 |  | 163514.581 | 17114.52 | 0.814 |  | 0.814 |  | 0.814 |  | 0.814 |  | 0.814 |  | 0.814 |  | 0.814 |  | 0.814 | 0.814 | Not Coal Steam or O/G Steam | 0.0099563 | 0.0099563 |  | 9.417%
Haynes Generating Station | California |  |  |  | 400 | 14 | 90758 | Combustion Turbine |  |  |  | Combustion turbine | Y |  |  |  | 0.253 | 55735.758 | 5952.92 | 0.78833 | 0.253 |  | 55735.758 | 5952.92 | 0.253 |  | 0.253 |  | 0.253 |  | 0.253 |  | 0.253 |  | 0.253 |  | 0.253 |  | 0.253 | 0.253 | Not Coal Steam or O/G Steam | 0.0090786 | 0.0090786 |  | 5.728%
Haynes Generating Station | California |  |  |  | 400 | 15 | 90759 | Combustion Turbine |  |  |  | Combustion turbine | Y |  |  |  | 1.926 | 452339.748 | 47818.12 | 1.59 | 1.926 |  | 452339.748 | 47818.12 | 1.926 |  | 1.926 |  | 1.926 |  | 1.926 |  | 1.926 |  | 1.926 |  | 1.926 |  | 1.926 | 1.926 | Not Coal Steam or O/G Steam | 0.0085157 | 0.0085157 |  | 11.06%
Haynes Generating Station | California |  |  |  | 400 | 16 | 90760 | Combustion Turbine |  |  |  | Combustion turbine | Y |  |  |  | 1.261 | 324699.307 | 34098.86 | 1.062 | 1.261 |  | 324699.307 | 34098.86 | 1.261 |  | 1.261 |  | 1.261 |  | 1.261 |  | 1.261 |  | 1.261 |  | 1.261 |  | 1.261 | 1.261 | Not Coal Steam or O/G Steam | 0.0077672 | 0.0077672 |  | 7.831%
Haynes Generating Station | California |  |  |  | 400 | 2 | 272 | O/G Steam |  |  |  | Dry bottom wall-fired boiler | Y |  |  | 222 | 0.664 | 378684.413 | 34932.34 | 0.453 | 0.664 |  | 378684.413 | 34932.34 | 0.664 |  | 0.664 |  | 0.664 |  | 0.664 |  | 0.664 |  | 0.664 |  | 0.664 |  | 0.664 | 0.664 | Existing SCR | 0.0035069 | 0.0035069 |  | 4.299%
Haynes Generating Station | California |  |  |  | 400 | 9 | 89433 | Combined Cycle |  |  |  | Combined cycle | Y |  |  |  | 15.533 | 4747382.223 | 677365.53 | 15.4773 | 15.533 |  | 4747382.223 | 677365.53 | 15.533 |  | 15.533 |  | 15.533 |  | 15.533 |  | 15.533 |  | 15.533 |  | 15.533 |  | 15.533 | 15.533 | Not Coal Steam or O/G Steam | 0.0065438 | 0.0065438 |  | 64.24%
Henrietta Peaker Plant | California |  |  |  | 55807 | HPP1 | 88086 | Combustion Turbine |  |  |  | Combustion turbine | Y |  |  |  | 0.68 | 92622.435 | 9545.08 | 0.686 | 0.68 |  | 92622.435 | 9545.08 | 0.68 |  | 0.68 |  | 0.68 |  | 0.68 |  | 0.68 |  | 0.68 |  | 0.68 |  | 0.68 | 0.68 | Not Coal Steam or O/G Steam | 0.014683 | 0.014683 |  | 4.517%
Henrietta Peaker Plant | California |  |  |  | 55807 | HPP2 | 88087 | Combustion Turbine |  |  |  | Combustion turbine | Y |  |  |  | 0.585 | 82088.084 | 8691.56 | 0.62067 | 0.585 |  | 82088.084 | 8691.56 | 0.585 |  | 0.585 |  | 0.585 |  | 0.585 |  | 0.585 |  | 0.585 |  | 0.585 |  | 0.585 | 0.585 | Not Coal Steam or O/G Steam | 0.014253 | 0.014253 |  | 4.197%
High Desert Power Project | California |  |  |  | 55518 | CTG1 | 4932 | Combined Cycle |  |  |  | Combined cycle | Y |  |  |  | 19.796 | 4858714.015 | 674829.45 | 14.0113 | 19.796 |  | 4858714.015 | 674829.45 | 19.796 |  | 19.796 |  | 19.796 |  | 19.796 |  | 19.796 |  | 19.796 |  | 19.796 |  | 19.796 | 19.796 | Not Coal Steam or O/G Steam | 0.0081487 | 0.0081487 |  | 43.53%
High Desert Power Project | California |  |  |  | 55518 | CTG2 | 4933 | Combined Cycle |  |  |  | Combined cycle | Y |  |  |  | 19.936 | 4849589.015 | 673083.2 | 14.3037 | 19.936 |  | 4849589.015 | 673083.2 | 19.936 |  | 19.936 |  | 19.936 |  | 19.936 |  | 19.936 |  | 19.936 |  | 19.936 |  | 19.936 | 19.936 | Not Coal Steam or O/G Steam | 0.0082217 | 0.0082217 |  | 45.45%
High Desert Power Project | California |  |  |  | 55518 | CTG3 | 4934 | Combined Cycle |  |  |  | Combined cycle | Y |  |  |  | 20.75 | 4977533.202 | 686851.85 | 14.571 | 20.75 |  | 4977533.202 | 686851.85 | 20.75 |  | 20.75 |  | 20.75 |  | 20.75 |  | 20.75 |  | 20.75 |  | 20.75 |  | 20.75 | 20.75 | Not Coal Steam or O/G Steam | 0.0083375 | 0.0083375 |  | 48.4%
Indigo Generation Facility | California |  |  |  | 55541 | 1 | 8640 | Combustion Turbine |  |  |  | Combustion turbine | Y |  |  |  | 0.775 | 88237.327 | 8626.23 | 0.861 | 0.775 |  | 88237.327 | 8626.23 | 0.775 |  | 0.775 |  | 0.775 |  | 0.775 |  | 0.775 |  | 0.775 |  | 0.775 |  | 0.775 | 0.775 | Not Coal Steam or O/G Steam | 0.017566 | 0.017566 |  | 4.913%
Indigo Generation Facility | California |  |  |  | 55541 | 2 | 8642 | Combustion Turbine |  |  |  | Combustion turbine | Y |  |  |  | 0.883 | 86524.738 | 8366.98 | 1.0217 | 0.883 |  | 86524.738 | 8366.98 | 0.883 |  | 0.883 |  | 0.883 |  | 0.883 |  | 0.883 |  | 0.883 |  | 0.883 |  | 0.883 | 0.883 | Not Coal Steam or O/G Steam | 0.02041 | 0.02041 |  | 5.336%
Indigo Generation Facility | California |  |  |  | 55541 | 3 | 8644 | Combustion Turbine |  |  |  | Combustion turbine | Y |  |  |  | 0.756 | 66003.05 | 6753.71 | 0.77267 | 0.756 |  | 66003.05 | 6753.71 | 0.756 |  | 0.756 |  | 0.756 |  | 0.756 |  | 0.756 |  | 0.756 |  | 0.756 |  | 0.756 | 0.756 | Not Coal Steam or O/G Steam | 0.022908 | 0.022908 |  | 3.922%
Ivanpah 1 | California |  |  |  | 57074 | BLR1 | 90615 | Solar Thermal |  |  |  | Other boiler |  |  |  |  | 1.433 | 261978.4 |  | 1.3513 | 1.433 |  | 261978.4 |  | 1.433 |  | 1.433 |  | 1.433 |  | 1.433 |  | 1.433 |  | 1.433 |  | 1.433 |  | 1.433 | 1.433 | Not Coal Steam or O/G Steam | 0.01094 | 0.01094 |  | 26.91%
Ivanpah 2 | California |  |  |  | 57073 | BLR1 | 90614 | Solar Thermal |  |  |  | Other boiler |  |  |  |  | 1.253 | 227073 |  | 1.443 | 1.253 |  | 227073 |  | 1.253 |  | 1.253 |  | 1.253 |  | 1.253 |  | 1.253 |  | 1.253 |  | 1.253 |  | 1.253 | 1.253 | Not Coal Steam or O/G Steam | 0.011036 | 0.011036 |  | 28.62%
Ivanpah 3 | California |  |  |  | 57075 | BLR1 | 90616 | Solar Thermal |  |  |  | Other boiler |  |  |  |  | 1.261 | 227864 |  | 1.2227 | 1.261 |  | 227864 |  | 1.261 |  | 1.261 |  | 1.261 |  | 1.261 |  | 1.261 |  | 1.261 |  | 1.261 |  | 1.261 | 1.261 | Not Coal Steam or O/G Steam | 0.011068 | 0.011068 |  | 24.26%
King City Power Plant | California |  |  |  | 10294 | 2 | 8434 | Combustion Turbine |  |  |  | Combustion turbine | Y |  |  |  | 0.483 | 80054.558 | 7935.71 | 0.41033 | 0.483 |  | 80054.558 | 7935.71 | 0.483 |  | 0.483 |  | 0.483 |  | 0.483 |  | 0.483 |  | 0.483 |  | 0.483 |  | 0.483 | 0.483 | Not Coal Steam or O/G Steam | 0.012067 | 0.012067 |  | 3.222%
King City Power Plant | California |  |  |  | 10294 | GTG | 91323 | Combined Cycle |  |  |  | Combined cycle | Y |  |  |  | 10.73 | 582157.331 | 70843.68 | 6.4187 | 10.73 |  | 582157.331 | 70843.68 | 10.73 |  | 10.73 |  | 10.73 |  | 3.4929 | Optimize SCR | 3.4929 |  | 3.4929 |  | 3.4929 |  | 3.4929 | 3.4929 | Not Coal Steam or O/G Steam | 0.012 | 0.012 |  | 9.129%
Kingsburg Cogen Facility | California |  |  |  | 10405 | 1 | 90775 | Combined Cycle |  |  |  | Combined cycle | Y |  |  |  | 0.821 | 119505.337 | 9297.7 | 0.378 | 0.821 |  | 119505.337 | 9297.7 | 0.821 |  | 0.821 |  | 0.821 |  | 0.71703 | Optimize SCR | 0.71703 |  | 0.71703 |  | 0.71703 |  | 0.71703 | 0.71703 | Not Coal Steam or O/G Steam | 0.012 | 0.012 |  | 3.392%
La Paloma Generating Plant | California |  |  |  | 55151 | CTG-1 | 4024 | Combined Cycle |  |  |  | Combined cycle | Y |  |  |  | 9.666 | 2149348.257 | 287596.26 | 6.4533 | 9.666 |  | 2149348.257 | 287596.26 | 9.666 |  | 9.666 |  | 9.666 |  | 9.666 |  | 9.666 |  | 9.666 |  | 9.666 |  | 9.666 | 9.666 | Not Coal Steam or O/G Steam | 0.0089944 | 0.0089944 |  | 18.81%
La Paloma Generating Plant | California |  |  |  | 55151 | CTG-2 | 4025 | Combined Cycle |  |  |  | Combined cycle | Y |  |  |  | 7.518 | 1884342.23 | 227943.45 | 5.9147 | 7.518 |  | 1884342.23 | 227943.45 | 7.518 |  | 7.518 |  | 7.518 |  | 7.518 |  | 7.518 |  | 7.518 |  | 7.518 |  | 7.518 | 7.518 | Not Coal Steam or O/G Steam | 0.0079794 | 0.0079794 |  | 16.83%
La Paloma Generating Plant | California |  |  |  | 55151 | CTG-3 | 4026 | Combined Cycle |  |  |  | Combined cycle | Y |  |  |  | 5.019 | 2083400.566 | 281795.65 | 3.3717 | 5.019 |  | 2083400.566 | 281795.65 | 5.019 |  | 5.019 |  | 5.019 |  | 5.019 |  | 5.019 |  | 5.019 |  | 5.019 |  | 5.019 | 5.019 | Not Coal Steam or O/G Steam | 0.0048181 | 0.0048181 |  | 15.87%
La Paloma Generating Plant | California |  |  |  | 55151 | CTG-4 | 4027 | Combined Cycle |  |  |  | Combined cycle | Y |  |  |  | 5.973 | 1505091.187 | 198244.28 | 4.0653 | 5.973 |  | 1505091.187 | 198244.28 | 5.973 |  | 5.973 |  | 5.973 |  | 5.973 |  | 5.973 |  | 5.973 |  | 5.973 |  | 5.973 | 5.973 | Not Coal Steam or O/G Steam | 0.0079371 | 0.0079371 |  | 12.47%
Lake | California |  |  |  | 7987 | 01 | 9888 | Combustion Turbine |  |  |  | Combustion turbine | Y |  |  |  | 2.274 | 219394.936 | 22305.69 | 1.6707 | 2.274 |  | 219394.936 | 22305.69 | 2.274 |  | 2.274 |  | 2.274 |  | 2.274 |  | 2.274 |  | 2.274 |  | 2.274 |  | 2.274 | 2.274 | Not Coal Steam or O/G Steam | 0.02073 | 0.02073 |  | 9.549%
Lambie Energy Center | California |  |  |  | 55626 | UNIT1 | 5006 | Combustion Turbine |  |  |  | Combustion turbine | Y |  |  |  | 0.731 | 95736.905 | 9222.85 | 0.73567 | 0.731 |  | 95736.905 | 9222.85 | 0.731 |  | 0.731 |  | 0.731 |  | 0.731 |  | 0.731 |  | 0.731 |  | 0.731 |  | 0.731 | 0.731 | Not Coal Steam or O/G Steam | 0.015271 | 0.015271 |  | 5.065%
Larkspur Energy Faciity | California |  |  |  | 55542 | 1 | 8646 | Combustion Turbine |  |  |  | Combustion turbine | Y |  |  |  | 1.022 | 123260.402 | 11809.64 | 1.303 | 1.022 |  | 123260.402 | 11809.64 | 1.022 |  | 1.022 |  | 1.022 |  | 1.022 |  | 1.022 |  | 1.022 |  | 1.022 |  | 1.022 | 1.022 | Not Coal Steam or O/G Steam | 0.016583 | 0.016583 |  | 8.363%
Larkspur Energy Faciity | California |  |  |  | 55542 | 2 | 8648 | Combustion Turbine |  |  |  | Combustion turbine | Y |  |  |  | 0.826 | 111444.837 | 12068.4 | 1.1657 | 0.826 |  | 111444.837 | 12068.4 | 0.826 |  | 0.826 |  | 0.826 |  | 0.826 |  | 0.826 |  | 0.826 |  | 0.826 |  | 0.826 | 0.826 | Not Coal Steam or O/G Steam | 0.014823 | 0.014823 |  | 7.331%
Live Oak Limited | California |  |  |  | 54768 | GT1 | 91245 | Combustion Turbine |  |  |  | Combustion turbine | Y |  |  |  | 2.309 | 198196.6 | 21545.25 | 12.8317 | 2.309 |  | 198196.6 | 21545.25 | 2.309 |  | 2.309 |  | 2.309 |  | 2.309 |  | 2.309 |  | 2.309 |  | 2.309 |  | 2.309 | 2.309 | Not Coal Steam or O/G Steam | 0.0233 | 0.0233 |  | 8.598%
Lodi Energy Center | California |  |  |  | 57978 | CT1 | 90795 | Combined Cycle |  |  |  | Combined cycle | Y |  |  |  | 20.207 | 6631751.061 | 633900.92 | 11.7257 | 20.207 |  | 6631751.061 | 633900.92 | 20.207 |  | 20.207 |  | 20.207 |  | 20.207 |  | 20.207 |  | 20.207 |  | 20.207 |  | 20.207 | 20.207 | Not Coal Steam or O/G Steam | 0.006094 | 0.006094 |  | 45.13%
Long Beach Generating Station | California |  |  |  | 341 | 1 | 89768 | Combustion Turbine |  |  |  | Combustion turbine | Y |  |  |  | 0.629 | 46793.692 | 2983.91 | 0.888 | 0.629 |  | 46793.692 | 2983.91 | 0.629 |  | 0.629 |  | 0.629 |  | 0.629 |  | 0.629 |  | 0.629 |  | 0.629 |  | 0.629 | 0.629 | Not Coal Steam or O/G Steam | 0.026884 | 0.026884 |  | 1.521%
Long Beach Generating Station | California |  |  |  | 341 | 2 | 89769 | Combustion Turbine |  |  |  | Combustion turbine | Y |  |  |  | 0.539 | 41317.068 | 2575.09 | 0.86967 | 0.539 |  | 41317.068 | 2575.09 | 0.539 |  | 0.539 |  | 0.539 |  | 0.539 |  | 0.539 |  | 0.539 |  | 0.539 |  | 0.539 | 0.539 | Not Coal Steam or O/G Steam | 0.026091 | 0.026091 |  | 1.531%
Long Beach Generating Station | California |  |  |  | 341 | 3 | 89770 | Combustion Turbine |  |  |  | Combustion turbine | Y |  |  |  | 0.572 | 49568.143 | 2918.81 | 0.78267 | 0.572 |  | 49568.143 | 2918.81 | 0.572 |  | 0.572 |  | 0.572 |  | 0.572 |  | 0.572 |  | 0.572 |  | 0.572 |  | 0.572 | 0.572 | Not Coal Steam or O/G Steam | 0.023079 | 0.023079 |  | 1.428%
Long Beach Generating Station | California |  |  |  | 341 | 4 | 89771 | Combustion Turbine |  |  |  | Combustion turbine | Y |  |  |  | 0.596 | 53221.424 | 3029.09 | 0.84567 | 0.596 |  | 53221.424 | 3029.09 | 0.596 |  | 0.596 |  | 0.596 |  | 0.596 |  | 0.596 |  | 0.596 |  | 0.596 |  | 0.596 | 0.596 | Not Coal Steam or O/G Steam | 0.022397 | 0.022397 |  | 1.543%
Los Esteros Critical Energy Facility | California |  |  |  | 55748 | CTG1 | 9250 | Combined Cycle |  |  |  | Combined cycle | Y |  |  |  | 1.371 | 586562.512 | 73168.28 | 0.97267 | 1.371 |  | 586562.512 | 73168.28 | 1.371 |  | 1.371 |  | 1.371 |  | 1.371 |  | 1.371 |  | 1.371 |  | 1.371 |  | 1.371 | 1.371 | Not Coal Steam or O/G Steam | 0.0046747 | 0.0046747 |  | 15.59%
Los Esteros Critical Energy Facility | California |  |  |  | 55748 | CTG2 | 9251 | Combined Cycle |  |  |  | Combined cycle | Y |  |  |  | 0.993 | 387117.34 | 50507.96 | 0.85333 | 0.993 |  | 387117.34 | 50507.96 | 0.993 |  | 0.993 |  | 0.993 |  | 0.993 |  | 0.993 |  | 0.993 |  | 0.993 |  | 0.993 | 0.993 | Not Coal Steam or O/G Steam | 0.0051302 | 0.0051302 |  | 13.89%
Los Esteros Critical Energy Facility | California |  |  |  | 55748 | CTG3 | 9252 | Combined Cycle |  |  |  | Combined cycle | Y |  |  |  | 1.301 | 513171.281 | 63651.5 | 1.085 | 1.301 |  | 513171.281 | 63651.5 | 1.301 |  | 1.301 |  | 1.301 |  | 1.301 |  | 1.301 |  | 1.301 |  | 1.301 |  | 1.301 | 1.301 | Not Coal Steam or O/G Steam | 0.0050704 | 0.0050704 |  | 17.38%
Los Esteros Critical Energy Facility | California |  |  |  | 55748 | CTG4 | 9253 | Combined Cycle |  |  |  | Combined cycle | Y |  |  |  | 1.219 | 485535.848 | 60591.81 | 0.89367 | 1.219 |  | 485535.848 | 60591.81 | 1.219 |  | 1.219 |  | 1.219 |  | 1.219 |  | 1.219 |  | 1.219 |  | 1.219 |  | 1.219 | 1.219 | Not Coal Steam or O/G Steam | 0.0050213 | 0.0050213 |  | 15.66%
Los Medanos Energy Center, LLC | California |  |  |  | 55217 | X724 | 4153 | Combined Cycle |  |  |  | Combined cycle | Y |  |  |  | 21.791 | 5931249.231 | 836859.71 | 15.6807 | 21.791 |  | 5931249.231 | 836859.71 | 21.791 |  | 21.791 |  | 21.791 |  | 21.791 |  | 21.791 |  | 21.791 |  | 21.791 |  | 21.791 | 21.791 | Not Coal Steam or O/G Steam | 0.0073479 | 0.0073479 |  | 48.5%
Los Medanos Energy Center, LLC | California |  |  |  | 55217 | X725 | 4154 | Combined Cycle |  |  |  | Combined cycle | Y |  |  |  | 21.519 | 5900260.975 | 868221.24 | 20.7127 | 21.519 |  | 5900260.975 | 868221.24 | 21.519 |  | 21.519 |  | 21.519 |  | 21.519 |  | 21.519 |  | 21.519 |  | 21.519 |  | 21.519 | 21.519 | Not Coal Steam or O/G Steam | 0.0072943 | 0.0072943 |  | 71.87%
Magnolia Power Project | California |  |  |  | 56046 | 1 | 89568 | Combined Cycle |  |  |  | Combined cycle | Y |  |  |  | 11.55 | 4484119.519 | 617587.19 | 12.0633 | 11.55 |  | 4484119.519 | 617587.19 | 11.55 |  | 11.55 |  | 11.55 |  | 11.55 |  | 11.55 |  | 11.55 |  | 11.55 |  | 11.55 | 11.55 | Not Coal Steam or O/G Steam | 0.0051515 | 0.0051515 |  | 53.82%
Malaga Power | California |  |  |  | 56239 | GT-1 | 89579 | Combustion Turbine |  |  |  | Combustion turbine | Y |  |  |  | 0.722 | 96395.261 | 9900.08 | 0.49667 | 0.722 |  | 96395.261 | 9900.08 | 0.722 |  | 0.722 |  | 0.722 |  | 0.722 |  | 0.722 |  | 0.722 |  | 0.722 |  | 0.722 | 0.722 | Not Coal Steam or O/G Steam | 0.01498 | 0.01498 |  | 3.382%
Malaga Power | California |  |  |  | 56239 | GT-2 | 89580 | Combustion Turbine |  |  |  | Combustion turbine | Y |  |  |  | 0.854 | 113761.045 | 11666.07 | 0.519 | 0.854 |  | 113761.045 | 11666.07 | 0.854 |  | 0.854 |  | 0.854 |  | 0.854 |  | 0.854 |  | 0.854 |  | 0.854 |  | 0.854 | 0.854 | Not Coal Steam or O/G Steam | 0.015014 | 0.015014 |  | 3.722%
Malburg Generating Station | California |  |  |  | 56041 | M1 | 89631 | Combined Cycle |  |  |  | Combined cycle | Y |  |  |  | 4.546 | 1136120.091 | 141923.82 | 4.1583 | 4.546 |  | 1136120.091 | 141923.82 | 4.546 |  | 4.546 |  | 4.546 |  | 4.546 |  | 4.546 |  | 4.546 |  | 4.546 |  | 4.546 | 4.546 | Not Coal Steam or O/G Steam | 0.0080027 | 0.0080027 |  | 50.33%
Malburg Generating Station | California |  |  |  | 56041 | M2 | 89632 | Combined Cycle |  |  |  | Combined cycle | Y |  |  |  | 4.034 | 1177115.192 | 148671.66 | 3.9577 | 4.034 |  | 1177115.192 | 148671.66 | 4.034 |  | 4.034 |  | 4.034 |  | 4.034 |  | 4.034 |  | 4.034 |  | 4.034 |  | 4.034 | 4.034 | Not Coal Steam or O/G Steam | 0.006854 | 0.006854 |  | 50.49%
Mariposa Energy Project | California |  |  |  | 57483 | GT-1 | 90692 | Combustion Turbine |  |  |  | Combustion turbine | Y |  |  |  | 0.902 | 151159.125 | 15575.37 | 0.89433 | 0.902 |  | 151159.125 | 15575.37 | 0.902 |  | 0.902 |  | 0.902 |  | 0.902 |  | 0.902 |  | 0.902 |  | 0.902 |  | 0.902 | 0.902 | Not Coal Steam or O/G Steam | 0.011934 | 0.011934 |  | 8.74%
Mariposa Energy Project | California |  |  |  | 57483 | GT-2 | 90693 | Combustion Turbine |  |  |  | Combustion turbine | Y |  |  |  | 0.825 | 140890.59 | 14393.51 | 0.89167 | 0.825 |  | 140890.59 | 14393.51 | 0.825 |  | 0.825 |  | 0.825 |  | 0.825 |  | 0.825 |  | 0.825 |  | 0.825 |  | 0.825 | 0.825 | Not Coal Steam or O/G Steam | 0.011711 | 0.011711 |  | 8.553%
Mariposa Energy Project | California |  |  |  | 57483 | GT-3 | 90694 | Combustion Turbine |  |  |  | Combustion turbine | Y |  |  |  | 0.763 | 123805.191 | 12792.45 | 0.862 | 0.763 |  | 123805.191 | 12792.45 | 0.763 |  | 0.763 |  | 0.763 |  | 0.763 |  | 0.763 |  | 0.763 |  | 0.763 |  | 0.763 | 0.763 | Not Coal Steam or O/G Steam | 0.012326 | 0.012326 |  | 7.897%
Mariposa Energy Project | California |  |  |  | 57483 | GT-4 | 90695 | Combustion Turbine |  |  |  | Combustion turbine | Y |  |  |  | 0.937 | 143887.05 | 14681.06 | 0.91967 | 0.937 |  | 143887.05 | 14681.06 | 0.937 |  | 0.937 |  | 0.937 |  | 0.937 |  | 0.937 |  | 0.937 |  | 0.937 |  | 0.937 | 0.937 | Not Coal Steam or O/G Steam | 0.013024 | 0.013024 |  | 7.984%
Marsh Landing Generating Station | California |  |  |  | 57267 | 1 | 90637 | Combustion Turbine |  |  |  | Combustion turbine | Y |  |  |  | 0.867 | 224297.797 | 20966.48 | 0.761 | 0.867 |  | 224297.797 | 20966.48 | 0.867 |  | 0.867 |  | 0.867 |  | 0.867 |  | 0.867 |  | 0.867 |  | 0.867 |  | 0.867 | 0.867 | Not Coal Steam or O/G Steam | 0.0077308 | 0.0077308 |  | 2.403%
Marsh Landing Generating Station | California |  |  |  | 57267 | 2 | 90638 | Combustion Turbine |  |  |  | Combustion turbine | Y |  |  |  | 2.273 | 570186.158 | 52744.55 | 1.82 | 2.273 |  | 570186.158 | 52744.55 | 2.273 |  | 2.273 |  | 2.273 |  | 2.273 |  | 2.273 |  | 2.273 |  | 2.273 |  | 2.273 | 2.273 | Not Coal Steam or O/G Steam | 0.0079728 | 0.0079728 |  | 5.838%
Marsh Landing Generating Station | California |  |  |  | 57267 | 3 | 90639 | Combustion Turbine |  |  |  | Combustion turbine | Y |  |  |  | 1.262 | 333250.639 | 30933.49 | 1.053 | 1.262 |  | 333250.639 | 30933.49 | 1.262 |  | 1.262 |  | 1.262 |  | 1.262 |  | 1.262 |  | 1.262 |  | 1.262 |  | 1.262 | 1.262 | Not Coal Steam or O/G Steam | 0.0075739 | 0.0075739 |  | 3.276%
Marsh Landing Generating Station | California |  |  |  | 57267 | 4 | 90640 | Combustion Turbine |  |  |  | Combustion turbine | Y |  |  |  | 2.793 | 840699.2 | 78590.05 | 2.0183 | 2.793 |  | 840699.2 | 78590.05 | 2.793 |  | 2.793 |  | 2.793 |  | 2.793 |  | 2.793 |  | 2.793 |  | 2.793 |  | 2.793 | 2.793 | Not Coal Steam or O/G Steam | 0.0066445 | 0.0066445 |  | 7.412%
McGrath Generating Station | California |  |  |  | 56471 | CT1 | 90074 | Combustion Turbine |  |  |  | Combustion turbine | Y |  |  |  | 0.275 | 37519.988 | 3867.1 | 0.45933 | 0.275 |  | 37519.988 | 3867.1 | 0.275 |  | 0.275 |  | 0.275 |  | 0.275 |  | 0.275 |  | 0.275 |  | 0.275 |  | 0.275 | 0.275 | Not Coal Steam or O/G Steam | 0.014659 | 0.014659 |  | 3.406%
McKittrick Limited | California |  |  |  | 50612 | GT1 | 91284 | Combustion Turbine |  |  |  | Combustion turbine | Y |  |  |  | 1.772 | 160616.475 | 16772.5 | 10.4677 | 1.772 |  | 160616.475 | 16772.5 | 1.772 |  | 1.772 |  | 1.772 |  | 1.772 |  | 1.772 |  | 1.772 |  | 1.772 |  | 1.772 | 1.772 | Not Coal Steam or O/G Steam | 0.022065 | 0.022065 |  | 7.603%
Metcalf Energy Center | California |  |  |  | 55393 | 1 | 4665 | Combined Cycle |  |  |  | Combined cycle | Y |  |  |  | 15.771 | 4316736.344 | 606315.99 | 13.9397 | 15.771 |  | 4316736.344 | 606315.99 | 15.771 |  | 15.771 |  | 15.771 |  | 15.771 |  | 15.771 |  | 15.771 |  | 15.771 |  | 15.771 | 15.771 | Not Coal Steam or O/G Steam | 0.0073069 | 0.0073069 |  | 48.99%
Metcalf Energy Center | California |  |  |  | 55393 | 2 | 4666 | Combined Cycle |  |  |  | Combined cycle | Y |  |  |  | 13.137 | 3629881.292 | 518012.18 | 13.3673 | 13.137 |  | 3629881.292 | 518012.18 | 13.137 |  | 13.137 |  | 13.137 |  | 13.137 |  | 13.137 |  | 13.137 |  | 13.137 |  | 13.137 | 13.137 | Not Coal Steam or O/G Steam | 0.0072383 | 0.0072383 |  | 43.09%
Midway Peaking | California |  |  |  | 56639 | 1 | 90382 | Combustion Turbine |  |  |  | Combustion turbine | Y |  |  |  | 0.509 | 67862.697 | 6176.21 | 0.606 | 0.509 |  | 67862.697 | 6176.21 | 0.509 |  | 0.509 |  | 0.509 |  | 0.509 |  | 0.509 |  | 0.509 |  | 0.509 |  | 0.509 | 0.509 | Not Coal Steam or O/G Steam | 0.015001 | 0.015001 |  | 2.765%
Midway Peaking | California |  |  |  | 56639 | 2 | 90383 | Combustion Turbine |  |  |  | Combustion turbine | Y |  |  |  | 0.473 | 68355.942 | 6159.07 | 0.58067 | 0.473 |  | 68355.942 | 6159.07 | 0.473 |  | 0.473 |  | 0.473 |  | 0.473 |  | 0.473 |  | 0.473 |  | 0.473 |  | 0.473 | 0.473 | Not Coal Steam or O/G Steam | 0.013839 | 0.013839 |  | 2.674%
Mira Loma Generating Station | California |  |  |  | 56473 | CT1 | 90071 | Combustion Turbine |  |  |  | Combustion turbine | Y |  |  |  | 0.69 | 119883.033 | 12149.32 | 0.597 | 0.69 |  | 119883.033 | 12149.32 | 0.69 |  | 0.69 |  | 0.69 |  | 0.69 |  | 0.69 |  | 0.69 |  | 0.69 |  | 0.69 | 0.69 | Not Coal Steam or O/G Steam | 0.011511 | 0.011511 |  | 5.229%
Miramar Energy Facility | California |  |  |  | 56232 | 1 | 89534 | Combustion Turbine |  |  |  | Combustion turbine | Y |  |  |  | 0.492 | 53890.557 | 5402.9 | 0.70467 | 0.492 |  | 53890.557 | 5402.9 | 0.492 |  | 0.492 |  | 0.492 |  | 0.492 |  | 0.492 |  | 0.492 |  | 0.492 |  | 0.492 | 0.492 | Not Coal Steam or O/G Steam | 0.018259 | 0.018259 |  | 4.397%
Miramar Energy Facility | California |  |  |  | 56232 | 2 | 90490 | Combustion Turbine |  |  |  | Combustion turbine | Y |  |  |  | 0.521 | 52555.113 | 5196.36 | 0.852 | 0.521 |  | 52555.113 | 5196.36 | 0.521 |  | 0.521 |  | 0.521 |  | 0.521 |  | 0.521 |  | 0.521 |  | 0.521 |  | 0.521 | 0.521 | Not Coal Steam or O/G Steam | 0.019827 | 0.019827 |  | 5.284%
Moss Landing Power Plant | California |  |  |  | 260 | 1A | 149 | Combined Cycle |  |  |  | Combined cycle | Y |  |  |  | 21.697 | 4854757.922 | 690188.52 | 18.329 | 21.697 |  | 4854757.922 | 690188.52 | 21.697 |  | 21.697 |  | 21.697 |  | 21.697 |  | 21.697 |  | 21.697 |  | 21.697 |  | 21.697 | 21.697 | Not Coal Steam or O/G Steam | 0.0089384 | 0.0089384 |  | 50.49%
Moss Landing Power Plant | California |  |  |  | 260 | 2A | 152 | Combined Cycle |  |  |  | Combined cycle | Y |  |  |  | 20.577 | 4490668.527 | 641113.14 | 18.3277 | 20.577 |  | 4490668.527 | 641113.14 | 20.577 |  | 20.577 |  | 20.577 |  | 20.577 |  | 20.577 |  | 20.577 |  | 20.577 |  | 20.577 | 20.577 | Not Coal Steam or O/G Steam | 0.0091643 | 0.0091643 |  | 53.36%
Moss Landing Power Plant | California |  |  |  | 260 | 3A | 150 | Combined Cycle |  |  |  | Combined cycle | Y |  |  |  | 17.258 | 3749472.993 | 527049.59 | 15.2297 | 17.258 |  | 3749472.993 | 527049.59 | 17.258 |  | 17.258 |  | 17.258 |  | 17.258 |  | 17.258 |  | 17.258 |  | 17.258 |  | 17.258 | 17.258 | Not Coal Steam or O/G Steam | 0.0092056 | 0.0092056 |  | 41.97%
Moss Landing Power Plant | California |  |  |  | 260 | 4A | 153 | Combined Cycle |  |  |  | Combined cycle | Y |  |  |  | 15.944 | 3499048.491 | 491725.97 | 14.8943 | 15.944 |  | 3499048.491 | 491725.97 | 15.944 |  | 15.944 |  | 15.944 |  | 15.944 |  | 15.944 |  | 15.944 |  | 15.944 |  | 15.944 | 15.944 | Not Coal Steam or O/G Steam | 0.0091133 | 0.0091133 |  | 42.27%
Mountainview Generating Station | California |  |  |  | 358 | 3-1 | 89500 | Combined Cycle |  |  |  | Combined cycle | Y |  |  |  | 7.903 | 2395638.308 | 329866.51 | 7.8743 | 7.903 |  | 2395638.308 | 329866.51 | 7.903 |  | 7.903 |  | 7.903 |  | 7.903 |  | 7.903 |  | 7.903 |  | 7.903 |  | 7.903 | 7.903 | Not Coal Steam or O/G Steam | 0.0065978 | 0.0065978 |  | 31.31%
Mountainview Generating Station | California |  |  |  | 358 | 3-2 | 89501 | Combined Cycle |  |  |  | Combined cycle | Y |  |  |  | 7.907 | 2164109.798 | 300069.73 | 7.0057 | 7.907 |  | 2164109.798 | 300069.73 | 7.907 |  | 7.907 |  | 7.907 |  | 7.907 |  | 7.907 |  | 7.907 |  | 7.907 |  | 7.907 | 7.907 | Not Coal Steam or O/G Steam | 0.0073074 | 0.0073074 |  | 29.53%
Mountainview Generating Station | California |  |  |  | 358 | 4-1 | 89502 | Combined Cycle |  |  |  | Combined cycle | Y |  |  |  | 7.564 | 2054241.3 | 280001.38 | 7.2733 | 7.564 |  | 2054241.3 | 280001.38 | 7.564 |  | 7.564 |  | 7.564 |  | 7.564 |  | 7.564 |  | 7.564 |  | 7.564 |  | 7.564 | 7.564 | Not Coal Steam or O/G Steam | 0.0073643 | 0.0073643 |  | 27.75%
Mountainview Generating Station | California |  |  |  | 358 | 4-2 | 89503 | Combined Cycle |  |  |  | Combined cycle | Y |  |  |  | 6.887 | 2012083.167 | 276359.5 | 6.3003 | 6.887 |  | 2012083.167 | 276359.5 | 6.887 |  | 6.887 |  | 6.887 |  | 6.887 |  | 6.887 |  | 6.887 |  | 6.887 |  | 6.887 | 6.887 | Not Coal Steam or O/G Steam | 0.0068456 | 0.0068456 |  | 26.5%
NCPA Combustion Turbine Project #2 | California |  |  |  | 7449 | NA1 | 3117 | Combustion Turbine |  |  |  | Combustion turbine | Y |  |  |  | 1.562 | 200665.541 | 25175.25 | 1.083 | 1.562 |  | 200665.541 | 25175.25 | 1.562 |  | 1.562 |  | 1.562 |  | 1.562 |  | 1.562 |  | 1.562 |  | 1.562 |  | 1.562 | 1.562 | Not Coal Steam or O/G Steam | 0.015568 | 0.015568 |  | 8.491%
Niland Gas Turbine Plant | California |  |  |  | 56569 | 1 | 90279 | Combustion Turbine |  |  |  | Combustion turbine | Y |  |  |  | 1.033 | 268686.283 | 28977.56 | 0.866 | 1.033 |  | 268686.283 | 28977.56 | 1.033 |  | 1.033 |  | 1.033 |  | 1.033 |  | 1.033 |  | 1.033 |  | 1.033 |  | 1.033 | 1.033 | Not Coal Steam or O/G Steam | 0.0076893 | 0.0076893 |  | 15.91%
Niland Gas Turbine Plant | California |  |  |  | 56569 | 2 | 90280 | Combustion Turbine |  |  |  | Combustion turbine | Y |  |  |  | 0.902 | 229439.864 | 24516.98 | 0.96 | 0.902 |  | 229439.864 | 24516.98 | 0.902 |  | 0.902 |  | 0.902 |  | 0.902 |  | 0.902 |  | 0.902 |  | 0.902 |  | 0.902 | 0.902 | Not Coal Steam or O/G Steam | 0.0078626 | 0.0078626 |  | 17.36%
Olive | California |  |  |  | 6013 | 01 | 2677 | O/G Steam |  |  |  | Dry bottom wall-fired boiler | Y |  |  | 44 | [24 empty] | Existing SCR | 0 | 0
Olive | California |  |  |  | 6013 | 02 | 2678 | O/G Steam |  |  |  | Dry bottom wall-fired boiler | Y |  |  | 55 | [24 empty] | Existing SCR | 0 | 0
Orange Grove Project | California |  |  |  | 56914 | CTG1 | 90426 | Combustion Turbine |  |  |  | Combustion turbine | Y |  |  |  | 0.252 | 51579.681 | 5004.37 | 0.299 | 0.252 |  | 51579.681 | 5004.37 | 0.252 |  | 0.252 |  | 0.252 |  | 0.252 |  | 0.252 |  | 0.252 |  | 0.252 |  | 0.252 | 0.252 | Not Coal Steam or O/G Steam | 0.0097713 | 0.0097713 |  | 2.612%
Orange Grove Project | California |  |  |  | 56914 | CTG2 | 90427 | Combustion Turbine |  |  |  | Combustion turbine | Y |  |  |  | 0.279 | 55780.441 | 5463.79 | 0.253 | 0.279 |  | 55780.441 | 5463.79 | 0.279 |  | 0.279 |  | 0.279 |  | 0.279 |  | 0.279 |  | 0.279 |  | 0.279 |  | 0.279 | 0.279 | Not Coal Steam or O/G Steam | 0.010004 | 0.010004 |  | 2.539%
Ormond Beach Power, LLC. | California |  |  |  | 350 | 1 | 229 | O/G Steam | 1 | 2024 | 2024 | Dry bottom wall-fired boiler | Y |  |  | 741 | 6.801 | 1712276.874 | 146724.03 | 5.958 | 6.801 |  | 1712276.874 | 146724.03 | 6.801 |  | 6.801 |  | 6.801 |  | 6.801 |  | 6.801 |  | 6.801 |  | 6.801 |  | 6.801 | 6.801 | Existing SCR | 0.0079438 | 0.0079438 |  | 5.361%
Ormond Beach Power, LLC. | California |  |  |  | 350 | 2 | 230 | O/G Steam | 1 | 2024 | 2024 | Dry bottom wall-fired boiler | Y |  |  | 750 | 9.629 | 2871317.958 | 252988.56 | 8.5377 | 9.629 |  | 2871317.958 | 252988.56 | 9.629 |  | 9.629 |  | 9.629 |  | 9.629 |  | 9.629 |  | 9.629 |  | 9.629 |  | 9.629 | 9.629 | Existing SCR | 0.006707 | 0.006707 |  | 8.326%
Otay Mesa Energy Center, LLC | California |  |  |  | 55345 | CTG-1 | 4523 | Combined Cycle |  |  |  | Combined cycle | Y |  |  |  | 8.353 | 3021980.483 | 431329.78 | 7.459 | 8.353 |  | 3021980.483 | 431329.78 | 8.353 |  | 8.353 |  | 8.353 |  | 8.353 |  | 8.353 |  | 8.353 |  | 8.353 |  | 8.353 | 8.353 | Not Coal Steam or O/G Steam | 0.0055282 | 0.0055282 |  | 30.79%
Otay Mesa Energy Center, LLC | California |  |  |  | 55345 | CTG-2 | 4524 | Combined Cycle |  |  |  | Combined cycle | Y |  |  |  | 9.719 | 3483425.071 | 493245.15 | 7.7957 | 9.719 |  | 3483425.071 | 493245.15 | 9.719 |  | 9.719 |  | 9.719 |  | 9.719 |  | 9.719 |  | 9.719 |  | 9.719 |  | 9.719 | 9.719 | Not Coal Steam or O/G Steam | 0.0055801 | 0.0055801 |  | 34.71%
Palomar Energy Center | California |  |  |  | 55985 | CTG1 | 89252 | Combined Cycle |  |  |  | Combined cycle | Y |  |  |  | 11.412 | 3308907.697 | 475800.6 | 9.9373 | 11.412 |  | 3308907.697 | 475800.6 | 11.412 |  | 11.412 |  | 11.412 |  | 11.412 |  | 11.412 |  | 11.412 |  | 11.412 |  | 11.412 | 11.412 | Not Coal Steam or O/G Steam | 0.0068977 | 0.0068977 |  | 39.73%
Palomar Energy Center | California |  |  |  | 55985 | CTG2 | 89253 | Combined Cycle |  |  |  | Combined cycle | Y |  |  |  | 11.673 | 3354085.603 | 486337.22 | 9.4633 | 11.673 |  | 3354085.603 | 486337.22 | 11.673 |  | 11.673 |  | 11.673 |  | 11.673 |  | 11.673 |  | 11.673 |  | 11.673 |  | 11.673 | 11.673 | Not Coal Steam or O/G Steam | 0.0069605 | 0.0069605 |  | 38.48%
Panoche Energy Center | California |  |  |  | 56803 | 1 | 90388 | Combustion Turbine |  |  |  | Combustion turbine | Y |  |  |  | 2.951 | 694334.188 | 78461.87 | 2.9167 | 2.951 |  | 694334.188 | 78461.87 | 2.951 |  | 2.951 |  | 2.951 |  | 2.951 |  | 2.951 |  | 2.951 |  | 2.951 |  | 2.951 | 2.951 | Not Coal Steam or O/G Steam | 0.0085002 | 0.0085002 |  | 17.55%
Panoche Energy Center | California |  |  |  | 56803 | 2 | 90389 | Combustion Turbine |  |  |  | Combustion turbine | Y |  |  |  | 3.453 | 749337.112 | 83831.32 | 3.346 | 3.453 |  | 749337.112 | 83831.32 | 3.453 |  | 3.453 |  | 3.453 |  | 3.453 |  | 3.453 |  | 3.453 |  | 3.453 |  | 3.453 | 3.453 | Not Coal Steam or O/G Steam | 0.0092161 | 0.0092161 |  | 18.99%
Panoche Energy Center | California |  |  |  | 56803 | 3 | 90390 | Combustion Turbine |  |  |  | Combustion turbine | Y |  |  |  | 3.463 | 730628.392 | 82700.43 | 3.2347 | 3.463 |  | 730628.392 | 82700.43 | 3.463 |  | 3.463 |  | 3.463 |  | 3.463 |  | 3.463 |  | 3.463 |  | 3.463 |  | 3.463 | 3.463 | Not Coal Steam or O/G Steam | 0.0094795 | 0.0094795 |  | 18.47%
Panoche Energy Center | California |  |  |  | 56803 | 4 | 90391 | Combustion Turbine |  |  |  | Combustion turbine | Y |  |  |  | 3.341 | 749833.805 | 83677.1 | 3.4017 | 3.341 |  | 749833.805 | 83677.1 | 3.341 |  | 3.341 |  | 3.341 |  | 3.341 |  | 3.341 |  | 3.341 |  | 3.341 |  | 3.341 | 3.341 | Not Coal Steam or O/G Steam | 0.0089113 | 0.0089113 |  | 18.72%
Pastoria Energy Facility | California |  |  |  | 55656 | CT001 | 8770 | Combined Cycle |  |  |  | Combined cycle | Y |  |  |  | 15.687 | 4580193.971 | 517250.62 | 14.6977 | 15.687 |  | 4580193.971 | 517250.62 | 15.687 |  | 15.687 |  | 15.687 |  | 15.687 |  | 15.687 |  | 15.687 |  | 15.687 |  | 15.687 | 15.687 | Not Coal Steam or O/G Steam | 0.0068499 | 0.0068499 |  | 60.85%
Pastoria Energy Facility | California |  |  |  | 55656 | CT002 | 8772 | Combined Cycle |  |  |  | Combined cycle | Y |  |  |  | 16.153 | 4593017.301 | 523079.38 | 16.1087 | 16.153 |  | 4593017.301 | 523079.38 | 16.153 |  | 16.153 |  | 16.153 |  | 16.153 |  | 16.153 |  | 16.153 |  | 16.153 |  | 16.153 | 16.153 | Not Coal Steam or O/G Steam | 0.0070337 | 0.0070337 |  | 59.06%
Pastoria Energy Facility | California |  |  |  | 55656 | CT004 | 8774 | Combined Cycle |  |  |  | Combined cycle | Y |  |  |  | 18.699 | 5357938.048 | 716406.48 | 16.137 | 18.699 |  | 5357938.048 | 716406.48 | 18.699 |  | 18.699 |  | 18.699 |  | 18.699 |  | 18.699 |  | 18.699 |  | 18.699 |  | 18.699 | 18.699 | Not Coal Steam or O/G Steam | 0.0069799 | 0.0069799 |  | 64.7%
Pio Pico Energy Center LLC | California |  |  |  | 57555 | CTG1 | 90696 | Combustion Turbine |  |  |  | Combustion turbine | Y |  |  |  | 0.561 | 94078.32 | 9507.77 | 0.752 | 0.561 |  | 94078.32 | 9507.77 | 0.561 |  | 0.561 |  | 0.561 |  | 0.561 |  | 0.561 |  | 0.561 |  | 0.561 |  | 0.561 | 0.561 | Not Coal Steam or O/G Steam | 0.011926 | 0.011926 |  | 3.515%
Pio Pico Energy Center LLC | California |  |  |  | 57555 | CTG2 | 90697 | Combustion Turbine |  |  |  | Combustion turbine | Y |  |  |  | 0.887 | 156329.85 | 16445.83 | 1.0927 | 0.887 |  | 156329.85 | 16445.83 | 0.887 |  | 0.887 |  | 0.887 |  | 0.887 |  | 0.887 |  | 0.887 |  | 0.887 |  | 0.887 | 0.887 | Not Coal Steam or O/G Steam | 0.011348 | 0.011348 |  | 5.047%
Pio Pico Energy Center LLC | California |  |  |  | 57555 | CTG3 | 90698 | Combustion Turbine |  |  |  | Combustion turbine | Y |  |  |  | 0.759 | 137261.362 | 14599.29 | 0.91767 | 0.759 |  | 137261.362 | 14599.29 | 0.759 |  | 0.759 |  | 0.759 |  | 0.759 |  | 0.759 |  | 0.759 |  | 0.759 |  | 0.759 | 0.759 | Not Coal Steam or O/G Steam | 0.011059 | 0.011059 |  | 4.406%
Procter and Gamble Power Plant | California |  |  |  | 7551 | 1A | 3129 | Combined Cycle |  |  |  | Combined cycle | Y |  |  |  | 4.267 | 1173337.064 | 136977.56 | 4.5897 | 4.267 |  | 1173337.064 | 136977.56 | 4.267 |  | 4.267 |  | 4.267 |  | 4.267 |  | 4.267 |  | 4.267 |  | 4.267 |  | 4.267 | 4.267 | Not Coal Steam or O/G Steam | 0.0072733 | 0.0072733 |  | 57.5%
Procter and Gamble Power Plant | California |  |  |  | 7551 | 1B | 3130 | Combined Cycle |  |  |  | Combined cycle | Y |  |  |  | 5.135 | 1429616.556 | 156607.93 | 4.2693 | 5.135 |  | 1429616.556 | 156607.93 | 5.135 |  | 5.135 |  | 5.135 |  | 5.135 |  | 5.135 |  | 5.135 |  | 5.135 |  | 5.135 | 5.135 | Not Coal Steam or O/G Steam | 0.0071837 | 0.0071837 |  | 56.96%
Procter and Gamble Power Plant | California |  |  |  | 7551 | 1C | 3131 | Combustion Turbine |  |  |  | Combustion turbine | Y |  |  |  | 0.703 | 145613.339 | 15746.89 | 0.57467 | 0.703 |  | 145613.339 | 15746.89 | 0.703 |  | 0.703 |  | 0.703 |  | 0.703 |  | 0.703 |  | 0.703 |  | 0.703 |  | 0.703 | 0.703 | Not Coal Steam or O/G Steam | 0.0096557 | 0.0096557 |  | 6.214%
Redding Power Plant | California |  |  |  | 7307 | 5 | 9189 | Combined Cycle |  |  |  | Combined cycle | Y |  |  |  | 1.116 | 802430.097 | 100618.21 | 1.1363 | 1.116 |  | 802430.097 | 100618.21 | 1.116 |  | 1.116 |  | 1.116 |  | 1.116 |  | 1.116 |  | 1.116 |  | 1.116 |  | 1.116 | 1.116 | Not Coal Steam or O/G Steam | 0.0027816 | 0.0027816 |  | 34.13%
Redding Power Plant | California |  |  |  | 7307 | 6 | 89746 | Combined Cycle |  |  |  | Combustion turbine | Y |  |  |  | 1.115 | 767357.452 | 94289.75 | 1.1567 | 1.115 |  | 767357.452 | 94289.75 | 1.115 |  | 1.115 |  | 1.115 |  | 1.115 |  | 1.115 |  | 1.115 |  | 1.115 |  | 1.115 | 1.115 | Not Coal Steam or O/G Steam | 0.0029061 | 0.0029061 |  | 33.24%
Ripon Generation Station | California |  |  |  | 56135 | 1 | 89441 | Combustion Turbine |  |  |  | Combustion turbine | Y |  |  |  | 0.772 | 128989.086 | 11223.18 | 0.51467 | 0.772 |  | 128989.086 | 11223.18 | 0.772 |  | 0.772 |  | 0.772 |  | 0.772 |  | 0.772 |  | 0.772 |  | 0.772 |  | 0.772 | 0.772 | Not Coal Steam or O/G Steam | 0.01197 | 0.01197 |  | 5.059%
Ripon Generation Station | California |  |  |  | 56135 | 2 | 89442 | Combustion Turbine |  |  |  | Combustion turbine | Y |  |  |  | 0.601 | 98054.868 | 9383.06 | 0.41367 | 0.601 |  | 98054.868 | 9383.06 | 0.601 |  | 0.601 |  | 0.601 |  | 0.601 |  | 0.601 |  | 0.601 |  | 0.601 |  | 0.601 | 0.601 | Not Coal Steam or O/G Steam | 0.012258 | 0.012258 |  | 3.883%
Riverside Energy Resource Center | California |  |  |  | 56143 | 1 | 89663 | Combustion Turbine |  |  |  | Combustion turbine | Y |  |  |  | 0.676 | 132341.258 | 13165.42 | 0.712 | 0.676 |  | 132341.258 | 13165.42 | 0.676 |  | 0.676 |  | 0.676 |  | 0.676 |  | 0.676 |  | 0.676 |  | 0.676 |  | 0.676 | 0.676 | Not Coal Steam or O/G Steam | 0.010216 | 0.010216 |  | 7.61%
Riverside Energy Resource Center | California |  |  |  | 56143 | 2 | 89664 | Combustion Turbine |  |  |  | Combustion turbine | Y |  |  |  | 0.566 | 104781.196 | 9932.36 | 0.54433 | 0.566 |  | 104781.196 | 9932.36 | 0.566 |  | 0.566 |  | 0.566 |  | 0.566 |  | 0.566 |  | 0.566 |  | 0.566 |  | 0.566 | 0.566 | Not Coal Steam or O/G Steam | 0.010803 | 0.010803 |  | 5.867%
Riverside Energy Resource Center | California |  |  |  | 56143 | 3 | 90688 | Combustion Turbine |  |  |  | Combustion turbine | Y |  |  |  | 0.411 | 75544.162 | 7226.17 | 0.45467 | 0.411 |  | 75544.162 | 7226.17 | 0.411 |  | 0.411 |  | 0.411 |  | 0.411 |  | 0.411 |  | 0.411 |  | 0.411 |  | 0.411 | 0.411 | Not Coal Steam or O/G Steam | 0.010881 | 0.010881 |  | 4.631%
Riverside Energy Resource Center | California |  |  |  | 56143 | 4 | 90690 | Combustion Turbine |  |  |  | Combustion turbine | Y |  |  |  | 0.407 | 72143.61 | 7033.24 | 0.459 | 0.407 |  | 72143.61 | 7033.24 | 0.407 |  | 0.407 |  | 0.407 |  | 0.407 |  | 0.407 |  | 0.407 |  | 0.407 |  | 0.407 | 0.407 | Not Coal Steam or O/G Steam | 0.011283 | 0.011283 |  | 4.527%
Riverview Energy Center | California |  |  |  | 55963 | 1 | 88362 | Combustion Turbine |  |  |  | Combustion turbine | Y |  |  |  | 1.094 | 131386.739 | 12582.89 | 0.93667 | 1.094 |  | 131386.739 | 12582.89 | 1.094 |  | 1.094 |  | 1.094 |  | 1.094 |  | 1.094 |  | 1.094 |  | 1.094 |  | 1.094 | 1.094 | Not Coal Steam or O/G Steam | 0.016653 | 0.016653 |  | 6.571%
Roseville Energy Park | California |  |  |  | 56298 | CT001 | 89721 | Combined Cycle |  |  |  | Combined cycle | Y |  |  |  | 3.442 | 1199382.219 | 151748.83 | 2.3977 | 3.442 |  | 1199382.219 | 151748.83 | 3.442 |  | 3.442 |  | 3.442 |  | 3.442 |  | 3.442 |  | 3.442 |  | 3.442 |  | 3.442 | 3.442 | Not Coal Steam or O/G Steam | 0.0057396 | 0.0057396 |  | 29.66%
Roseville Energy Park | California |  |  |  | 56298 | CT002 | 89722 | Combined Cycle |  |  |  | Combined cycle | Y |  |  |  | 4.041 | 1212491.089 | 147311.62 | 2.5493 | 4.041 |  | 1212491.089 | 147311.62 | 4.041 |  | 4.041 |  | 4.041 |  | 4.041 |  | 4.041 |  | 4.041 |  | 4.041 |  | 4.041 | 4.041 | Not Coal Steam or O/G Steam | 0.0066656 | 0.0066656 |  | 30.02%
Russell City Energy Company LLC | California |  |  |  | 56467 | CT1 | 89932 | Combined Cycle |  |  |  | Combined cycle | Y |  |  |  | 1.762 | 429258.14 | 61092.02 | 4.1417 | 1.762 |  | 429258.14 | 61092.02 | 1.762 |  | 1.762 |  | 1.762 |  | 1.762 |  | 1.762 |  | 1.762 |  | 1.762 |  | 1.762 | 1.762 | Not Coal Steam or O/G Steam | 0.0082095 | 0.0082095 |  | 13.4%
Russell City Energy Company LLC | California |  |  |  | 56467 | CT2 | 89933 | Combined Cycle |  |  |  | Combined cycle | Y |  |  |  | 2.648 | 556201.521 | 76072.73 | 4.568 | 2.648 |  | 556201.521 | 76072.73 | 2.648 |  | 2.648 |  | 2.648 |  | 2.648 |  | 2.648 |  | 2.648 |  | 2.648 |  | 2.648 | 2.648 | Not Coal Steam or O/G Steam | 0.0095217 | 0.0095217 |  | 13.22%
Salinas River Cogeneration Facility | California |  |  |  | 50865 | 1 | 89975 | Combustion Turbine |  |  |  | Combustion turbine | Y |  |  |  | 9.913 | 1504279.811 | 111185.67 | 7.3977 | 9.913 |  | 1504279.811 | 111185.67 | 9.913 |  | 9.913 |  | 9.913 |  | 9.913 |  | 9.913 |  | 9.913 |  | 9.913 |  | 9.913 | 9.913 | Not Coal Steam or O/G Steam | 0.01318 | 0.01318 |  | 71.14%
Sargent Canyon Cogen Facility | California |  |  |  | 50864 | 1 | 89974 | Combustion Turbine |  |  | 2023 | Combustion turbine | Y | [7 empty] | 0 | Y | 0 | 0 | 0 |  | 0 |  | 0 |  | 0 |  | 0 |  | 0 |  | 0 |  | 0 | 0 | Not Coal Steam or O/G Steam | 0 | 0
Scattergood Generating Station | California |  |  |  | 404 | 1 | 277 | O/G Steam | 12 | 2024 | 2025 | Dry bottom wall-fired boiler | Y |  |  | 112 | 0.781 | 338705.729 | 30248.38 | 0.41267 | 0.781 |  | 338705.729 | 30248.38 | 0.781 |  | 0.781 |  | 0.781 |  | 0.781 |  | 0.781 |  | 0.781 |  | 0.781 |  | 0.781 | 0.781 | Existing SCR | 0.0046117 | 0.0046117 |  | 8.078%
Scattergood Generating Station | California |  |  |  | 404 | 2 | 278 | O/G Steam | 12 | 2024 | 2025 | Dry bottom wall-fired boiler | Y |  |  | 156 | 0.514 | 5163.145 | 0 | 1.0633 | 0.514 |  | 5163.145 | 0 | 0.514 |  | 0.514 |  | 0.514 |  | 0.077447 | Optimize SCR | 0.077447 |  | 0.077447 |  | 0.077447 |  | 0.077447 | 0.077447 | Existing SCR | 0.03 | 0.03 |  | 8.832%
Scattergood Generating Station | California |  |  |  | 404 | 4 | 90958 | Combined Cycle |  |  |  | Combined cycle | Y |  |  |  | 16.679 | 5903375.337 | 839603.25 | 13.2013 | 16.679 |  | 5903375.337 | 839603.25 | 16.679 |  | 16.679 |  | 16.679 |  | 16.679 |  | 16.679 |  | 16.679 |  | 16.679 |  | 16.679 | 16.679 | Not Coal Steam or O/G Steam | 0.0056507 | 0.0056507 |  | 61.45%
Scattergood Generating Station | California |  |  |  | 404 | 6 | 90959 | Combustion Turbine |  |  |  | Combustion turbine | Y |  |  |  | 1.105 | 239237.405 | 24174.1 | 1.2953 | 1.105 |  | 239237.405 | 24174.1 | 1.105 |  | 1.105 |  | 1.105 |  | 1.105 |  | 1.105 |  | 1.105 |  | 1.105 |  | 1.105 | 1.105 | Not Coal Steam or O/G Steam | 0.0092377 | 0.0092377 |  | 9.071%
Scattergood Generating Station | California |  |  |  | 404 | 7 | 90960 | Combustion Turbine |  |  |  | Combustion turbine | Y |  |  |  | 0.539 | 120971.041 | 12314.55 | 0.984 | 0.539 |  | 120971.041 | 12314.55 | 0.539 |  | 0.539 |  | 0.539 |  | 0.539 |  | 0.539 |  | 0.539 |  | 0.539 |  | 0.539 | 0.539 | Not Coal Steam or O/G Steam | 0.0089112 | 0.0089112 |  | 7.081%
Sentinel Energy Center, LLC | California |  |  |  | 57482 | 1 | 90714 | Combustion Turbine |  |  |  | Combustion turbine | Y |  |  |  | 2.065 | 409998.61 | 44609.01 | 1.8677 | 2.065 |  | 409998.61 | 44609.01 | 2.065 |  | 2.065 |  | 2.065 |  | 2.065 |  | 2.065 |  | 2.065 |  | 2.065 |  | 2.065 | 2.065 | Not Coal Steam or O/G Steam | 0.010073 | 0.010073 |  | 10.22%
Sentinel Energy Center, LLC | California |  |  |  | 57482 | 2 | 90715 | Combustion Turbine |  |  |  | Combustion turbine | Y |  |  |  | 1.459 | 284108.743 | 31239.07 | 1.817 | 1.459 |  | 284108.743 | 31239.07 | 1.459 |  | 1.459 |  | 1.459 |  | 1.459 |  | 1.459 |  | 1.459 |  | 1.459 |  | 1.459 | 1.459 | Not Coal Steam or O/G Steam | 0.010271 | 0.010271 |  | 10.55%
Sentinel Energy Center, LLC | California |  |  |  | 57482 | 3 | 90716 | Combustion Turbine |  |  |  | Combustion turbine | Y |  |  |  | 1.729 | 348757.288 | 37584.49 | 1.705 | 1.729 |  | 348757.288 | 37584.49 | 1.729 |  | 1.729 |  | 1.729 |  | 1.729 |  | 1.729 |  | 1.729 |  | 1.729 |  | 1.729 | 1.729 | Not Coal Steam or O/G Steam | 0.0099152 | 0.0099152 |  | 9.09%
Sentinel Energy Center, LLC | California |  |  |  | 57482 | 4 | 90717 | Combustion Turbine |  |  |  | Combustion turbine | Y |  |  |  | 1.821 | 368270.48 | 39582.99 | 1.756 | 1.821 |  | 368270.48 | 39582.99 | 1.821 |  | 1.821 |  | 1.821 |  | 1.821 |  | 1.821 |  | 1.821 |  | 1.821 |  | 1.821 | 1.821 | Not Coal Steam or O/G Steam | 0.0098895 | 0.0098895 |  | 9.8%
Sentinel Energy Center, LLC | California |  |  |  | 57482 | 5 | 90718 | Combustion Turbine |  |  |  | Combustion turbine | Y |  |  |  | 2.216 | 447997.419 | 48390.67 | 1.8427 | 2.216 |  | 447997.419 | 48390.67 | 2.216 |  | 2.216 |  | 2.216 |  | 2.216 |  | 2.216 |  | 2.216 |  | 2.216 |  | 2.216 | 2.216 | Not Coal Steam or O/G Steam | 0.0098929 | 0.0098929 |  | 10.24%
Sentinel Energy Center, LLC | California |  |  |  | 57482 | 6 | 90719 | Combustion Turbine |  |  |  | Combustion turbine | Y |  |  |  | 2.02 | 414414.66 | 45097.78 | 1.827 | 2.02 |  | 414414.66 | 45097.78 | 2.02 |  | 2.02 |  | 2.02 |  | 2.02 |  | 2.02 |  | 2.02 |  | 2.02 |  | 2.02 | 2.02 | Not Coal Steam or O/G Steam | 0.0097487 | 0.0097487 |  | 10.87%
Sentinel Energy Center, LLC | California |  |  |  | 57482 | 7 | 90720 | Combustion Turbine |  |  |  | Combustion turbine | Y |  |  |  | 2.275 | 385255.363 | 41788.91 | 2.1717 | 2.275 |  | 385255.363 | 41788.91 | 2.275 |  | 2.275 |  | 2.275 |  | 2.275 |  | 2.275 |  | 2.275 |  | 2.275 |  | 2.275 | 2.275 | Not Coal Steam or O/G Steam | 0.01181 | 0.01181 |  | 11.85%
Sentinel Energy Center, LLC | California |  |  |  | 57482 | 8 | 90721 | Combustion Turbine |  |  |  | Combustion turbine | Y |  |  |  | 1.678 | 359106.233 | 39630.17 | 1.9797 | 1.678 |  | 359106.233 | 39630.17 | 1.678 |  | 1.678 |  | 1.678 |  | 1.678 |  | 1.678 |  | 1.678 |  | 1.678 |  | 1.678 | 1.678 | Not Coal Steam or O/G Steam | 0.0093454 | 0.0093454 |  | 10.6%
Stanton Energy Reliability Center | California |  |  |  | 60698 | D1 | 91348 | Combustion Turbine |  |  |  | Combustion turbine | Y |  |  |  | 0.014 | 2768.472 | 254.84 | 0.25833 | 0.014 |  | 2768.472 | 254.84 | 0.014 |  | 0.014 |  | 0.014 |  | 0.014 |  | 0.014 |  | 0.014 |  | 0.014 |  | 0.014 | 0.014 | Not Coal Steam or O/G Steam | 0.010114 | 0.010114 |  | 3.3%
Stanton Energy Reliability Center | California |  |  |  | 60698 | D7 | 91349 | Combustion Turbine |  |  |  | Combustion turbine | Y |  |  |  | 0.013 | 2382.737 | 209.41 | 0.24133 | 0.013 |  | 2382.737 | 209.41 | 0.013 |  | 0.013 |  | 0.013 |  | 0.013 |  | 0.013 |  | 0.013 |  | 0.013 |  | 0.013 | 0.013 | Not Coal Steam or O/G Steam | 0.010912 | 0.010912 |  | 3.512%
Sunrise Power Company | California |  |  |  | 55182 | CTG1 | 8458 | Combined Cycle |  |  |  | Combined cycle | Y |  |  |  | 17.926 | 4288844.967 | 631596.49 | 13.459 | 17.926 |  | 4288844.967 | 631596.49 | 17.926 |  | 17.926 |  | 17.926 |  | 17.926 |  | 17.926 |  | 17.926 |  | 17.926 |  | 17.926 | 17.926 | Not Coal Steam or O/G Steam | 0.0083594 | 0.0083594 |  | 50.12%
Sunrise Power Company | California |  |  |  | 55182 | CTG2 | 8460 | Combined Cycle |  |  |  | Combined cycle | Y |  |  |  | 16.239 | 4328413.448 | 645437.87 | 11.7773 | 16.239 |  | 4328413.448 | 645437.87 | 16.239 |  | 16.239 |  | 16.239 |  | 16.239 |  | 16.239 |  | 16.239 |  | 16.239 |  | 16.239 | 16.239 | Not Coal Steam or O/G Steam | 0.0075034 | 0.0075034 |  | 48.93%
Tracy Combined Cycle Power Plant | California |  |  |  | 55933 | TPP1 | 88312 | Combined Cycle |  |  |  | Combined cycle | Y |  |  |  | 6.31 | 1484122.582 | 187032.22 | 7.5463 | 6.31 |  | 1484122.582 | 187032.22 | 6.31 |  | 6.31 |  | 6.31 |  | 6.31 |  | 6.31 |  | 6.31 |  | 6.31 |  | 6.31 | 6.31 | Not Coal Steam or O/G Steam | 0.0085033 | 0.0085033 |  | 26.01%
Tracy Combined Cycle Power Plant | California |  |  |  | 55933 | TPP2 | 88313 | Combined Cycle |  |  |  | Combined cycle | Y |  |  |  | 10.258 | 1923329.755 | 241537.51 | 8.2707 | 10.258 |  | 1923329.755 | 241537.51 | 10.258 |  | 10.258 |  | 10.258 |  | 10.258 |  | 10.258 |  | 10.258 |  | 10.258 |  | 10.258 | 10.258 | Not Coal Steam or O/G Steam | 0.010667 | 0.010667 |  | 31.16%
Valley Generating Station | California |  |  |  | 408 | 5 | 284 | Combustion Turbine |  |  |  | Combustion turbine | Y |  |  |  | 0.511 | 42603.642 | 3899.52 | 0.558 | 0.511 |  | 42603.642 | 3899.52 | 0.511 |  | 0.511 |  | 0.511 |  | 0.511 |  | 0.511 |  | 0.511 |  | 0.511 |  | 0.511 | 0.511 | Not Coal Steam or O/G Steam | 0.023989 | 0.023989 |  | 2.827%
Valley Generating Station | California |  |  |  | 408 | 6 | 89304 | Combined Cycle |  |  |  | Combined cycle | Y |  |  |  | 9.849 | 1809190.502 | 258559.15 | 11.3917 | 9.849 |  | 1809190.502 | 258559.15 | 9.849 |  | 9.849 |  | 9.849 |  | 9.849 |  | 9.849 |  | 9.849 |  | 9.849 |  | 9.849 | 9.849 | Not Coal Steam or O/G Steam | 0.010888 | 0.010888 |  | 28.42%
Valley Generating Station | California |  |  |  | 408 | 7 | 89305 | Combined Cycle |  |  |  | Combined cycle | Y |  |  |  | 12.037 | 2608070.113 | 368103.61 | 9.0543 | 12.037 |  | 2608070.113 | 368103.61 | 12.037 |  | 12.037 |  | 12.037 |  | 12.037 |  | 12.037 |  | 12.037 |  | 12.037 |  | 12.037 | 12.037 | Not Coal Steam or O/G Steam | 0.0092306 | 0.0092306 |  | 24.77%
Walnut Creek Energy Park | California |  |  |  | 57515 | GT1 | 90677 | Combustion Turbine |  |  |  | Combustion turbine | Y |  |  |  | 1.702 | 261105.318 | 29863.2 | 2.3883 | 1.702 |  | 261105.318 | 29863.2 | 1.702 |  | 1.702 |  | 1.702 |  | 1.702 |  | 1.702 |  | 1.702 |  | 1.702 |  | 1.702 | 1.702 | Not Coal Steam or O/G Steam | 0.013037 | 0.013037 |  | 12.84%
Walnut Creek Energy Park | California |  |  |  | 57515 | GT2 | 90678 | Combustion Turbine |  |  |  | Combustion turbine | Y |  |  |  | 1.257 | 217050.882 | 24809.12 | 1.885 | 1.257 |  | 217050.882 | 24809.12 | 1.257 |  | 1.257 |  | 1.257 |  | 1.257 |  | 1.257 |  | 1.257 |  | 1.257 |  | 1.257 | 1.257 | Not Coal Steam or O/G Steam | 0.011583 | 0.011583 |  | 10.67%
Walnut Creek Energy Park | California |  |  |  | 57515 | GT3 | 90679 | Combustion Turbine |  |  |  | Combustion turbine | Y |  |  |  | 1.469 | 237904.816 | 27284.84 | 1.989 | 1.469 |  | 237904.816 | 27284.84 | 1.469 |  | 1.469 |  | 1.469 |  | 1.469 |  | 1.469 |  | 1.469 |  | 1.469 |  | 1.469 | 1.469 | Not Coal Steam or O/G Steam | 0.012349 | 0.012349 |  | 10.9%
Walnut Creek Energy Park | California |  |  |  | 57515 | GT4 | 90680 | Combustion Turbine |  |  |  | Combustion turbine | Y |  |  |  | 1.285 | 211851.583 | 23746.91 | 1.8863 | 1.285 |  | 211851.583 | 23746.91 | 1.285 |  | 1.285 |  | 1.285 |  | 1.285 |  | 1.285 |  | 1.285 |  | 1.285 |  | 1.285 | 1.285 | Not Coal Steam or O/G Steam | 0.012131 | 0.012131 |  | 10.46%
Walnut Creek Energy Park | California |  |  |  | 57515 | GT5 | 90681 | Combustion Turbine |  |  |  | Combustion turbine | Y |  |  |  | 1.151 | 204160.821 | 23040.2 | 1.8433 | 1.151 |  | 204160.821 | 23040.2 | 1.151 |  | 1.151 |  | 1.151 |  | 1.151 |  | 1.151 |  | 1.151 |  | 1.151 |  | 1.151 | 1.151 | Not Coal Steam or O/G Steam | 0.011275 | 0.011275 |  | 11.43%
Walnut Energy Center | California |  |  |  | 56078 | 1 | 89628 | Combined Cycle |  |  |  | Combined cycle | Y |  |  |  | 8.385 | 2460559.143 | 307318.55 | 7.159 | 8.385 |  | 2460559.143 | 307318.55 | 8.385 |  | 8.385 |  | 8.385 |  | 8.385 |  | 8.385 |  | 8.385 |  | 8.385 |  | 8.385 | 8.385 | Not Coal Steam or O/G Steam | 0.0068155 | 0.0068155 |  | 55.16%
Walnut Energy Center | California |  |  |  | 56078 | 2 | 89629 | Combined Cycle |  |  |  | Combined cycle | Y |  |  |  | 8.744 | 2572599.766 | 321855.34 | 7.92 | 8.744 |  | 2572599.766 | 321855.34 | 8.744 |  | 8.744 |  | 8.744 |  | 8.744 |  | 8.744 |  | 8.744 |  | 8.744 |  | 8.744 | 8.744 | Not Coal Steam or O/G Steam | 0.0067978 | 0.0067978 |  | 61%
Wolfskill Energy Center | California |  |  |  | 55855 | UNIT1 | 10241 | Combustion Turbine |  |  |  | Combustion turbine | Y |  |  |  | 0.701 | 69842.079 | 6713.3 | 0.50667 | 0.701 |  | 69842.079 | 6713.3 | 0.701 |  | 0.701 |  | 0.701 |  | 0.701 |  | 0.701 |  | 0.701 |  | 0.701 |  | 0.701 | 0.701 | Not Coal Steam or O/G Steam | 0.020074 | 0.020074 |  | 3.031%
Woodland Generation Station | California |  |  |  | 7266 | 1 | 3065 | Combustion Turbine |  |  |  | Combustion turbine | Y |  |  |  | 0.803 | 148483.254 | 15559.37 | 1.0933 | 0.803 |  | 148483.254 | 15559.37 | 0.803 |  | 0.803 |  | 0.803 |  | 0.803 |  | 0.803 |  | 0.803 |  | 0.803 |  | 0.803 | 0.803 | Not Coal Steam or O/G Steam | 0.010816 | 0.010816 |  | 12.38%
Woodland Generation Station | California |  |  |  | 7266 | 2 | 9046 | Combined Cycle |  |  |  | Combined cycle | Y |  |  |  | 3.732 | 1135870.488 | 123271.78 | 4.1393 | 3.732 |  | 1135870.488 | 123271.78 | 3.732 |  | 3.732 |  | 3.732 |  | 3.732 |  | 3.732 |  | 3.732 |  | 3.732 |  | 3.732 | 3.732 | Not Coal Steam or O/G Steam | 0.0065712 | 0.0065712 |  | 47.94%
Yuba City Energy Center | California |  |  |  | 10349 | 2 | 8436 | Combustion Turbine |  |  |  | Combustion turbine | Y |  |  |  | 340.935 | 679615.741 | 67692.38 | 118.8487 | 340.935 |  | 679615.741 | 67692.38 | 340.935 |  | 340.935 |  | 340.935 |  | 10.1942 | Optimize SCR | 10.1942 |  | 10.1942 |  | 10.1942 |  | 10.1942 | 10.1942 | Not Coal Steam or O/G Steam | 0.03 | 0.03 |  | 24.17%
Arapahoe Combustion Turbine Facility | Colorado |  |  |  | 55200 | CT5 | 4124 | Combined Cycle |  |  |  | Combined cycle | Y |  |  |  | 4.302 | 425948.612 | 51088.97 | 4.3667 | 4.302 |  | 425948.612 | 51088.97 | 4.302 |  | 4.302 |  | 4.302 |  | 2.5557 | Optimize SCR | 2.5557 |  | 2.5557 |  | 2.5557 |  | 2.5557 | 2.5557 | Not Coal Steam or O/G Steam | 0.012 | 0.012 |  | 20.09%
Arapahoe Combustion Turbine Facility | Colorado |  |  |  | 55200 | CT6 | 4125 | Combined Cycle |  |  |  | Combined cycle | Y |  |  |  | 4.867 | 456931.816 | 52603.32 | 5.23 | 4.867 |  | 456931.816 | 52603.32 | 4.867 |  | 4.867 |  | 4.867 |  | 2.7416 | Optimize SCR | 2.7416 |  | 2.7416 |  | 2.7416 |  | 2.7416 | 2.7416 | Not Coal Steam or O/G Steam | 0.012 | 0.012 |  | 21.13%
Blue Spruce Energy Center | Colorado |  |  |  | 55645 | CT-01 | 8706 | Combustion Turbine |  |  |  | Combustion turbine |  |  |  |  | 13.946 | 629604.806 | 51174.25 | 16.9813 | 13.946 |  | 629604.806 | 51174.25 | 13.946 |  | 13.946 |  | 13.946 |  | 13.946 |  | 13.946 |  | 13.946 |  | 13.946 |  | 13.946 | 13.946 | Not Coal Steam or O/G Steam | 0.044301 | 0.044301 |  | 10.25%
Blue Spruce Energy Center | Colorado |  |  |  | 55645 | CT-02 | 8708 | Combustion Turbine |  |  |  | Combustion turbine |  |  |  |  | 11.001 | 585544.335 | 50095.66 | 14.782 | 11.001 |  | 585544.335 | 50095.66 | 11.001 |  | 11.001 |  | 11.001 |  | 11.001 |  | 11.001 |  | 11.001 |  | 11.001 |  | 11.001 | 11.001 | Not Coal Steam or O/G Steam | 0.037575 | 0.037575 |  | 8.467%
Brush Power Projects | Colorado |  |  |  | 10682 | GT2 | 3576 | Combustion Turbine |  |  |  | Combustion turbine |  |  |  |  | 3.603 | 79617.154 | 4971.66 | 4.592 | 3.603 |  | 79617.154 | 4971.66 | 3.603 |  | 3.603 |  | 3.603 |  | 3.603 |  | 3.603 |  | 3.603 |  | 3.603 |  | 3.603 | 3.603 | Not Coal Steam or O/G Steam | 0.090508 | 0.090508 |  | 3.96%
Brush Power Projects | Colorado |  |  |  | 10682 | GT4 | 4142 | Combined Cycle |  |  |  | Combined cycle |  |  |  |  | 14.542 | 338447.886 | 29429.24 | 12.3877 | 14.542 |  | 338447.886 | 29429.24 | 14.542 |  | 14.542 |  | 14.542 |  | 14.542 |  | 14.542 |  | 14.542 |  | 14.542 |  | 14.542 | 14.542 | Not Coal Steam or O/G Steam | 0.085933 | 0.085933 |  | 9.249%
Brush Power Projects | Colorado |  |  |  | 10682 | GT5 | 4143 | Combined Cycle |  |  |  | Combined cycle |  |  |  |  | 14.326 | 338420.847 | 29397.06 | 12.412 | 14.326 |  | 338420.847 | 29397.06 | 14.326 |  | 14.326 |  | 14.326 |  | 14.326 |  | 14.326 |  | 14.326 |  | 14.326 |  | 14.326 | 14.326 | Not Coal Steam or O/G Steam | 0.084664 | 0.084664 |  | 9.286%
Cherokee | Colorado |  |  |  | 469 | 4 | 298 | O/G Steam |  |  | 2028 | Tangentially-fired |  |  |  | 310 | 215.667 | 5379487.921 | 537508.05 | 233.5253 | 215.667 |  | 5379487.921 | 537508.05 | 215.667 |  | 215.667 |  | 215.667 |  | 215.667 |  | 215.667 |  | 215.667 |  | 215.667 |  | 148.1797 | 80.6923 | O/G Steam SCR Retrofit | 0.080181 | 0.03 |  | 37.68%
Cherokee | Colorado |  |  |  | 469 | 5 | 90850 | Combined Cycle |  |  |  | Combined cycle | Y |  |  |  | 24.68 | 4088082.918 | 578382.13 | 25.528 | 24.68 |  | 4088082.918 | 578382.13 | 24.68 |  | 24.68 |  | 24.68 |  | 24.5285 | Optimize SCR | 24.5285 |  | 24.5285 |  | 24.5285 |  | 24.5285 | 24.5285 | Not Coal Steam or O/G Steam | 0.012 | 0.012 |  | 44.55%
Cherokee | Colorado |  |  |  | 469 | 6 | 90851 | Combined Cycle |  |  |  | Combined cycle | Y |  |  |  | 22.838 | 3845895.515 | 543810.97 | 25.025 | 22.838 |  | 3845895.515 | 543810.97 | 22.838 |  | 22.838 |  | 22.838 |  | 22.838 |  | 22.838 |  | 22.838 |  | 22.838 |  | 22.838 | 22.838 | Not Coal Steam or O/G Steam | 0.011877 | 0.011877 |  | 48.45%
Comanche (470) | Colorado |  |  |  | 470 | 1 | 299 | Coal Steam |  |  | 2023 | Tangentially-fired |  |  |  | 366 | 503.728 | 8764441.365 | 899373.22 | 503.566 | 0 | Y | 0 | 0 | 0 |  | 0 |  | 0 |  | 0 |  | 0 |  | 0 |  | 0 |  | 0 | 0 | Retired | 0 | 0 |  | 63.2%
Comanche (470) | Colorado |  |  |  | 470 | 2 | 300 | Coal Steam |  |  | 2026 | Dry bottom wall-fired boiler |  |  |  | 335 | 806.057 | 11043686.842 | 1032882.04 | 767.836 | 806.057 |  | 11043686.842 | 1032882.04 | 806.057 |  | 806.057 |  | 806.057 |  | 806.057 |  | 806.057 |  | 806.057 |  | 806.057 |  | 541.0746 | 276.0922 | Coal Steam SCR Retrofit | 0.14598 | 0.05 |  | 63.04%
Comanche (470) | Colorado |  |  |  | 470 | 3 | 89734 | Coal Steam |  |  |  | Tangentially-fired | Y |  |  | 750 | 601.314 | 18519910.289 | 2076139.49 | 413.8777 | 601.314 |  | 18519910.289 | 2076139.49 | 601.314 |  | 601.314 |  | 601.314 |  | 601.314 |  | 601.314 |  | 601.314 |  | 601.314 |  | 601.314 | 601.314 | Existing SCR | 0.064937 | 0.064937 |  | 38.04%
Craig | Colorado |  |  |  | 6021 | C1 | 2684 | Coal Steam |  |  | 2026 | Dry bottom wall-fired boiler |  |  |  | 427 | 1181.145 | 10120966.023 | 983152.42 | 1262.0283 | 1181.145 |  | 10120966.023 | 983152.42 | 1181.145 |  | 1181.145 |  | 1181.145 |  | 1181.145 |  | 1181.145 |  | 1181.145 |  | 1181.145 |  | 717.0846 | 253.0242 | Coal Steam SCR Retrofit | 0.23341 | 0.05 |  | 54.03%
Craig | Colorado |  |  |  | 6021 | C2 | 2685 | Coal Steam | 9 | 2028 | 2029 | Dry bottom wall-fired boiler | Y |  |  | 410 | 411.091 | 12322682.5 | 1164779.43 | 368.2907 | 411.091 |  | 12322682.5 | 1164779.43 | 411.091 |  | 411.091 |  | 411.091 |  | 411.091 |  | 411.091 |  | 411.091 |  | 411.091 |  | 411.091 | 411.091 | Existing SCR | 0.066721 | 0.066721 |  | 58.83%
Craig | Colorado |  |  |  | 6021 | C3 | 2686 | Coal Steam | 12 | 2029 | 2030 | Dry bottom wall-fired boiler |  | Y |  | 448 | 906.536 | 8832822.506 | 962879.9 | 1054.059 | 906.536 |  | 8832822.506 | 962879.9 | 906.536 |  | 906.536 |  | 906.536 |  | 906.536 |  | 906.536 |  | 906.536 |  | 906.536 |  | 563.6783 | 220.8206 | Coal Steam SCR Retrofit | 0.20527 | 0.05 |  | 48.65%
Fort St. Vrain | Colorado |  |  |  | 6112 | 2 | 2779 | Combined Cycle |  |  |  | Combined cycle | Y |  |  |  | 56.572 | 3934070.132 | 515727.06 | 66.7913 | 56.572 |  | 3934070.132 | 515727.06 | 56.572 |  | 56.572 |  | 56.572 |  | 23.6044 | Optimize SCR | 23.6044 |  | 23.6044 |  | 23.6044 |  | 23.6044 | 23.6044 | Not Coal Steam or O/G Steam | 0.012 | 0.012 |  | 52.23%
Fort St. Vrain | Colorado |  |  |  | 6112 | 3 | 2780 | Combined Cycle |  |  |  | Combined cycle | Y |  |  |  | 62.193 | 3627232.225 | 456399.4 | 70.095 | 62.193 |  | 3627232.225 | 456399.4 | 62.193 |  | 62.193 |  | 62.193 |  | 21.7634 | Optimize SCR | 21.7634 |  | 21.7634 |  | 21.7634 |  | 21.7634 | 21.7634 | Not Coal Steam or O/G Steam | 0.012 | 0.012 |  | 51.63%
Fort St. Vrain | Colorado |  |  |  | 6112 | 4 | 2781 | Combined Cycle |  |  |  | Combined cycle | Y |  |  |  | 22.816 | 3772067.094 | 489629.73 | 25.5947 | 22.816 |  | 3772067.094 | 489629.73 | 22.816 |  | 22.816 |  | 22.816 |  | 22.6324 | Optimize SCR | 22.6324 |  | 22.6324 |  | 22.6324 |  | 22.6324 | 22.6324 | Not Coal Steam or O/G Steam | 0.012 | 0.012 |  | 50.5%
Fort St. Vrain | Colorado |  |  |  | 6112 | 5 | 90254 | Combustion Turbine |  |  |  | Combustion turbine |  |  |  |  | 1.931 | 102946.117 | 8587.94 | 4.801 | 1.931 |  | 102946.117 | 8587.94 | 1.931 |  | 1.931 |  | 1.931 |  | 1.931 |  | 1.931 |  | 1.931 |  | 1.931 |  | 1.931 | 1.931 | Not Coal Steam or O/G Steam | 0.037515 | 0.037515 |  | 4.245%
Fort St. Vrain | Colorado |  |  |  | 6112 | 6 | 90255 | Combustion Turbine |  |  |  | Combustion turbine |  |  |  |  | 1.799 | 98470.157 | 7912.17 | 4.2507 | 1.799 |  | 98470.157 | 7912.17 | 1.799 |  | 1.799 |  | 1.799 |  | 1.799 |  | 1.799 |  | 1.799 |  | 1.799 |  | 1.799 | 1.799 | Not Coal Steam or O/G Steam | 0.036539 | 0.036539 |  | 4.217%
Fountain Valley Power Plant | Colorado |  |  |  | 55453 | 1 | 4790 | Combustion Turbine |  |  |  | Combustion turbine |  |  |  |  | 5.101 | 78316.232 | 6981.84 | 5.638 | 5.101 |  | 78316.232 | 6981.84 | 5.101 |  | 5.101 |  | 5.101 |  | 5.101 |  | 5.101 |  | 5.101 |  | 5.101 |  | 5.101 | 5.101 | Not Coal Steam or O/G Steam | 0.13027 | 0.13027 |  | 5.857%
Fountain Valley Power Plant | Colorado |  |  |  | 55453 | 2 | 4791 | Combustion Turbine |  |  |  | Combustion turbine |  |  |  |  | 5.178 | 85299.55 | 7498.94 | 4.7577 | 5.178 |  | 85299.55 | 7498.94 | 5.178 |  | 5.178 |  | 5.178 |  | 5.178 |  | 5.178 |  | 5.178 |  | 5.178 |  | 5.178 | 5.178 | Not Coal Steam or O/G Steam | 0.12141 | 0.12141 |  | 5.513%
Fountain Valley Power Plant | Colorado |  |  |  | 55453 | 3 | 4792 | Combustion Turbine |  |  |  | Combustion turbine |  |  |  |  | 5.3 | 79143.714 | 7053.02 | 5.6663 | 5.3 |  | 79143.714 | 7053.02 | 5.3 |  | 5.3 |  | 5.3 |  | 5.3 |  | 5.3 |  | 5.3 |  | 5.3 |  | 5.3 | 5.3 | Not Coal Steam or O/G Steam | 0.13393 | 0.13393 |  | 6.067%
Fountain Valley Power Plant | Colorado |  |  |  | 55453 | 4 | 4793 | Combustion Turbine |  |  |  | Combustion turbine |  |  |  |  | 4.054 | 72014.036 | 6529.76 | 3.835 | 4.054 |  | 72014.036 | 6529.76 | 4.054 |  | 4.054 |  | 4.054 |  | 4.054 |  | 4.054 |  | 4.054 |  | 4.054 |  | 4.054 | 4.054 | Not Coal Steam or O/G Steam | 0.11259 | 0.11259 |  | 4.894%
Fountain Valley Power Plant | Colorado |  |  |  | 55453 | 5 | 4794 | Combustion Turbine |  |  |  | Combustion turbine |  |  |  |  | 4.233 | 73983.099 | 6549.78 | 4.357 | 4.233 |  | 73983.099 | 6549.78 | 4.233 |  | 4.233 |  | 4.233 |  | 4.233 |  | 4.233 |  | 4.233 |  | 4.233 |  | 4.233 | 4.233 | Not Coal Steam or O/G Steam | 0.11443 | 0.11443 |  | 5.313%
Fountain Valley Power Plant | Colorado |  |  |  | 55453 | 6 | 4795 | Combustion Turbine |  |  |  | Combustion turbine |  |  |  |  | 0.175 | 2449.52 | 211.01 | 3.1533 | 0.175 |  | 2449.52 | 211.01 | 0.175 |  | 0.175 |  | 0.175 |  | 0.175 |  | 0.175 |  | 0.175 |  | 0.175 |  | 0.175 | 0.175 | Not Coal Steam or O/G Steam | 0.14289 | 0.14289 |  | 3.874%
Frank Knutson Station | Colorado |  |  |  | 55505 | BR1 | 4905 | Combustion Turbine |  |  |  | Combustion turbine |  |  |  |  | 4.302 | 302289.646 | 24331.86 | 3.4253 | 4.302 |  | 302289.646 | 24331.86 | 4.302 |  | 4.302 |  | 4.302 |  | 4.302 |  | 4.302 |  | 4.302 |  | 4.302 |  | 4.302 | 4.302 | Not Coal Steam or O/G Steam | 0.028463 | 0.028463 |  | 6.509%
Frank Knutson Station | Colorado |  |  |  | 55505 | BR2 | 4906 | Combustion Turbine |  |  |  | Combustion turbine |  |  |  |  | 7.078 | 569730.526 | 46476.75 | 4.5487 | 7.078 |  | 569730.526 | 46476.75 | 7.078 |  | 7.078 |  | 7.078 |  | 7.078 |  | 7.078 |  | 7.078 |  | 7.078 |  | 7.078 | 7.078 | Not Coal Steam or O/G Steam | 0.024847 | 0.024847 |  | 9.602%
Front Range Power Plant | Colorado |  |  |  | 55283 | 1 | 4422 | Combined Cycle |  |  |  | Combined cycle |  |  |  |  | 70.981 | 4630071.106 | 572801.14 | 81.8187 | 70.981 |  | 4630071.106 | 572801.14 | 70.981 |  | 70.981 |  | 70.981 |  | 70.981 |  | 70.981 |  | 70.981 |  | 70.981 |  | 70.981 | 70.981 | Not Coal Steam or O/G Steam | 0.030661 | 0.030661 |  | 65.98%
Front Range Power Plant | Colorado |  |  |  | 55283 | 2 | 4423 | Combined Cycle |  |  |  | Combined cycle |  |  |  |  | 69.959 | 4090495.604 | 549909.48 | 71.9457 | 69.959 |  | 4090495.604 | 549909.48 | 69.959 |  | 69.959 |  | 69.959 |  | 69.959 |  | 69.959 |  | 69.959 |  | 69.959 |  | 69.959 | 69.959 | Not Coal Steam or O/G Steam | 0.034206 | 0.034206 |  | 55.69%
Hayden | Colorado |  |  |  | 525 | H1 | 317 | Coal Steam |  |  | 2029 | Dry bottom wall-fired boiler | Y |  |  | 179 | 108.276 | 4633317.981 | 430531.32 | 123.844 | 108.276 |  | 4633317.981 | 430531.32 | 108.276 |  | 108.276 |  | 108.276 |  | 108.276 |  | 108.276 |  | 108.276 |  | 108.276 |  | 108.276 | 108.276 | Existing SCR | 0.046738 | 0.046738 |  | 52.42%
Hayden | Colorado |  |  |  | 525 | H2 | 318 | Coal Steam |  |  | 2028 | Tangentially-fired | Y |  |  | 262 | 202.285 | 7725748.674 | 770462.34 | 168.6697 | 202.285 |  | 7725748.674 | 770462.34 | 202.285 |  | 202.285 |  | 202.285 |  | 202.285 |  | 202.285 |  | 202.285 |  | 202.285 |  | 202.285 | 202.285 | Existing SCR | 0.052366 | 0.052366 |  | 56.94%
J M Shafer | Colorado |  |  |  | 50707 | S001 | 90505 | Combined Cycle |  |  |  | Combined cycle |  |  |  |  | 38.752 | 863508.815 | 83993.98 | 32.66 | 38.752 |  | 863508.815 | 83993.98 | 38.752 |  | 38.752 |  | 38.752 |  | 38.752 |  | 38.752 |  | 38.752 |  | 38.752 |  | 38.752 | 38.752 | Not Coal Steam or O/G Steam | 0.089755 | 0.089755 |  | 31.25%
J M Shafer | Colorado |  |  |  | 50707 | S002 | 90506 | Combined Cycle |  |  |  | Combined cycle |  |  |  |  | 30.656 | 654194.321 | 72061.35 | 27.229 | 30.656 |  | 654194.321 | 72061.35 | 30.656 |  | 30.656 |  | 30.656 |  | 30.656 |  | 30.656 |  | 30.656 |  | 30.656 |  | 30.656 | 30.656 | Not Coal Steam or O/G Steam | 0.093721 | 0.093721 |  | 24.17%
J M Shafer | Colorado |  |  |  | 50707 | S003 | 90507 | Combined Cycle |  |  |  | Combined cycle |  |  |  |  | 34.724 | 785659.34 | 85419.15 | 30.0323 | 34.724 |  | 785659.34 | 85419.15 | 34.724 |  | 34.724 |  | 34.724 |  | 34.724 |  | 34.724 |  | 34.724 |  | 34.724 |  | 34.724 | 34.724 | Not Coal Steam or O/G Steam | 0.088395 | 0.088395 |  | 30.83%
J M Shafer | Colorado |  |  |  | 50707 | S004 | 90509 | Combined Cycle |  |  |  | Combined cycle |  |  |  |  | 36.854 | 793450.903 | 72442.31 | 29.9023 | 36.854 |  | 793450.903 | 72442.31 | 36.854 |  | 36.854 |  | 36.854 |  | 36.854 |  | 36.854 |  | 36.854 |  | 36.854 |  | 36.854 | 36.854 | Not Coal Steam or O/G Steam | 0.092895 | 0.092895 |  | 28.75%
J M Shafer | Colorado |  |  |  | 50707 | S005 | 90508 | Combined Cycle |  |  |  | Combined cycle |  |  |  |  | 32.489 | 722300.758 | 76157.76 | 28.1273 | 32.489 |  | 722300.758 | 76157.76 | 32.489 |  | 32.489 |  | 32.489 |  | 32.489 |  | 32.489 |  | 32.489 |  | 32.489 |  | 32.489 | 32.489 | Not Coal Steam or O/G Steam | 0.08996 | 0.08996 |  | 28.16%
Limon Generating Station | Colorado |  |  |  | 55504 | L1 | 4903 | Combustion Turbine |  |  |  | Combustion turbine |  |  |  |  | 3.238 | 274965.966 | 21297.5 | 2.566 | 3.238 |  | 274965.966 | 21297.5 | 3.238 |  | 3.238 |  | 3.238 |  | 3.238 |  | 3.238 |  | 3.238 |  | 3.238 |  | 3.238 | 3.238 | Not Coal Steam or O/G Steam | 0.023552 | 0.023552 |  | 5.49%
Limon Generating Station | Colorado |  |  |  | 55504 | L2 | 4904 | Combustion Turbine |  |  |  | Combustion turbine |  |  |  |  | 7.737 | 545318.742 | 41830.29 | 4.3787 | 7.737 |  | 545318.742 | 41830.29 | 7.737 |  | 7.737 |  | 7.737 |  | 7.737 |  | 7.737 |  | 7.737 |  | 7.737 |  | 7.737 | 7.737 | Not Coal Steam or O/G Steam | 0.028376 | 0.028376 |  | 8.042%
Manchief Generating Station | Colorado |  |  |  | 55127 | CT1 | 3958 | Combustion Turbine |  |  |  | Combustion turbine |  |  |  |  | 19.038 | 664019.216 | 60232.81 | 25.027 | 19.038 |  | 664019.216 | 60232.81 | 19.038 |  | 19.038 |  | 19.038 |  | 19.038 |  | 19.038 |  | 19.038 |  | 19.038 |  | 19.038 | 19.038 | Not Coal Steam or O/G Steam | 0.057342 | 0.057342 |  | 16.03%
Manchief Generating Station | Colorado |  |  |  | 55127 | CT2 | 3959 | Combustion Turbine |  |  |  | Combustion turbine |  |  |  |  | 14.519 | 473493.23 | 44545.61 | 18.9663 | 14.519 |  | 473493.23 | 44545.61 | 14.519 |  | 14.519 |  | 14.519 |  | 14.519 |  | 14.519 |  | 14.519 |  | 14.519 |  | 14.519 | 14.519 | Not Coal Steam or O/G Steam | 0.061327 | 0.061327 |  | 11.61%
Martin Drake | Colorado |  |  |  | 492 | 6 | 314 | Coal Steam |  |  | 2023 | Dry bottom wall-fired boiler |  |  |  | 77 | 263.501 | 2528785.486 | 210162 | 168.1693 | 0 | Y | 0 | 0 | 0 |  | 0 |  | 0 |  | 0 |  | 0 |  | 0 |  | 0 |  | 0 | 0 | Retired | 0 | 0 |  | 41%
Martin Drake | Colorado |  |  |  | 492 | 7 | 315 | Coal Steam |  |  | 2023 | Dry bottom wall-fired boiler |  |  |  | 131 | 75.84 | 1301705.698 | 117118.96 | 133.759 | 0 | Y | 0 | 0 | 0 |  | 0 |  | 0 |  | 0 |  | 0 |  | 0 |  | 0 |  | 0 | 0 | Retired | 0 | 0 |  | 26.31%
Pawnee | Colorado |  |  |  | 6248 | 1 | 2866 | Coal Steam |  |  |  | Dry bottom wall-fired boiler | Y |  |  | 505 | 395.869 | 14148304.551 | 1343109.69 | 373.0507 | 395.869 |  | 14148304.551 | 1343109.69 | 395.869 |  | 395.869 |  | 395.869 |  | 395.869 |  | 395.869 |  | 395.869 |  | 395.869 |  | 395.869 | 395.869 | Existing SCR | 0.05596 | 0.05596 |  | 57.01%
Pueblo Airport Generating Station | Colorado |  |  |  | 56998 | CT01 | 90496 | Combustion Turbine |  |  |  | Combustion turbine | Y |  |  |  | 4.322 | 968961.609 | 95281.67 | 2.614 | 4.322 |  | 968961.609 | 95281.67 | 4.322 |  | 4.322 |  | 4.322 |  | 4.322 |  | 4.322 |  | 4.322 |  | 4.322 |  | 4.322 | 4.322 | Not Coal Steam or O/G Steam | 0.0089209 | 0.0089209 |  | 19.38%
Pueblo Airport Generating Station | Colorado |  |  |  | 56998 | CT02 | 90497 | Combustion Turbine |  |  |  | Combustion turbine | Y |  |  |  | 2.219 | 445974.252 | 46578.73 | 5.101 | 2.219 |  | 445974.252 | 46578.73 | 2.219 |  | 2.219 |  | 2.219 |  | 2.219 |  | 2.219 |  | 2.219 |  | 2.219 |  | 2.219 | 2.219 | Not Coal Steam or O/G Steam | 0.0099512 | 0.0099512 |  | 14.75%
Pueblo Airport Generating Station | Colorado |  |  |  | 56998 | CT04 | 90499 | Combined Cycle |  |  |  | Combined cycle | Y |  |  |  | 2.549 | 953222.472 | 86475.6 | 2.42 | 2.549 |  | 953222.472 | 86475.6 | 2.549 |  | 2.549 |  | 2.549 |  | 2.549 |  | 2.549 |  | 2.549 |  | 2.549 |  | 2.549 | 2.549 | Not Coal Steam or O/G Steam | 0.0053482 | 0.0053482 |  | 63.57%
Pueblo Airport Generating Station | Colorado |  |  |  | 56998 | CT05 | 90557 | Combined Cycle |  |  |  | Combined cycle | Y |  |  |  | 1.82 | 918526.104 | 83421.61 | 1.8567 | 1.82 |  | 918526.104 | 83421.61 | 1.82 |  | 1.82 |  | 1.82 |  | 1.82 |  | 1.82 |  | 1.82 |  | 1.82 |  | 1.82 | 1.82 | Not Coal Steam or O/G Steam | 0.0039629 | 0.0039629 |  | 62.95%
Pueblo Airport Generating Station | Colorado |  |  |  | 56998 | CT06 | 90559 | Combined Cycle |  |  |  | Combined cycle | Y |  |  |  | 2.218 | 965089.407 | 87409.41 | 1.904 | 2.218 |  | 965089.407 | 87409.41 | 2.218 |  | 2.218 |  | 2.218 |  | 2.218 |  | 2.218 |  | 2.218 |  | 2.218 |  | 2.218 | 2.218 | Not Coal Steam or O/G Steam | 0.0045965 | 0.0045965 |  | 61.43%
Pueblo Airport Generating Station | Colorado |  |  |  | 56998 | CT07 | 90560 | Combined Cycle |  |  |  | Combined cycle | Y |  |  |  | 1.962 | 903355.729 | 81010.92 | 1.7833 | 1.962 |  | 903355.729 | 81010.92 | 1.962 |  | 1.962 |  | 1.962 |  | 1.962 |  | 1.962 |  | 1.962 |  | 1.962 |  | 1.962 | 1.962 | Not Coal Steam or O/G Steam | 0.0043438 | 0.0043438 |  | 61.72%
Pueblo Airport Generating Station | Colorado |  |  |  | 56998 | CT08 | 90863 | Combustion Turbine |  |  |  | Combustion turbine | Y |  |  |  | 1.163 | 62901.5 | 6636.67 | 0.945 | 1.163 |  | 62901.5 | 6636.67 | 1.163 |  | 1.163 |  | 1.163 |  | 0.94352 | Optimize SCR | 0.94352 |  | 0.94352 |  | 0.94352 |  | 0.94352 | 0.94352 | Not Coal Steam or O/G Steam | 0.03 | 0.03 |  | 3.711%
Rawhide Energy Station | Colorado |  |  |  | 6761 | 101 | 2906 | Coal Steam |  |  |  | Tangentially-fired |  |  |  | 280 | 484.016 | 8161961.35 | 877433.3 | 460.7953 | 484.016 |  | 8161961.35 | 877433.3 | 484.016 |  | 484.016 |  | 484.016 |  | 484.016 |  | 484.016 |  | 484.016 |  | 484.016 |  | 344.0325 | 204.049 | Coal Steam SCR Retrofit | 0.1186 | 0.05 |  | 61.79%
Rawhide Energy Station | Colorado |  |  |  | 6761 | A | 8360 | Combustion Turbine |  |  |  | Combustion turbine |  |  |  |  | 4.117 | 296583.74 | 23767.74 | 3.417 | 4.117 |  | 296583.74 | 23767.74 | 4.117 |  | 4.117 |  | 4.117 |  | 4.117 |  | 4.117 |  | 4.117 |  | 4.117 |  | 4.117 | 4.117 | Not Coal Steam or O/G Steam | 0.027763 | 0.027763 |  | 6.687%
Rawhide Energy Station | Colorado |  |  |  | 6761 | B | 8362 | Combustion Turbine |  |  |  | Combustion turbine |  |  |  |  | 4.143 | 275947.429 | 21615.09 | 3.334 | 4.143 |  | 275947.429 | 21615.09 | 4.143 |  | 4.143 |  | 4.143 |  | 4.143 |  | 4.143 |  | 4.143 |  | 4.143 |  | 4.143 | 4.143 | Not Coal Steam or O/G Steam | 0.030027 | 0.030027 |  | 6.09%
Rawhide Energy Station | Colorado |  |  |  | 6761 | C | 8364 | Combustion Turbine |  |  |  | Combustion turbine |  |  |  |  | 3.701 | 274919.366 | 21762.7 | 2.726 | 3.701 |  | 274919.366 | 21762.7 | 3.701 |  | 3.701 |  | 3.701 |  | 3.701 |  | 3.701 |  | 3.701 |  | 3.701 |  | 3.701 | 3.701 | Not Coal Steam or O/G Steam | 0.026924 | 0.026924 |  | 5.525%
Rawhide Energy Station | Colorado |  |  |  | 6761 | D | 89476 | Combustion Turbine |  |  |  | Combustion turbine |  |  |  |  | 5.918 | 251720.123 | 20282.97 | 3.512 | 5.918 |  | 251720.123 | 20282.97 | 5.918 |  | 5.918 |  | 5.918 |  | 5.918 |  | 5.918 |  | 5.918 |  | 5.918 |  | 5.918 | 5.918 | Not Coal Steam or O/G Steam | 0.04702 | 0.04702 |  | 5.436%
Rawhide Energy Station | Colorado |  |  |  | 6761 | F | 90256 | Combustion Turbine |  |  |  | Combustion turbine |  |  |  |  | 14.401 | 832782.368 | 69246.73 | 10.3993 | 14.401 |  | 832782.368 | 69246.73 | 14.401 |  | 14.401 |  | 14.401 |  | 14.401 |  | 14.401 |  | 14.401 |  | 14.401 |  | 14.401 | 14.401 | Not Coal Steam or O/G Steam | 0.034585 | 0.034585 |  | 9.708%
Ray D Nixon | Colorado |  |  |  | 8219 | 1 | 3466 | Coal Steam |  |  | 2030 | Dry bottom wall-fired boiler |  |  |  | 208 | 377.576 | 5212468.375 | 547283.65 | 372.412 | 377.576 |  | 5212468.375 | 547283.65 | 377.576 |  | 377.576 |  | 377.576 |  | 377.576 |  | 377.576 |  | 377.576 |  | 377.576 |  | 253.9439 | 130.3117 | Coal Steam SCR Retrofit | 0.14487 | 0.05 |  | 50.11%
Ray D Nixon | Colorado |  |  |  | 8219 | 2 | 3467 | Combustion Turbine |  |  |  | Combustion turbine |  |  |  |  | 0.209 | 13779.29 | 1212.98 | 0.203 | 0.209 |  | 13779.29 | 1212.98 | 0.209 |  | 0.209 |  | 0.209 |  | 0.209 |  | 0.209 |  | 0.209 |  | 0.209 |  | 0.209 | 0.209 | Not Coal Steam or O/G Steam | 0.030335 | 0.030335 |  | 0.736%
Ray D Nixon | Colorado |  |  |  | 8219 | 3 | 3468 | Combustion Turbine |  |  |  | Combustion turbine |  |  |  |  | 0.367 | 19683.342 | 1446.91 | 0.32167 | 0.367 |  | 19683.342 | 1446.91 | 0.367 |  | 0.367 |  | 0.367 |  | 0.367 |  | 0.367 |  | 0.367 |  | 0.367 |  | 0.367 | 0.367 | Not Coal Steam or O/G Steam | 0.03729 | 0.03729 |  | 1.084%
Rocky Mountain Energy Center | Colorado |  |  |  | 55835 | 1 | 10173 | Combined Cycle |  |  |  | Combined cycle | Y |  |  |  | 20.349 | 4276078.629 | 533183.92 | 25.301 | 20.349 |  | 4276078.629 | 533183.92 | 20.349 |  | 20.349 |  | 20.349 |  | 20.349 |  | 20.349 |  | 20.349 |  | 20.349 |  | 20.349 | 20.349 | Not Coal Steam or O/G Steam | 0.0095176 | 0.0095176 |  | 53.42%
Rocky Mountain Energy Center | Colorado |  |  |  | 55835 | 2 | 10174 | Combined Cycle |  |  |  | Combined cycle | Y |  |  |  | 21.048 | 4234382.591 | 518750.72 | 31.3453 | 21.048 |  | 4234382.591 | 518750.72 | 21.048 |  | 21.048 |  | 21.048 |  | 21.048 |  | 21.048 |  | 21.048 |  | 21.048 |  | 21.048 | 21.048 | Not Coal Steam or O/G Steam | 0.0099415 | 0.0099415 |  | 54.73%
Spindle Hill Energy Center | Colorado |  |  |  | 56445 | CT-01 | 89736 | Combustion Turbine |  |  |  | Combustion turbine |  |  |  |  | 12.502 | 574805.748 | 52166.15 | 17.7997 | 12.502 |  | 574805.748 | 52166.15 | 12.502 |  | 12.502 |  | 12.502 |  | 12.502 |  | 12.502 |  | 12.502 |  | 12.502 |  | 12.502 | 12.502 | Not Coal Steam or O/G Steam | 0.0435 | 0.0435 |  | 8.253%
Spindle Hill Energy Center | Colorado |  |  |  | 56445 | CT-02 | 89737 | Combustion Turbine |  |  |  | Combustion turbine |  |  |  |  | 13.835 | 641661.944 | 57818.6 | 16.7233 | 13.835 |  | 641661.944 | 57818.6 | 13.835 |  | 13.835 |  | 13.835 |  | 13.835 |  | 13.835 |  | 13.835 |  | 13.835 |  | 13.835 | 13.835 | Not Coal Steam or O/G Steam | 0.043122 | 0.043122 |  | 7.561%
Valmont Combustion Turbine Facility | Colorado |  |  |  | 55207 | CT7 | 4141 | Combustion Turbine |  |  |  | Combustion turbine |  |  |  |  | 3.467 | 69259.263 | 6058.25 | 1.9063 | 3.467 |  | 69259.263 | 6058.25 | 3.467 |  | 3.467 |  | 3.467 |  | 3.467 |  | 3.467 |  | 3.467 |  | 3.467 |  | 3.467 | 3.467 | Not Coal Steam or O/G Steam | 0.10012 | 0.10012 |  | 2.414%
Valmont Combustion Turbine Facility | Colorado |  |  |  | 55207 | CT8 | 8478 | Combustion Turbine |  |  |  | Combustion turbine |  |  |  |  | 3.274 | 68780.403 | 5842.74 | 1.9437 | 3.274 |  | 68780.403 | 5842.74 | 3.274 |  | 3.274 |  | 3.274 |  | 3.274 |  | 3.274 |  | 3.274 |  | 3.274 |  | 3.274 | 3.274 | Not Coal Steam or O/G Steam | 0.095202 | 0.095202 |  | 2.5%
Alfred L Pierce Generating Station | Connecticut |  |  |  | 6635 | AP-1 | 90114 | Combustion Turbine |  |  |  | Combustion turbine |  |  |  |  | 0.386 | 20907.211 | 1803.55 | 0.24 | 0.386 |  | 20907.211 | 1803.55 | 0.386 |  | 0.386 |  | 0.386 |  | 0.386 |  | 0.386 |  | 0.386 |  | 0.386 |  | 0.386 | 0.386 | Not Coal Steam or O/G Steam | 0.036925 | 0.036925 |  | 0.2105%
Bridgeport Energy | Connecticut |  |  |  | 55042 | BE1 | 3828 | Combined Cycle |  |  |  | Combined cycle | Y |  |  |  | 30.043 | 2966120.924 | 428204.94 | 32.5727 | 30.043 |  | 2966120.924 | 428204.94 | 30.043 |  | 30.043 |  | 30.043 |  | 17.7967 | Optimize SCR | 17.7967 |  | 17.7967 |  | 17.7967 |  | 17.7967 | 17.7967 | Not Coal Steam or O/G Steam | 0.012 | 0.012 |  | 41.63%
Bridgeport Energy | Connecticut |  |  |  | 55042 | BE2 | 3829 | Combined Cycle |  |  |  | Combined cycle | Y |  |  |  | 32.525 | 3039109.684 | 438427.84 | 34.1687 | 32.525 |  | 3039109.684 | 438427.84 | 32.525 |  | 32.525 |  | 32.525 |  | 18.2347 | Optimize SCR | 18.2347 |  | 18.2347 |  | 18.2347 |  | 18.2347 | 18.2347 | Not Coal Steam or O/G Steam | 0.012 | 0.012 |  | 42.46%
Bridgeport Harbor Station | Connecticut |  |  |  | 568 | BHB3 | 373 | Coal Steam |  |  | 2023 | Tangentially-fired |  |  |  | 372.2 |  |  |  | 1.759 | 0 | Y | 0 | 0 | 0 |  | 0 |  | 0 |  | 0 |  | 0 |  | 0 |  | 0 |  | 0 | 0 | Retired | 0 | 0 |  | 0.1444%
Bridgeport Harbor Station | Connecticut |  |  |  | 568 | BHB5 | 91155 | Combined Cycle |  |  |  | Combined cycle | Y |  |  |  | 32.126 | 10691211 | 1659284 | 20.7503 | 32.126 |  | 10691211 | 1659284 | 32.126 |  | 32.126 |  | 32.126 |  | 32.126 |  | 32.126 |  | 32.126 |  | 32.126 |  | 32.126 | 32.126 | Not Coal Steam or O/G Steam | 0.0060098 | 0.0060098 |  | 50.7%
CPV Towantic Energy Center | Connecticut |  |  |  | 56047 | 1 | 91061 | Combined Cycle |  |  |  | Combined cycle | Y |  |  |  | 22.918 | 8003027.71 | 1249372.24 | 23.0623 | 22.918 |  | 8003027.71 | 1249372.24 | 22.918 |  | 22.918 |  | 22.918 |  | 22.918 |  | 22.918 |  | 22.918 |  | 22.918 |  | 22.918 | 22.918 | Not Coal Steam or O/G Steam | 0.0057273 | 0.0057273 |  | 75.21%
CPV Towantic Energy Center | Connecticut |  |  |  | 56047 | 2 | 91062 | Combined Cycle |  |  |  | Combined cycle | Y |  |  |  | 24.034 | 8532605.071 | 1312952.06 | 16.9833 | 24.034 |  | 8532605.071 | 1312952.06 | 24.034 |  | 24.034 |  | 24.034 |  | 24.034 |  | 24.034 |  | 24.034 |  | 24.034 |  | 24.034 | 24.034 | Not Coal Steam or O/G Steam | 0.0056334 | 0.0056334 |  | 56.2%
Capitol District Energy Center | Connecticut |  |  |  | 50498 | GT | 3671 | Combined Cycle |  |  | 2023 | [8 empty] | 1.8097 | 0 | Y | 0 | 0 | 0 |  | 0 |  | 0 |  | 0 |  | 0 |  | 0 |  | 0 |  | 0 | 0 | Not Coal Steam or O/G Steam | 0 | 0 |  | 1.378%
Devon | Connecticut |  |  |  | 544 | 11 | 331 | Combustion Turbine |  |  |  | Combustion turbine |  |  |  |  | 2.978 | 4964 | 326.94 | 2.3767 | 2.978 |  | 4964 | 326.94 | 2.978 |  | 2.978 |  | 0.44676 | CT RACT | 0.44676 |  | 0.44676 |  | 0.44676 |  | 0.44676 |  | 0.44676 | 0.44676 | Not Coal Steam or O/G Steam | 0.18 | 0.18 |  | 0.2951%
Devon | Connecticut |  |  |  | 544 | 12 | 332 | Combustion Turbine |  |  |  | Combustion turbine |  |  |  |  | 4.598 | 7664 | 453.18 | 2.4553 | 4.598 |  | 7664 | 453.18 | 4.598 |  | 4.598 |  | 0.68976 | CT RACT | 0.68976 |  | 0.68976 |  | 0.68976 |  | 0.68976 |  | 0.68976 | 0.68976 | Not Coal Steam or O/G Steam | 0.18 | 0.18 |  | 0.2853%
Devon | Connecticut |  |  |  | 544 | 13 | 333 | Combustion Turbine |  |  |  | Combustion turbine |  |  |  |  | 5.486 | 9144 | 569.83 | 3.485 | 5.486 |  | 9144 | 569.83 | 5.486 |  | 5.486 |  | 0.82296 | CT RACT | 0.82296 |  | 0.82296 |  | 0.82296 |  | 0.82296 |  | 0.82296 | 0.82296 | Not Coal Steam or O/G Steam | 0.18 | 0.18 |  | 0.4673%
Devon | Connecticut |  |  |  | 544 | 14 | 334 | Combustion Turbine |  |  |  | Combustion turbine |  |  |  |  | 3.286 | 5476 | 393.06 | 2.572 | 3.286 |  | 5476 | 393.06 | 3.286 |  | 3.286 |  | 0.49284 | CT RACT | 0.49284 |  | 0.49284 |  | 0.49284 |  | 0.49284 |  | 0.49284 | 0.49284 | Not Coal Steam or O/G Steam | 0.18 | 0.18 |  | 0.3595%
Devon | Connecticut |  |  |  | 544 | 15 | 90352 | Combustion Turbine |  |  |  | Combustion turbine | Y |  |  |  | 0.029 | 6180.813 | 650.22 | 0.052333 | 0.029 |  | 6180.813 | 650.22 | 0.029 |  | 0.029 |  | 0.029 |  | 0.029 |  | 0.029 |  | 0.029 |  | 0.029 |  | 0.029 | 0.029 | Not Coal Steam or O/G Steam | 0.0093839 | 0.0093839 |  | 0.4732%
Devon | Connecticut |  |  |  | 544 | 16 | 90353 | Combustion Turbine |  |  |  | Combustion turbine | Y |  |  |  | 0.032 | 9644.123 | 992.43 | 0.053 | 0.032 |  | 9644.123 | 992.43 | 0.032 |  | 0.032 |  | 0.032 |  | 0.032 |  | 0.032 |  | 0.032 |  | 0.032 |  | 0.032 | 0.032 | Not Coal Steam or O/G Steam | 0.0066362 | 0.0066362 |  | 0.553%
Devon | Connecticut |  |  |  | 544 | 17 | 90354 | Combustion Turbine |  |  |  | Combustion turbine | Y |  |  |  | 0.023 | 5922.603 | 625.15 | 0.056 | 0.023 |  | 5922.603 | 625.15 | 0.023 |  | 0.023 |  | 0.023 |  | 0.023 |  | 0.023 |  | 0.023 |  | 0.023 |  | 0.023 | 0.023 | Not Coal Steam or O/G Steam | 0.0077669 | 0.0077669 |  | 0.4343%
Devon | Connecticut |  |  |  | 544 | 18 | 90355 | Combustion Turbine |  |  |  | Combustion turbine | Y |  |  |  | 0.024 | 5993.838 | 612.96 | 0.053667 | 0.024 |  | 5993.838 | 612.96 | 0.024 |  | 0.024 |  | 0.024 |  | 0.024 |  | 0.024 |  | 0.024 |  | 0.024 |  | 0.024 | 0.024 | Not Coal Steam or O/G Steam | 0.0080082 | 0.0080082 |  | 0.4829%
Kleen Energy Systems Project | Connecticut |  |  |  | 56798 | U1 | 90386 | Combined Cycle |  |  |  | Combined cycle | Y |  |  |  | 16.637 | 5150882.991 | 761386.51 | 16.32 | 16.637 |  | 5150882.991 | 761386.51 | 16.637 |  | 16.637 |  | 16.637 |  | 16.637 |  | 16.637 |  | 16.637 |  | 16.637 |  | 16.637 | 16.637 | Not Coal Steam or O/G Steam | 0.0064599 | 0.0064599 |  | 50.12%
Kleen Energy Systems Project | Connecticut |  |  |  | 56798 | U2 | 90387 | Combined Cycle |  |  |  | Combined cycle | Y |  |  |  | 17.616 | 5483775.483 | 806887 | 16.5757 | 17.616 |  | 5483775.483 | 806887 | 17.616 |  | 17.616 |  | 17.616 |  | 17.616 |  | 17.616 |  | 17.616 |  | 17.616 |  | 17.616 | 17.616 | Not Coal Steam or O/G Steam | 0.0064248 | 0.0064248 |  | 51.59%
Lake Road Generating Company | Connecticut |  |  |  | 55149 | LRG1 | 4021 | Combined Cycle |  |  |  | Combined cycle | Y |  |  |  | 18.176 | 5472002.844 | 512129.23 | 17.5387 | 18.176 |  | 5472002.844 | 512129.23 | 18.176 |  | 18.176 |  | 18.176 |  | 18.176 |  | 18.176 |  | 18.176 |  | 18.176 |  | 18.176 | 18.176 | Not Coal Steam or O/G Steam | 0.0066433 | 0.0066433 |  | 66.52%
Lake Road Generating Company | Connecticut |  |  |  | 55149 | LRG2 | 4022 | Combined Cycle |  |  |  | Combined cycle | Y |  |  |  | 18.22 | 5596618.232 | 520940.22 | 17.6013 | 18.22 |  | 5596618.232 | 520940.22 | 18.22 |  | 18.22 |  | 18.22 |  | 18.22 |  | 18.22 |  | 18.22 |  | 18.22 |  | 18.22 | 18.22 | Not Coal Steam or O/G Steam | 0.0065111 | 0.0065111 |  | 68.1%
Lake Road Generating Company | Connecticut |  |  |  | 55149 | LRG3 | 4023 | Combined Cycle |  |  |  | Combined cycle | Y |  |  |  | 17.249 | 5537109.732 | 527805.83 | 15.1553 | 17.249 |  | 5537109.732 | 527805.83 | 17.249 |  | 17.249 |  | 17.249 |  | 17.249 |  | 17.249 |  | 17.249 |  | 17.249 |  | 17.249 | 17.249 | Not Coal Steam or O/G Steam | 0.0062303 | 0.0062303 |  | 65.29%
Middletown | Connecticut |  |  |  | 562 | 12 | 90357 | Combustion Turbine |  |  |  | Combustion turbine | Y |  |  |  | 0.01 | 3900.321 | 374.68 | 0.012333 | 0.01 |  | 3900.321 | 374.68 | 0.01 |  | 0.01 |  | 0.01 |  | 0.01 |  | 0.01 |  | 0.01 |  | 0.01 |  | 0.01 | 0.01 | Not Coal Steam or O/G Steam | 0.0051278 | 0.0051278 |  | 0.2125%
Middletown | Connecticut |  |  |  | 562 | 13 | 90358 | Combustion Turbine |  |  |  | Combustion turbine | Y |  |  |  | 0.043 | 10322.093 | 1025.72 | 0.041 | 0.043 |  | 10322.093 | 1025.72 | 0.043 |  | 0.043 |  | 0.043 |  | 0.043 |  | 0.043 |  | 0.043 |  | 0.043 |  | 0.043 | 0.043 | Not Coal Steam or O/G Steam | 0.0083316 | 0.0083316 |  | 0.499%
Middletown | Connecticut |  |  |  | 562 | 14 | 90359 | Combustion Turbine |  |  |  | Combustion turbine | Y |  |  |  | 0.012 | 6830.492 | 664.64 | 0.023 | 0.012 |  | 6830.492 | 664.64 | 0.012 |  | 0.012 |  | 0.012 |  | 0.012 |  | 0.012 |  | 0.012 |  | 0.012 |  | 0.012 | 0.012 | Not Coal Steam or O/G Steam | 0.0035137 | 0.0035137 |  | 0.3546%
Middletown | Connecticut |  |  |  | 562 | 15 | 90476 | Combustion Turbine |  |  |  | Combustion turbine | Y |  |  |  | 0.01 | 4151.618 | 395.98 | 0.015667 | 0.01 |  | 4151.618 | 395.98 | 0.01 |  | 0.01 |  | 0.01 |  | 0.01 |  | 0.01 |  | 0.01 |  | 0.01 |  | 0.01 | 0.01 | Not Coal Steam or O/G Steam | 0.0048174 | 0.0048174 |  | 0.2865%
Middletown | Connecticut |  |  |  | 562 | 2 | 353 | O/G Steam |  |  |  | Dry bottom wall-fired boiler |  | Y |  | 117 | 24.95 | 625293.433 | 64588.28 | 32.981 | 24.95 |  | 625293.433 | 64588.28 | 24.95 |  | 24.95 |  | 24.95 |  | 24.95 |  | 24.95 |  | 24.95 |  | 24.95 |  | 24.95 | 24.95 | Oil/Gas Steam Under 150 Tons (2019-2021 Average) | 0.079803 | 0.079803 |  | 15.18%
Middletown | Connecticut |  |  |  | 562 | 3 | 354 | O/G Steam |  |  |  | Cyclone boiler |  | Y |  | 236 | 66.002 | 967601.663 | 95518.46 | 95.8913 | 66.002 |  | 967601.663 | 95518.46 | 66.002 |  | 66.002 |  | 48.3801 | CT RACT | 48.3801 |  | 48.3801 |  | 48.3801 |  | 48.3801 |  | 48.3801 | 48.3801 | Oil/Gas Steam Under 150 Tons (2019-2021 Average) | 0.1 | 0.1 |  | 13.9%
Middletown | Connecticut |  |  |  | 562 | 4 | 355 | O/G Steam |  |  |  | Tangentially-fired |  |  |  | 400 | 13.505 | 98267.442 | 4056.58 | 8.1387 | 13.505 |  | 98267.442 | 4056.58 | 13.505 |  | 13.505 |  | 9.8267 | CT RACT | 9.8267 |  | 9.8267 |  | 9.8267 |  | 9.8267 |  | 9.8267 | 9.8267 | Oil/Gas Steam Under 150 Tons (2019-2021 Average) | 0.2 | 0.2 |  | 0.3283%
Milford Power Company LLC | Connecticut |  |  |  | 55126 | CT01 | 3956 | Combined Cycle |  |  |  | Combined cycle | Y |  |  |  | 17.866 | 3909562.333 | 523659.62 | 20.367 | 17.866 |  | 3909562.333 | 523659.62 | 17.866 |  | 17.866 |  | 17.866 |  | 17.866 |  | 17.866 |  | 17.866 |  | 17.866 |  | 17.866 | 17.866 | Not Coal Steam or O/G Steam | 0.0091396 | 0.0091396 |  | 63.05%
Milford Power Company LLC | Connecticut |  |  |  | 55126 | CT02 | 3957 | Combined Cycle |  |  |  | Combined cycle | Y |  |  |  | 20.042 | 4783724.339 | 653009.47 | 18.4157 | 20.042 |  | 4783724.339 | 653009.47 | 20.042 |  | 20.042 |  | 20.042 |  | 20.042 |  | 20.042 |  | 20.042 |  | 20.042 |  | 20.042 | 20.042 | Not Coal Steam or O/G Steam | 0.0083792 | 0.0083792 |  | 64.39%
Montville | Connecticut |  |  |  | 546 | 5 | 343 | O/G Steam |  |  |  | Tangentially-fired |  |  |  | 81 | 3.552 | 130208.487 | 10903.28 | 3.558 | 3.552 |  | 130208.487 | 10903.28 | 3.552 |  | 3.552 |  | 3.552 |  | 3.552 |  | 3.552 |  | 3.552 |  | 3.552 |  | 3.552 | 3.552 | O/G Steam Under 100 MW | 0.054559 | 0.054559 |  | 3.119%
Montville | Connecticut |  |  |  | 546 | 6 | 344 | O/G Steam |  |  |  | Tangentially-fired |  |  |  | 410 | 7.441 | 81418.463 | 5731.17 | 5.035 | 7.441 |  | 81418.463 | 5731.17 | 7.441 |  | 7.441 |  | 7.441 |  | 7.441 |  | 7.441 |  | 7.441 |  | 7.441 |  | 7.441 | 7.441 | Oil/Gas Steam Under 150 Tons (2019-2021 Average) | 0.18278 | 0.18278 |  | 0.2504%
New Haven Harbor | Connecticut |  |  |  | 6156 | NHB1 | 2815 | O/G Steam |  |  |  | Tangentially-fired |  |  |  | 448 | 11.659 | 378912.526 | 31801.77 | 6.8087 | 11.659 |  | 378912.526 | 31801.77 | 11.659 |  | 11.659 |  | 11.659 |  | 11.659 |  | 11.659 |  | 11.659 |  | 11.659 |  | 11.659 | 11.659 | Oil/Gas Steam Under 150 Tons (2019-2021 Average) | 0.061539 | 0.061539 |  | 1.299%
New Haven Harbor | Connecticut |  |  |  | 6156 | NHHS2 | 90569 | Combustion Turbine |  |  |  | Combustion turbine | Y |  |  |  | 0.109 | 10675.936 | 1116.94 | 0.10167 | 0.109 |  | 10675.936 | 1116.94 | 0.109 |  | 0.109 |  | 0.109 |  | 0.109 |  | 0.109 |  | 0.109 |  | 0.109 |  | 0.109 | 0.109 | Not Coal Steam or O/G Steam | 0.02042 | 0.02042 |  | 0.4195%
New Haven Harbor | Connecticut |  |  |  | 6156 | NHHS3 | 90570 | Combustion Turbine |  |  |  | Combustion turbine | Y |  |  |  | 0.08 | 7163.999 | 755.41 | 0.053333 | 0.08 |  | 7163.999 | 755.41 | 0.08 |  | 0.08 |  | 0.08 |  | 0.08 |  | 0.08 |  | 0.08 |  | 0.08 |  | 0.08 | 0.08 | Not Coal Steam or O/G Steam | 0.022334 | 0.022334 |  | 0.2303%
New Haven Harbor | Connecticut |  |  |  | 6156 | NHHS4 | 90571 | Combustion Turbine |  |  |  | Combustion turbine | Y |  |  |  | 0.049 | 5097.591 | 528.24 | 0.056 | 0.049 |  | 5097.591 | 528.24 | 0.049 |  | 0.049 |  | 0.049 |  | 0.049 |  | 0.049 |  | 0.049 |  | 0.049 |  | 0.049 | 0.049 | Not Coal Steam or O/G Steam | 0.019225 | 0.019225 |  | 0.3282%
Wallingford Energy, LLC | Connecticut |  |  |  | 55517 | CT01 | 4927 | Combustion Turbine |  |  |  | Combustion turbine | Y |  |  |  | 0.471 | 95970.965 | 9538.5 | 0.51367 | 0.471 |  | 95970.965 | 9538.5 | 0.471 |  | 0.471 |  | 0.471 |  | 0.471 |  | 0.471 |  | 0.471 |  | 0.471 |  | 0.471 | 0.471 | Not Coal Steam or O/G Steam | 0.0098155 | 0.0098155 |  | 5.267%
Wallingford Energy, LLC | Connecticut |  |  |  | 55517 | CT02 | 4928 | Combustion Turbine |  |  |  | Combustion turbine | Y |  |  |  | 0.535 | 107337.915 | 10523.85 | 0.478 | 0.535 |  | 107337.915 | 10523.85 | 0.535 |  | 0.535 |  | 0.535 |  | 0.535 |  | 0.535 |  | 0.535 |  | 0.535 |  | 0.535 | 0.535 | Not Coal Steam or O/G Steam | 0.0099685 | 0.0099685 |  | 5.023%
Wallingford Energy, LLC | Connecticut |  |  |  | 55517 | CT03 | 4929 | Combustion Turbine |  |  |  | Combustion turbine | Y |  |  |  | 0.491 | 108658.503 | 10729.89 | 0.48467 | 0.491 |  | 108658.503 | 10729.89 | 0.491 |  | 0.491 |  | 0.491 |  | 0.491 |  | 0.491 |  | 0.491 |  | 0.491 |  | 0.491 | 0.491 | Not Coal Steam or O/G Steam | 0.0090375 | 0.0090375 |  | 5.307%
Wallingford Energy, LLC | Connecticut |  |  |  | 55517 | CT04 | 4930 | Combustion Turbine |  |  |  | Combustion turbine | Y |  |  |  | 0.539 | 120555.314 | 11839.08 | 0.49433 | 0.539 |  | 120555.314 | 11839.08 | 0.539 |  | 0.539 |  | 0.539 |  | 0.539 |  | 0.539 |  | 0.539 |  | 0.539 |  | 0.539 | 0.539 | Not Coal Steam or O/G Steam | 0.008942 | 0.008942 |  | 5.715%
Wallingford Energy, LLC | Connecticut |  |  |  | 55517 | CT05 | 4931 | Combustion Turbine |  |  |  | Combustion turbine | Y |  |  |  | 0.474 | 105070.467 | 10431.01 | 0.475 | 0.474 |  | 105070.467 | 10431.01 | 0.474 |  | 0.474 |  | 0.474 |  | 0.474 |  | 0.474 |  | 0.474 |  | 0.474 |  | 0.474 | 0.474 | Not Coal Steam or O/G Steam | 0.0090225 | 0.0090225 |  | 5.156%
Wallingford Energy, LLC | Connecticut |  |  |  | 55517 | CT06 | 91275 | Combustion Turbine |  |  |  | Combustion turbine | Y |  |  |  | 0.504 | 116535.248 | 11699.54 | 0.556 | 0.504 |  | 116535.248 | 11699.54 | 0.504 |  | 0.504 |  | 0.504 |  | 0.504 |  | 0.504 |  | 0.504 |  | 0.504 |  | 0.504 | 0.504 | Not Coal Steam or O/G Steam | 0.0086497 | 0.0086497 |  | 6.896%
Wallingford Energy, LLC | Connecticut |  |  |  | 55517 | CT07 | 91276 | Combustion Turbine |  |  |  | Combustion turbine | Y |  |  |  | 0.552 | 104770.651 | 10543.08 | 0.616 | 0.552 |  | 104770.651 | 10543.08 | 0.552 |  | 0.552 |  | 0.552 |  | 0.552 |  | 0.552 |  | 0.552 |  | 0.552 |  | 0.552 | 0.552 | Not Coal Steam or O/G Steam | 0.010537 | 0.010537 |  | 6.583%
Waterbury Generation | Connecticut |  |  |  | 56629 | 10 | 90207 | Combustion Turbine |  |  |  | Combustion turbine | Y |  |  |  | 1 | 181207.535 | 18749.28 | 0.73667 | 1 |  | 181207.535 | 18749.28 | 1 |  | 1 |  | 1 |  | 1 |  | 1 |  | 1 |  | 1 |  | 1 | 1 | Not Coal Steam or O/G Steam | 0.011037 | 0.011037 |  | 1.772%
Christiana Substation | Delaware |  |  |  | 591 | 11 | 378 | Combustion Turbine |  |  |  | Combustion turbine |  |  |  |  | 0.256 | 1974.1 | 77.6 | 0.27967 | 0.256 |  | 1974.1 | 77.6 | 0.256 |  | 0.256 |  | 0.256 |  | 0.256 |  | 0.256 |  | 0.256 |  | 0.256 |  | 0.256 | 0.256 | Not Coal Steam or O/G Steam | 0.25936 | 0.25936 | Y | 0.1376%
Christiana Substation | Delaware |  |  |  | 591 | 14 | 379 | Combustion Turbine |  |  |  | Combustion turbine |  |  |  |  | 0.184 | 1815.9 | 67.86 | 0.18667 | 0.184 |  | 1815.9 | 67.86 | 0.184 |  | 0.184 |  | 0.184 |  | 0.184 |  | 0.184 |  | 0.184 |  | 0.184 |  | 0.184 | 0.184 | Not Coal Steam or O/G Steam | 0.20265 | 0.20265 | Y | 0.1086%
Delaware City Refinery | Delaware |  |  |  | 52193 | DCPP4 | 3736 | Fossil Waste |  |  |  | Dry bottom wall-fired boiler |  |  |  |  | 30.112 | 1374817.2 |  | 26.445 | 30.112 |  | 1374817.2 |  | 30.112 |  | 30.112 |  | 30.112 |  | 30.112 |  | 30.112 |  | 30.112 |  | 30.112 |  | 30.112 | 30.112 | Not Coal Steam or O/G Steam | 0.043805 | 0.043805 |  | 42.92%
Edge Moor | Delaware |  |  |  | 593 | 3 | 382 | O/G Steam |  |  |  | Tangentially-fired |  | Y |  | 86 | 17.881 | 614677.917 | 39216.49 | 10.792 | 17.881 |  | 614677.917 | 39216.49 | 17.881 |  | 17.881 |  | 17.881 |  | 17.881 |  | 17.881 |  | 17.7335 | Y | 17.7335 |  | 17.7335 | 17.7335 | O/G Steam Under 100 MW | 0.0577 | 0.0577 |  | 7.107%
Edge Moor | Delaware |  |  |  | 593 | 4 | 383 | O/G Steam |  |  |  | Tangentially-fired |  | Y |  | 174 | 21.366 | 834641.081 | 83562.88 | 16.516 | 21.366 |  | 834641.081 | 83562.88 | 21.366 |  | 21.366 |  | 21.366 |  | 21.366 |  | 21.366 |  | 17.1769 | Y | 17.1769 |  | 17.1769 | 17.1769 | Oil/Gas Steam Under 150 Tons (2019-2021 Average) | 0.04116 | 0.04116 |  | 9.611%
Edge Moor | Delaware |  |  |  | 593 | 5 | 384 | O/G Steam |  |  |  | Dry bottom wall-fired boiler |  | Y |  | 450 | 58.221 | 1805148.692 | 155942.87 | 41.638 | 58.221 |  | 1805148.692 | 155942.87 | 58.221 |  | 58.221 |  | 58.221 |  | 58.221 |  | 58.221 |  | 58.221 |  | 58.221 |  | 58.221 | 58.221 | Oil/Gas Steam Under 150 Tons (2019-2021 Average) | 0.064505 | 0.064505 |  | 7.044%
Energy Center Dover LLC | Delaware |  |  |  | 10030 | 2 | 5046 | Combined Cycle |  |  |  | Combined cycle | Y |  |  |  | 1.519 | 382798.567 | 43309.03 | 1.6277 | 1.519 |  | 382798.567 | 43309.03 | 1.519 |  | 1.519 |  | 1.519 |  | 1.519 |  | 1.519 |  | 1.519 |  | 1.519 |  | 1.519 | 1.519 | Not Coal Steam or O/G Steam | 0.0079363 | 0.0079363 |  | 17.09%
Energy Center Dover LLC | Delaware |  |  |  | 10030 | 3 | 5047 | Combustion Turbine |  |  |  | Combustion turbine |  |  |  |  | 8.467 | 223916.138 | 21586.29 | 6.6883 | 8.467 |  | 223916.138 | 21586.29 | 8.467 |  | 8.467 |  | 8.467 |  | 8.467 |  | 8.467 |  | 8.467 |  | 8.467 |  | 8.467 | 8.467 | Not Coal Steam or O/G Steam | 0.075627 | 0.075627 |  | 9.061%
Garrison Energy Center | Delaware |  |  |  | 57349 | 1 | 90682 | Combined Cycle |  |  |  | Combined cycle | Y |  |  |  | 16.728 | 4313885.553 | 619957.27 | 16.2253 | 16.728 |  | 4313885.553 | 619957.27 | 16.728 |  | 16.728 |  | 16.728 |  | 16.728 |  | 16.728 |  | 16.728 |  | 16.728 |  | 16.728 | 16.728 | Not Coal Steam or O/G Steam | 0.0077554 | 0.0077554 |  | 63.05%
Hay Road | Delaware |  |  |  | 7153 | **3 | 2963 | Combined Cycle |  |  |  | Combined cycle |  |  |  |  | 44.595 | 1446292.677 | 113795.05 | 40.0997 | 44.595 |  | 1446292.677 | 113795.05 | 44.595 |  | 44.595 |  | 44.595 |  | 44.595 |  | 44.595 |  | 44.595 |  | 44.595 |  | 44.595 | 44.595 | Not Coal Steam or O/G Steam | 0.061668 | 0.061668 |  | 23.97%
Hay Road | Delaware |  |  |  | 7153 | 1 | 2964 | Combined Cycle |  |  |  | Combined cycle |  |  |  |  | 46.353 | 1354272.222 | 104682.37 | 41.635 | 46.353 |  | 1354272.222 | 104682.37 | 46.353 |  | 46.353 |  | 46.353 |  | 46.353 |  | 46.353 |  | 46.353 |  | 46.353 |  | 46.353 | 46.353 | Not Coal Steam or O/G Steam | 0.068454 | 0.068454 | Y | 23.84%
Hay Road | Delaware |  |  |  | 7153 | 2 | 2965 | Combined Cycle |  |  |  | Combined cycle |  |  |  |  | 43.446 | 1311285.739 | 100487.76 | 48.3963 | 43.446 |  | 1311285.739 | 100487.76 | 43.446 |  | 43.446 |  | 43.446 |  | 43.446 |  | 43.446 |  | 43.446 |  | 43.446 |  | 43.446 | 43.446 | Not Coal Steam or O/G Steam | 0.066265 | 0.066265 | Y | 22.1%
Hay Road | Delaware |  |  |  | 7153 | 5 | 2966 | Combined Cycle |  |  |  | Combined cycle | Y |  |  |  | 20.42 | 1379800.172 | 165280.52 | 15.1947 | 20.42 |  | 1379800.172 | 165280.52 | 20.42 |  | 20.42 |  | 20.42 |  | 8.2788 | Optimize SCR | 8.2788 |  | 8.2788 |  | 8.2788 |  | 8.2788 | 8.2788 | Not Coal Steam or O/G Steam | 0.012 | 0.012 |  | 24.72%
Hay Road | Delaware |  |  |  | 7153 | 6 | 2967 | Combined Cycle |  |  |  | Combined cycle | Y |  |  |  | 2.357 | 324462.231 | 39668.95 | 9.7137 | 2.357 |  | 324462.231 | 39668.95 | 2.357 |  | 2.357 |  | 2.357 |  | 1.9468 | Optimize SCR | 1.9468 |  | 1.9468 |  | 1.9468 |  | 1.9468 | 1.9468 | Not Coal Steam or O/G Steam | 0.012 | 0.012 |  | 18.73%
Hay Road | Delaware |  |  |  | 7153 | 7 | 2968 | Combined Cycle |  |  |  | Combined cycle | Y |  |  |  | 21.832 | 1284679.259 | 158727 | 16.4457 | 21.832 |  | 1284679.259 | 158727 | 21.832 |  | 21.832 |  | 21.832 |  | 7.7081 | Optimize SCR | 7.7081 |  | 7.7081 |  | 7.7081 |  | 7.7081 | 7.7081 | Not Coal Steam or O/G Steam | 0.012 | 0.012 |  | 24.04%
Indian River | Delaware |  |  |  | 594 | 4 | 389 | Coal Steam | 12 | 2026 | 2027 | Dry bottom turbo-fired boiler | Y | Y |  | 410 | 84.175 | 1898027.259 | 181726.36 | 61.8703 | 84.175 |  | 1898027.259 | 181726.36 | 84.175 |  | 84.175 |  | 84.175 |  | 75.9211 | Optimize SCR | 75.9211 |  | 75.9211 |  | 75.9211 |  | 75.9211 | 75.9211 | Existing SCR | 0.08 | 0.08 |  | 7.47%
McKee Run | Delaware |  |  |  | 599 | 3 | 394 | O/G Steam | 5 | 2021 | 2023 | Dry bottom wall-fired boiler |  | Y |  | 103 |  |  |  | 2.3867 | 0 | Y | 0 | 0 | 0 |  | 0 |  | 0 |  | 0 |  | 0 |  | 0 |  | 0 |  | 0 | 0 | Retired | 0 | 0 |  | 0.6412%
Van Sant | Delaware |  |  |  | 7318 | **11 | 3094 | Combustion Turbine |  |  |  | Combustion turbine |  |  |  |  | 4.134 | 62702.268 | 4207.7 | 4.0347 | 4.134 |  | 62702.268 | 4207.7 | 4.134 |  | 4.134 |  | 4.134 |  | 4.134 |  | 4.134 |  | 4.134 |  | 4.134 |  | 4.134 | 4.134 | Not Coal Steam or O/G Steam | 0.13186 | 0.13186 |  | 2.754%
Warren F. Sam Beasley Pwr Station | Delaware |  |  |  | 7962 | 1 | 8426 | Combustion Turbine |  |  |  | Combustion turbine | Y |  |  |  | 0.662 | 84072.887 | 8437.76 | 0.92567 | 0.662 |  | 84072.887 | 8437.76 | 0.662 |  | 0.662 |  | 0.662 |  | 0.662 |  | 0.662 |  | 0.662 |  | 0.662 |  | 0.662 | 0.662 | Not Coal Steam or O/G Steam | 0.015748 | 0.015748 |  | 5.653%
Warren F. Sam Beasley Pwr Station | Delaware |  |  |  | 7962 | 2 | 90703 | Combustion Turbine |  |  |  | Combustion turbine | Y |  |  |  | 0.426 | 76683.178 | 7804.61 | 0.63567 | 0.426 |  | 76683.178 | 7804.61 | 0.426 |  | 0.426 |  | 0.426 |  | 0.426 |  | 0.426 |  | 0.426 |  | 0.426 |  | 0.426 | 0.426 | Not Coal Steam or O/G Steam | 0.011111 | 0.011111 |  | 5.863%
Anclote | Florida |  |  |  | 8048 | 1 | 3438 | O/G Steam |  |  |  | Tangentially-fired |  |  |  | 498 | 604.179 | 7732196.223 | 765189.9 | 445.9377 | 604.179 |  | 7732196.223 | 765189.9 | 604.179 |  | 604.179 |  | 604.179 |  | 604.179 |  | 604.179 |  | 604.179 |  | 604.179 |  | 360.081 | 115.9829 | O/G Steam SCR Retrofit | 0.15628 | 0.03 |  | 31.72%
Anclote | Florida |  |  |  | 8048 | 2 | 3439 | O/G Steam |  |  |  | Tangentially-fired |  |  |  | 505 | 358.751 | 6873057.657 | 639064.52 | 336.507 | 358.751 |  | 6873057.657 | 639064.52 | 358.751 |  | 358.751 |  | 358.751 |  | 358.751 |  | 358.751 |  | 358.751 |  | 358.751 |  | 230.9234 | 103.0959 | O/G Steam SCR Retrofit | 0.10439 | 0.03 |  | 32.42%
Arvah B Hopkins | Florida |  |  |  | 688 | 2A | 89683 | Combined Cycle |  |  |  | Combined cycle | Y |  |  |  | 40.749 | 4863249.29 | 629740.44 | 41.0537 | 40.749 |  | 4863249.29 | 629740.44 | 40.749 |  | 40.749 |  | 40.749 |  | 29.1795 | Optimize SCR | 29.1795 |  | 29.1795 |  | 29.1795 |  | 29.1795 | 29.1795 | Not Coal Steam or O/G Steam | 0.012 | 0.012 |  | 46.47%
Arvah B Hopkins | Florida |  |  |  | 688 | HC3 | 89526 | Combustion Turbine |  |  |  | Combustion turbine | Y |  |  |  | 0.585 | 61325.19 | 6128.45 | 1.254 | 0.585 |  | 61325.19 | 6128.45 | 0.585 |  | 0.585 |  | 0.585 |  | 0.585 |  | 0.585 |  | 0.585 |  | 0.585 |  | 0.585 | 0.585 | Not Coal Steam or O/G Steam | 0.019079 | 0.019079 |  | 8.246%
Arvah B Hopkins | Florida |  |  |  | 688 | HC4 | 89527 | Combustion Turbine |  |  |  | Combustion turbine | Y |  |  |  | 0.499 | 48747.849 | 4867.53 | 1.4793 | 0.499 |  | 48747.849 | 4867.53 | 0.499 |  | 0.499 |  | 0.499 |  | 0.499 |  | 0.499 |  | 0.499 |  | 0.499 |  | 0.499 | 0.499 | Not Coal Steam or O/G Steam | 0.020473 | 0.020473 |  | 8.451%
Bayside Power Station | Florida |  |  |  | 7873 | CT1A | 3339 | Combined Cycle |  |  |  | Combined cycle | Y |  |  |  | 22.868 | 3605829.2 | 325805.41 | 24.7137 | 22.868 |  | 3605829.2 | 325805.41 | 22.868 |  | 22.868 |  | 22.868 |  | 21.635 | Optimize SCR | 21.635 |  | 21.635 |  | 21.635 |  | 21.635 | 21.635 | Not Coal Steam or O/G Steam | 0.012 | 0.012 |  | 58.18%
Bayside Power Station | Florida |  |  |  | 7873 | CT1B | 3340 | Combined Cycle |  |  |  | Combined cycle | Y |  |  |  | 21.504 | 3743996.583 | 338224.49 | 23.4737 | 21.504 |  | 3743996.583 | 338224.49 | 21.504 |  | 21.504 |  | 21.504 |  | 21.504 |  | 21.504 |  | 21.504 |  | 21.504 |  | 21.504 | 21.504 | Not Coal Steam or O/G Steam | 0.011487 | 0.011487 |  | 55.89%
Bayside Power Station | Florida |  |  |  | 7873 | CT1C | 3341 | Combined Cycle |  |  |  | Combined cycle | Y |  |  |  | 21.386 | 3297145.593 | 305451.96 | 22.2923 | 21.386 |  | 3297145.593 | 305451.96 | 21.386 |  | 21.386 |  | 21.386 |  | 19.7829 | Optimize SCR | 19.7829 |  | 19.7829 |  | 19.7829 |  | 19.7829 | 19.7829 | Not Coal Steam or O/G Steam | 0.012 | 0.012 |  | 51.57%
Bayside Power Station | Florida |  |  |  | 7873 | CT2A | 3342 | Combined Cycle |  |  |  | Combined cycle | Y |  |  |  | 24.235 | 4061069.717 | 372585.81 | 24.8577 | 24.235 |  | 4061069.717 | 372585.81 | 24.235 |  | 24.235 |  | 24.235 |  | 24.235 |  | 24.235 |  | 24.235 |  | 24.235 |  | 24.235 | 24.235 | Not Coal Steam or O/G Steam | 0.011935 | 0.011935 |  | 59.66%
Bayside Power Station | Florida |  |  |  | 7873 | CT2B | 3343 | Combined Cycle |  |  |  | Combined cycle | Y |  |  |  | 25.493 | 4180444.919 | 377313.29 | 23.7323 | 25.493 |  | 4180444.919 | 377313.29 | 25.493 |  | 25.493 |  | 25.493 |  | 25.0827 | Optimize SCR | 25.0827 |  | 25.0827 |  | 25.0827 |  | 25.0827 | 25.0827 | Not Coal Steam or O/G Steam | 0.012 | 0.012 |  | 56.59%
Bayside Power Station | Florida |  |  |  | 7873 | CT2C | 3344 | Combined Cycle |  |  |  | Combined cycle | Y |  |  |  | 20.498 | 3349154.363 | 303464.87 | 23.837 | 20.498 |  | 3349154.363 | 303464.87 | 20.498 |  | 20.498 |  | 20.498 |  | 20.0949 | Optimize SCR | 20.0949 |  | 20.0949 |  | 20.0949 |  | 20.0949 | 20.0949 | Not Coal Steam or O/G Steam | 0.012 | 0.012 |  | 57.64%
Bayside Power Station | Florida |  |  |  | 7873 | CT2D | 3345 | Combined Cycle |  |  |  | Combined cycle | Y |  |  |  | 19.37 | 3108062.173 | 283025.8 | 24.5613 | 19.37 |  | 3108062.173 | 283025.8 | 19.37 |  | 19.37 |  | 19.37 |  | 18.6484 | Optimize SCR | 18.6484 |  | 18.6484 |  | 18.6484 |  | 18.6484 | 18.6484 | Not Coal Steam or O/G Steam | 0.012 | 0.012 |  | 58.96%
Bayside Power Station | Florida |  |  |  | 7873 | CT3A | 90399 | Combustion Turbine |  |  |  | Combustion turbine |  |  |  |  | 0.345 | 7137.166 | 199.37 | 0.505 | 0.345 |  | 7137.166 | 199.37 | 0.345 |  | 0.345 |  | 0.345 |  | 0.345 |  | 0.345 |  | 0.345 |  | 0.345 |  | 0.345 | 0.345 | Not Coal Steam or O/G Steam | 0.096677 | 0.096677 |  | 0.8922%
Bayside Power Station | Florida |  |  |  | 7873 | CT3B | 90400 | Combustion Turbine |  |  |  | Combustion turbine |  |  |  |  | 0.316 | 7168.435 | 205.16 | 0.49867 | 0.316 |  | 7168.435 | 205.16 | 0.316 |  | 0.316 |  | 0.316 |  | 0.316 |  | 0.316 |  | 0.316 |  | 0.316 |  | 0.316 | 0.316 | Not Coal Steam or O/G Steam | 0.088164 | 0.088164 |  | 0.9024%
Bayside Power Station | Florida |  |  |  | 7873 | CT4A | 90401 | Combustion Turbine |  |  |  | Combustion turbine |  |  |  |  | 0.469 | 10948.868 | 1035.53 | 0.46533 | 0.469 |  | 10948.868 | 1035.53 | 0.469 |  | 0.469 |  | 0.469 |  | 0.469 |  | 0.469 |  | 0.469 |  | 0.469 |  | 0.469 | 0.469 | Not Coal Steam or O/G Steam | 0.085671 | 0.085671 |  | 0.8803%
Bayside Power Station | Florida |  |  |  | 7873 | CT4B | 90402 | Combustion Turbine |  |  |  | Combustion turbine |  |  |  |  | 0.454 | 10672.122 | 1013.85 | 0.46033 | 0.454 |  | 10672.122 | 1013.85 | 0.454 |  | 0.454 |  | 0.454 |  | 0.454 |  | 0.454 |  | 0.454 |  | 0.454 |  | 0.454 | 0.454 | Not Coal Steam or O/G Steam | 0.085081 | 0.085081 |  | 0.8819%
Bayside Power Station | Florida |  |  |  | 7873 | CT5A | 90403 | Combustion Turbine |  |  |  | Combustion turbine |  |  |  |  | 0.626 | 14326.759 | 1305.45 | 0.95 | 0.626 |  | 14326.759 | 1305.45 | 0.626 |  | 0.626 |  | 0.626 |  | 0.626 |  | 0.626 |  | 0.626 |  | 0.626 |  | 0.626 | 0.626 | Not Coal Steam or O/G Steam | 0.087389 | 0.087389 |  | 1.826%
Bayside Power Station | Florida |  |  |  | 7873 | CT5B | 90404 | Combustion Turbine |  |  |  | Combustion turbine |  |  |  |  | 0.456 | 10539.579 | 992.59 | 0.922 | 0.456 |  | 10539.579 | 992.59 | 0.456 |  | 0.456 |  | 0.456 |  | 0.456 |  | 0.456 |  | 0.456 |  | 0.456 |  | 0.456 | 0.456 | Not Coal Steam or O/G Steam | 0.086531 | 0.086531 |  | 1.683%
Bayside Power Station | Florida |  |  |  | 7873 | CT6A | 90405 | Combustion Turbine |  |  |  | Combustion turbine |  |  |  |  | 0.543 | 11953.275 | 1125.73 | 0.755 | 0.543 |  | 11953.275 | 1125.73 | 0.543 |  | 0.543 |  | 0.543 |  | 0.543 |  | 0.543 |  | 0.543 |  | 0.543 |  | 0.543 | 0.543 | Not Coal Steam or O/G Steam | 0.090854 | 0.090854 |  | 1.377%
Bayside Power Station | Florida |  |  |  | 7873 | CT6B | 90406 | Combustion Turbine |  |  |  | Combustion turbine |  |  |  |  | 0.56 | 11551.188 | 1095.62 | 0.759 | 0.56 |  | 11551.188 | 1095.62 | 0.56 |  | 0.56 |  | 0.56 |  | 0.56 |  | 0.56 |  | 0.56 |  | 0.56 |  | 0.56 | 0.56 | Not Coal Steam or O/G Steam | 0.09696 | 0.09696 |  | 1.361%
Big Bend | Florida |  |  |  | 645 | BB02 | 468 | O/G Steam |  |  | 2023 | Wet bottom turbo-fired boiler | Y |  |  | 411 | 23.161 | 1637480.179 | 137680.6 | 143.5277 | 0 | Y | 0 | 0 | 0 |  | 0 |  | 0 |  | 0 |  | 0 |  | 0 |  | 0 |  | 0 | 0 | Retired | 0 | 0 |  | 17.31%
Big Bend | Florida |  |  |  | 645 | BB03 | 469 | Coal Steam |  |  | 2024 | Wet bottom turbo-fired boiler | Y |  |  | 395 | 346.626 | 7324478.134 | 539857.22 | 243.3603 | 346.626 |  | 7324478.134 | 539857.22 | 346.626 |  | 346.626 |  | 346.626 |  | 292.9791 | Optimize SCR | 292.9791 |  | 292.9791 |  | 292.9791 |  | 292.9791 | 292.9791 | Existing SCR | 0.08 | 0.08 |  | 26.52%
Big Bend | Florida |  |  |  | 645 | BB04 | 470 | Coal Steam |  |  |  | Tangentially-fired | Y |  |  | 437 | 394.326 | 10023875.626 | 958974.04 | 297.7487 | 394.326 |  | 10023875.626 | 958974.04 | 394.326 |  | 394.326 |  | 394.326 |  | 394.326 |  | 394.326 |  | 394.326 |  | 394.326 |  | 394.326 | 394.326 | Existing SCR | 0.078677 | 0.078677 |  | 33.45%
Big Bend | Florida |  |  |  | 645 | CT4A | 90409 | Combustion Turbine |  |  |  | Combustion turbine |  |  |  |  | 0.757 | 17813.356 | 1600.81 | 0.832 | 0.757 |  | 17813.356 | 1600.81 | 0.757 |  | 0.757 |  | 0.757 |  | 0.757 |  | 0.757 |  | 0.757 |  | 0.757 |  | 0.757 | 0.757 | Not Coal Steam or O/G Steam | 0.084992 | 0.084992 |  | 0.9297%
Big Bend | Florida |  |  |  | 645 | CT4B | 90479 | Combustion Turbine |  |  |  | Combustion turbine |  |  |  |  | 0.726 | 16684.569 | 1521.11 | 0.81067 | 0.726 |  | 16684.569 | 1521.11 | 0.726 |  | 0.726 |  | 0.726 |  | 0.726 |  | 0.726 |  | 0.726 |  | 0.726 |  | 0.726 | 0.726 | Not Coal Steam or O/G Steam | 0.087027 | 0.087027 |  | 0.8788%
Brandy Branch | Florida |  |  |  | 7846 | 1 | 3310 | Combustion Turbine |  |  |  | Combustion turbine |  |  |  |  | 10.664 | 616579.368 | 64932.15 | 15.0153 | 10.664 |  | 616579.368 | 64932.15 | 10.664 |  | 10.664 |  | 10.664 |  | 10.664 |  | 10.664 |  | 10.664 |  | 10.664 |  | 10.664 | 10.664 | Not Coal Steam or O/G Steam | 0.034591 | 0.034591 |  | 13%
Brandy Branch | Florida |  |  |  | 7846 | 2 | 3311 | Combined Cycle |  |  |  | Combined cycle | Y |  |  |  | 32.503 | 7201761.748 | 720015 | 32.8537 | 32.503 |  | 7201761.748 | 720015 | 32.503 |  | 32.503 |  | 32.503 |  | 32.503 |  | 32.503 |  | 32.503 |  | 32.503 |  | 32.503 | 32.503 | Not Coal Steam or O/G Steam | 0.0090264 | 0.0090264 |  | 85.17%
Brandy Branch | Florida |  |  |  | 7846 | 3 | 3312 | Combined Cycle |  |  |  | Combined cycle | Y |  |  |  | 31.86 | 7068124.246 | 702607.56 | 34.6533 | 31.86 |  | 7068124.246 | 702607.56 | 31.86 |  | 31.86 |  | 31.86 |  | 31.86 |  | 31.86 |  | 31.86 |  | 31.86 |  | 31.86 | 31.86 | Not Coal Steam or O/G Steam | 0.0090151 | 0.0090151 |  | 85.3%
C D McIntosh Jr Power Plant | Florida |  |  |  | 676 | 3 | 514 | Coal Steam |  |  | 2023 | Dry bottom wall-fired boiler | Y |  |  | 342 |  |  |  | 253.62 | 0 | Y | 0 | 0 | 0 |  | 0 |  | 0 |  | 0 |  | 0 |  | 0 |  | 0 |  | 0 | 0 | Retired | 0 | 0 |  | 20.26%
C D McIntosh Jr Power Plant | Florida |  |  |  | 676 | 5 | 515 | Combined Cycle |  |  |  | Combined cycle | Y |  |  |  | 85.686 | 7217132.033 | 638702.15 | 82.3607 | 85.686 |  | 7217132.033 | 638702.15 | 85.686 |  | 85.686 |  | 85.686 |  | 43.3028 | Optimize SCR | 43.3028 |  | 43.3028 |  | 43.3028 |  | 43.3028 | 43.3028 | Not Coal Steam or O/G Steam | 0.012 | 0.012 |  | 67.64%
C D McIntosh Jr Power Plant | Florida |  |  |  | 676 | MGT2 | 91344 | Combustion Turbine |  |  |  | Combustion turbine |  |  |  |  | 5.618 | 124846.291 | 10548.49 | 5.2803 | 5.618 |  | 124846.291 | 10548.49 | 5.618 |  | 5.618 |  | 5.618 |  | 5.618 |  | 5.618 |  | 5.618 |  | 5.618 |  | 5.618 | 5.618 | Not Coal Steam or O/G Steam | 0.089999 | 0.089999 |  | 1.412%
Cane Island | Florida |  |  |  | 7238 | **1 | 3043 | Combustion Turbine |  |  |  | Combustion turbine |  |  |  |  | 0.386 | 9292.068 | 829.77 | 0.52567 | 0.386 |  | 9292.068 | 829.77 | 0.386 |  | 0.386 |  | 0.386 |  | 0.386 |  | 0.386 |  | 0.386 |  | 0.386 |  | 0.386 | 0.386 | Not Coal Steam or O/G Steam | 0.083082 | 0.083082 |  | 0.737%
Cane Island | Florida |  |  |  | 7238 | 2 | 3044 | Combined Cycle |  |  |  | Combined cycle |  |  |  |  | 19.579 | 1632449.217 | 211392.97 | 21.6213 | 19.579 |  | 1632449.217 | 211392.97 | 19.579 |  | 19.579 |  | 19.579 |  | 19.579 |  | 19.579 |  | 19.579 |  | 19.579 |  | 19.579 | 19.579 | Not Coal Steam or O/G Steam | 0.023987 | 0.023987 |  | 48.8%
Cane Island | Florida |  |  |  | 7238 | 3 | 3045 | Combined Cycle |  |  |  | Combined cycle | Y |  |  |  | 25.926 | 5603032.456 | 787839.48 | 23.9867 | 25.926 |  | 5603032.456 | 787839.48 | 25.926 |  | 25.926 |  | 25.926 |  | 25.926 |  | 25.926 |  | 25.926 |  | 25.926 |  | 25.926 | 25.926 | Not Coal Steam or O/G Steam | 0.0092543 | 0.0092543 |  | 68.05%
Cane Island | Florida |  |  |  | 7238 | 4 | 90643 | Combined Cycle |  |  |  | Combined cycle | Y |  |  |  | 18.479 | 6480000.911 | 937668.59 | 18.18 | 18.479 |  | 6480000.911 | 937668.59 | 18.479 |  | 18.479 |  | 18.479 |  | 18.479 |  | 18.479 |  | 18.479 |  | 18.479 |  | 18.479 | 18.479 | Not Coal Steam or O/G Steam | 0.0057034 | 0.0057034 |  | 68.42%
Cape Canaveral | Florida |  |  |  | 609 | CCCT3A | 90801 | Combined Cycle |  |  |  | Combined cycle | Y |  |  |  | 23.656 | 5568145.042 | 870388.79 | 25.3377 | 23.656 |  | 5568145.042 | 870388.79 | 23.656 |  | 23.656 |  | 23.656 |  | 23.656 |  | 23.656 |  | 23.656 |  | 23.656 |  | 23.656 | 23.656 | Not Coal Steam or O/G Steam | 0.0084969 | 0.0084969 |  | 55.8%
Cape Canaveral | Florida |  |  |  | 609 | CCCT3B | 90802 | Combined Cycle |  |  |  | Combined cycle | Y |  |  |  | 24.884 | 6558703.763 | 1017258.33 | 24.628 | 24.884 |  | 6558703.763 | 1017258.33 | 24.884 |  | 24.884 |  | 24.884 |  | 24.884 |  | 24.884 |  | 24.884 |  | 24.884 |  | 24.884 | 24.884 | Not Coal Steam or O/G Steam | 0.0075881 | 0.0075881 |  | 57.68%
Cape Canaveral | Florida |  |  |  | 609 | CCCT3C | 90803 | Combined Cycle |  |  |  | Combined cycle | Y |  |  |  | 23.014 | 5906407.521 | 921707.27 | 25.4973 | 23.014 |  | 5906407.521 | 921707.27 | 23.014 |  | 23.014 |  | 23.014 |  | 23.014 |  | 23.014 |  | 23.014 |  | 23.014 |  | 23.014 | 23.014 | Not Coal Steam or O/G Steam | 0.0077929 | 0.0077929 |  | 57.21%
Charles Larsen Memorial Power Plant | Florida |  |  |  | 675 | **8 | 509 | Combined Cycle |  |  |  | Combined cycle |  |  |  |  | 22.431 | 816086.458 | 58378.35 | 23.5357 | 22.431 |  | 816086.458 | 58378.35 | 22.431 |  | 22.431 |  | 22.431 |  | 22.431 |  | 22.431 |  | 22.431 |  | 22.431 |  | 22.431 | 22.431 | Not Coal Steam or O/G Steam | 0.054972 | 0.054972 |  | 25.36%
Crystal River | Florida |  |  |  | 628 | 1GTA | 91095 | Combined Cycle |  |  |  | Combined cycle | Y |  |  |  | 191.266 | 8165436.032 | 1225458.73 | 222.1983 | 191.266 |  | 8165436.032 | 1225458.73 | 191.266 |  | 191.266 |  | 191.266 |  | 48.9926 | Optimize SCR | 48.9926 |  | 48.9926 |  | 48.9926 |  | 48.9926 | 48.9926 | Not Coal Steam or O/G Steam | 0.012 | 0.012 |  | 71.84%
Crystal River | Florida |  |  |  | 628 | 1GTB | 91096 | Combined Cycle |  |  |  | Combined cycle | Y |  |  |  | 228.221 | 9020756.404 | 1352226.61 | 244.3873 | 228.221 |  | 9020756.404 | 1352226.61 | 228.221 |  | 228.221 |  | 228.221 |  | 54.1245 | Optimize SCR | 54.1245 |  | 54.1245 |  | 54.1245 |  | 54.1245 | 54.1245 | Not Coal Steam or O/G Steam | 0.012 | 0.012 |  | 74.21%
Crystal River | Florida |  |  |  | 628 | 2GTA | 91097 | Combined Cycle |  |  |  | Combined cycle | Y |  |  |  | 234.782 | 9105896.248 | 1365078.81 | 222.4583 | 234.782 |  | 9105896.248 | 1365078.81 | 234.782 |  | 234.782 |  | 234.782 |  | 54.6354 | Optimize SCR | 54.6354 |  | 54.6354 |  | 54.6354 |  | 54.6354 | 54.6354 | Not Coal Steam or O/G Steam | 0.012 | 0.012 |  | 69.4%
Crystal River | Florida |  |  |  | 628 | 2GTB | 91098 | Combined Cycle |  |  |  | Combined cycle | Y |  |  |  | 182.696 | 8127559.428 | 1226240.53 | 194.5477 | 182.696 |  | 8127559.428 | 1226240.53 | 182.696 |  | 182.696 |  | 182.696 |  | 48.7654 | Optimize SCR | 48.7654 |  | 48.7654 |  | 48.7654 |  | 48.7654 | 48.7654 | Not Coal Steam or O/G Steam | 0.012 | 0.012 |  | 68%
Crystal River | Florida |  |  |  | 628 | 4 | 442 | Coal Steam |  |  |  | Dry bottom wall-fired boiler | Y |  |  | 712 | 441.705 | 17057157.273 | 1642652.02 | 353.282 | 441.705 |  | 17057157.273 | 1642652.02 | 441.705 |  | 441.705 |  | 441.705 |  | 441.705 |  | 441.705 |  | 441.705 |  | 441.705 |  | 441.705 | 441.705 | Existing SCR | 0.051791 | 0.051791 |  | 42.6%
Crystal River | Florida |  |  |  | 628 | 5 | 443 | Coal Steam |  |  |  | Dry bottom wall-fired boiler | Y |  |  | 710 | 408.296 | 14670757.157 | 1604075.03 | 332.575 | 408.296 |  | 14670757.157 | 1604075.03 | 408.296 |  | 408.296 |  | 408.296 |  | 408.296 |  | 408.296 |  | 408.296 |  | 408.296 |  | 408.296 | 408.296 | Existing SCR | 0.055661 | 0.055661 |  | 35.28%
Curtis H. Stanton Energy Center | Florida |  |  |  | 564 | 1 | 368 | Coal Steam |  |  | 2026 | Dry bottom wall-fired boiler |  |  |  | 460 | 1614.735 | 11494919.679 | 1171519.4 | 1448.915 | 1614.735 |  | 11494919.679 | 1171519.4 | 1614.735 |  | 1614.735 |  | 1614.735 |  | 1614.735 |  | 1614.735 |  | 1614.735 |  | 1614.735 |  | 951.054 | 287.373 | Coal Steam SCR Retrofit | 0.28095 | 0.05 |  | 58.92%
Curtis H. Stanton Energy Center | Florida |  |  |  | 564 | 2 | 369 | Coal Steam |  |  |  | Dry bottom wall-fired boiler | Y |  |  | 466 | 869.759 | 12835992.162 | 1290597.95 | 860.0773 | 869.759 |  | 12835992.162 | 1290597.95 | 869.759 |  | 869.759 |  | 869.759 |  | 513.4397 | Optimize SCR | 513.4397 |  | 513.4397 |  | 513.4397 |  | 513.4397 | 513.4397 | Existing SCR | 0.08 | 0.08 |  | 65.08%
Curtis H. Stanton Energy Center | Florida |  |  |  | 564 | CCB | 90549 | Combined Cycle |  |  |  | Combined cycle | Y |  |  |  | 10.441 | 5103420.749 | 605882.55 | 9.9157 | 10.441 |  | 5103420.749 | 605882.55 | 10.441 |  | 10.441 |  | 10.441 |  | 10.441 |  | 10.441 |  | 10.441 |  | 10.441 |  | 10.441 | 10.441 | Not Coal Steam or O/G Steam | 0.0040918 | 0.0040918 |  | 53.77%
Debary | Florida |  |  |  | 6046 | **10 | 2718 | Combustion Turbine |  |  |  | Combustion turbine |  |  |  |  | 2.413 | 35767.297 | 2493.21 | 1.512 | 2.413 |  | 35767.297 | 2493.21 | 2.413 |  | 2.413 |  | 2.413 |  | 2.413 |  | 2.413 |  | 2.413 |  | 2.413 |  | 2.413 | 2.413 | Not Coal Steam or O/G Steam | 0.13493 | 0.13493 |  | 0.5277%
Debary | Florida |  |  |  | 6046 | **7 | 2719 | Combustion Turbine |  |  |  | Combustion turbine |  |  |  |  | 15.718 | 416364.704 | 30828.92 | 13.6343 | 15.718 |  | 416364.704 | 30828.92 | 15.718 |  | 15.718 |  | 15.718 |  | 15.718 |  | 15.718 |  | 15.718 |  | 15.718 |  | 15.718 | 15.718 | Not Coal Steam or O/G Steam | 0.075501 | 0.075501 |  | 7.855%
Debary | Florida |  |  |  | 6046 | **8 | 2720 | Combustion Turbine |  |  |  | Combustion turbine |  |  |  |  | 13.592 | 322968.294 | 23385.31 | 12.9887 | 13.592 |  | 322968.294 | 23385.31 | 13.592 |  | 13.592 |  | 13.592 |  | 13.592 |  | 13.592 |  | 13.592 |  | 13.592 |  | 13.592 | 13.592 | Not Coal Steam or O/G Steam | 0.084169 | 0.084169 |  | 7.198%
Debary | Florida |  |  |  | 6046 | **9 | 2721 | Combustion Turbine |  |  |  | Combustion turbine |  |  |  |  | 18.275 | 462076.778 | 33812.49 | 14.7667 | 18.275 |  | 462076.778 | 33812.49 | 18.275 |  | 18.275 |  | 18.275 |  | 18.275 |  | 18.275 |  | 18.275 |  | 18.275 |  | 18.275 | 18.275 | Not Coal Steam or O/G Steam | 0.079099 | 0.079099 |  | 8.298%
Deerhaven | Florida |  |  |  | 663 | B1 | 486 | O/G Steam |  |  | 2023 | Dry bottom wall-fired boiler |  |  |  | 83 | 99.402 | 1300771.294 | 111775.88 | 99.0557 | 0 | Y | 0 | 0 | 0 |  | 0 |  | 0 |  | 0 |  | 0 |  | 0 |  | 0 |  | 0 | 0 | Retired | 0 | 0 |  | 37.59%
Deerhaven | Florida |  |  |  | 663 | B2 | 487 | O/G Steam |  |  |  | Dry bottom wall-fired boiler | Y |  |  | 232 | 462.395 | 3568298.7 | 338436.46 | 459.9683 | 462.395 |  | 3568298.7 | 338436.46 | 231.1975 | Y | 231.1975 |  | 231.1975 |  | 53.5245 | Optimize SCR | 53.5245 |  | 53.5245 |  | 53.5245 |  | 53.5245 | 53.5245 | Existing SCR | 0.03 | 0.03 |  | 32.45%
Deerhaven | Florida |  |  |  | 663 | CT3 | 488 | Combustion Turbine |  |  |  | Combustion turbine |  |  |  |  | 0.727 | 48016.001 | 3569.44 | 0.70433 | 0.727 |  | 48016.001 | 3569.44 | 0.727 |  | 0.727 |  | 0.727 |  | 0.727 |  | 0.727 |  | 0.727 |  | 0.727 |  | 0.727 | 0.727 | Not Coal Steam or O/G Steam | 0.030282 | 0.030282 |  | 1.144%
Deerhaven Renewable Energy Center | Florida |  |  |  | 57241 | BFB1 | 90626 | Biomass |  |  |  | Bubbling fluidized bed boiler | Y |  |  |  | 128.695 | 4073096.859 | 306332.91 | 125.2687 | 128.695 |  | 4073096.859 | 306332.91 | 128.695 |  | 128.695 |  | 128.695 |  | 128.695 |  | 128.695 |  | 128.695 |  | 128.695 |  | 128.695 | 128.695 | Not Coal Steam or O/G Steam | 0.063193 | 0.063193 |  | 63.93%
Fort Myers | Florida |  |  |  | 612 | FMCT2A | 403 | Combined Cycle |  |  |  | Combined cycle |  |  |  |  | 72.16 | 5657952.346 | 843587.99 | 66.803 | 72.16 |  | 5657952.346 | 843587.99 | 72.16 |  | 72.16 |  | 72.16 |  | 72.16 |  | 72.16 |  | 72.16 |  | 72.16 |  | 72.16 | 72.16 | Not Coal Steam or O/G Steam | 0.025507 | 0.025507 |  | 70.11%
Fort Myers | Florida |  |  |  | 612 | FMCT2B | 404 | Combined Cycle |  |  |  | Combined cycle |  |  |  |  | 76.255 | 5234794.509 | 784569.55 | 68.1963 | 76.255 |  | 5234794.509 | 784569.55 | 76.255 |  | 76.255 |  | 76.255 |  | 76.255 |  | 76.255 |  | 76.255 |  | 76.255 |  | 76.255 | 76.255 | Not Coal Steam or O/G Steam | 0.029134 | 0.029134 |  | 64.63%
Fort Myers | Florida |  |  |  | 612 | FMCT2C | 405 | Combined Cycle |  |  |  | Combined cycle |  |  |  |  | 74.369 | 5189629.289 | 782098.46 | 68.3707 | 74.369 |  | 5189629.289 | 782098.46 | 74.369 |  | 74.369 |  | 74.369 |  | 74.369 |  | 74.369 |  | 74.369 |  | 74.369 |  | 74.369 | 74.369 | Not Coal Steam or O/G Steam | 0.028661 | 0.028661 |  | 62.15%
Fort Myers | Florida |  |  |  | 612 | FMCT2D | 406 | Combined Cycle |  |  |  | Combined cycle |  |  |  |  | 69.365 | 5253416.972 | 789652.46 | 66.5807 | 69.365 |  | 5253416.972 | 789652.46 | 69.365 |  | 69.365 |  | 69.365 |  | 69.365 |  | 69.365 |  | 69.365 |  | 69.365 |  | 69.365 | 69.365 | Not Coal Steam or O/G Steam | 0.026408 | 0.026408 |  | 67.4%
Fort Myers | Florida |  |  |  | 612 | FMCT2E | 407 | Combined Cycle |  |  |  | Combined cycle |  |  |  |  | 80.582 | 5602276.774 | 836423.76 | 72.6103 | 80.582 |  | 5602276.774 | 836423.76 | 80.582 |  | 80.582 |  | 80.582 |  | 80.582 |  | 80.582 |  | 80.582 |  | 80.582 |  | 80.582 | 80.582 | Not Coal Steam or O/G Steam | 0.028768 | 0.028768 |  | 68.86%
Fort Myers | Florida |  |  |  | 612 | FMCT2F | 408 | Combined Cycle |  |  |  | Combined cycle |  |  |  |  | 75.646 | 5325350.801 | 795726.26 | 69.982 | 75.646 |  | 5325350.801 | 795726.26 | 75.646 |  | 75.646 |  | 75.646 |  | 75.646 |  | 75.646 |  | 75.646 |  | 75.646 |  | 75.646 | 75.646 | Not Coal Steam or O/G Steam | 0.02841 | 0.02841 |  | 67.36%
Fort Myers | Florida |  |  |  | 612 | PFM3A | 411 | Combustion Turbine |  |  |  | Combustion turbine |  |  |  |  | 3.187 | 173420.819 | 16255.87 | 3.8523 | 3.187 |  | 173420.819 | 16255.87 | 3.187 |  | 3.187 |  | 3.187 |  | 3.187 |  | 3.187 |  | 3.187 |  | 3.187 |  | 3.187 | 3.187 | Not Coal Steam or O/G Steam | 0.036755 | 0.036755 |  | 3.012%
Fort Myers | Florida |  |  |  | 612 | PFM3B | 412 | Combustion Turbine |  |  |  | Combustion turbine |  |  |  |  | 2.289 | 145758.599 | 13845.14 | 2.5267 | 2.289 |  | 145758.599 | 13845.14 | 2.289 |  | 2.289 |  | 2.289 |  | 2.289 |  | 2.289 |  | 2.289 |  | 2.289 |  | 2.289 | 2.289 | Not Coal Steam or O/G Steam | 0.031408 | 0.031408 |  | 2.005%
Fort Myers | Florida |  |  |  | 612 | PFM3C | 91055 | Combustion Turbine |  |  |  | Combustion turbine |  |  |  |  | 3.98 | 237545.235 | 22188.94 | 6.0973 | 3.98 |  | 237545.235 | 22188.94 | 3.98 |  | 3.98 |  | 3.98 |  | 3.98 |  | 3.98 |  | 3.98 |  | 3.98 |  | 3.98 | 3.98 | Not Coal Steam or O/G Steam | 0.033509 | 0.033509 |  | 4.32%
Fort Myers | Florida |  |  |  | 612 | PFM3D | 91054 | Combustion Turbine |  |  |  | Combustion turbine |  |  |  |  | 5.382 | 325217.433 | 30106.22 | 6.392 | 5.382 |  | 325217.433 | 30106.22 | 5.382 |  | 5.382 |  | 5.382 |  | 5.382 |  | 5.382 |  | 5.382 |  | 5.382 |  | 5.382 | 5.382 | Not Coal Steam or O/G Steam | 0.033098 | 0.033098 |  | 4.498%
Greenland Energy Center | Florida |  |  |  | 56799 | 1 | 90380 | Combustion Turbine |  |  |  | Combustion turbine |  |  |  |  | 27.573 | 2009767.007 | 187119.88 | 27.1567 | 27.573 |  | 2009767.007 | 187119.88 | 27.573 |  | 27.573 |  | 27.573 |  | 27.573 |  | 27.573 |  | 27.573 |  | 27.573 |  | 27.573 | 27.573 | Not Coal Steam or O/G Steam | 0.027439 | 0.027439 |  | 25.15%
Greenland Energy Center | Florida |  |  |  | 56799 | 2 | 90381 | Combustion Turbine |  |  |  | Combustion turbine |  |  |  |  | 24.459 | 1644450.81 | 155162.34 | 28.2987 | 24.459 |  | 1644450.81 | 155162.34 | 24.459 |  | 24.459 |  | 24.459 |  | 24.459 |  | 24.459 |  | 24.459 |  | 24.459 |  | 24.459 | 24.459 | Not Coal Steam or O/G Steam | 0.029747 | 0.029747 |  | 24.38%
Gulf Clean Energy Center | Florida |  |  |  | 641 | 4 | 459 | O/G Steam |  |  | 2025 | Tangentially-fired |  | Y | Y | 75 | 0.691 | 29196.294 | 2219 | 5.1607 | 0.691 |  | 29196.294 | 2219 | 0.691 |  | 0.691 |  | 0.691 |  | 0.691 |  | 0.691 |  | 0.691 |  | 0.691 |  | 0.691 | 0.691 | O/G Steam Under 100 MW | 0.047335 | 0.047335 |  | 2.045%
Gulf Clean Energy Center | Florida |  |  |  | 641 | 5 | 460 | O/G Steam |  |  | 2027 | Tangentially-fired |  | Y | Y | 75 | 0.805 | 33131.19 | 2585.21 | 5.6497 | 0.805 |  | 33131.19 | 2585.21 | 0.805 |  | 0.805 |  | 0.805 |  | 0.805 |  | 0.805 |  | 0.805 |  | 0.805 |  | 0.805 | 0.805 | O/G Steam Under 100 MW | 0.048595 | 0.048595 |  | 2.227%
Gulf Clean Energy Center | Florida |  |  |  | 641 | 6 | 461 | O/G Steam |  |  |  | Dry bottom wall-fired boiler | Y |  | Y | 299 | 374.661 | 4597546.431 | 434470.71 | 318.3123 | 374.661 |  | 4597546.431 | 434470.71 | 374.661 |  | 374.661 |  | 374.661 |  | 68.9632 | Optimize SCR | 68.9632 |  | 68.9632 |  | 68.9632 |  | 68.9632 | 68.9632 | Existing SCR | 0.03 | 0.03 |  | 31.98%
Gulf Clean Energy Center | Florida |  |  |  | 641 | 7 | 462 | O/G Steam |  |  |  | Dry bottom wall-fired boiler | Y |  | Y | 475 | 346.385 | 5501211.257 | 488415.44 | 451.3823 | 346.385 |  | 5501211.257 | 488415.44 | 346.385 |  | 346.385 |  | 346.385 |  | 82.5182 | Optimize SCR | 82.5182 |  | 82.5182 |  | 82.5182 |  | 82.5182 | 82.5182 | Existing SCR | 0.03 | 0.03 |  | 27.28%
Hardee Power Station | Florida |  |  |  | 50949 | CT2B | 3703 | Combustion Turbine |  |  |  | Combustion turbine |  |  |  |  | 0.789 | 70545.426 | 5298.52 | 1.5447 | 0.789 |  | 70545.426 | 5298.52 | 0.789 |  | 0.789 |  | 0.789 |  | 0.789 |  | 0.789 |  | 0.789 |  | 0.789 |  | 0.789 | 0.789 | Not Coal Steam or O/G Steam | 0.022369 | 0.022369 |  | 3.178%
Hines Energy Complex | Florida |  |  |  | 7302 | 1A | 3090 | Combined Cycle |  |  |  | Combined cycle | Y |  |  |  | 68.871 | 3728219.974 | 343868.82 | 80.113 | 68.871 |  | 3728219.974 | 343868.82 | 68.871 |  | 68.871 |  | 68.871 |  | 22.3693 | Optimize SCR | 22.3693 |  | 22.3693 |  | 22.3693 |  | 22.3693 | 22.3693 | Not Coal Steam or O/G Steam | 0.012 | 0.012 |  | 57.57%
Hines Energy Complex | Florida |  |  |  | 7302 | 1B | 3091 | Combined Cycle |  |  |  | Combined cycle | Y |  |  |  | 55.309 | 2964711.383 | 272574.13 | 75.582 | 55.309 |  | 2964711.383 | 272574.13 | 55.309 |  | 55.309 |  | 55.309 |  | 17.7883 | Optimize SCR | 17.7883 |  | 17.7883 |  | 17.7883 |  | 17.7883 | 17.7883 | Not Coal Steam or O/G Steam | 0.012 | 0.012 |  | 55.04%
Hines Energy Complex | Florida |  |  |  | 7302 | 2A | 10029 | Combined Cycle |  |  |  | Combined cycle | Y |  |  |  | 32.504 | 5764414.118 | 512408.16 | 31.4323 | 32.504 |  | 5764414.118 | 512408.16 | 32.504 |  | 32.504 |  | 32.504 |  | 32.504 |  | 32.504 |  | 32.504 |  | 32.504 |  | 32.504 | 32.504 | Not Coal Steam or O/G Steam | 0.011277 | 0.011277 |  | 69.95%
Hines Energy Complex | Florida |  |  |  | 7302 | 2B | 10030 | Combined Cycle |  |  |  | Combined cycle | Y |  |  |  | 30.684 | 5556333.033 | 489890.11 | 31.5137 | 30.684 |  | 5556333.033 | 489890.11 | 30.684 |  | 30.684 |  | 30.684 |  | 30.684 |  | 30.684 |  | 30.684 |  | 30.684 |  | 30.684 | 30.684 | Not Coal Steam or O/G Steam | 0.011045 | 0.011045 |  | 71.95%
Hines Energy Complex | Florida |  |  |  | 7302 | 3A | 89245 | Combined Cycle |  |  |  | Combined cycle | Y |  |  |  | 17.525 | 3776571.927 | 345111.42 | 20.175 | 17.525 |  | 3776571.927 | 345111.42 | 17.525 |  | 17.525 |  | 17.525 |  | 17.525 |  | 17.525 |  | 17.525 |  | 17.525 |  | 17.525 | 17.525 | Not Coal Steam or O/G Steam | 0.0092809 | 0.0092809 |  | 58.05%
Hines Energy Complex | Florida |  |  |  | 7302 | 3B | 89246 | Combined Cycle |  |  |  | Combined cycle | Y |  |  |  | 16.026 | 3787823.63 | 352691.18 | 18.7427 | 16.026 |  | 3787823.63 | 352691.18 | 16.026 |  | 16.026 |  | 16.026 |  | 16.026 |  | 16.026 |  | 16.026 |  | 16.026 |  | 16.026 | 16.026 | Not Coal Steam or O/G Steam | 0.0084619 | 0.0084619 |  | 56.85%
Hines Energy Complex | Florida |  |  |  | 7302 | 4A | 90110 | Combined Cycle |  |  |  | Combined cycle | Y |  |  |  | 22.239 | 5502857.179 | 512888.78 | 21.5203 | 22.239 |  | 5502857.179 | 512888.78 | 22.239 |  | 22.239 |  | 22.239 |  | 22.239 |  | 22.239 |  | 22.239 |  | 22.239 |  | 22.239 | 22.239 | Not Coal Steam or O/G Steam | 0.0080827 | 0.0080827 |  | 66.77%
Hines Energy Complex | Florida |  |  |  | 7302 | 4B | 90111 | Combined Cycle |  |  |  | Combined cycle | Y |  |  |  | 21.914 | 5531567.407 | 512511.29 | 20.8073 | 21.914 |  | 5531567.407 | 512511.29 | 21.914 |  | 21.914 |  | 21.914 |  | 21.914 |  | 21.914 |  | 21.914 |  | 21.914 |  | 21.914 | 21.914 | Not Coal Steam or O/G Steam | 0.0079233 | 0.0079233 |  | 66.77%
Indian River (683) | Florida |  |  |  | 683 | **C | 516 | Combustion Turbine |  |  |  | Combustion turbine |  |  |  |  | 6.42 | 164647.678 | 10077.22 | 4.5307 | 6.42 |  | 164647.678 | 10077.22 | 6.42 |  | 6.42 |  | 6.42 |  | 6.42 |  | 6.42 |  | 6.42 |  | 6.42 |  | 6.42 | 6.42 | Not Coal Steam or O/G Steam | 0.077985 | 0.077985 |  | 2.417%
Indian River (683) | Florida |  |  |  | 683 | **D | 517 | Combustion Turbine |  |  |  | Combustion turbine |  |  |  |  | 6.709 | 193256.166 | 12483.53 | 4.0377 | 6.709 |  | 193256.166 | 12483.53 | 6.709 |  | 6.709 |  | 6.709 |  | 6.709 |  | 6.709 |  | 6.709 |  | 6.709 |  | 6.709 | 6.709 | Not Coal Steam or O/G Steam | 0.069431 | 0.069431 |  | 2.42%
Intercession City | Florida |  |  |  | 8049 | **10 | 3440 | Combustion Turbine |  |  |  | Combustion turbine |  |  |  |  | 6.929 | 163325.379 | 11429.45 | 10.9587 | 6.929 |  | 163325.379 | 11429.45 | 6.929 |  | 6.929 |  | 6.929 |  | 6.929 |  | 6.929 |  | 6.929 |  | 6.929 |  | 6.929 | 6.929 | Not Coal Steam or O/G Steam | 0.084849 | 0.084849 |  | 6.054%
Intercession City | Florida |  |  |  | 8049 | **11 | 3441 | Combustion Turbine |  |  |  | Combustion turbine |  |  |  |  | 2.313 | 33599.308 | 2883.52 | 2.188 | 2.313 |  | 33599.308 | 2883.52 | 2.313 |  | 2.313 |  | 2.313 |  | 2.313 |  | 2.313 |  | 2.313 |  | 2.313 |  | 2.313 | 2.313 | Not Coal Steam or O/G Steam | 0.13768 | 0.13768 |  | 0.4224%
Intercession City | Florida |  |  |  | 8049 | **12 | 3442 | Combustion Turbine |  |  |  | Combustion turbine |  |  |  |  | 5.595 | 359202.741 | 26992.46 | 6.0883 | 5.595 |  | 359202.741 | 26992.46 | 5.595 |  | 5.595 |  | 5.595 |  | 5.595 |  | 5.595 |  | 5.595 |  | 5.595 |  | 5.595 | 5.595 | Not Coal Steam or O/G Steam | 0.031152 | 0.031152 |  | 8.467%
Intercession City | Florida |  |  |  | 8049 | **13 | 3443 | Combustion Turbine |  |  |  | Combustion turbine |  |  |  |  | 7.998 | 548174.991 | 41387.76 | 6.686 | 7.998 |  | 548174.991 | 41387.76 | 7.998 |  | 7.998 |  | 7.998 |  | 7.998 |  | 7.998 |  | 7.998 |  | 7.998 |  | 7.998 | 7.998 | Not Coal Steam or O/G Steam | 0.02918 | 0.02918 |  | 6.74%
Intercession City | Florida |  |  |  | 8049 | **14 | 3444 | Combustion Turbine |  |  |  | Combustion turbine |  |  |  |  | 9.774 | 664156.754 | 49143.74 | 8.1193 | 9.774 |  | 664156.754 | 49143.74 | 9.774 |  | 9.774 |  | 9.774 |  | 9.774 |  | 9.774 |  | 9.774 |  | 9.774 |  | 9.774 | 9.774 | Not Coal Steam or O/G Steam | 0.029433 | 0.029433 |  | 13.74%
Intercession City | Florida |  |  |  | 8049 | **7 | 3445 | Combustion Turbine |  |  |  | Combustion turbine |  |  |  |  | 19.847 | 472766.412 | 34098.36 | 13.1497 | 19.847 |  | 472766.412 | 34098.36 | 19.847 |  | 19.847 |  | 19.847 |  | 19.847 |  | 19.847 |  | 19.847 |  | 19.847 |  | 19.847 | 19.847 | Not Coal Steam or O/G Steam | 0.083961 | 0.083961 |  | 6.916%
Intercession City | Florida |  |  |  | 8049 | **8 | 3446 | Combustion Turbine |  |  |  | Combustion turbine |  |  |  |  | 16.834 | 398396.216 | 27921.11 | 14.1777 | 16.834 |  | 398396.216 | 27921.11 | 16.834 |  | 16.834 |  | 16.834 |  | 16.834 |  | 16.834 |  | 16.834 |  | 16.834 |  | 16.834 | 16.834 | Not Coal Steam or O/G Steam | 0.084509 | 0.084509 |  | 7.968%
Intercession City | Florida |  |  |  | 8049 | **9 | 3447 | Combustion Turbine |  |  |  | Combustion turbine |  |  |  |  | 5.717 | 138504.516 | 9943.22 | 10.8497 | 5.717 |  | 138504.516 | 9943.22 | 5.717 |  | 5.717 |  | 5.717 |  | 5.717 |  | 5.717 |  | 5.717 |  | 5.717 |  | 5.717 | 5.717 | Not Coal Steam or O/G Steam | 0.082553 | 0.082553 |  | 6.16%
J D Kennedy | Florida |  |  |  | 666 | 7 | 493 | Combustion Turbine |  |  |  | Combustion turbine |  |  |  |  | 3.268 | 198503.682 | 18852.25 | 9.3093 | 3.268 |  | 198503.682 | 18852.25 | 3.268 |  | 3.268 |  | 3.268 |  | 3.268 |  | 3.268 |  | 3.268 |  | 3.268 |  | 3.268 | 3.268 | Not Coal Steam or O/G Steam | 0.032926 | 0.032926 |  | 7.919%
J D Kennedy | Florida |  |  |  | 666 | CT8 | 90118 | Combustion Turbine |  |  |  | Combustion turbine |  |  |  |  | 17.458 | 929303.38 | 94413.59 | 9.2023 | 17.458 |  | 929303.38 | 94413.59 | 17.458 |  | 17.458 |  | 17.458 |  | 17.458 |  | 17.458 |  | 17.458 |  | 17.458 |  | 17.458 | 17.458 | Not Coal Steam or O/G Steam | 0.037572 | 0.037572 |  | 6.672%
J R Kelly | Florida |  |  |  | 664 | CC1 | 489 | Combined Cycle |  |  | 2023 | Combined cycle |  |  |  |  | 27.157 | 2131206.91 | 239058.06 | 30.0437 | 0 | Y | 0 | 0 | 0 |  | 0 |  | 0 |  | 0 |  | 0 |  | 0 |  | 0 |  | 0 | 0 | Not Coal Steam or O/G Steam | 0 | 0 |  | 57.96%
Lansing Smith Generating Plant | Florida |  |  |  | 643 | 4 | 8284 | Combined Cycle |  |  |  | Combined cycle |  |  |  |  | 103.731 | 7632039.221 | 1084593.53 | 100.378 | 103.731 |  | 7632039.221 | 1084593.53 | 103.731 |  | 103.731 |  | 103.731 |  | 103.731 |  | 103.731 |  | 103.731 |  | 103.731 |  | 103.731 | 103.731 | Not Coal Steam or O/G Steam | 0.027183 | 0.027183 |  | 67.47%
Lansing Smith Generating Plant | Florida |  |  |  | 643 | 5 | 8286 | Combined Cycle |  |  |  | Combined cycle |  |  |  |  | 106.028 | 7793455.338 | 1109762.98 | 94.3187 | 106.028 |  | 7793455.338 | 1109762.98 | 106.028 |  | 106.028 |  | 106.028 |  | 106.028 |  | 106.028 |  | 106.028 |  | 106.028 |  | 106.028 | 106.028 | Not Coal Steam or O/G Steam | 0.027209 | 0.027209 |  | 64.25%
Lauderdale | Florida |  |  |  | 613 | PFL6A | 91056 | Combustion Turbine |  |  |  | Combustion turbine |  |  |  |  | 3.946 | 261551.095 | 25131.24 | 4.9027 | 3.946 |  | 261551.095 | 25131.24 | 3.946 |  | 3.946 |  | 3.946 |  | 3.946 |  | 3.946 |  | 3.946 |  | 3.946 |  | 3.946 | 3.946 | Not Coal Steam or O/G Steam | 0.030174 | 0.030174 |  | 3.561%
Lauderdale | Florida |  |  |  | 613 | PFL6B | 91057 | Combustion Turbine |  |  |  | Combustion turbine |  |  |  |  | 3.022 | 202550.711 | 19371.82 | 4.9563 | 3.022 |  | 202550.711 | 19371.82 | 3.022 |  | 3.022 |  | 3.022 |  | 3.022 |  | 3.022 |  | 3.022 |  | 3.022 |  | 3.022 | 3.022 | Not Coal Steam or O/G Steam | 0.029839 | 0.029839 |  | 3.646%
Lauderdale | Florida |  |  |  | 613 | PFL6C | 91058 | Combustion Turbine |  |  |  | Combustion turbine |  |  |  |  | 7.533 | 518090.965 | 50552.67 | 6.6807 | 7.533 |  | 518090.965 | 50552.67 | 7.533 |  | 7.533 |  | 7.533 |  | 7.533 |  | 7.533 |  | 7.533 |  | 7.533 |  | 7.533 | 7.533 | Not Coal Steam or O/G Steam | 0.02908 | 0.02908 |  | 4.982%
Lauderdale | Florida |  |  |  | 613 | PFL6D | 91059 | Combustion Turbine |  |  |  | Combustion turbine |  |  |  |  | 9.41 | 642705.739 | 61519.96 | 10.0427 | 9.41 |  | 642705.739 | 61519.96 | 9.41 |  | 9.41 |  | 9.41 |  | 9.41 |  | 9.41 |  | 9.41 |  | 9.41 |  | 9.41 | 9.41 | Not Coal Steam or O/G Steam | 0.029282 | 0.029282 |  | 7.445%
Lauderdale | Florida |  |  |  | 613 | PFL6E | 91060 | Combustion Turbine |  |  |  | Combustion turbine |  |  |  |  | 7.86 | 538227.076 | 54132.58 | 10.2163 | 7.86 |  | 538227.076 | 54132.58 | 7.86 |  | 7.86 |  | 7.86 |  | 7.86 |  | 7.86 |  | 7.86 |  | 7.86 |  | 7.86 | 7.86 | Not Coal Steam or O/G Steam | 0.029207 | 0.029207 |  | 7.759%
Manatee | Florida |  |  |  | 6042 | MTCT3A | 88110 | Combined Cycle |  |  |  | Combined cycle | Y |  |  |  | 20.12 | 4993133.413 | 750507.49 | 21.35 | 20.12 |  | 4993133.413 | 750507.49 | 20.12 |  | 20.12 |  | 20.12 |  | 20.12 |  | 20.12 |  | 20.12 |  | 20.12 |  | 20.12 | 20.12 | Not Coal Steam or O/G Steam | 0.0080591 | 0.0080591 |  | 62.52%
Manatee | Florida |  |  |  | 6042 | MTCT3B | 88111 | Combined Cycle |  |  |  | Combined cycle | Y |  |  |  | 21.286 | 5591996.791 | 850302.55 | 23.5973 | 21.286 |  | 5591996.791 | 850302.55 | 21.286 |  | 21.286 |  | 21.286 |  | 21.286 |  | 21.286 |  | 21.286 |  | 21.286 |  | 21.286 | 21.286 | Not Coal Steam or O/G Steam | 0.007613 | 0.007613 |  | 69.04%
Manatee | Florida |  |  |  | 6042 | MTCT3C | 88112 | Combined Cycle |  |  |  | Combined cycle | Y |  |  |  | 21.794 | 4952384.143 | 738941.68 | 23.3663 | 21.794 |  | 4952384.143 | 738941.68 | 21.794 |  | 21.794 |  | 21.794 |  | 21.794 |  | 21.794 |  | 21.794 |  | 21.794 |  | 21.794 | 21.794 | Not Coal Steam or O/G Steam | 0.0088014 | 0.0088014 |  | 61.63%
Manatee | Florida |  |  |  | 6042 | MTCT3D | 88113 | Combined Cycle |  |  |  | Combined cycle | Y |  |  |  | 20.816 | 4957380.414 | 751817.9 | 23.7023 | 20.816 |  | 4957380.414 | 751817.9 | 20.816 |  | 20.816 |  | 20.816 |  | 20.816 |  | 20.816 |  | 20.816 |  | 20.816 |  | 20.816 | 20.816 | Not Coal Steam or O/G Steam | 0.008398 | 0.008398 |  | 66.88%
Manatee | Florida |  |  |  | 6042 | PMT1 | 2706 | O/G Steam |  |  |  | Dry bottom wall-fired boiler |  |  |  | 809 | 126.422 | 6454035.762 | 571787.92 | 176.8313 | 126.422 |  | 6454035.762 | 571787.92 | 126.422 |  | 126.422 |  | 126.422 |  | 126.422 |  | 126.422 |  | 126.422 |  | 126.422 |  | 111.6163 | 96.8105 | O/G Steam SCR Retrofit | 0.039176 | 0.03 |  | 24.87%
Manatee | Florida |  |  |  | 6042 | PMT2 | 2707 | O/G Steam |  |  |  | Dry bottom wall-fired boiler |  |  |  | 809 | 151.305 | 5408625.872 | 522500.74 | 188.8807 | 151.305 |  | 5408625.872 | 522500.74 | 151.305 |  | 151.305 |  | 151.305 |  | 151.305 |  | 151.305 |  | 151.305 |  | 151.305 |  | 116.2172 | 81.1294 | O/G Steam SCR Retrofit | 0.05595 | 0.03 |  | 21.68%
Martin | Florida |  |  |  | 6043 | HRSG3A | 2710 | Combined Cycle |  |  |  | Combined cycle | Y |  |  |  | 56.772 | 4700318.678 | 638425 | 55.1707 | 56.772 |  | 4700318.678 | 638425 | 56.772 |  | 56.772 |  | 56.772 |  | 28.2019 | Optimize SCR | 28.2019 |  | 28.2019 |  | 28.2019 |  | 28.2019 | 28.2019 | Not Coal Steam or O/G Steam | 0.012 | 0.012 |  | 58.44%
Martin | Florida |  |  |  | 6043 | HRSG3B | 2711 | Combined Cycle |  |  |  | Combined cycle | Y |  |  |  | 45.36 | 3442810.423 | 472383.18 | 49.2617 | 45.36 |  | 3442810.423 | 472383.18 | 45.36 |  | 45.36 |  | 45.36 |  | 20.6569 | Optimize SCR | 20.6569 |  | 20.6569 |  | 20.6569 |  | 20.6569 | 20.6569 | Not Coal Steam or O/G Steam | 0.012 | 0.012 |  | 52.05%
Martin | Florida |  |  |  | 6043 | HRSG4A | 2712 | Combined Cycle |  |  |  | Combined cycle | Y |  |  |  | 45.265 | 3578943.118 | 497702.33 | 47.8003 | 45.265 |  | 3578943.118 | 497702.33 | 45.265 |  | 45.265 |  | 45.265 |  | 21.4737 | Optimize SCR | 21.4737 |  | 21.4737 |  | 21.4737 |  | 21.4737 | 21.4737 | Not Coal Steam or O/G Steam | 0.012 | 0.012 |  | 49.78%
Martin | Florida |  |  |  | 6043 | HRSG4B | 2713 | Combined Cycle |  |  |  | Combined cycle | Y |  |  |  | 44.207 | 3439829.33 | 473833.98 | 53.2693 | 44.207 |  | 3439829.33 | 473833.98 | 44.207 |  | 44.207 |  | 44.207 |  | 20.639 | Optimize SCR | 20.639 |  | 20.639 |  | 20.639 |  | 20.639 | 20.639 | Not Coal Steam or O/G Steam | 0.012 | 0.012 |  | 58.12%
Martin | Florida |  |  |  | 6043 | PMR8A | 2716 | Combined Cycle |  |  |  | Combined cycle | Y |  |  |  | 20.512 | 5673927.837 | 853457.52 | 20.185 | 20.512 |  | 5673927.837 | 853457.52 | 20.512 |  | 20.512 |  | 20.512 |  | 20.512 |  | 20.512 |  | 20.512 |  | 20.512 |  | 20.512 | 20.512 | Not Coal Steam or O/G Steam | 0.0072303 | 0.0072303 |  | 66.23%
Martin | Florida |  |  |  | 6043 | PMR8B | 2717 | Combined Cycle |  |  |  | Combined cycle | Y |  |  |  | 19.694 | 5581655.767 | 836806.86 | 19.1097 | 19.694 |  | 5581655.767 | 836806.86 | 19.694 |  | 19.694 |  | 19.694 |  | 19.694 |  | 19.694 |  | 19.694 |  | 19.694 |  | 19.694 | 19.694 | Not Coal Steam or O/G Steam | 0.0070567 | 0.0070567 |  | 60.93%
Martin | Florida |  |  |  | 6043 | PMR8C | 88114 | Combined Cycle |  |  |  | Combined cycle | Y |  |  |  | 19.872 | 5765541.484 | 874879.9 | 19.965 | 19.872 |  | 5765541.484 | 874879.9 | 19.872 |  | 19.872 |  | 19.872 |  | 19.872 |  | 19.872 |  | 19.872 |  | 19.872 |  | 19.872 | 19.872 | Not Coal Steam or O/G Steam | 0.0068934 | 0.0068934 |  | 67.48%
Martin | Florida |  |  |  | 6043 | PMR8D | 88115 | Combined Cycle |  |  |  | Combined cycle | Y |  |  |  | 17.901 | 4703277.316 | 719954.25 | 19.4543 | 17.901 |  | 4703277.316 | 719954.25 | 17.901 |  | 17.901 |  | 17.901 |  | 17.901 |  | 17.901 |  | 17.901 |  | 17.901 |  | 17.901 | 17.901 | Not Coal Steam or O/G Steam | 0.0076121 | 0.0076121 |  | 62.87%
Midulla Generating Station | Florida |  |  |  | 7380 | 1 | 8366 | Combined Cycle |  |  |  | Combined cycle | Y |  |  |  | 100.671 | 6379864.677 | 597283.21 | 92.9163 | 100.671 |  | 6379864.677 | 597283.21 | 100.671 |  | 100.671 |  | 100.671 |  | 38.2792 | Optimize SCR | 38.2792 |  | 38.2792 |  | 38.2792 |  | 38.2792 | 38.2792 | Not Coal Steam or O/G Steam | 0.012 | 0.012 |  | 75.34%
Midulla Generating Station | Florida |  |  |  | 7380 | 2 | 8368 | Combined Cycle |  |  |  | Combined cycle | Y |  |  |  | 100.778 | 6521416.642 | 595678.64 | 93.3953 | 100.778 |  | 6521416.642 | 595678.64 | 100.778 |  | 100.778 |  | 100.778 |  | 39.1285 | Optimize SCR | 39.1285 |  | 39.1285 |  | 39.1285 |  | 39.1285 | 39.1285 | Not Coal Steam or O/G Steam | 0.012 | 0.012 |  | 76.32%
Midulla Generating Station | Florida |  |  |  | 7380 | 4A | 89703 | Combustion Turbine |  |  |  | Combustion turbine |  |  |  |  | 2.602 | 60657.514 | 5207.63 | 3.3303 | 2.602 |  | 60657.514 | 5207.63 | 2.602 |  | 2.602 |  | 2.602 |  | 2.602 |  | 2.602 |  | 2.602 |  | 2.602 |  | 2.602 | 2.602 | Not Coal Steam or O/G Steam | 0.085793 | 0.085793 |  | 3.794%
Midulla Generating Station | Florida |  |  |  | 7380 | 4B | 89704 | Combustion Turbine |  |  |  | Combustion turbine |  |  |  |  | 2.705 | 69150.98 | 5590.68 | 3.225 | 2.705 |  | 69150.98 | 5590.68 | 2.705 |  | 2.705 |  | 2.705 |  | 2.705 |  | 2.705 |  | 2.705 |  | 2.705 |  | 2.705 | 2.705 | Not Coal Steam or O/G Steam | 0.078235 | 0.078235 |  | 3.809%
Midulla Generating Station | Florida |  |  |  | 7380 | 5A | 89705 | Combustion Turbine |  |  |  | Combustion turbine |  |  |  |  | 3.033 | 64483.759 | 4977.42 | 4.0383 | 3.033 |  | 64483.759 | 4977.42 | 3.033 |  | 3.033 |  | 3.033 |  | 3.033 |  | 3.033 |  | 3.033 |  | 3.033 |  | 3.033 | 3.033 | Not Coal Steam or O/G Steam | 0.09407 | 0.09407 |  | 4.15%
Midulla Generating Station | Florida |  |  |  | 7380 | 5B | 89706 | Combustion Turbine |  |  |  | Combustion turbine |  |  |  |  | 3.278 | 80186.544 | 7334.61 | 3.965 | 3.278 |  | 80186.544 | 7334.61 | 3.278 |  | 3.278 |  | 3.278 |  | 3.278 |  | 3.278 |  | 3.278 |  | 3.278 |  | 3.278 | 3.278 | Not Coal Steam or O/G Steam | 0.081759 | 0.081759 |  | 4.344%
Midulla Generating Station | Florida |  |  |  | 7380 | 6A | 89707 | Combustion Turbine |  |  |  | Combustion turbine |  |  |  |  | 4.313 | 115798.322 | 9771.56 | 3.079 | 4.313 |  | 115798.322 | 9771.56 | 4.313 |  | 4.313 |  | 4.313 |  | 4.313 |  | 4.313 |  | 4.313 |  | 4.313 |  | 4.313 | 4.313 | Not Coal Steam or O/G Steam | 0.074492 | 0.074492 |  | 3.845%
Midulla Generating Station | Florida |  |  |  | 7380 | 6B | 89708 | Combustion Turbine |  |  |  | Combustion turbine |  |  |  |  | 4.484 | 117070.734 | 10126.48 | 3.157 | 4.484 |  | 117070.734 | 10126.48 | 4.484 |  | 4.484 |  | 4.484 |  | 4.484 |  | 4.484 |  | 4.484 |  | 4.484 |  | 4.484 | 4.484 | Not Coal Steam or O/G Steam | 0.076603 | 0.076603 |  | 3.933%
Midulla Generating Station | Florida |  |  |  | 7380 | 7A | 89709 | Combustion Turbine |  |  |  | Combustion turbine |  |  |  |  | 5.191 | 124804.089 | 10532.13 | 4.8937 | 5.191 |  | 124804.089 | 10532.13 | 5.191 |  | 5.191 |  | 5.191 |  | 5.191 |  | 5.191 |  | 5.191 |  | 5.191 |  | 5.191 | 5.191 | Not Coal Steam or O/G Steam | 0.083186 | 0.083186 |  | 5.741%
Midulla Generating Station | Florida |  |  |  | 7380 | 7B | 89710 | Combustion Turbine |  |  |  | Combustion turbine |  |  |  |  | 4.877 | 123829.7 | 10796.69 | 4.936 | 4.877 |  | 123829.7 | 10796.69 | 4.877 |  | 4.877 |  | 4.877 |  | 4.877 |  | 4.877 |  | 4.877 |  | 4.877 |  | 4.877 | 4.877 | Not Coal Steam or O/G Steam | 0.078769 | 0.078769 |  | 6.094%
Midulla Generating Station | Florida |  |  |  | 7380 | 8A | 89711 | Combustion Turbine |  |  |  | Combustion turbine |  |  |  |  | 3.175 | 68021.157 | 5934.27 | 3.2357 | 3.175 |  | 68021.157 | 5934.27 | 3.175 |  | 3.175 |  | 3.175 |  | 3.175 |  | 3.175 |  | 3.175 |  | 3.175 |  | 3.175 | 3.175 | Not Coal Steam or O/G Steam | 0.093353 | 0.093353 |  | 3.474%
Midulla Generating Station | Florida |  |  |  | 7380 | 8B | 89712 | Combustion Turbine |  |  |  | Combustion turbine |  |  |  |  | 3.241 | 84025.26 | 6806.39 | 2.8327 | 3.241 |  | 84025.26 | 6806.39 | 3.241 |  | 3.241 |  | 3.241 |  | 3.241 |  | 3.241 |  | 3.241 |  | 3.241 |  | 3.241 | 3.241 | Not Coal Steam or O/G Steam | 0.077143 | 0.077143 |  | 3.583%
Mulberry Cogeneration Facility | Florida |  |  |  | 54426 | 1 | 3772 | Combined Cycle |  |  |  | Combined cycle |  |  |  |  | 32.166 | 1603383.001 | 203408.14 | 27.0953 | 32.166 |  | 1603383.001 | 203408.14 | 32.166 |  | 32.166 |  | 32.166 |  | 32.166 |  | 32.166 |  | 32.166 |  | 32.166 |  | 32.166 | 32.166 | Not Coal Steam or O/G Steam | 0.040123 | 0.040123 |  | 37.76%
Northside | Florida |  |  |  | 667 | 1A | 497 | Coal Steam |  |  |  | Circulating fluidized bed boiler |  | Y |  | 293 | 75.805 | 2272411.09 | 206214.02 | 224.7363 | 75.805 |  | 2272411.09 | 206214.02 | 75.805 |  | 75.805 |  | 75.805 |  | 75.805 |  | 75.805 |  | 75.805 |  | 75.805 |  | 75.805 | 75.805 | Coal Steam, Circulating fluidized bed, Under 0.08 | 0.066718 | 0.066718 |  | 50.53%
Northside | Florida |  |  |  | 667 | 2A | 499 | Coal Steam |  |  |  | Circulating fluidized bed boiler |  | Y |  | 293 | 109.298 | 6175554.959 | 622090.12 | 105.8017 | 109.298 |  | 6175554.959 | 622090.12 | 109.298 |  | 109.298 |  | 109.298 |  | 109.298 |  | 109.298 |  | 109.298 |  | 109.298 |  | 109.298 | 109.298 | Coal Steam, Circulating fluidized bed, Under 0.08 | 0.035397 | 0.035397 |  | 40.63%
Northside | Florida |  |  |  | 667 | 3 | 500 | O/G Steam |  |  |  | Dry bottom wall-fired boiler |  | Y |  | 524 | 695.796 | 9277927.556 | 826996.49 | 926.543 | 695.796 |  | 9277927.556 | 826996.49 | 695.796 |  | 695.796 |  | 695.796 |  | 695.796 |  | 695.796 |  | 695.796 |  | 695.796 |  | 417.4825 | 139.1689 | O/G Steam SCR Retrofit | 0.14999 | 0.03 |  | 53.52%
Okeechobee Clean Energy Center | Florida |  |  |  | 60345 | OCEC1A | 91288 | Combined Cycle |  |  |  | Combined cycle | Y |  |  |  | 31.979 | 8993101.804 | 1541011.99 | 33.8523 | 31.979 |  | 8993101.804 | 1541011.99 | 31.979 |  | 31.979 |  | 31.979 |  | 31.979 |  | 31.979 |  | 31.979 |  | 31.979 |  | 31.979 | 31.979 | Not Coal Steam or O/G Steam | 0.0071119 | 0.0071119 |  | 83.62%
Okeechobee Clean Energy Center | Florida |  |  |  | 60345 | OCEC1B | 91287 | Combined Cycle |  |  |  | Combined cycle | Y |  |  |  | 16.834 | 4976802.411 | 854088.65 | 23.1577 | 16.834 |  | 4976802.411 | 854088.65 | 16.834 |  | 16.834 |  | 16.834 |  | 16.834 |  | 16.834 |  | 16.834 |  | 16.834 |  | 16.834 | 16.834 | Not Coal Steam or O/G Steam | 0.006765 | 0.006765 |  | 56.94%
Okeechobee Clean Energy Center | Florida |  |  |  | 60345 | OCEC1C | 91289 | Combined Cycle |  |  |  | Combined cycle | Y |  |  |  | 32.449 | 9369172.512 | 1602461.25 | 32.7337 | 32.449 |  | 9369172.512 | 1602461.25 | 32.449 |  | 32.449 |  | 32.449 |  | 32.449 |  | 32.449 |  | 32.449 |  | 32.449 |  | 32.449 | 32.449 | Not Coal Steam or O/G Steam | 0.0069268 | 0.0069268 |  | 81.32%
Oleander Power Project | Florida |  |  |  | 55286 | O-1 | 4446 | Combustion Turbine |  |  |  | Combustion turbine |  |  |  |  | 15.887 | 1237899.714 | 122684.27 | 11.1617 | 15.887 |  | 1237899.714 | 122684.27 | 15.887 |  | 15.887 |  | 15.887 |  | 15.887 |  | 15.887 |  | 15.887 |  | 15.887 |  | 15.887 | 15.887 | Not Coal Steam or O/G Steam | 0.025668 | 0.025668 |  | 11.56%
Oleander Power Project | Florida |  |  |  | 55286 | O-2 | 4447 | Combustion Turbine |  |  |  | Combustion turbine |  |  |  |  | 0.747 | 53815.09 | 5334.13 | 1.9357 | 0.747 |  | 53815.09 | 5334.13 | 0.747 |  | 0.747 |  | 0.747 |  | 0.747 |  | 0.747 |  | 0.747 |  | 0.747 |  | 0.747 | 0.747 | Not Coal Steam or O/G Steam | 0.027762 | 0.027762 |  | 1.633%
Oleander Power Project | Florida |  |  |  | 55286 | O-3 | 4448 | Combustion Turbine |  |  |  | Combustion turbine |  |  |  |  | 0.507 | 37774.16 | 3647.45 | 0.63733 | 0.507 |  | 37774.16 | 3647.45 | 0.507 |  | 0.507 |  | 0.507 |  | 0.507 |  | 0.507 |  | 0.507 |  | 0.507 |  | 0.507 | 0.507 | Not Coal Steam or O/G Steam | 0.026844 | 0.026844 |  | 0.5479%
Oleander Power Project | Florida |  |  |  | 55286 | O-4 | 4449 | Combustion Turbine |  |  |  | Combustion turbine |  |  |  |  | 0.329 | 24580.445 | 2305.59 | 0.49967 | 0.329 |  | 24580.445 | 2305.59 | 0.329 |  | 0.329 |  | 0.329 |  | 0.329 |  | 0.329 |  | 0.329 |  | 0.329 |  | 0.329 | 0.329 | Not Coal Steam or O/G Steam | 0.026769 | 0.026769 |  | 0.432%
Oleander Power Project | Florida |  |  |  | 55286 | O-5 | 4450 | Combustion Turbine |  |  |  | Combustion turbine |  |  |  |  | 1.911 | 141586.499 | 13339.83 | 2.4743 | 1.911 |  | 141586.499 | 13339.83 | 1.911 |  | 1.911 |  | 1.911 |  | 1.911 |  | 1.911 |  | 1.911 |  | 1.911 |  | 1.911 | 1.911 | Not Coal Steam or O/G Steam | 0.026994 | 0.026994 |  | 2.308%
Orange Cogeneration Facility | Florida |  |  |  | 54365 | 1 | 3762 | Combined Cycle |  |  |  | Combined cycle |  |  |  |  | 17.014 | 647277.634 | 83667.89 | 17.5067 | 17.014 |  | 647277.634 | 83667.89 | 17.014 |  | 17.014 |  | 17.014 |  | 17.014 |  | 17.014 |  | 17.014 |  | 17.014 |  | 17.014 | 17.014 | Not Coal Steam or O/G Steam | 0.052571 | 0.052571 |  | 33.42%
Orange Cogeneration Facility | Florida |  |  |  | 54365 | 2 | 3763 | Combined Cycle |  |  |  | Combined cycle |  |  |  |  | 17.866 | 676478.57 | 88462.69 | 17.3353 | 17.866 |  | 676478.57 | 88462.69 | 17.866 |  | 17.866 |  | 17.866 |  | 17.866 |  | 17.866 |  | 17.866 |  | 17.866 |  | 17.866 | 17.866 | Not Coal Steam or O/G Steam | 0.052821 | 0.052821 |  | 30.78%
Orlando CoGen | Florida |  |  |  | 54466 | 1 | 3773 | Combined Cycle |  |  |  | Combined cycle |  |  |  |  | 90.389 | 3555613.516 | 448809.32 | 87.9723 | 90.389 |  | 3555613.516 | 448809.32 | 90.389 |  | 90.389 |  | 90.389 |  | 90.389 |  | 90.389 |  | 90.389 |  | 90.389 |  | 90.389 | 90.389 | Not Coal Steam or O/G Steam | 0.050843 | 0.050843 |  | 75.07%
Osceola | Florida |  |  |  | 55192 | OSC1 | 8462 | Combustion Turbine |  |  |  | Combustion turbine | [28 empty] | Not Coal Steam or O/G Steam | 0 | 0
Osceola | Florida |  |  |  | 55192 | OSC2 | 8464 | Combustion Turbine |  |  |  | Combustion turbine | [28 empty] | Not Coal Steam or O/G Steam | 0 | 0
Osceola | Florida |  |  |  | 55192 | OSC3 | 8466 | Combustion Turbine |  |  |  | Combustion turbine | [28 empty] | Not Coal Steam or O/G Steam | 0 | 0
Osprey Energy Center | Florida |  |  |  | 55412 | CT1 | 8548 | Combined Cycle |  |  |  | Combined cycle | Y |  |  |  | 31.605 | 5543789.073 | 782727.52 | 31.4283 | 31.605 |  | 5543789.073 | 782727.52 | 31.605 |  | 31.605 |  | 31.605 |  | 31.605 |  | 31.605 |  | 31.605 |  | 31.605 |  | 31.605 | 31.605 | Not Coal Steam or O/G Steam | 0.011402 | 0.011402 |  | 67.02%
Osprey Energy Center | Florida |  |  |  | 55412 | CT2 | 8550 | Combined Cycle |  |  |  | Combined cycle | Y |  |  |  | 31.484 | 5464201.788 | 772400.69 | 28.6013 | 31.484 |  | 5464201.788 | 772400.69 | 31.484 |  | 31.484 |  | 31.484 |  | 31.484 |  | 31.484 |  | 31.484 |  | 31.484 |  | 31.484 | 31.484 | Not Coal Steam or O/G Steam | 0.011524 | 0.011524 |  | 58.36%
P L Bartow | Florida |  |  |  | 634 | 4A | 90418 | Combined Cycle |  |  |  | Combined cycle | Y |  |  |  | 108.502 | 6642594.594 | 917400.66 | 100.905 | 108.502 |  | 6642594.594 | 917400.66 | 108.502 |  | 108.502 |  | 108.502 |  | 39.8556 | Optimize SCR | 39.8556 |  | 39.8556 |  | 39.8556 |  | 39.8556 | 39.8556 | Not Coal Steam or O/G Steam | 0.012 | 0.012 |  | 65.71%
P L Bartow | Florida |  |  |  | 634 | 4B | 90416 | Combined Cycle |  |  |  | Combined cycle | Y |  |  |  | 100.199 | 6353030.074 | 872112.89 | 95.584 | 100.199 |  | 6353030.074 | 872112.89 | 100.199 |  | 100.199 |  | 100.199 |  | 38.1182 | Optimize SCR | 38.1182 |  | 38.1182 |  | 38.1182 |  | 38.1182 | 38.1182 | Not Coal Steam or O/G Steam | 0.012 | 0.012 |  | 64.84%
P L Bartow | Florida |  |  |  | 634 | 4C | 90417 | Combined Cycle |  |  |  | Combined cycle | Y |  |  |  | 0.751 | 48770.001 | 6879.6 | 64.8893 | 0.751 |  | 48770.001 | 6879.6 | 0.751 |  | 0.751 |  | 0.751 |  | 0.29262 | Optimize SCR | 0.29262 |  | 0.29262 |  | 0.29262 |  | 0.29262 | 0.29262 | Not Coal Steam or O/G Steam | 0.012 | 0.012 |  | 41.56%
P L Bartow | Florida |  |  |  | 634 | 4D | 90419 | Combined Cycle |  |  |  | Combined cycle | Y |  |  |  | 47.183 | 2819917.12 | 393246.12 | 78.8233 | 47.183 |  | 2819917.12 | 393246.12 | 47.183 |  | 47.183 |  | 47.183 |  | 16.9195 | Optimize SCR | 16.9195 |  | 16.9195 |  | 16.9195 |  | 16.9195 | 16.9195 | Not Coal Steam or O/G Steam | 0.012 | 0.012 |  | 51.6%
Polk | Florida |  |  |  | 7242 | **1 | 3047 | IGCC |  |  |  | Integrated gasification combined cycle |  |  |  |  | 36.722 | 577644.077 | 50531.62 | 124.2767 | 36.722 |  | 577644.077 | 50531.62 | 36.722 |  | 36.722 |  | 36.722 |  | 36.722 |  | 36.722 |  | 36.722 |  | 36.722 |  | 36.722 | 36.722 | Not Coal Steam or O/G Steam | 0.12714 | 0.12714 |  | 26.58%
Polk | Florida |  |  |  | 7242 | **2 | 3048 | Combined Cycle |  |  |  | Combined cycle | Y |  |  |  | 18.442 | 4596187.966 | 677084.1 | 16.2683 | 18.442 |  | 4596187.966 | 677084.1 | 18.442 |  | 18.442 |  | 18.442 |  | 18.442 |  | 18.442 |  | 18.442 |  | 18.442 |  | 18.442 | 18.442 | Not Coal Steam or O/G Steam | 0.0080249 | 0.0080249 |  | 50.78%
Polk | Florida |  |  |  | 7242 | **3 | 3049 | Combined Cycle |  |  |  | Combined cycle | Y |  |  |  | 17.819 | 4784811.242 | 707106.31 | 18.8813 | 17.819 |  | 4784811.242 | 707106.31 | 17.819 |  | 17.819 |  | 17.819 |  | 17.819 |  | 17.819 |  | 17.819 |  | 17.819 |  | 17.819 | 17.819 | Not Coal Steam or O/G Steam | 0.0074482 | 0.0074482 |  | 58.6%
Polk | Florida |  |  |  | 7242 | **4 | 3050 | Combined Cycle |  |  |  | Combined cycle | Y |  |  |  | 16.696 | 5463331.418 | 816993 | 18.291 | 16.696 |  | 5463331.418 | 816993 | 16.696 |  | 16.696 |  | 16.696 |  | 16.696 |  | 16.696 |  | 16.696 |  | 16.696 |  | 16.696 | 16.696 | Not Coal Steam or O/G Steam | 0.006112 | 0.006112 |  | 63.05%
Polk | Florida |  |  |  | 7242 | **5 | 90101 | Combined Cycle |  |  |  | Combined cycle | Y |  |  |  | 16.842 | 4711055.445 | 784015.55 | 16.6247 | 16.842 |  | 4711055.445 | 784015.55 | 16.842 |  | 16.842 |  | 16.842 |  | 16.842 |  | 16.842 |  | 16.842 |  | 16.842 |  | 16.842 | 16.842 | Not Coal Steam or O/G Steam | 0.00715 | 0.00715 |  | 54.34%
Port Everglades | Florida |  |  |  | 617 | PECT5A | 91022 | Combined Cycle |  |  |  | Combined cycle | Y |  |  |  | 25.59 | 6985620.786 | 1120829.01 | 24.815 | 25.59 |  | 6985620.786 | 1120829.01 | 25.59 |  | 25.59 |  | 25.59 |  | 25.59 |  | 25.59 |  | 25.59 |  | 25.59 |  | 25.59 | 25.59 | Not Coal Steam or O/G Steam | 0.0073265 | 0.0073265 |  | 71.48%
Port Everglades | Florida |  |  |  | 617 | PECT5B | 91023 | Combined Cycle |  |  |  | Combined cycle | Y |  |  |  | 25.702 | 7423429.075 | 1203982.29 | 25.2613 | 25.702 |  | 7423429.075 | 1203982.29 | 25.702 |  | 25.702 |  | 25.702 |  | 25.702 |  | 25.702 |  | 25.702 |  | 25.702 |  | 25.702 | 25.702 | Not Coal Steam or O/G Steam | 0.0069246 | 0.0069246 |  | 73.62%
Port Everglades | Florida |  |  |  | 617 | PECT5C | 91021 | Combined Cycle |  |  |  | Combined cycle | Y |  |  |  | 26.063 | 7090977.09 | 1143092.93 | 23.2117 | 26.063 |  | 7090977.09 | 1143092.93 | 26.063 |  | 26.063 |  | 26.063 |  | 26.063 |  | 26.063 |  | 26.063 |  | 26.063 |  | 26.063 | 26.063 | Not Coal Steam or O/G Steam | 0.007351 | 0.007351 |  | 63.99%
Reedy Creek Central Energy Plant | Florida |  |  |  | 7254 | 32432 | 3061 | Combined Cycle |  |  |  | Combined cycle |  |  |  |  | 0.061 | 1708.089 | 91.89 | 1.4213 | 0.061 |  | 1708.089 | 91.89 | 0.061 |  | 0.061 |  | 0.061 |  | 0.061 |  | 0.061 |  | 0.061 |  | 0.061 |  | 0.061 | 0.061 | Not Coal Steam or O/G Steam | 0.071425 | 0.071425 |  | 1.86%
Riviera Beach Energy Center | Florida |  |  |  | 619 | RBCT5A | 90798 | Combined Cycle |  |  |  | Combined cycle | Y |  |  |  | 27.192 | 6201641.725 | 995198.94 | 26.9207 | 27.192 |  | 6201641.725 | 995198.94 | 27.192 |  | 27.192 |  | 27.192 |  | 27.192 |  | 27.192 |  | 27.192 |  | 27.192 |  | 27.192 | 27.192 | Not Coal Steam or O/G Steam | 0.0087693 | 0.0087693 |  | 56.4%
Riviera Beach Energy Center | Florida |  |  |  | 619 | RBCT5B | 90799 | Combined Cycle |  |  |  | Combined cycle | Y |  |  |  | 26.053 | 7144147.482 | 1158203.77 | 24.83 | 26.053 |  | 7144147.482 | 1158203.77 | 26.053 |  | 26.053 |  | 26.053 |  | 26.053 |  | 26.053 |  | 26.053 |  | 26.053 |  | 26.053 | 26.053 | Not Coal Steam or O/G Steam | 0.0072935 | 0.0072935 |  | 57.09%
Riviera Beach Energy Center | Florida |  |  |  | 619 | RBCT5C | 90800 | Combined Cycle |  |  |  | Combined cycle | Y |  |  |  | 23.877 | 5466803.435 | 882244.19 | 26.519 | 23.877 |  | 5466803.435 | 882244.19 | 23.877 |  | 23.877 |  | 23.877 |  | 23.877 |  | 23.877 |  | 23.877 |  | 23.877 |  | 23.877 | 23.877 | Not Coal Steam or O/G Steam | 0.0087353 | 0.0087353 |  | 60.26%
S O Purdom | Florida |  |  |  | 689 | 8 | 521 | Combined Cycle |  |  |  | Combined cycle |  |  |  |  | 56.419 | 3885968.098 | 393307.57 | 50.827 | 56.419 |  | 3885968.098 | 393307.57 | 56.419 |  | 56.419 |  | 56.419 |  | 56.419 |  | 56.419 |  | 56.419 |  | 56.419 |  | 56.419 | 56.419 | Not Coal Steam or O/G Steam | 0.029037 | 0.029037 |  | 46.46%
Sanford | Florida |  |  |  | 620 | SNCT4A | 429 | Combined Cycle |  |  |  | Combined cycle | Y |  |  |  | 48.61 | 3791613.132 | 557852.6 | 57.0083 | 48.61 |  | 3791613.132 | 557852.6 | 48.61 |  | 48.61 |  | 48.61 |  | 22.7497 | Optimize SCR | 22.7497 |  | 22.7497 |  | 22.7497 |  | 22.7497 | 22.7497 | Not Coal Steam or O/G Steam | 0.012 | 0.012 |  | 55.4%
Sanford | Florida |  |  |  | 620 | SNCT4B | 430 | Combined Cycle |  |  |  | Combined cycle | Y |  |  |  | 53.472 | 4314214.506 | 633180.44 | 64.8543 | 53.472 |  | 4314214.506 | 633180.44 | 53.472 |  | 53.472 |  | 53.472 |  | 25.8853 | Optimize SCR | 25.8853 |  | 25.8853 |  | 25.8853 |  | 25.8853 | 25.8853 | Not Coal Steam or O/G Steam | 0.012 | 0.012 |  | 64.37%
Sanford | Florida |  |  |  | 620 | SNCT4C | 431 | Combined Cycle |  |  |  | Combined cycle | Y |  |  |  | 52.224 | 4109414.202 | 604246.56 | 64.243 | 52.224 |  | 4109414.202 | 604246.56 | 52.224 |  | 52.224 |  | 52.224 |  | 24.6565 | Optimize SCR | 24.6565 |  | 24.6565 |  | 24.6565 |  | 24.6565 | 24.6565 | Not Coal Steam or O/G Steam | 0.012 | 0.012 |  | 63.28%
Sanford | Florida |  |  |  | 620 | SNCT4D | 432 | Combined Cycle |  |  |  | Combined cycle | Y |  |  |  | 49.642 | 4035321.413 | 595161.89 | 60.3817 | 49.642 |  | 4035321.413 | 595161.89 | 49.642 |  | 49.642 |  | 49.642 |  | 24.2119 | Optimize SCR | 24.2119 |  | 24.2119 |  | 24.2119 |  | 24.2119 | 24.2119 | Not Coal Steam or O/G Steam | 0.012 | 0.012 |  | 60.2%
Sanford | Florida |  |  |  | 620 | SNCT5A | 433 | Combined Cycle |  |  |  | Combined cycle | Y |  |  |  | 50.964 | 4101507.103 | 607380.24 | 52.4277 | 50.964 |  | 4101507.103 | 607380.24 | 50.964 |  | 50.964 |  | 50.964 |  | 24.609 | Optimize SCR | 24.609 |  | 24.609 |  | 24.609 |  | 24.609 | 24.609 | Not Coal Steam or O/G Steam | 0.012 | 0.012 |  | 51.83%
Sanford | Florida |  |  |  | 620 | SNCT5B | 434 | Combined Cycle |  |  |  | Combined cycle | Y |  |  |  | 57.714 | 4419648.334 | 663260.34 | 58.6257 | 57.714 |  | 4419648.334 | 663260.34 | 57.714 |  | 57.714 |  | 57.714 |  | 26.5179 | Optimize SCR | 26.5179 |  | 26.5179 |  | 26.5179 |  | 26.5179 | 26.5179 | Not Coal Steam or O/G Steam | 0.012 | 0.012 |  | 55.28%
Sanford | Florida |  |  |  | 620 | SNCT5C | 435 | Combined Cycle |  |  |  | Combined cycle | Y |  |  |  | 54.319 | 4234480.86 | 626556.62 | 55.513 | 54.319 |  | 4234480.86 | 626556.62 | 54.319 |  | 54.319 |  | 54.319 |  | 25.4069 | Optimize SCR | 25.4069 |  | 25.4069 |  | 25.4069 |  | 25.4069 | 25.4069 | Not Coal Steam or O/G Steam | 0.012 | 0.012 |  | 53.74%
Sanford | Florida |  |  |  | 620 | SNCT5D | 436 | Combined Cycle |  |  |  | Combined cycle | Y |  |  |  | 59.713 | 4631580.018 | 690699.53 | 57.253 | 59.713 |  | 4631580.018 | 690699.53 | 59.713 |  | 59.713 |  | 59.713 |  | 27.7895 | Optimize SCR | 27.7895 |  | 27.7895 |  | 27.7895 |  | 27.7895 | 27.7895 | Not Coal Steam or O/G Steam | 0.012 | 0.012 |  | 55.06%
Santa Rosa Energy Center | Florida |  |  |  | 55242 | CT-1 | 4287 | Combined Cycle |  |  |  | Combined cycle |  |  |  |  | 38.125 | 1968758.849 | 266729.48 | 70.5583 | 38.125 |  | 1968758.849 | 266729.48 | 38.125 |  | 38.125 |  | 38.125 |  | 38.125 |  | 38.125 |  | 38.125 |  | 38.125 |  | 38.125 | 38.125 | Not Coal Steam or O/G Steam | 0.03873 | 0.03873 |  | 62.09%
Seminole (136) | Florida |  |  |  | 136 | 1 | 84 | Coal Steam |  |  | 2024 | Dry bottom wall-fired boiler | Y |  |  | 652 | 424.407 | 15870821.689 | 1718039.2 | 510.3243 | 424.407 |  | 15870821.689 | 1718039.2 | 424.407 |  | 424.407 |  | 424.407 |  | 424.407 |  | 424.407 |  | 424.407 |  | 424.407 |  | 424.407 | 424.407 | Existing SCR | 0.053483 | 0.053483 |  | 63.54%
Seminole (136) | Florida |  |  |  | 136 | 2 | 85 | Coal Steam |  |  |  | Dry bottom wall-fired boiler | Y |  |  | 657 | 482.756 | 16297067.48 | 1797202.89 | 530.268 | 482.756 |  | 16297067.48 | 1797202.89 | 482.756 |  | 482.756 |  | 482.756 |  | 482.756 |  | 482.756 |  | 482.756 |  | 482.756 |  | 482.756 | 482.756 | Existing SCR | 0.059245 | 0.059245 |  | 63.25%
Shady Hills | Florida |  |  |  | 55414 | GT101 | 4697 | Combustion Turbine |  |  |  | Combustion turbine |  |  |  |  | 4.837 | 276471.048 | 26916.97 | 4.8137 | 4.837 |  | 276471.048 | 26916.97 | 4.837 |  | 4.837 |  | 4.837 |  | 4.837 |  | 4.837 |  | 4.837 |  | 4.837 |  | 4.837 | 4.837 | Not Coal Steam or O/G Steam | 0.034991 | 0.034991 |  | 3.883%
Shady Hills | Florida |  |  |  | 55414 | GT201 | 4698 | Combustion Turbine |  |  |  | Combustion turbine |  |  |  |  | 16.153 | 999743.199 | 94047.34 | 10.2393 | 16.153 |  | 999743.199 | 94047.34 | 16.153 |  | 16.153 |  | 16.153 |  | 16.153 |  | 16.153 |  | 16.153 |  | 16.153 |  | 16.153 | 16.153 | Not Coal Steam or O/G Steam | 0.032314 | 0.032314 |  | 8.722%
Shady Hills | Florida |  |  |  | 55414 | GT301 | 4699 | Combustion Turbine |  |  |  | Combustion turbine |  |  |  |  | 18.101 | 1043301.016 | 105037.11 | 9.64 | 18.101 |  | 1043301.016 | 105037.11 | 18.101 |  | 18.101 |  | 18.101 |  | 18.101 |  | 18.101 |  | 18.101 |  | 18.101 |  | 18.101 | 18.101 | Not Coal Steam or O/G Steam | 0.034699 | 0.034699 |  | 7.883%
Stanton A | Florida |  |  |  | 55821 | 25 | 10157 | Combined Cycle |  |  |  | Combined cycle | Y |  |  |  | 29.337 | 4866916.977 | 703355.12 | 25.5207 | 29.337 |  | 4866916.977 | 703355.12 | 29.337 |  | 29.337 |  | 29.337 |  | 29.2015 | Optimize SCR | 29.2015 |  | 29.2015 |  | 29.2015 |  | 29.2015 | 29.2015 | Not Coal Steam or O/G Steam | 0.012 | 0.012 |  | 48.56%
Stanton A | Florida |  |  |  | 55821 | 26 | 10158 | Combined Cycle |  |  |  | Combined cycle | Y |  |  |  | 28.058 | 5317577.235 | 761331.14 | 24.5477 | 28.058 |  | 5317577.235 | 761331.14 | 28.058 |  | 28.058 |  | 28.058 |  | 28.058 |  | 28.058 |  | 28.058 |  | 28.058 |  | 28.058 | 28.058 | Not Coal Steam or O/G Steam | 0.010553 | 0.010553 |  | 47.88%
Stock Island | Florida |  |  |  | 6584 | CT4 | 89604 | Combustion Turbine |  |  |  | Combustion turbine |  |  |  |  | 0.362 | 3616.203 | 226.89 | 0.46633 | 0.362 |  | 3616.203 | 226.89 | 0.362 |  | 0.362 |  | 0.362 |  | 0.362 |  | 0.362 |  | 0.362 |  | 0.362 |  | 0.362 | 0.362 | Not Coal Steam or O/G Steam | 0.20021 | 0.20021 |  | 0.3033%
Tiger Bay | Florida |  |  |  | 7699 | 1 | 3141 | Combined Cycle |  |  |  | Combined cycle |  |  |  |  | 78.457 | 5134887.726 | 470755.5 | 53.368 | 78.457 |  | 5134887.726 | 470755.5 | 78.457 |  | 78.457 |  | 78.457 |  | 78.457 |  | 78.457 |  | 78.457 |  | 78.457 |  | 78.457 | 78.457 | Not Coal Steam or O/G Steam | 0.030558 | 0.030558 |  | 55.07%
Tom G Smith | Florida |  |  |  | 673 | S-3 | 507 | O/G Steam |  |  |  | Dry bottom wall-fired boiler |  |  |  | 26 | 0.322 | 2825.928 | 377.8 | 0.44533 | 0.322 |  | 2825.928 | 377.8 | 0.322 |  | 0.322 |  | 0.322 |  | 0.322 |  | 0.322 |  | 0.322 |  | 0.322 |  | 0.322 | 0.322 | O/G Steam Under 100 MW | 0.22789 | 0.22789 |  | 0.3089%
Treasure Coast Energy Center | Florida |  |  |  | 56400 | 1 | 89720 | Combined Cycle |  |  |  | Combined cycle | Y |  |  |  | 16.415 | 5928288.117 | 830293.73 | 17.0587 | 16.415 |  | 5928288.117 | 830293.73 | 16.415 |  | 16.415 |  | 16.415 |  | 16.415 |  | 16.415 |  | 16.415 |  | 16.415 |  | 16.415 | 16.415 | Not Coal Steam or O/G Steam | 0.0055379 | 0.0055379 |  | 62.37%
Turkey Point | Florida |  |  |  | 621 | TPCT5A | 89540 | Combined Cycle |  |  |  | Combined cycle | Y |  |  |  | 17.523 | 4593067.771 | 679303.75 | 18.003 | 17.523 |  | 4593067.771 | 679303.75 | 17.523 |  | 17.523 |  | 17.523 |  | 17.523 |  | 17.523 |  | 17.523 |  | 17.523 |  | 17.523 | 17.523 | Not Coal Steam or O/G Steam | 0.0076302 | 0.0076302 |  | 55.71%
Turkey Point | Florida |  |  |  | 621 | TPCT5B | 89541 | Combined Cycle |  |  |  | Combined cycle | Y |  |  |  | 16.877 | 4582469.655 | 702382.56 | 18.7687 | 16.877 |  | 4582469.655 | 702382.56 | 16.877 |  | 16.877 |  | 16.877 |  | 16.877 |  | 16.877 |  | 16.877 |  | 16.877 |  | 16.877 | 16.877 | Not Coal Steam or O/G Steam | 0.0073659 | 0.0073659 |  | 60.01%
Turkey Point | Florida |  |  |  | 621 | TPCT5C | 89542 | Combined Cycle |  |  |  | Combined cycle | Y |  |  |  | 16.291 | 4369104.693 | 668976.23 | 17.8913 | 16.291 |  | 4369104.693 | 668976.23 | 16.291 |  | 16.291 |  | 16.291 |  | 16.291 |  | 16.291 |  | 16.291 |  | 16.291 |  | 16.291 | 16.291 | Not Coal Steam or O/G Steam | 0.0074574 | 0.0074574 |  | 57.55%
Turkey Point | Florida |  |  |  | 621 | TPCT5D | 89543 | Combined Cycle |  |  |  | Combined cycle | Y |  |  |  | 16.68 | 4503347.256 | 687101.29 | 17.766 | 16.68 |  | 4503347.256 | 687101.29 | 16.68 |  | 16.68 |  | 16.68 |  | 16.68 |  | 16.68 |  | 16.68 |  | 16.68 |  | 16.68 | 16.68 | Not Coal Steam or O/G Steam | 0.0074078 | 0.0074078 |  | 56.21%
University of Florida | Florida |  |  |  | 7345 | 1 | 3102 | Combustion Turbine |  |  |  | Combined cycle |  |  |  |  | 41.78 | 1181772.124 |  | 36.4177 | 41.78 |  | 1181772.124 |  | 41.78 |  | 41.78 |  | 41.78 |  | 41.78 |  | 41.78 |  | 41.78 |  | 41.78 |  | 41.78 | 41.78 | Not Coal Steam or O/G Steam | 0.070707 | 0.070707 |  | 54.94%
Vandolah Power Project | Florida |  |  |  | 55415 | GT101 | 4700 | Combustion Turbine |  |  |  | Combustion turbine |  |  |  |  | 29.675 | 1917543.832 | 185599.64 | 20.9157 | 29.675 |  | 1917543.832 | 185599.64 | 29.675 |  | 29.675 |  | 29.675 |  | 29.675 |  | 29.675 |  | 29.675 |  | 29.675 |  | 29.675 | 29.675 | Not Coal Steam or O/G Steam | 0.030951 | 0.030951 |  | 16.24%
Vandolah Power Project | Florida |  |  |  | 55415 | GT201 | 4701 | Combustion Turbine |  |  |  | Combustion turbine |  |  |  |  | 30.284 | 1930303.826 | 190090.26 | 21.42 | 30.284 |  | 1930303.826 | 190090.26 | 30.284 |  | 30.284 |  | 30.284 |  | 30.284 |  | 30.284 |  | 30.284 |  | 30.284 |  | 30.284 | 30.284 | Not Coal Steam or O/G Steam | 0.031377 | 0.031377 |  | 16.61%
Vandolah Power Project | Florida |  |  |  | 55415 | GT301 | 4702 | Combustion Turbine |  |  |  | Combustion turbine |  |  |  |  | 28.396 | 1893075.04 | 182710.12 | 33.0257 | 28.396 |  | 1893075.04 | 182710.12 | 28.396 |  | 28.396 |  | 28.396 |  | 28.396 |  | 28.396 |  | 28.396 |  | 28.396 |  | 28.396 | 28.396 | Not Coal Steam or O/G Steam | 0.03 | 0.03 |  | 17.81%
Vandolah Power Project | Florida |  |  |  | 55415 | GT401 | 4703 | Combustion Turbine |  |  |  | Combustion turbine |  |  |  |  | 29.242 | 1943291.818 | 183804.84 | 20.5623 | 29.242 |  | 1943291.818 | 183804.84 | 29.242 |  | 29.242 |  | 29.242 |  | 29.242 |  | 29.242 |  | 29.242 |  | 29.242 |  | 29.242 | 29.242 | Not Coal Steam or O/G Steam | 0.030095 | 0.030095 |  | 16.21%
West County Energy Center | Florida |  |  |  | 56407 | WCCT1A | 89726 | Combined Cycle |  |  |  | Combined cycle | Y |  |  |  | 25.721 | 6896860.6 | 1095032.81 | 28.0143 | 25.721 |  | 6896860.6 | 1095032.81 | 25.721 |  | 25.721 |  | 25.721 |  | 25.721 |  | 25.721 |  | 25.721 |  | 25.721 |  | 25.721 | 25.721 | Not Coal Steam or O/G Steam | 0.0074588 | 0.0074588 |  | 67.36%
West County Energy Center | Florida |  |  |  | 56407 | WCCT1B | 89727 | Combined Cycle |  |  |  | Combined cycle | Y |  |  |  | 26.672 | 7544923.844 | 1201151.17 | 27.253 | 26.672 |  | 7544923.844 | 1201151.17 | 26.672 |  | 26.672 |  | 26.672 |  | 26.672 |  | 26.672 |  | 26.672 |  | 26.672 |  | 26.672 | 26.672 | Not Coal Steam or O/G Steam | 0.0070702 | 0.0070702 |  | 68.41%
West County Energy Center | Florida |  |  |  | 56407 | WCCT1C | 89728 | Combined Cycle |  |  |  | Combined cycle | Y |  |  |  | 23.902 | 6386940.867 | 1012782.68 | 27.3227 | 23.902 |  | 6386940.867 | 1012782.68 | 23.902 |  | 23.902 |  | 23.902 |  | 23.902 |  | 23.902 |  | 23.902 |  | 23.902 |  | 23.902 | 23.902 | Not Coal Steam or O/G Steam | 0.0074846 | 0.0074846 |  | 67.26%
West County Energy Center | Florida |  |  |  | 56407 | WCCT2A | 89729 | Combined Cycle |  |  |  | Combined cycle | Y |  |  |  | 28.139 | 7482060.139 | 1194640.78 | 26.9477 | 28.139 |  | 7482060.139 | 1194640.78 | 28.139 |  | 28.139 |  | 28.139 |  | 28.139 |  | 28.139 |  | 28.139 |  | 28.139 |  | 28.139 | 28.139 | Not Coal Steam or O/G Steam | 0.0075217 | 0.0075217 |  | 67.12%
West County Energy Center | Florida |  |  |  | 56407 | WCCT2B | 89730 | Combined Cycle |  |  |  | Combined cycle | Y |  |  |  | 27.488 | 7465922.85 | 1189841.66 | 26.8617 | 27.488 |  | 7465922.85 | 1189841.66 | 27.488 |  | 27.488 |  | 27.488 |  | 27.488 |  | 27.488 |  | 27.488 |  | 27.488 |  | 27.488 | 27.488 | Not Coal Steam or O/G Steam | 0.0073636 | 0.0073636 |  | 64.83%
West County Energy Center | Florida |  |  |  | 56407 | WCCT2C | 89731 | Combined Cycle |  |  |  | Combined cycle | Y |  |  |  | 26.765 | 7383571.89 | 1174788.35 | 25.038 | 26.765 |  | 7383571.89 | 1174788.35 | 26.765 |  | 26.765 |  | 26.765 |  | 26.765 |  | 26.765 |  | 26.765 |  | 26.765 |  | 26.765 | 26.765 | Not Coal Steam or O/G Steam | 0.0072499 | 0.0072499 |  | 60.12%
West County Energy Center | Florida |  |  |  | 56407 | WCCT3A | 90654 | Combined Cycle |  |  |  | Combined cycle | Y |  |  |  | 23.875 | 6499250.834 | 1030748.38 | 25.4427 | 23.875 |  | 6499250.834 | 1030748.38 | 23.875 |  | 23.875 |  | 23.875 |  | 23.875 |  | 23.875 |  | 23.875 |  | 23.875 |  | 23.875 | 23.875 | Not Coal Steam or O/G Steam | 0.007347 | 0.007347 |  | 59.56%
West County Energy Center | Florida |  |  |  | 56407 | WCCT3B | 90655 | Combined Cycle |  |  |  | Combined cycle | Y |  |  |  | 25.082 | 6788649.192 | 1067166.9 | 24.6207 | 25.082 |  | 6788649.192 | 1067166.9 | 25.082 |  | 25.082 |  | 25.082 |  | 25.082 |  | 25.082 |  | 25.082 |  | 25.082 |  | 25.082 | 25.082 | Not Coal Steam or O/G Steam | 0.0073894 | 0.0073894 |  | 57.45%
West County Energy Center | Florida |  |  |  | 56407 | WCCT3C | 90656 | Combined Cycle |  |  |  | Combined cycle | Y |  |  |  | 27.257 | 7253018.162 | 1152342.54 | 25.2587 | 27.257 |  | 7253018.162 | 1152342.54 | 27.257 |  | 27.257 |  | 27.257 |  | 27.257 |  | 27.257 |  | 27.257 |  | 27.257 |  | 27.257 | 27.257 | Not Coal Steam or O/G Steam | 0.007516 | 0.007516 |  | 60.17%
AL Sandersville Energy Facility | Georgia |  |  |  | 55672 | CT1 | 8836 | Combustion Turbine |  |  |  | Combustion turbine |  |  |  |  | 2.91 | 120315.9 | 9387.26 | 1.5487 | 2.91 |  | 120315.9 | 9387.26 | 2.91 |  | 2.91 |  | 2.91 |  | 2.91 |  | 2.91 |  | 2.91 |  | 2.91 |  | 2.91 | 2.91 | Not Coal Steam or O/G Steam | 0.048373 | 0.048373 |  | 1.785%
AL Sandersville Energy Facility | Georgia |  |  |  | 55672 | CT2 | 8838 | Combustion Turbine |  |  |  | Combustion turbine |  |  |  |  | 3.2 | 116124.1 | 9369.76 | 1.7097 | 3.2 |  | 116124.1 | 9369.76 | 3.2 |  | 3.2 |  | 3.2 |  | 3.2 |  | 3.2 |  | 3.2 |  | 3.2 |  | 3.2 | 3.2 | Not Coal Steam or O/G Steam | 0.055113 | 0.055113 |  | 1.814%
AL Sandersville Energy Facility | Georgia |  |  |  | 55672 | CT3 | 8840 | Combustion Turbine |  |  |  | Combustion turbine |  |  |  |  | 3.221 | 109625.9 | 8866.76 | 1.8607 | 3.221 |  | 109625.9 | 8866.76 | 3.221 |  | 3.221 |  | 3.221 |  | 3.221 |  | 3.221 |  | 3.221 |  | 3.221 |  | 3.221 | 3.221 | Not Coal Steam or O/G Steam | 0.058763 | 0.058763 |  | 2.297%
AL Sandersville Energy Facility | Georgia |  |  |  | 55672 | CT4 | 8842 | Combustion Turbine |  |  |  | Combustion turbine |  |  |  |  | 3.141 | 110283.3 | 8788.79 | 1.9313 | 3.141 |  | 110283.3 | 8788.79 | 3.141 |  | 3.141 |  | 3.141 |  | 3.141 |  | 3.141 |  | 3.141 |  | 3.141 |  | 3.141 | 3.141 | Not Coal Steam or O/G Steam | 0.056962 | 0.056962 |  | 2.315%
AL Sandersville Energy Facility | Georgia |  |  |  | 55672 | CT5 | 8844 | Combustion Turbine |  |  |  | Combustion turbine |  |  |  |  | 3.475 | 106972.5 | 8640.52 | 1.8273 | 3.475 |  | 106972.5 | 8640.52 | 3.475 |  | 3.475 |  | 3.475 |  | 3.475 |  | 3.475 |  | 3.475 |  | 3.475 |  | 3.475 | 3.475 | Not Coal Steam or O/G Steam | 0.06497 | 0.06497 |  | 1.933%
AL Sandersville Energy Facility | Georgia |  |  |  | 55672 | CT6 | 8846 | Combustion Turbine |  |  |  | Combustion turbine |  |  |  |  | 5.635 | 109903.4 | 8752.05 | 2.6673 | 5.635 |  | 109903.4 | 8752.05 | 5.635 |  | 5.635 |  | 5.635 |  | 5.635 |  | 5.635 |  | 5.635 |  | 5.635 |  | 5.635 | 5.635 | Not Coal Steam or O/G Steam | 0.10254 | 0.10254 |  | 2.071%
AL Sandersville Energy Facility | Georgia |  |  |  | 55672 | CT7 | 8848 | Combustion Turbine |  |  |  | Combustion turbine |  |  |  |  | 5.076 | 119620.4 | 9551.6 | 2.0773 | 5.076 |  | 119620.4 | 9551.6 | 5.076 |  | 5.076 |  | 5.076 |  | 5.076 |  | 5.076 |  | 5.076 |  | 5.076 |  | 5.076 | 5.076 | Not Coal Steam or O/G Steam | 0.084868 | 0.084868 |  | 1.479%
AL Sandersville Energy Facility | Georgia |  |  |  | 55672 | CT8 | 8850 | Combustion Turbine |  |  |  | Combustion turbine |  |  |  |  | 5.661 | 114182.1 | 9083.94 | 2.1637 | 5.661 |  | 114182.1 | 9083.94 | 5.661 |  | 5.661 |  | 5.661 |  | 5.661 |  | 5.661 |  | 5.661 |  | 5.661 |  | 5.661 | 5.661 | Not Coal Steam or O/G Steam | 0.099157 | 0.099157 |  | 1.211%
Albany Green Energy LLC | Georgia |  |  |  | 60340 | B0004 | 91192 | Biomass |  |  |  | Circulating fluidized bed boiler |  | Y |  |  | 76.294 | 2991908.009 |  | 68.31 | 76.294 |  | 2991908.009 |  | 76.294 |  | 76.294 |  | 76.294 |  | 76.294 |  | 76.294 |  | 69.0832 | Y | 69.0832 |  | 69.0832 | 69.0832 | Not Coal Steam or O/G Steam | 0.04618 | 0.04618 |  | 61.18%
Allen B Wilson Combustion Turbine Plant | Georgia |  |  |  | 6258 | 1A | 89926 | Combustion Turbine |  |  |  | Combustion turbine |  |  |  |  | 1.684 | 2807.1 | 126 | 1.5807 | 1.684 |  | 2807.1 | 126 | 1.684 |  | 1.684 |  | 1.684 |  | 1.684 |  | 1.684 |  | 1.684 |  | 1.684 |  | 1.684 | 1.684 | Not Coal Steam or O/G Steam | 1.1998 | 1.1998 |  | 0.08541%
Allen B Wilson Combustion Turbine Plant | Georgia |  |  |  | 6258 | 1B | 89927 | Combustion Turbine |  |  |  | Combustion turbine |  |  |  |  | 2.965 | 4942 | 299 | 2.0273 | 2.965 |  | 4942 | 299 | 2.965 |  | 2.965 |  | 2.965 |  | 2.965 |  | 2.965 |  | 2.965 |  | 2.965 |  | 2.965 | 2.965 | Not Coal Steam or O/G Steam | 1.1999 | 1.1999 |  | 0.1095%
Allen B Wilson Combustion Turbine Plant | Georgia |  |  |  | 6258 | 1C | 89928 | Combustion Turbine |  |  |  | Combustion turbine |  |  |  |  | 1.379 | 2299 | 148 | 1.306 | 1.379 |  | 2299 | 148 | 1.379 |  | 1.379 |  | 1.379 |  | 1.379 |  | 1.379 |  | 1.379 |  | 1.379 |  | 1.379 | 1.379 | Not Coal Steam or O/G Steam | 1.1997 | 1.1997 |  | 0.07057%
Allen B Wilson Combustion Turbine Plant | Georgia |  |  |  | 6258 | 1D | 89929 | Combustion Turbine |  |  |  | Combustion turbine |  |  |  |  | 1.407 | 2345 | 114 | 1.2707 | 1.407 |  | 2345 | 114 | 1.407 |  | 1.407 |  | 1.407 |  | 1.407 |  | 1.407 |  | 1.407 |  | 1.407 |  | 1.407 | 1.407 | Not Coal Steam or O/G Steam | 1.2 | 1.2 |  | 0.06865%
Allen B Wilson Combustion Turbine Plant | Georgia |  |  |  | 6258 | 1E | 89930 | Combustion Turbine |  |  |  | Combustion turbine |  |  |  |  | 2.333 | 3888.1 | 262 | 1.9013 | 2.333 |  | 3888.1 | 262 | 2.333 |  | 2.333 |  | 2.333 |  | 2.333 |  | 2.333 |  | 2.333 |  | 2.333 |  | 2.333 | 2.333 | Not Coal Steam or O/G Steam | 1.2001 | 1.2001 |  | 0.1027%
Allen B Wilson Combustion Turbine Plant | Georgia |  |  |  | 6258 | 1F | 89931 | Combustion Turbine |  |  |  | Combustion turbine |  |  |  |  | 3.242 | 5402.9 | 234 | 2.302 | 3.242 |  | 5402.9 | 234 | 3.242 |  | 3.242 |  | 3.242 |  | 3.242 |  | 3.242 |  | 3.242 |  | 3.242 |  | 3.242 | 3.242 | Not Coal Steam or O/G Steam | 1.2001 | 1.2001 |  | 0.1244%
Baconton Power | Georgia |  |  |  | 55304 | CT1 | 4484 | Combustion Turbine |  |  |  | Combustion turbine |  |  |  |  | 24.104 | 504015.006 | 51435.41 | 24.0277 | 24.104 |  | 504015.006 | 51435.41 | 24.104 |  | 24.104 |  | 24.104 |  | 24.104 |  | 24.104 |  | 24.104 |  | 24.104 |  | 24.104 | 24.104 | Not Coal Steam or O/G Steam | 0.095648 | 0.095648 |  | 21.75%
Baconton Power | Georgia |  |  |  | 55304 | CT4 | 4485 | Combustion Turbine |  |  |  | Combustion turbine |  |  |  |  | 24.754 | 528200.573 | 54259.4 | 23.7327 | 24.754 |  | 528200.573 | 54259.4 | 24.754 |  | 24.754 |  | 24.754 |  | 24.754 |  | 24.754 |  | 24.754 |  | 24.754 |  | 24.754 | 24.754 | Not Coal Steam or O/G Steam | 0.09373 | 0.09373 |  | 22.3%
Baconton Power | Georgia |  |  |  | 55304 | CT5 | 4486 | Combustion Turbine |  |  |  | Combustion turbine |  |  |  |  | 7.817 | 165552.674 | 17208.23 | 17.643 | 7.817 |  | 165552.674 | 17208.23 | 7.817 |  | 7.817 |  | 7.817 |  | 7.817 |  | 7.817 |  | 7.817 |  | 7.817 |  | 7.817 | 7.817 | Not Coal Steam or O/G Steam | 0.094435 | 0.094435 |  | 15.61%
Baconton Power | Georgia |  |  |  | 55304 | CT6 | 4487 | Combustion Turbine |  |  |  | Combustion turbine |  |  |  |  | 13.133 | 280514.524 | 28579.09 | 14.0317 | 13.133 |  | 280514.524 | 28579.09 | 13.133 |  | 13.133 |  | 13.133 |  | 13.133 |  | 13.133 |  | 13.133 |  | 13.133 |  | 13.133 | 13.133 | Not Coal Steam or O/G Steam | 0.093635 | 0.093635 |  | 12.99%
Bowen | Georgia |  |  |  | 703 | 1BLR | 534 | Coal Steam |  |  | 2029 | Tangentially-fired | Y |  |  | 724 | 533.252 | 17581542.214 | 1775124.92 | 478.5173 | 533.252 |  | 17581542.214 | 1775124.92 | 533.252 |  | 533.252 |  | 533.252 |  | 533.252 |  | 533.252 |  | 533.252 |  | 533.252 |  | 533.252 | 533.252 | Existing SCR | 0.06066 | 0.06066 |  | 52.04%
Bowen | Georgia |  |  |  | 703 | 2BLR | 535 | Coal Steam |  |  | 2029 | Tangentially-fired | Y |  |  | 724 | 281.587 | 7966143.308 | 834093.53 | 359.106 | 281.587 |  | 7966143.308 | 834093.53 | 281.587 |  | 281.587 |  | 281.587 |  | 281.587 |  | 281.587 |  | 281.587 |  | 281.587 |  | 281.587 | 281.587 | Existing SCR | 0.070696 | 0.070696 |  | 40.07%
Bowen | Georgia |  |  |  | 703 | 3BLR | 536 | Coal Steam |  |  |  | Tangentially-fired | Y |  |  | 892 | 594.877 | 18990801.655 | 1855724.21 | 451.5513 | 594.877 |  | 18990801.655 | 1855724.21 | 594.877 |  | 594.877 |  | 594.877 |  | 594.877 |  | 594.877 |  | 594.877 |  | 594.877 |  | 594.877 | 594.877 | Existing SCR | 0.062649 | 0.062649 |  | 41.05%
Bowen | Georgia |  |  |  | 703 | 4BLR | 537 | Coal Steam |  |  |  | Tangentially-fired | Y |  |  | 892 | 470 | 14681243.865 | 1532670.04 | 513.492 | 470 |  | 14681243.865 | 1532670.04 | 470 |  | 470 |  | 470 |  | 470 |  | 470 |  | 470 |  | 470 |  | 470 | 470 | Existing SCR | 0.064027 | 0.064027 |  | 46.67%
Chattahoochee Energy Facility | Georgia |  |  |  | 7917 | 8A | 3371 | Combined Cycle |  |  |  | Combined cycle | Y |  |  |  | 22.732 | 4995785.856 | 725614.26 | 23.2623 | 22.732 |  | 4995785.856 | 725614.26 | 22.732 |  | 22.732 |  | 22.732 |  | 22.732 |  | 22.732 |  | 22.732 |  | 22.732 |  | 22.732 | 22.732 | Not Coal Steam or O/G Steam | 0.0091005 | 0.0091005 |  | 76.24%
Chattahoochee Energy Facility | Georgia |  |  |  | 7917 | 8B | 3372 | Combined Cycle |  |  |  | Combined cycle | Y |  |  |  | 23.187 | 4927774.495 | 717729.71 | 21.8447 | 23.187 |  | 4927774.495 | 717729.71 | 23.187 |  | 23.187 |  | 23.187 |  | 23.187 |  | 23.187 |  | 23.187 |  | 23.187 |  | 23.187 | 23.187 | Not Coal Steam or O/G Steam | 0.0094107 | 0.0094107 |  | 74.79%
Dahlberg (Jackson County) | Georgia |  |  |  | 7765 | 1 | 3178 | Combustion Turbine |  |  |  | Combustion turbine |  |  |  |  | 1.297 | 104251.23 | 8022.43 | 5.8273 | 1.297 |  | 104251.23 | 8022.43 | 1.297 |  | 1.297 |  | 1.297 |  | 1.297 |  | 1.297 |  | 1.297 |  | 1.297 |  | 1.297 | 1.297 | Not Coal Steam or O/G Steam | 0.024882 | 0.024882 |  | 10.45%
Dahlberg (Jackson County) | Georgia |  |  |  | 7765 | 10 | 3179 | Combustion Turbine |  |  |  | Combustion turbine |  |  |  |  | 2.631 | 187549.85 | 15555.22 | 3.0963 | 2.631 |  | 187549.85 | 15555.22 | 2.631 |  | 2.631 |  | 2.631 |  | 2.631 |  | 2.631 |  | 2.631 |  | 2.631 |  | 2.631 | 2.631 | Not Coal Steam or O/G Steam | 0.028057 | 0.028057 |  | 5.173%
Dahlberg (Jackson County) | Georgia |  |  |  | 7765 | 2 | 3186 | Combustion Turbine |  |  |  | Combustion turbine |  |  |  |  | 2.732 | 219888.428 | 17459.48 | 3.1327 | 2.732 |  | 219888.428 | 17459.48 | 2.732 |  | 2.732 |  | 2.732 |  | 2.732 |  | 2.732 |  | 2.732 |  | 2.732 |  | 2.732 | 2.732 | Not Coal Steam or O/G Steam | 0.024849 | 0.024849 |  | 5.478%
Dahlberg (Jackson County) | Georgia |  |  |  | 7765 | 3 | 3187 | Combustion Turbine |  |  |  | Combustion turbine |  |  |  |  | 1.906 | 130973.02 | 10619.32 | 6.0487 | 1.906 |  | 130973.02 | 10619.32 | 1.906 |  | 1.906 |  | 1.906 |  | 1.906 |  | 1.906 |  | 1.906 |  | 1.906 |  | 1.906 | 1.906 | Not Coal Steam or O/G Steam | 0.029105 | 0.029105 |  | 10.62%
Dahlberg (Jackson County) | Georgia |  |  |  | 7765 | 4 | 3188 | Combustion Turbine |  |  |  | Combustion turbine |  |  |  |  | 1.915 | 147222.631 | 10992.8 | 2.244 | 1.915 |  | 147222.631 | 10992.8 | 1.915 |  | 1.915 |  | 1.915 |  | 1.915 |  | 1.915 |  | 1.915 |  | 1.915 |  | 1.915 | 1.915 | Not Coal Steam or O/G Steam | 0.026015 | 0.026015 |  | 4.015%
Dahlberg (Jackson County) | Georgia |  |  |  | 7765 | 5 | 3189 | Combustion Turbine |  |  |  | Combustion turbine |  |  |  |  | 1.793 | 143477.71 | 11270.5 | 6.3093 | 1.793 |  | 143477.71 | 11270.5 | 1.793 |  | 1.793 |  | 1.793 |  | 1.793 |  | 1.793 |  | 1.793 |  | 1.793 |  | 1.793 | 1.793 | Not Coal Steam or O/G Steam | 0.024993 | 0.024993 |  | 10.85%
Dahlberg (Jackson County) | Georgia |  |  |  | 7765 | 6 | 3190 | Combustion Turbine |  |  |  | Combustion turbine |  |  |  |  | 2.552 | 189072.617 | 15972.4 | 3.0603 | 2.552 |  | 189072.617 | 15972.4 | 2.552 |  | 2.552 |  | 2.552 |  | 2.552 |  | 2.552 |  | 2.552 |  | 2.552 |  | 2.552 | 2.552 | Not Coal Steam or O/G Steam | 0.026995 | 0.026995 |  | 4.933%
Dahlberg (Jackson County) | Georgia |  |  |  | 7765 | 7 | 3191 | Combustion Turbine |  |  |  | Combustion turbine |  |  |  |  | 1.576 | 101139.407 | 7941.44 | 6.4673 | 1.576 |  | 101139.407 | 7941.44 | 1.576 |  | 1.576 |  | 1.576 |  | 1.576 |  | 1.576 |  | 1.576 |  | 1.576 |  | 1.576 | 1.576 | Not Coal Steam or O/G Steam | 0.031165 | 0.031165 |  | 9.969%
Dahlberg (Jackson County) | Georgia |  |  |  | 7765 | 8 | 3192 | Combustion Turbine |  |  |  | Combustion turbine |  |  |  |  | 2.583 | 179012.16 | 14149.02 | 3.038 | 2.583 |  | 179012.16 | 14149.02 | 2.583 |  | 2.583 |  | 2.583 |  | 2.583 |  | 2.583 |  | 2.583 |  | 2.583 |  | 2.583 | 2.583 | Not Coal Steam or O/G Steam | 0.028858 | 0.028858 |  | 4.619%
Dahlberg (Jackson County) | Georgia |  |  |  | 7765 | 9 | 3193 | Combustion Turbine |  |  |  | Combustion turbine |  |  |  |  | 1.858 | 128226.27 | 10561.48 | 6.0043 | 1.858 |  | 128226.27 | 10561.48 | 1.858 |  | 1.858 |  | 1.858 |  | 1.858 |  | 1.858 |  | 1.858 |  | 1.858 |  | 1.858 | 1.858 | Not Coal Steam or O/G Steam | 0.02898 | 0.02898 |  | 10.09%
Doyle Energy Facility | Georgia |  |  |  | 55244 | CTG-2 | 4309 | Combustion Turbine |  |  |  | Combustion turbine |  |  |  |  | 2.49 | 56907.967 | 4201.48 | 7.2303 | 2.49 |  | 56907.967 | 4201.48 | 2.49 |  | 2.49 |  | 2.49 |  | 2.49 |  | 2.49 |  | 2.49 |  | 2.49 |  | 2.49 | 2.49 | Not Coal Steam or O/G Steam | 0.08751 | 0.08751 |  | 4.509%
Doyle Energy Facility | Georgia |  |  |  | 55244 | CTG-3 | 4310 | Combustion Turbine |  |  |  | Combustion turbine |  |  |  |  | 2.841 | 59103.647 | 4389.43 | 6.5553 | 2.841 |  | 59103.647 | 4389.43 | 2.841 |  | 2.841 |  | 2.841 |  | 2.841 |  | 2.841 |  | 2.841 |  | 2.841 |  | 2.841 | 2.841 | Not Coal Steam or O/G Steam | 0.096136 | 0.096136 |  | 4.053%
Doyle Energy Facility | Georgia |  |  |  | 55244 | CTG-4 | 4311 | Combustion Turbine |  |  |  | Combustion turbine |  |  |  |  | 1.747 | 107396.367 | 9085.99 | 4.4633 | 1.747 |  | 107396.367 | 9085.99 | 1.747 |  | 1.747 |  | 1.747 |  | 1.747 |  | 1.747 |  | 1.747 |  | 1.747 |  | 1.747 | 1.747 | Not Coal Steam or O/G Steam | 0.032534 | 0.032534 |  | 7.907%
Doyle Energy Facility | Georgia |  |  |  | 55244 | CTG-5 | 4312 | Combustion Turbine |  |  |  | Combustion turbine |  |  |  |  | 1.92 | 117857.815 | 9879.96 | 4.2103 | 1.92 |  | 117857.815 | 9879.96 | 1.92 |  | 1.92 |  | 1.92 |  | 1.92 |  | 1.92 |  | 1.92 |  | 1.92 |  | 1.92 | 1.92 | Not Coal Steam or O/G Steam | 0.032582 | 0.032582 |  | 7.515%
Edward L Addison Generating Plant | Georgia |  |  |  | 55267 | 1 | 4369 | Combustion Turbine |  |  |  | Combustion turbine |  |  |  |  | 0.107 | 6069.361 | 562.29 | 0.196 | 0.107 |  | 6069.361 | 562.29 | 0.107 |  | 0.107 |  | 0.107 |  | 0.107 |  | 0.107 |  | 0.107 |  | 0.107 |  | 0.107 | 0.107 | Not Coal Steam or O/G Steam | 0.035259 | 0.035259 |  | 0.1695%
Edward L Addison Generating Plant | Georgia |  |  |  | 55267 | 2 | 4370 | Combustion Turbine |  |  |  | Combustion turbine |  |  |  |  | 17.828 | 1056550.838 | 95690.86 | 22.0023 | 17.828 |  | 1056550.838 | 95690.86 | 17.828 |  | 17.828 |  | 17.828 |  | 17.828 |  | 17.828 |  | 17.828 |  | 17.828 |  | 17.828 | 17.828 | Not Coal Steam or O/G Steam | 0.033748 | 0.033748 |  | 18.88%
Edward L Addison Generating Plant | Georgia |  |  |  | 55267 | 3 | 4371 | Combustion Turbine |  |  |  | Combustion turbine | [7 empty] | 0.19033 | [20 empty] | Not Coal Steam or O/G Steam | 0 | 0 |  | 0.1629%
Edward L Addison Generating Plant | Georgia |  |  |  | 55267 | 4 | 4372 | Combustion Turbine |  |  |  | Combustion turbine |  |  |  |  | 15.373 | 937024.38 | 82655.2 | 21.3863 | 15.373 |  | 937024.38 | 82655.2 | 15.373 |  | 15.373 |  | 15.373 |  | 15.373 |  | 15.373 |  | 15.373 |  | 15.373 |  | 15.373 | 15.373 | Not Coal Steam or O/G Steam | 0.032812 | 0.032812 |  | 18.86%
Effingham Energy Facility | Georgia |  |  |  | 55406 | 1 | 4680 | Combined Cycle |  |  |  | Combined cycle | Y |  |  |  | 21.688 | 5406540.703 | 493400.23 | 20.6117 | 21.688 |  | 5406540.703 | 493400.23 | 21.688 |  | 21.688 |  | 21.688 |  | 21.688 |  | 21.688 |  | 21.688 |  | 21.688 |  | 21.688 | 21.688 | Not Coal Steam or O/G Steam | 0.0080229 | 0.0080229 |  | 75.23%
Effingham Energy Facility | Georgia |  |  |  | 55406 | 2 | 4681 | Combined Cycle |  |  |  | Combined cycle | Y |  |  |  | 19.009 | 4483108.031 | 411661.24 | 22.0077 | 19.009 |  | 4483108.031 | 411661.24 | 19.009 |  | 19.009 |  | 19.009 |  | 19.009 |  | 19.009 |  | 19.009 |  | 19.009 |  | 19.009 | 19.009 | Not Coal Steam or O/G Steam | 0.0084803 | 0.0084803 |  | 70.24%
Hartwell Energy Facility | Georgia |  |  |  | 70454 | MAG1 | 5039 | Combustion Turbine |  |  |  | Combustion turbine |  |  |  |  | 18.241 | 625385.878 | 50534.69 | 36.005 | 18.241 |  | 625385.878 | 50534.69 | 18.241 |  | 18.241 |  | 18.241 |  | 18.241 |  | 18.241 |  | 18.241 |  | 18.241 |  | 18.241 | 18.241 | Not Coal Steam or O/G Steam | 0.058335 | 0.058335 |  | 14.59%
Hartwell Energy Facility | Georgia |  |  |  | 70454 | MAG2 | 5040 | Combustion Turbine |  |  |  | Combustion turbine |  |  |  |  | 17.072 | 619810.8 | 50364.2 | 36.7717 | 17.072 |  | 619810.8 | 50364.2 | 17.072 |  | 17.072 |  | 17.072 |  | 17.072 |  | 17.072 |  | 17.072 |  | 17.072 |  | 17.072 | 17.072 | Not Coal Steam or O/G Steam | 0.055088 | 0.055088 |  | 13.78%
Hawk Road Energy Facility | Georgia |  |  |  | 55141 | CT1 | 3991 | Combustion Turbine |  |  |  | Combustion turbine |  |  |  |  | 34.338 | 1525639.981 | 133887.93 | 38.6077 | 34.338 |  | 1525639.981 | 133887.93 | 34.338 |  | 34.338 |  | 34.338 |  | 34.338 |  | 34.338 |  | 34.338 |  | 34.338 |  | 34.338 | 34.338 | Not Coal Steam or O/G Steam | 0.045015 | 0.045015 |  | 22.17%
Hawk Road Energy Facility | Georgia |  |  |  | 55141 | CT2 | 3992 | Combustion Turbine |  |  |  | Combustion turbine |  |  |  |  | 29.088 | 1237841.581 | 109185.16 | 41.5847 | 29.088 |  | 1237841.581 | 109185.16 | 29.088 |  | 29.088 |  | 29.088 |  | 29.088 |  | 29.088 |  | 29.088 |  | 29.088 |  | 29.088 | 29.088 | Not Coal Steam or O/G Steam | 0.046998 | 0.046998 |  | 23.21%
Hawk Road Energy Facility | Georgia |  |  |  | 55141 | CT3 | 3993 | Combustion Turbine |  |  |  | Combustion turbine |  |  |  |  | 26.92 | 1156224.1 | 101645.48 | 36.8767 | 26.92 |  | 1156224.1 | 101645.48 | 26.92 |  | 26.92 |  | 26.92 |  | 26.92 |  | 26.92 |  | 26.92 |  | 26.92 |  | 26.92 | 26.92 | Not Coal Steam or O/G Steam | 0.046565 | 0.046565 |  | 19.92%
Jack McDonough | Georgia |  |  |  | 710 | 3AA | 90360 | Combustion Turbine |  |  |  | Combustion turbine | [7 empty] | 0.00033333 | [20 empty] | Not Coal Steam or O/G Steam | 0 | 0 |  | 0.0001405%
Jack McDonough | Georgia |  |  |  | 710 | 3AB | 90361 | Combustion Turbine |  |  |  | Combustion turbine | [7 empty] | 0.00033333 | [20 empty] | Not Coal Steam or O/G Steam | 0 | 0 |  | 0.0001441%
Jack McDonough | Georgia |  |  |  | 710 | 3BA | 90363 | Combustion Turbine |  |  |  | Combustion turbine | [7 empty] | 0 | [20 empty] | Not Coal Steam or O/G Steam | 0 | 0 |  | 3.602e-05%
Jack McDonough | Georgia |  |  |  | 710 | 3BB | 90362 | Combustion Turbine |  |  |  | Combustion turbine | [7 empty] | 0.00033333 | [20 empty] | Not Coal Steam or O/G Steam | 0 | 0 |  | 7.2045e-07
Jack McDonough | Georgia |  |  |  | 710 | 4A | 90761 | Combined Cycle |  |  |  | Combined cycle | Y |  |  |  | 27.37 | 8237311.706 | 1251164.26 | 32.9637 | 27.37 |  | 8237311.706 | 1251164.26 | 27.37 |  | 27.37 |  | 27.37 |  | 27.37 |  | 27.37 |  | 27.37 |  | 27.37 |  | 27.37 | 27.37 | Not Coal Steam or O/G Steam | 0.0066454 | 0.0066454 |  | 0.6766
Jack McDonough | Georgia |  |  |  | 710 | 4B | 90762 | Combined Cycle |  |  |  | Combined cycle | Y |  |  |  | 26.28 | 7863831.392 | 1189898.68 | 32.4603 | 26.28 |  | 7863831.392 | 1189898.68 | 26.28 |  | 26.28 |  | 26.28 |  | 26.28 |  | 26.28 |  | 26.28 |  | 26.28 |  | 26.28 | 26.28 | Not Coal Steam or O/G Steam | 0.0066838 | 0.0066838 |  | 0.66471
Jack McDonough | Georgia |  |  |  | 710 | 5A | 90763 | Combined Cycle |  |  |  | Combined cycle | Y |  |  |  | 30.58 | 9190193.976 | 1375331.22 | 33.97 | 30.58 |  | 9190193.976 | 1375331.22 | 30.58 |  | 30.58 |  | 30.58 |  | 30.58 |  | 30.58 |  | 30.58 |  | 30.58 |  | 30.58 | 30.58 | Not Coal Steam or O/G Steam | 0.0066549 | 0.0066549 |  | 0.6993
Jack McDonough | Georgia |  |  |  | 710 | 5B | 90764 | Combined Cycle |  |  |  | Combined cycle | Y |  |  |  | 35.323 | 9164900.99 | 1378229.66 | 35.447 | 35.323 |  | 9164900.99 | 1378229.66 | 35.323 |  | 35.323 |  | 35.323 |  | 35.323 |  | 35.323 |  | 35.323 |  | 35.323 |  | 35.323 | 35.323 | Not Coal Steam or O/G Steam | 0.0077083 | 0.0077083 |  | 0.71634
Jack McDonough | Georgia |  |  |  | 710 | 6A | 90765 | Combined Cycle |  |  |  | Combined cycle | Y |  |  |  | 28.888 | 8593975.544 | 1296332.8 | 30.651 | 28.888 |  | 8593975.544 | 1296332.8 | 28.888 |  | 28.888 |  | 28.888 |  | 28.888 |  | 28.888 |  | 28.888 |  | 28.888 |  | 28.888 | 28.888 | Not Coal Steam or O/G Steam | 0.0067228 | 0.0067228 |  | 0.67427
Jack McDonough | Georgia |  |  |  | 710 | 6B | 90766 | Combined Cycle |  |  |  | Combined cycle | Y |  |  |  | 27.736 | 8379564.86 | 1268929.79 | 29.9647 | 27.736 |  | 8379564.86 | 1268929.79 | 27.736 |  | 27.736 |  | 27.736 |  | 27.736 |  | 27.736 |  | 27.736 |  | 27.736 |  | 27.736 | 27.736 | Not Coal Steam or O/G Steam | 0.0066199 | 0.0066199 |  | 0.66222
MPC Generating | Georgia |  |  |  | 7764 | 1 | 3176 | Combustion Turbine |  |  |  | Combustion turbine |  |  |  |  | 3.422 | 65161.865 | 5704.43 | 2.225 | 3.422 |  | 65161.865 | 5704.43 | 3.422 |  | 3.422 |  | 3.422 |  | 3.422 |  | 3.422 |  | 3.422 |  | 3.422 |  | 3.422 | 3.422 | Not Coal Steam or O/G Steam | 0.10503 | 0.10503 |  | 0.0057959
MPC Generating | Georgia |  |  |  | 7764 | 2 | 3177 | Combustion Turbine |  |  |  | Combustion turbine |  |  |  |  | 3.836 | 75526.562 | 6639.68 | 2.265 | 3.836 |  | 75526.562 | 6639.68 | 3.836 |  | 3.836 |  | 3.836 |  | 3.836 |  | 3.836 |  | 3.836 |  | 3.836 |  | 3.836 | 3.836 | Not Coal Steam or O/G Steam | 0.10158 | 0.10158 |  | 0.5929%
McIntosh (6124) | Georgia |  |  |  | 6124 | CT1 | 2788 | Combustion Turbine |  |  |  | Combustion turbine |  |  |  |  | 6.898 | 19437.6 | 1420 | 15.7997 | 6.898 |  | 19437.6 | 1420 | 6.898 |  | 6.898 |  | 6.898 |  | 6.898 |  | 6.898 |  | 6.898 |  | 6.898 |  | 6.898 | 6.898 | Not Coal Steam or O/G Steam | 0.70976 | 0.70976 |  | 0.8205%
McIntosh (6124) | Georgia |  |  |  | 6124 | CT2 | 2789 | Combustion Turbine |  |  |  | Combustion turbine |  |  |  |  | 14.603 | 39925.1 | 3025 | 22.15 | 14.603 |  | 39925.1 | 3025 | 14.603 |  | 14.603 |  | 14.603 |  | 14.603 |  | 14.603 |  | 14.603 |  | 14.603 |  | 14.603 | 14.603 | Not Coal Steam or O/G Steam | 0.73152 | 0.73152 |  | 1.166%
McIntosh (6124) | Georgia |  |  |  | 6124 | CT3 | 2790 | Combustion Turbine |  |  |  | Combustion turbine |  |  |  |  | 3.952 | 10373.1 | 843 | 8.4887 | 3.952 |  | 10373.1 | 843 | 3.952 |  | 3.952 |  | 3.952 |  | 3.952 |  | 3.952 |  | 3.952 |  | 3.952 |  | 3.952 | 3.952 | Not Coal Steam or O/G Steam | 0.76197 | 0.76197 |  | 0.4287%
McIntosh (6124) | Georgia |  |  |  | 6124 | CT4 | 2791 | Combustion Turbine |  |  |  | Combustion turbine |  |  |  |  | 19.18 | 53898.1 | 4112 | 30.0057 | 19.18 |  | 53898.1 | 4112 | 19.18 |  | 19.18 |  | 19.18 |  | 19.18 |  | 19.18 |  | 19.18 |  | 19.18 |  | 19.18 | 19.18 | Not Coal Steam or O/G Steam | 0.71171 | 0.71171 |  | 1.605%
McIntosh (6124) | Georgia |  |  |  | 6124 | CT5 | 2792 | Combustion Turbine |  |  |  | Combustion turbine |  |  |  |  | 24.209 | 68452.3 | 5113 | 19.5813 | 24.209 |  | 68452.3 | 5113 | 24.209 |  | 24.209 |  | 24.209 |  | 24.209 |  | 24.209 |  | 24.209 |  | 24.209 |  | 24.209 | 24.209 | Not Coal Steam or O/G Steam | 0.70732 | 0.70732 |  | 1.034%
McIntosh (6124) | Georgia |  |  |  | 6124 | CT6 | 2793 | Combustion Turbine |  |  |  | Combustion turbine |  |  |  |  | 12.852 | 36330.5 | 2786 | 23.6223 | 12.852 |  | 36330.5 | 2786 | 12.852 |  | 12.852 |  | 12.852 |  | 12.852 |  | 12.852 |  | 12.852 |  | 12.852 |  | 12.852 | 12.852 | Not Coal Steam or O/G Steam | 0.7075 | 0.7075 |  | 1.26%
McIntosh (6124) | Georgia |  |  |  | 6124 | CT7 | 2794 | Combustion Turbine |  |  |  | Combustion turbine |  |  |  |  | 5.229 | 14509.1 | 1118 | 16.9703 | 5.229 |  | 14509.1 | 1118 | 5.229 |  | 5.229 |  | 5.229 |  | 5.229 |  | 5.229 |  | 5.229 |  | 5.229 |  | 5.229 | 5.229 | Not Coal Steam or O/G Steam | 0.72079 | 0.72079 |  | 0.8941%
McIntosh (6124) | Georgia |  |  |  | 6124 | CT8 | 2795 | Combustion Turbine |  |  |  | Combustion turbine |  |  |  |  | 7.114 | 19752 | 1503 | 13.7017 | 7.114 |  | 19752 | 1503 | 7.114 |  | 7.114 |  | 7.114 |  | 7.114 |  | 7.114 |  | 7.114 |  | 7.114 |  | 7.114 | 7.114 | Not Coal Steam or O/G Steam | 0.72033 | 0.72033 |  | 0.7131%
McIntosh Combined Cycle Facility | Georgia |  |  |  | 56150 | 10A | 89598 | Combined Cycle |  |  |  | Combined cycle | Y |  |  |  | 21.108 | 5426232.572 | 782174.5 | 19.8917 | 21.108 |  | 5426232.572 | 782174.5 | 21.108 |  | 21.108 |  | 21.108 |  | 21.108 |  | 21.108 |  | 21.108 |  | 21.108 |  | 21.108 | 21.108 | Not Coal Steam or O/G Steam | 0.00778 | 0.00778 |  | 49.14%
McIntosh Combined Cycle Facility | Georgia |  |  |  | 56150 | 10B | 89599 | Combined Cycle |  |  |  | Combined cycle | Y |  |  |  | 20.146 | 6559603.912 | 917397.13 | 19.6993 | 20.146 |  | 6559603.912 | 917397.13 | 20.146 |  | 20.146 |  | 20.146 |  | 20.146 |  | 20.146 |  | 20.146 |  | 20.146 |  | 20.146 | 20.146 | Not Coal Steam or O/G Steam | 0.0061424 | 0.0061424 |  | 53.48%
McIntosh Combined Cycle Facility | Georgia |  |  |  | 56150 | 11A | 89600 | Combined Cycle |  |  |  | Combined cycle | Y |  |  |  | 22.596 | 5932763.918 | 840868.38 | 19.908 | 22.596 |  | 5932763.918 | 840868.38 | 22.596 |  | 22.596 |  | 22.596 |  | 22.596 |  | 22.596 |  | 22.596 |  | 22.596 |  | 22.596 | 22.596 | Not Coal Steam or O/G Steam | 0.0076174 | 0.0076174 |  | 51.06%
McIntosh Combined Cycle Facility | Georgia |  |  |  | 56150 | 11B | 89601 | Combined Cycle |  |  |  | Combined cycle | Y |  |  |  | 20.424 | 6566582.619 | 914138.84 | 20.7013 | 20.424 |  | 6566582.619 | 914138.84 | 20.424 |  | 20.424 |  | 20.424 |  | 20.424 |  | 20.424 |  | 20.424 |  | 20.424 |  | 20.424 | 20.424 | Not Coal Steam or O/G Steam | 0.0062206 | 0.0062206 |  | 52.94%
McManus | Georgia |  |  |  | 715 | 3A | 90262 | Combustion Turbine |  |  |  | Combustion turbine |  |  |  |  | 0.909 | 1514.9 | 143 | 6.203 | 0.909 |  | 1514.9 | 143 | 0.909 |  | 0.909 |  | 0.909 |  | 0.909 |  | 0.909 |  | 0.909 |  | 0.909 |  | 0.909 | 0.909 | Not Coal Steam or O/G Steam | 1.2001 | 1.2001 |  | 0.3889%
McManus | Georgia |  |  |  | 715 | 3B | 90263 | Combustion Turbine |  |  |  | Combustion turbine |  |  |  |  | 0.622 | 1036 | 75 | 7.5847 | 0.622 |  | 1036 | 75 | 0.622 |  | 0.622 |  | 0.622 |  | 0.622 |  | 0.622 |  | 0.622 |  | 0.622 |  | 0.622 | 0.622 | Not Coal Steam or O/G Steam | 1.2008 | 1.2008 |  | 0.4755%
McManus | Georgia |  |  |  | 715 | 3C | 90264 | Combustion Turbine |  |  |  | Combustion turbine |  |  |  |  | 0.358 | 597 | 38 | 10.5053 | 0.358 |  | 597 | 38 | 0.358 |  | 0.358 |  | 0.358 |  | 0.358 |  | 0.358 |  | 0.358 |  | 0.358 |  | 0.358 | 0.358 | Not Coal Steam or O/G Steam | 1.1993 | 1.1993 |  | 0.6586%
McManus | Georgia |  |  |  | 715 | 4A | 90265 | Combustion Turbine |  |  |  | Combustion turbine |  |  |  |  | 0.574 | 956 | 66 | 1.568 | 0.574 |  | 956 | 66 | 0.574 |  | 0.574 |  | 0.574 |  | 0.574 |  | 0.574 |  | 0.574 |  | 0.574 |  | 0.574 | 0.574 | Not Coal Steam or O/G Steam | 1.2008 | 1.2008 |  | 0.0983%
McManus | Georgia |  |  |  | 715 | 4B | 90266 | Combustion Turbine |  |  |  | Combustion turbine | [7 empty] | 1.571 | [20 empty] | Not Coal Steam or O/G Steam | 0 | 0 |  | 0.09849%
McManus | Georgia |  |  |  | 715 | 4C | 90267 | Combustion Turbine |  |  |  | Combustion turbine |  |  |  |  | 0.617 | 1029 | 62 | 1.708 | 0.617 |  | 1029 | 62 | 0.617 |  | 0.617 |  | 0.617 |  | 0.617 |  | 0.617 |  | 0.617 |  | 0.617 |  | 0.617 | 0.617 | Not Coal Steam or O/G Steam | 1.1992 | 1.1992 |  | 0.1071%
McManus | Georgia |  |  |  | 715 | 4D | 90268 | Combustion Turbine |  |  |  | Combustion turbine |  |  |  |  | 0.571 | 951 | 75 | 1.5627 | 0.571 |  | 951 | 75 | 0.571 |  | 0.571 |  | 0.571 |  | 0.571 |  | 0.571 |  | 0.571 |  | 0.571 |  | 0.571 | 0.571 | Not Coal Steam or O/G Steam | 1.2008 | 1.2008 |  | 0.09795%
McManus | Georgia |  |  |  | 715 | 4E | 90270 | Combustion Turbine |  |  |  | Combustion turbine |  |  |  |  | 0.57 | 950 | 75 | 1.394 | 0.57 |  | 950 | 75 | 0.57 |  | 0.57 |  | 0.57 |  | 0.57 |  | 0.57 |  | 0.57 |  | 0.57 |  | 0.57 | 0.57 | Not Coal Steam or O/G Steam | 1.2 | 1.2 |  | 0.08738%
McManus | Georgia |  |  |  | 715 | 4F | 90271 | Combustion Turbine |  |  |  | Combustion turbine |  |  |  |  | 0.571 | 951 | 73 | 1.3813 | 0.571 |  | 951 | 73 | 0.571 |  | 0.571 |  | 0.571 |  | 0.571 |  | 0.571 |  | 0.571 |  | 0.571 |  | 0.571 | 0.571 | Not Coal Steam or O/G Steam | 1.2008 | 1.2008 |  | 0.08659%
Mid-Georgia Cogeneration | Georgia |  |  |  | 55040 | 1 | 3825 | Combined Cycle |  |  |  | Combined cycle | Y |  |  |  | 6.483 | 390614.757 | 47436.66 | 8.7477 | 6.483 |  | 390614.757 | 47436.66 | 6.483 |  | 6.483 |  | 6.483 |  | 2.3437 | Optimize SCR | 2.3437 |  | 2.3437 |  | 2.3437 |  | 2.3437 | 2.3437 | Not Coal Steam or O/G Steam | 0.012 | 0.012 |  | 10.49%
Mid-Georgia Cogeneration | Georgia |  |  |  | 55040 | 2 | 3826 | Combined Cycle |  |  |  | Combined cycle | Y |  |  |  | 8.148 | 389839.106 | 47446.55 | 19.495 | 8.148 |  | 389839.106 | 47446.55 | 8.148 |  | 8.148 |  | 8.148 |  | 2.339 | Optimize SCR | 2.339 |  | 2.339 |  | 2.339 |  | 2.339 | 2.339 | Not Coal Steam or O/G Steam | 0.012 | 0.012 |  | 7.72%
Robins | Georgia |  |  |  | 7348 | CT1 | 3103 | Combustion Turbine |  |  |  | Combustion turbine |  |  |  |  | 11.791 | 32815 | 2815 | 24.3847 | 11.791 |  | 32815 | 2815 | 11.791 |  | 11.791 |  | 11.791 |  | 11.791 |  | 11.791 |  | 11.791 |  | 11.791 |  | 11.791 | 11.791 | Not Coal Steam or O/G Steam | 0.71863 | 0.71863 |  | 1.597%
Robins | Georgia |  |  |  | 7348 | CT2 | 3104 | Combustion Turbine |  |  |  | Combustion turbine |  |  |  |  | 15.073 | 41711 | 3662 | 26.698 | 15.073 |  | 41711 | 3662 | 15.073 |  | 15.073 |  | 15.073 |  | 15.073 |  | 15.073 |  | 15.073 |  | 15.073 |  | 15.073 | 15.073 | Not Coal Steam or O/G Steam | 0.72274 | 0.72274 |  | 1.748%
Scherer | Georgia |  |  |  | 6257 | 1 | 2875 | Coal Steam |  |  |  | Tangentially-fired | Y |  |  | 860 | 544.735 | 17570527.86 | 1714467.51 | 433.374 | 544.735 |  | 17570527.86 | 1714467.51 | 544.735 |  | 544.735 |  | 544.735 |  | 544.735 |  | 544.735 |  | 544.735 |  | 544.735 |  | 544.735 | 544.735 | Existing SCR | 0.062006 | 0.062006 |  | 37.85%
Scherer | Georgia |  |  |  | 6257 | 2 | 2876 | Coal Steam |  |  |  | Tangentially-fired | Y |  |  | 860 | 441.299 | 13831279.894 | 1291085.03 | 447.0973 | 441.299 |  | 13831279.894 | 1291085.03 | 441.299 |  | 441.299 |  | 441.299 |  | 441.299 |  | 441.299 |  | 441.299 |  | 441.299 |  | 441.299 | 441.299 | Existing SCR | 0.063812 | 0.063812 |  | 37.38%
Scherer | Georgia |  |  |  | 6257 | 3 | 2877 | Coal Steam |  |  | 2029 | Tangentially-fired | Y |  |  | 860 | 526.828 | 15413082.873 | 1456249.74 | 501.2217 | 526.828 |  | 15413082.873 | 1456249.74 | 526.828 |  | 526.828 |  | 526.828 |  | 526.828 |  | 526.828 |  | 526.828 |  | 526.828 |  | 526.828 | 526.828 | Existing SCR | 0.068361 | 0.068361 |  | 37.29%
Scherer | Georgia |  |  |  | 6257 | 4 | 2878 | Coal Steam |  |  | 2023 | Tangentially-fired | Y |  |  | 860 | 635.483 | 19664066.391 | 1817176.94 | 635.8533 | 0 | Y | 0 | 0 | 0 |  | 0 |  | 0 |  | 0 |  | 0 |  | 0 |  | 0 |  | 0 | 0 | Retired | 0 | 0 |  | 49.7%
Sewell Creek Energy | Georgia |  |  |  | 7813 | 1 | 3243 | Combustion Turbine |  |  |  | Combustion turbine |  |  |  |  | 6.163 | 333442.018 | 27894.52 | 12.3227 | 6.163 |  | 333442.018 | 27894.52 | 6.163 |  | 6.163 |  | 6.163 |  | 6.163 |  | 6.163 |  | 6.163 |  | 6.163 |  | 6.163 | 6.163 | Not Coal Steam or O/G Steam | 0.036966 | 0.036966 |  | 12.37%
Sewell Creek Energy | Georgia |  |  |  | 7813 | 2 | 3244 | Combustion Turbine |  |  |  | Combustion turbine |  |  |  |  | 5.94 | 266332.503 | 22437.71 | 12.6113 | 5.94 |  | 266332.503 | 22437.71 | 5.94 |  | 5.94 |  | 5.94 |  | 5.94 |  | 5.94 |  | 5.94 |  | 5.94 |  | 5.94 | 5.94 | Not Coal Steam or O/G Steam | 0.044606 | 0.044606 |  | 14.2%
Sewell Creek Energy | Georgia |  |  |  | 7813 | 3 | 3245 | Combustion Turbine |  |  |  | Combustion turbine |  |  |  |  | 58.484 | 1428850.984 | 127476.42 | 56.0937 | 58.484 |  | 1428850.984 | 127476.42 | 58.484 |  | 58.484 |  | 58.484 |  | 58.484 |  | 58.484 |  | 58.484 |  | 58.484 |  | 58.484 | 58.484 | Not Coal Steam or O/G Steam | 0.081862 | 0.081862 |  | 25.26%
Sewell Creek Energy | Georgia |  |  |  | 7813 | 4 | 3246 | Combustion Turbine |  |  |  | Combustion turbine |  |  |  |  | 51.212 | 1348501.537 | 120996.67 | 60.9927 | 51.212 |  | 1348501.537 | 120996.67 | 51.212 |  | 51.212 |  | 51.212 |  | 51.212 |  | 51.212 |  | 51.212 |  | 51.212 |  | 51.212 | 51.212 | Not Coal Steam or O/G Steam | 0.075954 | 0.075954 |  | 27.01%
Smarr Energy Facility | Georgia |  |  |  | 7829 | 1 | 3255 | Combustion Turbine |  |  |  | Combustion turbine |  |  |  |  | 17.088 | 843549.426 | 63645.68 | 26.674 | 17.088 |  | 843549.426 | 63645.68 | 17.088 |  | 17.088 |  | 17.088 |  | 17.088 |  | 17.088 |  | 17.088 |  | 17.088 |  | 17.088 | 17.088 | Not Coal Steam or O/G Steam | 0.040515 | 0.040515 |  | 22.28%
Smarr Energy Facility | Georgia |  |  |  | 7829 | 2 | 3256 | Combustion Turbine |  |  |  | Combustion turbine |  |  |  |  | 16.171 | 813615.112 | 64213.54 | 23.5333 | 16.171 |  | 813615.112 | 64213.54 | 16.171 |  | 16.171 |  | 16.171 |  | 16.171 |  | 16.171 |  | 16.171 |  | 16.171 |  | 16.171 | 16.171 | Not Coal Steam or O/G Steam | 0.039751 | 0.039751 |  | 22.64%
Sowega Power Project | Georgia |  |  |  | 7768 | CT2 | 3194 | Combustion Turbine |  |  |  | Combustion turbine |  |  |  |  | 12.85 | 261149.459 | 27671.25 | 18.575 | 12.85 |  | 261149.459 | 27671.25 | 12.85 |  | 12.85 |  | 12.85 |  | 12.85 |  | 12.85 |  | 12.85 |  | 12.85 |  | 12.85 | 12.85 | Not Coal Steam or O/G Steam | 0.098411 | 0.098411 |  | 16.07%
Sowega Power Project | Georgia |  |  |  | 7768 | CT3 | 3195 | Combustion Turbine |  |  |  | Combustion turbine |  |  |  |  | 12.077 | 267839.321 | 26736.37 | 19.1517 | 12.077 |  | 267839.321 | 26736.37 | 12.077 |  | 12.077 |  | 12.077 |  | 12.077 |  | 12.077 |  | 12.077 |  | 12.077 |  | 12.077 | 12.077 | Not Coal Steam or O/G Steam | 0.090181 | 0.090181 |  | 18.19%
Talbot Energy Facility | Georgia |  |  |  | 7916 | 1 | 3365 | Combustion Turbine |  |  |  | Combustion turbine |  |  |  |  | 6.86 | 472627.93 | 39318.34 | 10.7203 | 6.86 |  | 472627.93 | 39318.34 | 6.86 |  | 6.86 |  | 6.86 |  | 6.86 |  | 6.86 |  | 6.86 |  | 6.86 |  | 6.86 | 6.86 | Not Coal Steam or O/G Steam | 0.029029 | 0.029029 |  | 14.94%
Talbot Energy Facility | Georgia |  |  |  | 7916 | 2 | 3366 | Combustion Turbine |  |  |  | Combustion turbine |  |  |  |  | 7.314 | 490853.022 | 41326.81 | 10.673 | 7.314 |  | 490853.022 | 41326.81 | 7.314 |  | 7.314 |  | 7.314 |  | 7.314 |  | 7.314 |  | 7.314 |  | 7.314 |  | 7.314 | 7.314 | Not Coal Steam or O/G Steam | 0.029801 | 0.029801 |  | 15.35%
Talbot Energy Facility | Georgia |  |  |  | 7916 | 3 | 3367 | Combustion Turbine |  |  |  | Combustion turbine |  |  |  |  | 6.566 | 449110.962 | 37434.68 | 10.6023 | 6.566 |  | 449110.962 | 37434.68 | 6.566 |  | 6.566 |  | 6.566 |  | 6.566 |  | 6.566 |  | 6.566 |  | 6.566 |  | 6.566 | 6.566 | Not Coal Steam or O/G Steam | 0.02924 | 0.02924 |  | 14.31%
Talbot Energy Facility | Georgia |  |  |  | 7916 | 4 | 3368 | Combustion Turbine |  |  |  | Combustion turbine |  |  |  |  | 7.391 | 456814.407 | 38418.71 | 11.093 | 7.391 |  | 456814.407 | 38418.71 | 7.391 |  | 7.391 |  | 7.391 |  | 7.391 |  | 7.391 |  | 7.391 |  | 7.391 |  | 7.391 | 7.391 | Not Coal Steam or O/G Steam | 0.032359 | 0.032359 |  | 14.04%
Talbot Energy Facility | Georgia |  |  |  | 7916 | 5 | 3369 | Combustion Turbine |  |  |  | Combustion turbine |  |  |  |  | 7.376 | 448113.242 | 37829.69 | 11.3213 | 7.376 |  | 448113.242 | 37829.69 | 7.376 |  | 7.376 |  | 7.376 |  | 7.376 |  | 7.376 |  | 7.376 |  | 7.376 |  | 7.376 | 7.376 | Not Coal Steam or O/G Steam | 0.03292 | 0.03292 |  | 14.43%
Talbot Energy Facility | Georgia |  |  |  | 7916 | 6 | 3370 | Combustion Turbine |  |  |  | Combustion turbine |  |  |  |  | 7.274 | 462985.164 | 38650.05 | 11.2703 | 7.274 |  | 462985.164 | 38650.05 | 7.274 |  | 7.274 |  | 7.274 |  | 7.274 |  | 7.274 |  | 7.274 |  | 7.274 |  | 7.274 | 7.274 | Not Coal Steam or O/G Steam | 0.031422 | 0.031422 |  | 13.31%
Tenaska Georgia Generating Station | Georgia |  |  |  | 55061 | CT1 | 3837 | Combustion Turbine |  |  |  | Combustion turbine |  |  |  |  | 2.179 | 130024.921 | 12648.12 | 1.4267 | 2.179 |  | 130024.921 | 12648.12 | 2.179 |  | 2.179 |  | 2.179 |  | 2.179 |  | 2.179 |  | 2.179 |  | 2.179 |  | 2.179 | 2.179 | Not Coal Steam or O/G Steam | 0.033517 | 0.033517 |  | 0.9333%
Tenaska Georgia Generating Station | Georgia |  |  |  | 55061 | CT2 | 3838 | Combustion Turbine |  |  |  | Combustion turbine |  |  |  |  | 2.227 | 130785.848 | 12736.59 | 2.313 | 2.227 |  | 130785.848 | 12736.59 | 2.227 |  | 2.227 |  | 2.227 |  | 2.227 |  | 2.227 |  | 2.227 |  | 2.227 |  | 2.227 | 2.227 | Not Coal Steam or O/G Steam | 0.034056 | 0.034056 |  | 1.531%
Tenaska Georgia Generating Station | Georgia |  |  |  | 55061 | CT3 | 3839 | Combustion Turbine |  |  |  | Combustion turbine |  |  |  |  | 1.806 | 123941.635 | 12015.24 | 2.4423 | 1.806 |  | 123941.635 | 12015.24 | 1.806 |  | 1.806 |  | 1.806 |  | 1.806 |  | 1.806 |  | 1.806 |  | 1.806 |  | 1.806 | 1.806 | Not Coal Steam or O/G Steam | 0.029143 | 0.029143 |  | 1.841%
Tenaska Georgia Generating Station | Georgia |  |  |  | 55061 | CT4 | 3840 | Combustion Turbine |  |  |  | Combustion turbine |  |  |  |  | 2.056 | 113722.045 | 11239.56 | 2.543 | 2.056 |  | 113722.045 | 11239.56 | 2.056 |  | 2.056 |  | 2.056 |  | 2.056 |  | 2.056 |  | 2.056 |  | 2.056 |  | 2.056 | 2.056 | Not Coal Steam or O/G Steam | 0.036158 | 0.036158 |  | 1.406%
Tenaska Georgia Generating Station | Georgia |  |  |  | 55061 | CT5 | 3841 | Combustion Turbine |  |  |  | Combustion turbine |  |  |  |  | 1.157 | 60510.819 | 5881.99 | 1.6283 | 1.157 |  | 60510.819 | 5881.99 | 1.157 |  | 1.157 |  | 1.157 |  | 1.157 |  | 1.157 |  | 1.157 |  | 1.157 |  | 1.157 | 1.157 | Not Coal Steam or O/G Steam | 0.038241 | 0.038241 |  | 0.9462%
Tenaska Georgia Generating Station | Georgia |  |  |  | 55061 | CT6 | 3842 | Combustion Turbine |  |  |  | Combustion turbine |  |  |  |  | 1.53 | 100552.817 | 9811.15 | 1.4797 | 1.53 |  | 100552.817 | 9811.15 | 1.53 |  | 1.53 |  | 1.53 |  | 1.53 |  | 1.53 |  | 1.53 |  | 1.53 |  | 1.53 | 1.53 | Not Coal Steam or O/G Steam | 0.030432 | 0.030432 |  | 1.054%
Thomas A. Smith Energy Facility | Georgia |  |  |  | 55382 | CCCT1 | 4607 | Combined Cycle |  |  |  | Combined cycle | Y |  |  |  | 30.963 | 6424141.799 | 890108.58 | 27.4467 | 30.963 |  | 6424141.799 | 890108.58 | 30.963 |  | 30.963 |  | 30.963 |  | 30.963 |  | 30.963 |  | 30.963 |  | 30.963 |  | 30.963 | 30.963 | Not Coal Steam or O/G Steam | 0.0096396 | 0.0096396 |  | 58.76%
Thomas A. Smith Energy Facility | Georgia |  |  |  | 55382 | CCCT2 | 4608 | Combined Cycle |  |  |  | Combined cycle | Y |  |  |  | 30.012 | 6127384.02 | 847738.08 | 28.2017 | 30.012 |  | 6127384.02 | 847738.08 | 30.012 |  | 30.012 |  | 30.012 |  | 30.012 |  | 30.012 |  | 30.012 |  | 30.012 |  | 30.012 | 30.012 | Not Coal Steam or O/G Steam | 0.009796 | 0.009796 |  | 59.8%
Thomas A. Smith Energy Facility | Georgia |  |  |  | 55382 | CCCT3 | 4609 | Combined Cycle |  |  |  | Combined cycle | Y |  |  |  | 31.773 | 6654393.738 | 936186.94 | 28.616 | 31.773 |  | 6654393.738 | 936186.94 | 31.773 |  | 31.773 |  | 31.773 |  | 31.773 |  | 31.773 |  | 31.773 |  | 31.773 |  | 31.773 | 31.773 | Not Coal Steam or O/G Steam | 0.0095495 | 0.0095495 |  | 65.63%
Thomas A. Smith Energy Facility | Georgia |  |  |  | 55382 | CCCT4 | 4610 | Combined Cycle |  |  |  | Combined cycle | Y |  |  |  | 31.506 | 6479010.705 | 898492.43 | 29.4287 | 31.506 |  | 6479010.705 | 898492.43 | 31.506 |  | 31.506 |  | 31.506 |  | 31.506 |  | 31.506 |  | 31.506 |  | 31.506 |  | 31.506 | 31.506 | Not Coal Steam or O/G Steam | 0.0097256 | 0.0097256 |  | 65.51%
Walton Bainbridge Power Facility | Georgia |  |  |  | 56015 | P1A | 90202 | Combustion Turbine |  |  |  | Combustion turbine |  |  |  |  | 0.183 | 1779 | 103.21 | 0.063 | 0.183 |  | 1779 | 103.21 | 0.183 |  | 0.183 |  | 0.183 |  | 0.183 |  | 0.183 |  | 0.183 |  | 0.183 |  | 0.183 | 0.183 | Not Coal Steam or O/G Steam | 0.20573 | 0.20573 |  | 0.05565%
Walton Bainbridge Power Facility | Georgia |  |  |  | 56015 | P1B | 90203 | Combustion Turbine |  |  |  | Combustion turbine |  |  |  |  | 0.184 | 1781.9 | 103.21 | 0.063333 | 0.184 |  | 1781.9 | 103.21 | 0.184 |  | 0.184 |  | 0.184 |  | 0.184 |  | 0.184 |  | 0.184 |  | 0.184 |  | 0.184 | 0.184 | Not Coal Steam or O/G Steam | 0.20652 | 0.20652 |  | 0.05564%
Walton Bainbridge Power Facility | Georgia |  |  |  | 56015 | P2A | 90204 | Combustion Turbine |  |  |  | Combustion turbine |  |  |  |  | 0.178 | 1875 | 103.34 | 0.061 | 0.178 |  | 1875 | 103.34 | 0.178 |  | 0.178 |  | 0.178 |  | 0.178 |  | 0.178 |  | 0.178 |  | 0.178 |  | 0.178 | 0.178 | Not Coal Steam or O/G Steam | 0.18987 | 0.18987 |  | 0.05574%
Walton Bainbridge Power Facility | Georgia |  |  |  | 56015 | P2B | 90205 | Combustion Turbine |  |  |  | Combustion turbine |  |  |  |  | 0.167 | 1754 | 103.21 | 0.057333 | 0.167 |  | 1754 | 103.21 | 0.167 |  | 0.167 |  | 0.167 |  | 0.167 |  | 0.167 |  | 0.167 |  | 0.167 |  | 0.167 | 0.167 | Not Coal Steam or O/G Steam | 0.19042 | 0.19042 |  | 0.05555%
Walton County Power | Georgia |  |  |  | 55128 | T1 | 3960 | Combustion Turbine |  |  |  | Combustion turbine |  |  |  |  | 27.378 | 1015069.07 | 98599.63 | 27.0943 | 27.378 |  | 1015069.07 | 98599.63 | 27.378 |  | 27.378 |  | 27.378 |  | 27.378 |  | 27.378 |  | 27.378 |  | 27.378 |  | 27.378 | 27.378 | Not Coal Steam or O/G Steam | 0.053943 | 0.053943 |  | 15.37%
Walton County Power | Georgia |  |  |  | 55128 | T2 | 3961 | Combustion Turbine |  |  |  | Combustion turbine |  |  |  |  | 26.342 | 1032233.669 | 101024.67 | 26.9377 | 26.342 |  | 1032233.669 | 101024.67 | 26.342 |  | 26.342 |  | 26.342 |  | 26.342 |  | 26.342 |  | 26.342 |  | 26.342 |  | 26.342 | 26.342 | Not Coal Steam or O/G Steam | 0.051039 | 0.051039 |  | 16.25%
Walton County Power | Georgia |  |  |  | 55128 | T3 | 3962 | Combustion Turbine |  |  |  | Combustion turbine |  |  |  |  | 22.261 | 958978.081 | 94414.57 | 23.4197 | 22.261 |  | 958978.081 | 94414.57 | 22.261 |  | 22.261 |  | 22.261 |  | 22.261 |  | 22.261 |  | 22.261 |  | 22.261 |  | 22.261 | 22.261 | Not Coal Steam or O/G Steam | 0.046427 | 0.046427 |  | 15.78%
Wansley (6052) | Georgia |  |  |  | 6052 | 1 | 2722 | Coal Steam | 8 | 2022 | 2023 | Tangentially-fired | Y |  |  | 872 | 331.643 | 9461363.025 | 937848.94 | 249.782 | 0 | Y | 0 | 0 | 0 |  | 0 |  | 0 |  | 0 |  | 0 |  | 0 |  | 0 |  | 0 | 0 | Retired | 0 | 0 |  | 21.22%
Wansley (6052) | Georgia |  |  |  | 6052 | 2 | 2723 | Coal Steam | 8 | 2022 | 2023 | Tangentially-fired | Y |  |  | 872 | 10.288 | 120004.031 | 10577.74 | 64.517 | 0 | Y | 0 | 0 | 0 |  | 0 |  | 0 |  | 0 |  | 0 |  | 0 |  | 0 |  | 0 | 0 | Retired | 0 | 0 |  | 5.522%
Wansley (6052) | Georgia |  |  |  | 6052 | 5A | 90257 | Combustion Turbine |  |  |  | Combustion turbine |  |  |  |  | 0.084 | 140 | 0 | 0.208 | 0.084 |  | 140 | 0 | 0.084 |  | 0.084 |  | 0.084 |  | 0.084 |  | 0.084 |  | 0.084 |  | 0.084 |  | 0.084 | 0.084 | Not Coal Steam or O/G Steam | 1.2 | 1.2 |  | 0.01328%
Wansley (7946) | Georgia |  |  |  | 7946 | CT9A | 8402 | Combined Cycle |  |  |  | Combined cycle | Y |  |  |  | 27.211 | 4389013.436 | 414676.99 | 27.313 | 27.211 |  | 4389013.436 | 414676.99 | 27.211 |  | 27.211 |  | 27.211 |  | 26.3341 | Optimize SCR | 26.3341 |  | 26.3341 |  | 26.3341 |  | 26.3341 | 26.3341 | Not Coal Steam or O/G Steam | 0.012 | 0.012 |  | 62.51%
Wansley (7946) | Georgia |  |  |  | 7946 | CT9B | 8404 | Combined Cycle |  |  |  | Combined cycle | Y |  |  |  | 27.992 | 4509597.92 | 411095.06 | 28.293 | 27.992 |  | 4509597.92 | 411095.06 | 27.992 |  | 27.992 |  | 27.992 |  | 27.0576 | Optimize SCR | 27.0576 |  | 27.0576 |  | 27.0576 |  | 27.0576 | 27.0576 | Not Coal Steam or O/G Steam | 0.012 | 0.012 |  | 63.71%
Wansley CC (55965) | Georgia |  |  |  | 55965 | 6A | 8352 | Combined Cycle |  |  |  | Combined cycle | Y |  |  |  | 27.921 | 6266204.07 | 930060.72 | 27.664 | 27.921 |  | 6266204.07 | 930060.72 | 27.921 |  | 27.921 |  | 27.921 |  | 27.921 |  | 27.921 |  | 27.921 |  | 27.921 |  | 27.921 | 27.921 | Not Coal Steam or O/G Steam | 0.0089116 | 0.0089116 |  | 76.48%
Wansley CC (55965) | Georgia |  |  |  | 55965 | 6B | 8354 | Combined Cycle |  |  |  | Combined cycle | Y |  |  |  | 28.596 | 6337635.594 | 934685.17 | 28.6943 | 28.596 |  | 6337635.594 | 934685.17 | 28.596 |  | 28.596 |  | 28.596 |  | 28.596 |  | 28.596 |  | 28.596 |  | 28.596 |  | 28.596 | 28.596 | Not Coal Steam or O/G Steam | 0.0090242 | 0.0090242 |  | 76.5%
Wansley CC (55965) | Georgia |  |  |  | 55965 | 7A | 8356 | Combined Cycle |  |  |  | Combined cycle | Y |  |  |  | 27.827 | 6476942.134 | 955211.36 | 26.5707 | 27.827 |  | 6476942.134 | 955211.36 | 27.827 |  | 27.827 |  | 27.827 |  | 27.827 |  | 27.827 |  | 27.827 |  | 27.827 |  | 27.827 | 27.827 | Not Coal Steam or O/G Steam | 0.0085926 | 0.0085926 |  | 72.37%
Wansley CC (55965) | Georgia |  |  |  | 55965 | 7B | 8358 | Combined Cycle |  |  |  | Combined cycle | Y |  |  |  | 28.181 | 6425702.47 | 944525.09 | 26.9347 | 28.181 |  | 6425702.47 | 944525.09 | 28.181 |  | 28.181 |  | 28.181 |  | 28.181 |  | 28.181 |  | 28.181 |  | 28.181 |  | 28.181 | 28.181 | Not Coal Steam or O/G Steam | 0.0087713 | 0.0087713 |  | 72.94%
Washington County Power | Georgia |  |  |  | 55332 | T1 | 4503 | Combustion Turbine |  |  |  | Combustion turbine |  |  |  |  | 3.996 | 234982.243 | 21837.28 | 5.4743 | 3.996 |  | 234982.243 | 21837.28 | 3.996 |  | 3.996 |  | 3.996 |  | 3.996 |  | 3.996 |  | 3.996 |  | 3.996 |  | 3.996 | 3.996 | Not Coal Steam or O/G Steam | 0.034011 | 0.034011 |  | 4.513%
Washington County Power | Georgia |  |  |  | 55332 | T2 | 4504 | Combustion Turbine |  |  |  | Combustion turbine |  |  |  |  | 9.379 | 412931.905 | 39391.41 | 9.502 | 9.379 |  | 412931.905 | 39391.41 | 9.379 |  | 9.379 |  | 9.379 |  | 9.379 |  | 9.379 |  | 9.379 |  | 9.379 |  | 9.379 | 9.379 | Not Coal Steam or O/G Steam | 0.045426 | 0.045426 |  | 5.951%
Washington County Power | Georgia |  |  |  | 55332 | T3 | 4505 | Combustion Turbine |  |  |  | Combustion turbine |  |  |  |  | 8.671 | 389759.927 | 37281.66 | 8.5367 | 8.671 |  | 389759.927 | 37281.66 | 8.671 |  | 8.671 |  | 8.671 |  | 8.671 |  | 8.671 |  | 8.671 |  | 8.671 |  | 8.671 | 8.671 | Not Coal Steam or O/G Steam | 0.044494 | 0.044494 |  | 5.576%
Washington County Power | Georgia |  |  |  | 55332 | T4 | 4506 | Combustion Turbine |  |  |  | Combustion turbine |  |  |  |  | 1.727 | 136677.12 | 12767.99 | 3.4073 | 1.727 |  | 136677.12 | 12767.99 | 1.727 |  | 1.727 |  | 1.727 |  | 1.727 |  | 1.727 |  | 1.727 |  | 1.727 |  | 1.727 | 1.727 | Not Coal Steam or O/G Steam | 0.025271 | 0.025271 |  | 3.245%
Yates | Georgia |  |  |  | 728 | Y6BR | 556 | O/G Steam |  |  |  | Tangentially-fired |  |  |  | 356 | 148.094 | 4184680.46 | 392745.34 | 227.264 | 148.094 |  | 4184680.46 | 392745.34 | 148.094 |  | 148.094 |  | 148.094 |  | 148.094 |  | 148.094 |  | 148.094 |  | 148.094 |  | 105.4321 | 62.7702 | O/G Steam SCR Retrofit | 0.070779 | 0.03 |  | 39.63%
Yates | Georgia |  |  |  | 728 | Y7BR | 557 | O/G Steam |  |  |  | Tangentially-fired |  |  |  | 358 | 148.902 | 4617331.488 | 452210.52 | 229.5503 | 148.902 |  | 4617331.488 | 452210.52 | 148.902 |  | 148.902 |  | 148.902 |  | 148.902 |  | 148.902 |  | 148.902 |  | 148.902 |  | 109.081 | 69.26 | O/G Steam SCR Retrofit | 0.064497 | 0.03 |  | 44.76%
Bennett Mountain Power Project | Idaho |  |  |  | 55733 | CT01 | 9983 | Combustion Turbine |  |  |  | Combustion turbine |  |  |  |  | 90.289 | 2439181.768 | 223923.46 | 85.5077 | 90.289 |  | 2439181.768 | 223923.46 | 90.289 |  | 90.289 |  | 90.289 |  | 90.289 |  | 90.289 |  | 90.289 |  | 90.289 |  | 90.289 | 90.289 | Not Coal Steam or O/G Steam | 0.074032 | 0.074032 |  | 31.83%
Evander Andrews Power Complex | Idaho |  |  |  | 7953 | CT1 | 90108 | Combustion Turbine |  |  |  | Combustion turbine |  |  |  |  | 45.862 | 2881314.429 | 265444.49 | 28.979 | 45.862 |  | 2881314.429 | 265444.49 | 45.862 |  | 45.862 |  | 45.862 |  | 45.862 |  | 45.862 |  | 45.862 |  | 45.862 |  | 45.862 | 45.862 | Not Coal Steam or O/G Steam | 0.031834 | 0.031834 |  | 22.44%
Evander Andrews Power Complex | Idaho |  |  |  | 7953 | CT2 | 8422 | Combustion Turbine |  |  |  | Combustion turbine |  |  |  |  | 15.225 | 359067.611 | 29809.21 | 10.499 | 15.225 |  | 359067.611 | 29809.21 | 15.225 |  | 15.225 |  | 15.225 |  | 15.225 |  | 15.225 |  | 15.225 |  | 15.225 |  | 15.225 | 15.225 | Not Coal Steam or O/G Steam | 0.084803 | 0.084803 |  | 8.806%
Evander Andrews Power Complex | Idaho |  |  |  | 7953 | CT3 | 8424 | Combustion Turbine |  |  |  | Combustion turbine |  |  |  |  | 11.649 | 339508.657 | 27585 | 8.9023 | 11.649 |  | 339508.657 | 27585 | 11.649 |  | 11.649 |  | 11.649 |  | 11.649 |  | 11.649 |  | 11.649 |  | 11.649 |  | 11.649 | 11.649 | Not Coal Steam or O/G Steam | 0.068623 | 0.068623 |  | 9.02%
Langley Gulch Power Plant | Idaho |  |  |  | 57028 | CT1 | 90518 | Combined Cycle |  |  |  | Combined cycle | Y |  |  |  | 21.204 | 6322162.603 | 933868.21 | 17.2367 | 21.204 |  | 6322162.603 | 933868.21 | 21.204 |  | 21.204 |  | 21.204 |  | 21.204 |  | 21.204 |  | 21.204 |  | 21.204 |  | 21.204 | 21.204 | Not Coal Steam or O/G Steam | 0.0067078 | 0.0067078 |  | 58.03%
Rathdrum Combustion Turbine Project | Idaho |  |  |  | 7456 | 1 | 3118 | Combustion Turbine |  |  |  | Combustion turbine |  |  |  |  | 12.769 | 623952.856 | 57204.22 | 7.6353 | 12.769 |  | 623952.856 | 57204.22 | 12.769 |  | 12.769 |  | 12.769 |  | 12.769 |  | 12.769 |  | 12.769 |  | 12.769 |  | 12.769 | 12.769 | Not Coal Steam or O/G Steam | 0.040929 | 0.040929 |  | 9.454%
Rathdrum Combustion Turbine Project | Idaho |  |  |  | 7456 | 2 | 3119 | Combustion Turbine |  |  |  | Combustion turbine |  |  |  |  | 15.15 | 629460.109 | 60618.18 | 9.14 | 15.15 |  | 629460.109 | 60618.18 | 15.15 |  | 15.15 |  | 15.15 |  | 15.15 |  | 15.15 |  | 15.15 |  | 15.15 |  | 15.15 | 15.15 | Not Coal Steam or O/G Steam | 0.048136 | 0.048136 |  | 10.34%
Rathdrum Power, LLC | Idaho |  |  |  | 55179 | CTGEN1 | 4071 | Combined Cycle |  |  |  | Combined cycle | Y |  |  |  | 27.418 | 4725335.345 | 677414.43 | 25.7873 | 27.418 |  | 4725335.345 | 677414.43 | 27.418 |  | 27.418 |  | 27.418 |  | 27.418 |  | 27.418 |  | 27.418 |  | 27.418 |  | 27.418 | 27.418 | Not Coal Steam or O/G Steam | 0.011605 | 0.011605 |  | 55.57%
Alsey Station | Illinois | X | X | X | 7818 | ACT1 | 89336 | Combustion Turbine |  |  |  | Combustion turbine |  |  |  |  | 3.493 | 36594.814 | 2245.17 | 3.5613 | 3.493 |  | 36594.814 | 2245.17 | 3.493 |  | 3.493 |  | 3.493 |  | 3.493 |  | 3.493 |  | 3.493 |  | 3.493 |  | 3.493 | 3.493 | Not Coal Steam or O/G Steam | 0.1909 | 0.1909 |  | 1.853%
Alsey Station | Illinois | X | X | X | 7818 | ACT2 | 89337 | Combustion Turbine |  |  |  | Combustion turbine |  |  |  |  | 2.759 | 26118.731 | 1516.93 | 2.7463 | 2.759 |  | 26118.731 | 1516.93 | 2.759 |  | 2.759 |  | 2.759 |  | 2.759 |  | 2.759 |  | 2.759 |  | 2.759 |  | 2.759 | 2.759 | Not Coal Steam or O/G Steam | 0.21127 | 0.21127 |  | 1.519%
Alsey Station | Illinois | X | X | X | 7818 | ACT5 | 89338 | Combustion Turbine |  |  |  | Combustion turbine |  |  |  |  | 3.382 | 23125.942 | 1308.12 | 3.0663 | 3.382 |  | 23125.942 | 1308.12 | 3.382 |  | 3.382 |  | 3.382 |  | 3.382 |  | 3.382 |  | 3.382 |  | 3.382 |  | 3.382 | 3.382 | Not Coal Steam or O/G Steam | 0.29249 | 0.29249 |  | 1.234%
Alsey Station | Illinois | X | X | X | 7818 | ACT6 | 91126 | Combustion Turbine |  |  |  | Combustion turbine |  |  |  |  | 6.565 | 170360.378 | 18328.91 | 3.2977 | 6.565 |  | 170360.378 | 18328.91 | 6.565 |  | 6.565 |  | 6.565 |  | 6.565 |  | 6.565 |  | 6.565 |  | 6.565 |  | 6.565 | 6.565 | Not Coal Steam or O/G Steam | 0.077072 | 0.077072 |  | 5.059%
Aurora | Illinois | X | X | X | 55279 | AGS01 | 4407 | Combustion Turbine |  |  |  | Combustion turbine |  |  |  |  | 24.57 | 1234421.621 | 111101.51 | 21.971 | 24.57 |  | 1234421.621 | 111101.51 | 24.57 |  | 24.57 |  | 24.57 |  | 24.57 |  | 24.57 |  | 24.57 |  | 24.57 |  | 24.57 | 24.57 | Not Coal Steam or O/G Steam | 0.039808 | 0.039808 |  | 14%
Aurora | Illinois | X | X | X | 55279 | AGS02 | 4409 | Combustion Turbine |  |  |  | Combustion turbine |  |  |  |  | 17.822 | 1100224.939 | 104083.06 | 17.2827 | 17.822 |  | 1100224.939 | 104083.06 | 17.822 |  | 17.822 |  | 17.822 |  | 17.822 |  | 17.822 |  | 17.822 |  | 17.822 |  | 17.822 | 17.822 | Not Coal Steam or O/G Steam | 0.032397 | 0.032397 |  | 13.25%
Aurora | Illinois | X | X | X | 55279 | AGS03 | 4410 | Combustion Turbine |  |  |  | Combustion turbine |  |  |  |  | 19.235 | 1095314.025 | 117941.2 | 16.2893 | 19.235 |  | 1095314.025 | 117941.2 | 19.235 |  | 19.235 |  | 19.235 |  | 19.235 |  | 19.235 |  | 19.235 |  | 19.235 |  | 19.235 | 19.235 | Not Coal Steam or O/G Steam | 0.035122 | 0.035122 |  | 11.45%
Aurora | Illinois | X | X | X | 55279 | AGS04 | 4411 | Combustion Turbine |  |  |  | Combustion turbine |  |  |  |  | 22.183 | 1093910.968 | 116286.2 | 17.022 | 22.183 |  | 1093910.968 | 116286.2 | 22.183 |  | 22.183 |  | 22.183 |  | 22.183 |  | 22.183 |  | 22.183 |  | 22.183 |  | 22.183 | 22.183 | Not Coal Steam or O/G Steam | 0.040557 | 0.040557 |  | 11.92%
Aurora | Illinois | X | X | X | 55279 | AGS05 | 4412 | Combustion Turbine |  |  |  | Combustion turbine |  |  |  |  | 18.552 | 432238.333 | 46177.94 | 17.7987 | 18.552 |  | 432238.333 | 46177.94 | 18.552 |  | 18.552 |  | 18.552 |  | 18.552 |  | 18.552 |  | 18.552 |  | 18.552 |  | 18.552 | 18.552 | Not Coal Steam or O/G Steam | 0.085842 | 0.085842 |  | 21.98%
Aurora | Illinois | X | X | X | 55279 | AGS06 | 4413 | Combustion Turbine |  |  |  | Combustion turbine |  |  |  |  | 17.76 | 430750.952 | 45942.25 | 17.3733 | 17.76 |  | 430750.952 | 45942.25 | 17.76 |  | 17.76 |  | 17.76 |  | 17.76 |  | 17.76 |  | 17.76 |  | 17.76 |  | 17.76 | 17.76 | Not Coal Steam or O/G Steam | 0.082461 | 0.082461 |  | 21.76%
Aurora | Illinois | X | X | X | 55279 | AGS07 | 4414 | Combustion Turbine |  |  |  | Combustion turbine |  |  |  |  | 17.65 | 441858.378 | 47494.21 | 17.752 | 17.65 |  | 441858.378 | 47494.21 | 17.65 |  | 17.65 |  | 17.65 |  | 17.65 |  | 17.65 |  | 17.65 |  | 17.65 |  | 17.65 | 17.65 | Not Coal Steam or O/G Steam | 0.07989 | 0.07989 |  | 22.73%
Aurora | Illinois | X | X | X | 55279 | AGS08 | 4415 | Combustion Turbine |  |  |  | Combustion turbine |  |  |  |  | 16.216 | 397230.836 | 42077.95 | 17.3583 | 16.216 |  | 397230.836 | 42077.95 | 16.216 |  | 16.216 |  | 16.216 |  | 16.216 |  | 16.216 |  | 16.216 |  | 16.216 |  | 16.216 | 16.216 | Not Coal Steam or O/G Steam | 0.081645 | 0.081645 |  | 21.74%
Aurora | Illinois | X | X | X | 55279 | AGS09 | 4416 | Combustion Turbine |  |  |  | Combustion turbine |  |  |  |  | 18.217 | 460268.599 | 48429.3 | 17.247 | 18.217 |  | 460268.599 | 48429.3 | 18.217 |  | 18.217 |  | 18.217 |  | 18.217 |  | 18.217 |  | 18.217 |  | 18.217 |  | 18.217 | 18.217 | Not Coal Steam or O/G Steam | 0.079158 | 0.079158 |  | 22.67%
Aurora | Illinois | X | X | X | 55279 | AGS10 | 4408 | Combustion Turbine |  |  |  | Combustion turbine |  |  |  |  | 18.096 | 464776.277 | 48486.16 | 17.1933 | 18.096 |  | 464776.277 | 48486.16 | 18.096 |  | 18.096 |  | 18.096 |  | 18.096 |  | 18.096 |  | 18.096 |  | 18.096 |  | 18.096 | 18.096 | Not Coal Steam or O/G Steam | 0.07787 | 0.07787 |  | 22.94%
Baldwin Energy Complex | Illinois | X | X | X | 889 | 1 | 611 | Coal Steam | 12 | 2025 | 2026 | Cyclone boiler | Y |  |  | 576 | 390.335 | 16875004.003 | 1800633.36 | 466.3137 | 390.335 |  | 16875004.003 | 1800633.36 | 390.335 |  | 390.335 |  | 390.335 |  | 390.335 |  | 390.335 |  | 390.335 |  | 390.335 |  | 390.335 | 390.335 | Existing SCR | 0.046262 | 0.046262 |  | 52.8%
Baldwin Energy Complex | Illinois | X | X | X | 889 | 2 | 612 | Coal Steam | 12 | 2025 | 2026 | Cyclone boiler | Y |  |  | 581 | 520.511 | 16473644.908 | 1711021.52 | 483.525 | 520.511 |  | 16473644.908 | 1711021.52 | 520.511 |  | 520.511 |  | 520.511 |  | 520.511 |  | 520.511 |  | 520.511 |  | 520.511 |  | 520.511 | 520.511 | Existing SCR | 0.063193 | 0.063193 |  | 54.37%
Calumet Energy Team, LLC | Illinois | X | X | X | 55296 | **1 | 4469 | Combustion Turbine |  |  |  | Combustion turbine |  |  |  |  | 6.678 | 166893.134 | 16252.36 | 4.4427 | 6.678 |  | 166893.134 | 16252.36 | 6.678 |  | 6.678 |  | 6.678 |  | 6.678 |  | 6.678 |  | 6.678 |  | 6.678 |  | 6.678 | 6.678 | Not Coal Steam or O/G Steam | 0.080027 | 0.080027 |  | 1.308%
Calumet Energy Team, LLC | Illinois | X | X | X | 55296 | **2 | 4470 | Combustion Turbine |  |  |  | Combustion turbine |  |  |  |  | 5.639 | 136120.193 | 13081.67 | 3.5477 | 5.639 |  | 136120.193 | 13081.67 | 5.639 |  | 5.639 |  | 5.639 |  | 5.639 |  | 5.639 |  | 5.639 |  | 5.639 |  | 5.639 | 5.639 | Not Coal Steam or O/G Steam | 0.082853 | 0.082853 |  | 1.084%
Cordova Energy Company | Illinois | X | X | X | 55188 | 1 | 4081 | Combined Cycle |  |  |  | Combined cycle | Y |  |  |  | 30.757 | 4685892.851 | 708111.3 | 22.132 | 30.757 |  | 4685892.851 | 708111.3 | 30.757 |  | 30.757 |  | 30.757 |  | 28.1154 | Optimize SCR | 28.1154 |  | 28.1154 |  | 28.1154 |  | 28.1154 | 28.1154 | Not Coal Steam or O/G Steam | 0.012 | 0.012 |  | 47.59%
Cordova Energy Company | Illinois | X | X | X | 55188 | 2 | 4082 | Combined Cycle |  |  |  | Combined cycle | Y |  |  |  | 28.944 | 4838226.145 | 727849.45 | 21.5007 | 28.944 |  | 4838226.145 | 727849.45 | 28.944 |  | 28.944 |  | 28.944 |  | 28.944 |  | 28.944 |  | 28.944 |  | 28.944 |  | 28.944 | 28.944 | Not Coal Steam or O/G Steam | 0.011965 | 0.011965 |  | 48.02%
Crete Energy Park | Illinois | X | X | X | 55253 | GT1 | 4339 | Combustion Turbine |  |  |  | Combustion turbine |  |  |  |  | 0.647 | 46518.713 | 3535.92 | 1.6877 | 0.647 |  | 46518.713 | 3535.92 | 0.647 |  | 0.647 |  | 0.647 |  | 0.647 |  | 0.647 |  | 0.647 |  | 0.647 |  | 0.647 | 0.647 | Not Coal Steam or O/G Steam | 0.027817 | 0.027817 |  | 2.973%
Crete Energy Park | Illinois | X | X | X | 55253 | GT2 | 4340 | Combustion Turbine |  |  |  | Combustion turbine |  |  |  |  | 1.166 | 87307.239 | 6726.11 | 2.1467 | 1.166 |  | 87307.239 | 6726.11 | 1.166 |  | 1.166 |  | 1.166 |  | 1.166 |  | 1.166 |  | 1.166 |  | 1.166 |  | 1.166 | 1.166 | Not Coal Steam or O/G Steam | 0.02671 | 0.02671 |  | 4.134%
Crete Energy Park | Illinois | X | X | X | 55253 | GT3 | 4341 | Combustion Turbine |  |  |  | Combustion turbine |  |  |  |  | 1.852 | 79922.536 | 5770 | 2.2483 | 1.852 |  | 79922.536 | 5770 | 1.852 |  | 1.852 |  | 1.852 |  | 1.852 |  | 1.852 |  | 1.852 |  | 1.852 |  | 1.852 | 1.852 | Not Coal Steam or O/G Steam | 0.046345 | 0.046345 |  | 3.633%
Crete Energy Park | Illinois | X | X | X | 55253 | GT4 | 4342 | Combustion Turbine |  |  |  | Combustion turbine |  |  |  |  | 1.289 | 91678.882 | 6770.09 | 1.487 | 1.289 |  | 91678.882 | 6770.09 | 1.289 |  | 1.289 |  | 1.289 |  | 1.289 |  | 1.289 |  | 1.289 |  | 1.289 |  | 1.289 | 1.289 | Not Coal Steam or O/G Steam | 0.02812 | 0.02812 |  | 2.782%
Dallman | Illinois | X | X | X | 963 | 33 | 647 | Coal Steam | 12 | 2020 | 2023 | Tangentially-fired | Y |  |  | 188 | 37.283 | 1192332.924 | 114946.21 | 52.784 | 0 | Y | 0 | 0 | 0 |  | 0 |  | 0 |  | 0 |  | 0 |  | 0 |  | 0 |  | 0 | 0 | Retired | 0 | 0 |  | 22.76%
Dallman | Illinois | X | X | X | 963 | 4 | 89910 | Coal Steam |  |  |  | Wet bottom wall-fired boiler | Y |  |  | 208 | 159.101 | 5506421.408 | 593425.66 | 140.001 | 159.101 |  | 5506421.408 | 593425.66 | 159.101 |  | 159.101 |  | 159.101 |  | 159.101 |  | 159.101 |  | 159.101 |  | 159.101 |  | 159.101 | 159.101 | Existing SCR | 0.057787 | 0.057787 |  | 61.55%
E D Edwards | Illinois | X | X | X | 856 | 2 | 569 | Coal Steam | 12 | 2022 | 2023 | Dry bottom wall-fired boiler |  |  |  | 245 | 597.402 | 5920388.097 | 589470.01 | 639.7193 | 0 | Y | 0 | 0 | 0 |  | 0 |  | 0 |  | 0 |  | 0 |  | 0 |  | 0 |  | 0 | 0 | Retired | 0 | 0 |  | 51%
E D Edwards | Illinois | X | X | X | 856 | 3 | 570 | Coal Steam | 12 | 2022 | 2023 | Dry bottom wall-fired boiler | Y |  |  | 315 | 431.526 | 7074864.629 | 797605.13 | 399.6937 | 0 | Y | 0 | 0 | 0 |  | 0 |  | 0 |  | 0 |  | 0 |  | 0 |  | 0 |  | 0 | 0 | Retired | 0 | 0 |  | 45.81%
Elgin Energy Center, LLC | Illinois | X | X | X | 55438 | CT01 | 4751 | Combustion Turbine |  |  |  | Combustion turbine |  |  |  |  | 25.709 | 968046.653 | 83889.07 | 22.9497 | 25.709 |  | 968046.653 | 83889.07 | 25.709 |  | 25.709 |  | 25.709 |  | 25.709 |  | 25.709 |  | 25.709 |  | 25.709 |  | 25.709 | 25.709 | Not Coal Steam or O/G Steam | 0.053115 | 0.053115 |  | 15.51%
Elgin Energy Center, LLC | Illinois | X | X | X | 55438 | CT02 | 4752 | Combustion Turbine |  |  |  | Combustion turbine |  |  |  |  | 34.448 | 1179407.751 | 102668.89 | 28.4387 | 34.448 |  | 1179407.751 | 102668.89 | 34.448 |  | 34.448 |  | 34.448 |  | 34.448 |  | 34.448 |  | 34.448 |  | 34.448 |  | 34.448 | 34.448 | Not Coal Steam or O/G Steam | 0.058416 | 0.058416 |  | 18.09%
Elgin Energy Center, LLC | Illinois | X | X | X | 55438 | CT03 | 4753 | Combustion Turbine |  |  |  | Combustion turbine |  |  |  |  | 21.621 | 816914.837 | 69341.66 | 21.2503 | 21.621 |  | 816914.837 | 69341.66 | 21.621 |  | 21.621 |  | 21.621 |  | 21.621 |  | 21.621 |  | 21.621 |  | 21.621 |  | 21.621 | 21.621 | Not Coal Steam or O/G Steam | 0.052933 | 0.052933 |  | 14.32%
Elgin Energy Center, LLC | Illinois | X | X | X | 55438 | CT04 | 4754 | Combustion Turbine |  |  |  | Combustion turbine |  |  |  |  | 37.49 | 1199754.258 | 104311.51 | 26.661 | 37.49 |  | 1199754.258 | 104311.51 | 37.49 |  | 37.49 |  | 37.49 |  | 37.49 |  | 37.49 |  | 37.49 |  | 37.49 |  | 37.49 | 37.49 | Not Coal Steam or O/G Steam | 0.062496 | 0.062496 |  | 16.07%
Elwood Energy Facility | Illinois | X | X | X | 55199 | 1 | 4110 | Combustion Turbine |  |  |  | Combustion turbine |  |  |  |  | 15.7 | 932102.595 | 79372.38 | 9.082 | 15.7 |  | 932102.595 | 79372.38 | 15.7 |  | 15.7 |  | 15.7 |  | 15.7 |  | 15.7 |  | 15.7 |  | 15.7 |  | 15.7 | 15.7 | Not Coal Steam or O/G Steam | 0.033687 | 0.033687 |  | 6.313%
Elwood Energy Facility | Illinois | X | X | X | 55199 | 2 | 4116 | Combustion Turbine |  |  |  | Combustion turbine |  |  |  |  | 7.773 | 408425.958 | 34411.67 | 5.6093 | 7.773 |  | 408425.958 | 34411.67 | 7.773 |  | 7.773 |  | 7.773 |  | 7.773 |  | 7.773 |  | 7.773 |  | 7.773 |  | 7.773 | 7.773 | Not Coal Steam or O/G Steam | 0.038063 | 0.038063 |  | 3.754%
Elwood Energy Facility | Illinois | X | X | X | 55199 | 3 | 4117 | Combustion Turbine |  |  |  | Combustion turbine |  |  |  |  | 11.341 | 610600.712 | 51719.09 | 8.3193 | 11.341 |  | 610600.712 | 51719.09 | 11.341 |  | 11.341 |  | 11.341 |  | 11.341 |  | 11.341 |  | 11.341 |  | 11.341 |  | 11.341 | 11.341 | Not Coal Steam or O/G Steam | 0.037147 | 0.037147 |  | 5.708%
Elwood Energy Facility | Illinois | X | X | X | 55199 | 4 | 4118 | Combustion Turbine |  |  |  | Combustion turbine |  |  |  |  | 8.807 | 516118.003 | 43635.75 | 6.3653 | 8.807 |  | 516118.003 | 43635.75 | 8.807 |  | 8.807 |  | 8.807 |  | 8.807 |  | 8.807 |  | 8.807 |  | 8.807 |  | 8.807 | 8.807 | Not Coal Steam or O/G Steam | 0.034128 | 0.034128 |  | 4.676%
Elwood Energy Facility | Illinois | X | X | X | 55199 | 5 | 4119 | Combustion Turbine |  |  |  | Combustion turbine |  |  |  |  | 15.194 | 919885.026 | 84024.49 | 8.7797 | 15.194 |  | 919885.026 | 84024.49 | 15.194 |  | 15.194 |  | 15.194 |  | 15.194 |  | 15.194 |  | 15.194 |  | 15.194 |  | 15.194 | 15.194 | Not Coal Steam or O/G Steam | 0.033035 | 0.033035 |  | 6.745%
Elwood Energy Facility | Illinois | X | X | X | 55199 | 6 | 4120 | Combustion Turbine |  |  |  | Combustion turbine |  |  |  |  | 7.606 | 484943.34 | 43330.68 | 6.4977 | 7.606 |  | 484943.34 | 43330.68 | 7.606 |  | 7.606 |  | 7.606 |  | 7.606 |  | 7.606 |  | 7.606 |  | 7.606 |  | 7.606 | 7.606 | Not Coal Steam or O/G Steam | 0.031369 | 0.031369 |  | 5.083%
Elwood Energy Facility | Illinois | X | X | X | 55199 | 7 | 4121 | Combustion Turbine |  |  |  | Combustion turbine |  |  |  |  | 14.49 | 916296.481 | 85963.49 | 8.401 | 14.49 |  | 916296.481 | 85963.49 | 14.49 |  | 14.49 |  | 14.49 |  | 14.49 |  | 14.49 |  | 14.49 |  | 14.49 |  | 14.49 | 14.49 | Not Coal Steam or O/G Steam | 0.031627 | 0.031627 |  | 6.69%
Elwood Energy Facility | Illinois | X | X | X | 55199 | 8 | 4122 | Combustion Turbine |  |  |  | Combustion turbine |  |  |  |  | 13.161 | 675080.031 | 61834.81 | 8.579 | 13.161 |  | 675080.031 | 61834.81 | 13.161 |  | 13.161 |  | 13.161 |  | 13.161 |  | 13.161 |  | 13.161 |  | 13.161 |  | 13.161 | 13.161 | Not Coal Steam or O/G Steam | 0.038991 | 0.038991 |  | 6.354%
Elwood Energy Facility | Illinois | X | X | X | 55199 | 9 | 4123 | Combustion Turbine |  |  |  | Combustion turbine |  |  |  |  | 9.041 | 551834.31 | 52512.77 | 7.639 | 9.041 |  | 551834.31 | 52512.77 | 9.041 |  | 9.041 |  | 9.041 |  | 9.041 |  | 9.041 |  | 9.041 |  | 9.041 |  | 9.041 | 9.041 | Not Coal Steam or O/G Steam | 0.032767 | 0.032767 |  | 5.954%
Factory Gas Turbine | Illinois | X | X | X | 8016 | 2 | 9200 | Combustion Turbine |  |  |  | Combustion turbine |  |  |  |  | 1.139 | 1897.9 | 80.42 | 1.4487 | 1.139 |  | 1897.9 | 80.42 | 1.139 |  | 1.139 |  | 1.139 |  | 1.139 |  | 1.139 |  | 1.139 |  | 1.139 |  | 1.139 | 1.139 | Not Coal Steam or O/G Steam | 1.2003 | 1.2003 |  | 0.2081%
Fisk | Illinois | X | X | X | 886 | 311 | 9165 | Combustion Turbine | 12 | 2029 | 2030 | Combustion turbine |  |  |  |  | 2.134 | 3556.3 |  | 1.1487 | 2.134 |  | 3556.3 |  | 2.134 |  | 2.134 |  | 2.134 |  | 2.134 |  | 2.134 |  | 2.134 |  | 2.134 |  | 2.134 | 2.134 | Not Coal Steam or O/G Steam | 1.2001 | 1.2001 |  | 0.1088%
Fisk | Illinois | X | X | X | 886 | 312 | 9166 | Combustion Turbine | 12 | 2029 | 2030 | Combustion turbine |  |  |  |  | 2.16 | 3599.3 |  | 1.1263 | 2.16 |  | 3599.3 |  | 2.16 |  | 2.16 |  | 2.16 |  | 2.16 |  | 2.16 |  | 2.16 |  | 2.16 |  | 2.16 | 2.16 | Not Coal Steam or O/G Steam | 1.2002 | 1.2002 |  | 0.1067%
Fisk | Illinois | X | X | X | 886 | 321 | 9167 | Combustion Turbine | 12 | 2029 | 2030 | Combustion turbine |  |  |  |  | 1.964 | 3273.6 |  | 1.128 | 1.964 |  | 3273.6 |  | 1.964 |  | 1.964 |  | 1.964 |  | 1.964 |  | 1.964 |  | 1.964 |  | 1.964 |  | 1.964 | 1.964 | Not Coal Steam or O/G Steam | 1.1999 | 1.1999 |  | 0.1068%
Fisk | Illinois | X | X | X | 886 | 322 | 9168 | Combustion Turbine | 12 | 2029 | 2030 | Combustion turbine |  |  |  |  | 2.102 | 3503.6 |  | 1.36 | 2.102 |  | 3503.6 |  | 2.102 |  | 2.102 |  | 2.102 |  | 2.102 |  | 2.102 |  | 2.102 |  | 2.102 |  | 2.102 | 2.102 | Not Coal Steam or O/G Steam | 1.1999 | 1.1999 |  | 0.1288%
Fisk | Illinois | X | X | X | 886 | 331 | 9169 | Combustion Turbine | 12 | 2029 | 2030 | Combustion turbine |  |  |  |  | 1.211 | 2017.8 |  | 1.028 | 1.211 |  | 2017.8 |  | 1.211 |  | 1.211 |  | 1.211 |  | 1.211 |  | 1.211 |  | 1.211 |  | 1.211 |  | 1.211 | 1.211 | Not Coal Steam or O/G Steam | 1.2003 | 1.2003 |  | 0.09731%
Fisk | Illinois | X | X | X | 886 | 332 | 9170 | Combustion Turbine | 12 | 2029 | 2030 | Combustion turbine |  |  |  |  | 2.091 | 3484.5 |  | 1.1237 | 2.091 |  | 3484.5 |  | 2.091 |  | 2.091 |  | 2.091 |  | 2.091 |  | 2.091 |  | 2.091 |  | 2.091 |  | 2.091 | 2.091 | Not Coal Steam or O/G Steam | 1.2002 | 1.2002 |  | 0.1064%
Fisk | Illinois | X | X | X | 886 | 341 | 9171 | Combustion Turbine |  |  |  | Combustion turbine | [28 empty] | Not Coal Steam or O/G Steam | 0 | 0
Fisk | Illinois | X | X | X | 886 | 342 | 9172 | Combustion Turbine | 12 | 2029 | 2030 | Combustion turbine |  |  |  |  | 0.822 | 1370.8 |  | 0.54633 | 0.822 |  | 1370.8 |  | 0.822 |  | 0.822 |  | 0.822 |  | 0.822 |  | 0.822 |  | 0.822 |  | 0.822 |  | 0.822 | 0.822 | Not Coal Steam or O/G Steam | 1.1993 | 1.1993 |  | 0.05174%
Freedom Power Project | Illinois | X | X | X | 7842 | CT1 | 3293 | Combustion Turbine |  |  |  | Combustion turbine |  |  |  |  | 0.823 | 17372.746 | 1665.81 | 0.439 | 0.823 |  | 17372.746 | 1665.81 | 0.823 |  | 0.823 |  | 0.823 |  | 0.823 |  | 0.823 |  | 0.823 |  | 0.823 |  | 0.823 | 0.823 | Not Coal Steam or O/G Steam | 0.094746 | 0.094746 |  | 0.5501%
Gibson City Energy Center, LLC | Illinois | X | X | X | 55201 | GCTG1 | 4126 | Combustion Turbine |  |  |  | Combustion turbine |  |  |  |  | 21.721 | 663590.133 | 55840.69 | 20.4137 | 21.721 |  | 663590.133 | 55840.69 | 21.721 |  | 21.721 |  | 21.721 |  | 21.721 |  | 21.721 |  | 21.721 |  | 21.721 |  | 21.721 | 21.721 | Not Coal Steam or O/G Steam | 0.065465 | 0.065465 |  | 10.42%
Gibson City Energy Center, LLC | Illinois | X | X | X | 55201 | GCTG2 | 4127 | Combustion Turbine |  |  |  | Combustion turbine |  |  |  |  | 22.314 | 693243.285 | 57124.64 | 25.2587 | 22.314 |  | 693243.285 | 57124.64 | 22.314 |  | 22.314 |  | 22.314 |  | 22.314 |  | 22.314 |  | 22.314 |  | 22.314 |  | 22.314 | 22.314 | Not Coal Steam or O/G Steam | 0.064376 | 0.064376 |  | 13.41%
Goose Creek Power Plant | Illinois | X | X | X | 55496 | CT-01 | 10123 | Combustion Turbine |  |  |  | Combustion turbine |  |  |  |  | 0.732 | 69253.257 | 5672.53 | 0.409 | 0.732 |  | 69253.257 | 5672.53 | 0.732 |  | 0.732 |  | 0.732 |  | 0.732 |  | 0.732 |  | 0.732 |  | 0.732 |  | 0.732 | 0.732 | Not Coal Steam or O/G Steam | 0.02114 | 0.02114 |  | 0.9703%
Goose Creek Power Plant | Illinois | X | X | X | 55496 | CT-02 | 10124 | Combustion Turbine |  |  |  | Combustion turbine |  |  |  |  | 0.899 | 79728.802 | 6440.71 | 0.44433 | 0.899 |  | 79728.802 | 6440.71 | 0.899 |  | 0.899 |  | 0.899 |  | 0.899 |  | 0.899 |  | 0.899 |  | 0.899 |  | 0.899 | 0.899 | Not Coal Steam or O/G Steam | 0.022551 | 0.022551 |  | 0.9961%
Goose Creek Power Plant | Illinois | X | X | X | 55496 | CT-03 | 10125 | Combustion Turbine |  |  |  | Combustion turbine |  |  |  |  | 0.605 | 65627.705 | 5457.31 | 0.34733 | 0.605 |  | 65627.705 | 5457.31 | 0.605 |  | 0.605 |  | 0.605 |  | 0.605 |  | 0.605 |  | 0.605 |  | 0.605 |  | 0.605 | 0.605 | Not Coal Steam or O/G Steam | 0.018437 | 0.018437 |  | 0.9448%
Goose Creek Power Plant | Illinois | X | X | X | 55496 | CT-04 | 10126 | Combustion Turbine |  |  |  | Combustion turbine |  |  |  |  | 0.83 | 73212.261 | 5982.41 | 0.45733 | 0.83 |  | 73212.261 | 5982.41 | 0.83 |  | 0.83 |  | 0.83 |  | 0.83 |  | 0.83 |  | 0.83 |  | 0.83 |  | 0.83 | 0.83 | Not Coal Steam or O/G Steam | 0.022674 | 0.022674 |  | 1.008%
Goose Creek Power Plant | Illinois | X | X | X | 55496 | CT-05 | 10127 | Combustion Turbine |  |  |  | Combustion turbine |  |  |  |  | 0.714 | 64737.068 | 5296.5 | 0.40167 | 0.714 |  | 64737.068 | 5296.5 | 0.714 |  | 0.714 |  | 0.714 |  | 0.714 |  | 0.714 |  | 0.714 |  | 0.714 |  | 0.714 | 0.714 | Not Coal Steam or O/G Steam | 0.022058 | 0.022058 |  | 0.912%
Goose Creek Power Plant | Illinois | X | X | X | 55496 | CT-06 | 10128 | Combustion Turbine |  |  |  | Combustion turbine |  |  |  |  | 0.416 | 42933.824 | 3490.8 | 0.32233 | 0.416 |  | 42933.824 | 3490.8 | 0.416 |  | 0.416 |  | 0.416 |  | 0.416 |  | 0.416 |  | 0.416 |  | 0.416 |  | 0.416 | 0.416 | Not Coal Steam or O/G Steam | 0.019379 | 0.019379 |  | 0.7899%
Grand Tower Energy Center, LLC | Illinois | X | X | X | 862 | CT01 | 578 | Combined Cycle |  |  |  | Combined cycle | [7 empty] | 76.178 | [20 empty] | Not Coal Steam or O/G Steam | 0 | 0 |  | 24.95%
Grand Tower Energy Center, LLC | Illinois | X | X | X | 862 | CT02 | 579 | Combined Cycle |  |  |  | Combined cycle | [7 empty] | 65.4927 | [20 empty] | Not Coal Steam or O/G Steam | 0 | 0 |  | 20.92%
Holland Energy Facility | Illinois | X | X | X | 55334 | CTG1 | 4508 | Combined Cycle |  |  |  | Combined cycle | Y |  |  |  | 19.013 | 2605858.313 | 361867.68 | 21.3567 | 19.013 |  | 2605858.313 | 361867.68 | 19.013 |  | 19.013 |  | 19.013 |  | 15.6351 | Optimize SCR | 15.6351 |  | 15.6351 |  | 15.6351 |  | 15.6351 | 15.6351 | Not Coal Steam or O/G Steam | 0.012 | 0.012 |  | 31.14%
Holland Energy Facility | Illinois | X | X | X | 55334 | CTG2 | 4509 | Combined Cycle |  |  |  | Combined cycle | Y |  |  |  | 16.95 | 2403229.167 | 336020.24 | 20.029 | 16.95 |  | 2403229.167 | 336020.24 | 16.95 |  | 16.95 |  | 16.95 |  | 14.4194 | Optimize SCR | 14.4194 |  | 14.4194 |  | 14.4194 |  | 14.4194 | 14.4194 | Not Coal Steam or O/G Steam | 0.012 | 0.012 |  | 30.31%
Interstate | Illinois | X | X | X | 7425 | 1 | 3116 | Combustion Turbine |  |  |  | Combustion turbine | [7 empty] | 10.962 | [20 empty] | Not Coal Steam or O/G Steam | 0 | 0 |  | 2.746%
Joliet 29 | Illinois | X | X | X | 384 | 71 | 250 | O/G Steam | 6 | 2023 | 2024 | Tangentially-fired |  | Y | Y | 259 | 70.307 | 1662048.4 | 163316.25 | 104.7013 | 70.307 |  | 1662048.4 | 163316.25 | 70.307 |  | 70.307 |  | 70.307 |  | 70.307 |  | 70.307 |  | 65.7257 | Y | 65.7257 |  | 65.7257 | 65.7257 | Oil/Gas Steam Under 150 Tons (2019-2021 Average) | 0.07909 | 0.07909 |  | 20.26%
Joliet 29 | Illinois | X | X | X | 384 | 72 | 251 | O/G Steam | 6 | 2023 | 2024 | Tangentially-fired |  | Y | Y | 259 | 71.06 | 1681024.925 | 165235 | 101.21 | 71.06 |  | 1681024.925 | 165235 | 71.06 |  | 71.06 |  | 71.06 |  | 71.06 |  | 71.06 |  | 67.4427 | Y | 67.4427 |  | 67.4427 | 67.4427 | Oil/Gas Steam Under 150 Tons (2019-2021 Average) | 0.08024 | 0.08024 |  | 19.42%
Joliet 29 | Illinois | X | X | X | 384 | 81 | 252 | O/G Steam | 6 | 2023 | 2024 | Tangentially-fired |  | Y | Y | 259 | 59.374 | 1202136.3 | 107866.75 | 99.9583 | 59.374 |  | 1202136.3 | 107866.75 | 59.374 |  | 59.374 |  | 59.374 |  | 59.374 |  | 59.374 |  | 55.142 | Y | 55.142 |  | 55.142 | 55.142 | Oil/Gas Steam Under 150 Tons (2019-2021 Average) | 0.09174 | 0.09174 |  | 17.39%
Joliet 29 | Illinois | X | X | X | 384 | 82 | 253 | O/G Steam | 6 | 2023 | 2024 | Tangentially-fired |  | Y | Y | 259 | 64.902 | 1305574.05 | 118315 | 108.6727 | 64.902 |  | 1305574.05 | 118315 | 64.902 |  | 64.902 |  | 64.902 |  | 64.902 |  | 64.902 |  | 59.9585 | Y | 59.9585 |  | 59.9585 | 59.9585 | Oil/Gas Steam Under 150 Tons (2019-2021 Average) | 0.09185 | 0.09185 |  | 18.87%
Joliet 9 | Illinois | X | X | X | 874 | 5 | 590 | O/G Steam | 6 | 2023 | 2024 | Cyclone boiler |  | Y |  | 314 | 1.91 | 44593.475 | 3550 | 6.6477 | 1.91 |  | 44593.475 | 3550 | 1.91 |  | 1.91 |  | 1.91 |  | 1.91 |  | 1.91 |  | 1.91 |  | 1.91 |  | 1.91 | 1.91 | Oil/Gas Steam Under 150 Tons (2019-2021 Average) | 0.085663 | 0.085663 |  | 0.8778%
Joppa Steam | Illinois | X | X | X | 887 | 1 | 605 | Coal Steam | 8 | 2022 | 2023 | Tangentially-fired |  |  | Y | 162 | 275.949 | 4454973.714 | 449898.42 | 230.071 | 0 | Y | 0 | 0 | 0 |  | 0 |  | 0 |  | 0 |  | 0 |  | 0 |  | 0 |  | 0 | 0 | Retired | 0 | 0 |  | 42.59%
Joppa Steam | Illinois | X | X | X | 887 | 2 | 606 | Coal Steam | 8 | 2022 | 2023 | Tangentially-fired |  |  | Y | 158 | 261.726 | 4197422.522 | 427278.83 | 217.9853 | 0 | Y | 0 | 0 | 0 |  | 0 |  | 0 |  | 0 |  | 0 |  | 0 |  | 0 |  | 0 | 0 | Retired | 0 | 0 |  | 39.89%
Joppa Steam | Illinois | X | X | X | 887 | 3 | 607 | Coal Steam | 8 | 2022 | 2023 | Tangentially-fired |  |  | Y | 161 | 241.017 | 4228357.467 | 420311.02 | 187.13 | 0 | Y | 0 | 0 | 0 |  | 0 |  | 0 |  | 0 |  | 0 |  | 0 |  | 0 |  | 0 | 0 | Retired | 0 | 0 |  | 39.9%
Joppa Steam | Illinois | X | X | X | 887 | 4 | 608 | Coal Steam | 8 | 2022 | 2023 | Tangentially-fired |  |  | Y | 160 | 240.354 | 4224282.728 | 426285.16 | 222.8317 | 0 | Y | 0 | 0 | 0 |  | 0 |  | 0 |  | 0 |  | 0 |  | 0 |  | 0 |  | 0 | 0 | Retired | 0 | 0 |  | 48%
Joppa Steam | Illinois | X | X | X | 887 | 5 | 609 | Coal Steam | 8 | 2022 | 2023 | Tangentially-fired |  |  | Y | 150 | 254.928 | 4655602.56 | 431521.39 | 181.0213 | 0 | Y | 0 | 0 | 0 |  | 0 |  | 0 |  | 0 |  | 0 |  | 0 |  | 0 |  | 0 | 0 | Retired | 0 | 0 |  | 37.92%
Joppa Steam | Illinois | X | X | X | 887 | 6 | 610 | Coal Steam | 8 | 2022 | 2023 | Tangentially-fired |  |  | Y | 158 | 281.26 | 5079480.215 | 472866.95 | 216.1693 | 0 | Y | 0 | 0 | 0 |  | 0 |  | 0 |  | 0 |  | 0 |  | 0 |  | 0 |  | 0 | 0 | Retired | 0 | 0 |  | 45.17%
Kendall Energy Facility | Illinois | X | X | X | 55131 | GTG-1 | 3966 | Combined Cycle |  |  |  | Combined cycle | Y |  |  |  | 21.296 | 2741700.628 | 358299.21 | 33.6323 | 21.296 |  | 2741700.628 | 358299.21 | 21.296 |  | 21.296 |  | 21.296 |  | 16.4502 | Optimize SCR | 16.4502 |  | 16.4502 |  | 16.4502 |  | 16.4502 | 16.4502 | Not Coal Steam or O/G Steam | 0.012 | 0.012 |  | 51.5%
Kendall Energy Facility | Illinois | X | X | X | 55131 | GTG-2 | 3967 | Combined Cycle |  |  |  | Combined cycle | Y |  |  |  | 28.595 | 3255857.12 | 446731.35 | 35.115 | 28.595 |  | 3255857.12 | 446731.35 | 28.595 |  | 28.595 |  | 28.595 |  | 19.5351 | Optimize SCR | 19.5351 |  | 19.5351 |  | 19.5351 |  | 19.5351 | 19.5351 | Not Coal Steam or O/G Steam | 0.012 | 0.012 |  | 50.36%
Kendall Energy Facility | Illinois | X | X | X | 55131 | GTG-3 | 3968 | Combined Cycle |  |  |  | Combined cycle | Y |  |  |  | 41.802 | 4989589.528 | 680144.32 | 40.8057 | 41.802 |  | 4989589.528 | 680144.32 | 41.802 |  | 41.802 |  | 41.802 |  | 29.9375 | Optimize SCR | 29.9375 |  | 29.9375 |  | 29.9375 |  | 29.9375 | 29.9375 | Not Coal Steam or O/G Steam | 0.012 | 0.012 |  | 58.51%
Kendall Energy Facility | Illinois | X | X | X | 55131 | GTG-4 | 3969 | Combined Cycle |  |  |  | Combined cycle | Y |  |  |  | 38.146 | 4910038.285 | 659868.06 | 42.2973 | 38.146 |  | 4910038.285 | 659868.06 | 38.146 |  | 38.146 |  | 38.146 |  | 29.4602 | Optimize SCR | 29.4602 |  | 29.4602 |  | 29.4602 |  | 29.4602 | 29.4602 | Not Coal Steam or O/G Steam | 0.012 | 0.012 |  | 60.13%
Kincaid Generating Station | Illinois | X | X | X | 876 | 1 | 591 | Coal Steam | 12 | 2027 | 2028 | Cyclone boiler | Y |  | Y | 554 | 165.505 | 10111650.439 | 1055201.74 | 147.427 | 165.505 |  | 10111650.439 | 1055201.74 | 165.505 |  | 165.505 |  | 165.505 |  | 165.505 |  | 165.505 |  | 165.505 |  | 165.505 |  | 165.505 | 165.505 | Existing SCR | 0.032736 | 0.032736 |  | 29.11%
Kincaid Generating Station | Illinois | X | X | X | 876 | 2 | 592 | Coal Steam | 12 | 2027 | 2028 | Cyclone boiler | Y |  | Y | 554 | 225.929 | 12344301.445 | 1292255.8 | 177.4023 | 225.929 |  | 12344301.445 | 1292255.8 | 225.929 |  | 225.929 |  | 225.929 |  | 225.929 |  | 225.929 |  | 225.929 |  | 225.929 |  | 225.929 | 225.929 | Existing SCR | 0.036605 | 0.036605 |  | 34.51%
Kinmundy Power Plant | Illinois | X | X | X | 55204 | KCTG1 | 4136 | Combustion Turbine |  |  |  | Combustion turbine |  |  |  |  | 3.785 | 109318.546 | 9140.48 | 2.2193 | 3.785 |  | 109318.546 | 9140.48 | 3.785 |  | 3.785 |  | 3.785 |  | 3.785 |  | 3.785 |  | 3.785 |  | 3.785 |  | 3.785 | 3.785 | Not Coal Steam or O/G Steam | 0.069247 | 0.069247 |  | 1.187%
Kinmundy Power Plant | Illinois | X | X | X | 55204 | KCTG2 | 4137 | Combustion Turbine |  |  |  | Combustion turbine |  |  |  |  | 3.132 | 90065.549 | 7417.45 | 1.7197 | 3.132 |  | 90065.549 | 7417.45 | 3.132 |  | 3.132 |  | 3.132 |  | 3.132 |  | 3.132 |  | 3.132 |  | 3.132 |  | 3.132 | 3.132 | Not Coal Steam or O/G Steam | 0.069549 | 0.069549 |  | 0.9629%
LSP University Park, LLC | Illinois | X | X | X | 55640 | CT01 | 8660 | Combustion Turbine |  |  |  | Combustion turbine | Y |  |  |  | 3.963 | 371495.421 | 39434.01 | 2.6657 | 3.963 |  | 371495.421 | 39434.01 | 3.963 |  | 3.963 |  | 3.963 |  | 3.963 |  | 3.963 |  | 3.963 |  | 3.963 |  | 3.963 | 3.963 | Not Coal Steam or O/G Steam | 0.021335 | 0.021335 |  | 14.31%
LSP University Park, LLC | Illinois | X | X | X | 55640 | CT02 | 8668 | Combustion Turbine |  |  |  | Combustion turbine | Y |  |  |  | 4.254 | 461814.051 | 45952.35 | 3.116 | 4.254 |  | 461814.051 | 45952.35 | 4.254 |  | 4.254 |  | 4.254 |  | 4.254 |  | 4.254 |  | 4.254 |  | 4.254 |  | 4.254 | 4.254 | Not Coal Steam or O/G Steam | 0.018423 | 0.018423 |  | 18.92%
LSP University Park, LLC | Illinois | X | X | X | 55640 | CT03 | 8670 | Combustion Turbine |  |  |  | Combustion turbine | Y |  |  |  | 4.37 | 424634.816 | 40049.56 | 3.7083 | 4.37 |  | 424634.816 | 40049.56 | 4.37 |  | 4.37 |  | 4.37 |  | 4.37 |  | 4.37 |  | 4.37 |  | 4.37 |  | 4.37 | 4.37 | Not Coal Steam or O/G Steam | 0.020582 | 0.020582 |  | 21.45%
LSP University Park, LLC | Illinois | X | X | X | 55640 | CT04 | 8672 | Combustion Turbine |  |  |  | Combustion turbine | Y |  |  |  | 3.812 | 391286.48 | 38025.03 | 3.3947 | 3.812 |  | 391286.48 | 38025.03 | 3.812 |  | 3.812 |  | 3.812 |  | 3.812 |  | 3.812 |  | 3.812 |  | 3.812 |  | 3.812 | 3.812 | Not Coal Steam or O/G Steam | 0.019484 | 0.019484 |  | 21.45%
LSP University Park, LLC | Illinois | X | X | X | 55640 | CT05 | 8674 | Combustion Turbine |  |  |  | Combustion turbine | Y |  |  |  | 4.451 | 455285.243 | 48045.77 | 3.2433 | 4.451 |  | 455285.243 | 48045.77 | 4.451 |  | 4.451 |  | 4.451 |  | 4.451 |  | 4.451 |  | 4.451 |  | 4.451 |  | 4.451 | 4.451 | Not Coal Steam or O/G Steam | 0.019553 | 0.019553 |  | 21.11%
LSP University Park, LLC | Illinois | X | X | X | 55640 | CT06 | 8676 | Combustion Turbine |  |  |  | Combustion turbine | Y |  |  |  | 2.884 | 488226.449 | 49324.36 | 2.7803 | 2.884 |  | 488226.449 | 49324.36 | 2.884 |  | 2.884 |  | 2.884 |  | 2.884 |  | 2.884 |  | 2.884 |  | 2.884 |  | 2.884 | 2.884 | Not Coal Steam or O/G Steam | 0.011814 | 0.011814 |  | 22.66%
LSP University Park, LLC | Illinois | X | X | X | 55640 | CT07 | 8678 | Combustion Turbine |  |  |  | Combustion turbine | Y |  |  |  | 4.309 | 494741.567 | 48993.72 | 3.825 | 4.309 |  | 494741.567 | 48993.72 | 4.309 |  | 4.309 |  | 4.309 |  | 4.309 |  | 4.309 |  | 4.309 |  | 4.309 |  | 4.309 | 4.309 | Not Coal Steam or O/G Steam | 0.017419 | 0.017419 |  | 22.28%
LSP University Park, LLC | Illinois | X | X | X | 55640 | CT08 | 8680 | Combustion Turbine |  |  |  | Combustion turbine | Y |  |  |  | 3.337 | 371151.594 | 37402.04 | 3.4757 | 3.337 |  | 371151.594 | 37402.04 | 3.337 |  | 3.337 |  | 3.337 |  | 3.337 |  | 3.337 |  | 3.337 |  | 3.337 |  | 3.337 | 3.337 | Not Coal Steam or O/G Steam | 0.017982 | 0.017982 |  | 19.71%
LSP University Park, LLC | Illinois | X | X | X | 55640 | CT09 | 8682 | Combustion Turbine |  |  |  | Combustion turbine | Y |  |  |  | 2.968 | 405536.969 | 40194.19 | 3.0793 | 2.968 |  | 405536.969 | 40194.19 | 2.968 |  | 2.968 |  | 2.968 |  | 2.968 |  | 2.968 |  | 2.968 |  | 2.968 |  | 2.968 | 2.968 | Not Coal Steam or O/G Steam | 0.014637 | 0.014637 |  | 20.43%
LSP University Park, LLC | Illinois | X | X | X | 55640 | CT10 | 8662 | Combustion Turbine |  |  |  | Combustion turbine | Y |  |  |  | 2.68 | 371058.981 | 40476.82 | 2.7293 | 2.68 |  | 371058.981 | 40476.82 | 2.68 |  | 2.68 |  | 2.68 |  | 2.68 |  | 2.68 |  | 2.68 |  | 2.68 |  | 2.68 | 2.68 | Not Coal Steam or O/G Steam | 0.014445 | 0.014445 |  | 18.2%
LSP University Park, LLC | Illinois | X | X | X | 55640 | CT11 | 8664 | Combustion Turbine |  |  |  | Combustion turbine | Y |  |  |  | 2.744 | 386628.262 | 38874.48 | 2.4523 | 2.744 |  | 386628.262 | 38874.48 | 2.744 |  | 2.744 |  | 2.744 |  | 2.744 |  | 2.744 |  | 2.744 |  | 2.744 |  | 2.744 | 2.744 | Not Coal Steam or O/G Steam | 0.014195 | 0.014195 |  | 18.66%
LSP University Park, LLC | Illinois | X | X | X | 55640 | CT12 | 8666 | Combustion Turbine |  |  |  | Combustion turbine | Y |  |  |  | 1.822 | 232915.193 | 23501.86 | 2.194 | 1.822 |  | 232915.193 | 23501.86 | 1.822 |  | 1.822 |  | 1.822 |  | 1.822 |  | 1.822 |  | 1.822 |  | 1.822 |  | 1.822 | 1.822 | Not Coal Steam or O/G Steam | 0.015645 | 0.015645 |  | 14.77%
Lee County Generating Station, LLC | Illinois | X | X | X | 55236 | CT1 | 4266 | Combustion Turbine |  |  |  | Combustion turbine |  |  |  |  | 5.036 | 376233.3 | 28174.58 | 3.9517 | 5.036 |  | 376233.3 | 28174.58 | 5.036 |  | 5.036 |  | 5.036 |  | 5.036 |  | 5.036 |  | 5.036 |  | 5.036 |  | 5.036 | 5.036 | Not Coal Steam or O/G Steam | 0.026771 | 0.026771 |  | 6.267%
Lee County Generating Station, LLC | Illinois | X | X | X | 55236 | CT2 | 4267 | Combustion Turbine |  |  |  | Combustion turbine |  |  |  |  | 5.762 | 372058.868 | 27846.49 | 5.051 | 5.762 |  | 372058.868 | 27846.49 | 5.762 |  | 5.762 |  | 5.762 |  | 5.762 |  | 5.762 |  | 5.762 |  | 5.762 |  | 5.762 | 5.762 | Not Coal Steam or O/G Steam | 0.030974 | 0.030974 |  | 7.627%
Lee County Generating Station, LLC | Illinois | X | X | X | 55236 | CT3 | 4268 | Combustion Turbine |  |  |  | Combustion turbine |  |  |  |  | 5.818 | 376520.706 | 28150.17 | 4.319 | 5.818 |  | 376520.706 | 28150.17 | 5.818 |  | 5.818 |  | 5.818 |  | 5.818 |  | 5.818 |  | 5.818 |  | 5.818 |  | 5.818 | 5.818 | Not Coal Steam or O/G Steam | 0.030904 | 0.030904 |  | 6.267%
Lee County Generating Station, LLC | Illinois | X | X | X | 55236 | CT4 | 4269 | Combustion Turbine |  |  |  | Combustion turbine |  |  |  |  | 5.938 | 373463.267 | 28175.92 | 4.1697 | 5.938 |  | 373463.267 | 28175.92 | 5.938 |  | 5.938 |  | 5.938 |  | 5.938 |  | 5.938 |  | 5.938 |  | 5.938 |  | 5.938 | 5.938 | Not Coal Steam or O/G Steam | 0.0318 | 0.0318 |  | 5.918%
Lee County Generating Station, LLC | Illinois | X | X | X | 55236 | CT5 | 4270 | Combustion Turbine |  |  |  | Combustion turbine |  |  |  |  | 4.392 | 299295.566 | 22096.64 | 4.016 | 4.392 |  | 299295.566 | 22096.64 | 4.392 |  | 4.392 |  | 4.392 |  | 4.392 |  | 4.392 |  | 4.392 |  | 4.392 |  | 4.392 | 4.392 | Not Coal Steam or O/G Steam | 0.029349 | 0.029349 |  | 6.679%
Lee County Generating Station, LLC | Illinois | X | X | X | 55236 | CT6 | 4271 | Combustion Turbine |  |  |  | Combustion turbine |  |  |  |  | 4.21 | 292090.837 | 22098.97 | 4.0557 | 4.21 |  | 292090.837 | 22098.97 | 4.21 |  | 4.21 |  | 4.21 |  | 4.21 |  | 4.21 |  | 4.21 |  | 4.21 |  | 4.21 | 4.21 | Not Coal Steam or O/G Steam | 0.028827 | 0.028827 |  | 6.607%
Lee County Generating Station, LLC | Illinois | X | X | X | 55236 | CT7 | 4272 | Combustion Turbine |  |  |  | Combustion turbine |  |  |  |  | 4.643 | 304072.152 | 23231.91 | 3.913 | 4.643 |  | 304072.152 | 23231.91 | 4.643 |  | 4.643 |  | 4.643 |  | 4.643 |  | 4.643 |  | 4.643 |  | 4.643 |  | 4.643 | 4.643 | Not Coal Steam or O/G Steam | 0.030539 | 0.030539 |  | 5.696%
Lee County Generating Station, LLC | Illinois | X | X | X | 55236 | CT8 | 4273 | Combustion Turbine |  |  |  | Combustion turbine |  |  |  |  | 4.259 | 250875.579 | 18812.92 | 3.9007 | 4.259 |  | 250875.579 | 18812.92 | 4.259 |  | 4.259 |  | 4.259 |  | 4.259 |  | 4.259 |  | 4.259 |  | 4.259 |  | 4.259 | 4.259 | Not Coal Steam or O/G Steam | 0.033953 | 0.033953 |  | 5.689%
Lincoln Generating Facility | Illinois | X | X | X | 55222 | CTG-1 | 4174 | Combustion Turbine |  |  |  | Combustion turbine |  |  |  |  | 0.505 | 39696.703 | 2780.87 | 0.28833 | 0.505 |  | 39696.703 | 2780.87 | 0.505 |  | 0.505 |  | 0.505 |  | 0.505 |  | 0.505 |  | 0.505 |  | 0.505 |  | 0.505 | 0.505 | Not Coal Steam or O/G Steam | 0.025443 | 0.025443 |  | 0.53%
Lincoln Generating Facility | Illinois | X | X | X | 55222 | CTG-2 | 4175 | Combustion Turbine |  |  |  | Combustion turbine |  |  |  |  | 0.351 | 25344.296 | 1790.48 | 0.27933 | 0.351 |  | 25344.296 | 1790.48 | 0.351 |  | 0.351 |  | 0.351 |  | 0.351 |  | 0.351 |  | 0.351 |  | 0.351 |  | 0.351 | 0.351 | Not Coal Steam or O/G Steam | 0.027699 | 0.027699 |  | 0.4739%
Lincoln Generating Facility | Illinois | X | X | X | 55222 | CTG-3 | 4176 | Combustion Turbine |  |  |  | Combustion turbine |  |  |  |  | 0.558 | 42750.522 | 2975.67 | 0.30233 | 0.558 |  | 42750.522 | 2975.67 | 0.558 |  | 0.558 |  | 0.558 |  | 0.558 |  | 0.558 |  | 0.558 |  | 0.558 |  | 0.558 | 0.558 | Not Coal Steam or O/G Steam | 0.026105 | 0.026105 |  | 0.5427%
Lincoln Generating Facility | Illinois | X | X | X | 55222 | CTG-4 | 4177 | Combustion Turbine |  |  |  | Combustion turbine |  |  |  |  | 0.304 | 25573.698 | 1827.63 | 0.20433 | 0.304 |  | 25573.698 | 1827.63 | 0.304 |  | 0.304 |  | 0.304 |  | 0.304 |  | 0.304 |  | 0.304 |  | 0.304 |  | 0.304 | 0.304 | Not Coal Steam or O/G Steam | 0.023774 | 0.023774 |  | 0.3954%
Lincoln Generating Facility | Illinois | X | X | X | 55222 | CTG-5 | 4178 | Combustion Turbine |  |  |  | Combustion turbine |  |  |  |  | 0.323 | 26126.078 | 1842.08 | 0.19567 | 0.323 |  | 26126.078 | 1842.08 | 0.323 |  | 0.323 |  | 0.323 |  | 0.323 |  | 0.323 |  | 0.323 |  | 0.323 |  | 0.323 | 0.323 | Not Coal Steam or O/G Steam | 0.024726 | 0.024726 |  | 0.3729%
Lincoln Generating Facility | Illinois | X | X | X | 55222 | CTG-6 | 4179 | Combustion Turbine |  |  |  | Combustion turbine |  |  |  |  | 0.255 | 25618.151 | 1835.05 | 0.193 | 0.255 |  | 25618.151 | 1835.05 | 0.255 |  | 0.255 |  | 0.255 |  | 0.255 |  | 0.255 |  | 0.255 |  | 0.255 |  | 0.255 | 0.255 | Not Coal Steam or O/G Steam | 0.019908 | 0.019908 |  | 0.439%
Lincoln Generating Facility | Illinois | X | X | X | 55222 | CTG-7 | 4180 | Combustion Turbine |  |  |  | Combustion turbine |  |  |  |  | 0.29 | 26301.317 | 1871.1 | 0.18 | 0.29 |  | 26301.317 | 1871.1 | 0.29 |  | 0.29 |  | 0.29 |  | 0.29 |  | 0.29 |  | 0.29 |  | 0.29 |  | 0.29 | 0.29 | Not Coal Steam or O/G Steam | 0.022052 | 0.022052 |  | 0.3671%
Lincoln Generating Facility | Illinois | X | X | X | 55222 | CTG-8 | 4181 | Combustion Turbine |  |  |  | Combustion turbine |  |  |  |  | 0.326 | 27803.682 | 1972.09 | 0.18367 | 0.326 |  | 27803.682 | 1972.09 | 0.326 |  | 0.326 |  | 0.326 |  | 0.326 |  | 0.326 |  | 0.326 |  | 0.326 |  | 0.326 | 0.326 | Not Coal Steam or O/G Steam | 0.02345 | 0.02345 |  | 0.3511%
MEPI GT Facility | Illinois | X | X | X | 7858 | 1 | 3322 | Combustion Turbine | 8 | 2022 | 2023 | Combustion turbine |  |  |  |  | 10.541 | 176324.537 | 11171.88 | 5.8693 | 0 | Y | 0 | 0 | 0 |  | 0 |  | 0 |  | 0 |  | 0 |  | 0 |  | 0 |  | 0 | 0 | Not Coal Steam or O/G Steam | 0 | 0 |  | 3.363%
MEPI GT Facility | Illinois | X | X | X | 7858 | 2 | 3323 | Combustion Turbine | 8 | 2022 | 2023 | Combustion turbine |  |  |  |  | 10.786 | 184191.238 | 11043.41 | 6.321 | 0 | Y | 0 | 0 | 0 |  | 0 |  | 0 |  | 0 |  | 0 |  | 0 |  | 0 |  | 0 | 0 | Not Coal Steam or O/G Steam | 0 | 0 |  | 3.585%
MEPI GT Facility | Illinois | X | X | X | 7858 | 3 | 3324 | Combustion Turbine | 8 | 2022 | 2023 | Combustion turbine |  |  |  |  | 10.268 | 184496.283 | 10632.27 | 6.317 | 0 | Y | 0 | 0 | 0 |  | 0 |  | 0 |  | 0 |  | 0 |  | 0 |  | 0 |  | 0 | 0 | Not Coal Steam or O/G Steam | 0 | 0 |  | 3.5%
MEPI GT Facility | Illinois | X | X | X | 7858 | 4 | 3325 | Combustion Turbine | 8 | 2022 | 2023 | Combustion turbine |  |  |  |  | 4.08 | 92968.541 | 6800.28 | 1.9693 | 0 | Y | 0 | 0 | 0 |  | 0 |  | 0 |  | 0 |  | 0 |  | 0 |  | 0 |  | 0 | 0 | Not Coal Steam or O/G Steam | 0 | 0 |  | 2.119%
MEPI GT Facility | Illinois | X | X | X | 7858 | 5 | 3326 | Combustion Turbine | 8 | 2022 | 2023 | Combustion turbine |  |  |  |  | 4.43 | 98906.61 | 7162.57 | 2.307 | 0 | Y | 0 | 0 | 0 |  | 0 |  | 0 |  | 0 |  | 0 |  | 0 |  | 0 |  | 0 | 0 | Not Coal Steam or O/G Steam | 0 | 0 |  | 2.367%
Marion | Illinois | X | X | X | 976 | 123 | 9173 | Coal Steam | 12 | 2029 | 2030 | Circulating fluidized bed boiler |  | Y |  | 120 | 257.114 | 5405002.299 | 363274 | 178.64 | 257.114 |  | 5405002.299 | 363274 | 257.114 |  | 257.114 |  | 257.114 |  | 257.114 |  | 257.114 |  | 206.7413 | Y | 206.7413 |  | 206.7413 | 206.7413 | Coal Steam, Circulating fluidized bed, Under 0.08 | 0.0765 | 0.0765 |  | 64.33%
Marion | Illinois | X | X | X | 976 | 5 | 9174 | Combustion Turbine |  |  |  | Combustion turbine |  |  |  |  | 1.332 | 121146 | 7899.72 | 0.65333 | 1.332 |  | 121146 | 7899.72 | 1.332 |  | 1.332 |  | 1.332 |  | 1.332 |  | 1.332 |  | 1.332 |  | 1.332 |  | 1.332 | 1.332 | Not Coal Steam or O/G Steam | 0.02199 | 0.02199 |  | 1.678%
Marion | Illinois | X | X | X | 976 | 6 | 9175 | Combustion Turbine |  |  |  | Combustion turbine |  |  |  |  | 1.325 | 120561.3 | 7973.14 | 0.68967 | 1.325 |  | 120561.3 | 7973.14 | 1.325 |  | 1.325 |  | 1.325 |  | 1.325 |  | 1.325 |  | 1.325 |  | 1.325 |  | 1.325 | 1.325 | Not Coal Steam or O/G Steam | 0.021981 | 0.021981 |  | 1.654%
Morris Cogeneration, LLC | Illinois | X | X | X | 55216 | CTG1 | 89477 | Combined Cycle |  |  |  | Combined cycle |  |  |  |  | 22.371 | 1474839.272 | 114663.15 | 21.777 | 22.371 |  | 1474839.272 | 114663.15 | 22.371 |  | 22.371 |  | 22.371 |  | 22.371 |  | 22.371 |  | 22.371 |  | 22.371 |  | 22.371 | 22.371 | Not Coal Steam or O/G Steam | 0.030337 | 0.030337 |  | 32.93%
Morris Cogeneration, LLC | Illinois | X | X | X | 55216 | CTG2 | 89478 | Combined Cycle |  |  |  | Combined cycle |  |  |  |  | 17.873 | 1074193.457 | 84934.67 | 23.8233 | 17.873 |  | 1074193.457 | 84934.67 | 17.873 |  | 17.873 |  | 17.873 |  | 17.873 |  | 17.873 |  | 17.873 |  | 17.873 |  | 17.873 | 17.873 | Not Coal Steam or O/G Steam | 0.033277 | 0.033277 |  | 33.51%
Morris Cogeneration, LLC | Illinois | X | X | X | 55216 | CTG3 | 89479 | Combined Cycle |  |  |  | Combined cycle |  |  |  |  | 16.801 | 803699.873 | 64697.22 | 25.3947 | 16.801 |  | 803699.873 | 64697.22 | 16.801 |  | 16.801 |  | 16.801 |  | 16.801 |  | 16.801 |  | 16.801 |  | 16.801 |  | 16.801 | 16.801 | Not Coal Steam or O/G Steam | 0.041809 | 0.041809 |  | 30.57%
Nelson Energy Center | Illinois | X | X | X | 55183 | 1 | 4073 | Combined Cycle |  |  |  | Combined cycle | Y |  |  |  | 40.51 | 4184769.314 | 609658.17 | 47.8247 | 40.51 |  | 4184769.314 | 609658.17 | 40.51 |  | 40.51 |  | 40.51 |  | 25.1086 | Optimize SCR | 25.1086 |  | 25.1086 |  | 25.1086 |  | 25.1086 | 25.1086 | Not Coal Steam or O/G Steam | 0.012 | 0.012 |  | 59.8%
Nelson Energy Center | Illinois | X | X | X | 55183 | 2 | 4074 | Combined Cycle |  |  |  | Combined cycle | Y |  |  |  | 28.279 | 2855694.124 | 415074.78 | 42.755 | 28.279 |  | 2855694.124 | 415074.78 | 28.279 |  | 28.279 |  | 28.279 |  | 17.1342 | Optimize SCR | 17.1342 |  | 17.1342 |  | 17.1342 |  | 17.1342 | 17.1342 | Not Coal Steam or O/G Steam | 0.012 | 0.012 |  | 54.03%
Newton | Illinois | X | X | X | 6017 | 1 | 2680 | Coal Steam | 12 | 2027 | 2028 | Tangentially-fired |  |  |  | 595 | 1038.33 | 16676855.491 | 1686298.28 | 935.5207 | 1038.33 |  | 16676855.491 | 1686298.28 | 1038.33 |  | 1038.33 |  | 1038.33 |  | 1038.33 |  | 1038.33 |  | 1038.33 |  | 1038.33 |  | 727.6257 | 416.9214 | Coal Steam SCR Retrofit | 0.12452 | 0.05 |  | 53.91%
Pinckneyville Power Plant | Illinois | X | X | X | 55202 | CT01 | 4128 | Combustion Turbine |  |  |  | Combustion turbine |  |  |  |  | 11.225 | 232602.712 | 24609.2 | 9.0323 | 11.225 |  | 232602.712 | 24609.2 | 11.225 |  | 11.225 |  | 11.225 |  | 11.225 |  | 11.225 |  | 11.225 |  | 11.225 |  | 11.225 | 11.225 | Not Coal Steam or O/G Steam | 0.096517 | 0.096517 |  | 11.62%
Pinckneyville Power Plant | Illinois | X | X | X | 55202 | CT02 | 4129 | Combustion Turbine |  |  |  | Combustion turbine |  |  |  |  | 10.951 | 234149.173 | 25191.37 | 8.6097 | 10.951 |  | 234149.173 | 25191.37 | 10.951 |  | 10.951 |  | 10.951 |  | 10.951 |  | 10.951 |  | 10.951 |  | 10.951 |  | 10.951 | 10.951 | Not Coal Steam or O/G Steam | 0.093539 | 0.093539 |  | 11.16%
Pinckneyville Power Plant | Illinois | X | X | X | 55202 | CT03 | 4130 | Combustion Turbine |  |  |  | Combustion turbine |  |  |  |  | 11.655 | 247356.539 | 26504.92 | 9.121 | 11.655 |  | 247356.539 | 26504.92 | 11.655 |  | 11.655 |  | 11.655 |  | 11.655 |  | 11.655 |  | 11.655 |  | 11.655 |  | 11.655 | 11.655 | Not Coal Steam or O/G Steam | 0.094236 | 0.094236 |  | 11.86%
Pinckneyville Power Plant | Illinois | X | X | X | 55202 | CT04 | 4131 | Combustion Turbine |  |  |  | Combustion turbine |  |  |  |  | 11.049 | 237549.771 | 24618.32 | 8.5383 | 11.049 |  | 237549.771 | 24618.32 | 11.049 |  | 11.049 |  | 11.049 |  | 11.049 |  | 11.049 |  | 11.049 |  | 11.049 |  | 11.049 | 11.049 | Not Coal Steam or O/G Steam | 0.093025 | 0.093025 |  | 11.26%
Pinckneyville Power Plant | Illinois | X | X | X | 55202 | CT05 | 4132 | Combustion Turbine |  |  |  | Combustion turbine |  |  |  |  | 0.347 | 28085.651 | 2557.46 | 0.14933 | 0.347 |  | 28085.651 | 2557.46 | 0.347 |  | 0.347 |  | 0.347 |  | 0.347 |  | 0.347 |  | 0.347 |  | 0.347 |  | 0.347 | 0.347 | Not Coal Steam or O/G Steam | 0.02471 | 0.02471 |  | 0.6076%
Pinckneyville Power Plant | Illinois | X | X | X | 55202 | CT06 | 4133 | Combustion Turbine |  |  |  | Combustion turbine |  |  |  |  | 0.458 | 23330.154 | 2142.81 | 0.20567 | 0.458 |  | 23330.154 | 2142.81 | 0.458 |  | 0.458 |  | 0.458 |  | 0.458 |  | 0.458 |  | 0.458 |  | 0.458 |  | 0.458 | 0.458 | Not Coal Steam or O/G Steam | 0.039262 | 0.039262 |  | 0.5308%
Pinckneyville Power Plant | Illinois | X | X | X | 55202 | CT07 | 4134 | Combustion Turbine |  |  |  | Combustion turbine |  |  |  |  | 0.449 | 31259.366 | 2571.01 | 0.20033 | 0.449 |  | 31259.366 | 2571.01 | 0.449 |  | 0.449 |  | 0.449 |  | 0.449 |  | 0.449 |  | 0.449 |  | 0.449 |  | 0.449 | 0.449 | Not Coal Steam or O/G Steam | 0.028727 | 0.028727 |  | 0.6982%
Pinckneyville Power Plant | Illinois | X | X | X | 55202 | CT08 | 4135 | Combustion Turbine |  |  |  | Combustion turbine |  |  |  |  | 0.406 | 23706.198 | 2135.35 | 0.19433 | 0.406 |  | 23706.198 | 2135.35 | 0.406 |  | 0.406 |  | 0.406 |  | 0.406 |  | 0.406 |  | 0.406 |  | 0.406 |  | 0.406 | 0.406 | Not Coal Steam or O/G Steam | 0.034253 | 0.034253 |  | 0.5575%
Powerton | Illinois | X | X | X | 879 | 51 | 593 | Coal Steam | 12 | 2028 | 2029 | Cyclone boiler |  | Y | Y | 384 | 350.769 | 6676525.575 | 599337 | 214.2193 | 350.769 |  | 6676525.575 | 599337 | 350.769 |  | 350.769 |  | 350.769 |  | 350.769 |  | 350.769 |  | 320.3397 | Y | 320.3397 |  | 243.6264 | 166.9131 | Coal Steam SCR Retrofit | 0.09596 | 0.05 |  | 21.75%
Powerton | Illinois | X | X | X | 879 | 52 | 594 | Coal Steam | 12 | 2028 | 2029 | Cyclone boiler |  | Y | Y | 384 | 263.6 | 5144944.45 | 478785.5 | 194.1743 | 263.6 |  | 5144944.45 | 478785.5 | 263.6 |  | 263.6 |  | 263.6 |  | 263.6 |  | 263.6 |  | 263.6 |  | 263.6 |  | 196.1118 | 128.6236 | Coal Steam SCR Retrofit | 0.10247 | 0.05 |  | 19.9%
Powerton | Illinois | X | X | X | 879 | 61 | 595 | Coal Steam | 12 | 2028 | 2029 | Cyclone boiler |  | Y | Y | 384 | 229.076 | 4343112.8 | 389197.75 | 127.4967 | 229.076 |  | 4343112.8 | 389197.75 | 229.076 |  | 229.076 |  | 229.076 |  | 229.076 |  | 229.076 |  | 183.1274 | Y | 183.1274 |  | 145.8526 | 108.5778 | Coal Steam SCR Retrofit | 0.08433 | 0.05 |  | 13.15%
Powerton | Illinois | X | X | X | 879 | 62 | 596 | Coal Steam | 12 | 2028 | 2029 | Cyclone boiler |  | Y | Y | 384 | 200.96 | 4021205.225 | 365686.5 | 116.643 | 200.96 |  | 4021205.225 | 365686.5 | 200.96 |  | 200.96 |  | 200.96 |  | 200.96 |  | 200.96 |  | 167.5033 | Y | 167.5033 |  | 134.0167 | 100.5301 | Coal Steam SCR Retrofit | 0.08331 | 0.05 |  | 12.22%
Prairie State Generating Station | Illinois | X | X | X | 55856 | 01 | 90192 | Coal Steam |  |  |  | Dry bottom wall-fired boiler | Y |  |  | 815 | 993.571 | 30738736.711 | 3084733.44 | 880.7717 | 993.571 |  | 30738736.711 | 3084733.44 | 993.571 |  | 993.571 |  | 993.571 |  | 993.571 |  | 993.571 |  | 993.571 |  | 993.571 |  | 993.571 | 993.571 | Existing SCR | 0.064646 | 0.064646 |  | 77.38%
Prairie State Generating Station | Illinois | X | X | X | 55856 | 02 | 90193 | Coal Steam |  |  |  | Dry bottom wall-fired boiler | Y |  |  | 815 | 884.906 | 28870538.573 | 3060301 | 842.6397 | 884.906 |  | 28870538.573 | 3060301 | 884.906 |  | 884.906 |  | 884.906 |  | 884.906 |  | 884.906 |  | 884.906 |  | 884.906 |  | 884.906 | 884.906 | Existing SCR | 0.061302 | 0.061302 |  | 73.25%
Raccoon Creek Power Plant | Illinois | X | X | X | 55417 | CT-01 | 9216 | Combustion Turbine |  |  |  | Combustion turbine |  |  |  |  | 0.734 | 58803.986 | 4901.13 | 0.35167 | 0.734 |  | 58803.986 | 4901.13 | 0.734 |  | 0.734 |  | 0.734 |  | 0.734 |  | 0.734 |  | 0.734 |  | 0.734 |  | 0.734 | 0.734 | Not Coal Steam or O/G Steam | 0.024964 | 0.024964 |  | 0.7268%
Raccoon Creek Power Plant | Illinois | X | X | X | 55417 | CT-02 | 9217 | Combustion Turbine |  |  |  | Combustion turbine |  |  |  |  | 0.585 | 52968.182 | 4442.82 | 0.30567 | 0.585 |  | 52968.182 | 4442.82 | 0.585 |  | 0.585 |  | 0.585 |  | 0.585 |  | 0.585 |  | 0.585 |  | 0.585 |  | 0.585 | 0.585 | Not Coal Steam or O/G Steam | 0.022089 | 0.022089 |  | 0.6918%
Raccoon Creek Power Plant | Illinois | X | X | X | 55417 | CT-03 | 9218 | Combustion Turbine |  |  |  | Combustion turbine |  |  |  |  | 0.616 | 58186.367 | 4882.17 | 0.29067 | 0.616 |  | 58186.367 | 4882.17 | 0.616 |  | 0.616 |  | 0.616 |  | 0.616 |  | 0.616 |  | 0.616 |  | 0.616 |  | 0.616 | 0.616 | Not Coal Steam or O/G Steam | 0.021173 | 0.021173 |  | 0.7034%
Raccoon Creek Power Plant | Illinois | X | X | X | 55417 | CT-04 | 9219 | Combustion Turbine |  |  |  | Combustion turbine |  |  |  |  | 0.642 | 56348.131 | 4667.61 | 0.26833 | 0.642 |  | 56348.131 | 4667.61 | 0.642 |  | 0.642 |  | 0.642 |  | 0.642 |  | 0.642 |  | 0.642 |  | 0.642 |  | 0.642 | 0.642 | Not Coal Steam or O/G Steam | 0.022787 | 0.022787 |  | 0.6063%
Rockford Energy Center | Illinois | X | X | X | 55238 | 0001 | 4282 | Combustion Turbine |  |  |  | Combustion turbine |  |  |  |  | 22.967 | 1203834.641 | 111329.5 | 17.7327 | 22.967 |  | 1203834.641 | 111329.5 | 22.967 |  | 22.967 |  | 22.967 |  | 22.967 |  | 22.967 |  | 22.967 |  | 22.967 |  | 22.967 | 22.967 | Not Coal Steam or O/G Steam | 0.038156 | 0.038156 |  | 11.87%
Rockford Energy Center | Illinois | X | X | X | 55238 | 0002 | 4283 | Combustion Turbine |  |  |  | Combustion turbine |  |  |  |  | 24.58 | 1183200.358 | 111339.23 | 17.6473 | 24.58 |  | 1183200.358 | 111339.23 | 24.58 |  | 24.58 |  | 24.58 |  | 24.58 |  | 24.58 |  | 24.58 |  | 24.58 |  | 24.58 | 24.58 | Not Coal Steam or O/G Steam | 0.041548 | 0.041548 |  | 11.83%
Rockford II Energy Center | Illinois | X | X | X | 55936 | U1 | 4814 | Combustion Turbine |  |  |  | Combustion turbine |  |  |  |  | 38.685 | 1404343.328 | 139184.48 | 24.906 | 38.685 |  | 1404343.328 | 139184.48 | 38.685 |  | 38.685 |  | 38.685 |  | 38.685 |  | 38.685 |  | 38.685 |  | 38.685 |  | 38.685 | 38.685 | Not Coal Steam or O/G Steam | 0.055093 | 0.055093 |  | 14.65%
Rocky Road Power, LLC | Illinois | X | X | X | 55109 | T1 | 3908 | Combustion Turbine |  |  |  | Combustion turbine |  |  |  |  | 17.791 | 378769.323 | 31804 | 13.279 | 17.791 |  | 378769.323 | 31804 | 17.791 |  | 17.791 |  | 17.791 |  | 17.791 |  | 17.791 |  | 17.791 |  | 17.791 |  | 17.791 | 17.791 | Not Coal Steam or O/G Steam | 0.093941 | 0.093941 |  | 5.586%
Rocky Road Power, LLC | Illinois | X | X | X | 55109 | T2 | 3909 | Combustion Turbine |  |  |  | Combustion turbine |  |  |  |  | 16.403 | 369525.919 | 31793.34 | 11.3503 | 16.403 |  | 369525.919 | 31793.34 | 16.403 |  | 16.403 |  | 16.403 |  | 16.403 |  | 16.403 |  | 16.403 |  | 16.403 |  | 16.403 | 16.403 | Not Coal Steam or O/G Steam | 0.088779 | 0.088779 |  | 5.066%
Rocky Road Power, LLC | Illinois | X | X | X | 55109 | T3 | 3910 | Combustion Turbine |  |  |  | Combustion turbine |  |  |  |  | 6.023 | 83746.702 | 7512.96 | 4.04 | 6.023 |  | 83746.702 | 7512.96 | 6.023 |  | 6.023 |  | 6.023 |  | 6.023 |  | 6.023 |  | 6.023 |  | 6.023 |  | 6.023 | 6.023 | Not Coal Steam or O/G Steam | 0.14384 | 0.14384 |  | 4.17%
Rocky Road Power, LLC | Illinois | X | X | X | 55109 | T4 | 3911 | Combustion Turbine |  |  |  | Combustion turbine |  |  |  |  | 15.189 | 439100.997 | 36985.58 | 9.3093 | 15.189 |  | 439100.997 | 36985.58 | 15.189 |  | 15.189 |  | 15.189 |  | 15.189 |  | 15.189 |  | 15.189 |  | 15.189 |  | 15.189 | 15.189 | Not Coal Steam or O/G Steam | 0.069182 | 0.069182 |  | 4.787%
Shelby County | Illinois | X | X | X | 55237 | SCE1 | 4274 | Combustion Turbine |  |  |  | Combustion turbine |  |  |  |  | 25.521 | 424804 | 42754.51 | 17.9563 | 25.521 |  | 424804 | 42754.51 | 25.521 |  | 25.521 |  | 25.521 |  | 25.521 |  | 25.521 |  | 25.521 |  | 25.521 |  | 25.521 | 25.521 | Not Coal Steam or O/G Steam | 0.12015 | 0.12015 |  | 19.45%
Shelby County | Illinois | X | X | X | 55237 | SCE2 | 4275 | Combustion Turbine |  |  |  | Combustion turbine |  |  |  |  | 25.856 | 418758.9 | 42146.65 | 22.4113 | 25.856 |  | 418758.9 | 42146.65 | 25.856 |  | 25.856 |  | 25.856 |  | 25.856 |  | 25.856 |  | 25.856 |  | 25.856 |  | 25.856 | 25.856 | Not Coal Steam or O/G Steam | 0.12349 | 0.12349 |  | 23.32%
Shelby County | Illinois | X | X | X | 55237 | SCE3 | 4276 | Combustion Turbine |  |  |  | Combustion turbine |  |  |  |  | 22.074 | 368171.3 | 37055 | 18.9907 | 22.074 |  | 368171.3 | 37055 | 22.074 |  | 22.074 |  | 22.074 |  | 22.074 |  | 22.074 |  | 22.074 |  | 22.074 |  | 22.074 | 22.074 | Not Coal Steam or O/G Steam | 0.11991 | 0.11991 |  | 19.68%
Shelby County | Illinois | X | X | X | 55237 | SCE4 | 4277 | Combustion Turbine |  |  |  | Combustion turbine |  |  |  |  | 23.719 | 389956.4 | 39247.53 | 20.742 | 23.719 |  | 389956.4 | 39247.53 | 23.719 |  | 23.719 |  | 23.719 |  | 23.719 |  | 23.719 |  | 23.719 |  | 23.719 |  | 23.719 | 23.719 | Not Coal Steam or O/G Steam | 0.12165 | 0.12165 |  | 21.69%
Shelby County | Illinois | X | X | X | 55237 | SCE5 | 4278 | Combustion Turbine |  |  |  | Combustion turbine |  |  |  |  | 25.526 | 426040.2 | 42878.16 | 21.2317 | 25.526 |  | 426040.2 | 42878.16 | 25.526 |  | 25.526 |  | 25.526 |  | 25.526 |  | 25.526 |  | 25.526 |  | 25.526 |  | 25.526 | 25.526 | Not Coal Steam or O/G Steam | 0.11983 | 0.11983 |  | 22.63%
Shelby County | Illinois | X | X | X | 55237 | SCE6 | 4279 | Combustion Turbine |  |  |  | Combustion turbine |  |  |  |  | 23.362 | 383432.4 | 38590.04 | 19.5007 | 23.362 |  | 383432.4 | 38590.04 | 23.362 |  | 23.362 |  | 23.362 |  | 23.362 |  | 23.362 |  | 23.362 |  | 23.362 |  | 23.362 | 23.362 | Not Coal Steam or O/G Steam | 0.12186 | 0.12186 |  | 20.33%
Shelby County | Illinois | X | X | X | 55237 | SCE7 | 4280 | Combustion Turbine |  |  |  | Combustion turbine |  |  |  |  | 24.979 | 417287.2 | 41998.58 | 19.8107 | 24.979 |  | 417287.2 | 41998.58 | 24.979 |  | 24.979 |  | 24.979 |  | 24.979 |  | 24.979 |  | 24.979 |  | 24.979 |  | 24.979 | 24.979 | Not Coal Steam or O/G Steam | 0.11972 | 0.11972 |  | 20.56%
Shelby County | Illinois | X | X | X | 55237 | SCE8 | 4281 | Combustion Turbine |  |  |  | Combustion turbine |  |  |  |  | 23.778 | 394305 | 39686.1 | 18.2147 | 23.778 |  | 394305 | 39686.1 | 23.778 |  | 23.778 |  | 23.778 |  | 23.778 |  | 23.778 |  | 23.778 |  | 23.778 |  | 23.778 | 23.778 | Not Coal Steam or O/G Steam | 0.12061 | 0.12061 |  | 19.31%
Southeast Chicago Energy Project | Illinois | X | X | X | 55281 | CTG10 | 8488 | Combustion Turbine |  |  |  | Combustion turbine | [7 empty] | 2.27 | [20 empty] | Not Coal Steam or O/G Steam | 0 | 0 |  | 1.72%
Southeast Chicago Energy Project | Illinois | X | X | X | 55281 | CTG11 | 8490 | Combustion Turbine |  |  |  | Combustion turbine | [7 empty] | 2.2453 | [20 empty] | Not Coal Steam or O/G Steam | 0 | 0 |  | 1.639%
Southeast Chicago Energy Project | Illinois | X | X | X | 55281 | CTG12 | 8492 | Combustion Turbine |  |  |  | Combustion turbine | [7 empty] | 2.206 | [20 empty] | Not Coal Steam or O/G Steam | 0 | 0 |  | 1.665%
Southeast Chicago Energy Project | Illinois | X | X | X | 55281 | CTG5 | 8494 | Combustion Turbine |  |  |  | Combustion turbine | [7 empty] | 1.9687 | [20 empty] | Not Coal Steam or O/G Steam | 0 | 0 |  | 1.523%
Southeast Chicago Energy Project | Illinois | X | X | X | 55281 | CTG6 | 8496 | Combustion Turbine |  |  |  | Combustion turbine | [7 empty] | 0.87367 | [20 empty] | Not Coal Steam or O/G Steam | 0 | 0 |  | 0.569%
Southeast Chicago Energy Project | Illinois | X | X | X | 55281 | CTG7 | 8498 | Combustion Turbine |  |  |  | Combustion turbine | [7 empty] | 1.865 | [20 empty] | Not Coal Steam or O/G Steam | 0 | 0 |  | 1.471%
Southeast Chicago Energy Project | Illinois | X | X | X | 55281 | CTG8 | 8500 | Combustion Turbine |  |  |  | Combustion turbine | [7 empty] | 0.53767 | [20 empty] | Not Coal Steam or O/G Steam | 0 | 0 |  | 0.3837%
Southeast Chicago Energy Project | Illinois | X | X | X | 55281 | CTG9 | 8502 | Combustion Turbine |  |  |  | Combustion turbine | [7 empty] | 2.2207 | [20 empty] | Not Coal Steam or O/G Steam | 0 | 0 |  | 1.713%
Tilton Power Station | Illinois | X | X | X | 7760 | 1 | 3167 | Combustion Turbine |  |  |  | Combustion turbine |  |  |  |  | 13.77 | 270370.431 | 26880.77 | 10.6027 | 13.77 |  | 270370.431 | 26880.77 | 13.77 |  | 13.77 |  | 13.77 |  | 13.77 |  | 13.77 |  | 13.77 |  | 13.77 |  | 13.77 | 13.77 | Not Coal Steam or O/G Steam | 0.10186 | 0.10186 |  | 9.001%
Tilton Power Station | Illinois | X | X | X | 7760 | 2 | 3168 | Combustion Turbine |  |  |  | Combustion turbine |  |  |  |  | 12.724 | 263961.187 | 25793.15 | 10.2023 | 12.724 |  | 263961.187 | 25793.15 | 12.724 |  | 12.724 |  | 12.724 |  | 12.724 |  | 12.724 |  | 12.724 |  | 12.724 |  | 12.724 | 12.724 | Not Coal Steam or O/G Steam | 0.096408 | 0.096408 |  | 8.882%
Tilton Power Station | Illinois | X | X | X | 7760 | 3 | 3169 | Combustion Turbine |  |  |  | Combustion turbine |  |  |  |  | 14.77 | 251312.23 | 25140.2 | 11.5577 | 14.77 |  | 251312.23 | 25140.2 | 14.77 |  | 14.77 |  | 14.77 |  | 14.77 |  | 14.77 |  | 14.77 |  | 14.77 |  | 14.77 | 14.77 | Not Coal Steam or O/G Steam | 0.11754 | 0.11754 |  | 8.52%
Tilton Power Station | Illinois | X | X | X | 7760 | 4 | 3170 | Combustion Turbine |  |  |  | Combustion turbine |  |  |  |  | 15.052 | 241123.314 | 22930.53 | 12.369 | 15.052 |  | 241123.314 | 22930.53 | 15.052 |  | 15.052 |  | 15.052 |  | 15.052 |  | 15.052 |  | 15.052 |  | 15.052 |  | 15.052 | 15.052 | Not Coal Steam or O/G Steam | 0.12485 | 0.12485 |  | 8.464%
University Park Energy | Illinois | X | X | X | 55250 | UP1 | 4323 | Combustion Turbine |  |  |  | Combustion turbine |  |  |  |  | 19.549 | 195617.3 | 16903.34 | 20.4397 | 19.549 |  | 195617.3 | 16903.34 | 19.549 |  | 19.549 |  | 19.549 |  | 19.549 |  | 19.549 |  | 19.549 |  | 19.549 |  | 19.549 | 19.549 | Not Coal Steam or O/G Steam | 0.19987 | 0.19987 |  | 16.09%
University Park Energy | Illinois | X | X | X | 55250 | UP10 | 4324 | Combustion Turbine |  |  |  | Combustion turbine |  |  |  |  | 20.898 | 196609 | 16983.22 | 13.5623 | 20.898 |  | 196609 | 16983.22 | 20.898 |  | 20.898 |  | 20.898 |  | 20.898 |  | 20.898 |  | 20.898 |  | 20.898 |  | 20.898 | 20.898 | Not Coal Steam or O/G Steam | 0.21258 | 0.21258 |  | 12.52%
University Park Energy | Illinois | X | X | X | 55250 | UP11 | 4325 | Combustion Turbine |  |  |  | Combustion turbine |  |  |  |  | 8.08 | 73612.7 | 6348.02 | 14.8367 | 8.08 |  | 73612.7 | 6348.02 | 8.08 |  | 8.08 |  | 8.08 |  | 8.08 |  | 8.08 |  | 8.08 |  | 8.08 |  | 8.08 | 8.08 | Not Coal Steam or O/G Steam | 0.21953 | 0.21953 |  | 14.94%
University Park Energy | Illinois | X | X | X | 55250 | UP12 | 4326 | Combustion Turbine |  |  |  | Combustion turbine |  |  |  |  | 11.722 | 110955.4 | 9539.24 | 15.5903 | 11.722 |  | 110955.4 | 9539.24 | 11.722 |  | 11.722 |  | 11.722 |  | 11.722 |  | 11.722 |  | 11.722 |  | 11.722 |  | 11.722 | 11.722 | Not Coal Steam or O/G Steam | 0.21129 | 0.21129 |  | 15.72%
University Park Energy | Illinois | X | X | X | 55250 | UP2 | 4327 | Combustion Turbine |  |  |  | Combustion turbine |  |  |  |  | 18.208 | 182674.7 | 15783.03 | 16.8457 | 18.208 |  | 182674.7 | 15783.03 | 18.208 |  | 18.208 |  | 18.208 |  | 18.208 |  | 18.208 |  | 18.208 |  | 18.208 |  | 18.208 | 18.208 | Not Coal Steam or O/G Steam | 0.19935 | 0.19935 |  | 16.78%
University Park Energy | Illinois | X | X | X | 55250 | UP3 | 4328 | Combustion Turbine |  |  |  | Combustion turbine |  |  |  |  | 9.807 | 94848.4 | 8106.76 | 16.5197 | 9.807 |  | 94848.4 | 8106.76 | 9.807 |  | 9.807 |  | 9.807 |  | 9.807 |  | 9.807 |  | 9.807 |  | 9.807 |  | 9.807 | 9.807 | Not Coal Steam or O/G Steam | 0.20679 | 0.20679 |  | 16.68%
University Park Energy | Illinois | X | X | X | 55250 | UP4 | 4329 | Combustion Turbine |  |  |  | Combustion turbine |  |  |  |  | 15.732 | 146833.5 | 12674.06 | 17.8453 | 15.732 |  | 146833.5 | 12674.06 | 15.732 |  | 15.732 |  | 15.732 |  | 15.732 |  | 15.732 |  | 15.732 |  | 15.732 |  | 15.732 | 15.732 | Not Coal Steam or O/G Steam | 0.21428 | 0.21428 |  | 17.89%
University Park Energy | Illinois | X | X | X | 55250 | UP5 | 4330 | Combustion Turbine |  |  |  | Combustion turbine |  |  |  |  | 8.127 | 75405.2 | 6619.67 | 16.202 | 8.127 |  | 75405.2 | 6619.67 | 8.127 |  | 8.127 |  | 8.127 |  | 8.127 |  | 8.127 |  | 8.127 |  | 8.127 |  | 8.127 | 8.127 | Not Coal Steam or O/G Steam | 0.21556 | 0.21556 |  | 16.3%
University Park Energy | Illinois | X | X | X | 55250 | UP6 | 4331 | Combustion Turbine |  |  |  | Combustion turbine |  |  |  |  | 12.634 | 120358.5 | 10477.61 | 16.8417 | 12.634 |  | 120358.5 | 10477.61 | 12.634 |  | 12.634 |  | 12.634 |  | 12.634 |  | 12.634 |  | 12.634 |  | 12.634 |  | 12.634 | 12.634 | Not Coal Steam or O/G Steam | 0.20994 | 0.20994 |  | 17.06%
University Park Energy | Illinois | X | X | X | 55250 | UP7 | 4332 | Combustion Turbine |  |  |  | Combustion turbine |  |  |  |  | 20.125 | 204236.8 | 17636.8 | 20.4357 | 20.125 |  | 204236.8 | 17636.8 | 20.125 |  | 20.125 |  | 20.125 |  | 20.125 |  | 20.125 |  | 20.125 |  | 20.125 |  | 20.125 | 20.125 | Not Coal Steam or O/G Steam | 0.19708 | 0.19708 |  | 20.13%
University Park Energy | Illinois | X | X | X | 55250 | UP8 | 4333 | Combustion Turbine |  |  |  | Combustion turbine |  |  |  |  | 19.941 | 200609.5 | 17324.26 | 19.154 | 19.941 |  | 200609.5 | 17324.26 | 19.941 |  | 19.941 |  | 19.941 |  | 19.941 |  | 19.941 |  | 19.941 |  | 19.941 |  | 19.941 | 19.941 | Not Coal Steam or O/G Steam | 0.1988 | 0.1988 |  | 19.41%
University Park Energy | Illinois | X | X | X | 55250 | UP9 | 4334 | Combustion Turbine |  |  |  | Combustion turbine |  |  |  |  | 19.883 | 190100.6 | 16418.22 | 16.02 | 19.883 |  | 190100.6 | 16418.22 | 19.883 |  | 19.883 |  | 19.883 |  | 19.883 |  | 19.883 |  | 19.883 |  | 19.883 |  | 19.883 | 19.883 | Not Coal Steam or O/G Steam | 0.20918 | 0.20918 |  | 13.62%
Venice | Illinois | X | X | X | 913 | CT03 | 89497 | Combustion Turbine |  |  |  | Combustion turbine |  |  |  |  | 6.692 | 333671.789 | 34349.18 | 5.2393 | 6.692 |  | 333671.789 | 34349.18 | 6.692 |  | 6.692 |  | 6.692 |  | 6.692 |  | 6.692 |  | 6.692 |  | 6.692 |  | 6.692 | 6.692 | Not Coal Steam or O/G Steam | 0.040111 | 0.040111 |  | 3.139%
Venice | Illinois | X | X | X | 913 | CT04 | 89498 | Combustion Turbine |  |  |  | Combustion turbine |  |  |  |  | 10.098 | 481603.273 | 49283.15 | 6.3743 | 10.098 |  | 481603.273 | 49283.15 | 10.098 |  | 10.098 |  | 10.098 |  | 10.098 |  | 10.098 |  | 10.098 |  | 10.098 |  | 10.098 | 10.098 | Not Coal Steam or O/G Steam | 0.041935 | 0.041935 |  | 3.574%
Venice | Illinois | X | X | X | 913 | CT05 | 89499 | Combustion Turbine |  |  |  | Combustion turbine |  |  |  |  | 2.18 | 83833.117 | 7159.52 | 1.5767 | 2.18 |  | 83833.117 | 7159.52 | 2.18 |  | 2.18 |  | 2.18 |  | 2.18 |  | 2.18 |  | 2.18 |  | 2.18 |  | 2.18 | 2.18 | Not Coal Steam or O/G Steam | 0.052008 | 0.052008 |  | 0.9885%
Venice | Illinois | X | X | X | 913 | CT2A | 9044 | Combustion Turbine |  |  |  | Combustion turbine |  |  |  |  | 0.357 | 7590.407 | 748.28 | 0.348 | 0.357 |  | 7590.407 | 748.28 | 0.357 |  | 0.357 |  | 0.357 |  | 0.357 |  | 0.357 |  | 0.357 |  | 0.357 |  | 0.357 | 0.357 | Not Coal Steam or O/G Steam | 0.094066 | 0.094066 |  | 0.6788%
Venice | Illinois | X | X | X | 913 | CT2B | 9045 | Combustion Turbine |  |  |  | Combustion turbine |  |  |  |  | 0.302 | 6435.58 | 647.35 | 0.34233 | 0.302 |  | 6435.58 | 647.35 | 0.302 |  | 0.302 |  | 0.302 |  | 0.302 |  | 0.302 |  | 0.302 |  | 0.302 |  | 0.302 | 0.302 | Not Coal Steam or O/G Steam | 0.093853 | 0.093853 |  | 0.6697%
Waukegan | Illinois | X | X | X | 883 | 311 | 9161 | Combustion Turbine | 12 | 2029 | 2030 | Combustion turbine |  |  |  |  | 0.487 | 812.3 |  | 0.61867 | 0.487 |  | 812.3 |  | 0.487 |  | 0.487 |  | 0.487 |  | 0.487 |  | 0.487 |  | 0.487 |  | 0.487 |  | 0.487 | 0.487 | Not Coal Steam or O/G Steam | 1.1991 | 1.1991 |  | 0.0508%
Waukegan | Illinois | X | X | X | 883 | 312 | 9162 | Combustion Turbine | 12 | 2029 | 2030 | Combustion turbine |  |  |  |  | 0.514 | 856.5 |  | 1.189 | 0.514 |  | 856.5 |  | 0.514 |  | 0.514 |  | 0.514 |  | 0.514 |  | 0.514 |  | 0.514 |  | 0.514 |  | 0.514 | 0.514 | Not Coal Steam or O/G Steam | 1.2002 | 1.2002 |  | 0.09761%
Waukegan | Illinois | X | X | X | 883 | 321 | 9163 | Combustion Turbine | 12 | 2029 | 2030 | Combustion turbine |  |  |  |  | 0.471 | 784.7 |  | 0.78833 | 0.471 |  | 784.7 |  | 0.471 |  | 0.471 |  | 0.471 |  | 0.471 |  | 0.471 |  | 0.471 |  | 0.471 |  | 0.471 | 0.471 | Not Coal Steam or O/G Steam | 1.2005 | 1.2005 |  | 0.06467%
Waukegan | Illinois | X | X | X | 883 | 322 | 9164 | Combustion Turbine | 12 | 2029 | 2030 | Combustion turbine |  |  |  |  | 0.464 | 773.6 |  | 0.91267 | 0.464 |  | 773.6 |  | 0.464 |  | 0.464 |  | 0.464 |  | 0.464 |  | 0.464 |  | 0.464 |  | 0.464 |  | 0.464 | 0.464 | Not Coal Steam or O/G Steam | 1.1996 | 1.1996 |  | 0.07493%
Waukegan | Illinois | X | X | X | 883 | 7 | 598 | Coal Steam | 6 | 2022 | 2023 | Tangentially-fired |  |  |  | 328 | 381.577 | 6763852.05 | 656318.75 | 215.9383 | 0 | Y | 0 | 0 | 0 |  | 0 |  | 0 |  | 0 |  | 0 |  | 0 |  | 0 |  | 0 | 0 | Retired | 0 | 0 |  | 23.5%
Waukegan | Illinois | X | X | X | 883 | 8 | 599 | Coal Steam | 6 | 2022 | 2023 | Tangentially-fired |  |  |  | 361 | 451.99 | 7712660.675 | 696153.25 | 239.878 | 0 | Y | 0 | 0 | 0 |  | 0 |  | 0 |  | 0 |  | 0 |  | 0 |  | 0 |  | 0 | 0 | Retired | 0 | 0 |  | 22.43%
Will County | Illinois | X | X | X | 884 | 4 | 603 | Coal Steam | 6 | 2022 | 2023 | Tangentially-fired |  | Y |  | 510 | 219.354 | 4613223.55 | 429507.25 | 118.571 | 0 | Y | 0 | 0 | 0 |  | 0 |  | 0 |  | 0 |  | 0 |  | 0 |  | 0 |  | 0 | 0 | Retired | 0 | 0 |  | 10.59%
Zion Energy Center | Illinois | X | X | X | 55392 | CT-1 | 4660 | Combustion Turbine |  |  |  | Combustion turbine |  |  |  |  | 29.547 | 1757521.587 | 164219.78 | 27.6213 | 29.547 |  | 1757521.587 | 164219.78 | 29.547 |  | 29.547 |  | 29.547 |  | 29.547 |  | 29.547 |  | 29.547 |  | 29.547 |  | 29.547 | 29.547 | Not Coal Steam or O/G Steam | 0.033623 | 0.033623 |  | 21.8%
Zion Energy Center | Illinois | X | X | X | 55392 | CT-2 | 4661 | Combustion Turbine |  |  |  | Combustion turbine |  |  |  |  | 23.97 | 1565094.336 | 143543.89 | 23.842 | 23.97 |  | 1565094.336 | 143543.89 | 23.97 |  | 23.97 |  | 23.97 |  | 23.97 |  | 23.97 |  | 23.97 |  | 23.97 |  | 23.97 | 23.97 | Not Coal Steam or O/G Steam | 0.030631 | 0.030631 |  | 20.23%
Zion Energy Center | Illinois | X | X | X | 55392 | CT-3 | 4662 | Combustion Turbine |  |  |  | Combustion turbine |  |  |  |  | 17.584 | 1059958.814 | 93877.77 | 20.5313 | 17.584 |  | 1059958.814 | 93877.77 | 17.584 |  | 17.584 |  | 17.584 |  | 17.584 |  | 17.584 |  | 17.584 |  | 17.584 |  | 17.584 | 17.584 | Not Coal Steam or O/G Steam | 0.033179 | 0.033179 |  | 15.72%
A B Brown Generating Station | Indiana | X | X | X | 6137 | 1 | 2797 | Coal Steam | 10 | 2023 | 2024 | Dry bottom wall-fired boiler | Y |  |  | 245 | 319.118 | 7730889.275 | 757728.35 | 460.3653 | 319.118 |  | 7730889.275 | 757728.35 | 319.118 |  | 319.118 |  | 319.118 |  | 309.2356 | Optimize SCR | 309.2356 |  | 309.2356 |  | 309.2356 |  | 309.2356 | 309.2356 | Existing SCR | 0.08 | 0.08 |  | 51.44%
A B Brown Generating Station | Indiana | X | X | X | 6137 | 2 | 2798 | Coal Steam | 10 | 2023 | 2024 | Dry bottom wall-fired boiler | Y |  |  | 245 | 316.996 | 8138493.283 | 740989.68 | 493.1407 | 316.996 |  | 8138493.283 | 740989.68 | 316.996 |  | 316.996 |  | 316.996 |  | 316.996 |  | 316.996 |  | 316.996 |  | 316.996 |  | 316.996 | 316.996 | Existing SCR | 0.0779 | 0.0779 |  | 44.81%
A B Brown Generating Station | Indiana | X | X | X | 6137 | 3 | 2799 | Combustion Turbine |  |  |  | Combustion turbine |  |  |  |  | 12.492 | 157920.766 | 12531.08 | 7.7447 | 12.492 |  | 157920.766 | 12531.08 | 12.492 |  | 12.492 |  | 12.492 |  | 12.492 |  | 12.492 |  | 12.492 |  | 12.492 |  | 12.492 | 12.492 | Not Coal Steam or O/G Steam | 0.15821 | 0.15821 |  | 2.414%
A B Brown Generating Station | Indiana | X | X | X | 6137 | 4 | 10210 | Combustion Turbine |  |  |  | Combustion turbine |  |  |  |  | 1.721 | 180183.23 | 14861.85 | 1.105 | 1.721 |  | 180183.23 | 14861.85 | 1.721 |  | 1.721 |  | 1.721 |  | 1.721 |  | 1.721 |  | 1.721 |  | 1.721 |  | 1.721 | 1.721 | Not Coal Steam or O/G Steam | 0.019103 | 0.019103 |  | 2.137%
Alcoa Allowance Management Inc | Indiana | X | X | X | 6705 | 4 | 2905 | Coal Steam |  |  |  | Cell burner boiler | Y |  |  | 295 | 644.855 | 7942112.067 | 792130 | 1092.503 | 644.855 |  | 7942112.067 | 792130 | 644.855 |  | 644.855 |  | 644.855 |  | 317.6845 | Optimize SCR | 317.6845 |  | 317.6845 |  | 317.6845 |  | 317.6845 | 317.6845 | Existing SCR | 0.08 | 0.08 |  | 50.16%
Anderson | Indiana | X | X | X | 7336 | ACT1 | 3099 | Combustion Turbine |  |  |  | Combustion turbine |  |  |  |  | 2.199 | 34119.454 | 2644.72 | 1.2307 | 2.199 |  | 34119.454 | 2644.72 | 2.199 |  | 2.199 |  | 2.199 |  | 2.199 |  | 2.199 |  | 2.199 |  | 2.199 |  | 2.199 | 2.199 | Not Coal Steam or O/G Steam | 0.1289 | 0.1289 |  | 0.9283%
Anderson | Indiana | X | X | X | 7336 | ACT2 | 3100 | Combustion Turbine |  |  |  | Combustion turbine |  |  |  |  | 2.519 | 35537.429 | 2772.99 | 1.561 | 2.519 |  | 35537.429 | 2772.99 | 2.519 |  | 2.519 |  | 2.519 |  | 2.519 |  | 2.519 |  | 2.519 |  | 2.519 |  | 2.519 | 2.519 | Not Coal Steam or O/G Steam | 0.14177 | 0.14177 |  | 1.064%
Anderson | Indiana | X | X | X | 7336 | ACT3 | 9578 | Combustion Turbine |  |  |  | Combustion turbine |  |  |  |  | 2.191 | 131156.854 | 9729.15 | 1.2013 | 2.191 |  | 131156.854 | 9729.15 | 2.191 |  | 2.191 |  | 2.191 |  | 2.191 |  | 2.191 |  | 2.191 |  | 2.191 |  | 2.191 | 2.191 | Not Coal Steam or O/G Steam | 0.03341 | 0.03341 |  | 1.762%
Cayuga | Indiana | X | X | X | 1001 | 1 | 706 | Coal Steam | 12 | 2027 | 2028 | Tangentially-fired | Y |  |  | 500 | 420.369 | 12612483.547 | 1306992.19 | 497.58 | 420.369 |  | 12612483.547 | 1306992.19 | 420.369 |  | 420.369 |  | 420.369 |  | 420.369 |  | 420.369 |  | 420.369 |  | 420.369 |  | 420.369 | 420.369 | Existing SCR | 0.066659 | 0.066659 |  | 54.51%
Cayuga | Indiana | X | X | X | 1001 | 2 | 707 | Coal Steam | 12 | 2027 | 2028 | Tangentially-fired | Y |  |  | 495 | 434.597 | 12414302.577 | 1302316.67 | 399.494 | 434.597 |  | 12414302.577 | 1302316.67 | 434.597 |  | 434.597 |  | 434.597 |  | 434.597 |  | 434.597 |  | 434.597 |  | 434.597 |  | 434.597 | 434.597 | Existing SCR | 0.070016 | 0.070016 |  | 42.23%
Cayuga | Indiana | X | X | X | 1001 | 4 | 708 | Combustion Turbine |  |  |  | Combustion turbine |  |  |  |  | 1.484 | 65135.786 | 5028.19 | 2.6197 | 1.484 |  | 65135.786 | 5028.19 | 1.484 |  | 1.484 |  | 1.484 |  | 1.484 |  | 1.484 |  | 1.484 |  | 1.484 |  | 1.484 | 1.484 | Not Coal Steam or O/G Steam | 0.045566 | 0.045566 |  | 2.169%
Clifty Creek | Indiana | X | X | X | 983 | 1 | 658 | Coal Steam |  |  |  | Wet bottom wall-fired boiler | Y |  | Y | 196 | 157.068 | 4847950.956 | 479061.15 | 164.344 | 157.068 |  | 4847950.956 | 479061.15 | 157.068 |  | 157.068 |  | 157.068 |  | 157.068 |  | 157.068 |  | 157.068 |  | 157.068 |  | 157.068 | 157.068 | Existing SCR | 0.064798 | 0.064798 |  | 43.61%
Clifty Creek | Indiana | X | X | X | 983 | 2 | 659 | Coal Steam |  |  |  | Wet bottom wall-fired boiler | Y |  | Y | 196 | 156.053 | 4746953.9 | 468663.63 | 158.4773 | 156.053 |  | 4746953.9 | 468663.63 | 156.053 |  | 156.053 |  | 156.053 |  | 156.053 |  | 156.053 |  | 156.053 |  | 156.053 |  | 156.053 | 156.053 | Existing SCR | 0.065749 | 0.065749 |  | 42.35%
Clifty Creek | Indiana | X | X | X | 983 | 3 | 660 | Coal Steam |  |  |  | Wet bottom wall-fired boiler | Y |  | Y | 196 | 148.643 | 4571961.633 | 452235.5 | 156.7723 | 148.643 |  | 4571961.633 | 452235.5 | 148.643 |  | 148.643 |  | 148.643 |  | 148.643 |  | 148.643 |  | 148.643 |  | 148.643 |  | 148.643 | 148.643 | Existing SCR | 0.065024 | 0.065024 |  | 41.94%
Clifty Creek | Indiana | X | X | X | 983 | 4 | 661 | Coal Steam |  |  |  | Wet bottom wall-fired boiler | Y |  | Y | 196 | 237.775 | 4716716.28 | 475822.31 | 264.7313 | 237.775 |  | 4716716.28 | 475822.31 | 237.775 |  | 237.775 |  | 237.775 |  | 237.775 | Common Stack SCR | 237.775 |  | 237.775 |  | 237.775 |  | 213.2218 | 188.6687 | Common Stack SCR, Optimize Existing SCR | 0.10082 | 0.08 |  | 42.78%
Clifty Creek | Indiana | X | X | X | 983 | 5 | 662 | Coal Steam |  |  |  | Wet bottom wall-fired boiler | Y |  | Y | 196 | 227.721 | 4587263.011 | 462090.67 | 247.3687 | 227.721 |  | 4587263.011 | 462090.67 | 227.721 |  | 227.721 |  | 227.721 |  | 227.721 | Common Stack SCR | 227.721 |  | 227.721 |  | 227.721 |  | 205.6058 | 183.4905 | Common Stack SCR, Optimize Existing SCR | 0.099284 | 0.08 |  | 39.86%
Clifty Creek | Indiana | X | X | X | 983 | 6 | 663 | Coal Steam |  |  |  | Wet bottom wall-fired boiler |  |  | Y | 196 | 80.687 | 809248.386 | 79663.89 | 130.6537 | 80.687 |  | 809248.386 | 79663.89 | 80.687 |  | 80.687 |  | 80.687 |  | 80.687 |  | 80.687 |  | 80.687 |  | 80.687 |  | 50.4591 | 20.2312 | Coal Steam SCR Retrofit | 0.19941 | 0.05 |  | 11.91%
Edwardsport Generating Station | Indiana | X | X | X | 1004 | CTG1 | 90673 | IGCC |  |  |  | Integrated gasification combined cycle | Y |  |  |  | 187.263 | 6306615.68 | 775460.91 | 145.2007 | 187.263 |  | 6306615.68 | 775460.91 | 187.263 |  | 187.263 |  | 187.263 |  | 187.263 |  | 187.263 |  | 187.263 |  | 187.263 |  | 187.263 | 187.263 | Not Coal Steam or O/G Steam | 0.059386 | 0.059386 |  | 41.37%
Edwardsport Generating Station | Indiana | X | X | X | 1004 | CTG2 | 90674 | IGCC |  |  |  | Integrated gasification combined cycle | Y |  |  |  | 193.161 | 6110848.057 | 682267.16 | 141.521 | 193.161 |  | 6110848.057 | 682267.16 | 193.161 |  | 193.161 |  | 193.161 |  | 193.161 |  | 193.161 |  | 193.161 |  | 193.161 |  | 193.161 | 193.161 | Not Coal Steam or O/G Steam | 0.063219 | 0.063219 |  | 39.44%
F B Culley Generating Station | Indiana | X | X | X | 1012 | 2 | 727 | Coal Steam | 12 | 2025 | 2026 | Dry bottom wall-fired boiler | Y |  | Y | 90 | 151.932 | 1727272.299 | 145543.19 | 99.9673 | 151.932 |  | 1727272.299 | 145543.19 | 151.932 |  | 151.932 |  | 151.932 |  | 69.0909 | Optimize SCR | 69.0909 |  | 69.0909 |  | 69.0909 |  | 69.0909 | 69.0909 | Existing SCR | 0.08 | 0.08 |  | 11.98%
F B Culley Generating Station | Indiana | X | X | X | 1012 | 3 | 728 | Coal Steam |  |  |  | Dry bottom wall-fired boiler | Y |  | Y | 270 | 649.949 | 10200203.982 | 916911.65 | 485.9633 | 649.949 |  | 10200203.982 | 916911.65 | 649.949 |  | 649.949 |  | 649.949 |  | 408.0082 | Optimize SCR | 408.0082 |  | 408.0082 |  | 408.0082 |  | 408.0082 | 408.0082 | Existing SCR | 0.08 | 0.08 |  | 59.49%
Georgetown Substation | Indiana | X | X | X | 7759 | GT1 | 3163 | Combustion Turbine |  |  |  | Combustion turbine |  |  |  |  | 5.669 | 483284.188 | 36791.44 | 4.1123 | 5.669 |  | 483284.188 | 36791.44 | 5.669 |  | 5.669 |  | 5.669 |  | 5.669 |  | 5.669 |  | 5.669 |  | 5.669 |  | 5.669 | 5.669 | Not Coal Steam or O/G Steam | 0.02346 | 0.02346 |  | 8.704%
Georgetown Substation | Indiana | X | X | X | 7759 | GT2 | 3164 | Combustion Turbine |  |  |  | Combustion turbine |  |  |  |  | 6.929 | 545452.37 | 44723.55 | 5.5923 | 6.929 |  | 545452.37 | 44723.55 | 6.929 |  | 6.929 |  | 6.929 |  | 6.929 |  | 6.929 |  | 6.929 |  | 6.929 |  | 6.929 | 6.929 | Not Coal Steam or O/G Steam | 0.025406 | 0.025406 |  | 10.85%
Georgetown Substation | Indiana | X | X | X | 7759 | GT3 | 3165 | Combustion Turbine |  |  |  | Combustion turbine |  |  |  |  | 8.807 | 606005.233 | 49434.26 | 6.652 | 8.807 |  | 606005.233 | 49434.26 | 8.807 |  | 8.807 |  | 8.807 |  | 8.807 |  | 8.807 |  | 8.807 |  | 8.807 |  | 8.807 | 8.807 | Not Coal Steam or O/G Steam | 0.029066 | 0.029066 |  | 11.14%
Georgetown Substation | Indiana | X | X | X | 7759 | GT4 | 3166 | Combustion Turbine |  |  |  | Combustion turbine |  |  |  |  | 6.842 | 558359.348 | 42810.33 | 5.444 | 6.842 |  | 558359.348 | 42810.33 | 6.842 |  | 6.842 |  | 6.842 |  | 6.842 |  | 6.842 |  | 6.842 |  | 6.842 |  | 6.842 | 6.842 | Not Coal Steam or O/G Steam | 0.024508 | 0.024508 |  | 10.43%
Gibson | Indiana | X | X | X | 6113 | 1 | 2782 | Coal Steam |  |  |  | Dry bottom wall-fired boiler | Y |  |  | 630 | 456.333 | 14095269.791 | 1520318.28 | 518.3117 | 456.333 |  | 14095269.791 | 1520318.28 | 456.333 |  | 456.333 |  | 456.333 |  | 456.333 |  | 456.333 |  | 456.333 |  | 456.333 |  | 456.333 | 456.333 | Existing SCR | 0.06475 | 0.06475 |  | 46.73%
Gibson | Indiana | X | X | X | 6113 | 2 | 2783 | Coal Steam |  |  |  | Dry bottom wall-fired boiler | Y |  |  | 630 | 355.384 | 9926109.336 | 1022939.31 | 518.1257 | 355.384 |  | 9926109.336 | 1022939.31 | 355.384 |  | 355.384 |  | 355.384 |  | 355.384 |  | 355.384 |  | 355.384 |  | 355.384 |  | 355.384 | 355.384 | Existing SCR | 0.071606 | 0.071606 |  | 44.98%
Gibson | Indiana | X | X | X | 6113 | 3 | 2784 | Coal Steam | 12 | 2029 | 2030 | Dry bottom wall-fired boiler | Y |  |  | 630 | 323.221 | 9961956.183 | 1082256.69 | 561.376 | 323.221 |  | 9961956.183 | 1082256.69 | 323.221 |  | 323.221 |  | 323.221 |  | 323.221 |  | 323.221 |  | 323.221 |  | 323.221 |  | 323.221 | 323.221 | Existing SCR | 0.064891 | 0.064891 |  | 35.67%
Gibson | Indiana | X | X | X | 6113 | 4 | 2785 | Coal Steam | 12 | 2029 | 2030 | Dry bottom wall-fired boiler | Y |  |  | 622 | 331.296 | 9300729.012 | 941925.73 | 482.0253 | 331.296 |  | 9300729.012 | 941925.73 | 331.296 |  | 331.296 |  | 331.296 |  | 331.296 |  | 331.296 |  | 331.296 |  | 331.296 |  | 331.296 | 331.296 | Existing SCR | 0.071241 | 0.071241 |  | 40.18%
Gibson | Indiana | X | X | X | 6113 | 5 | 2786 | Coal Steam | 12 | 2025 | 2026 | Dry bottom wall-fired boiler | Y |  |  | 620 | 284.143 | 9744424.069 | 1065144.37 | 497.694 | 284.143 |  | 9744424.069 | 1065144.37 | 284.143 |  | 284.143 |  | 284.143 |  | 284.143 |  | 284.143 |  | 284.143 |  | 284.143 |  | 284.143 | 284.143 | Existing SCR | 0.058319 | 0.058319 |  | 44.3%
Henry County Generating Station | Indiana | X | X | X | 7763 | 1 | 3173 | Combustion Turbine |  |  |  | Combustion turbine |  |  |  |  | 12.28 | 287734.102 | 27090.02 | 16.866 | 12.28 |  | 287734.102 | 27090.02 | 12.28 |  | 12.28 |  | 12.28 |  | 12.28 |  | 12.28 |  | 12.28 |  | 12.28 |  | 12.28 | 12.28 | Not Coal Steam or O/G Steam | 0.085357 | 0.085357 |  | 15.48%
Henry County Generating Station | Indiana | X | X | X | 7763 | 2 | 3174 | Combustion Turbine |  |  |  | Combustion turbine |  |  |  |  | 13.442 | 309728.45 | 29218.36 | 18.1743 | 13.442 |  | 309728.45 | 29218.36 | 13.442 |  | 13.442 |  | 13.442 |  | 13.442 |  | 13.442 |  | 13.442 |  | 13.442 |  | 13.442 | 13.442 | Not Coal Steam or O/G Steam | 0.086799 | 0.086799 |  | 16.68%
Henry County Generating Station | Indiana | X | X | X | 7763 | 3 | 3175 | Combustion Turbine |  |  |  | Combustion turbine |  |  |  |  | 12.734 | 289348.735 | 27406.6 | 18.259 | 12.734 |  | 289348.735 | 27406.6 | 12.734 |  | 12.734 |  | 12.734 |  | 12.734 |  | 12.734 |  | 12.734 |  | 12.734 |  | 12.734 | 12.734 | Not Coal Steam or O/G Steam | 0.088018 | 0.088018 |  | 17.18%
Hoosier Energy Lawrence Co Station | Indiana | X | X | X | 7948 | 1 | 8410 | Combustion Turbine |  |  |  | Combustion turbine |  |  |  |  | 4.44 | 101817.553 | 9336.14 | 3.596 | 4.44 |  | 101817.553 | 9336.14 | 4.44 |  | 4.44 |  | 4.44 |  | 4.44 |  | 4.44 |  | 4.44 |  | 4.44 |  | 4.44 | 4.44 | Not Coal Steam or O/G Steam | 0.087215 | 0.087215 |  | 4.354%
Hoosier Energy Lawrence Co Station | Indiana | X | X | X | 7948 | 2 | 8412 | Combustion Turbine |  |  |  | Combustion turbine |  |  |  |  | 3.718 | 94983.36 | 9213.39 | 3.1897 | 3.718 |  | 94983.36 | 9213.39 | 3.718 |  | 3.718 |  | 3.718 |  | 3.718 |  | 3.718 |  | 3.718 |  | 3.718 |  | 3.718 | 3.718 | Not Coal Steam or O/G Steam | 0.078287 | 0.078287 |  | 4.303%
Hoosier Energy Lawrence Co Station | Indiana | X | X | X | 7948 | 3 | 8414 | Combustion Turbine |  |  |  | Combustion turbine |  |  |  |  | 2.843 | 62762.738 | 5744.73 | 3.0213 | 2.843 |  | 62762.738 | 5744.73 | 2.843 |  | 2.843 |  | 2.843 |  | 2.843 |  | 2.843 |  | 2.843 |  | 2.843 |  | 2.843 | 2.843 | Not Coal Steam or O/G Steam | 0.090595 | 0.090595 |  | 3.63%
Hoosier Energy Lawrence Co Station | Indiana | X | X | X | 7948 | 4 | 8416 | Combustion Turbine |  |  |  | Combustion turbine |  |  |  |  | 4.558 | 101617.192 | 9190.22 | 3.726 | 4.558 |  | 101617.192 | 9190.22 | 4.558 |  | 4.558 |  | 4.558 |  | 4.558 |  | 4.558 |  | 4.558 |  | 4.558 |  | 4.558 | 4.558 | Not Coal Steam or O/G Steam | 0.089709 | 0.089709 |  | 4.43%
Hoosier Energy Lawrence Co Station | Indiana | X | X | X | 7948 | 5 | 88290 | Combustion Turbine |  |  |  | Combustion turbine |  |  |  |  | 3.985 | 92940.871 | 8983.92 | 3.488 | 3.985 |  | 92940.871 | 8983.92 | 3.985 |  | 3.985 |  | 3.985 |  | 3.985 |  | 3.985 |  | 3.985 |  | 3.985 |  | 3.985 | 3.985 | Not Coal Steam or O/G Steam | 0.085753 | 0.085753 |  | 4.302%
Hoosier Energy Lawrence Co Station | Indiana | X | X | X | 7948 | 6 | 88291 | Combustion Turbine |  |  |  | Combustion turbine |  |  |  |  | 4.405 | 100088.984 | 8813.76 | 3.6177 | 4.405 |  | 100088.984 | 8813.76 | 4.405 |  | 4.405 |  | 4.405 |  | 4.405 |  | 4.405 |  | 4.405 |  | 4.405 |  | 4.405 | 4.405 | Not Coal Steam or O/G Steam | 0.088022 | 0.088022 |  | 4.291%
IPL - Eagle Valley Generating Station | Indiana | X | X | X | 991 | GT1 | 91143 | Combined Cycle |  |  |  | Combined cycle | Y |  |  |  | 1.505 | 13745.91 | 3.17 | 15.806 | 1.505 |  | 13745.91 | 3.17 | 1.505 |  | 1.505 |  | 1.505 |  | 0.082475 | Optimize SCR | 0.082475 |  | 0.082475 |  | 0.082475 |  | 0.082475 | 0.082475 | Not Coal Steam or O/G Steam | 0.012 | 0.012 |  | 49.74%
IPL - Eagle Valley Generating Station | Indiana | X | X | X | 991 | GT2 | 91144 | Combined Cycle |  |  |  | Combined cycle | Y |  |  |  | 1.732 | 16338.334 | 35.68 | 16.641 | 1.732 |  | 16338.334 | 35.68 | 1.732 |  | 1.732 |  | 1.732 |  | 0.09803 | Optimize SCR | 0.09803 |  | 0.09803 |  | 0.09803 |  | 0.09803 | 0.09803 | Not Coal Steam or O/G Steam | 0.012 | 0.012 |  | 51.57%
IPL - Harding Street Station (EW Stout) | Indiana | X | X | X | 990 | 50 | 675 | O/G Steam |  |  |  | Tangentially-fired |  | Y |  | 101 | 18.319 | 1062615.593 | 94451.61 | 18.2143 | 18.319 |  | 1062615.593 | 94451.61 | 18.319 |  | 18.319 |  | 18.319 |  | 18.319 |  | 18.319 |  | 18.319 |  | 18.319 |  | 18.319 | 18.319 | Oil/Gas Steam Under 150 Tons (2019-2021 Average) | 0.034479 | 0.034479 |  | 24.36%
IPL - Harding Street Station (EW Stout) | Indiana | X | X | X | 990 | 60 | 677 | O/G Steam |  |  |  | Tangentially-fired |  | Y |  | 99 | 22.004 | 1127518.369 | 101875.72 | 20.8347 | 22.004 |  | 1127518.369 | 101875.72 | 22.004 |  | 22.004 |  | 22.004 |  | 22.004 |  | 22.004 |  | 19.8387 | Y | 19.8387 |  | 19.8387 | 19.8387 | O/G Steam Under 100 MW | 0.03519 | 0.03519 |  | 23.62%
IPL - Harding Street Station (EW Stout) | Indiana | X | X | X | 990 | 70 | 679 | O/G Steam |  |  |  | Tangentially-fired | Y |  |  | 418 | 72.991 | 4410468.905 | 436289.24 | 176.6233 | 72.991 |  | 4410468.905 | 436289.24 | 72.991 |  | 72.991 |  | 72.991 |  | 66.157 | Optimize SCR | 66.157 |  | 66.157 |  | 66.157 |  | 66.157 | 66.157 | Existing SCR | 0.03 | 0.03 |  | 33.28%
IPL - Harding Street Station (EW Stout) | Indiana | X | X | X | 990 | GT4 | 682 | Combustion Turbine | 12 | 2030 | 2031 | Combustion turbine |  |  |  |  | 31.172 | 425780.367 | 32562.73 | 22.4793 | 31.172 |  | 425780.367 | 32562.73 | 31.172 |  | 31.172 |  | 31.172 |  | 31.172 |  | 31.172 |  | 31.172 |  | 31.172 |  | 31.172 | 31.172 | Not Coal Steam or O/G Steam | 0.14642 | 0.14642 |  | 7.459%
IPL - Harding Street Station (EW Stout) | Indiana | X | X | X | 990 | GT5 | 683 | Combustion Turbine | 12 | 2030 | 2031 | Combustion turbine |  |  |  |  | 35.589 | 476788.619 | 36080.68 | 25.1353 | 35.589 |  | 476788.619 | 36080.68 | 35.589 |  | 35.589 |  | 35.589 |  | 35.589 |  | 35.589 |  | 35.589 |  | 35.589 |  | 35.589 | 35.589 | Not Coal Steam or O/G Steam | 0.14929 | 0.14929 |  | 8.157%
IPL - Harding Street Station (EW Stout) | Indiana | X | X | X | 990 | GT6 | 684 | Combustion Turbine | 12 | 2030 | 2031 | Combustion turbine |  |  |  |  | 23.519 | 1099833.521 | 109522.06 | 18.9463 | 23.519 |  | 1099833.521 | 109522.06 | 23.519 |  | 23.519 |  | 23.519 |  | 23.519 |  | 23.519 |  | 23.519 |  | 23.519 |  | 23.519 | 23.519 | Not Coal Steam or O/G Steam | 0.042768 | 0.042768 |  | 13.46%
IPL - Petersburg Generating Station | Indiana | X | X | X | 994 | 1 | 692 | Coal Steam | 5 | 2021 | 2023 | Tangentially-fired |  |  |  | 222 | 185.55 | 1807936.52 | 165481.71 | 341.1047 | 0 | Y | 0 | 0 | 0 |  | 0 |  | 0 |  | 0 |  | 0 |  | 0 |  | 0 |  | 0 | 0 | Retired | 0 | 0 |  | 39.15%
IPL - Petersburg Generating Station | Indiana | X | X | X | 994 | 2 | 693 | Coal Steam | 5 | 2023 | 2024 | Tangentially-fired | Y |  |  | 422 | 443.361 | 10002589.85 | 968922.16 | 448.533 | 443.361 |  | 10002589.85 | 968922.16 | 443.361 |  | 443.361 |  | 443.361 |  | 400.1036 | Optimize SCR | 400.1036 |  | 400.1036 |  | 400.1036 |  | 400.1036 | 400.1036 | Existing SCR | 0.08 | 0.08 |  | 69.12%
IPL - Petersburg Generating Station | Indiana | X | X | X | 994 | 3 | 694 | Coal Steam |  |  |  | Tangentially-fired | Y |  |  | 528 | 637.85 | 14687681.212 | 1636771.31 | 501.6087 | 637.85 |  | 14687681.212 | 1636771.31 | 637.85 |  | 637.85 |  | 637.85 |  | 587.5072 | Optimize SCR | 587.5072 |  | 587.5072 |  | 587.5072 |  | 587.5072 | 587.5072 | Existing SCR | 0.08 | 0.08 |  | 57.54%
IPL - Petersburg Generating Station | Indiana | X | X | X | 994 | 4 | 695 | Coal Steam |  |  |  | Tangentially-fired |  |  |  | 530 | 1184.917 | 13116239.838 | 1347103.25 | 1027.829 | 1184.917 |  | 13116239.838 | 1347103.25 | 1184.917 |  | 1184.917 |  | 1184.917 |  | 1184.917 |  | 1184.917 |  | 1184.917 |  | 1184.917 |  | 756.4115 | 327.906 | Coal Steam SCR Retrofit | 0.18068 | 0.05 |  | 53.24%
Lawrenceburg Energy Facility | Indiana | X | X | X | 55502 | 1 | 8612 | Combined Cycle |  |  |  | Combined cycle | Y |  |  |  | 25.455 | 5297145.506 | 722847.85 | 29.02 | 25.455 |  | 5297145.506 | 722847.85 | 25.455 |  | 25.455 |  | 25.455 |  | 25.455 |  | 25.455 |  | 25.455 |  | 25.455 |  | 25.455 | 25.455 | Not Coal Steam or O/G Steam | 0.0096108 | 0.0096108 |  | 66.6%
Lawrenceburg Energy Facility | Indiana | X | X | X | 55502 | 2 | 8614 | Combined Cycle |  |  |  | Combined cycle | Y |  |  |  | 25.456 | 5344909.414 | 735718.53 | 28.6577 | 25.456 |  | 5344909.414 | 735718.53 | 25.456 |  | 25.456 |  | 25.456 |  | 25.456 |  | 25.456 |  | 25.456 |  | 25.456 |  | 25.456 | 25.456 | Not Coal Steam or O/G Steam | 0.0095253 | 0.0095253 |  | 66.13%
Lawrenceburg Energy Facility | Indiana | X | X | X | 55502 | 3 | 8616 | Combined Cycle |  |  |  | Combined cycle | Y |  |  |  | 25.159 | 5571686.302 | 773315.58 | 29.1187 | 25.159 |  | 5571686.302 | 773315.58 | 25.159 |  | 25.159 |  | 25.159 |  | 25.159 |  | 25.159 |  | 25.159 |  | 25.159 |  | 25.159 | 25.159 | Not Coal Steam or O/G Steam | 0.009031 | 0.009031 |  | 67.61%
Lawrenceburg Energy Facility | Indiana | X | X | X | 55502 | 4 | 8618 | Combined Cycle |  |  |  | Combined cycle | Y |  |  |  | 25.123 | 5791878.416 | 806909.42 | 28.1743 | 25.123 |  | 5791878.416 | 806909.42 | 25.123 |  | 25.123 |  | 25.123 |  | 25.123 |  | 25.123 |  | 25.123 |  | 25.123 |  | 25.123 | 25.123 | Not Coal Steam or O/G Steam | 0.0086753 | 0.0086753 |  | 67.45%
Merom | Indiana | X | X | X | 6213 | 1SG1 | 2853 | Coal Steam |  |  |  | Dry bottom turbo-fired boiler | Y |  |  | 496 | 460.012 | 15344473.613 | 1500439.9 | 343.814 | 460.012 |  | 15344473.613 | 1500439.9 | 460.012 |  | 460.012 |  | 460.012 |  | 460.012 |  | 460.012 |  | 460.012 |  | 460.012 |  | 460.012 | 460.012 | Existing SCR | 0.059958 | 0.059958 |  | 53.57%
Merom | Indiana | X | X | X | 6213 | 2SG1 | 2854 | Coal Steam |  |  |  | Dry bottom turbo-fired boiler | Y |  |  | 492 | 505.693 | 16945881.582 | 1654698.87 | 321.701 | 505.693 |  | 16945881.582 | 1654698.87 | 505.693 |  | 505.693 |  | 505.693 |  | 505.693 |  | 505.693 |  | 505.693 |  | 505.693 |  | 505.693 | 505.693 | Existing SCR | 0.059683 | 0.059683 |  | 41.87%
Michigan City Generating Station | Indiana | X | X | X | 997 | 12 | 702 | Coal Steam | 5 | 2028 | 2029 | Cyclone boiler | Y |  |  | 469 | 351.216 | 6798658.372 | 714309.22 | 314.9747 | 351.216 |  | 6798658.372 | 714309.22 | 351.216 |  | 351.216 |  | 351.216 |  | 271.9463 | Optimize SCR | 271.9463 |  | 271.9463 |  | 271.9463 |  | 271.9463 | 271.9463 | Existing SCR | 0.08 | 0.08 |  | 35.12%
Montpelier Electric Gen Station | Indiana | X | X | X | 55229 | G1CT1 | 4220 | Combustion Turbine |  |  |  | Combustion turbine |  |  |  |  | 19.953 | 280205.3 | 26576.36 | 13.561 | 19.953 |  | 280205.3 | 26576.36 | 19.953 |  | 19.953 |  | 19.953 |  | 19.953 |  | 19.953 |  | 19.953 |  | 19.953 |  | 19.953 | 19.953 | Not Coal Steam or O/G Steam | 0.14242 | 0.14242 |  | 16.17%
Montpelier Electric Gen Station | Indiana | X | X | X | 55229 | G1CT2 | 4221 | Combustion Turbine |  |  |  | Combustion turbine |  |  |  |  | 20.239 | 272463.8 | 25553.77 | 13.438 | 20.239 |  | 272463.8 | 25553.77 | 20.239 |  | 20.239 |  | 20.239 |  | 20.239 |  | 20.239 |  | 20.239 |  | 20.239 |  | 20.239 | 20.239 | Not Coal Steam or O/G Steam | 0.14856 | 0.14856 |  | 15.87%
Montpelier Electric Gen Station | Indiana | X | X | X | 55229 | G2CT1 | 4222 | Combustion Turbine |  |  |  | Combustion turbine |  |  |  |  | 19.936 | 289223.4 | 25765.26 | 14.0147 | 19.936 |  | 289223.4 | 25765.26 | 19.936 |  | 19.936 |  | 19.936 |  | 19.936 |  | 19.936 |  | 19.936 |  | 19.936 |  | 19.936 | 19.936 | Not Coal Steam or O/G Steam | 0.13786 | 0.13786 |  | 13.9%
Montpelier Electric Gen Station | Indiana | X | X | X | 55229 | G2CT2 | 4223 | Combustion Turbine |  |  |  | Combustion turbine |  |  |  |  | 16.63 | 224939.4 | 21369.57 | 13.6883 | 16.63 |  | 224939.4 | 21369.57 | 16.63 |  | 16.63 |  | 16.63 |  | 16.63 |  | 16.63 |  | 16.63 |  | 16.63 |  | 16.63 | 16.63 | Not Coal Steam or O/G Steam | 0.14786 | 0.14786 |  | 12.28%
Montpelier Electric Gen Station | Indiana | X | X | X | 55229 | G3CT1 | 4224 | Combustion Turbine |  |  |  | Combustion turbine |  |  |  |  | 23.542 | 287754.2 | 25684.27 | 14.185 | 23.542 |  | 287754.2 | 25684.27 | 23.542 |  | 23.542 |  | 23.542 |  | 23.542 |  | 23.542 |  | 23.542 |  | 23.542 |  | 23.542 | 23.542 | Not Coal Steam or O/G Steam | 0.16363 | 0.16363 |  | 16.02%
Montpelier Electric Gen Station | Indiana | X | X | X | 55229 | G3CT2 | 4225 | Combustion Turbine |  |  |  | Combustion turbine |  |  |  |  | 21.079 | 288005.7 | 28078.16 | 11.414 | 21.079 |  | 288005.7 | 28078.16 | 21.079 |  | 21.079 |  | 21.079 |  | 21.079 |  | 21.079 |  | 21.079 |  | 21.079 |  | 21.079 | 21.079 | Not Coal Steam or O/G Steam | 0.14638 | 0.14638 |  | 13.53%
Montpelier Electric Gen Station | Indiana | X | X | X | 55229 | G4CT1 | 4226 | Combustion Turbine |  |  |  | Combustion turbine |  |  |  |  | 29.745 | 267625.6 | 27642.45 | 17.406 | 29.745 |  | 267625.6 | 27642.45 | 29.745 |  | 29.745 |  | 29.745 |  | 29.745 |  | 29.745 |  | 29.745 |  | 29.745 |  | 29.745 | 29.745 | Not Coal Steam or O/G Steam | 0.22229 | 0.22229 |  | 16.76%
Montpelier Electric Gen Station | Indiana | X | X | X | 55229 | G4CT2 | 4227 | Combustion Turbine |  |  |  | Combustion turbine |  |  |  |  | 21.468 | 306523 | 28207.07 | 14.6883 | 21.468 |  | 306523 | 28207.07 | 21.468 |  | 21.468 |  | 21.468 |  | 21.468 |  | 21.468 |  | 21.468 |  | 21.468 |  | 21.468 | 21.468 | Not Coal Steam or O/G Steam | 0.14007 | 0.14007 |  | 17.67%
Noblesville | Indiana | X | X | X | 1007 | CT3 | 8288 | Combined Cycle |  |  |  | Combined cycle | Y |  |  |  | 12.743 | 1533612.81 | 144750.07 | 10.7537 | 12.743 |  | 1533612.81 | 144750.07 | 12.743 |  | 12.743 |  | 12.743 |  | 9.2017 | Optimize SCR | 9.2017 |  | 9.2017 |  | 9.2017 |  | 9.2017 | 9.2017 | Not Coal Steam or O/G Steam | 0.012 | 0.012 |  | 53.26%
Noblesville | Indiana | X | X | X | 1007 | CT4 | 8290 | Combined Cycle |  |  |  | Combined cycle | Y |  |  |  | 13.25 | 1590311.745 | 145242.73 | 11.3737 | 13.25 |  | 1590311.745 | 145242.73 | 13.25 |  | 13.25 |  | 13.25 |  | 9.5419 | Optimize SCR | 9.5419 |  | 9.5419 |  | 9.5419 |  | 9.5419 | 9.5419 | Not Coal Steam or O/G Steam | 0.012 | 0.012 |  | 56.31%
Noblesville | Indiana | X | X | X | 1007 | CT5 | 8292 | Combined Cycle |  |  |  | Combined cycle | Y |  |  |  | 10.701 | 1368046.12 | 125260.03 | 8.2187 | 10.701 |  | 1368046.12 | 125260.03 | 10.701 |  | 10.701 |  | 10.701 |  | 8.2083 | Optimize SCR | 8.2083 |  | 8.2083 |  | 8.2083 |  | 8.2083 | 8.2083 | Not Coal Steam or O/G Steam | 0.012 | 0.012 |  | 44.22%
R Gallagher | Indiana | X | X | X | 1008 | 2 | 717 | Coal Steam |  |  | 2023 | Dry bottom wall-fired boiler |  |  |  | 140 |  |  |  | 23.3117 | 0 | Y | 0 | 0 | 0 |  | 0 |  | 0 |  | 0 |  | 0 |  | 0 |  | 0 |  | 0 | 0 | Retired | 0 | 0 |  | 2.361%
R Gallagher | Indiana | X | X | X | 1008 | 4 | 719 | Coal Steam | 6 | 2021 | 2023 | Dry bottom wall-fired boiler |  |  |  | 140 | 6.58 | 29276.299 | 2891.06 | 26.5547 | 0 | Y | 0 | 0 | 0 |  | 0 |  | 0 |  | 0 |  | 0 |  | 0 |  | 0 |  | 0 | 0 | Retired | 0 | 0 |  | 2.623%
R M Schahfer Generating Station | Indiana | X | X | X | 6085 | 14 | 2762 | Coal Steam | 10 | 2021 | 2023 | Cyclone boiler | Y |  |  | 431 |  |  |  | 150.1487 | 0 | Y | 0 | 0 | 0 |  | 0 |  | 0 |  | 0 |  | 0 |  | 0 |  | 0 |  | 0 | 0 | Retired | 0 | 0 |  | 17.24%
R M Schahfer Generating Station | Indiana | X | X | X | 6085 | 15 | 2763 | Coal Steam | 10 | 2021 | 2023 | Dry bottom wall-fired boiler |  |  |  | 472 | 673.754 | 10091916.726 | 845511.79 | 443.57 | 0 | Y | 0 | 0 | 0 |  | 0 |  | 0 |  | 0 |  | 0 |  | 0 |  | 0 |  | 0 | 0 | Retired | 0 | 0 |  | 31.41%
R M Schahfer Generating Station | Indiana | X | X | X | 6085 | 16A | 9095 | Combustion Turbine |  |  |  | Combustion turbine |  |  |  |  | 11.213 | 110849.354 | 7643.69 | 6.3983 | 11.213 |  | 110849.354 | 7643.69 | 11.213 |  | 11.213 |  | 11.213 |  | 11.213 |  | 11.213 |  | 11.213 |  | 11.213 |  | 11.213 | 11.213 | Not Coal Steam or O/G Steam | 0.20231 | 0.20231 |  | 1.101%
R M Schahfer Generating Station | Indiana | X | X | X | 6085 | 16B | 9096 | Combustion Turbine |  |  |  | Combustion turbine |  |  |  |  | 3.956 | 33943.87 | 2171.37 | 3.48 | 3.956 |  | 33943.87 | 2171.37 | 3.956 |  | 3.956 |  | 3.956 |  | 3.956 |  | 3.956 |  | 3.956 |  | 3.956 |  | 3.956 | 3.956 | Not Coal Steam or O/G Steam | 0.23309 | 0.23309 |  | 0.5596%
R M Schahfer Generating Station | Indiana | X | X | X | 6085 | 17 | 2764 | Coal Steam | 12 | 2025 | 2026 | Tangentially-fired |  |  |  | 361 | 640.756 | 7646472.793 | 680888.09 | 553.909 | 640.756 |  | 7646472.793 | 680888.09 | 640.756 |  | 640.756 |  | 640.756 |  | 640.756 |  | 640.756 |  | 640.756 |  | 640.756 |  | 415.9589 | 191.1618 | Coal Steam SCR Retrofit | 0.1676 | 0.05 |  | 36.11%
R M Schahfer Generating Station | Indiana | X | X | X | 6085 | 18 | 2765 | Coal Steam | 12 | 2025 | 2026 | Tangentially-fired |  |  |  | 361 | 761.536 | 8812442.498 | 808733.59 | 626.5803 | 761.536 |  | 8812442.498 | 808733.59 | 761.536 |  | 761.536 |  | 761.536 |  | 761.536 |  | 761.536 |  | 761.536 |  | 761.536 |  | 490.9235 | 220.3111 | Coal Steam SCR Retrofit | 0.17283 | 0.05 |  | 39.96%
Richmond (IN) | Indiana | X | X | X | 7335 | RCT1 | 3097 | Combustion Turbine |  |  |  | Combustion turbine |  |  |  |  | 3.142 | 46015.72 | 3548.65 | 1.6953 | 3.142 |  | 46015.72 | 3548.65 | 3.142 |  | 3.142 |  | 3.142 |  | 3.142 |  | 3.142 |  | 3.142 |  | 3.142 |  | 3.142 | 3.142 | Not Coal Steam or O/G Steam | 0.13656 | 0.13656 |  | 1.219%
Richmond (IN) | Indiana | X | X | X | 7335 | RCT2 | 3098 | Combustion Turbine |  |  |  | Combustion turbine |  |  |  |  | 2.867 | 46899.32 | 3623.74 | 1.5693 | 2.867 |  | 46899.32 | 3623.74 | 2.867 |  | 2.867 |  | 2.867 |  | 2.867 |  | 2.867 |  | 2.867 |  | 2.867 |  | 2.867 | 2.867 | Not Coal Steam or O/G Steam | 0.12226 | 0.12226 |  | 1.25%
Rockport | Indiana | X | X | X | 6166 | MB1 | 2819 | Coal Steam | 12 | 2028 | 2029 | Dry bottom wall-fired boiler | Y |  | Y | 1300 | 673.473 | 19104937.314 | 1836082.04 | 725.861 | 673.473 |  | 19104937.314 | 1836082.04 | 673.473 |  | 673.473 |  | 673.473 |  | 673.473 | Common Stack SCR | 673.473 |  | 673.473 |  | 673.473 |  | 673.473 | 673.473 | Existing SCR | 0.070503 | 0.070503 |  | 31.09%
Rockport | Indiana | X | X | X | 6166 | MB2 | 2820 | Coal Steam | 12 | 2028 | 2029 | Dry bottom wall-fired boiler | Y |  | Y | 1300 | 526.317 | 14703848.942 | 1416450.95 | 891.4967 | 526.317 |  | 14703848.942 | 1416450.95 | 526.317 |  | 526.317 |  | 526.317 |  | 526.317 |  | 526.317 |  | 526.317 |  | 526.317 |  | 526.317 | 526.317 | Existing SCR | 0.071589 | 0.071589 |  | 34%
St. Joseph Energy Center LLC | Indiana | X | X | X | 57794 | CTG01A | 90857 | Combined Cycle |  |  |  | Combined cycle | Y |  |  |  | 23.17 | 6743265.091 | 1010982.21 | 22.867 | 23.17 |  | 6743265.091 | 1010982.21 | 23.17 |  | 23.17 |  | 23.17 |  | 23.17 |  | 23.17 |  | 23.17 |  | 23.17 |  | 23.17 | 23.17 | Not Coal Steam or O/G Steam | 0.006872 | 0.006872 |  | 73.31%
St. Joseph Energy Center LLC | Indiana | X | X | X | 57794 | CTG01B | 90856 | Combined Cycle |  |  |  | Combined cycle | Y |  |  |  | 23.566 | 6829361.971 | 1020438.47 | 24.9147 | 23.566 |  | 6829361.971 | 1020438.47 | 23.566 |  | 23.566 |  | 23.566 |  | 23.566 |  | 23.566 |  | 23.566 |  | 23.566 |  | 23.566 | 23.566 | Not Coal Steam or O/G Steam | 0.0069014 | 0.0069014 |  | 75.28%
Sugar Creek Generating Station | Indiana | X | X | X | 55364 | CT11 | 4555 | Combined Cycle |  |  |  | Combined cycle | Y |  |  |  | 22.869 | 3624167.057 | 508347.41 | 23.3857 | 22.869 |  | 3624167.057 | 508347.41 | 22.869 |  | 22.869 |  | 22.869 |  | 21.745 | Optimize SCR | 21.745 |  | 21.745 |  | 21.745 |  | 21.745 | 21.745 | Not Coal Steam or O/G Steam | 0.012 | 0.012 |  | 47.59%
Sugar Creek Generating Station | Indiana | X | X | X | 55364 | CT12 | 4556 | Combined Cycle |  |  |  | Combined cycle | Y |  |  |  | 21.824 | 3583275.76 | 506364.53 | 22.3617 | 21.824 |  | 3583275.76 | 506364.53 | 21.824 |  | 21.824 |  | 21.824 |  | 21.4997 | Optimize SCR | 21.4997 |  | 21.4997 |  | 21.4997 |  | 21.4997 | 21.4997 | Not Coal Steam or O/G Steam | 0.012 | 0.012 |  | 46.43%
Vermillion Generating Station | Indiana | X | X | X | 55111 | 1 | 3920 | Combustion Turbine |  |  |  | Combustion turbine |  |  |  |  | 3.46 | 217664.788 | 17547.65 | 2.988 | 3.46 |  | 217664.788 | 17547.65 | 3.46 |  | 3.46 |  | 3.46 |  | 3.46 |  | 3.46 |  | 3.46 |  | 3.46 |  | 3.46 | 3.46 | Not Coal Steam or O/G Steam | 0.031792 | 0.031792 |  | 4.131%
Vermillion Generating Station | Indiana | X | X | X | 55111 | 2 | 3921 | Combustion Turbine |  |  |  | Combustion turbine |  |  |  |  | 3.657 | 226314.156 | 17499.63 | 3.1663 | 3.657 |  | 226314.156 | 17499.63 | 3.657 |  | 3.657 |  | 3.657 |  | 3.657 |  | 3.657 |  | 3.657 |  | 3.657 |  | 3.657 | 3.657 | Not Coal Steam or O/G Steam | 0.032318 | 0.032318 |  | 4.2%
Vermillion Generating Station | Indiana | X | X | X | 55111 | 3 | 3922 | Combustion Turbine |  |  |  | Combustion turbine |  |  |  |  | 3.468 | 223920.663 | 17393.19 | 3.1067 | 3.468 |  | 223920.663 | 17393.19 | 3.468 |  | 3.468 |  | 3.468 |  | 3.468 |  | 3.468 |  | 3.468 |  | 3.468 |  | 3.468 | 3.468 | Not Coal Steam or O/G Steam | 0.030975 | 0.030975 |  | 4.274%
Vermillion Generating Station | Indiana | X | X | X | 55111 | 4 | 3923 | Combustion Turbine |  |  |  | Combustion turbine |  |  |  |  | 3.866 | 239338.794 | 18329.34 | 3.018 | 3.866 |  | 239338.794 | 18329.34 | 3.866 |  | 3.866 |  | 3.866 |  | 3.866 |  | 3.866 |  | 3.866 |  | 3.866 |  | 3.866 | 3.866 | Not Coal Steam or O/G Steam | 0.032306 | 0.032306 |  | 4.095%
Vermillion Generating Station | Indiana | X | X | X | 55111 | 5 | 3924 | Combustion Turbine |  |  |  | Combustion turbine |  |  |  |  | 3.284 | 222326.058 | 17461.99 | 2.4883 | 3.284 |  | 222326.058 | 17461.99 | 3.284 |  | 3.284 |  | 3.284 |  | 3.284 |  | 3.284 |  | 3.284 |  | 3.284 |  | 3.284 | 3.284 | Not Coal Steam or O/G Steam | 0.029542 | 0.029542 |  | 3.55%
Vermillion Generating Station | Indiana | X | X | X | 55111 | 6 | 3925 | Combustion Turbine |  |  |  | Combustion turbine |  |  |  |  | 3.56 | 207672.282 | 16101.6 | 2.525 | 3.56 |  | 207672.282 | 16101.6 | 3.56 |  | 3.56 |  | 3.56 |  | 3.56 |  | 3.56 |  | 3.56 |  | 3.56 |  | 3.56 | 3.56 | Not Coal Steam or O/G Steam | 0.034285 | 0.034285 |  | 3.159%
Vermillion Generating Station | Indiana | X | X | X | 55111 | 7 | 3926 | Combustion Turbine |  |  |  | Combustion turbine |  |  |  |  | 3.335 | 201118.965 | 15550.27 | 2.8513 | 3.335 |  | 201118.965 | 15550.27 | 3.335 |  | 3.335 |  | 3.335 |  | 3.335 |  | 3.335 |  | 3.335 |  | 3.335 |  | 3.335 | 3.335 | Not Coal Steam or O/G Steam | 0.033164 | 0.033164 |  | 4.002%
Vermillion Generating Station | Indiana | X | X | X | 55111 | 8 | 3927 | Combustion Turbine |  |  |  | Combustion turbine |  |  |  |  | 2.854 | 189166.961 | 14755.05 | 2.4913 | 2.854 |  | 189166.961 | 14755.05 | 2.854 |  | 2.854 |  | 2.854 |  | 2.854 |  | 2.854 |  | 2.854 |  | 2.854 |  | 2.854 | 2.854 | Not Coal Steam or O/G Steam | 0.030174 | 0.030174 |  | 3.602%
Wabash River Highland Plant | Indiana | X | X | X | 57842 | 1 | 720 | Combustion Turbine |  |  |  | Combustion turbine |  |  |  |  | 10.224 | 421592.428 | 37986.31 | 12.0543 | 10.224 |  | 421592.428 | 37986.31 | 10.224 |  | 10.224 |  | 10.224 |  | 10.224 |  | 10.224 |  | 10.224 |  | 10.224 |  | 10.224 | 10.224 | Not Coal Steam or O/G Steam | 0.048502 | 0.048502 |  | 7.058%
Wheatland Generating Facility LLC | Indiana | X | X | X | 55224 | EU-01 | 4183 | Combustion Turbine |  |  |  | Combustion turbine |  |  |  |  | 32.651 | 392553.356 | 30113.83 | 28.9327 | 32.651 |  | 392553.356 | 30113.83 | 32.651 |  | 32.651 |  | 32.651 |  | 32.651 |  | 32.651 |  | 32.651 |  | 32.651 |  | 32.651 | 32.651 | Not Coal Steam or O/G Steam | 0.16635 | 0.16635 |  | 5.738%
Wheatland Generating Facility LLC | Indiana | X | X | X | 55224 | EU-02 | 4184 | Combustion Turbine |  |  |  | Combustion turbine |  |  |  |  | 28.163 | 364140.86 | 27712.88 | 25.5013 | 28.163 |  | 364140.86 | 27712.88 | 28.163 |  | 28.163 |  | 28.163 |  | 28.163 |  | 28.163 |  | 28.163 |  | 28.163 |  | 28.163 | 28.163 | Not Coal Steam or O/G Steam | 0.15468 | 0.15468 |  | 5.823%
Wheatland Generating Facility LLC | Indiana | X | X | X | 55224 | EU-03 | 4185 | Combustion Turbine |  |  |  | Combustion turbine |  |  |  |  | 29.236 | 320091.362 | 24022.31 | 24.192 | 29.236 |  | 320091.362 | 24022.31 | 29.236 |  | 29.236 |  | 29.236 |  | 29.236 |  | 29.236 |  | 29.236 |  | 29.236 |  | 29.236 | 29.236 | Not Coal Steam or O/G Steam | 0.18267 | 0.18267 |  | 4.722%
Wheatland Generating Facility LLC | Indiana | X | X | X | 55224 | EU-04 | 4186 | Combustion Turbine |  |  |  | Combustion turbine |  |  |  |  | 26.254 | 413948.811 | 31011.48 | 20.8383 | 26.254 |  | 413948.811 | 31011.48 | 26.254 |  | 26.254 |  | 26.254 |  | 26.254 |  | 26.254 |  | 26.254 |  | 26.254 |  | 26.254 | 26.254 | Not Coal Steam or O/G Steam | 0.12685 | 0.12685 |  | 5.606%
Whitewater Valley | Indiana | X | X | X | 1040 | 1 | 729 | Coal Steam |  |  |  | Dry bottom wall-fired boiler |  |  | Y | 35 | 17.309 | 107361.847 | 9609.24 | 19.041 | 17.309 |  | 107361.847 | 9609.24 | 17.309 |  | 17.309 |  | 17.309 |  | 17.309 |  | 17.309 |  | 17.309 |  | 17.309 |  | 12.9817 | 12.9817 | Coal Steam Under 100 MW, SNCR Retrofit | 0.32244 | 0.24183 |  | 7.329%
Whitewater Valley | Indiana | X | X | X | 1040 | 2 | 730 | Coal Steam |  |  |  | Tangentially-fired |  |  | Y | 65 | 37.351 | 220760.862 | 19619.47 | 50.9337 | 37.351 |  | 220760.862 | 19619.47 | 37.351 |  | 37.351 |  | 37.351 |  | 37.351 |  | 37.351 | Common Stack SOA | 37.351 |  | 37.351 | Common Stack SOA | 28.0132 | 28.0132 | Coal Steam Under 100 MW, SNCR Retrofit | 0.33838 | 0.25379 |  | 10.21%
Whiting Clean Energy, Inc. | Indiana | X | X | X | 55259 | CT1 | 4357 | Combined Cycle |  |  |  | Combined cycle | Y |  |  |  | 22.094 | 5531026.1 | 474348 | 19.6997 | 22.094 |  | 5531026.1 | 474348 | 22.094 |  | 22.094 |  | 22.094 |  | 22.094 |  | 22.094 |  | 22.094 |  | 22.094 |  | 22.094 | 22.094 | Not Coal Steam or O/G Steam | 0.0079891 | 0.0079891 |  | 44.64%
Whiting Clean Energy, Inc. | Indiana | X | X | X | 55259 | CT2 | 4358 | Combined Cycle |  |  |  | Combined cycle | Y |  |  |  | 20.682 | 5167453.612 | 438924.72 | 22.762 | 20.682 |  | 5167453.612 | 438924.72 | 20.682 |  | 20.682 |  | 20.682 |  | 20.682 |  | 20.682 |  | 20.682 |  | 20.682 |  | 20.682 | 20.682 | Not Coal Steam or O/G Steam | 0.0080047 | 0.0080047 |  | 50.94%
Worthington Generation | Indiana | X | X | X | 55148 | 1 | 4017 | Combustion Turbine |  |  |  | Combustion turbine |  |  |  |  | 10.74 | 244981.774 | 23762.78 | 7.855 | 10.74 |  | 244981.774 | 23762.78 | 10.74 |  | 10.74 |  | 10.74 |  | 10.74 |  | 10.74 |  | 10.74 |  | 10.74 |  | 10.74 | 10.74 | Not Coal Steam or O/G Steam | 0.08768 | 0.08768 |  | 9.906%
Worthington Generation | Indiana | X | X | X | 55148 | 2 | 4018 | Combustion Turbine |  |  |  | Combustion turbine |  |  |  |  | 9.814 | 218157.406 | 21001.1 | 7.379 | 9.814 |  | 218157.406 | 21001.1 | 9.814 |  | 9.814 |  | 9.814 |  | 9.814 |  | 9.814 |  | 9.814 |  | 9.814 |  | 9.814 | 9.814 | Not Coal Steam or O/G Steam | 0.089972 | 0.089972 |  | 8.993%
Worthington Generation | Indiana | X | X | X | 55148 | 3 | 4019 | Combustion Turbine |  |  |  | Combustion turbine |  |  |  |  | 9.375 | 220657.9 | 20559.88 | 7.1817 | 9.375 |  | 220657.9 | 20559.88 | 9.375 |  | 9.375 |  | 9.375 |  | 9.375 |  | 9.375 |  | 9.375 |  | 9.375 |  | 9.375 | 9.375 | Not Coal Steam or O/G Steam | 0.084973 | 0.084973 |  | 9.136%
Worthington Generation | Indiana | X | X | X | 55148 | 4 | 4020 | Combustion Turbine |  |  |  | Combustion turbine |  |  |  |  | 10.141 | 231219.752 | 21645.94 | 7.6433 | 10.141 |  | 231219.752 | 21645.94 | 10.141 |  | 10.141 |  | 10.141 |  | 10.141 |  | 10.141 |  | 10.141 |  | 10.141 |  | 10.141 | 10.141 | Not Coal Steam or O/G Steam | 0.087717 | 0.087717 |  | 9.316%
Ames | Iowa |  |  |  | 1122 | 7 | 767 | O/G Steam |  |  |  | Tangentially-fired |  |  |  | 32 | 59.644 | 1102101.412 | 76862.87 | 48.8277 | 59.644 |  | 1102101.412 | 76862.87 | 59.644 |  | 59.644 |  | 59.644 |  | 59.644 |  | 59.644 |  | 59.644 |  | 59.644 |  | 59.644 | 59.644 | O/G Steam Under 100 MW | 0.10824 | 0.10824 |  | 40.77%
Ames | Iowa |  |  |  | 1122 | 8 | 768 | O/G Steam |  |  |  | Dry bottom wall-fired boiler |  |  |  | 63 | 30.003 | 505757.856 | 39253.07 | 28.556 | 30.003 |  | 505757.856 | 39253.07 | 30.003 |  | 30.003 |  | 30.003 |  | 30.003 |  | 30.003 |  | 30.003 |  | 30.003 |  | 30.003 | 30.003 | O/G Steam Under 100 MW | 0.11865 | 0.11865 |  | 13.89%
Burlington (IA) | Iowa |  |  |  | 1104 | 1 | 764 | O/G Steam |  |  |  | Tangentially-fired |  |  |  | 214 | 318.674 | 4708421.191 | 449525.06 | 363.931 | 318.674 |  | 4708421.191 | 449525.06 | 318.674 |  | 318.674 |  | 318.674 |  | 318.674 |  | 318.674 |  | 318.674 |  | 318.674 |  | 194.6502 | 70.6263 | O/G Steam SCR Retrofit | 0.13536 | 0.03 |  | 52.98%
Dayton Avenue Substation | Iowa |  |  |  | 6463 | GT2 | 89535 | Combustion Turbine |  |  |  | Combustion turbine |  |  |  |  | 0.306 | 4003.9 | 358.56 | 0.34 | 0.306 |  | 4003.9 | 358.56 | 0.306 |  | 0.306 |  | 0.306 |  | 0.306 |  | 0.306 |  | 0.306 |  | 0.306 |  | 0.306 | 0.306 | Not Coal Steam or O/G Steam | 0.15285 | 0.15285 |  | 0.3314%
Earl F Wisdom | Iowa |  |  |  | 1217 | 1 | 806 | O/G Steam |  |  |  | Dry bottom wall-fired boiler |  |  |  | 38 | 0.599 | 12027.767 | 853.16 | 1.6997 | 0.599 |  | 12027.767 | 853.16 | 0.599 |  | 0.599 |  | 0.599 |  | 0.599 |  | 0.599 |  | 0.599 |  | 0.599 |  | 0.599 | 0.599 | O/G Steam Under 100 MW | 0.099603 | 0.099603 |  | 2.319%
Earl F Wisdom | Iowa |  |  |  | 1217 | 2 | 89384 | Combustion Turbine |  |  |  | Combustion turbine |  |  |  |  | 0.177 | 8376.617 | 645.32 | 2.2077 | 0.177 |  | 8376.617 | 645.32 | 0.177 |  | 0.177 |  | 0.177 |  | 0.177 |  | 0.177 |  | 0.177 |  | 0.177 |  | 0.177 | 0.177 | Not Coal Steam or O/G Steam | 0.04226 | 0.04226 |  | 3.296%
Electrifarm | Iowa |  |  |  | 6063 | 1 | 90086 | Combustion Turbine |  |  |  | Combustion turbine |  |  |  |  | 4.351 | 22541.5 | 1480 | 2.4693 | 4.351 |  | 22541.5 | 1480 | 4.351 |  | 4.351 |  | 4.351 |  | 4.351 |  | 4.351 |  | 4.351 |  | 4.351 |  | 4.351 | 4.351 | Not Coal Steam or O/G Steam | 0.38604 | 0.38604 |  | 0.413%
Electrifarm | Iowa |  |  |  | 6063 | 2 | 90087 | Combustion Turbine |  |  |  | Combustion turbine |  |  |  |  | 3.275 | 25690 | 1470 | 1.915 | 3.275 |  | 25690 | 1470 | 3.275 |  | 3.275 |  | 3.275 |  | 3.275 |  | 3.275 |  | 3.275 |  | 3.275 |  | 3.275 | 3.275 | Not Coal Steam or O/G Steam | 0.25496 | 0.25496 |  | 0.4529%
Electrifarm | Iowa |  |  |  | 6063 | 3 | 90088 | Combustion Turbine |  |  |  | Combustion turbine |  |  |  |  | 6.721 | 49787.2 | 3309 | 3.2803 | 6.721 |  | 49787.2 | 3309 | 6.721 |  | 6.721 |  | 6.721 |  | 6.721 |  | 6.721 |  | 6.721 |  | 6.721 |  | 6.721 | 6.721 | Not Coal Steam or O/G Steam | 0.26999 | 0.26999 |  | 0.7153%
Emery Station | Iowa |  |  |  | 8031 | 11 | 88332 | Combined Cycle |  |  |  | Combined cycle | Y |  |  |  | 15.438 | 3546941.232 | 480511.18 | 13.767 | 15.438 |  | 3546941.232 | 480511.18 | 15.438 |  | 15.438 |  | 15.438 |  | 15.438 |  | 15.438 |  | 15.438 |  | 15.438 |  | 15.438 | 15.438 | Not Coal Steam or O/G Steam | 0.008705 | 0.008705 |  | 37.58%
Emery Station | Iowa |  |  |  | 8031 | 12 | 88333 | Combined Cycle |  |  |  | Combined cycle | Y |  |  |  | 19.902 | 3592682.183 | 484484.76 | 18.184 | 19.902 |  | 3592682.183 | 484484.76 | 19.902 |  | 19.902 |  | 19.902 |  | 19.902 |  | 19.902 |  | 19.902 |  | 19.902 |  | 19.902 | 19.902 | Not Coal Steam or O/G Steam | 0.011079 | 0.011079 |  | 44.66%
Exira Station | Iowa |  |  |  | 56013 | U-1 | 89307 | Combustion Turbine |  |  |  | Combustion turbine |  |  |  |  | 10.993 | 231152.684 | 22922.24 | 11.1953 | 10.993 |  | 231152.684 | 22922.24 | 10.993 |  | 10.993 |  | 10.993 |  | 10.993 |  | 10.993 |  | 10.993 |  | 10.993 |  | 10.993 | 10.993 | Not Coal Steam or O/G Steam | 0.095115 | 0.095115 |  | 12.95%
Exira Station | Iowa |  |  |  | 56013 | U-2 | 89308 | Combustion Turbine |  |  |  | Combustion turbine |  |  |  |  | 10.985 | 220768.827 | 21729.23 | 11.3433 | 10.985 |  | 220768.827 | 21729.23 | 10.985 |  | 10.985 |  | 10.985 |  | 10.985 |  | 10.985 |  | 10.985 |  | 10.985 |  | 10.985 | 10.985 | Not Coal Steam or O/G Steam | 0.099516 | 0.099516 |  | 12.75%
Exira Station | Iowa |  |  |  | 56013 | U-3 | 89719 | Combustion Turbine |  |  |  | Combustion turbine |  |  |  |  | 10.905 | 227500.008 | 22342.06 | 11.2647 | 10.905 |  | 227500.008 | 22342.06 | 10.905 |  | 10.905 |  | 10.905 |  | 10.905 |  | 10.905 |  | 10.905 |  | 10.905 |  | 10.905 | 10.905 | Not Coal Steam or O/G Steam | 0.095868 | 0.095868 |  | 13%
George Neal North | Iowa |  |  |  | 1091 | 3 | 762 | Coal Steam |  |  |  | Dry bottom wall-fired boiler |  | Y |  | 515 | 1124.244 | 11236283.01 | 1081528.42 | 808.2367 | 1124.244 |  | 11236283.01 | 1081528.42 | 1124.244 |  | 1124.244 |  | 1124.244 |  | 1124.244 |  | 1124.244 |  | 1124.244 |  | 1124.244 |  | 702.5755 | 280.9071 | Coal Steam SCR Retrofit | 0.20011 | 0.05 |  | 35.81%
George Neal South | Iowa |  |  |  | 7343 | 4 | 3101 | Coal Steam |  |  |  | Dry bottom wall-fired boiler |  | Y |  | 645 | 1104.107 | 11519642.189 | 1258048.82 | 791.1237 | 1104.107 |  | 11519642.189 | 1258048.82 | 1104.107 |  | 1104.107 |  | 1104.107 |  | 1104.107 |  | 1104.107 |  | 1043.6796 | Y | 1043.6796 |  | 665.8353 | 287.9911 | Coal Steam SCR Retrofit | 0.1812 | 0.05 |  | 31.9%
Greater Des Moines Energy Center | Iowa |  |  |  | 7985 | 1 | 9886 | Combined Cycle |  |  |  | Combined cycle | Y |  |  |  | 12.747 | 2698173.343 | 238078.89 | 7.6427 | 12.747 |  | 2698173.343 | 238078.89 | 12.747 |  | 12.747 |  | 12.747 |  | 12.747 |  | 12.747 |  | 12.747 |  | 12.747 |  | 12.747 | 12.747 | Not Coal Steam or O/G Steam | 0.0094486 | 0.0094486 |  | 21.37%
Greater Des Moines Energy Center | Iowa |  |  |  | 7985 | 2 | 9887 | Combined Cycle |  |  |  | Combined cycle | Y |  |  |  | 12.507 | 2667450.802 | 236049.41 | 8.1973 | 12.507 |  | 2667450.802 | 236049.41 | 12.507 |  | 12.507 |  | 12.507 |  | 12.507 |  | 12.507 |  | 12.507 |  | 12.507 |  | 12.507 | 12.507 | Not Coal Steam or O/G Steam | 0.0093775 | 0.0093775 |  | 22.53%
Lansing | Iowa |  |  |  | 1047 | 4 | 739 | Coal Steam |  |  | 2023 | Dry bottom turbo-fired boiler | Y |  |  | 248 | 102.689 | 5059155.998 | 481104.12 | 72.515 | 0 | Y | 0 | 0 | 0 |  | 0 |  | 0 |  | 0 |  | 0 |  | 0 |  | 0 |  | 0 | 0 | Retired | 0 | 0 |  | 28.86%
Lime Creek | Iowa |  |  |  | 7155 | **1 | 2969 | Combustion Turbine |  |  |  | Combustion turbine |  |  |  |  | 1.111 | 9918.776 | 631.74 | 0.597 | 1.111 |  | 9918.776 | 631.74 | 1.111 |  | 1.111 |  | 1.111 |  | 1.111 |  | 1.111 |  | 1.111 |  | 1.111 |  | 1.111 | 1.111 | Not Coal Steam or O/G Steam | 0.22402 | 0.22402 |  | 0.2138%
Lime Creek | Iowa |  |  |  | 7155 | **2 | 2970 | Combustion Turbine |  |  |  | Combustion turbine |  |  |  |  | 0.826 | 7425.485 | 540.7 | 0.45133 | 0.826 |  | 7425.485 | 540.7 | 0.826 |  | 0.826 |  | 0.826 |  | 0.826 |  | 0.826 |  | 0.826 |  | 0.826 |  | 0.826 | 0.826 | Not Coal Steam or O/G Steam | 0.22248 | 0.22248 |  | 0.172%
Louisa | Iowa |  |  |  | 6664 | 101 | 2901 | Coal Steam |  |  |  | Dry bottom wall-fired boiler |  |  |  | 746 | 2020.558 | 23659842.905 | 2574796.3 | 1423.531 | 2020.558 |  | 23659842.905 | 2574796.3 | 2020.558 |  | 2020.558 |  | 2020.558 |  | 2020.558 |  | 2020.558 |  | 2020.558 |  | 2020.558 |  | 1306.027 | 591.4961 | Coal Steam SCR Retrofit | 0.1708 | 0.05 |  | 56.69%
Marshalltown CTs | Iowa |  |  |  | 1068 | 1A | 89836 | Combustion Turbine |  |  |  | Combustion turbine |  |  |  |  | 8.452 | 75094.37 | 5521.94 | 6.303 | 8.452 |  | 75094.37 | 5521.94 | 8.452 |  | 8.452 |  | 8.452 |  | 8.452 |  | 8.452 |  | 8.452 |  | 8.452 |  | 8.452 | 8.452 | Not Coal Steam or O/G Steam | 0.2251 | 0.2251 |  | 3.016%
Marshalltown CTs | Iowa |  |  |  | 1068 | 1B | 89841 | Combustion Turbine |  |  |  | Combustion turbine |  |  |  |  | 10.689 | 82601.767 | 6057.14 | 8.009 | 10.689 |  | 82601.767 | 6057.14 | 10.689 |  | 10.689 |  | 10.689 |  | 10.689 |  | 10.689 |  | 10.689 |  | 10.689 |  | 10.689 | 10.689 | Not Coal Steam or O/G Steam | 0.25881 | 0.25881 |  | 3.325%
Marshalltown CTs | Iowa |  |  |  | 1068 | 2A | 89842 | Combustion Turbine |  |  |  | Combustion turbine |  |  |  |  | 14.24 | 113806.534 | 9172.54 | 10.4183 | 14.24 |  | 113806.534 | 9172.54 | 14.24 |  | 14.24 |  | 14.24 |  | 14.24 |  | 14.24 |  | 14.24 |  | 14.24 |  | 14.24 | 14.24 | Not Coal Steam or O/G Steam | 0.25025 | 0.25025 |  | 4.458%
Marshalltown CTs | Iowa |  |  |  | 1068 | 2B | 89843 | Combustion Turbine |  |  |  | Combustion turbine |  |  |  |  | 14.098 | 110004.687 | 8849.66 | 10.1173 | 14.098 |  | 110004.687 | 8849.66 | 14.098 |  | 14.098 |  | 14.098 |  | 14.098 |  | 14.098 |  | 14.098 |  | 14.098 |  | 14.098 | 14.098 | Not Coal Steam or O/G Steam | 0.25632 | 0.25632 |  | 4.244%
Marshalltown CTs | Iowa |  |  |  | 1068 | 3A | 89844 | Combustion Turbine |  |  |  | Combustion turbine |  |  |  |  | 17.283 | 127017.078 | 9876.34 | 11.9587 | 17.283 |  | 127017.078 | 9876.34 | 17.283 |  | 17.283 |  | 17.283 |  | 17.283 |  | 17.283 |  | 17.283 |  | 17.283 |  | 17.283 | 17.283 | Not Coal Steam or O/G Steam | 0.27214 | 0.27214 |  | 4.699%
Marshalltown CTs | Iowa |  |  |  | 1068 | 3B | 89845 | Combustion Turbine |  |  |  | Combustion turbine |  |  |  |  | 17.465 | 127972.706 | 9962.57 | 11.963 | 17.465 |  | 127972.706 | 9962.57 | 17.465 |  | 17.465 |  | 17.465 |  | 17.465 |  | 17.465 |  | 17.465 |  | 17.465 |  | 17.465 | 17.465 | Not Coal Steam or O/G Steam | 0.27295 | 0.27295 |  | 4.701%
Marshalltown Generating Station | Iowa |  |  |  | 58236 | CT1 | 90919 | Combined Cycle |  |  |  | Combined cycle | Y |  |  |  | 14.91 | 4340176.027 | 597229.71 | 16.403 | 14.91 |  | 4340176.027 | 597229.71 | 14.91 |  | 14.91 |  | 14.91 |  | 14.91 |  | 14.91 |  | 14.91 |  | 14.91 |  | 14.91 | 14.91 | Not Coal Steam or O/G Steam | 0.0068707 | 0.0068707 |  | 60.19%
Marshalltown Generating Station | Iowa |  |  |  | 58236 | CT2 | 90920 | Combined Cycle |  |  |  | Combined cycle | Y |  |  |  | 14.631 | 4129702.156 | 569160.89 | 15.972 | 14.631 |  | 4129702.156 | 569160.89 | 14.631 |  | 14.631 |  | 14.631 |  | 14.631 |  | 14.631 |  | 14.631 |  | 14.631 |  | 14.631 | 14.631 | Not Coal Steam or O/G Steam | 0.0070857 | 0.0070857 |  | 58.27%
Muscatine | Iowa |  |  |  | 1167 | 8 | 787 | Coal Steam | 12 | 2028 | 2029 | Cyclone boiler |  |  |  | 44 | 635.562 | 1623266.249 | 125510.4 | 688.497 | 635.562 |  | 1623266.249 | 125510.4 | 635.562 |  | 635.562 |  | 635.562 |  | 635.562 |  | 635.562 |  | 635.562 |  | 635.562 |  | 476.6715 | 476.6715 | Coal Steam Under 100 MW, SNCR Retrofit | 0.78307 | 0.5873 |  | 43.97%
Muscatine | Iowa |  |  |  | 1167 | 9 | 788 | Coal Steam |  |  |  | Tangentially-fired |  |  |  | 163 | 285.38 | 4543137.099 | 411789.12 | 242.6417 | 285.38 |  | 4543137.099 | 411789.12 | 285.38 |  | 285.38 |  | 285.38 |  | 285.38 |  | 285.38 |  | 285.38 |  | 285.38 |  | 199.4792 | 113.5784 | Coal Steam SCR Retrofit | 0.12563 | 0.05 |  | 41.14%
Ottumwa | Iowa |  |  |  | 6254 | 1 | 2874 | Coal Steam |  |  |  | Tangentially-fired | Y |  |  | 725 | 654.414 | 21193569.607 | 2028786.05 | 762.5517 | 654.414 |  | 21193569.607 | 2028786.05 | 654.414 |  | 654.414 |  | 654.414 |  | 654.414 |  | 654.414 |  | 654.414 |  | 654.414 |  | 654.414 | 654.414 | Existing SCR | 0.061756 | 0.061756 |  | 49.72%
Pleasant Hill Energy Center | Iowa |  |  |  | 7145 | 1 | 90077 | Combustion Turbine |  |  |  | Combustion turbine |  |  |  |  | 3.89 | 30630.2 | 2162 | 1.8627 | 3.89 |  | 30630.2 | 2162 | 3.89 |  | 3.89 |  | 3.89 |  | 3.89 |  | 3.89 |  | 3.89 |  | 3.89 |  | 3.89 | 3.89 | Not Coal Steam or O/G Steam | 0.254 | 0.254 |  | 0.7881%
Pleasant Hill Energy Center | Iowa |  |  |  | 7145 | 2 | 90078 | Combustion Turbine |  |  |  | Combustion turbine |  |  |  |  | 4.285 | 33733.1 | 2183 | 2.4183 | 4.285 |  | 33733.1 | 2183 | 4.285 |  | 4.285 |  | 4.285 |  | 4.285 |  | 4.285 |  | 4.285 |  | 4.285 |  | 4.285 | 4.285 | Not Coal Steam or O/G Steam | 0.25405 | 0.25405 |  | 1.023%
Pleasant Hill Energy Center | Iowa |  |  |  | 7145 | 3 | 2954 | Combustion Turbine |  |  |  | Combustion turbine |  |  |  |  | 4.062 | 60224.939 | 3966.23 | 2.6513 | 4.062 |  | 60224.939 | 3966.23 | 4.062 |  | 4.062 |  | 4.062 |  | 4.062 |  | 4.062 |  | 4.062 |  | 4.062 |  | 4.062 | 4.062 | Not Coal Steam or O/G Steam | 0.13489 | 0.13489 |  | 0.7306%
Prairie Creek | Iowa |  |  |  | 1073 | 3 | 746 | Coal Steam |  |  |  | Dry bottom wall-fired boiler |  |  |  | 26.8 | 187.923 | 1342903.83 |  | 164.5063 | 187.923 |  | 1342903.83 |  | 187.923 |  | 187.923 |  | 187.923 |  | 187.923 |  | 133.6189 | SOA CC | 187.923 |  | 133.6189 | SOA CC | 100.2142 | 100.2142 | Coal Steam Under 100 MW, SNCR Retrofit | 0.199 | 0.14925 |  | 49.73%
Prairie Creek | Iowa |  |  |  | 1073 | 4 | 747 | O/G Steam |  |  |  | Dry bottom wall-fired boiler |  |  |  | 110 | 55.889 | 540536.875 |  | 32.8443 | 55.889 |  | 540536.875 |  | 55.889 |  | 55.889 |  | 55.889 |  | 55.889 |  | 55.889 |  | 55.889 |  | 55.889 |  | 55.889 | 55.889 | Oil/Gas Steam Under 150 Tons (2019-2021 Average) | 0.20679 | 0.20679 |  | 4.032%
Streeter Station | Iowa |  |  |  | 1131 | 7 | 772 | O/G Steam |  |  |  | Dry bottom wall-fired boiler |  |  |  | 37 | 26.914 | 175283 | 12075.16 | 10.5187 | 26.914 |  | 175283 | 12075.16 | 26.914 |  | 26.914 |  | 26.914 |  | 26.914 |  | 26.914 |  | 26.914 |  | 26.914 |  | 26.914 | 26.914 | O/G Steam Under 100 MW | 0.30709 | 0.30709 |  | 3.806%
Summit Lake | Iowa |  |  |  | 1206 | 1G | 89919 | Combustion Turbine |  |  |  | Combustion turbine | [7 empty] | 14.678 | [20 empty] | Not Coal Steam or O/G Steam | 0 | 0 |  | 2.712%
Summit Lake | Iowa |  |  |  | 1206 | 2G | 90041 | Combustion Turbine |  |  |  | Combustion turbine | [7 empty] | 7.76 | [20 empty] | Not Coal Steam or O/G Steam | 0 | 0 |  | 1.603%
Sycamore Combustion Turbine | Iowa |  |  |  | 8029 | 1 | 90084 | Combustion Turbine |  |  |  | Combustion turbine |  |  |  |  | 13.917 | 91528.454 | 4951.03 | 6.3513 | 13.917 |  | 91528.454 | 4951.03 | 13.917 |  | 13.917 |  | 13.917 |  | 13.917 |  | 13.917 |  | 13.917 |  | 13.917 |  | 13.917 | 13.917 | Not Coal Steam or O/G Steam | 0.3041 | 0.3041 |  | 1.05%
Sycamore Combustion Turbine | Iowa |  |  |  | 8029 | 2 | 90085 | Combustion Turbine |  |  |  | Combustion turbine |  |  |  |  | 10.852 | 73988.043 | 3745.75 | 5.66 | 10.852 |  | 73988.043 | 3745.75 | 10.852 |  | 10.852 |  | 10.852 |  | 10.852 |  | 10.852 |  | 10.852 |  | 10.852 |  | 10.852 | 10.852 | Not Coal Steam or O/G Steam | 0.29334 | 0.29334 |  | 0.9597%
Walter Scott Jr. Energy Center | Iowa |  |  |  | 1082 | 3 | 756 | Coal Steam |  |  |  | Dry bottom wall-fired boiler |  |  |  | 708 | 2596.163 | 20651146.73 | 2033266.99 | 2080.2623 | 2596.163 |  | 20651146.73 | 2033266.99 | 2596.163 |  | 2596.163 |  | 2596.163 |  | 2596.163 |  | 2596.163 |  | 2596.163 |  | 2596.163 |  | 1556.2208 | 516.2787 | Coal Steam SCR Retrofit | 0.25143 | 0.05 |  | 59.4%
Walter Scott Jr. Energy Center | Iowa |  |  |  | 1082 | 4 | 89556 | Coal Steam |  |  |  | Dry bottom wall-fired boiler | Y |  |  | 814 | 508.124 | 17411313.963 | 1854538 | 464.685 | 508.124 |  | 17411313.963 | 1854538 | 508.124 |  | 508.124 |  | 508.124 |  | 508.124 |  | 508.124 |  | 508.124 |  | 508.124 |  | 508.124 | 508.124 | Existing SCR | 0.058367 | 0.058367 |  | 59.73%
Chanute 2 | Kansas |  |  |  | 1268 | 14 | 2247 | Combustion Turbine |  |  |  | Combustion turbine |  |  |  |  | 31.946 | 670397.467 | 50865.16 | 46.6253 | 31.946 |  | 670397.467 | 50865.16 | 31.946 |  | 31.946 |  | 31.946 |  | 31.946 |  | 31.946 |  | 31.946 |  | 31.946 |  | 31.946 | 31.946 | Not Coal Steam or O/G Steam | 0.095305 | 0.095305 |  | 40.36%
Cimarron River | Kansas |  |  |  | 1230 | 1 | 808 | O/G Steam |  |  |  | Dry bottom wall-fired boiler |  |  |  | 52 | 0.901 | 7145.573 | 578.24 | 0.83567 | 0.901 |  | 7145.573 | 578.24 | 0.901 |  | 0.901 |  | 0.901 |  | 0.901 |  | 0.901 |  | 0.901 |  | 0.901 |  | 0.901 | 0.901 | O/G Steam Under 100 MW | 0.25218 | 0.25218 |  | 0.3162%
Clifton Station | Kansas |  |  |  | 8037 | CL1 | 90747 | Combustion Turbine |  |  |  | Combustion turbine |  |  |  |  | 19.834 | 185164.71 | 7392.49 | 11.1843 | 19.834 |  | 185164.71 | 7392.49 | 19.834 |  | 19.834 |  | 19.834 |  | 19.834 |  | 19.834 |  | 19.834 |  | 19.834 |  | 19.834 | 19.834 | Not Coal Steam or O/G Steam | 0.21423 | 0.21423 |  | 1.933%
Coffeyville | Kansas |  |  |  | 1271 | 4 | 841 | O/G Steam |  |  |  | Dry bottom wall-fired boiler |  |  |  | 37 | 0.188 | 2564.945 | 176.43 | 8.4027 | 0.188 |  | 2564.945 | 176.43 | 0.188 |  | 0.188 |  | 0.188 |  | 0.188 |  | 0.188 |  | 0.188 |  | 0.188 |  | 0.188 | 0.188 | O/G Steam Under 100 MW | 0.14659 | 0.14659 |  | 5.984%
East 12th Street | Kansas |  |  |  | 7013 | 4 | 2915 | O/G Steam |  |  |  | Dry bottom wall-fired boiler |  |  |  | 26 | 2.767 | 19751.8 | 2180 | 8.9897 | 2.767 |  | 19751.8 | 2180 | 2.767 |  | 2.767 |  | 2.767 |  | 2.767 |  | 2.767 |  | 2.767 |  | 2.767 |  | 2.767 | 2.767 | O/G Steam Under 100 MW | 0.28018 | 0.28018 |  | 4.899%
Emporia Energy Center | Kansas |  |  |  | 56502 | EEC1 | 89850 | Combustion Turbine |  |  |  | Combustion turbine |  |  |  |  | 2.545 | 56133.067 | 4550.13 | 13.277 | 2.545 |  | 56133.067 | 4550.13 | 2.545 |  | 2.545 |  | 2.545 |  | 2.545 |  | 2.545 |  | 2.545 |  | 2.545 |  | 2.545 | 2.545 | Not Coal Steam or O/G Steam | 0.090677 | 0.090677 |  | 15.47%
Emporia Energy Center | Kansas |  |  |  | 56502 | EEC2 | 89851 | Combustion Turbine |  |  |  | Combustion turbine |  |  |  |  | 3.861 | 86042.973 | 6911.13 | 4.842 | 3.861 |  | 86042.973 | 6911.13 | 3.861 |  | 3.861 |  | 3.861 |  | 3.861 |  | 3.861 |  | 3.861 |  | 3.861 |  | 3.861 | 3.861 | Not Coal Steam or O/G Steam | 0.089746 | 0.089746 |  | 5.941%
Emporia Energy Center | Kansas |  |  |  | 56502 | EEC3 | 89852 | Combustion Turbine |  |  |  | Combustion turbine |  |  |  |  | 2.942 | 65789.597 | 5177.92 | 12.2103 | 2.942 |  | 65789.597 | 5177.92 | 2.942 |  | 2.942 |  | 2.942 |  | 2.942 |  | 2.942 |  | 2.942 |  | 2.942 |  | 2.942 | 2.942 | Not Coal Steam or O/G Steam | 0.089437 | 0.089437 |  | 14.62%
Emporia Energy Center | Kansas |  |  |  | 56502 | EEC4 | 89853 | Combustion Turbine |  |  |  | Combustion turbine |  |  |  |  | 4.261 | 93785.485 | 7343.86 | 9.8 | 4.261 |  | 93785.485 | 7343.86 | 4.261 |  | 4.261 |  | 4.261 |  | 4.261 |  | 4.261 |  | 4.261 |  | 4.261 |  | 4.261 | 4.261 | Not Coal Steam or O/G Steam | 0.090867 | 0.090867 |  | 11.59%
Emporia Energy Center | Kansas |  |  |  | 56502 | EEC5 | 89854 | Combustion Turbine |  |  |  | Combustion turbine |  |  |  |  | 7.548 | 420695.228 | 34548.87 | 12.5377 | 7.548 |  | 420695.228 | 34548.87 | 7.548 |  | 7.548 |  | 7.548 |  | 7.548 |  | 7.548 |  | 7.548 |  | 7.548 |  | 7.548 | 7.548 | Not Coal Steam or O/G Steam | 0.035883 | 0.035883 |  | 10.18%
Emporia Energy Center | Kansas |  |  |  | 56502 | EEC6 | 89855 | Combustion Turbine |  |  |  | Combustion turbine |  |  |  |  | 6.609 | 345526.795 | 28263.59 | 11.349 | 6.609 |  | 345526.795 | 28263.59 | 6.609 |  | 6.609 |  | 6.609 |  | 6.609 |  | 6.609 |  | 6.609 |  | 6.609 |  | 6.609 | 6.609 | Not Coal Steam or O/G Steam | 0.038255 | 0.038255 |  | 9.081%
Emporia Energy Center | Kansas |  |  |  | 56502 | EEC7 | 89856 | Combustion Turbine |  |  |  | Combustion turbine |  |  |  |  | 7.716 | 408956.524 | 34816.14 | 13.8413 | 7.716 |  | 408956.524 | 34816.14 | 7.716 |  | 7.716 |  | 7.716 |  | 7.716 |  | 7.716 |  | 7.716 |  | 7.716 |  | 7.716 | 7.716 | Not Coal Steam or O/G Steam | 0.037735 | 0.037735 |  | 10.63%
Fort Dodge aka Judson Large | Kansas |  |  |  | 1233 | 4 | 810 | O/G Steam |  |  |  | Dry bottom wall-fired boiler |  |  |  | 147 | 1.074 | 15957.547 | 1409.32 | 2.4413 | 1.074 |  | 15957.547 | 1409.32 | 1.074 |  | 1.074 |  | 1.074 |  | 1.074 |  | 1.074 |  | 1.074 |  | 1.074 |  | 1.074 | 1.074 | Oil/Gas Steam Under 150 Tons (2019-2021 Average) | 0.13461 | 0.13461 |  | 0.5582%
Garden City | Kansas |  |  |  | 1336 | S-2 | 871 | O/G Steam |  |  |  | Tangentially-fired |  |  |  | 93 | 0.85 | 11998.283 | 1061.4 | 6.2493 | 0.85 |  | 11998.283 | 1061.4 | 0.85 |  | 0.85 |  | 0.85 |  | 0.85 |  | 0.85 |  | 0.85 |  | 0.85 |  | 0.85 | 0.85 | O/G Steam Under 100 MW | 0.14169 | 0.14169 |  | 1.008%
Garden City | Kansas |  |  |  | 1336 | S-4 | 90745 | Combustion Turbine |  |  |  | Combustion turbine |  |  |  |  | 4.631 | 42582.758 | 2543.81 | 7.2353 | 4.631 |  | 42582.758 | 2543.81 | 4.631 |  | 4.631 |  | 4.631 |  | 4.631 |  | 4.631 |  | 4.631 |  | 4.631 |  | 4.631 | 4.631 | Not Coal Steam or O/G Steam | 0.21751 | 0.21751 |  | 2.339%
Garden City | Kansas |  |  |  | 1336 | S-5 | 90746 | Combustion Turbine |  |  |  | Combustion turbine |  |  |  |  | 4.64 | 43731.604 | 2965.31 | 7.814 | 4.64 |  | 43731.604 | 2965.31 | 4.64 |  | 4.64 |  | 4.64 |  | 4.64 |  | 4.64 |  | 4.64 |  | 4.64 |  | 4.64 | 4.64 | Not Coal Steam or O/G Steam | 0.2122 | 0.2122 |  | 2.961%
Gordon Evans Energy Center | Kansas |  |  |  | 1240 | E1CT | 816 | Combustion Turbine |  |  |  | Combustion turbine |  |  |  |  | 5.606 | 320043.987 | 26135.5 | 4.7357 | 5.606 |  | 320043.987 | 26135.5 | 5.606 |  | 5.606 |  | 5.606 |  | 5.606 |  | 5.606 |  | 5.606 |  | 5.606 |  | 5.606 | 5.606 | Not Coal Steam or O/G Steam | 0.035033 | 0.035033 |  | 8.327%
Gordon Evans Energy Center | Kansas |  |  |  | 1240 | E2CT | 817 | Combustion Turbine |  |  |  | Combustion turbine |  |  |  |  | 4.359 | 267479.331 | 21257.34 | 3.7103 | 4.359 |  | 267479.331 | 21257.34 | 4.359 |  | 4.359 |  | 4.359 |  | 4.359 |  | 4.359 |  | 4.359 |  | 4.359 |  | 4.359 | 4.359 | Not Coal Steam or O/G Steam | 0.032593 | 0.032593 |  | 6.749%
Gordon Evans Energy Center | Kansas |  |  |  | 1240 | E3CT | 818 | Combustion Turbine |  |  |  | Combustion turbine |  |  |  |  | 7.711 | 536709.914 | 48094.12 | 17.3477 | 7.711 |  | 536709.914 | 48094.12 | 7.711 |  | 7.711 |  | 7.711 |  | 7.711 |  | 7.711 |  | 7.711 |  | 7.711 |  | 7.711 | 7.711 | Not Coal Steam or O/G Steam | 0.028734 | 0.028734 |  | 13.09%
Great Bend Station aka Arthur Mullergren | Kansas |  |  |  | 1235 | 3 | 811 | O/G Steam |  |  |  | Dry bottom wall-fired boiler |  |  |  | 93 | 0.851 | 9564.3 | 849.53 | 1.313 | 0.851 |  | 9564.3 | 849.53 | 0.851 |  | 0.851 |  | 0.851 |  | 0.851 |  | 0.851 |  | 0.851 |  | 0.851 |  | 0.851 | 0.851 | O/G Steam Under 100 MW | 0.17795 | 0.17795 |  | 0.4807%
Holcomb | Kansas |  |  |  | 108 | SGU1 | 60 | Coal Steam |  |  |  | Dry bottom wall-fired boiler |  |  |  | 359 | 865.594 | 9184054.131 | 955863.82 | 805.4057 | 865.594 |  | 9184054.131 | 955863.82 | 865.594 |  | 865.594 |  | 865.594 |  | 865.594 |  | 865.594 |  | 865.594 |  | 865.594 |  | 547.5977 | 229.6014 | Coal Steam SCR Retrofit | 0.1885 | 0.05 |  | 54.72%
Hutchinson Energy Center | Kansas |  |  |  | 1248 | CT-1 | 90748 | Combustion Turbine |  |  |  | Combustion turbine |  |  |  |  | 7.576 | 21643.7 | 975.39 | 6.8533 | 7.576 |  | 21643.7 | 975.39 | 7.576 |  | 7.576 |  | 7.576 |  | 7.576 |  | 7.576 |  | 7.576 |  | 7.576 |  | 7.576 | 7.576 | Not Coal Steam or O/G Steam | 0.70007 | 0.70007 |  | 0.688%
Hutchinson Energy Center | Kansas |  |  |  | 1248 | CT-2 | 90749 | Combustion Turbine |  |  |  | Combustion turbine |  |  |  |  | 4.388 | 12537.4 | 661.38 | 5.6893 | 4.388 |  | 12537.4 | 661.38 | 4.388 |  | 4.388 |  | 4.388 |  | 4.388 |  | 4.388 |  | 4.388 |  | 4.388 |  | 4.388 | 4.388 | Not Coal Steam or O/G Steam | 0.69999 | 0.69999 |  | 0.5712%
Hutchinson Energy Center | Kansas |  |  |  | 1248 | CT-3 | 90750 | Combustion Turbine |  |  |  | Combustion turbine |  |  |  |  | 5.509 | 15738.5 | 744.64 | 6.099 | 5.509 |  | 15738.5 | 744.64 | 5.509 |  | 5.509 |  | 5.509 |  | 5.509 |  | 5.509 |  | 5.509 |  | 5.509 |  | 5.509 | 5.509 | Not Coal Steam or O/G Steam | 0.70007 | 0.70007 |  | 0.6123%
Hutchinson Energy Center | Kansas |  |  |  | 1248 | CT-4 | 90751 | Combustion Turbine |  |  |  | Combustion turbine |  |  |  |  | 29.917 | 49861.5 | 2550.94 | 12.7123 | 29.917 |  | 49861.5 | 2550.94 | 29.917 |  | 29.917 |  | 29.917 |  | 29.917 |  | 29.917 |  | 29.917 |  | 29.917 |  | 29.917 | 29.917 | Not Coal Steam or O/G Steam | 1.2 | 1.2 |  | 0.4966%
Jeffrey Energy Center | Kansas |  |  |  | 6068 | 1 | 2734 | Coal Steam |  |  |  | Tangentially-fired | Y |  |  | 728 | 400.336 | 19769900.825 | 2052039.1 | 288.1827 | 400.336 |  | 19769900.825 | 2052039.1 | 400.336 |  | 400.336 |  | 400.336 |  | 400.336 |  | 400.336 |  | 400.336 |  | 400.336 |  | 400.336 | 400.336 | Existing SCR | 0.0405 | 0.0405 |  | 47.65%
Jeffrey Energy Center | Kansas |  |  |  | 6068 | 2 | 2735 | Coal Steam |  |  |  | Tangentially-fired |  | Y |  | 733 | 920.223 | 15366515.898 | 1556588.83 | 791.092 | 920.223 |  | 15366515.898 | 1556588.83 | 920.223 |  | 920.223 |  | 920.223 |  | 920.223 |  | 920.223 |  | 920.223 |  | 920.223 |  | 652.1929 | 384.1629 | Coal Steam SCR Retrofit | 0.11977 | 0.05 |  | 42.07%
Jeffrey Energy Center | Kansas |  |  |  | 6068 | 3 | 2736 | Coal Steam |  |  |  | Tangentially-fired |  | Y |  | 728 | 803.216 | 12986536.157 | 1321578.71 | 865.7587 | 803.216 |  | 12986536.157 | 1321578.71 | 803.216 |  | 803.216 |  | 803.216 |  | 803.216 |  | 803.216 |  | 803.216 |  | 803.216 |  | 563.9397 | 324.6634 | Coal Steam SCR Retrofit | 0.1237 | 0.05 |  | 44.97%
La Cygne | Kansas |  |  |  | 1241 | 1 | 819 | Coal Steam |  |  |  | Cyclone boiler | Y |  |  | 736 | 757.439 | 14393489.112 | 1541369.04 | 673.6573 | 757.439 |  | 14393489.112 | 1541369.04 | 757.439 |  | 757.439 |  | 757.439 |  | 575.7396 | Optimize SCR | 575.7396 |  | 575.7396 |  | 575.7396 |  | 575.7396 | 575.7396 | Existing SCR | 0.08 | 0.08 |  | 46.76%
La Cygne | Kansas |  |  |  | 1241 | 2 | 820 | Coal Steam |  |  |  | Dry bottom wall-fired boiler | Y |  |  | 662 | 612.805 | 15996372.919 | 1627051.47 | 700.206 | 612.805 |  | 15996372.919 | 1627051.47 | 612.805 |  | 612.805 |  | 612.805 |  | 612.805 |  | 612.805 |  | 612.805 |  | 612.805 |  | 612.805 | 612.805 | Existing SCR | 0.076618 | 0.076618 |  | 57.57%
Lawrence Energy Center | Kansas |  |  |  | 1250 | 4 | 834 | Coal Steam |  |  | 2024 | Tangentially-fired |  |  |  | 111 | 189.601 | 3034872.726 | 280694.86 | 194.44 | 189.601 |  | 3034872.726 | 280694.86 | 189.601 |  | 189.601 |  | 189.601 |  | 189.601 |  | 189.601 |  | 189.601 |  | 189.601 |  | 132.7364 | 75.8718 | Coal Steam SCR Retrofit | 0.12495 | 0.05 |  | 56.86%
Lawrence Energy Center | Kansas |  |  |  | 1250 | 5 | 835 | Coal Steam |  |  | 2024 | Tangentially-fired |  |  |  | 373 | 531.694 | 8221060.339 | 829597.74 | 544.5567 | 531.694 |  | 8221060.339 | 829597.74 | 531.694 |  | 531.694 |  | 531.694 |  | 531.694 |  | 531.694 |  | 531.694 |  | 531.694 |  | 368.6103 | 205.5265 | Coal Steam SCR Retrofit | 0.12935 | 0.05 |  | 51.94%
McPherson 2 | Kansas |  |  |  | 1305 | GT1 | 90704 | Combustion Turbine |  |  |  | Combustion turbine |  |  |  |  | 12.719 | 57342.2 | 3236.71 | 18.8647 | 12.719 |  | 57342.2 | 3236.71 | 12.719 |  | 12.719 |  | 12.719 |  | 12.719 |  | 12.719 |  | 12.719 |  | 12.719 |  | 12.719 | 12.719 | Not Coal Steam or O/G Steam | 0.44362 | 0.44362 |  | 2.551%
McPherson 2 | Kansas |  |  |  | 1305 | GT2 | 90705 | Combustion Turbine |  |  |  | Combustion turbine |  |  |  |  | 14.161 | 30103.6 | 1786.61 | 16.6627 | 14.161 |  | 30103.6 | 1786.61 | 14.161 |  | 14.161 |  | 14.161 |  | 14.161 |  | 14.161 |  | 14.161 |  | 14.161 |  | 14.161 | 14.161 | Not Coal Steam or O/G Steam | 0.94082 | 0.94082 |  | 1.254%
McPherson 2 | Kansas |  |  |  | 1305 | GT3 | 90706 | Combustion Turbine |  |  |  | Combustion turbine |  |  |  |  | 16.855 | 71125 | 4024.37 | 21.5443 | 16.855 |  | 71125 | 4024.37 | 16.855 |  | 16.855 |  | 16.855 |  | 16.855 |  | 16.855 |  | 16.855 |  | 16.855 |  | 16.855 | 16.855 | Not Coal Steam or O/G Steam | 0.47395 | 0.47395 |  | 2.9%
McPherson Municipal Power Plant #3 | Kansas |  |  |  | 7515 | 1 | 3124 | Combustion Turbine |  |  |  | Combustion turbine |  |  |  |  | 8.354 | 101297.396 | 7710.97 | 7.37 | 8.354 |  | 101297.396 | 7710.97 | 8.354 |  | 8.354 |  | 8.354 |  | 8.354 |  | 8.354 |  | 8.354 |  | 8.354 |  | 8.354 | 8.354 | Not Coal Steam or O/G Steam | 0.16494 | 0.16494 |  | 1.952%
Nearman Creek | Kansas |  |  |  | 6064 | CT4 | 89528 | Combustion Turbine |  |  |  | Combustion turbine |  |  |  |  | 4.662 | 425484.424 | 33559.66 | 3.5733 | 4.662 |  | 425484.424 | 33559.66 | 4.662 |  | 4.662 |  | 4.662 |  | 4.662 |  | 4.662 |  | 4.662 |  | 4.662 |  | 4.662 | 4.662 | Not Coal Steam or O/G Steam | 0.021914 | 0.021914 |  | 4.56%
Nearman Creek | Kansas |  |  |  | 6064 | N1 | 2731 | Coal Steam |  |  |  | Dry bottom wall-fired boiler | Y |  |  | 240 | 853.963 | 7893713.37 | 695684 | 731.266 | 853.963 |  | 7893713.37 | 695684 | 853.963 |  | 853.963 |  | 853.963 |  | 315.7485 | Optimize SCR | 315.7485 |  | 315.7485 |  | 315.7485 |  | 315.7485 | 315.7485 | Existing SCR | 0.08 | 0.08 |  | 74.12%
Osawatomie Generating Station | Kansas |  |  |  | 7928 | 1 | 3383 | Combustion Turbine |  |  |  | Combustion turbine |  |  |  |  | 2.28 | 191017.337 | 16736.62 | 2.0393 | 2.28 |  | 191017.337 | 16736.62 | 2.28 |  | 2.28 |  | 2.28 |  | 2.28 |  | 2.28 |  | 2.28 |  | 2.28 |  | 2.28 | 2.28 | Not Coal Steam or O/G Steam | 0.023872 | 0.023872 |  | 5.082%
Quindaro | Kansas |  |  |  | 1295 | 2 | 856 | O/G Steam |  |  | 2023 |  |  |  |  | 85 |  |  |  |  | 0 | Y | 0 | 0 | 0 |  | 0 |  | 0 |  | 0 |  | 0 |  | 0 |  | 0 |  | 0 | 0 | Retired | 0 | 0
Quindaro | Kansas |  |  |  | 1295 | CT2 | 90731 | Combustion Turbine |  |  |  | Combustion turbine |  |  |  |  | 6.385 | 10640.8 | 404.13 | 18.5983 | 6.385 |  | 10640.8 | 404.13 | 6.385 |  | 6.385 |  | 6.385 |  | 6.385 |  | 6.385 |  | 6.385 |  | 6.385 |  | 6.385 | 6.385 | Not Coal Steam or O/G Steam | 1.2001 | 1.2001 |  | 1.499%
Quindaro | Kansas |  |  |  | 1295 | CT3 | 90732 | Combustion Turbine |  |  |  | Combustion turbine |  |  |  |  | 5.181 | 8635.5 | 375.25 | 17.5183 | 5.181 |  | 8635.5 | 375.25 | 5.181 |  | 5.181 |  | 5.181 |  | 5.181 |  | 5.181 |  | 5.181 |  | 5.181 |  | 5.181 | 5.181 | Not Coal Steam or O/G Steam | 1.1999 | 1.1999 |  | 1.517%
Riverton | Kansas |  |  |  | 1239 | 12 | 89715 | Combined Cycle |  |  |  | Combined cycle | Y |  |  |  | 50.53 | 3910284.352 | 569913.99 | 51.2283 | 50.53 |  | 3910284.352 | 569913.99 | 50.53 |  | 50.53 |  | 50.53 |  | 23.4617 | Optimize SCR | 23.4617 |  | 23.4617 |  | 23.4617 |  | 23.4617 | 23.4617 | Not Coal Steam or O/G Steam | 0.012 | 0.012 |  | 51.79%
West Gardner Generating Station | Kansas |  |  |  | 7929 | 1 | 3391 | Combustion Turbine |  |  |  | Combustion turbine |  |  |  |  | 2.182 | 143561.748 | 11978.27 | 2.4927 | 2.182 |  | 143561.748 | 11978.27 | 2.182 |  | 2.182 |  | 2.182 |  | 2.182 |  | 2.182 |  | 2.182 |  | 2.182 |  | 2.182 | 2.182 | Not Coal Steam or O/G Steam | 0.030398 | 0.030398 |  | 5.392%
West Gardner Generating Station | Kansas |  |  |  | 7929 | 2 | 3392 | Combustion Turbine |  |  |  | Combustion turbine |  |  |  |  | 2.06 | 130773.788 | 10777.73 | 2.6307 | 2.06 |  | 130773.788 | 10777.73 | 2.06 |  | 2.06 |  | 2.06 |  | 2.06 |  | 2.06 |  | 2.06 |  | 2.06 |  | 2.06 | 2.06 | Not Coal Steam or O/G Steam | 0.031505 | 0.031505 |  | 5.391%
West Gardner Generating Station | Kansas |  |  |  | 7929 | 3 | 3393 | Combustion Turbine |  |  |  | Combustion turbine |  |  |  |  | 1.331 | 94403.844 | 7690.5 | 2.179 | 1.331 |  | 94403.844 | 7690.5 | 1.331 |  | 1.331 |  | 1.331 |  | 1.331 |  | 1.331 |  | 1.331 |  | 1.331 |  | 1.331 | 1.331 | Not Coal Steam or O/G Steam | 0.028198 | 0.028198 |  | 4.904%
West Gardner Generating Station | Kansas |  |  |  | 7929 | 4 | 3394 | Combustion Turbine |  |  |  | Combustion turbine |  |  |  |  | 1.455 | 96237.728 | 7917.7 | 1.9963 | 1.455 |  | 96237.728 | 7917.7 | 1.455 |  | 1.455 |  | 1.455 |  | 1.455 |  | 1.455 |  | 1.455 |  | 1.455 |  | 1.455 | 1.455 | Not Coal Steam or O/G Steam | 0.030238 | 0.030238 |  | 3.999%
Big Sandy | Kentucky | X | X | X | 1353 | BSU1 | 872 | O/G Steam |  |  |  | Dry bottom wall-fired boiler |  |  |  | 260 | 235.122 | 3141603.882 | 315080.94 | 419.1607 | 235.122 |  | 3141603.882 | 315080.94 | 235.122 |  | 235.122 |  | 235.122 |  | 235.122 |  | 235.122 |  | 235.122 |  | 235.122 |  | 141.123 | 47.1241 | O/G Steam SCR Retrofit | 0.14968 | 0.03 |  | 46.25%
Bluegrass Generating Station | Kentucky | X | X | X | 55164 | GTG1 | 4034 | Combustion Turbine |  |  |  | Combustion turbine |  |  |  |  | 23.288 | 689510.478 | 60116.74 | 13.669 | 23.288 |  | 689510.478 | 60116.74 | 23.288 |  | 23.288 |  | 23.288 |  | 23.288 |  | 23.288 |  | 23.288 |  | 23.288 |  | 23.288 | 23.288 | Not Coal Steam or O/G Steam | 0.067549 | 0.067549 |  | 5.798%
Bluegrass Generating Station | Kentucky | X | X | X | 55164 | GTG2 | 4035 | Combustion Turbine |  |  |  | Combustion turbine |  |  |  |  | 20.561 | 608207.978 | 53241.66 | 14.0957 | 20.561 |  | 608207.978 | 53241.66 | 20.561 |  | 20.561 |  | 20.561 |  | 20.561 |  | 20.561 |  | 20.561 |  | 20.561 |  | 20.561 | 20.561 | Not Coal Steam or O/G Steam | 0.067612 | 0.067612 |  | 5.954%
Bluegrass Generating Station | Kentucky | X | X | X | 55164 | GTG3 | 8446 | Combustion Turbine |  |  |  | Combustion turbine |  |  |  |  | 4.199 | 120752.116 | 10660.11 | 2.3227 | 4.199 |  | 120752.116 | 10660.11 | 4.199 |  | 4.199 |  | 4.199 |  | 4.199 |  | 4.199 |  | 4.199 |  | 4.199 |  | 4.199 | 4.199 | Not Coal Steam or O/G Steam | 0.069547 | 0.069547 |  | 0.9313%
Cane Run | Kentucky | X | X | X | 1363 | 7A | 90928 | Combined Cycle |  |  |  | Combined cycle |  |  |  |  | 98.104 | 6644382.37 | 969787.94 | 97.2807 | 98.104 |  | 6644382.37 | 969787.94 | 98.104 |  | 98.104 |  | 98.104 |  | 98.104 |  | 98.104 |  | 98.104 |  | 98.104 |  | 98.104 | 98.104 | Not Coal Steam or O/G Steam | 0.02953 | 0.02953 |  | 78.61%
Cane Run | Kentucky | X | X | X | 1363 | 7B | 90929 | Combined Cycle |  |  |  | Combined cycle |  |  |  |  | 83.483 | 6665560.516 | 978782.28 | 86.7713 | 83.483 |  | 6665560.516 | 978782.28 | 83.483 |  | 83.483 |  | 83.483 |  | 83.483 |  | 83.483 |  | 83.483 |  | 83.483 |  | 83.483 | 83.483 | Not Coal Steam or O/G Steam | 0.025049 | 0.025049 |  | 79.98%
D B Wilson | Kentucky | X | X | X | 6823 | W1 | 2910 | Coal Steam |  |  |  | Dry bottom wall-fired boiler | Y |  |  | 417 | 608.675 | 15121573.699 | 1389753.55 | 546.7377 | 608.675 |  | 15121573.699 | 1389753.55 | 608.675 |  | 608.675 |  | 608.675 |  | 604.8629 | Optimize SCR | 604.8629 |  | 604.8629 |  | 604.8629 |  | 604.8629 | 604.8629 | Existing SCR | 0.08 | 0.08 |  | 63.2%
E W Brown | Kentucky | X | X | X | 1355 | 10 | 875 | Combustion Turbine |  |  |  | Combustion turbine |  |  |  |  | 1.533 | 29478.152 | 2108.1 | 6.5357 | 1.533 |  | 29478.152 | 2108.1 | 1.533 |  | 1.533 |  | 1.533 |  | 1.533 |  | 1.533 |  | 1.533 |  | 1.533 |  | 1.533 | 1.533 | Not Coal Steam or O/G Steam | 0.10401 | 0.10401 |  | 1.577%
E W Brown | Kentucky | X | X | X | 1355 | 11 | 876 | Combustion Turbine |  |  |  | Combustion turbine |  |  |  |  | 1.981 | 30182.752 | 2127.19 | 3.5453 | 1.981 |  | 30182.752 | 2127.19 | 1.981 |  | 1.981 |  | 1.981 |  | 1.981 |  | 1.981 |  | 1.981 |  | 1.981 |  | 1.981 | 1.981 | Not Coal Steam or O/G Steam | 0.13127 | 0.13127 |  | 0.9459%
E W Brown | Kentucky | X | X | X | 1355 | 3 | 878 | Coal Steam | 12 | 2028 | 2029 | Tangentially-fired | Y |  |  | 409 | 111.896 | 5109406.442 | 471953.96 | 122.1553 | 111.896 |  | 5109406.442 | 471953.96 | 111.896 |  | 111.896 |  | 111.896 |  | 111.896 |  | 111.896 |  | 111.896 |  | 111.896 |  | 111.896 | 111.896 | Existing SCR | 0.0438 | 0.0438 |  | 32.79%
E W Brown | Kentucky | X | X | X | 1355 | 5 | 879 | Combustion Turbine |  |  |  | Combustion turbine |  |  |  |  | 5.158 | 121467.733 | 8551.34 | 9.476 | 5.158 |  | 121467.733 | 8551.34 | 5.158 |  | 5.158 |  | 5.158 |  | 5.158 |  | 5.158 |  | 5.158 |  | 5.158 |  | 5.158 | 5.158 | Not Coal Steam or O/G Steam | 0.084928 | 0.084928 |  | 4.431%
E W Brown | Kentucky | X | X | X | 1355 | 6 | 880 | Combustion Turbine |  |  |  | Combustion turbine |  |  |  |  | 5.414 | 341412.912 | 30613.97 | 8.979 | 5.414 |  | 341412.912 | 30613.97 | 5.414 |  | 5.414 |  | 5.414 |  | 5.414 |  | 5.414 |  | 5.414 |  | 5.414 |  | 5.414 | 5.414 | Not Coal Steam or O/G Steam | 0.031715 | 0.031715 |  | 6.562%
E W Brown | Kentucky | X | X | X | 1355 | 7 | 881 | Combustion Turbine |  |  |  | Combustion turbine |  |  |  |  | 15.379 | 381213.623 | 34313.86 | 12.4223 | 15.379 |  | 381213.623 | 34313.86 | 15.379 |  | 15.379 |  | 15.379 |  | 15.379 |  | 15.379 |  | 15.379 |  | 15.379 |  | 15.379 | 15.379 | Not Coal Steam or O/G Steam | 0.080684 | 0.080684 |  | 4.616%
E W Brown | Kentucky | X | X | X | 1355 | 8 | 882 | Combustion Turbine |  |  |  | Combustion turbine |  |  |  |  | 2.828 | 41161.173 | 2919.27 | 2.5613 | 2.828 |  | 41161.173 | 2919.27 | 2.828 |  | 2.828 |  | 2.828 |  | 2.828 |  | 2.828 |  | 2.828 |  | 2.828 |  | 2.828 | 2.828 | Not Coal Steam or O/G Steam | 0.13741 | 0.13741 |  | 0.7884%
E W Brown | Kentucky | X | X | X | 1355 | 9 | 883 | Combustion Turbine |  |  |  | Combustion turbine |  |  |  |  | 2.773 | 47790.49 | 3841.52 | 9.7587 | 2.773 |  | 47790.49 | 3841.52 | 2.773 |  | 2.773 |  | 2.773 |  | 2.773 |  | 2.773 |  | 2.773 |  | 2.773 |  | 2.773 | 2.773 | Not Coal Steam or O/G Steam | 0.11605 | 0.11605 |  | 2.774%
East Bend | Kentucky | X | X | X | 6018 | 2 | 2682 | Coal Steam |  |  |  | Dry bottom wall-fired boiler | Y |  |  | 600 | 728.234 | 14943267.089 | 1427291.49 | 804.39 | 728.234 |  | 14943267.089 | 1427291.49 | 728.234 |  | 728.234 |  | 728.234 |  | 597.7307 | Optimize SCR | 597.7307 |  | 597.7307 |  | 597.7307 |  | 597.7307 | 597.7307 | Existing SCR | 0.08 | 0.08 |  | 56.53%
Ghent | Kentucky | X | X | X | 1356 | 1 | 884 | Coal Steam |  |  |  | Tangentially-fired | Y |  |  | 474 | 404.533 | 13674919.34 | 1441981.19 | 367.8793 | 404.533 |  | 13674919.34 | 1441981.19 | 404.533 |  | 404.533 |  | 404.533 |  | 404.533 |  | 404.533 |  | 404.533 |  | 404.533 |  | 404.533 | 404.533 | Existing SCR | 0.059164 | 0.059164 |  | 69.39%
Ghent | Kentucky | X | X | X | 1356 | 2 | 885 | Coal Steam | 12 | 2028 | 2029 | Tangentially-fired |  |  | Y | 495 | 1206.86 | 13311100.232 | 1390744.7 | 1057.645 | 1206.86 |  | 13311100.232 | 1390744.7 | 1206.86 |  | 1206.86 |  | 1206.86 |  | 1206.86 |  | 1206.86 |  | 1206.86 |  | 1206.86 |  | 769.8188 | 332.7775 | Coal Steam SCR Retrofit | 0.18133 | 0.05 |  | 55.21%
Ghent | Kentucky | X | X | X | 1356 | 3 | 886 | Coal Steam |  |  |  | Dry bottom wall-fired boiler | Y |  | Y | 485 | 1164.299 | 13653593.13 | 1430212 | 989.6617 | 1164.299 |  | 13653593.13 | 1430212 | 1164.299 |  | 1164.299 |  | 1164.299 |  | 1164.299 | Common Stack SCR | 1164.299 |  | 1164.299 |  | 1164.299 |  | 855.2214 | 546.1437 | Common Stack SCR, Optimize Existing SCR | 0.17055 | 0.08 |  | 58.54%
Ghent | Kentucky | X | X | X | 1356 | 4 | 887 | Coal Steam |  |  |  | Dry bottom wall-fired boiler | Y |  |  | 465 | 309.796 | 11652580.317 | 1210635.14 | 240.182 | 309.796 |  | 11652580.317 | 1210635.14 | 309.796 |  | 309.796 |  | 309.796 |  | 309.796 |  | 309.796 |  | 309.796 |  | 309.796 |  | 309.796 | 309.796 | Existing SCR | 0.053172 | 0.053172 |  | 55.83%
H L Spurlock | Kentucky | X | X | X | 6041 | 1 | 2704 | Coal Steam |  |  |  | Dry bottom wall-fired boiler | Y |  |  | 300 | 423.092 | 9530976.458 | 1031419.45 | 319.2483 | 423.092 |  | 9530976.458 | 1031419.45 | 423.092 |  | 423.092 |  | 423.092 |  | 381.2391 | Optimize SCR | 381.2391 |  | 381.2391 |  | 381.2391 |  | 381.2391 | 381.2391 | Existing SCR | 0.08 | 0.08 |  | 53.46%
H L Spurlock | Kentucky | X | X | X | 6041 | 2 | 2705 | Coal Steam |  |  |  | Tangentially-fired | Y |  |  | 510 | 635.021 | 14517087.802 | 1515689.87 | 590.786 | 635.021 |  | 14517087.802 | 1515689.87 | 635.021 |  | 635.021 |  | 635.021 |  | 580.6835 | Optimize SCR | 580.6835 |  | 580.6835 |  | 580.6835 |  | 580.6835 | 580.6835 | Existing SCR | 0.08 | 0.08 |  | 57.33%
H L Spurlock | Kentucky | X | X | X | 6041 | 3 | 89571 | Coal Steam |  |  |  | Circulating fluidized bed boiler |  | Y |  | 268 | 211.092 | 7148567.739 | 786982.35 | 220.5363 | 211.092 |  | 7148567.739 | 786982.35 | 211.092 |  | 211.092 |  | 211.092 |  | 211.092 |  | 211.092 |  | 211.092 |  | 211.092 |  | 211.092 | 211.092 | Coal Steam, Circulating fluidized bed, Under 0.08 | 0.059059 | 0.059059 |  | 61.96%
H L Spurlock | Kentucky | X | X | X | 6041 | 4 | 90241 | Coal Steam |  |  |  | Circulating fluidized bed boiler |  | Y |  | 268 | 252.748 | 8620675.802 | 1021203.12 | 207.9537 | 252.748 |  | 8620675.802 | 1021203.12 | 252.748 |  | 252.748 |  | 252.748 |  | 252.748 |  | 252.748 |  | 252.748 |  | 252.748 |  | 252.748 | 252.748 | Coal Steam, Circulating fluidized bed, Under 0.08 | 0.058638 | 0.058638 |  | 67.85%
John S. Cooper | Kentucky | X | X | X | 1384 | 1 | 932 | Coal Steam |  |  |  | Dry bottom wall-fired boiler |  |  | Y | 116 | 71.936 | 743732.447 | 76832.41 | 47.866 | 71.936 |  | 743732.447 | 76832.41 | 71.936 |  | 71.936 |  | 71.936 |  | 71.936 |  | 71.936 | Common Stack SOA | 71.936 |  | 71.936 | Common Stack SOA | 45.2647 | 18.5933 | Coal Steam SCR Retrofit | 0.19345 | 0.05 |  | 9.288%
John S. Cooper | Kentucky | X | X | X | 1384 | 2 | 933 | Coal Steam |  |  |  | Dry bottom wall-fired boiler | Y |  | Y | 225 | 135.57 | 2544980.814 | 268070.85 | 74.8827 | 135.57 |  | 2544980.814 | 268070.85 | 135.57 |  | 135.57 |  | 135.57 |  | 135.57 | Common Stack SCR | 135.57 |  | 135.57 |  | 135.57 |  | 118.6846 | 101.7992 | Common Stack SCR, Optimize Existing SCR | 0.10654 | 0.08 |  | 15.93%
Marshall County | Kentucky | X | X | X | 55232 | CT1 | 4240 | Combustion Turbine |  |  |  | Combustion turbine |  |  |  |  | 0.521 | 39302.868 | 3206.98 | 0.63133 | 0.521 |  | 39302.868 | 3206.98 | 0.521 |  | 0.521 |  | 0.521 |  | 0.521 |  | 0.521 |  | 0.521 |  | 0.521 |  | 0.521 | 0.521 | Not Coal Steam or O/G Steam | 0.026512 | 0.026512 |  | 0.9966%
Marshall County | Kentucky | X | X | X | 55232 | CT2 | 4241 | Combustion Turbine |  |  |  | Combustion turbine |  |  |  |  | 0.475 | 40999.733 | 3332.31 | 0.52233 | 0.475 |  | 40999.733 | 3332.31 | 0.475 |  | 0.475 |  | 0.475 |  | 0.475 |  | 0.475 |  | 0.475 |  | 0.475 |  | 0.475 | 0.475 | Not Coal Steam or O/G Steam | 0.023171 | 0.023171 |  | 0.8627%
Marshall County | Kentucky | X | X | X | 55232 | CT3 | 4242 | Combustion Turbine |  |  |  | Combustion turbine |  |  |  |  | 0.37 | 27296.718 | 2247.45 | 0.521 | 0.37 |  | 27296.718 | 2247.45 | 0.37 |  | 0.37 |  | 0.37 |  | 0.37 |  | 0.37 |  | 0.37 |  | 0.37 |  | 0.37 | 0.37 | Not Coal Steam or O/G Steam | 0.027109 | 0.027109 |  | 0.8188%
Marshall County | Kentucky | X | X | X | 55232 | CT4 | 4243 | Combustion Turbine |  |  |  | Combustion turbine |  |  |  |  | 0.244 | 16906.692 | 1346.56 | 0.37167 | 0.244 |  | 16906.692 | 1346.56 | 0.244 |  | 0.244 |  | 0.244 |  | 0.244 |  | 0.244 |  | 0.244 |  | 0.244 |  | 0.244 | 0.244 | Not Coal Steam or O/G Steam | 0.028864 | 0.028864 |  | 0.5537%
Marshall County | Kentucky | X | X | X | 55232 | CT5 | 4244 | Combustion Turbine |  |  |  | Combustion turbine |  |  |  |  | 0.382 | 12417.083 | 999.67 | 0.47033 | 0.382 |  | 12417.083 | 999.67 | 0.382 |  | 0.382 |  | 0.382 |  | 0.382 |  | 0.382 |  | 0.382 |  | 0.382 |  | 0.382 | 0.382 | Not Coal Steam or O/G Steam | 0.061528 | 0.061528 |  | 0.6161%
Marshall County | Kentucky | X | X | X | 55232 | CT6 | 4245 | Combustion Turbine |  |  |  | Combustion turbine |  |  |  |  | 0.635 | 27945.548 | 2253.42 | 0.48167 | 0.635 |  | 27945.548 | 2253.42 | 0.635 |  | 0.635 |  | 0.635 |  | 0.635 |  | 0.635 |  | 0.635 |  | 0.635 |  | 0.635 | 0.635 | Not Coal Steam or O/G Steam | 0.045446 | 0.045446 |  | 0.6445%
Marshall County | Kentucky | X | X | X | 55232 | CT7 | 4246 | Combustion Turbine |  |  |  | Combustion turbine |  |  |  |  | 0.307 | 19178.522 | 1529.75 | 0.598 | 0.307 |  | 19178.522 | 1529.75 | 0.307 |  | 0.307 |  | 0.307 |  | 0.307 |  | 0.307 |  | 0.307 |  | 0.307 |  | 0.307 | 0.307 | Not Coal Steam or O/G Steam | 0.032015 | 0.032015 |  | 0.7768%
Marshall County | Kentucky | X | X | X | 55232 | CT8 | 4247 | Combustion Turbine |  |  |  | Combustion turbine |  |  |  |  | 0.316 | 21292.434 | 1675.43 | 0.56267 | 0.316 |  | 21292.434 | 1675.43 | 0.316 |  | 0.316 |  | 0.316 |  | 0.316 |  | 0.316 |  | 0.316 |  | 0.316 |  | 0.316 | 0.316 | Not Coal Steam or O/G Steam | 0.029682 | 0.029682 |  | 0.6977%
Mill Creek | Kentucky | X | X | X | 1364 | 1 | 905 | Coal Steam | 12 | 2024 | 2025 | Tangentially-fired |  |  | Y | 300 | 689.482 | 5304052.884 | 602497.64 | 878.586 | 689.482 |  | 5304052.884 | 602497.64 | 689.482 |  | 689.482 |  | 689.482 |  | 689.482 |  | 527.7533 | SOA CC | 689.482 |  | 527.7533 | SOA CC | 330.1773 | 132.6013 | Coal Steam SCR Retrofit | 0.199 | 0.05 |  | 47.17%
Mill Creek | Kentucky | X | X | X | 1364 | 2 | 906 | Coal Steam | 12 | 2027 | 2028 | Tangentially-fired |  |  | Y | 297 | 371.639 | 2841211.647 | 314897.47 | 486.4183 | 371.639 |  | 2841211.647 | 314897.47 | 371.639 |  | 371.639 |  | 371.639 |  | 371.639 |  | 282.7006 | SOA CC | 371.639 |  | 282.7006 | SOA CC | 176.8654 | 71.0303 | Coal Steam SCR Retrofit | 0.199 | 0.05 |  | 25.3%
Mill Creek | Kentucky | X | X | X | 1364 | 3 | 907 | Coal Steam |  |  |  | Dry bottom wall-fired boiler | Y |  |  | 391 | 300.378 | 11170339.16 | 1135523.26 | 290.4973 | 300.378 |  | 11170339.16 | 1135523.26 | 300.378 |  | 300.378 |  | 300.378 |  | 300.378 |  | 300.378 |  | 300.378 |  | 300.378 |  | 300.378 | 300.378 | Existing SCR | 0.053781 | 0.053781 |  | 61.66%
Mill Creek | Kentucky | X | X | X | 1364 | 4 | 908 | Coal Steam |  |  |  | Dry bottom wall-fired boiler | Y |  |  | 477 | 383.963 | 13872326.953 | 1410910.66 | 357.6677 | 383.963 |  | 13872326.953 | 1410910.66 | 383.963 |  | 383.963 |  | 383.963 |  | 383.963 |  | 383.963 |  | 383.963 |  | 383.963 |  | 383.963 | 383.963 | Existing SCR | 0.055357 | 0.055357 |  | 65.08%
Paddy's Run | Kentucky | X | X | X | 1366 | 12 | 10010 | Combustion Turbine |  |  |  | Combustion turbine |  |  |  |  | 1.226 | 3504 |  | 1.6353 | 1.226 |  | 3504 |  | 1.226 |  | 1.226 |  | 1.226 |  | 1.226 |  | 1.226 |  | 1.226 |  | 1.226 |  | 1.226 | 1.226 | Not Coal Steam or O/G Steam | 0.69977 | 0.69977 |  | 0.2905%
Paddy's Run | Kentucky | X | X | X | 1366 | 13 | 909 | Combustion Turbine |  |  |  | Combustion turbine |  |  |  |  | 11.561 | 225976.709 | 20372.96 | 11.331 | 11.561 |  | 225976.709 | 20372.96 | 11.561 |  | 11.561 |  | 11.561 |  | 11.561 |  | 11.561 |  | 11.561 |  | 11.561 |  | 11.561 | 11.561 | Not Coal Steam or O/G Steam | 0.10232 | 0.10232 |  | 3.402%
Paducah Power Systems Plant 1 | Kentucky | X | X | X | 56556 | EU01A | 90590 | Combustion Turbine |  |  |  | Combustion turbine |  |  |  |  | 4.333 | 92685.477 | 8230.04 | 3.4867 | 4.333 |  | 92685.477 | 8230.04 | 4.333 |  | 4.333 |  | 4.333 |  | 4.333 |  | 4.333 |  | 4.333 |  | 4.333 |  | 4.333 | 4.333 | Not Coal Steam or O/G Steam | 0.093499 | 0.093499 |  | 5.919%
Paducah Power Systems Plant 1 | Kentucky | X | X | X | 56556 | EU01B | 90591 | Combustion Turbine |  |  |  | Combustion turbine |  |  |  |  | 4.725 | 102353.81 | 9053.95 | 3.9257 | 4.725 |  | 102353.81 | 9053.95 | 4.725 |  | 4.725 |  | 4.725 |  | 4.725 |  | 4.725 |  | 4.725 |  | 4.725 |  | 4.725 | 4.725 | Not Coal Steam or O/G Steam | 0.092327 | 0.092327 |  | 6.659%
Paducah Power Systems Plant 1 | Kentucky | X | X | X | 56556 | EU02A | 90592 | Combustion Turbine |  |  |  | Combustion turbine |  |  |  |  | 4.917 | 107149.342 | 9578.4 | 3.7223 | 4.917 |  | 107149.342 | 9578.4 | 4.917 |  | 4.917 |  | 4.917 |  | 4.917 |  | 4.917 |  | 4.917 |  | 4.917 |  | 4.917 | 4.917 | Not Coal Steam or O/G Steam | 0.091778 | 0.091778 |  | 6.635%
Paducah Power Systems Plant 1 | Kentucky | X | X | X | 56556 | EU02B | 90593 | Combustion Turbine |  |  |  | Combustion turbine |  |  |  |  | 5.46 | 110805.53 | 9914.26 | 4.4503 | 5.46 |  | 110805.53 | 9914.26 | 5.46 |  | 5.46 |  | 5.46 |  | 5.46 |  | 5.46 |  | 5.46 |  | 5.46 |  | 5.46 | 5.46 | Not Coal Steam or O/G Steam | 0.098551 | 0.098551 |  | 6.911%
Paradise | Kentucky | X | X | X | 1378 | PCC1 | 91045 | Combined Cycle |  |  |  | Combined cycle | Y |  |  |  | 64.378 | 6802785.991 | 985135.41 | 96.6893 | 64.378 |  | 6802785.991 | 985135.41 | 64.378 |  | 64.378 |  | 64.378 |  | 40.8167 | Optimize SCR | 40.8167 |  | 40.8167 |  | 40.8167 |  | 40.8167 | 40.8167 | Not Coal Steam or O/G Steam | 0.012 | 0.012 |  | 68.49%
Paradise | Kentucky | X | X | X | 1378 | PCC2 | 91046 | Combined Cycle |  |  |  | Combined cycle | Y |  |  |  | 61.942 | 6865238.525 | 1008804.51 | 88.0667 | 61.942 |  | 6865238.525 | 1008804.51 | 61.942 |  | 61.942 |  | 61.942 |  | 41.1914 | Optimize SCR | 41.1914 |  | 41.1914 |  | 41.1914 |  | 41.1914 | 41.1914 | Not Coal Steam or O/G Steam | 0.012 | 0.012 |  | 68.63%
Paradise | Kentucky | X | X | X | 1378 | PCC3 | 91047 | Combined Cycle |  |  |  | Combined cycle | Y |  |  |  | 65.421 | 6830110.258 | 1003198.99 | 95.344 | 65.421 |  | 6830110.258 | 1003198.99 | 65.421 |  | 65.421 |  | 65.421 |  | 40.9807 | Optimize SCR | 40.9807 |  | 40.9807 |  | 40.9807 |  | 40.9807 | 40.9807 | Not Coal Steam or O/G Steam | 0.012 | 0.012 |  | 69.73%
R D Green | Kentucky | X | X | X | 6639 | G1 | 2896 | O/G Steam |  |  |  | Dry bottom wall-fired boiler |  |  |  | 231 | 637.504 | 8022647.543 | 792961.63 | 532.6493 | 637.504 |  | 8022647.543 | 792961.63 | 318.752 | Y | 318.752 |  | 318.752 |  | 318.752 |  | 318.752 |  | 318.752 |  | 318.752 |  | 219.5459 | 120.3397 | O/G Steam SCR Retrofit | 0.079463 | 0.03 |  | 56.69%
R D Green | Kentucky | X | X | X | 6639 | G2 | 2897 | O/G Steam |  |  |  | Dry bottom wall-fired boiler |  |  |  | 223 | 705.069 | 6934222.149 | 664450.76 | 649.592 | 705.069 |  | 6934222.149 | 664450.76 | 352.5345 | Y | 352.5345 |  | 352.5345 |  | 352.5345 |  | 352.5345 |  | 352.5345 |  | 352.5345 |  | 228.2739 | 104.0133 | O/G Steam SCR Retrofit | 0.10168 | 0.03 |  | 49.7%
Riverside Generating Company | Kentucky | X | X | X | 55198 | GTG101 | 4105 | Combustion Turbine |  |  |  | Combustion turbine |  |  |  |  | 21.073 | 1062348.756 | 94068.63 | 17.4573 | 21.073 |  | 1062348.756 | 94068.63 | 21.073 |  | 21.073 |  | 21.073 |  | 21.073 |  | 21.073 |  | 21.073 |  | 21.073 |  | 21.073 | 21.073 | Not Coal Steam or O/G Steam | 0.039672 | 0.039672 |  | 10.19%
Riverside Generating Company | Kentucky | X | X | X | 55198 | GTG201 | 4106 | Combustion Turbine |  |  |  | Combustion turbine |  |  |  |  | 19.102 | 845832.291 | 73927.76 | 16.5647 | 19.102 |  | 845832.291 | 73927.76 | 19.102 |  | 19.102 |  | 19.102 |  | 19.102 |  | 19.102 |  | 19.102 |  | 19.102 |  | 19.102 | 19.102 | Not Coal Steam or O/G Steam | 0.045167 | 0.045167 |  | 9.103%
Riverside Generating Company | Kentucky | X | X | X | 55198 | GTG301 | 4107 | Combustion Turbine |  |  |  | Combustion turbine |  |  |  |  | 22.241 | 866617.819 | 74660.73 | 20.1197 | 22.241 |  | 866617.819 | 74660.73 | 22.241 |  | 22.241 |  | 22.241 |  | 22.241 |  | 22.241 |  | 22.241 |  | 22.241 |  | 22.241 | 22.241 | Not Coal Steam or O/G Steam | 0.051328 | 0.051328 |  | 9.323%
Riverside Generating Company | Kentucky | X | X | X | 55198 | GTG401 | 4108 | Combustion Turbine |  |  |  | Combustion turbine |  |  |  |  | 21.591 | 849465.558 | 73129.64 | 17.1197 | 21.591 |  | 849465.558 | 73129.64 | 21.591 |  | 21.591 |  | 21.591 |  | 21.591 |  | 21.591 |  | 21.591 |  | 21.591 |  | 21.591 | 21.591 | Not Coal Steam or O/G Steam | 0.050834 | 0.050834 |  | 8.454%
Riverside Generating Company | Kentucky | X | X | X | 55198 | GTG501 | 4109 | Combustion Turbine |  |  |  | Combustion turbine |  |  |  |  | 26.235 | 985274.935 | 85803.83 | 20.427 | 26.235 |  | 985274.935 | 85803.83 | 26.235 |  | 26.235 |  | 26.235 |  | 26.235 |  | 26.235 |  | 26.235 |  | 26.235 |  | 26.235 | 26.235 | Not Coal Steam or O/G Steam | 0.053254 | 0.053254 |  | 10.2%
Robert Reid | Kentucky | X | X | X | 1383 | RT | 88132 | Combustion Turbine |  |  |  | Combustion turbine |  |  |  |  | 17.149 | 48993.2 | 3224 | 12.641 | 17.149 |  | 48993.2 | 3224 | 17.149 |  | 17.149 |  | 17.149 |  | 17.149 |  | 17.149 |  | 17.149 |  | 17.149 |  | 17.149 | 17.149 | Not Coal Steam or O/G Steam | 0.70006 | 0.70006 |  | 1.224%
Shawnee | Kentucky | X | X | X | 1379 | 1 | 916 | Coal Steam |  |  |  | Dry bottom wall-fired boiler | Y |  | Y | 134 | 329.656 | 4143801.15 | 379163.61 | 293.1297 | 329.656 |  | 4143801.15 | 379163.61 | 329.656 |  | 329.656 |  | 329.656 |  | 329.656 | Common Stack SCR | 329.656 |  | 329.656 |  | 329.656 |  | 247.704 | 165.752 | Common Stack SCR, Optimize Existing SCR | 0.15911 | 0.08 |  | 43.69%
Shawnee | Kentucky | X | X | X | 1379 | 2 | 918 | Coal Steam |  |  |  | Dry bottom wall-fired boiler |  |  | Y | 134 | 295.724 | 3703318.07 | 338369.05 | 309.159 | 295.724 |  | 3703318.07 | 338369.05 | 295.724 |  | 295.724 |  | 295.724 |  | 295.724 |  | 295.724 | Common Stack SOA | 295.724 |  | 295.724 | Common Stack SOA | 194.1535 | 92.583 | Coal Steam SCR Retrofit | 0.15971 | 0.05 |  | 40.89%
Shawnee | Kentucky | X | X | X | 1379 | 3 | 919 | Coal Steam |  |  |  | Dry bottom wall-fired boiler |  |  | Y | 134 | 270.971 | 3350353.516 | 305757.26 | 300.4627 | 270.971 |  | 3350353.516 | 305757.26 | 270.971 |  | 270.971 |  | 270.971 |  | 270.971 |  | 270.971 | Common Stack SOA | 270.971 |  | 270.971 | Common Stack SOA | 177.3649 | 83.7588 | Coal Steam SCR Retrofit | 0.16176 | 0.05 |  | 40.08%
Shawnee | Kentucky | X | X | X | 1379 | 4 | 920 | Coal Steam |  |  |  | Dry bottom wall-fired boiler | Y |  | Y | 134 | 339.444 | 4263182.4 | 389741 | 295.1613 | 339.444 |  | 4263182.4 | 389741 | 339.444 |  | 339.444 |  | 339.444 |  | 339.444 | Common Stack SCR | 339.444 |  | 339.444 |  | 339.444 |  | 254.9856 | 170.5273 | Common Stack SCR, Optimize Existing SCR | 0.15924 | 0.08 |  | 44.69%
Shawnee | Kentucky | X | X | X | 1379 | 5 | 921 | Coal Steam |  |  |  | Dry bottom wall-fired boiler |  |  | Y | 134 | 324.576 | 4025753.334 | 369222.41 | 337.977 | 324.576 |  | 4025753.334 | 369222.41 | 324.576 |  | 324.576 |  | 324.576 |  | 324.576 |  | 324.576 | Common Stack SOA | 324.576 |  | 324.576 | Common Stack SOA | 212.6099 | 100.6438 | Coal Steam SCR Retrofit | 0.16125 | 0.05 |  | 44.68%
Shawnee | Kentucky | X | X | X | 1379 | 6 | 922 | Coal Steam |  |  |  | Dry bottom wall-fired boiler |  |  | Y | 134 | 460.681 | 3684491.34 | 337107.8 | 458.0183 | 460.681 |  | 3684491.34 | 337107.8 | 460.681 |  | 460.681 |  | 460.681 |  | 460.681 |  | 366.6069 | SOA CC | 460.681 |  | 366.6069 | SOA CC | 229.3596 | 92.1123 | Coal Steam SCR Retrofit | 0.199 | 0.05 |  | 50.55%
Shawnee | Kentucky | X | X | X | 1379 | 7 | 923 | Coal Steam |  |  |  | Dry bottom wall-fired boiler |  |  | Y | 134 | 500.35 | 4161628.9 | 381056 | 450.229 | 500.35 |  | 4161628.9 | 381056 | 500.35 |  | 500.35 |  | 500.35 |  | 500.35 |  | 414.0821 | SOA CC | 500.35 |  | 414.0821 | SOA CC | 259.0614 | 104.0407 | Coal Steam SCR Retrofit | 0.199 | 0.05 |  | 38.44%
Shawnee | Kentucky | X | X | X | 1379 | 8 | 924 | Coal Steam |  |  |  | Dry bottom wall-fired boiler |  |  | Y | 134 | 499.801 | 4146605.6 | 379632 | 455.1247 | 499.801 |  | 4146605.6 | 379632 | 499.801 |  | 499.801 |  | 499.801 |  | 499.801 |  | 412.5873 | SOA CC | 499.801 |  | 412.5873 | SOA CC | 258.1262 | 103.6651 | Coal Steam SCR Retrofit | 0.199 | 0.05 |  | 37.77%
Shawnee | Kentucky | X | X | X | 1379 | 9 | 925 | Coal Steam |  |  |  | Dry bottom wall-fired boiler |  |  | Y | 134 | 480.699 | 3994815.87 | 365528.77 | 428.7973 | 480.699 |  | 3994815.87 | 365528.77 | 480.699 |  | 480.699 |  | 480.699 |  | 480.699 |  | 397.4842 | SOA CC | 480.699 |  | 397.4842 | SOA CC | 248.6773 | 99.8704 | Coal Steam SCR Retrofit | 0.199 | 0.05 |  | 34.11%
Smith Generating Facility | Kentucky | X | X | X | 54 | SCT1 | 50 | Combustion Turbine |  |  |  | Combustion turbine |  |  |  |  | 12.606 | 479828.79 | 35291.4 | 6.9587 | 12.606 |  | 479828.79 | 35291.4 | 12.606 |  | 12.606 |  | 12.606 |  | 12.606 |  | 12.606 |  | 12.606 |  | 12.606 |  | 12.606 | 12.606 | Not Coal Steam or O/G Steam | 0.052544 | 0.052544 |  | 4.23%
Smith Generating Facility | Kentucky | X | X | X | 54 | SCT10 | 90542 | Combustion Turbine |  |  |  | Combustion turbine | Y |  |  |  | 4.092 | 688661.45 | 72141.33 | 2.7993 | 4.092 |  | 688661.45 | 72141.33 | 4.092 |  | 4.092 |  | 4.092 |  | 4.092 |  | 4.092 |  | 4.092 |  | 4.092 |  | 4.092 | 4.092 | Not Coal Steam or O/G Steam | 0.011884 | 0.011884 |  | 12.96%
Smith Generating Facility | Kentucky | X | X | X | 54 | SCT2 | 51 | Combustion Turbine |  |  |  | Combustion turbine |  |  |  |  | 13.751 | 450276.032 | 32652.51 | 8.1187 | 13.751 |  | 450276.032 | 32652.51 | 13.751 |  | 13.751 |  | 13.751 |  | 13.751 |  | 13.751 |  | 13.751 |  | 13.751 |  | 13.751 | 13.751 | Not Coal Steam or O/G Steam | 0.061078 | 0.061078 |  | 3.813%
Smith Generating Facility | Kentucky | X | X | X | 54 | SCT3 | 52 | Combustion Turbine |  |  |  | Combustion turbine |  |  |  |  | 16.611 | 457825.825 | 34080.84 | 8.8797 | 16.611 |  | 457825.825 | 34080.84 | 16.611 |  | 16.611 |  | 16.611 |  | 16.611 |  | 16.611 |  | 16.611 |  | 16.611 |  | 16.611 | 16.611 | Not Coal Steam or O/G Steam | 0.072565 | 0.072565 |  | 3.813%
Smith Generating Facility | Kentucky | X | X | X | 54 | SCT4 | 9271 | Combustion Turbine |  |  |  | Combustion turbine |  |  |  |  | 2.816 | 209271.611 | 14964.09 | 3.4 | 2.816 |  | 209271.611 | 14964.09 | 2.816 |  | 2.816 |  | 2.816 |  | 2.816 |  | 2.816 |  | 2.816 |  | 2.816 |  | 2.816 | 2.816 | Not Coal Steam or O/G Steam | 0.026912 | 0.026912 |  | 5.179%
Smith Generating Facility | Kentucky | X | X | X | 54 | SCT5 | 9272 | Combustion Turbine |  |  |  | Combustion turbine |  |  |  |  | 3.247 | 241251.841 | 18080.27 | 3.5523 | 3.247 |  | 241251.841 | 18080.27 | 3.247 |  | 3.247 |  | 3.247 |  | 3.247 |  | 3.247 |  | 3.247 |  | 3.247 |  | 3.247 | 3.247 | Not Coal Steam or O/G Steam | 0.026918 | 0.026918 |  | 5.318%
Smith Generating Facility | Kentucky | X | X | X | 54 | SCT6 | 89572 | Combustion Turbine |  |  |  | Combustion turbine |  |  |  |  | 3.649 | 255612.108 | 19069.62 | 3.4847 | 3.649 |  | 255612.108 | 19069.62 | 3.649 |  | 3.649 |  | 3.649 |  | 3.649 |  | 3.649 |  | 3.649 |  | 3.649 |  | 3.649 | 3.649 | Not Coal Steam or O/G Steam | 0.028551 | 0.028551 |  | 5.043%
Smith Generating Facility | Kentucky | X | X | X | 54 | SCT7 | 89573 | Combustion Turbine |  |  |  | Combustion turbine |  |  |  |  | 3.029 | 229960.739 | 17080.39 | 3.265 | 3.029 |  | 229960.739 | 17080.39 | 3.029 |  | 3.029 |  | 3.029 |  | 3.029 |  | 3.029 |  | 3.029 |  | 3.029 |  | 3.029 | 3.029 | Not Coal Steam or O/G Steam | 0.026344 | 0.026344 |  | 5.198%
Smith Generating Facility | Kentucky | X | X | X | 54 | SCT9 | 90541 | Combustion Turbine |  |  |  | Combustion turbine | Y |  |  |  | 4.021 | 671316.254 | 70306.5 | 2.832 | 4.021 |  | 671316.254 | 70306.5 | 4.021 |  | 4.021 |  | 4.021 |  | 4.021 |  | 4.021 |  | 4.021 |  | 4.021 |  | 4.021 | 4.021 | Not Coal Steam or O/G Steam | 0.011979 | 0.011979 |  | 12.78%
Trimble County | Kentucky | X | X | X | 6071 | 1 | 2737 | Coal Steam |  |  |  | Tangentially-fired | Y |  |  | 511 | 417.451 | 14200142.259 | 1556666.03 | 415.5097 | 417.451 |  | 14200142.259 | 1556666.03 | 417.451 |  | 417.451 |  | 417.451 |  | 417.451 |  | 417.451 |  | 417.451 |  | 417.451 |  | 417.451 | 417.451 | Existing SCR | 0.058795 | 0.058795 |  | 61.35%
Trimble County | Kentucky | X | X | X | 6071 | 10 | 2738 | Combustion Turbine |  |  |  | Combustion turbine |  |  |  |  | 2.351 | 142929.908 | 12274.96 | 2.7733 | 2.351 |  | 142929.908 | 12274.96 | 2.351 |  | 2.351 |  | 2.351 |  | 2.351 |  | 2.351 |  | 2.351 |  | 2.351 |  | 2.351 | 2.351 | Not Coal Steam or O/G Steam | 0.032897 | 0.032897 |  | 2.216%
Trimble County | Kentucky | X | X | X | 6071 | 2 | 90433 | Coal Steam |  |  |  | Dry bottom wall-fired boiler | Y |  |  | 732 | 329.946 | 21158278.4 | 2586498 | 343.831 | 329.946 |  | 21158278.4 | 2586498 | 329.946 |  | 329.946 |  | 329.946 |  | 329.946 |  | 329.946 |  | 329.946 |  | 329.946 |  | 329.946 | 329.946 | Existing SCR | 0.031188 | 0.031188 |  | 71.21%
Trimble County | Kentucky | X | X | X | 6071 | 5 | 2739 | Combustion Turbine |  |  |  | Combustion turbine |  |  |  |  | 10.257 | 608699.794 | 51477.24 | 16.076 | 10.257 |  | 608699.794 | 51477.24 | 10.257 |  | 10.257 |  | 10.257 |  | 10.257 |  | 10.257 |  | 10.257 |  | 10.257 |  | 10.257 | 10.257 | Not Coal Steam or O/G Steam | 0.033701 | 0.033701 |  | 12.52%
Trimble County | Kentucky | X | X | X | 6071 | 6 | 2740 | Combustion Turbine |  |  |  | Combustion turbine |  |  |  |  | 11.975 | 734082.169 | 60444.02 | 7.4367 | 11.975 |  | 734082.169 | 60444.02 | 11.975 |  | 11.975 |  | 11.975 |  | 11.975 |  | 11.975 |  | 11.975 |  | 11.975 |  | 11.975 | 11.975 | Not Coal Steam or O/G Steam | 0.032626 | 0.032626 |  | 5.92%
Trimble County | Kentucky | X | X | X | 6071 | 7 | 2741 | Combustion Turbine |  |  |  | Combustion turbine |  |  |  |  | 11.066 | 609467.419 | 51098.8 | 10.2343 | 11.066 |  | 609467.419 | 51098.8 | 11.066 |  | 11.066 |  | 11.066 |  | 11.066 |  | 11.066 |  | 11.066 |  | 11.066 |  | 11.066 | 11.066 | Not Coal Steam or O/G Steam | 0.036314 | 0.036314 |  | 7.378%
Trimble County | Kentucky | X | X | X | 6071 | 8 | 2742 | Combustion Turbine |  |  |  | Combustion turbine |  |  |  |  | 8.697 | 521552.047 | 42697.45 | 5.5733 | 8.697 |  | 521552.047 | 42697.45 | 8.697 |  | 8.697 |  | 8.697 |  | 8.697 |  | 8.697 |  | 8.697 |  | 8.697 |  | 8.697 | 8.697 | Not Coal Steam or O/G Steam | 0.03335 | 0.03335 |  | 4.448%
Trimble County | Kentucky | X | X | X | 6071 | 9 | 2743 | Combustion Turbine |  |  |  | Combustion turbine |  |  |  |  | 7.747 | 444175.14 | 37358.07 | 9.2827 | 7.747 |  | 444175.14 | 37358.07 | 7.747 |  | 7.747 |  | 7.747 |  | 7.747 |  | 7.747 |  | 7.747 |  | 7.747 |  | 7.747 | 7.747 | Not Coal Steam or O/G Steam | 0.034883 | 0.034883 |  | 7.136%
Acadia Power Station | Louisiana | X | X | X | 55173 | CT1 | 4058 | Combined Cycle |  |  |  | Combined cycle | Y |  |  |  | 21.048 | 4149051.016 | 638178.8 | 22.3 | 21.048 |  | 4149051.016 | 638178.8 | 21.048 |  | 21.048 |  | 21.048 |  | 21.048 |  | 21.048 |  | 21.048 |  | 21.048 |  | 21.048 | 21.048 | Not Coal Steam or O/G Steam | 0.010146 | 0.010146 |  | 49.87%
Acadia Power Station | Louisiana | X | X | X | 55173 | CT2 | 4059 | Combined Cycle |  |  |  | Combined cycle | Y |  |  |  | 20.837 | 4070305.239 | 636721.22 | 21.3443 | 20.837 |  | 4070305.239 | 636721.22 | 20.837 |  | 20.837 |  | 20.837 |  | 20.837 |  | 20.837 |  | 20.837 |  | 20.837 |  | 20.837 | 20.837 | Not Coal Steam or O/G Steam | 0.010239 | 0.010239 |  | 48.22%
Acadia Power Station | Louisiana | X | X | X | 55173 | CT3 | 4060 | Combined Cycle |  |  |  | Combined cycle | Y |  |  |  | 15.771 | 3417893.009 | 444792.27 | 18.1717 | 15.771 |  | 3417893.009 | 444792.27 | 15.771 |  | 15.771 |  | 15.771 |  | 15.771 |  | 15.771 |  | 15.771 |  | 15.771 |  | 15.771 | 15.771 | Not Coal Steam or O/G Steam | 0.0092285 | 0.0092285 |  | 43.33%
Acadia Power Station | Louisiana | X | X | X | 55173 | CT4 | 4061 | Combined Cycle |  |  |  | Combined cycle | Y |  |  |  | 16.931 | 3303786.418 | 436058.98 | 19.342 | 16.931 |  | 3303786.418 | 436058.98 | 16.931 |  | 16.931 |  | 16.931 |  | 16.931 |  | 16.931 |  | 16.931 |  | 16.931 |  | 16.931 | 16.931 | Not Coal Steam or O/G Steam | 0.010249 | 0.010249 |  | 43.47%
Arsenal Hill Power Plant | Louisiana | X | X | X | 1416 | 5A | 979 | O/G Steam | 12 | 2025 | 2026 | Tangentially-fired |  |  |  | 116 | 13.515 | 304446.642 | 25185.07 | 18.532 | 13.515 |  | 304446.642 | 25185.07 | 13.515 |  | 13.515 |  | 13.515 |  | 13.515 |  | 13.515 |  | 13.515 |  | 13.515 |  | 13.515 | 13.515 | Oil/Gas Steam Under 150 Tons (2019-2021 Average) | 0.088784 | 0.088784 |  | 8.506%
Arsenal Hill Power Plant | Louisiana | X | X | X | 1416 | CTG-6A | 90566 | Combined Cycle |  |  |  | Combined cycle | Y |  |  |  | 23.042 | 4960428.869 | 456005.39 | 25.392 | 23.042 |  | 4960428.869 | 456005.39 | 23.042 |  | 23.042 |  | 23.042 |  | 23.042 |  | 23.042 |  | 23.042 |  | 23.042 |  | 23.042 | 23.042 | Not Coal Steam or O/G Steam | 0.0092903 | 0.0092903 |  | 65.21%
Arsenal Hill Power Plant | Louisiana | X | X | X | 1416 | CTG-6B | 90567 | Combined Cycle |  |  |  | Combined cycle | Y |  |  |  | 24.827 | 4887525.107 | 451634.75 | 24.998 | 24.827 |  | 4887525.107 | 451634.75 | 24.827 |  | 24.827 |  | 24.827 |  | 24.827 |  | 24.827 |  | 24.827 |  | 24.827 |  | 24.827 | 24.827 | Not Coal Steam or O/G Steam | 0.010159 | 0.010159 |  | 64.66%
Bayou Cove Peaking Power Plant | Louisiana | X | X | X | 55433 | CTG-1 | 8562 | Combustion Turbine |  |  |  | Combustion turbine |  |  |  |  | 5.193 | 291733.702 | 22519.9 | 4.2783 | 5.193 |  | 291733.702 | 22519.9 | 5.193 |  | 5.193 |  | 5.193 |  | 5.193 |  | 5.193 |  | 5.193 |  | 5.193 |  | 5.193 | 5.193 | Not Coal Steam or O/G Steam | 0.035601 | 0.035601 |  | 6.464%
Bayou Cove Peaking Power Plant | Louisiana | X | X | X | 55433 | CTG-2 | 8564 | Combustion Turbine |  |  |  | Combustion turbine |  |  |  |  | 2.379 | 108533.194 | 8611.16 | 2.1467 | 2.379 |  | 108533.194 | 8611.16 | 2.379 |  | 2.379 |  | 2.379 |  | 2.379 |  | 2.379 |  | 2.379 |  | 2.379 |  | 2.379 | 2.379 | Not Coal Steam or O/G Steam | 0.043839 | 0.043839 |  | 2.644%
Bayou Cove Peaking Power Plant | Louisiana | X | X | X | 55433 | CTG-3 | 8566 | Combustion Turbine |  |  |  | Combustion turbine |  |  |  |  | 2.278 | 79975.542 | 6314.66 | 2.4677 | 2.278 |  | 79975.542 | 6314.66 | 2.278 |  | 2.278 |  | 2.278 |  | 2.278 |  | 2.278 |  | 2.278 |  | 2.278 |  | 2.278 | 2.278 | Not Coal Steam or O/G Steam | 0.056967 | 0.056967 |  | 2.876%
Bayou Cove Peaking Power Plant | Louisiana | X | X | X | 55433 | CTG-4 | 8568 | Combustion Turbine |  |  |  | Combustion turbine |  |  |  |  | 1.849 | 94103.135 | 7192.98 | 1.367 | 1.849 |  | 94103.135 | 7192.98 | 1.849 |  | 1.849 |  | 1.849 |  | 1.849 |  | 1.849 |  | 1.849 |  | 1.849 |  | 1.849 | 1.849 | Not Coal Steam or O/G Steam | 0.039297 | 0.039297 |  | 1.842%
Big Cajun 1 | Louisiana | X | X | X | 1464 | 1B1 | 994 | O/G Steam |  |  |  | Dry bottom wall-fired boiler |  |  |  | 110 | 4.174 | 103866.407 | 8958.71 | 7.3673 | 4.174 |  | 103866.407 | 8958.71 | 4.174 |  | 4.174 |  | 4.174 |  | 4.174 |  | 4.174 |  | 4.174 |  | 4.174 |  | 4.174 | 4.174 | Oil/Gas Steam Under 150 Tons (2019-2021 Average) | 0.080372 | 0.080372 |  | 4.158%
Big Cajun 1 | Louisiana | X | X | X | 1464 | 1B2 | 995 | O/G Steam |  |  |  | Dry bottom wall-fired boiler |  |  |  | 110 | 2.9 | 65446.637 | 5152.86 | 5.904 | 2.9 |  | 65446.637 | 5152.86 | 2.9 |  | 2.9 |  | 2.9 |  | 2.9 |  | 2.9 |  | 2.9 |  | 2.9 |  | 2.9 | 2.9 | Oil/Gas Steam Under 150 Tons (2019-2021 Average) | 0.088622 | 0.088622 |  | 3.105%
Big Cajun 1 | Louisiana | X | X | X | 1464 | CTG1 | 8306 | Combustion Turbine |  |  |  | Combustion turbine |  |  |  |  | 4.002 | 130148.613 | 9516.11 | 2.8407 | 4.002 |  | 130148.613 | 9516.11 | 4.002 |  | 4.002 |  | 4.002 |  | 4.002 |  | 4.002 |  | 4.002 |  | 4.002 |  | 4.002 | 4.002 | Not Coal Steam or O/G Steam | 0.061499 | 0.061499 |  | 1.461%
Big Cajun 1 | Louisiana | X | X | X | 1464 | CTG2 | 8308 | Combustion Turbine |  |  |  | Combustion turbine |  |  |  |  | 4.913 | 144479.361 | 10614.34 | 3.169 | 4.913 |  | 144479.361 | 10614.34 | 4.913 |  | 4.913 |  | 4.913 |  | 4.913 |  | 4.913 |  | 4.913 |  | 4.913 |  | 4.913 | 4.913 | Not Coal Steam or O/G Steam | 0.06801 | 0.06801 |  | 1.586%
Big Cajun 2 | Louisiana | X | X | X | 6055 | 2B1 | 2724 | Coal Steam |  |  |  | Dry bottom wall-fired boiler |  | Y |  | 568 | 247.231 | 4160732.703 | 351410.22 | 107.1687 | 247.231 |  | 4160732.703 | 351410.22 | 247.231 |  | 247.231 |  | 247.231 |  | 247.231 |  | 247.231 |  | 247.231 |  | 247.231 |  | 175.6247 | 104.0183 | Coal Steam SCR Retrofit | 0.11884 | 0.05 |  | 7.611%
Big Cajun 2 | Louisiana | X | X | X | 6055 | 2B2 | 2725 | O/G Steam | 12 | 2032 | 2033 | Dry bottom wall-fired boiler |  | Y |  | 575 | 45.912 | 1184690.598 | 89924.84 | 279.8553 | 45.912 |  | 1184690.598 | 89924.84 | 45.912 |  | 45.912 |  | 45.912 |  | 45.912 |  | 45.912 |  | 45.912 |  | 45.912 |  | 31.8412 | 17.7704 | O/G Steam SCR Retrofit | 0.077509 | 0.03 |  | 29.43%
Big Cajun 2 | Louisiana | X | X | X | 6055 | 2B3 | 2726 | Coal Steam | 12 | 2032 | 2033 | Dry bottom wall-fired boiler |  | Y |  | 580 | 753.098 | 11947798.447 | 1100088.37 | 347.642 | 753.098 |  | 11947798.447 | 1100088.37 | 753.098 |  | 753.098 |  | 753.098 |  | 753.098 |  | 753.098 |  | 729.7118 | Y | 729.7118 |  | 514.2034 | 298.695 | Coal Steam SCR Retrofit | 0.12215 | 0.05 |  | 23.81%
Brame Energy Center | Louisiana | X | X | X | 6190 | 1 | 2836 | O/G Steam |  |  |  | Dry bottom wall-fired boiler |  |  |  | 416 | 204.8 | 2255040.522 | 197138.77 | 296.9557 | 204.8 |  | 2255040.522 | 197138.77 | 204.8 |  | 204.8 |  | 204.8 |  | 204.8 |  | 204.8 |  | 204.8 |  | 204.8 |  | 119.3128 | 33.8256 | O/G Steam SCR Retrofit | 0.18164 | 0.03 |  | 17.26%
Brame Energy Center | Louisiana | X | X | X | 6190 | 2 | 2837 | Coal Steam |  |  |  | Dry bottom wall-fired boiler |  | Y |  | 493 | 1460.846 | 15295863.73 | 1509817.1 | 1064.4103 | 1460.846 |  | 15295863.73 | 1509817.1 | 1460.846 |  | 1460.846 |  | 1460.846 |  | 1460.846 |  | 1460.846 |  | 1460.846 |  | 1460.846 |  | 921.6213 | 382.3966 | Coal Steam SCR Retrofit | 0.19101 | 0.05 |  | 46.52%
Brame Energy Center | Louisiana | X | X | X | 6190 | 3-1 | 90034 | Coal Steam |  |  |  | Circulating fluidized bed boiler |  | Y |  | 313 | 139.817 | 7077397.823 | 680083.61 | 168.061 | 139.817 |  | 7077397.823 | 680083.61 | 139.817 |  | 139.817 |  | 139.817 |  | 139.817 |  | 139.817 |  | 114.4769 | Y | 114.4769 |  | 114.4769 | 114.4769 | Coal Steam, Circulating fluidized bed, Under 0.08 | 0.03235 | 0.03235 |  | 62.18%
Brame Energy Center | Louisiana | X | X | X | 6190 | 3-2 | 90035 | Coal Steam |  |  |  | Circulating fluidized bed boiler |  | Y |  | 313 | 147.106 | 7329044.575 | 768079.73 | 128.289 | 147.106 |  | 7329044.575 | 768079.73 | 147.106 |  | 147.106 |  | 147.106 |  | 147.106 |  | 147.106 |  | 99.5651 | Y | 99.5651 |  | 99.5651 | 99.5651 | Coal Steam, Circulating fluidized bed, Under 0.08 | 0.02717 | 0.02717 |  | 55.88%
Calcasieu Plant | Louisiana | X | X | X | 55165 | GTG1 | 4036 | Combustion Turbine |  |  |  | Combustion turbine |  |  |  |  | 8.933 | 180417.587 | 16283.6 | 12.1277 | 8.933 |  | 180417.587 | 16283.6 | 8.933 |  | 8.933 |  | 8.933 |  | 8.933 |  | 8.933 |  | 8.933 |  | 8.933 |  | 8.933 | 8.933 | Not Coal Steam or O/G Steam | 0.099026 | 0.099026 |  | 3.328%
Calcasieu Plant | Louisiana | X | X | X | 55165 | GTG2 | 4037 | Combustion Turbine |  |  |  | Combustion turbine |  |  |  |  | 8.363 | 206315.172 | 18316.23 | 8.0377 | 8.363 |  | 206315.172 | 18316.23 | 8.363 |  | 8.363 |  | 8.363 |  | 8.363 |  | 8.363 |  | 8.363 |  | 8.363 |  | 8.363 | 8.363 | Not Coal Steam or O/G Steam | 0.08107 | 0.08107 |  | 2.428%
Carville Energy Center | Louisiana | X | X | X | 55404 | COG01 | 4678 | Combined Cycle |  |  |  | Combined cycle |  |  |  |  | 92.946 | 5762472.217 | 740285.51 | 89.0863 | 92.946 |  | 5762472.217 | 740285.51 | 92.946 |  | 92.946 |  | 92.946 |  | 92.946 |  | 92.946 |  | 92.946 |  | 92.946 |  | 92.946 | 92.946 | Not Coal Steam or O/G Steam | 0.032259 | 0.032259 |  | 59.06%
Carville Energy Center | Louisiana | X | X | X | 55404 | COG02 | 4679 | Combined Cycle |  |  |  | Combined cycle |  |  |  |  | 65.89 | 3643827.563 | 467100.37 | 75.8553 | 65.89 |  | 3643827.563 | 467100.37 | 65.89 |  | 65.89 |  | 65.89 |  | 65.89 |  | 65.89 |  | 65.89 |  | 65.89 |  | 65.89 | 65.89 | Not Coal Steam or O/G Steam | 0.036165 | 0.036165 |  | 48.83%
Coughlin Power Station | Louisiana | X | X | X | 1396 | 6-1 | 957 | Combined Cycle |  |  |  | Combined cycle | Y |  |  |  | 66.27 | 3658360.793 | 493643.41 | 91.7137 | 66.27 |  | 3658360.793 | 493643.41 | 66.27 |  | 66.27 |  | 66.27 |  | 21.9502 | Optimize SCR | 21.9502 |  | 21.9502 |  | 21.9502 |  | 21.9502 | 21.9502 | Not Coal Steam or O/G Steam | 0.012 | 0.012 |  | 53.62%
Coughlin Power Station | Louisiana | X | X | X | 1396 | 7-1 | 959 | Combined Cycle |  |  |  | Combined cycle | Y |  |  |  | 62.099 | 3268657.968 | 434540.85 | 68.7283 | 62.099 |  | 3268657.968 | 434540.85 | 62.099 |  | 62.099 |  | 62.099 |  | 19.6119 | Optimize SCR | 19.6119 |  | 19.6119 |  | 19.6119 |  | 19.6119 | 19.6119 | Not Coal Steam or O/G Steam | 0.012 | 0.012 |  | 50.97%
Coughlin Power Station | Louisiana | X | X | X | 1396 | 7-2 | 960 | Combined Cycle |  |  |  | Combined cycle | Y |  |  |  | 58.399 | 3151144.099 | 423920.75 | 56.876 | 58.399 |  | 3151144.099 | 423920.75 | 58.399 |  | 58.399 |  | 58.399 |  | 18.9069 | Optimize SCR | 18.9069 |  | 18.9069 |  | 18.9069 |  | 18.9069 | 18.9069 | Not Coal Steam or O/G Steam | 0.012 | 0.012 |  | 50.72%
Dolet Hills Power Station | Louisiana | X | X | X | 51 | 1 | 48 | Coal Steam | 12 | 2021 | 2023 | Dry bottom wall-fired boiler |  | Y |  | 642 | 1469.073 | 9647213.03 | 859962.73 | 1189.1467 | 0 | Y | 0 | 0 | 0 |  | 0 |  | 0 |  | 0 |  | 0 |  | 0 |  | 0 |  | 0 | 0 | Retired | 0 | 0 |  | 32.65%
Hargis-Hebert Electric Generating Statio | Louisiana | X | X | X | 56283 | U-1 | 89602 | Combustion Turbine |  |  |  | Combustion turbine |  |  |  |  | 3.255 | 74917.606 | 6743.1 | 3.006 | 3.255 |  | 74917.606 | 6743.1 | 3.255 |  | 3.255 |  | 3.255 |  | 3.255 |  | 3.255 |  | 3.255 |  | 3.255 |  | 3.255 | 3.255 | Not Coal Steam or O/G Steam | 0.086895 | 0.086895 |  | 3.573%
Hargis-Hebert Electric Generating Statio | Louisiana | X | X | X | 56283 | U-2 | 89603 | Combustion Turbine |  |  |  | Combustion turbine |  |  |  |  | 3.07 | 70729.623 | 6298.27 | 2.8923 | 3.07 |  | 70729.623 | 6298.27 | 3.07 |  | 3.07 |  | 3.07 |  | 3.07 |  | 3.07 |  | 3.07 |  | 3.07 |  | 3.07 | 3.07 | Not Coal Steam or O/G Steam | 0.086809 | 0.086809 |  | 3.428%
Houma | Louisiana | X | X | X | 1439 | 15 | 982 | O/G Steam |  |  |  | Dry bottom wall-fired boiler |  |  |  | 23.5 | 17.61 | 145795.518 | 13468.41 | 14.169 | 17.61 |  | 145795.518 | 13468.41 | 17.61 |  | 17.61 |  | 17.61 |  | 17.61 |  | 17.61 |  | 17.61 |  | 17.61 |  | 17.61 | 17.61 | O/G Steam Under 100 MW | 0.24157 | 0.24157 |  | 7.212%
Houma | Louisiana | X | X | X | 1439 | 16 | 983 | O/G Steam |  |  |  | Tangentially-fired |  |  |  | 39 | 5.71 | 88422.633 | 6230.81 | 12.1563 | 5.71 |  | 88422.633 | 6230.81 | 5.71 |  | 5.71 |  | 5.71 |  | 5.71 |  | 5.71 |  | 5.71 |  | 5.71 |  | 5.71 | 5.71 | O/G Steam Under 100 MW | 0.12915 | 0.12915 |  | 9.377%
LEPA Unit No. 1 | Louisiana | X | X | X | 58478 | CC01 | 91024 | Combined Cycle |  |  |  | Combined cycle | Y |  |  |  | 13.184 | 1275695.55 | 162662.75 | 7.837 | 13.184 |  | 1275695.55 | 162662.75 | 13.184 |  | 13.184 |  | 13.184 |  | 7.6542 | Optimize SCR | 7.6542 |  | 7.6542 |  | 7.6542 |  | 7.6542 | 7.6542 | Not Coal Steam or O/G Steam | 0.012 | 0.012 |  | 40.29%
Lake Charles Power Station | Louisiana | X | X | X | 60927 | 1A | 91298 | Combined Cycle |  |  |  | Combined cycle | Y |  |  |  | 31.371 | 10197239.238 | 1510750.07 | 16.4427 | 31.371 |  | 10197239.238 | 1510750.07 | 31.371 |  | 31.371 |  | 31.371 |  | 31.371 |  | 31.371 |  | 31.371 |  | 31.371 |  | 31.371 | 31.371 | Not Coal Steam or O/G Steam | 0.0061528 | 0.0061528 |  | 39.99%
Lake Charles Power Station | Louisiana | X | X | X | 60927 | 1B | 91297 | Combined Cycle |  |  |  | Combined cycle | Y |  |  |  | 34.3 | 9670361.304 | 1486534.13 | 16.8743 | 34.3 |  | 9670361.304 | 1486534.13 | 34.3 |  | 34.3 |  | 34.3 |  | 34.3 |  | 34.3 |  | 34.3 |  | 34.3 |  | 34.3 | 34.3 | Not Coal Steam or O/G Steam | 0.0070938 | 0.0070938 |  | 37.73%
Lieberman Power Plant | Louisiana | X | X | X | 1417 | 3 | 980 | O/G Steam |  |  |  | Tangentially-fired |  |  |  | 109 | 15.507 | 203240.269 | 17243.78 | 18.864 | 15.507 |  | 203240.269 | 17243.78 | 15.507 |  | 15.507 |  | 15.507 |  | 15.507 |  | 15.507 |  | 15.507 |  | 15.507 |  | 15.507 | 15.507 | Oil/Gas Steam Under 150 Tons (2019-2021 Average) | 0.1526 | 0.1526 |  | 5.516%
Lieberman Power Plant | Louisiana | X | X | X | 1417 | 4 | 981 | O/G Steam |  |  |  | Tangentially-fired |  |  |  | 108 | 13.083 | 155731.432 | 12870.38 | 16.5567 | 13.083 |  | 155731.432 | 12870.38 | 13.083 |  | 13.083 |  | 13.083 |  | 13.083 |  | 13.083 |  | 13.083 |  | 13.083 |  | 13.083 | 13.083 | Oil/Gas Steam Under 150 Tons (2019-2021 Average) | 0.16802 | 0.16802 |  | 4.674%
Little Gypsy | Louisiana | X | X | X | 1402 | 2 | 964 | O/G Steam | 6 | 2026 | 2027 | Dry bottom wall-fired boiler |  |  |  | 416 | 76.299 | 1198966.838 | 93829.12 | 329.0347 | 76.299 |  | 1198966.838 | 93829.12 | 76.299 |  | 76.299 |  | 76.299 |  | 76.299 |  | 76.299 |  | 76.299 |  | 76.299 |  | 47.1418 | 17.9845 | O/G Steam SCR Retrofit | 0.12727 | 0.03 |  | 22.88%
Little Gypsy | Louisiana | X | X | X | 1402 | 3 | 965 | O/G Steam |  |  |  | Dry bottom wall-fired boiler |  |  |  | 524 | 344.146 | 2404003.161 | 215849.78 | 735.3883 | 344.146 |  | 2404003.161 | 215849.78 | 344.146 |  | 344.146 |  | 344.146 |  | 344.146 |  | 344.146 |  | 344.146 |  | 344.146 |  | 190.103 | 36.06 | O/G Steam SCR Retrofit | 0.28631 | 0.03 |  | 23.52%
Louisiana 1 | Louisiana | X | X | X | 1391 | 1A | 936 | Fossil Waste |  |  |  | Tangentially-fired |  |  |  |  | 45.667 | 1153186.434 | 401794.22 | 47.1283 | 45.667 |  | 1153186.434 | 401794.22 | 45.667 |  | 45.667 |  | 45.667 |  | 45.667 |  | 45.667 |  | 45.667 |  | 45.667 |  | 45.667 | 45.667 | Not Coal Steam or O/G Steam | 0.079201 | 0.079201 |  | 34.99%
Louisiana 1 | Louisiana | X | X | X | 1391 | 2A | 937 | Fossil Waste |  |  |  | Tangentially-fired |  |  |  |  | 48.259 | 1201231.7 | 385776 | 43.0857 | 48.259 |  | 1201231.7 | 385776 | 48.259 |  | 48.259 |  | 48.259 |  | 48.259 |  | 48.259 |  | 48.259 |  | 48.259 |  | 48.259 | 48.259 | Not Coal Steam or O/G Steam | 0.080349 | 0.080349 |  | 28.81%
Louisiana 1 | Louisiana | X | X | X | 1391 | 3A | 938 | Fossil Waste |  |  |  | Tangentially-fired |  |  |  |  | 51.878 | 1316412.253 | 402259.04 | 51.9503 | 51.878 |  | 1316412.253 | 402259.04 | 51.878 |  | 51.878 |  | 51.878 |  | 51.878 |  | 51.878 |  | 51.878 |  | 51.878 |  | 51.878 | 51.878 | Not Coal Steam or O/G Steam | 0.078817 | 0.078817 |  | 30.24%
Louisiana 1 | Louisiana | X | X | X | 1391 | 4A | 939 | Fossil Waste |  |  |  | Combined cycle |  |  |  |  | 313.077 | 4608837.611 | 294898.85 | 351.694 | 313.077 |  | 4608837.611 | 294898.85 | 313.077 |  | 313.077 |  | 313.077 |  | 313.077 |  | 313.077 |  | 313.077 |  | 313.077 |  | 313.077 | 313.077 | Not Coal Steam or O/G Steam | 0.13586 | 0.13586 |  | 55.1%
Louisiana 1 | Louisiana | X | X | X | 1391 | 5A | 940 | Fossil Waste |  |  |  | Combined cycle |  |  |  |  | 156.25 | 7694848 |  | 155.374 | 156.25 |  | 7694848 |  | 156.25 |  | 156.25 |  | 156.25 |  | 156.25 |  | 156.25 |  | 156.25 |  | 156.25 |  | 156.25 | 156.25 | Not Coal Steam or O/G Steam | 0.040612 | 0.040612 |  | 76.74%
Nelson Industrial Steam Company | Louisiana | X | X | X | 50030 | 1A | 90014 | Coal Steam |  |  |  | Circulating fluidized bed boiler |  |  |  | 104 | 325.694 | 3273930.532 |  | 186.8137 | 325.694 |  | 3273930.532 |  | 325.694 |  | 325.694 |  | 325.694 |  | 325.694 |  | 325.694 |  | 325.694 |  | 325.694 |  | 162.847 | 162.847 | Coal Steam, Circulating fluidized bed, SNCR Retrofit | 0.19896 | 0.099481 |  | 63.28%
Nelson Industrial Steam Company | Louisiana | X | X | X | 50030 | 2A | 90015 | Coal Steam |  |  |  | Circulating fluidized bed boiler |  |  |  | 100 | 119.918 | 4788990.2 |  | 152.1773 | 119.918 |  | 4788990.2 |  | 119.918 |  | 119.918 |  | 119.918 |  | 119.918 |  | 119.918 |  | 119.918 |  | 119.918 |  | 119.918 | 119.918 | Coal Steam, Circulating fluidized bed, Under 0.08 | 0.050081 | 0.050081 |  | 73.78%
Ninemile Point | Louisiana | X | X | X | 1403 | 4 | 969 | O/G Steam |  |  |  | Tangentially-fired |  |  |  | 737 | 1388.555 | 13755291.554 | 1394429.9 | 2328.0557 | 1388.555 |  | 13755291.554 | 1394429.9 | 1388.555 |  | 1388.555 |  | 1388.555 |  | 1388.555 |  | 1388.555 |  | 1388.555 |  | 1388.555 |  | 797.4422 | 206.3294 | O/G Steam SCR Retrofit | 0.20189 | 0.03 |  | 54.26%
Ninemile Point | Louisiana | X | X | X | 1403 | 5 | 970 | O/G Steam |  |  |  | Tangentially-fired |  |  |  | 737 | 1481.248 | 12849419.774 | 1290988.48 | 1983.7763 | 1481.248 |  | 12849419.774 | 1290988.48 | 1481.248 |  | 1481.248 |  | 1481.248 |  | 1481.248 |  | 1481.248 |  | 1481.248 |  | 1481.248 |  | 836.9946 | 192.7413 | O/G Steam SCR Retrofit | 0.23055 | 0.03 |  | 50.5%
Ninemile Point | Louisiana | X | X | X | 1403 | 6A | 90866 | Combined Cycle |  |  |  | Combined cycle | Y |  |  |  | 39.468 | 6376167.581 | 933415.84 | 37.498 | 39.468 |  | 6376167.581 | 933415.84 | 39.468 |  | 39.468 |  | 39.468 |  | 38.257 | Optimize SCR | 38.257 |  | 38.257 |  | 38.257 |  | 38.257 | 38.257 | Not Coal Steam or O/G Steam | 0.012 | 0.012 |  | 80.85%
Ninemile Point | Louisiana | X | X | X | 1403 | 6B | 90867 | Combined Cycle |  |  |  | Combined cycle | Y |  |  |  | 46.657 | 6079600.845 | 884177.96 | 42.356 | 46.657 |  | 6079600.845 | 884177.96 | 46.657 |  | 46.657 |  | 46.657 |  | 36.4776 | Optimize SCR | 36.4776 |  | 36.4776 |  | 36.4776 |  | 36.4776 | 36.4776 | Not Coal Steam or O/G Steam | 0.012 | 0.012 |  | 80.09%
Ouachita Plant | Louisiana | X | X | X | 55467 | CTGEN1 | 4829 | Combined Cycle |  |  |  | Combined cycle | Y |  |  |  | 17.606 | 2132559.157 | 285343.35 | 24.9113 | 17.606 |  | 2132559.157 | 285343.35 | 17.606 |  | 17.606 |  | 17.606 |  | 12.7954 | Optimize SCR | 12.7954 |  | 12.7954 |  | 12.7954 |  | 12.7954 | 12.7954 | Not Coal Steam or O/G Steam | 0.012 | 0.012 |  | 43.13%
Ouachita Plant | Louisiana | X | X | X | 55467 | CTGEN2 | 4830 | Combined Cycle |  |  |  | Combined cycle | Y |  |  |  | 21.107 | 2455456.192 | 320930.86 | 25.875 | 21.107 |  | 2455456.192 | 320930.86 | 21.107 |  | 21.107 |  | 21.107 |  | 14.7327 | Optimize SCR | 14.7327 |  | 14.7327 |  | 14.7327 |  | 14.7327 | 14.7327 | Not Coal Steam or O/G Steam | 0.012 | 0.012 |  | 40.63%
Ouachita Plant | Louisiana | X | X | X | 55467 | CTGEN3 | 4831 | Combined Cycle |  |  |  | Combined cycle | Y |  |  |  | 24.262 | 3232936.336 | 426709.8 | 26.856 | 24.262 |  | 3232936.336 | 426709.8 | 24.262 |  | 24.262 |  | 24.262 |  | 19.3976 | Optimize SCR | 19.3976 |  | 19.3976 |  | 19.3976 |  | 19.3976 | 19.3976 | Not Coal Steam or O/G Steam | 0.012 | 0.012 |  | 47.83%
Perryville Power Station | Louisiana | X | X | X | 55620 | 1-1 | 3329 | Combined Cycle |  |  |  | Combined cycle | Y |  |  |  | 24.49 | 2996653.353 | 440304.12 | 31.8567 | 24.49 |  | 2996653.353 | 440304.12 | 24.49 |  | 24.49 |  | 24.49 |  | 17.9799 | Optimize SCR | 17.9799 |  | 17.9799 |  | 17.9799 |  | 17.9799 | 17.9799 | Not Coal Steam or O/G Steam | 0.012 | 0.012 |  | 55.64%
Perryville Power Station | Louisiana | X | X | X | 55620 | 1-2 | 3330 | Combined Cycle |  |  |  | Combined cycle | Y |  |  |  | 24.584 | 3083046.768 | 453256.67 | 31.8303 | 24.584 |  | 3083046.768 | 453256.67 | 24.584 |  | 24.584 |  | 24.584 |  | 18.4983 | Optimize SCR | 18.4983 |  | 18.4983 |  | 18.4983 |  | 18.4983 | 18.4983 | Not Coal Steam or O/G Steam | 0.012 | 0.012 |  | 54.52%
Perryville Power Station | Louisiana | X | X | X | 55620 | 2-1 | 3331 | Combustion Turbine |  |  |  | Combustion turbine |  |  |  |  | 3.57 | 232030.746 | 22041.34 | 2.306 | 3.57 |  | 232030.746 | 22041.34 | 3.57 |  | 3.57 |  | 3.57 |  | 3.57 |  | 3.57 |  | 3.57 |  | 3.57 |  | 3.57 | 3.57 | Not Coal Steam or O/G Steam | 0.030772 | 0.030772 |  | 1.96%
Plaquemine Cogen Facility | Louisiana | X | X | X | 55419 | 500 | 4709 | Combined Cycle |  |  |  | Combined cycle | Y |  |  |  | 45.376 | 5290392.154 | 983319.4 | 48.2763 | 45.376 |  | 5290392.154 | 983319.4 | 45.376 |  | 45.376 |  | 45.376 |  | 31.7424 | Optimize SCR | 31.7424 |  | 31.7424 |  | 31.7424 |  | 31.7424 | 31.7424 | Not Coal Steam or O/G Steam | 0.012 | 0.012 |  | 57.91%
Plaquemine Cogen Facility | Louisiana | X | X | X | 55419 | 600 | 4710 | Combined Cycle |  |  |  | Combined cycle | Y |  |  |  | 47.433 | 5695690.381 | 1073468.05 | 50.1777 | 47.433 |  | 5695690.381 | 1073468.05 | 47.433 |  | 47.433 |  | 47.433 |  | 34.1741 | Optimize SCR | 34.1741 |  | 34.1741 |  | 34.1741 |  | 34.1741 | 34.1741 | Not Coal Steam or O/G Steam | 0.012 | 0.012 |  | 63.51%
Plaquemine Cogen Facility | Louisiana | X | X | X | 55419 | 700 | 4711 | Combined Cycle |  |  |  | Combined cycle | Y |  |  |  | 45.716 | 5994931.216 | 1053421.18 | 48.8473 | 45.716 |  | 5994931.216 | 1053421.18 | 45.716 |  | 45.716 |  | 45.716 |  | 35.9696 | Optimize SCR | 35.9696 |  | 35.9696 |  | 35.9696 |  | 35.9696 | 35.9696 | Not Coal Steam or O/G Steam | 0.012 | 0.012 |  | 64.93%
Plaquemine Cogen Facility | Louisiana | X | X | X | 55419 | 800 | 4712 | Combined Cycle |  |  |  | Combined cycle | Y |  |  |  | 37.67 | 4822364.111 | 854075.95 | 42.0703 | 37.67 |  | 4822364.111 | 854075.95 | 37.67 |  | 37.67 |  | 37.67 |  | 28.9342 | Optimize SCR | 28.9342 |  | 28.9342 |  | 28.9342 |  | 28.9342 | 28.9342 | Not Coal Steam or O/G Steam | 0.012 | 0.012 |  | 55.24%
R S Cogen LLC | Louisiana | X | X | X | 55117 | RS-5 | 3940 | Combined Cycle |  |  |  | Combined cycle | Y |  |  |  | 208.125 | 5154609.04 | 521191.21 | 168.2083 | 208.125 |  | 5154609.04 | 521191.21 | 208.125 |  | 208.125 |  | 208.125 |  | 30.9277 | Optimize SCR | 30.9277 |  | 30.9277 |  | 30.9277 |  | 30.9277 | 30.9277 | Not Coal Steam or O/G Steam | 0.012 | 0.012 |  | 69.58%
R S Cogen LLC | Louisiana | X | X | X | 55117 | RS-6 | 3941 | Combined Cycle |  |  |  | Combined cycle | Y |  |  |  | 154.917 | 5802513.223 | 587688.28 | 142.6127 | 154.917 |  | 5802513.223 | 587688.28 | 154.917 |  | 154.917 |  | 154.917 |  | 34.8151 | Optimize SCR | 34.8151 |  | 34.8151 |  | 34.8151 |  | 34.8151 | 34.8151 | Not Coal Steam or O/G Steam | 0.012 | 0.012 |  | 69.48%
R S Nelson | Louisiana | X | X | X | 1393 | 6 | 950 | Coal Steam |  |  |  | Tangentially-fired |  |  |  | 550 | 623.028 | 7900979.625 | 709315.38 | 931.8147 | 623.028 |  | 7900979.625 | 709315.38 | 623.028 |  | 623.028 |  | 623.028 |  | 623.028 |  | 623.028 |  | 623.028 |  | 623.028 |  | 410.2762 | 197.5245 | Coal Steam SCR Retrofit | 0.15771 | 0.05 |  | 39.74%
St. Charles Power Station | Louisiana | X | X | X | 60926 | 1A | 91295 | Combined Cycle |  |  |  | Combined cycle | Y |  |  |  | 27.768 | 8575280.388 | 1240954.93 | 29.7537 | 27.768 |  | 8575280.388 | 1240954.93 | 27.768 |  | 27.768 |  | 27.768 |  | 27.768 |  | 27.768 |  | 27.768 |  | 27.768 |  | 27.768 | 27.768 | Not Coal Steam or O/G Steam | 0.0064763 | 0.0064763 |  | 65.41%
St. Charles Power Station | Louisiana | X | X | X | 60926 | 1B | 91296 | Combined Cycle |  |  |  | Combined cycle | Y |  |  |  | 27.088 | 8486451.597 | 1228435.42 | 30.282 | 27.088 |  | 8486451.597 | 1228435.42 | 27.088 |  | 27.088 |  | 27.088 |  | 27.088 |  | 27.088 |  | 27.088 |  | 27.088 |  | 27.088 | 27.088 | Not Coal Steam or O/G Steam | 0.0063838 | 0.0063838 |  | 67.02%
Sterlington | Louisiana | X | X | X | 1404 | 7AB | 972 | Combined Cycle |  |  |  | Combined cycle |  |  |  |  | 8.236 | 36604.544 | 2810.71 | 5.7477 | 8.236 |  | 36604.544 | 2810.71 | 8.236 |  | 8.236 |  | 8.236 |  | 8.236 |  | 8.236 |  | 8.236 |  | 8.236 |  | 8.236 | 8.236 | Not Coal Steam or O/G Steam | 0.45 | 0.45 |  | 0.6489%
T J Labbe Electric Generating Station | Louisiana | X | X | X | 56108 | U-1 | 89595 | Combustion Turbine |  |  |  | Combustion turbine |  |  |  |  | 2.568 | 59531.257 | 5256.47 | 2.868 | 2.568 |  | 59531.257 | 5256.47 | 2.568 |  | 2.568 |  | 2.568 |  | 2.568 |  | 2.568 |  | 2.568 |  | 2.568 |  | 2.568 | 2.568 | Not Coal Steam or O/G Steam | 0.086274 | 0.086274 |  | 3.389%
T J Labbe Electric Generating Station | Louisiana | X | X | X | 56108 | U-2 | 89596 | Combustion Turbine |  |  |  | Combustion turbine |  |  |  |  | 2.408 | 59013.951 | 5273.57 | 2.824 | 2.408 |  | 59013.951 | 5273.57 | 2.408 |  | 2.408 |  | 2.408 |  | 2.408 |  | 2.408 |  | 2.408 |  | 2.408 |  | 2.408 | 2.408 | Not Coal Steam or O/G Steam | 0.081608 | 0.081608 |  | 3.372%
Taft Cogeneration Facility | Louisiana | X | X | X | 55089 | CT1 | 3870 | Combined Cycle |  |  |  | Combined cycle |  |  |  |  | 42.16 | 2957253.95 | 243801.6 | 70.1597 | 42.16 |  | 2957253.95 | 243801.6 | 42.16 |  | 42.16 |  | 42.16 |  | 42.16 |  | 42.16 |  | 42.16 |  | 42.16 |  | 42.16 | 42.16 | Not Coal Steam or O/G Steam | 0.028513 | 0.028513 |  | 57.71%
Taft Cogeneration Facility | Louisiana | X | X | X | 55089 | CT2 | 3871 | Combined Cycle |  |  |  | Combined cycle |  |  |  |  | 68.626 | 5103112.169 | 435022.73 | 78.8057 | 68.626 |  | 5103112.169 | 435022.73 | 68.626 |  | 68.626 |  | 68.626 |  | 68.626 |  | 68.626 |  | 68.626 |  | 68.626 |  | 68.626 | 68.626 | Not Coal Steam or O/G Steam | 0.026896 | 0.026896 |  | 66.53%
Taft Cogeneration Facility | Louisiana | X | X | X | 55089 | CT3 | 3872 | Combined Cycle |  |  |  | Combined cycle |  |  |  |  | 48.674 | 3045076.113 | 245861.12 | 74.0673 | 48.674 |  | 3045076.113 | 245861.12 | 48.674 |  | 48.674 |  | 48.674 |  | 48.674 |  | 48.674 |  | 48.674 |  | 48.674 |  | 48.674 | 48.674 | Not Coal Steam or O/G Steam | 0.031969 | 0.031969 |  | 59.53%
Teche Power Station | Louisiana | X | X | X | 1400 | 3 | 962 | O/G Steam |  |  |  | Dry bottom wall-fired boiler |  |  |  | 331 | 171.625 | 1497080.497 | 141649.32 | 408.4857 | 171.625 |  | 1497080.497 | 141649.32 | 171.625 |  | 171.625 |  | 171.625 |  | 171.625 |  | 171.625 |  | 171.625 |  | 171.625 |  | 97.0406 | 22.4562 | O/G Steam SCR Retrofit | 0.22928 | 0.03 |  | 24.71%
Teche Power Station | Louisiana | X | X | X | 1400 | 4 | 90666 | Combustion Turbine |  |  |  | Combustion turbine |  |  |  |  | 0.239 | 28223.4 | 3019.66 | 0.184 | 0.239 |  | 28223.4 | 3019.66 | 0.239 |  | 0.239 |  | 0.239 |  | 0.239 |  | 0.239 |  | 0.239 |  | 0.239 |  | 0.239 | 0.239 | Not Coal Steam or O/G Steam | 0.016936 | 0.016936 |  | 1.314%
Washington Parish Energy Center | Louisiana | X | X | X | 55486 | CTG01 | 10121 | Combustion Turbine |  |  |  | Combustion turbine |  |  |  |  | 7.522 | 561812.45 | 61336.23 | 2.5073 | 7.522 |  | 561812.45 | 61336.23 | 7.522 |  | 7.522 |  | 7.522 |  | 7.522 |  | 7.522 |  | 7.522 |  | 7.522 |  | 7.522 | 7.522 | Not Coal Steam or O/G Steam | 0.026778 | 0.026778 |  | 2.317%
Washington Parish Energy Center | Louisiana | X | X | X | 55486 | CTG02 | 10122 | Combustion Turbine |  |  |  | Combustion turbine |  |  |  |  | 3.99 | 331763.73 | 36782.67 | 1.33 | 3.99 |  | 331763.73 | 36782.67 | 3.99 |  | 3.99 |  | 3.99 |  | 3.99 |  | 3.99 |  | 3.99 |  | 3.99 |  | 3.99 | 3.99 | Not Coal Steam or O/G Steam | 0.024053 | 0.024053 |  | 1.368%
Waterford 1 & 2 | Louisiana | X | X | X | 8056 | 1 | 3450 | O/G Steam |  |  |  | Dry bottom wall-fired boiler |  |  |  | 411 |  |  |  | 41.0733 | [20 empty] | Oil/Gas Steam Under 150 Tons (2019-2021 Average) | 0 | 0 |  | 3.218%
Waterford 1 & 2 | Louisiana | X | X | X | 8056 | 2 | 3451 | O/G Steam | 6 | 2024 | 2025 | Dry bottom wall-fired boiler |  |  |  | 428 | 132.958 | 1826339.186 | 168301.82 | 130.2417 | 132.958 |  | 1826339.186 | 168301.82 | 132.958 |  | 132.958 |  | 132.958 |  | 132.958 |  | 132.958 |  | 132.958 |  | 132.958 |  | 132.958 | 132.958 | Oil/Gas Steam Under 150 Tons (2019-2021 Average) | 0.1456 | 0.1456 |  | 9.177%
Waterford 1 & 2 | Louisiana | X | X | X | 8056 | 4 | 91255 | Combustion Turbine |  |  |  | Combustion turbine |  |  |  |  | 0.929 | 14519.5 | 945.3 | 1.2517 | 0.929 |  | 14519.5 | 945.3 | 0.929 |  | 0.929 |  | 0.929 |  | 0.929 |  | 0.929 |  | 0.929 |  | 0.929 |  | 0.929 | 0.929 | Not Coal Steam or O/G Steam | 0.12797 | 0.12797 |  | 1.101%
Androscoggin Energy | Maine |  |  |  | 55031 | CT01 | 3820 | Combustion Turbine |  |  |  | Combustion turbine | Y |  |  |  | 8.635 | 1256991.223 | 99063 | 6.6653 | 8.635 |  | 1256991.223 | 99063 | 8.635 |  | 8.635 |  | 8.635 |  | 8.635 |  | 8.635 |  | 8.635 |  | 8.635 |  | 8.635 | 8.635 | Not Coal Steam or O/G Steam | 0.013739 | 0.013739 |  | 24.57%
Androscoggin Energy | Maine |  |  |  | 55031 | CT02 | 3821 | Combustion Turbine |  |  |  | Combustion turbine | Y |  |  |  | 4.4 | 603175.976 | 47415.9 | 4.5633 | 4.4 |  | 603175.976 | 47415.9 | 4.4 |  | 4.4 |  | 4.4 |  | 4.4 |  | 4.4 |  | 4.4 |  | 4.4 |  | 4.4 | 4.4 | Not Coal Steam or O/G Steam | 0.014589 | 0.014589 |  | 18.01%
Androscoggin Energy | Maine |  |  |  | 55031 | CT03 | 3822 | Combustion Turbine |  |  |  | Combustion turbine | Y |  |  |  | 1.516 | 187756.987 | 15212 | 2.0163 | 1.516 |  | 187756.987 | 15212 | 1.516 |  | 1.516 |  | 1.516 |  | 1.516 |  | 1.516 |  | 1.516 |  | 1.516 |  | 1.516 | 1.516 | Not Coal Steam or O/G Steam | 0.016149 | 0.016149 |  | 6.838%
Bucksport Generation LLC | Maine |  |  |  | 50243 | GEN4 | 4072 | Combustion Turbine |  |  |  | Combined cycle |  |  |  |  | 4.099 | 68357.2 | 5517.75 | 2.5507 | 4.099 |  | 68357.2 | 5517.75 | 4.099 |  | 4.099 |  | 4.099 |  | 4.099 |  | 4.099 |  | 4.099 |  | 4.099 |  | 4.099 | 4.099 | Not Coal Steam or O/G Steam | 0.11993 | 0.11993 |  | 0.5496%
Maine Independence Station | Maine |  |  |  | 55068 | 1 | 3853 | Combined Cycle |  |  |  | Combined cycle | Y |  |  |  | 7.605 | 982236.148 | 84768.86 | 5.848 | 7.605 |  | 982236.148 | 84768.86 | 7.605 |  | 7.605 |  | 7.605 |  | 5.8934 | Optimize SCR | 5.8934 |  | 5.8934 |  | 5.8934 |  | 5.8934 | 5.8934 | Not Coal Steam or O/G Steam | 0.012 | 0.012 |  | 9.115%
Maine Independence Station | Maine |  |  |  | 55068 | 2 | 3854 | Combined Cycle |  |  |  | Combined cycle | Y |  |  |  | 14.637 | 1822105.417 | 157416.5 | 8.6087 | 14.637 |  | 1822105.417 | 157416.5 | 14.637 |  | 14.637 |  | 14.637 |  | 10.9326 | Optimize SCR | 10.9326 |  | 10.9326 |  | 10.9326 |  | 10.9326 | 10.9326 | Not Coal Steam or O/G Steam | 0.012 | 0.012 |  | 13.82%
Rumford Power | Maine |  |  |  | 55100 | 1 | 3893 | Combined Cycle |  |  |  | Combined cycle | Y |  |  |  | 19.221 | 2278429.07 | 312472.77 | 11.422 | 19.221 |  | 2278429.07 | 312472.77 | 19.221 |  | 19.221 |  | 19.221 |  | 13.6706 | Optimize SCR | 13.6706 |  | 13.6706 |  | 13.6706 |  | 13.6706 | 13.6706 | Not Coal Steam or O/G Steam | 0.012 | 0.012 |  | 17%
Westbrook Energy Center | Maine |  |  |  | 55294 | 1 | 4465 | Combined Cycle |  |  |  | Combined cycle | Y |  |  |  | 22.028 | 2646895.623 | 407184.24 | 18.905 | 22.028 |  | 2646895.623 | 407184.24 | 22.028 |  | 22.028 |  | 22.028 |  | 15.8814 | Optimize SCR | 15.8814 |  | 15.8814 |  | 15.8814 |  | 15.8814 | 15.8814 | Not Coal Steam or O/G Steam | 0.012 | 0.012 |  | 14.88%
Westbrook Energy Center | Maine |  |  |  | 55294 | 2 | 4466 | Combined Cycle |  |  |  | Combined cycle | Y |  |  |  | 19.904 | 2515247.248 | 386980.93 | 17.2913 | 19.904 |  | 2515247.248 | 386980.93 | 19.904 |  | 19.904 |  | 19.904 |  | 15.0915 | Optimize SCR | 15.0915 |  | 15.0915 |  | 15.0915 |  | 15.0915 | 15.0915 | Not Coal Steam or O/G Steam | 0.012 | 0.012 |  | 14.6%
William F Wyman | Maine |  |  |  | 1507 | 3 | 1002 | O/G Steam |  |  |  | Tangentially-fired |  |  |  | 111 | 0.803 | 11054.215 | 953.97 | 1.0707 | 0.803 |  | 11054.215 | 953.97 | 0.803 |  | 0.803 |  | 0.803 |  | 0.803 |  | 0.803 |  | 0.803 |  | 0.803 |  | 0.803 | 0.803 | Oil/Gas Steam Under 150 Tons (2019-2021 Average) | 0.14528 | 0.14528 |  | 0.3183%
William F Wyman | Maine |  |  |  | 1507 | 4 | 1003 | O/G Steam |  |  |  | Dry bottom wall-fired boiler |  |  |  | 602 | 4.701 | 63934.688 | 7829.85 | 5.4137 | 4.701 |  | 63934.688 | 7829.85 | 4.701 |  | 4.701 |  | 4.701 |  | 4.701 |  | 4.701 |  | 4.701 |  | 4.701 |  | 4.701 | 4.701 | Oil/Gas Steam Under 150 Tons (2019-2021 Average) | 0.14706 | 0.14706 |  | 0.2777%
AES Warrior Run | Maryland | X | X | X | 10678 | 001 | 3575 | Coal Steam |  |  |  | Circulating fluidized bed boiler |  | Y |  | 180 | 249.947 | 6816078.743 | 561196.13 | 187.8427 | 249.947 |  | 6816078.743 | 561196.13 | 249.947 |  | 249.947 |  | 249.947 |  | 249.947 |  | 249.947 |  | 242.1412 | Y | 242.1412 |  | 242.1412 | 242.1412 | Coal Steam, Circulating fluidized bed, Under 0.08 | 0.07105 | 0.07105 |  | 68.85%
Brandon Shores | Maryland | X | X | X | 602 | 1 | 395 | Coal Steam |  |  |  | Dry bottom wall-fired boiler | Y |  |  | 635 | 319.411 | 9169019.259 | 908867.5 | 241.893 | 319.411 |  | 9169019.259 | 908867.5 | 319.411 |  | 319.411 |  | 319.411 |  | 319.411 |  | 319.411 |  | 319.411 |  | 319.411 |  | 319.411 | 319.411 | Existing SCR | 0.069672 | 0.069672 |  | 23.71%
Brandon Shores | Maryland | X | X | X | 602 | 2 | 396 | Coal Steam |  |  |  | Dry bottom wall-fired boiler | Y |  |  | 638 | 276.795 | 7516623.589 | 802268.39 | 244.494 | 276.795 |  | 7516623.589 | 802268.39 | 276.795 |  | 276.795 |  | 276.795 |  | 276.795 |  | 276.795 |  | 276.795 |  | 276.795 |  | 276.795 | 276.795 | Existing SCR | 0.073649 | 0.073649 |  | 24.02%
Brandywine Power Facility | Maryland | X | X | X | 54832 | 1 | 3806 | Combined Cycle |  |  |  | Combined cycle |  |  |  |  | 18.958 | 1278239.254 | 150706.19 | 18.8907 | 18.958 |  | 1278239.254 | 150706.19 | 18.958 |  | 18.958 |  | 18.958 |  | 18.958 |  | 18.958 |  | 18.958 |  | 18.958 |  | 18.958 | 18.958 | Not Coal Steam or O/G Steam | 0.029663 | 0.029663 |  | 31.17%
Brandywine Power Facility | Maryland | X | X | X | 54832 | 2 | 3807 | Combined Cycle |  |  |  | Combined cycle |  |  |  |  | 18.609 | 1263329.13 | 152985.41 | 19.1593 | 18.609 |  | 1263329.13 | 152985.41 | 18.609 |  | 18.609 |  | 18.609 |  | 18.609 |  | 18.609 |  | 18.609 |  | 18.609 |  | 18.609 | 18.609 | Not Coal Steam or O/G Steam | 0.02946 | 0.02946 |  | 30.38%
CPV St. Charles Energy Center | Maryland | X | X | X | 56846 | GT1 | 91104 | Combined Cycle |  |  |  | Combined cycle | Y |  |  |  | 13.234 | 5247106.074 | 621897.44 | 13.3853 | 13.234 |  | 5247106.074 | 621897.44 | 13.234 |  | 13.234 |  | 13.234 |  | 13.234 |  | 13.234 |  | 13.234 |  | 13.234 |  | 13.234 | 13.234 | Not Coal Steam or O/G Steam | 0.0050443 | 0.0050443 |  | 54.93%
CPV St. Charles Energy Center | Maryland | X | X | X | 56846 | GT2 | 91105 | Combined Cycle |  |  |  | Combined cycle | Y |  |  |  | 12.244 | 5333270.9 | 639040.1 | 12.2273 | 12.244 |  | 5333270.9 | 639040.1 | 12.244 |  | 12.244 |  | 12.244 |  | 12.244 |  | 12.244 |  | 12.244 |  | 12.244 |  | 12.244 | 12.244 | Not Coal Steam or O/G Steam | 0.0045916 | 0.0045916 |  | 52.53%
Chalk Point | Maryland | X | X | X | 1571 | **GT3 | 1046 | Combustion Turbine |  |  |  | Combustion turbine |  |  |  |  | 0.844 | 16672.2 | 1072.73 | 0.79067 | 0.844 |  | 16672.2 | 1072.73 | 0.844 |  | 0.844 |  | 0.844 |  | 0.844 |  | 0.844 |  | 0.844 |  | 0.844 |  | 0.844 | 0.844 | Not Coal Steam or O/G Steam | 0.10125 | 0.10125 |  | 0.3756%
Chalk Point | Maryland | X | X | X | 1571 | **GT4 | 1047 | Combustion Turbine |  |  |  | Combustion turbine |  |  |  |  | 0.912 | 15476.9 | 1243.67 | 0.73433 | 0.912 |  | 15476.9 | 1243.67 | 0.912 |  | 0.912 |  | 0.912 |  | 0.912 |  | 0.912 |  | 0.912 |  | 0.912 |  | 0.912 | 0.912 | Not Coal Steam or O/G Steam | 0.11785 | 0.11785 |  | 0.3424%
Chalk Point | Maryland | X | X | X | 1571 | **GT5 | 1048 | Combustion Turbine |  |  |  | Combustion turbine |  |  |  |  | 2.362 | 28633.2 | 1637.05 | 1.67 | 2.362 |  | 28633.2 | 1637.05 | 2.362 |  | 2.362 |  | 2.362 |  | 2.362 |  | 2.362 |  | 2.362 |  | 2.362 |  | 2.362 | 2.362 | Not Coal Steam or O/G Steam | 0.16498 | 0.16498 |  | 0.2832%
Chalk Point | Maryland | X | X | X | 1571 | **GT6 | 1049 | Combustion Turbine |  |  |  | Combustion turbine |  |  |  |  | 1.86 | 23893.5 | 1872.75 | 3.067 | 1.86 |  | 23893.5 | 1872.75 | 1.86 |  | 1.86 |  | 1.86 |  | 1.86 |  | 1.86 |  | 1.86 |  | 1.86 |  | 1.86 | 1.86 | Not Coal Steam or O/G Steam | 0.15569 | 0.15569 |  | 0.4424%
Chalk Point | Maryland | X | X | X | 1571 | 1 | 1050 | Coal Steam | 6 | 2021 | 2023 | Dry bottom wall-fired boiler | Y |  | Y | 331 | 20.275 | 882648.649 | 71685.75 | 66.699 | 0 | Y | 0 | 0 | 0 |  | 0 |  | 0 |  | 0 | Common Stack SCR | 0 |  | 0 |  | 0 |  | 0 | 0 | Retired | 0 | 0 |  | 8.931%
Chalk Point | Maryland | X | X | X | 1571 | 2 | 1051 | Coal Steam | 6 | 2021 | 2023 | Dry bottom wall-fired boiler |  | Y | Y | 336 | 1.052 | 18978.835 | 1542.25 | 49.159 | 0 | Y | 0 | 0 | 0 |  | 0 |  | 0 |  | 0 |  | 0 |  | 0 |  | 0 |  | 0 | 0 | Retired | 0 | 0 |  | 3.075%
Chalk Point | Maryland | X | X | X | 1571 | 3 | 1052 | O/G Steam |  |  |  | Tangentially-fired |  |  |  | 582 | 28.685 | 634760.004 | 53893.11 | 38.277 | 28.685 |  | 634760.004 | 53893.11 | 28.685 |  | 28.685 |  | 28.685 |  | 28.685 |  | 28.685 |  | 28.685 |  | 28.685 |  | 28.685 | 28.685 | Oil/Gas Steam Under 150 Tons (2019-2021 Average) | 0.090381 | 0.090381 |  | 2.62%
Chalk Point | Maryland | X | X | X | 1571 | 4 | 1053 | O/G Steam |  |  |  | Tangentially-fired |  |  |  | 582 | 20.33 | 388759.538 | 32816.78 | 41.0997 | 20.33 |  | 388759.538 | 32816.78 | 20.33 |  | 20.33 |  | 20.33 |  | 20.33 |  | 20.33 |  | 20.33 |  | 20.33 |  | 20.33 | 20.33 | Oil/Gas Steam Under 150 Tons (2019-2021 Average) | 0.10459 | 0.10459 |  | 2.124%
Chalk Point | Maryland | X | X | X | 1571 | GT2 | 1055 | Combustion Turbine |  |  |  | Combustion turbine |  |  |  |  | 2.225 | 3707.9 | 176.93 | 1.0047 | 2.225 |  | 3707.9 | 176.93 | 2.225 |  | 2.225 |  | 2.225 |  | 2.225 |  | 2.225 |  | 2.225 |  | 2.225 |  | 2.225 | 2.225 | Not Coal Steam or O/G Steam | 1.2001 | 1.2001 |  | 0.1086%
Chalk Point | Maryland | X | X | X | 1571 | SMECO | 1056 | Combustion Turbine |  |  |  | Combustion turbine |  |  |  |  | 0.837 | 19292.9 | 936.17 | 0.527 | 0.837 |  | 19292.9 | 936.17 | 0.837 |  | 0.837 |  | 0.837 |  | 0.837 |  | 0.837 |  | 0.837 |  | 0.837 |  | 0.837 | 0.837 | Not Coal Steam or O/G Steam | 0.086768 | 0.086768 |  | 0.3388%
Dickerson | Maryland | X | X | X | 1572 | GT2 | 1061 | Combustion Turbine |  |  |  | Combustion turbine |  |  |  |  | 24.949 | 463466.94 | 37091.2 | 20.7257 | 24.949 |  | 463466.94 | 37091.2 | 24.949 |  | 24.949 |  | 24.949 |  | 24.949 |  | 24.949 |  | 24.949 |  | 24.949 |  | 24.949 | 24.949 | Not Coal Steam or O/G Steam | 0.10766 | 0.10766 |  | 5.152%
Dickerson | Maryland | X | X | X | 1572 | GT3 | 1062 | Combustion Turbine |  |  |  | Combustion turbine |  |  |  |  | 19.019 | 466444.834 | 37813.89 | 14.7 | 19.019 |  | 466444.834 | 37813.89 | 19.019 |  | 19.019 |  | 19.019 |  | 19.019 |  | 19.019 |  | 19.019 |  | 19.019 |  | 19.019 | 19.019 | Not Coal Steam or O/G Steam | 0.081549 | 0.081549 |  | 5.187%
Herbert A Wagner | Maryland | X | X | X | 1554 | 1 | 1007 | O/G Steam |  |  |  | Dry bottom wall-fired boiler |  | Y |  | 126 | 1.626 | 50850.912 | 1023.94 | 4.7127 | 1.626 |  | 50850.912 | 1023.94 | 1.626 |  | 1.626 |  | 1.626 |  | 1.626 |  | 1.626 |  | 1.626 |  | 1.626 |  | 1.626 | 1.626 | Oil/Gas Steam Under 150 Tons (2019-2021 Average) | 0.063952 | 0.063952 |  | 1.728%
Herbert A Wagner | Maryland | X | X | X | 1554 | 2 | 1008 | O/G Steam |  |  |  | Dry bottom wall-fired boiler |  | Y |  | 135 | 0.072 | 6965.422 | 0 | 2.4867 | 0.072 |  | 6965.422 | 0 | 0.072 |  | 0.072 |  | 0.072 |  | 0.072 |  | 0.072 |  | 0.072 |  | 0.072 |  | 0.072 | 0.072 | Oil/Gas Steam Under 150 Tons (2019-2021 Average) | 0.020674 | 0.020674 |  | 0.3317%
Herbert A Wagner | Maryland | X | X | X | 1554 | 3 | 1009 | Coal Steam |  |  |  | Dry bottom wall-fired boiler | Y |  |  | 305 | 30.043 | 796615.759 | 72957.71 | 26.0003 | 30.043 |  | 796615.759 | 72957.71 | 30.043 |  | 30.043 |  | 30.043 |  | 30.043 |  | 30.043 |  | 30.043 |  | 30.043 |  | 30.043 | 30.043 | Existing SCR | 0.075427 | 0.075427 |  | 7.428%
Herbert A Wagner | Maryland | X | X | X | 1554 | 4 | 1010 | O/G Steam |  |  |  | Dry bottom wall-fired boiler |  |  |  | 397 | 13.429 | 148169.245 | 9264.53 | 9.968 | 13.429 |  | 148169.245 | 9264.53 | 13.429 |  | 13.429 |  | 13.429 |  | 13.429 |  | 13.429 |  | 13.429 |  | 13.429 |  | 13.429 | 13.429 | Oil/Gas Steam Under 150 Tons (2019-2021 Average) | 0.18127 | 0.18127 |  | 0.6114%
Keys Energy Center | Maryland | X | X | X | 60302 | 11 | 91141 | Combined Cycle |  |  |  | Combined cycle | Y |  |  |  | 22.882 | 8086534.78 | 1105707.3 | 22.1193 | 22.882 |  | 8086534.78 | 1105707.3 | 22.882 |  | 22.882 |  | 22.882 |  | 22.882 |  | 22.882 |  | 22.882 |  | 22.882 |  | 22.882 | 22.882 | Not Coal Steam or O/G Steam | 0.0056593 | 0.0056593 |  | 68.87%
Keys Energy Center | Maryland | X | X | X | 60302 | 12 | 91142 | Combined Cycle |  |  |  | Combined cycle | Y |  |  |  | 22.742 | 8033704.65 | 1103846.4 | 22.4007 | 22.742 |  | 8033704.65 | 1103846.4 | 22.742 |  | 22.742 |  | 22.742 |  | 22.742 |  | 22.742 |  | 22.742 |  | 22.742 |  | 22.742 | 22.742 | Not Coal Steam or O/G Steam | 0.0056616 | 0.0056616 |  | 70.09%
Morgantown | Maryland | X | X | X | 1573 | 1 | 1065 | Coal Steam | 6 | 2022 | 2023 | Tangentially-fired | Y |  |  | 596 | 113.624 | 5320108.076 | 525491.29 | 113.914 | 0 | Y | 0 | 0 | 0 |  | 0 |  | 0 |  | 0 |  | 0 |  | 0 |  | 0 |  | 0 | 0 | Retired | 0 | 0 |  | 21.52%
Morgantown | Maryland | X | X | X | 1573 | 2 | 1066 | Coal Steam | 6 | 2022 | 2023 | Tangentially-fired | Y |  |  | 609 | 78.788 | 3273370.697 | 334632.59 | 107.3453 | 0 | Y | 0 | 0 | 0 |  | 0 |  | 0 |  | 0 |  | 0 |  | 0 |  | 0 |  | 0 | 0 | Retired | 0 | 0 |  | 20.15%
Morgantown | Maryland | X | X | X | 1573 | GT3 | 1069 | Combustion Turbine |  |  |  | Combustion turbine |  |  |  |  | 0.549 | 2024 | 129.3 | 1.4083 | 0.549 |  | 2024 | 129.3 | 0.549 |  | 0.549 |  | 0.549 |  | 0.549 |  | 0.549 |  | 0.549 |  | 0.549 |  | 0.549 | 0.549 | Not Coal Steam or O/G Steam | 0.54249 | 0.54249 |  | 0.2007%
Morgantown | Maryland | X | X | X | 1573 | GT4 | 1070 | Combustion Turbine |  |  |  | Combustion turbine |  |  |  |  | 0.329 | 1214 | 87.25 | 1.069 | 0.329 |  | 1214 | 87.25 | 0.329 |  | 0.329 |  | 0.329 |  | 0.329 |  | 0.329 |  | 0.329 |  | 0.329 |  | 0.329 | 0.329 | Not Coal Steam or O/G Steam | 0.54201 | 0.54201 |  | 0.1557%
Morgantown | Maryland | X | X | X | 1573 | GT5 | 1071 | Combustion Turbine |  |  |  | Combustion turbine |  |  |  |  | 0.345 | 1271.9 | 94.45 | 0.90767 | 0.345 |  | 1271.9 | 94.45 | 0.345 |  | 0.345 |  | 0.345 |  | 0.345 |  | 0.345 |  | 0.345 |  | 0.345 |  | 0.345 | 0.345 | Not Coal Steam or O/G Steam | 0.5425 | 0.5425 |  | 0.1361%
Morgantown | Maryland | X | X | X | 1573 | GT6 | 1072 | Combustion Turbine |  |  |  | Combustion turbine |  |  |  |  | 0.392 | 1445 | 10.47 | 1.231 | 0.392 |  | 1445 | 10.47 | 0.392 |  | 0.392 |  | 0.392 |  | 0.392 |  | 0.392 |  | 0.392 |  | 0.392 |  | 0.392 | 0.392 | Not Coal Steam or O/G Steam | 0.54256 | 0.54256 |  | 0.1891%
Perryman | Maryland | X | X | X | 1556 | **51 | 1019 | Combustion Turbine |  |  |  | Combustion turbine |  |  |  |  | 12.98 | 487555.45 | 42054.22 | 16.7567 | 12.98 |  | 487555.45 | 42054.22 | 12.98 |  | 12.98 |  | 12.98 |  | 12.98 |  | 12.98 |  | 12.98 |  | 12.98 |  | 12.98 | 12.98 | Not Coal Steam or O/G Steam | 0.053245 | 0.053245 |  | 9.207%
Perryman | Maryland | X | X | X | 1556 | 6-1 | 90366 | Combustion Turbine |  |  |  | Combustion turbine | Y |  | Y |  | 1.38 | 286499.718 | 28785.22 | 1.9957 | 1.38 |  | 286499.718 | 28785.22 | 1.38 |  | 1.38 |  | 1.38 |  | 1.38 |  | 1.38 |  | 1.38 |  | 1.38 |  | 1.38 | 1.38 | Not Coal Steam or O/G Steam | 0.0096335 | 0.0096335 |  | 16.73%
Perryman | Maryland | X | X | X | 1556 | 6-2 | 90367 | Combustion Turbine |  |  |  | Combustion turbine | Y |  | Y |  | 1.689 | 387529.541 | 38895.81 | 2.063 | 1.689 |  | 387529.541 | 38895.81 | 1.689 |  | 1.689 |  | 1.689 |  | 1.689 |  | 1.689 |  | 1.689 |  | 1.689 |  | 1.689 | 1.689 | Not Coal Steam or O/G Steam | 0.0087168 | 0.0087168 |  | 17.9%
Perryman | Maryland | X | X | X | 1556 | CT1 | 1023 | Combustion Turbine |  |  |  | Combustion turbine |  |  |  |  | 4.417 | 13628.354 | 839.6 | 6.746 | 4.417 |  | 13628.354 | 839.6 | 4.417 |  | 4.417 |  | 4.417 |  | 4.417 |  | 4.417 |  | 4.417 |  | 4.417 |  | 4.417 | 4.417 | Not Coal Steam or O/G Steam | 0.64821 | 0.64821 |  | 0.6989%
Perryman | Maryland | X | X | X | 1556 | CT3 | 1025 | Combustion Turbine |  |  |  | Combustion turbine |  |  |  |  | 4.476 | 15141.589 | 880.83 | 6.136 | 4.476 |  | 15141.589 | 880.83 | 4.476 |  | 4.476 |  | 4.476 |  | 4.476 |  | 4.476 |  | 4.476 |  | 4.476 |  | 4.476 | 4.476 | Not Coal Steam or O/G Steam | 0.59122 | 0.59122 |  | 0.5791%
Perryman | Maryland | X | X | X | 1556 | CT4 | 1026 | Combustion Turbine |  |  |  | Combustion turbine |  |  |  |  | 3.446 | 12435.475 | 763.17 | 5.029 | 3.446 |  | 12435.475 | 763.17 | 3.446 |  | 3.446 |  | 3.446 |  | 3.446 |  | 3.446 |  | 3.446 |  | 3.446 |  | 3.446 | 3.446 | Not Coal Steam or O/G Steam | 0.55422 | 0.55422 |  | 0.503%
Rock Springs Generating Facility | Maryland | X | X | X | 7835 | 1 | 3264 | Combustion Turbine |  |  |  | Combustion turbine |  |  |  |  | 8.774 | 542354.27 | 52140.96 | 6.3153 | 8.774 |  | 542354.27 | 52140.96 | 8.774 |  | 8.774 |  | 8.774 |  | 8.774 |  | 8.774 |  | 8.774 |  | 8.774 |  | 8.774 | 8.774 | Not Coal Steam or O/G Steam | 0.032355 | 0.032355 |  | 5.402%
Rock Springs Generating Facility | Maryland | X | X | X | 7835 | 2 | 3265 | Combustion Turbine |  |  |  | Combustion turbine |  |  |  |  | 9.896 | 597986.168 | 57432.25 | 6.2147 | 9.896 |  | 597986.168 | 57432.25 | 9.896 |  | 9.896 |  | 9.896 |  | 9.896 |  | 9.896 |  | 9.896 |  | 9.896 |  | 9.896 | 9.896 | Not Coal Steam or O/G Steam | 0.033098 | 0.033098 |  | 5.054%
Rock Springs Generating Facility | Maryland | X | X | X | 7835 | 3 | 3266 | Combustion Turbine |  |  |  | Combustion turbine |  |  |  |  | 7.639 | 431152.254 | 41163.33 | 7.162 | 7.639 |  | 431152.254 | 41163.33 | 7.639 |  | 7.639 |  | 7.639 |  | 7.639 |  | 7.639 |  | 7.639 |  | 7.639 |  | 7.639 | 7.639 | Not Coal Steam or O/G Steam | 0.035435 | 0.035435 |  | 5.858%
Rock Springs Generating Facility | Maryland | X | X | X | 7835 | 4 | 3267 | Combustion Turbine |  |  |  | Combustion turbine |  |  |  |  | 11.062 | 679367.884 | 64985.77 | 8.448 | 11.062 |  | 679367.884 | 64985.77 | 11.062 |  | 11.062 |  | 11.062 |  | 11.062 |  | 11.062 |  | 11.062 |  | 11.062 |  | 11.062 | 11.062 | Not Coal Steam or O/G Steam | 0.032566 | 0.032566 |  | 6.917%
Vienna | Maryland | X | X | X | 1564 | 8 | 1043 | O/G Steam |  |  |  | Tangentially-fired |  |  |  | 153 | 6.233 | 42294.574 | 2229.77 | 5.3743 | 6.233 |  | 42294.574 | 2229.77 | 6.233 |  | 6.233 |  | 6.233 |  | 6.233 |  | 6.233 |  | 6.233 |  | 6.233 |  | 6.233 | 6.233 | Oil/Gas Steam Under 150 Tons (2019-2021 Average) | 0.29474 | 0.29474 |  | 0.4467%
Wildcat Point Generation Facility | Maryland | X | X | X | 59220 | CT1 | 90940 | Combined Cycle |  |  |  | Combined cycle | Y |  |  |  | 19.588 | 5737918.059 | 851490.95 | 17.3523 | 19.588 |  | 5737918.059 | 851490.95 | 19.588 |  | 19.588 |  | 19.588 |  | 19.588 |  | 19.588 |  | 19.588 |  | 19.588 |  | 19.588 | 19.588 | Not Coal Steam or O/G Steam | 0.0068276 | 0.0068276 |  | 33.33%
Wildcat Point Generation Facility | Maryland | X | X | X | 59220 | CT2 | 90941 | Combined Cycle |  |  |  | Combined cycle | Y |  |  |  | 19.07 | 5677573.144 | 832504.19 | 18.3787 | 19.07 |  | 5677573.144 | 832504.19 | 19.07 |  | 19.07 |  | 19.07 |  | 19.07 |  | 19.07 |  | 19.07 |  | 19.07 |  | 19.07 | 19.07 | Not Coal Steam or O/G Steam | 0.0067177 | 0.0067177 |  | 35.13%
Bellingham | Massachusetts |  |  |  | 10307 | 1 | 3537 | Combined Cycle |  |  |  | Combined cycle |  |  |  |  | 14.146 | 370786.731 | 32147.78 | 9.3843 | 14.146 |  | 370786.731 | 32147.78 | 14.146 |  | 14.146 |  | 14.146 |  | 14.146 |  | 14.146 |  | 14.146 |  | 14.146 |  | 14.146 | 14.146 | Not Coal Steam or O/G Steam | 0.076303 | 0.076303 |  | 4.561%
Bellingham | Massachusetts |  |  |  | 10307 | 2 | 3538 | Combined Cycle |  |  |  | Combined cycle |  |  |  |  | 20.631 | 504146.619 | 42765.77 | 13.9403 | 20.631 |  | 504146.619 | 42765.77 | 20.631 |  | 20.631 |  | 20.631 |  | 20.631 |  | 20.631 |  | 20.631 |  | 20.631 |  | 20.631 | 20.631 | Not Coal Steam or O/G Steam | 0.081845 | 0.081845 |  | 6.163%
Bellingham Power Generation LLC | Massachusetts |  |  |  | 55211 | 1 | 4145 | Combined Cycle |  |  |  | Combined cycle | Y |  |  |  | 14.295 | 4227245.498 | 360760.17 | 15.3857 | 14.295 |  | 4227245.498 | 360760.17 | 14.295 |  | 14.295 |  | 14.295 |  | 14.295 |  | 14.295 |  | 14.295 |  | 14.295 |  | 14.295 | 14.295 | Not Coal Steam or O/G Steam | 0.0067633 | 0.0067633 |  | 40.5%
Bellingham Power Generation LLC | Massachusetts |  |  |  | 55211 | 2 | 4146 | Combined Cycle |  |  |  | Combined cycle | Y |  |  |  | 13.443 | 3941642.451 | 354737.75 | 15.9653 | 13.443 |  | 3941642.451 | 354737.75 | 13.443 |  | 13.443 |  | 13.443 |  | 13.443 |  | 13.443 |  | 13.443 |  | 13.443 |  | 13.443 | 13.443 | Not Coal Steam or O/G Steam | 0.006821 | 0.006821 |  | 37.78%
Berkshire Power | Massachusetts |  |  |  | 55041 | 1 | 3827 | Combined Cycle |  |  |  | Combined cycle | Y |  |  |  | 16.963 | 3293028.439 | 463669.49 | 14.9443 | 16.963 |  | 3293028.439 | 463669.49 | 16.963 |  | 16.963 |  | 16.963 |  | 16.963 |  | 16.963 |  | 16.963 |  | 16.963 |  | 16.963 | 16.963 | Not Coal Steam or O/G Steam | 0.010302 | 0.010302 |  | 34.78%
Blackstone Power Generation LLC | Massachusetts |  |  |  | 55212 | 1 | 4147 | Combined Cycle |  |  |  | Combined cycle | Y |  |  |  | 14.21 | 3808152.999 | 334855.04 | 13.816 | 14.21 |  | 3808152.999 | 334855.04 | 14.21 |  | 14.21 |  | 14.21 |  | 14.21 |  | 14.21 |  | 14.21 |  | 14.21 |  | 14.21 | 14.21 | Not Coal Steam or O/G Steam | 0.0074629 | 0.0074629 |  | 37.47%
Blackstone Power Generation LLC | Massachusetts |  |  |  | 55212 | 2 | 4148 | Combined Cycle |  |  |  | Combined cycle | Y |  |  |  | 13.504 | 4126548.471 | 378436.23 | 13.4123 | 13.504 |  | 4126548.471 | 378436.23 | 13.504 |  | 13.504 |  | 13.504 |  | 13.504 |  | 13.504 |  | 13.504 |  | 13.504 |  | 13.504 | 13.504 | Not Coal Steam or O/G Steam | 0.0065449 | 0.0065449 |  | 38.32%
Canal Station | Massachusetts |  |  |  | 1599 | 1 | 1102 | O/G Steam |  |  |  | Dry bottom wall-fired boiler | Y |  |  | 560 | 1.551 | 43059.128 | 4687 | 2.3157 | 1.551 |  | 43059.128 | 4687 | 1.551 |  | 1.551 |  | 1.551 |  | 0.64589 | Optimize SCR | 0.64589 |  | 0.64589 |  | 0.64589 |  | 0.64589 | 0.64589 | Existing SCR | 0.03 | 0.03 |  | 0.283%
Canal Station | Massachusetts |  |  |  | 1599 | 2 | 1103 | O/G Steam |  |  |  | Dry bottom wall-fired boiler |  | Y |  | 553 | 13.545 | 287389.929 | 28532.56 | 8.7733 | 13.545 |  | 287389.929 | 28532.56 | 13.545 |  | 13.545 |  | 13.545 |  | 13.545 |  | 13.545 |  | 13.545 |  | 13.545 |  | 13.545 | 13.545 | Oil/Gas Steam Under 150 Tons (2019-2021 Average) | 0.094262 | 0.094262 |  | 0.7313%
Canal Station | Massachusetts |  |  |  | 1599 | 3 | 88425 | Combustion Turbine |  |  |  | Combustion turbine | Y |  |  |  | 5.308 | 1398038.288 | 143575.03 | 5.6647 | 5.308 |  | 1398038.288 | 143575.03 | 5.308 |  | 5.308 |  | 5.308 |  | 5.308 |  | 5.308 |  | 5.308 |  | 5.308 |  | 5.308 | 5.308 | Not Coal Steam or O/G Steam | 0.0075935 | 0.0075935 |  | 9.941%
Cleary Flood | Massachusetts |  |  |  | 1682 | 9 | 1143 | Combined Cycle |  |  |  | Other boiler |  |  |  |  | 4.376 | 65865.118 | 5486 | 17.1677 | 4.376 |  | 65865.118 | 5486 | 4.376 |  | 4.376 |  | 4.376 |  | 4.376 |  | 4.376 |  | 4.376 |  | 4.376 |  | 4.376 | 4.376 | Not Coal Steam or O/G Steam | 0.13288 | 0.13288 |  | 4.512%
Dartmouth Power | Massachusetts |  |  |  | 52026 | 1 | 3713 | Combined Cycle |  |  |  | Combined cycle | Y |  |  |  | 3.19 | 212545.206 | 26161.2 | 3.5713 | 3.19 |  | 212545.206 | 26161.2 | 3.19 |  | 3.19 |  | 3.19 |  | 1.2753 | Optimize SCR | 1.2753 |  | 1.2753 |  | 1.2753 |  | 1.2753 | 1.2753 | Not Coal Steam or O/G Steam | 0.012 | 0.012 |  | 10.05%
Dighton | Massachusetts |  |  |  | 55026 | 1 | 3818 | Combined Cycle |  |  |  | Combined cycle | Y |  |  |  | 12.066 | 1720227.539 | 222073.61 | 10.344 | 12.066 |  | 1720227.539 | 222073.61 | 12.066 |  | 12.066 |  | 12.066 |  | 10.3214 | Optimize SCR | 10.3214 |  | 10.3214 |  | 10.3214 |  | 10.3214 | 10.3214 | Not Coal Steam or O/G Steam | 0.012 | 0.012 |  | 24.64%
Exelon West Medway II | Massachusetts |  |  |  | 59882 | J4 | 91232 | Combustion Turbine |  |  |  | Combustion turbine | Y |  |  |  | 2.545 | 588115.731 | 64793.81 | 1.7797 | 2.545 |  | 588115.731 | 64793.81 | 2.545 |  | 2.545 |  | 2.545 |  | 2.545 |  | 2.545 |  | 2.545 |  | 2.545 |  | 2.545 | 2.545 | Not Coal Steam or O/G Steam | 0.0086548 | 0.0086548 |  | 10.86%
Exelon West Medway II | Massachusetts |  |  |  | 59882 | J5 | 91233 | Combustion Turbine |  |  |  | Combustion turbine | Y |  |  |  | 2.444 | 564612.214 | 60698.98 | 1.7513 | 2.444 |  | 564612.214 | 60698.98 | 2.444 |  | 2.444 |  | 2.444 |  | 2.444 |  | 2.444 |  | 2.444 |  | 2.444 |  | 2.444 | 2.444 | Not Coal Steam or O/G Steam | 0.0086573 | 0.0086573 |  | 10.52%
Fore River Energy Center | Massachusetts |  |  |  | 55317 | 11 | 4488 | Combined Cycle |  |  |  | Combined cycle | Y |  |  |  | 20.502 | 6039363.882 | 858865.7 | 21.872 | 20.502 |  | 6039363.882 | 858865.7 | 20.502 |  | 20.502 |  | 20.502 |  | 20.502 |  | 20.502 |  | 20.502 |  | 20.502 |  | 20.502 | 20.502 | Not Coal Steam or O/G Steam | 0.0067895 | 0.0067895 |  | 62.5%
Fore River Energy Center | Massachusetts |  |  |  | 55317 | 12 | 4489 | Combined Cycle |  |  |  | Combined cycle | Y |  |  |  | 21.611 | 6536891.573 | 870922.52 | 22.1017 | 21.611 |  | 6536891.573 | 870922.52 | 21.611 |  | 21.611 |  | 21.611 |  | 21.611 |  | 21.611 |  | 21.611 |  | 21.611 |  | 21.611 | 21.611 | Not Coal Steam or O/G Steam | 0.006612 | 0.006612 |  | 56.24%
Kendall Green Energy LLC | Massachusetts |  |  |  | 1595 | 2 | 1097 | O/G Steam |  |  | 2023 | Dry bottom wall-fired boiler |  |  |  |  | 0.543 | 15698.94 |  | 1.1227 | 0 | Y | 0 | 0 | 0 |  | 0 |  | 0 |  | 0 |  | 0 |  | 0 |  | 0 |  | 0 | 0 | Retired | 0 | 0 |  | 1.807%
Kendall Green Energy LLC | Massachusetts |  |  |  | 1595 | 3 | 1098 | Combined Cycle |  |  |  | Dry bottom wall-fired boiler | Y |  |  |  | 5.031 | 115957.861 |  | 3.8773 | 5.031 |  | 115957.861 |  | 5.031 |  | 5.031 |  | 5.031 |  | 0.69575 | Optimize SCR | 0.69575 |  | 0.69575 |  | 0.69575 |  | 0.69575 | 0.69575 | Not Coal Steam or O/G Steam | 0.012 | 0.012 |  | 6.139%
Kendall Green Energy LLC | Massachusetts |  |  |  | 1595 | 4 | 1099 | Combined Cycle |  |  |  | Combined cycle | Y |  |  |  | 14.781 | 4349378.426 | 644317.49 | 15.2317 | 14.781 |  | 4349378.426 | 644317.49 | 14.781 |  | 14.781 |  | 14.781 |  | 14.781 |  | 14.781 |  | 14.781 |  | 14.781 |  | 14.781 | 14.781 | Not Coal Steam or O/G Steam | 0.0067968 | 0.0067968 |  | 49.71%
MASSPOWER | Massachusetts |  |  |  | 10726 | 1 | 3580 | Combined Cycle |  |  |  | Combined cycle | Y |  |  |  | 12.612 | 756820.25 | 62870.25 | 15.1027 | 12.612 |  | 756820.25 | 62870.25 | 12.612 |  | 12.612 |  | 12.612 |  | 4.5409 | Optimize SCR | 4.5409 |  | 4.5409 |  | 4.5409 |  | 4.5409 | 4.5409 | Not Coal Steam or O/G Steam | 0.012 | 0.012 |  | 19.67%
MASSPOWER | Massachusetts |  |  |  | 10726 | 2 | 3581 | Combined Cycle |  |  |  | Combined cycle | Y |  |  |  | 11.834 | 712019.175 | 60188.5 | 13.892 | 11.834 |  | 712019.175 | 60188.5 | 11.834 |  | 11.834 |  | 11.834 |  | 4.2721 | Optimize SCR | 4.2721 |  | 4.2721 |  | 4.2721 |  | 4.2721 | 4.2721 | Not Coal Steam or O/G Steam | 0.012 | 0.012 |  | 17.97%
Milford Power, LLC | Massachusetts |  |  |  | 54805 | 1 | 3800 | Combined Cycle |  |  |  | Combined cycle | Y |  |  |  | 11.201 | 1303972.889 | 158655.43 | 14.029 | 11.201 |  | 1303972.889 | 158655.43 | 11.201 |  | 11.201 |  | 11.201 |  | 7.8238 | Optimize SCR | 7.8238 |  | 7.8238 |  | 7.8238 |  | 7.8238 | 7.8238 | Not Coal Steam or O/G Steam | 0.012 | 0.012 |  | 17.8%
Millennium Power | Massachusetts |  |  |  | 55079 | 1 | 3862 | Combined Cycle |  |  |  | Combined cycle | Y |  |  |  | 26.199 | 3965875.415 | 368776.35 | 26.5603 | 26.199 |  | 3965875.415 | 368776.35 | 26.199 |  | 26.199 |  | 26.199 |  | 23.7953 | Optimize SCR | 23.7953 |  | 23.7953 |  | 23.7953 |  | 23.7953 | 23.7953 | Not Coal Steam or O/G Steam | 0.012 | 0.012 |  | 40.93%
Mystic | Massachusetts |  |  |  | 1588 | 7 | 1083 | O/G Steam |  |  | 2023 | Tangentially-fired |  |  |  | 554.85 |  |  |  | 6.6803 | 0 | Y | 0 | 0 | 0 |  | 0 |  | 0 |  | 0 |  | 0 |  | 0 |  | 0 |  | 0 | 0 | Retired | 0 | 0 |  | 0.4039%
Mystic | Massachusetts |  |  |  | 1588 | 81 | 10011 | Combined Cycle |  |  | 2025 | Combined cycle | Y |  |  |  | 2.606 | 424638.13 | 56035.69 | 3.8527 | 2.606 |  | 424638.13 | 56035.69 | 2.606 |  | 2.606 |  | 2.606 |  | 2.5478 | Optimize SCR | 2.5478 |  | 2.5478 |  | 2.5478 |  | 2.5478 | 2.5478 | Not Coal Steam or O/G Steam | 0.012 | 0.012 |  | 7.666%
Mystic | Massachusetts |  |  |  | 1588 | 82 | 10012 | Combined Cycle |  |  | 2025 | Combined cycle | Y |  |  |  | 1.998 | 353515.496 | 47671.88 | 3.9667 | 1.998 |  | 353515.496 | 47671.88 | 1.998 |  | 1.998 |  | 1.998 |  | 1.998 |  | 1.998 |  | 1.998 |  | 1.998 |  | 1.998 | 1.998 | Not Coal Steam or O/G Steam | 0.011304 | 0.011304 |  | 7.112%
Mystic | Massachusetts |  |  |  | 1588 | 93 | 10013 | Combined Cycle |  |  | 2025 | Combined cycle | Y |  |  |  | 2.476 | 507913.274 | 66395.95 | 4.2467 | 2.476 |  | 507913.274 | 66395.95 | 2.476 |  | 2.476 |  | 2.476 |  | 2.476 |  | 2.476 |  | 2.476 |  | 2.476 |  | 2.476 | 2.476 | Not Coal Steam or O/G Steam | 0.0097497 | 0.0097497 |  | 8.716%
Mystic | Massachusetts |  |  |  | 1588 | 94 | 10014 | Combined Cycle |  |  | 2025 | Combined cycle | Y |  |  |  | 2.188 | 464133.269 | 62396.2 | 3.8703 | 2.188 |  | 464133.269 | 62396.2 | 2.188 |  | 2.188 |  | 2.188 |  | 2.188 |  | 2.188 |  | 2.188 |  | 2.188 |  | 2.188 | 2.188 | Not Coal Steam or O/G Steam | 0.0094283 | 0.0094283 |  | 8.498%
Potter | Massachusetts |  |  |  | 1660 | 4 | 90442 | Combustion Turbine |  |  |  | Combustion turbine | Y |  |  |  | 0.272 | 46279.487 | 4752.43 | 0.25433 | 0.272 |  | 46279.487 | 4752.43 | 0.272 |  | 0.272 |  | 0.272 |  | 0.272 |  | 0.272 |  | 0.272 |  | 0.272 |  | 0.272 | 0.272 | Not Coal Steam or O/G Steam | 0.011755 | 0.011755 |  | 2.132%
Potter | Massachusetts |  |  |  | 1660 | 5 | 90443 | Combustion Turbine |  |  |  | Combustion turbine | Y |  |  |  | 0.303 | 44478.796 | 4515.17 | 0.26367 | 0.303 |  | 44478.796 | 4515.17 | 0.303 |  | 0.303 |  | 0.303 |  | 0.303 |  | 0.303 |  | 0.303 |  | 0.303 |  | 0.303 | 0.303 | Not Coal Steam or O/G Steam | 0.013624 | 0.013624 |  | 2.14%
Salem Harbor Station NGCC | Massachusetts |  |  |  | 60903 | 1 | 91204 | Combined Cycle |  |  |  | Combined cycle | Y |  |  |  | 3.6 | 1021373.913 | 141609.2 | 4.086 | 3.6 |  | 1021373.913 | 141609.2 | 3.6 |  | 3.6 |  | 3.6 |  | 3.6 |  | 3.6 |  | 3.6 |  | 3.6 |  | 3.6 | 3.6 | Not Coal Steam or O/G Steam | 0.0070493 | 0.0070493 |  | 12.23%
Salem Harbor Station NGCC | Massachusetts |  |  |  | 60903 | 2 | 91205 | Combined Cycle |  |  |  | Combined cycle | Y |  |  |  | 5.187 | 1408135.34 | 198674.95 | 4.285 | 5.187 |  | 1408135.34 | 198674.95 | 5.187 |  | 5.187 |  | 5.187 |  | 5.187 |  | 5.187 |  | 5.187 |  | 5.187 |  | 5.187 | 5.187 | Not Coal Steam or O/G Steam | 0.0073672 | 0.0073672 |  | 13.35%
Tanner Street Generation, LLC | Massachusetts |  |  |  | 54586 | 2 | 90384 | Combined Cycle |  |  |  | Combined cycle | Y |  |  |  | 1.98 | 175538.199 | 19822.99 | 1.8227 | 1.98 |  | 175538.199 | 19822.99 | 1.98 |  | 1.98 |  | 1.98 |  | 1.0532 | Optimize SCR | 1.0532 |  | 1.0532 |  | 1.0532 |  | 1.0532 | 1.0532 | Not Coal Steam or O/G Steam | 0.012 | 0.012 |  | 5.5%
West Springfield | Massachusetts |  |  |  | 1642 | 3 | 1138 | O/G Steam |  |  | 2023 | Tangentially-fired |  |  |  | 94 |  |  |  | 0.15833 | 0 | Y | 0 | 0 | 0 |  | 0 |  | 0 |  | 0 |  | 0 |  | 0 |  | 0 |  | 0 | 0 | Retired | 0 | 0 |  | 0.09284%
West Springfield | Massachusetts |  |  |  | 1642 | CTG1 | 8310 | Combustion Turbine |  |  | 2026 | Combustion turbine | Y |  |  |  | 0.521 | 5585.046 | 534.8 | 0.24067 | 0.521 |  | 5585.046 | 534.8 | 0.521 |  | 0.521 |  | 0.521 |  | 0.083776 | Optimize SCR | 0.083776 |  | 0.083776 |  | 0.083776 |  | 0.083776 | 0.083776 | Not Coal Steam or O/G Steam | 0.03 | 0.03 |  | 0.2173%
West Springfield | Massachusetts |  |  |  | 1642 | CTG2 | 8312 | Combustion Turbine |  |  | 2026 | Combustion turbine | Y |  |  |  | 0.284 | 5448.459 | 526.01 | 0.15533 | 0.284 |  | 5448.459 | 526.01 | 0.284 |  | 0.284 |  | 0.284 |  | 0.081727 | Optimize SCR | 0.081727 |  | 0.081727 |  | 0.081727 |  | 0.081727 | 0.081727 | Not Coal Steam or O/G Steam | 0.03 | 0.03 |  | 0.1711%
48th Street Peaking Station | Michigan | X | X | X | 7258 | **7 | 3062 | Combustion Turbine |  |  |  | Combustion turbine |  |  |  |  | 1.723 | 32199.651 | 2688.39 | 1.3297 | 1.723 |  | 32199.651 | 2688.39 | 1.723 |  | 1.723 |  | 1.723 |  | 1.723 |  | 1.723 |  | 1.723 |  | 1.723 |  | 1.723 | 1.723 | Not Coal Steam or O/G Steam | 0.10702 | 0.10702 |  | 1.334%
48th Street Peaking Station | Michigan | X | X | X | 7258 | **8 | 3063 | Combustion Turbine |  |  |  | Combustion turbine |  |  |  |  | 1.072 | 17119.197 | 1333.82 | 1.0833 | 1.072 |  | 17119.197 | 1333.82 | 1.072 |  | 1.072 |  | 1.072 |  | 1.072 |  | 1.072 |  | 1.072 |  | 1.072 |  | 1.072 | 1.072 | Not Coal Steam or O/G Steam | 0.12524 | 0.12524 |  | 0.9716%
48th Street Peaking Station | Michigan | X | X | X | 7258 | 9 | 3064 | Combustion Turbine |  |  |  | Combustion turbine |  |  |  |  | 10.101 | 553717.561 | 47401.45 | 6.838 | 10.101 |  | 553717.561 | 47401.45 | 10.101 |  | 10.101 |  | 10.101 |  | 10.101 |  | 10.101 |  | 10.101 |  | 10.101 |  | 10.101 | 10.101 | Not Coal Steam or O/G Steam | 0.036484 | 0.036484 |  | 10.5%
Alpine Power Plant | Michigan | X | X | X | 59926 | AL1 | 91051 | Combustion Turbine |  |  |  | Combustion turbine |  |  |  |  | 64.37 | 3924597.9 | 355881.93 | 54.1673 | 64.37 |  | 3924597.9 | 355881.93 | 64.37 |  | 64.37 |  | 64.37 |  | 64.37 |  | 64.37 |  | 64.37 |  | 64.37 |  | 64.37 | 64.37 | Not Coal Steam or O/G Steam | 0.032803 | 0.032803 |  | 40.74%
Alpine Power Plant | Michigan | X | X | X | 59926 | AL2 | 91052 | Combustion Turbine |  |  |  | Combustion turbine |  |  |  |  | 80.653 | 3049914.1 | 271296.75 | 54.1953 | 80.653 |  | 3049914.1 | 271296.75 | 80.653 |  | 80.653 |  | 80.653 |  | 80.653 |  | 80.653 |  | 80.653 |  | 80.653 |  | 80.653 | 80.653 | Not Coal Steam or O/G Steam | 0.052889 | 0.052889 |  | 28.04%
Belle River | Michigan | X | X | X | 6034 | 1 | 2695 | Coal Steam |  |  |  | Dry bottom wall-fired boiler |  |  |  | 635 | 1385.705 | 13983432.959 | 1426647 | 1259.031 | 1385.705 |  | 13983432.959 | 1426647 | 1385.705 |  | 1385.705 |  | 1385.705 |  | 1385.705 |  | 1385.705 |  | 1385.705 |  | 1385.705 |  | 867.6454 | 349.5858 | Coal Steam SCR Retrofit | 0.19819 | 0.05 |  | 42.41%
Belle River | Michigan | X | X | X | 6034 | 2 | 2696 | Coal Steam |  |  |  | Dry bottom wall-fired boiler |  |  |  | 635 | 1709.456 | 16600199.44 | 1633328.32 | 1289.6867 | 1709.456 |  | 16600199.44 | 1633328.32 | 1709.456 |  | 1709.456 |  | 1709.456 |  | 1709.456 |  | 1709.456 |  | 1709.456 |  | 1709.456 |  | 1062.2305 | 415.005 | Coal Steam SCR Retrofit | 0.20596 | 0.05 |  | 43.08%
Belle River | Michigan | X | X | X | 6034 | CTG121 | 2697 | Combustion Turbine |  |  |  | Combustion turbine |  |  |  |  | 6.033 | 422251.41 | 34976.05 | 9.875 | 6.033 |  | 422251.41 | 34976.05 | 6.033 |  | 6.033 |  | 6.033 |  | 6.033 |  | 6.033 |  | 6.033 |  | 6.033 |  | 6.033 | 6.033 | Not Coal Steam or O/G Steam | 0.028575 | 0.028575 |  | 16.88%
Belle River | Michigan | X | X | X | 6034 | CTG122 | 2698 | Combustion Turbine |  |  |  | Combustion turbine |  |  |  |  | 4.517 | 333932.903 | 27319.87 | 4.7057 | 4.517 |  | 333932.903 | 27319.87 | 4.517 |  | 4.517 |  | 4.517 |  | 4.517 |  | 4.517 |  | 4.517 |  | 4.517 |  | 4.517 | 4.517 | Not Coal Steam or O/G Steam | 0.027053 | 0.027053 |  | 9.124%
Belle River | Michigan | X | X | X | 6034 | CTG131 | 2699 | Combustion Turbine |  |  |  | Combustion turbine |  |  |  |  | 5.178 | 347550.935 | 28459.01 | 10.6057 | 5.178 |  | 347550.935 | 28459.01 | 5.178 |  | 5.178 |  | 5.178 |  | 5.178 |  | 5.178 |  | 5.178 |  | 5.178 |  | 5.178 | 5.178 | Not Coal Steam or O/G Steam | 0.029797 | 0.029797 |  | 16.79%
Cadillac Renewable Energy | Michigan | X | X | X | 54415 | EUBLR | 90201 | Biomass |  |  |  | Stoker |  | Y |  |  | 81.926 | 1105432.557 | 64398.85 | 59.6293 | 81.926 |  | 1105432.557 | 64398.85 | 81.926 |  | 81.926 |  | 81.926 |  | 81.926 |  | 81.926 |  | 79.3369 | Y | 79.3369 |  | 79.3369 | 79.3369 | Not Coal Steam or O/G Steam | 0.14354 | 0.14354 |  | 34.21%
Dan E Karn | Michigan | X | X | X | 1702 | 1 | 1153 | Coal Steam | 5 | 2023 | 2024 | Tangentially-fired | Y |  |  | 255 | 261.621 | 8496868.176 | 823010.37 | 200.2747 | 261.621 |  | 8496868.176 | 823010.37 | 261.621 |  | 261.621 |  | 261.621 |  | 261.621 |  | 261.621 |  | 261.621 |  | 261.621 |  | 261.621 | 261.621 | Existing SCR | 0.061581 | 0.061581 |  | 51.71%
Dan E Karn | Michigan | X | X | X | 1702 | 2 | 1154 | Coal Steam | 5 | 2023 | 2024 | Dry bottom wall-fired boiler | Y |  |  | 260 | 189.954 | 6224975.946 | 588550.6 | 123.122 | 189.954 |  | 6224975.946 | 588550.6 | 189.954 |  | 189.954 |  | 189.954 |  | 189.954 |  | 189.954 |  | 189.954 |  | 189.954 |  | 189.954 | 189.954 | Existing SCR | 0.06103 | 0.06103 |  | 36.24%
Dan E Karn | Michigan | X | X | X | 1702 | 3 | 1155 | O/G Steam | 5 | 2031 | 2032 | Dry bottom wall-fired boiler |  |  | Y | 600 | 36.295 | 752873.973 |  | 40.28 | 36.295 |  | 752873.973 |  | 36.295 |  | 36.295 |  | 36.295 |  | 36.295 |  | 36.295 |  | 36.295 |  | 36.295 |  | 36.295 | 36.295 | Oil/Gas Steam Under 150 Tons (2019-2021 Average) | 0.096417 | 0.096417 |  | 1.558%
Dan E Karn | Michigan | X | X | X | 1702 | 4 | 1156 | O/G Steam | 5 | 2031 | 2032 | Dry bottom wall-fired boiler |  |  | Y | 603 | 74.927 | 1277666.718 |  | 38.9833 | 74.927 |  | 1277666.718 |  | 74.927 |  | 74.927 |  | 74.927 |  | 74.927 |  | 74.927 |  | 74.927 |  | 74.927 |  | 74.927 | 74.927 | Oil/Gas Steam Under 150 Tons (2019-2021 Average) | 0.11729 | 0.11729 |  | 1.504%
Dean Peakers | Michigan | X | X | X | 55718 | 1 | 9240 | Combustion Turbine |  |  |  | Combustion turbine |  |  |  |  | 8.648 | 625647.993 | 51960.18 | 11.273 | 8.648 |  | 625647.993 | 51960.18 | 8.648 |  | 8.648 |  | 8.648 |  | 8.648 |  | 8.648 |  | 8.648 |  | 8.648 |  | 8.648 | 8.648 | Not Coal Steam or O/G Steam | 0.027645 | 0.027645 |  | 20.1%
Dean Peakers | Michigan | X | X | X | 55718 | 2 | 9241 | Combustion Turbine |  |  |  | Combustion turbine |  |  |  |  | 8.075 | 623873.623 | 51140.96 | 10.4907 | 8.075 |  | 623873.623 | 51140.96 | 8.075 |  | 8.075 |  | 8.075 |  | 8.075 |  | 8.075 |  | 8.075 |  | 8.075 |  | 8.075 | 8.075 | Not Coal Steam or O/G Steam | 0.025887 | 0.025887 |  | 20.04%
Dean Peakers | Michigan | X | X | X | 55718 | 3 | 9242 | Combustion Turbine |  |  |  | Combustion turbine |  |  |  |  | 6.338 | 567220.481 | 47284.56 | 8.5767 | 6.338 |  | 567220.481 | 47284.56 | 6.338 |  | 6.338 |  | 6.338 |  | 6.338 |  | 6.338 |  | 6.338 |  | 6.338 |  | 6.338 | 6.338 | Not Coal Steam or O/G Steam | 0.022348 | 0.022348 |  | 18.83%
Dean Peakers | Michigan | X | X | X | 55718 | 4 | 9243 | Combustion Turbine |  |  |  | Combustion turbine |  |  |  |  | 5.426 | 471616.281 | 38859.8 | 8.4173 | 5.426 |  | 471616.281 | 38859.8 | 5.426 |  | 5.426 |  | 5.426 |  | 5.426 |  | 5.426 |  | 5.426 |  | 5.426 |  | 5.426 | 5.426 | Not Coal Steam or O/G Steam | 0.02301 | 0.02301 |  | 17.81%
Dearborn Industrial Generation | Michigan | X | X | X | 55088 | BL1100 | 89291 | Fossil Waste |  |  |  | Other boiler |  |  |  |  | 13.115 | 1092737.875 |  | 16.4677 | 13.115 |  | 1092737.875 |  | 13.115 |  | 13.115 |  | 13.115 |  | 13.115 |  | 13.115 |  | 13.115 |  | 13.115 |  | 13.115 | 13.115 | Not Coal Steam or O/G Steam | 0.024004 | 0.024004 |  | 39.92%
Dearborn Industrial Generation | Michigan | X | X | X | 55088 | BL2100 | 89292 | Fossil Waste |  |  |  | Other boiler |  |  |  |  | 13.166 | 1137527.6 |  | 18.341 | 13.166 |  | 1137527.6 |  | 13.166 |  | 13.166 |  | 13.166 |  | 13.166 |  | 13.166 |  | 13.166 |  | 13.166 |  | 13.166 | 13.166 | Not Coal Steam or O/G Steam | 0.023148 | 0.023148 |  | 38.7%
Dearborn Industrial Generation | Michigan | X | X | X | 55088 | BL3100 | 89293 | Fossil Waste |  |  |  | Other boiler |  |  |  |  | 10.364 | 1019931.95 |  | 10.8873 | 10.364 |  | 1019931.95 |  | 10.364 |  | 10.364 |  | 10.364 |  | 10.364 |  | 10.364 |  | 10.364 |  | 10.364 |  | 10.364 | 10.364 | Not Coal Steam or O/G Steam | 0.020323 | 0.020323 |  | 37.61%
Dearborn Industrial Generation | Michigan | X | X | X | 55088 | GT2100 | 89289 | Combustion Turbine |  |  |  | Combined cycle |  |  |  |  | 67.101 | 5189109.225 | 522791.5 | 63.9493 | 67.101 |  | 5189109.225 | 522791.5 | 67.101 |  | 67.101 |  | 67.101 |  | 67.101 |  | 67.101 |  | 67.101 |  | 67.101 |  | 67.101 | 67.101 | Not Coal Steam or O/G Steam | 0.025862 | 0.025862 |  | 66.66%
Dearborn Industrial Generation | Michigan | X | X | X | 55088 | GT3100 | 89290 | Combustion Turbine |  |  |  | Combined cycle |  |  |  |  | 65.215 | 5001311.65 | 466137.5 | 69.3883 | 65.215 |  | 5001311.65 | 466137.5 | 65.215 |  | 65.215 |  | 65.215 |  | 65.215 |  | 65.215 |  | 65.215 |  | 65.215 |  | 65.215 | 65.215 | Not Coal Steam or O/G Steam | 0.026079 | 0.026079 |  | 48.66%
Dearborn Industrial Generation | Michigan | X | X | X | 55088 | GTP1 | 3869 | Combustion Turbine |  |  |  | Combustion turbine |  |  |  |  | 34.563 | 2297689.825 | 229636.5 | 48.49 | 34.563 |  | 2297689.825 | 229636.5 | 34.563 |  | 34.563 |  | 34.563 |  | 34.563 |  | 34.563 |  | 34.563 |  | 34.563 |  | 34.563 | 34.563 | Not Coal Steam or O/G Steam | 0.030085 | 0.030085 |  | 40.53%
Delray | Michigan | X | X | X | 1728 | CTG111 | 1175 | Combustion Turbine |  |  |  | Combustion turbine |  |  |  |  | 2.796 | 144958.03 | 11938.01 | 3.2587 | 2.796 |  | 144958.03 | 11938.01 | 2.796 |  | 2.796 |  | 2.796 |  | 2.796 |  | 2.796 |  | 2.796 |  | 2.796 |  | 2.796 | 2.796 | Not Coal Steam or O/G Steam | 0.038577 | 0.038577 |  | 4.538%
Delray | Michigan | X | X | X | 1728 | CTG121 | 1176 | Combustion Turbine |  |  |  | Combustion turbine |  |  |  |  | 3.808 | 145195.071 | 11344.45 | 2.4303 | 3.808 |  | 145195.071 | 11344.45 | 3.808 |  | 3.808 |  | 3.808 |  | 3.808 |  | 3.808 |  | 3.808 |  | 3.808 |  | 3.808 | 3.808 | Not Coal Steam or O/G Steam | 0.052454 | 0.052454 |  | 2.931%
Eckert Station | Michigan | X | X | X | 1831 | 4 | 1218 | Coal Steam |  |  | 2023 | Dry bottom wall-fired boiler |  |  |  | 71.2 |  |  |  | 9.846 | 0 | Y | 0 | 0 | 0 |  | 0 |  | 0 |  | 0 |  | 0 |  | 0 |  | 0 |  | 0 | 0 | Retired | 0 | 0 |  | 3.014%
Erickson | Michigan | X | X | X | 1832 | 1 | 1221 | Coal Steam | 12 | 2022 | 2023 | Dry bottom wall-fired boiler |  |  |  | 154 | 457.763 | 5884509.964 | 478176.74 | 368.231 | 0 | Y | 0 | 0 | 0 |  | 0 |  | 0 |  | 0 |  | 0 |  | 0 |  | 0 |  | 0 | 0 | Retired | 0 | 0 |  | 77.65%
Genesee Power Station | Michigan | X | X | X | 54751 | 01 | 90200 | Biomass |  |  |  | Stoker |  | Y |  |  | 85.697 | 979403.741 | 71908.51 | 68.8623 | 85.697 |  | 979403.741 | 71908.51 | 85.697 |  | 85.697 |  | 85.697 |  | 85.697 |  | 85.697 |  | 85.697 |  | 85.697 |  | 85.697 | 85.697 | Not Coal Steam or O/G Steam | 0.175 | 0.175 |  | 29.2%
Grayling Generating Station | Michigan | X | X | X | 10822 | 1 | 90210 | Biomass |  |  |  | Stoker |  | Y |  |  | 105.207 | 1575169.105 |  | 57.4737 | 105.207 |  | 1575169.105 |  | 105.207 |  | 105.207 |  | 105.207 |  | 105.207 |  | 105.207 |  | 92.683 | Y | 92.683 |  | 92.683 | 92.683 | Not Coal Steam or O/G Steam | 0.11768 | 0.11768 |  | 39.01%
Greenwood | Michigan | X | X | X | 6035 | 1 | 2700 | O/G Steam |  |  |  | Dry bottom wall-fired boiler |  |  |  | 785 | 249.542 | 4396725.958 | 393295.49 | 354.101 | 249.542 |  | 4396725.958 | 393295.49 | 249.542 |  | 249.542 |  | 249.542 |  | 249.542 |  | 249.542 |  | 249.542 |  | 249.542 |  | 157.7464 | 65.9509 | O/G Steam SCR Retrofit | 0.11351 | 0.03 |  | 18.29%
Greenwood | Michigan | X | X | X | 6035 | CTG111 | 2701 | Combustion Turbine |  |  |  | Combustion turbine |  |  |  |  | 5.527 | 370108.945 | 28680.85 | 5.2337 | 5.527 |  | 370108.945 | 28680.85 | 5.527 |  | 5.527 |  | 5.527 |  | 5.527 |  | 5.527 |  | 5.527 |  | 5.527 |  | 5.527 | 5.527 | Not Coal Steam or O/G Steam | 0.029867 | 0.029867 |  | 8.664%
Greenwood | Michigan | X | X | X | 6035 | CTG112 | 2702 | Combustion Turbine |  |  |  | Combustion turbine |  |  |  |  | 5.495 | 374166.24 | 29527.52 | 5.146 | 5.495 |  | 374166.24 | 29527.52 | 5.495 |  | 5.495 |  | 5.495 |  | 5.495 |  | 5.495 |  | 5.495 |  | 5.495 |  | 5.495 | 5.495 | Not Coal Steam or O/G Steam | 0.029372 | 0.029372 |  | 8.7%
Greenwood | Michigan | X | X | X | 6035 | CTG121 | 2703 | Combustion Turbine |  |  |  | Combustion turbine |  |  |  |  | 4.371 | 349025.089 | 26781.26 | 4.6777 | 4.371 |  | 349025.089 | 26781.26 | 4.371 |  | 4.371 |  | 4.371 |  | 4.371 |  | 4.371 |  | 4.371 |  | 4.371 |  | 4.371 | 4.371 | Not Coal Steam or O/G Steam | 0.025047 | 0.025047 |  | 8.985%
Hancock Peakers | Michigan | X | X | X | 1730 | CTG121 | 88435 | Combustion Turbine |  |  |  | Combustion turbine |  |  |  |  | 14.255 | 40730 | 2808.6 | 9.6547 | 14.255 |  | 40730 | 2808.6 | 14.255 |  | 14.255 |  | 14.255 |  | 14.255 |  | 14.255 |  | 14.255 |  | 14.255 |  | 14.255 | 14.255 | Not Coal Steam or O/G Steam | 0.69998 | 0.69998 |  | 1.461%
Hancock Peakers | Michigan | X | X | X | 1730 | CTG122 | 88436 | Combustion Turbine |  |  |  | Combustion turbine |  |  |  |  | 10.356 | 29589.4 | 2070.35 | 8.134 | 10.356 |  | 29589.4 | 2070.35 | 10.356 |  | 10.356 |  | 10.356 |  | 10.356 |  | 10.356 |  | 10.356 |  | 10.356 |  | 10.356 | 10.356 | Not Coal Steam or O/G Steam | 0.69998 | 0.69998 |  | 1.231%
Holland Energy Park | Michigan | X | X | X | 59093 | 10 | 91083 | Combined Cycle |  |  |  | Combined cycle | Y |  |  |  | 7.038 | 1257502.042 | 177265.29 | 7.2973 | 7.038 |  | 1257502.042 | 177265.29 | 7.038 |  | 7.038 |  | 7.038 |  | 7.038 |  | 7.038 |  | 7.038 |  | 7.038 |  | 7.038 | 7.038 | Not Coal Steam or O/G Steam | 0.011194 | 0.011194 |  | 63.2%
Holland Energy Park | Michigan | X | X | X | 59093 | 11 | 91084 | Combined Cycle |  |  |  | Combined cycle | Y |  |  |  | 7.492 | 1341684.372 | 188531.08 | 7.0483 | 7.492 |  | 1341684.372 | 188531.08 | 7.492 |  | 7.492 |  | 7.492 |  | 7.492 |  | 7.492 |  | 7.492 |  | 7.492 |  | 7.492 | 7.492 | Not Coal Steam or O/G Steam | 0.011168 | 0.011168 |  | 66.2%
J H Campbell | Michigan | X | X | X | 1710 | 1 | 1157 | Coal Steam | 5 | 2025 | 2026 | Tangentially-fired |  |  |  | 260 | 820.428 | 9064369.1 | 929401 | 575.9653 | 820.428 |  | 9064369.1 | 929401 | 820.428 |  | 820.428 |  | 820.428 |  | 820.428 |  | 820.428 |  | 820.428 |  | 820.428 |  | 523.5186 | 226.6092 | Coal Steam SCR Retrofit | 0.18102 | 0.05 |  | 52.19%
J H Campbell | Michigan | X | X | X | 1710 | 2 | 1158 | Coal Steam | 5 | 2025 | 2026 | Cell burner boiler | Y |  |  | 348 | 221.478 | 8340141.174 | 822795.16 | 185.5717 | 221.478 |  | 8340141.174 | 822795.16 | 221.478 |  | 221.478 |  | 221.478 |  | 221.478 |  | 221.478 |  | 221.478 |  | 221.478 |  | 221.478 | 221.478 | Existing SCR | 0.053111 | 0.053111 |  | 45.5%
J H Campbell | Michigan | X | X | X | 1710 | 3 | 1159 | Coal Steam | 5 | 2025 | 2026 | Dry bottom wall-fired boiler | Y |  |  | 838 | 607.403 | 23495071.128 | 2362043.82 | 599.7203 | 607.403 |  | 23495071.128 | 2362043.82 | 607.403 |  | 607.403 |  | 607.403 |  | 607.403 |  | 607.403 |  | 607.403 |  | 607.403 |  | 607.403 | 607.403 | Existing SCR | 0.051705 | 0.051705 |  | 65.24%
Jackson Generating Station | Michigan | X | X | X | 55270 | 7EA | 4376 | Combined Cycle |  |  |  | Combined cycle |  |  |  |  | 30.46 | 2665527.323 | 353860.14 | 27.2597 | 30.46 |  | 2665527.323 | 353860.14 | 30.46 |  | 30.46 |  | 30.46 |  | 30.46 |  | 30.46 |  | 30.46 |  | 30.46 |  | 30.46 | 30.46 | Not Coal Steam or O/G Steam | 0.022855 | 0.022855 |  | 44.01%
Jackson Generating Station | Michigan | X | X | X | 55270 | LM1 | 4377 | Combined Cycle |  |  |  | Combined cycle |  |  |  |  | 42.325 | 1086127.912 | 137504.7 | 34.7597 | 42.325 |  | 1086127.912 | 137504.7 | 42.325 |  | 42.325 |  | 42.325 |  | 42.325 |  | 42.325 |  | 42.325 |  | 42.325 |  | 42.325 | 42.325 | Not Coal Steam or O/G Steam | 0.077937 | 0.077937 |  | 37.25%
Jackson Generating Station | Michigan | X | X | X | 55270 | LM2 | 4378 | Combined Cycle |  |  |  | Combined cycle |  |  |  |  | 42.339 | 1089046.323 | 131606.12 | 35.229 | 42.339 |  | 1089046.323 | 131606.12 | 42.339 |  | 42.339 |  | 42.339 |  | 42.339 |  | 42.339 |  | 42.339 |  | 42.339 |  | 42.339 | 42.339 | Not Coal Steam or O/G Steam | 0.077754 | 0.077754 |  | 38.25%
Jackson Generating Station | Michigan | X | X | X | 55270 | LM3 | 4379 | Combined Cycle |  |  |  | Combined cycle |  |  |  |  | 45.171 | 1166535.081 | 144463.43 | 35.915 | 45.171 |  | 1166535.081 | 144463.43 | 45.171 |  | 45.171 |  | 45.171 |  | 45.171 |  | 45.171 |  | 45.171 |  | 45.171 |  | 45.171 | 45.171 | Not Coal Steam or O/G Steam | 0.077445 | 0.077445 |  | 39.26%
Jackson Generating Station | Michigan | X | X | X | 55270 | LM4 | 4380 | Combined Cycle |  |  |  | Combined cycle |  |  |  |  | 46.993 | 1184929.234 | 144081.17 | 36.6043 | 46.993 |  | 1184929.234 | 144081.17 | 46.993 |  | 46.993 |  | 46.993 |  | 46.993 |  | 46.993 |  | 46.993 |  | 46.993 |  | 46.993 | 46.993 | Not Coal Steam or O/G Steam | 0.079318 | 0.079318 |  | 38.53%
Jackson Generating Station | Michigan | X | X | X | 55270 | LM5 | 4381 | Combined Cycle |  |  |  | Combined cycle |  |  |  |  | 42.529 | 1083969.968 | 132193.39 | 35.0467 | 42.529 |  | 1083969.968 | 132193.39 | 42.529 |  | 42.529 |  | 42.529 |  | 42.529 |  | 42.529 |  | 42.529 |  | 42.529 |  | 42.529 | 42.529 | Not Coal Steam or O/G Steam | 0.078469 | 0.078469 |  | 38.03%
Jackson Generating Station | Michigan | X | X | X | 55270 | LM6 | 4382 | Combined Cycle |  |  |  | Combined cycle |  |  |  |  | 43.076 | 1158271.371 | 141404.11 | 35.09 | 43.076 |  | 1158271.371 | 141404.11 | 43.076 |  | 43.076 |  | 43.076 |  | 43.076 |  | 43.076 |  | 43.076 |  | 43.076 |  | 43.076 | 43.076 | Not Coal Steam or O/G Steam | 0.07438 | 0.07438 |  | 38.31%
Kalamazoo River Generating Station | Michigan | X | X | X | 55101 | 1 | 3894 | Combustion Turbine |  |  |  | Combustion turbine |  |  |  |  | 7.036 | 281975.681 | 22521.4 | 12.7087 | 7.036 |  | 281975.681 | 22521.4 | 7.036 |  | 7.036 |  | 7.036 |  | 7.036 |  | 7.036 |  | 7.036 |  | 7.036 |  | 7.036 | 7.036 | Not Coal Steam or O/G Steam | 0.049905 | 0.049905 |  | 11.56%
Kalkaska CT Project #1 | Michigan | X | X | X | 7984 | 1A | 9291 | Combustion Turbine |  |  |  | Combustion turbine |  |  |  |  | 6.819 | 151537.625 | 14550.29 | 4.5353 | 6.819 |  | 151537.625 | 14550.29 | 6.819 |  | 6.819 |  | 6.819 |  | 6.819 |  | 6.819 |  | 6.819 |  | 6.819 |  | 6.819 | 6.819 | Not Coal Steam or O/G Steam | 0.089997 | 0.089997 |  | 8.445%
Kalkaska CT Project #1 | Michigan | X | X | X | 7984 | 1B | 9292 | Combustion Turbine |  |  |  | Combustion turbine |  |  |  |  | 6.78 | 157650.689 | 14421.7 | 4.4183 | 6.78 |  | 157650.689 | 14421.7 | 6.78 |  | 6.78 |  | 6.78 |  | 6.78 |  | 6.78 |  | 6.78 |  | 6.78 |  | 6.78 | 6.78 | Not Coal Steam or O/G Steam | 0.086013 | 0.086013 |  | 8.609%
Lansing BWL REO Town Plant | Michigan | X | X | X | 58427 | 100 | 90870 | Combined Cycle |  |  |  | Combined cycle |  |  |  |  | 18.717 | 956510.917 | 105322.42 | 19.175 | 18.717 |  | 956510.917 | 105322.42 | 18.717 |  | 18.717 |  | 18.717 |  | 18.717 |  | 18.717 |  | 18.717 |  | 18.717 |  | 18.717 | 18.717 | Not Coal Steam or O/G Steam | 0.039136 | 0.039136 |  | 56.73%
Lansing BWL REO Town Plant | Michigan | X | X | X | 58427 | 200 | 90871 | Combined Cycle |  |  |  | Combined cycle |  |  |  |  | 23.63 | 903482.524 | 101044.11 | 20.725 | 23.63 |  | 903482.524 | 101044.11 | 23.63 |  | 23.63 |  | 23.63 |  | 23.63 |  | 23.63 |  | 23.63 |  | 23.63 |  | 23.63 | 23.63 | Not Coal Steam or O/G Steam | 0.052309 | 0.052309 |  | 49.93%
Livingston Generating Station | Michigan | X | X | X | 55102 | 1 | 3895 | Combustion Turbine |  |  |  | Combustion turbine |  |  |  |  | 5.061 | 30887.561 | 1934.6 | 2.3153 | 5.061 |  | 30887.561 | 1934.6 | 5.061 |  | 5.061 |  | 5.061 |  | 5.061 |  | 5.061 |  | 5.061 |  | 5.061 |  | 5.061 | 5.061 | Not Coal Steam or O/G Steam | 0.3277 | 0.3277 |  | 0.7319%
Livingston Generating Station | Michigan | X | X | X | 55102 | 2 | 3896 | Combustion Turbine |  |  |  | Combustion turbine |  |  |  |  | 4.062 | 28938.564 | 1820.76 | 2.298 | 4.062 |  | 28938.564 | 1820.76 | 4.062 |  | 4.062 |  | 4.062 |  | 4.062 |  | 4.062 |  | 4.062 |  | 4.062 |  | 4.062 | 4.062 | Not Coal Steam or O/G Steam | 0.28073 | 0.28073 |  | 0.8144%
Livingston Generating Station | Michigan | X | X | X | 55102 | 3 | 3897 | Combustion Turbine |  |  |  | Combustion turbine |  |  |  |  | 0.988 | 7426.951 | 454.39 | 1.333 | 0.988 |  | 7426.951 | 454.39 | 0.988 |  | 0.988 |  | 0.988 |  | 0.988 |  | 0.988 |  | 0.988 |  | 0.988 |  | 0.988 | 0.988 | Not Coal Steam or O/G Steam | 0.26606 | 0.26606 |  | 0.5464%
Livingston Generating Station | Michigan | X | X | X | 55102 | 4 | 3898 | Combustion Turbine |  |  |  | Combustion turbine |  |  |  |  | 2.018 | 13214.856 | 800.42 | 0.78267 | 2.018 |  | 13214.856 | 800.42 | 2.018 |  | 2.018 |  | 2.018 |  | 2.018 |  | 2.018 |  | 2.018 |  | 2.018 |  | 2.018 | 2.018 | Not Coal Steam or O/G Steam | 0.30541 | 0.30541 |  | 0.2542%
Michigan Power Limited Partnership | Michigan | X | X | X | 54915 | 1 | 3811 | Combined Cycle |  |  |  | Combined cycle |  |  |  |  | 44.826 | 2998949.792 | 316283.6 | 54.643 | 44.826 |  | 2998949.792 | 316283.6 | 44.826 |  | 44.826 |  | 44.826 |  | 44.826 |  | 44.826 |  | 44.826 |  | 44.826 |  | 44.826 | 44.826 | Not Coal Steam or O/G Steam | 0.029894 | 0.029894 |  | 65.81%
Midland Cogeneration Venture | Michigan | X | X | X | 10745 | 003 | 88567 | Combined Cycle |  |  |  | Combined cycle |  |  |  |  | 98.781 | 2076166.956 | 183978.51 | 122.6247 | 98.781 |  | 2076166.956 | 183978.51 | 98.781 |  | 98.781 |  | 98.781 |  | 98.781 |  | 98.781 |  | 98.781 |  | 98.781 |  | 98.781 | 98.781 | Not Coal Steam or O/G Steam | 0.095157 | 0.095157 |  | 62.94%
Midland Cogeneration Venture | Michigan | X | X | X | 10745 | 004 | 88568 | Combined Cycle |  |  |  | Combined cycle |  |  |  |  | 77.759 | 1857907.186 | 169157.28 | 132.1857 | 77.759 |  | 1857907.186 | 169157.28 | 77.759 |  | 77.759 |  | 77.759 |  | 77.759 |  | 77.759 |  | 77.759 |  | 77.759 |  | 77.759 | 77.759 | Not Coal Steam or O/G Steam | 0.083706 | 0.083706 |  | 60.57%
Midland Cogeneration Venture | Michigan | X | X | X | 10745 | 005 | 88569 | Combined Cycle |  |  |  | Combined cycle |  |  |  |  | 94.687 | 2199035.411 | 202686.33 | 103.4417 | 94.687 |  | 2199035.411 | 202686.33 | 94.687 |  | 94.687 |  | 94.687 |  | 94.687 |  | 94.687 |  | 94.687 |  | 94.687 |  | 94.687 | 94.687 | Not Coal Steam or O/G Steam | 0.086117 | 0.086117 |  | 54.8%
Midland Cogeneration Venture | Michigan | X | X | X | 10745 | 006 | 88570 | Combined Cycle |  |  |  | Combined cycle |  |  |  |  | 87.616 | 1787463.371 | 164995.11 | 128.5137 | 87.616 |  | 1787463.371 | 164995.11 | 87.616 |  | 87.616 |  | 87.616 |  | 87.616 |  | 87.616 |  | 87.616 |  | 87.616 |  | 87.616 | 87.616 | Not Coal Steam or O/G Steam | 0.098034 | 0.098034 |  | 53.96%
Midland Cogeneration Venture | Michigan | X | X | X | 10745 | 007 | 88571 | Combined Cycle |  |  |  | Combined cycle |  |  |  |  | 78.129 | 1697897.986 | 155138.83 | 110.572 | 78.129 |  | 1697897.986 | 155138.83 | 78.129 |  | 78.129 |  | 78.129 |  | 78.129 |  | 78.129 |  | 78.129 |  | 78.129 |  | 78.129 | 78.129 | Not Coal Steam or O/G Steam | 0.09203 | 0.09203 |  | 52.85%
Midland Cogeneration Venture | Michigan | X | X | X | 10745 | 008 | 88572 | Combined Cycle |  |  |  | Combined cycle |  |  |  |  | 97.198 | 1912514.88 | 175136.37 | 133.8843 | 97.198 |  | 1912514.88 | 175136.37 | 97.198 |  | 97.198 |  | 97.198 |  | 97.198 |  | 97.198 |  | 97.198 |  | 97.198 |  | 97.198 | 97.198 | Not Coal Steam or O/G Steam | 0.10164 | 0.10164 |  | 60.97%
Midland Cogeneration Venture | Michigan | X | X | X | 10745 | 009 | 88573 | Combined Cycle |  |  |  | Combined cycle |  |  |  |  | 72.744 | 1725573.267 | 156244.56 | 106.5993 | 72.744 |  | 1725573.267 | 156244.56 | 72.744 |  | 72.744 |  | 72.744 |  | 72.744 |  | 72.744 |  | 72.744 |  | 72.744 |  | 72.744 | 72.744 | Not Coal Steam or O/G Steam | 0.084313 | 0.084313 |  | 46.44%
Midland Cogeneration Venture | Michigan | X | X | X | 10745 | 010 | 88574 | Combined Cycle |  |  |  | Combined cycle |  |  |  |  | 89.166 | 1951076.911 | 175237.77 | 128.1203 | 89.166 |  | 1951076.911 | 175237.77 | 89.166 |  | 89.166 |  | 89.166 |  | 89.166 |  | 89.166 |  | 89.166 |  | 89.166 |  | 89.166 | 89.166 | Not Coal Steam or O/G Steam | 0.091402 | 0.091402 |  | 51.7%
Midland Cogeneration Venture | Michigan | X | X | X | 10745 | 011 | 88575 | Combined Cycle |  |  |  | Combined cycle |  |  |  |  | 71.898 | 1274462.549 | 114341.94 | 114.2167 | 71.898 |  | 1274462.549 | 114341.94 | 71.898 |  | 71.898 |  | 71.898 |  | 71.898 |  | 71.898 |  | 71.898 |  | 71.898 |  | 71.898 | 71.898 | Not Coal Steam or O/G Steam | 0.11283 | 0.11283 |  | 44.47%
Midland Cogeneration Venture | Michigan | X | X | X | 10745 | 012 | 88576 | Combined Cycle |  |  |  | Combined cycle |  |  |  |  | 147.978 | 3410347.025 | 285422.21 | 138.9563 | 147.978 |  | 3410347.025 | 285422.21 | 147.978 |  | 147.978 |  | 147.978 |  | 147.978 |  | 147.978 |  | 147.978 |  | 147.978 |  | 147.978 | 147.978 | Not Coal Steam or O/G Steam | 0.086782 | 0.086782 |  | 65.79%
Midland Cogeneration Venture | Michigan | X | X | X | 10745 | 013 | 88577 | Combined Cycle |  |  |  | Combined cycle |  |  |  |  | 106.125 | 1872738.694 | 163877.09 | 137.9407 | 106.125 |  | 1872738.694 | 163877.09 | 106.125 |  | 106.125 |  | 106.125 |  | 106.125 |  | 106.125 |  | 106.125 |  | 106.125 |  | 106.125 | 106.125 | Not Coal Steam or O/G Steam | 0.11334 | 0.11334 |  | 50.45%
Midland Cogeneration Venture | Michigan | X | X | X | 10745 | 014 | 88578 | Combined Cycle |  |  |  | Combined cycle |  |  |  |  | 85.701 | 1574953.705 | 140345.36 | 129.207 | 85.701 |  | 1574953.705 | 140345.36 | 85.701 |  | 85.701 |  | 85.701 |  | 85.701 |  | 85.701 |  | 85.701 |  | 85.701 |  | 85.701 | 85.701 | Not Coal Steam or O/G Steam | 0.10883 | 0.10883 |  | 47.98%
Midland Cogeneration Venture | Michigan | X | X | X | 10745 | 016 | 90327 | O/G Steam |  |  |  | Other boiler |  |  |  |  | 1.72 | 126875.178 |  | 0.64033 | 1.72 |  | 126875.178 |  | 1.72 |  | 1.72 |  | 1.72 |  | 1.72 |  | 1.72 |  | 1.72 |  | 1.72 |  | 1.72 | 1.72 | Oil/Gas Steam Under 150 Tons (2019-2021 Average) | 0.027113 | 0.027113 |  | 3.47%
Midland Cogeneration Venture | Michigan | X | X | X | 10745 | 017 | 90328 | O/G Steam |  |  |  | Other boiler |  |  |  |  | 1.177 | 93368.82 |  | 0.40433 | 1.177 |  | 93368.82 |  | 1.177 |  | 1.177 |  | 1.177 |  | 1.177 |  | 1.177 |  | 1.177 |  | 1.177 |  | 1.177 | 1.177 | Oil/Gas Steam Under 150 Tons (2019-2021 Average) | 0.025212 | 0.025212 |  | 2.358%
Midland Cogeneration Venture | Michigan | X | X | X | 10745 | 018 | 90329 | O/G Steam |  |  |  | Other boiler |  |  |  |  | 3.659 | 272640.812 |  | 1.5183 | 3.659 |  | 272640.812 |  | 3.659 |  | 3.659 |  | 3.659 |  | 3.659 |  | 3.659 |  | 3.659 |  | 3.659 |  | 3.659 | 3.659 | Oil/Gas Steam Under 150 Tons (2019-2021 Average) | 0.026841 | 0.026841 |  | 8.311%
Midland Cogeneration Venture | Michigan | X | X | X | 10745 | 019 | 90330 | O/G Steam |  |  |  | Other boiler |  |  |  |  | 1.589 | 97109.166 |  | 0.62267 | 1.589 |  | 97109.166 |  | 1.589 |  | 1.589 |  | 1.589 |  | 1.589 |  | 1.589 |  | 1.589 |  | 1.589 |  | 1.589 | 1.589 | Oil/Gas Steam Under 150 Tons (2019-2021 Average) | 0.032726 | 0.032726 |  | 2.98%
Midland Cogeneration Venture | Michigan | X | X | X | 10745 | 020 | 90331 | O/G Steam |  |  |  | Other boiler | [7 empty] | 0.074333 | [20 empty] | Oil/Gas Steam Under 150 Tons (2019-2021 Average) | 0 | 0 |  | 0.4229%
Midland Cogeneration Venture | Michigan | X | X | X | 10745 | 021 | 90332 | O/G Steam |  |  |  | Other boiler | [7 empty] | 0.0043333 | [20 empty] | Oil/Gas Steam Under 150 Tons (2019-2021 Average) | 0 | 0 |  | 0.02089%
Monroe | Michigan | X | X | X | 1733 | 1 | 1182 | Coal Steam | 12 | 2028 | 2029 | Cell burner boiler | Y |  |  | 758 | 485.619 | 15506270.561 | 1599856.65 | 519.403 | 485.619 |  | 15506270.561 | 1599856.65 | 485.619 |  | 485.619 |  | 485.619 |  | 485.619 |  | 485.619 |  | 485.619 |  | 485.619 |  | 485.619 | 485.619 | Existing SCR | 0.062635 | 0.062635 |  | 57.71%
Monroe | Michigan | X | X | X | 1733 | 2 | 1183 | Coal Steam | 12 | 2028 | 2029 | Cell burner boiler | Y |  |  | 773 | 548.862 | 20404655.583 | 2141623.91 | 459.7583 | 548.862 |  | 20404655.583 | 2141623.91 | 548.862 |  | 548.862 |  | 548.862 |  | 548.862 |  | 548.862 |  | 548.862 |  | 548.862 |  | 548.862 | 548.862 | Existing SCR | 0.053798 | 0.053798 |  | 52.33%
Monroe | Michigan | X | X | X | 1733 | 3 | 1184 | Coal Steam | 12 | 2035 | 2036 | Cell burner boiler | Y |  |  | 773 | 503.595 | 15584365.277 | 1667803.66 | 519 | 503.595 |  | 15584365.277 | 1667803.66 | 503.595 |  | 503.595 |  | 503.595 |  | 503.595 |  | 503.595 |  | 503.595 |  | 503.595 |  | 503.595 | 503.595 | Existing SCR | 0.064628 | 0.064628 |  | 57.48%
Monroe | Michigan | X | X | X | 1733 | 4 | 1185 | Coal Steam | 12 | 2035 | 2036 | Cell burner boiler | Y |  |  | 762 | 341.916 | 10447695.61 | 1121658.6 | 476.8587 | 341.916 |  | 10447695.61 | 1121658.6 | 341.916 |  | 341.916 |  | 341.916 |  | 341.916 |  | 341.916 |  | 341.916 |  | 341.916 |  | 341.916 | 341.916 | Existing SCR | 0.065453 | 0.065453 |  | 48.9%
New Covert Generating Project | Michigan | X | X | X | 55297 | 001 | 4471 | Combined Cycle |  |  |  | Combined cycle | Y |  |  |  | 27.11 | 7812897.254 | 1104627.93 | 27.8737 | 27.11 |  | 7812897.254 | 1104627.93 | 27.11 |  | 27.11 |  | 27.11 |  | 27.11 |  | 27.11 |  | 27.11 |  | 27.11 |  | 27.11 | 27.11 | Not Coal Steam or O/G Steam | 0.0069398 | 0.0069398 |  | 69.93%
New Covert Generating Project | Michigan | X | X | X | 55297 | 002 | 4472 | Combined Cycle |  |  |  | Combined cycle | Y |  |  |  | 26.088 | 7512287.163 | 1059468.7 | 27.086 | 26.088 |  | 7512287.163 | 1059468.7 | 26.088 |  | 26.088 |  | 26.088 |  | 26.088 |  | 26.088 |  | 26.088 |  | 26.088 |  | 26.088 | 26.088 | Not Coal Steam or O/G Steam | 0.0069454 | 0.0069454 |  | 69.62%
New Covert Generating Project | Michigan | X | X | X | 55297 | 003 | 4473 | Combined Cycle |  |  |  | Combined cycle | Y |  |  |  | 25.222 | 7034457.572 | 998517.49 | 28.147 | 25.222 |  | 7034457.572 | 998517.49 | 25.222 |  | 25.222 |  | 25.222 |  | 25.222 |  | 25.222 |  | 25.222 |  | 25.222 |  | 25.222 | 25.222 | Not Coal Steam or O/G Steam | 0.007171 | 0.007171 |  | 69.33%
Renaissance Power | Michigan | X | X | X | 55402 | CT1 | 4674 | Combustion Turbine |  |  |  | Combustion turbine |  |  |  |  | 39.202 | 1552346.682 | 140638.51 | 49.732 | 39.202 |  | 1552346.682 | 140638.51 | 39.202 |  | 39.202 |  | 39.202 |  | 39.202 |  | 39.202 |  | 39.202 |  | 39.202 |  | 39.202 | 39.202 | Not Coal Steam or O/G Steam | 0.050507 | 0.050507 |  | 24.67%
Renaissance Power | Michigan | X | X | X | 55402 | CT2 | 4675 | Combustion Turbine |  |  |  | Combustion turbine |  |  |  |  | 2.676 | 112537.647 | 9908.67 | 30.6373 | 2.676 |  | 112537.647 | 9908.67 | 2.676 |  | 2.676 |  | 2.676 |  | 2.676 |  | 2.676 |  | 2.676 |  | 2.676 |  | 2.676 | 2.676 | Not Coal Steam or O/G Steam | 0.047557 | 0.047557 |  | 15.38%
Renaissance Power | Michigan | X | X | X | 55402 | CT3 | 4676 | Combustion Turbine |  |  |  | Combustion turbine |  |  |  |  | 39.105 | 1596538.524 | 143079.49 | 44.91 | 39.105 |  | 1596538.524 | 143079.49 | 39.105 |  | 39.105 |  | 39.105 |  | 39.105 |  | 39.105 |  | 39.105 |  | 39.105 |  | 39.105 | 39.105 | Not Coal Steam or O/G Steam | 0.048987 | 0.048987 |  | 22.49%
Renaissance Power | Michigan | X | X | X | 55402 | CT4 | 4677 | Combustion Turbine |  |  |  | Combustion turbine |  |  |  |  | 37.004 | 1483918.771 | 134368.85 | 42.2007 | 37.004 |  | 1483918.771 | 134368.85 | 37.004 |  | 37.004 |  | 37.004 |  | 37.004 |  | 37.004 |  | 37.004 |  | 37.004 |  | 37.004 | 37.004 | Not Coal Steam or O/G Steam | 0.049873 | 0.049873 |  | 21.09%
River Rouge | Michigan | X | X | X | 1740 | 1 | 1186 | O/G Steam | 12 | 2016 | 2023 | Dry bottom wall-fired boiler |  |  |  | 225 |  |  |  |  | 0 | Y | 0 | 0 | 0 |  | 0 |  | 0 |  | 0 |  | 0 |  | 0 |  | 0 |  | 0 | 0 | Retired | 0 | 0
River Rouge | Michigan | X | X | X | 1740 | 3 | 1188 | O/G Steam | 5 | 2021 | 2023 | Dry bottom wall-fired boiler |  |  |  | 272 |  |  |  | 193.427 | 0 | Y | 0 | 0 | 0 |  | 0 |  | 0 |  | 0 |  | 0 |  | 0 |  | 0 |  | 0 | 0 | Retired | 0 | 0 |  | 11.85%
St. Clair | Michigan | X | X | X | 1743 | 2 | 1190 | Coal Steam | 5 | 2022 | 2023 | Dry bottom wall-fired boiler |  |  |  | 162 | 520.593 | 2948709.498 | 278582.54 | 432.6067 | 0 | Y | 0 | 0 | 0 |  | 0 |  | 0 |  | 0 |  | 0 |  | 0 |  | 0 |  | 0 | 0 | Retired | 0 | 0 |  | 28.62%
St. Clair | Michigan | X | X | X | 1743 | 3 | 1191 | Coal Steam | 5 | 2022 | 2023 | Dry bottom wall-fired boiler |  |  |  | 171 | 464.669 | 2764022.747 | 259580.14 | 423.5543 | 0 | Y | 0 | 0 | 0 |  | 0 |  | 0 |  | 0 |  | 0 |  | 0 |  | 0 |  | 0 | 0 | Retired | 0 | 0 |  | 29.17%
St. Clair | Michigan | X | X | X | 1743 | 6 | 1194 | Coal Steam | 5 | 2022 | 2023 | Tangentially-fired |  |  |  | 321 | 279.206 | 3958995.634 | 365588.09 | 368.5793 | 0 | Y | 0 | 0 | 0 |  | 0 |  | 0 |  | 0 |  | 0 |  | 0 |  | 0 |  | 0 | 0 | Retired | 0 | 0 |  | 31.66%
St. Clair | Michigan | X | X | X | 1743 | 7 | 1195 | Coal Steam | 5 | 2022 | 2023 | Tangentially-fired |  |  |  | 450 | 731.402 | 8961575.399 | 865998.86 | 572.805 | 0 | Y | 0 | 0 | 0 |  | 0 |  | 0 |  | 0 |  | 0 |  | 0 |  | 0 |  | 0 | 0 | Retired | 0 | 0 |  | 36.85%
Sumpter Plant | Michigan | X | X | X | 7972 | 1 | 9882 | Combustion Turbine |  |  |  | Combustion turbine |  |  |  |  | 6.442 | 467237.21 | 36262.4 | 8.5647 | 6.442 |  | 467237.21 | 36262.4 | 6.442 |  | 6.442 |  | 6.442 |  | 6.442 |  | 6.442 |  | 6.442 |  | 6.442 |  | 6.442 | 6.442 | Not Coal Steam or O/G Steam | 0.027575 | 0.027575 |  | 14.02%
Sumpter Plant | Michigan | X | X | X | 7972 | 2 | 9883 | Combustion Turbine |  |  |  | Combustion turbine |  |  |  |  | 6.77 | 544416.405 | 41992.19 | 9.0663 | 6.77 |  | 544416.405 | 41992.19 | 6.77 |  | 6.77 |  | 6.77 |  | 6.77 |  | 6.77 |  | 6.77 |  | 6.77 |  | 6.77 | 6.77 | Not Coal Steam or O/G Steam | 0.024871 | 0.024871 |  | 14.79%
Sumpter Plant | Michigan | X | X | X | 7972 | 3 | 9884 | Combustion Turbine |  |  |  | Combustion turbine |  |  |  |  | 8.875 | 550733.77 | 41546.39 | 10.5037 | 8.875 |  | 550733.77 | 41546.39 | 8.875 |  | 8.875 |  | 8.875 |  | 8.875 |  | 8.875 |  | 8.875 |  | 8.875 |  | 8.875 | 8.875 | Not Coal Steam or O/G Steam | 0.03223 | 0.03223 |  | 15.24%
Sumpter Plant | Michigan | X | X | X | 7972 | 4 | 9885 | Combustion Turbine |  |  |  | Combustion turbine |  |  |  |  | 7.634 | 516762.905 | 39928.95 | 9.3667 | 7.634 |  | 516762.905 | 39928.95 | 7.634 |  | 7.634 |  | 7.634 |  | 7.634 |  | 7.634 |  | 7.634 |  | 7.634 |  | 7.634 | 7.634 | Not Coal Steam or O/G Steam | 0.029545 | 0.029545 |  | 14.4%
TES Filer City Station | Michigan | X | X | X | 50835 | 1 | 90183 | Coal Steam |  |  |  | Stoker |  |  |  | 30 | 242.619 | 1303842.696 |  | 259.3077 | 242.619 |  | 1303842.696 |  | 242.619 |  | 242.619 |  | 242.619 |  | 242.619 |  | 242.619 |  | 242.619 |  | 242.619 |  | 181.9642 | 181.9642 | Coal Steam Under 100 MW, SNCR Retrofit | 0.37216 | 0.27912 |  | 79.97%
TES Filer City Station | Michigan | X | X | X | 50835 | 2 | 90184 | Coal Steam |  |  |  | Stoker |  |  |  | 30 | 218.087 | 1205153.113 |  | 256.854 | 218.087 |  | 1205153.113 |  | 218.087 |  | 218.087 |  | 218.087 |  | 218.087 |  | 218.087 |  | 218.087 |  | 218.087 |  | 163.5652 | 163.5652 | Coal Steam Under 100 MW, SNCR Retrofit | 0.36192 | 0.27144 |  | 81.61%
Trenton Channel | Michigan | X | X | X | 1745 | 9A | 1200 | Coal Steam | 6 | 2022 | 2023 | Tangentially-fired |  |  |  | 520 | 582.145 | 6655150.117 |  | 404.442 | 0 | Y | 0 | 0 | 0 |  | 0 |  | 0 |  | 0 |  | 0 |  | 0 |  | 0 |  | 0 | 0 | Retired | 0 | 0 |  | 22.06%
Wyandotte | Michigan | X | X | X | 1866 | 5 | 1223 | O/G Steam |  |  |  | Stoker |  |  |  | 21.25 | 0.04 | 1368.496 |  | 0.20033 | 0.04 |  | 1368.496 |  | 0.04 |  | 0.04 |  | 0.04 |  | 0.04 |  | 0.04 |  | 0.04 |  | 0.04 |  | 0.04 | 0.04 | O/G Steam Under 100 MW | 0.058458 | 0.058458 |  | 0.6316%
Wyandotte | Michigan | X | X | X | 1866 | 7 | 1224 | O/G Steam |  |  |  | Dry bottom wall-fired boiler |  |  |  | 21.25 | 8.862 | 282616.282 |  | 19.3763 | 8.862 |  | 282616.282 |  | 8.862 |  | 8.862 |  | 8.862 |  | 8.862 |  | 8.862 |  | 8.862 |  | 8.862 |  | 8.862 | 8.862 | O/G Steam Under 100 MW | 0.062714 | 0.062714 |  | 17.04%
Zeeland Generating Station | Michigan | X | X | X | 55087 | CC1 | 3865 | Combustion Turbine |  |  |  | Combustion turbine |  |  |  |  | 29.945 | 1786307.846 | 152339.92 | 30.8707 | 29.945 |  | 1786307.846 | 152339.92 | 29.945 |  | 29.945 |  | 29.945 |  | 29.945 |  | 29.945 |  | 29.945 |  | 29.945 |  | 29.945 | 29.945 | Not Coal Steam or O/G Steam | 0.033527 | 0.033527 |  | 23.19%
Zeeland Generating Station | Michigan | X | X | X | 55087 | CC2 | 3866 | Combustion Turbine |  |  |  | Combustion turbine |  |  |  |  | 28.589 | 1670076.404 | 145530.04 | 22.7563 | 28.589 |  | 1670076.404 | 145530.04 | 28.589 |  | 28.589 |  | 28.589 |  | 28.589 |  | 28.589 |  | 28.589 |  | 28.589 |  | 28.589 | 28.589 | Not Coal Steam or O/G Steam | 0.034237 | 0.034237 |  | 16.73%
Zeeland Generating Station | Michigan | X | X | X | 55087 | CC3 | 3867 | Combined Cycle |  |  |  | Combined cycle | Y |  |  |  | 29.783 | 4583071.808 | 630812.86 | 27.6757 | 29.783 |  | 4583071.808 | 630812.86 | 29.783 |  | 29.783 |  | 29.783 |  | 27.4984 | Optimize SCR | 27.4984 |  | 27.4984 |  | 27.4984 |  | 27.4984 | 27.4984 | Not Coal Steam or O/G Steam | 0.012 | 0.012 |  | 55.58%
Zeeland Generating Station | Michigan | X | X | X | 55087 | CC4 | 3868 | Combined Cycle |  |  |  | Combined cycle | Y |  |  |  | 29.889 | 4751031.288 | 622524.74 | 27.042 | 29.889 |  | 4751031.288 | 622524.74 | 29.889 |  | 29.889 |  | 29.889 |  | 28.5062 | Optimize SCR | 28.5062 |  | 28.5062 |  | 28.5062 |  | 28.5062 | 28.5062 | Not Coal Steam or O/G Steam | 0.012 | 0.012 |  | 54.85%
Allen S King | Minnesota |  | X |  | 1915 | 1 | 1248 | Coal Steam | 12 | 2028 | 2029 | Cyclone boiler | Y |  |  | 511 | 389.339 | 8183542.376 | 816182.78 | 395.1647 | 389.339 |  | 8183542.376 | 816182.78 | 389.339 |  | 389.339 |  | 389.339 |  | 327.3417 | Optimize SCR | 327.3417 |  | 327.3417 |  | 327.3417 |  | 327.3417 | 327.3417 | Existing SCR | 0.08 | 0.08 |  | 30.36%
Black Dog | Minnesota |  | X |  | 1904 | 5 | 1241 | Combined Cycle |  |  |  | Combined cycle | Y |  |  |  | 42.101 | 5577005.473 | 724478.71 | 40.031 | 42.101 |  | 5577005.473 | 724478.71 | 42.101 |  | 42.101 |  | 42.101 |  | 33.462 | Optimize SCR | 33.462 |  | 33.462 |  | 33.462 |  | 33.462 | 33.462 | Not Coal Steam or O/G Steam | 0.012 | 0.012 |  | 49.29%
Black Dog | Minnesota |  | X |  | 1904 | 6 | 91235 | Combustion Turbine |  |  |  | Combustion turbine |  |  |  |  | 26.187 | 1698029.96 | 154118.09 | 28.3337 | 26.187 |  | 1698029.96 | 154118.09 | 26.187 |  | 26.187 |  | 26.187 |  | 26.187 |  | 26.187 |  | 26.187 |  | 26.187 |  | 26.187 | 26.187 | Not Coal Steam or O/G Steam | 0.030844 | 0.030844 |  | 21.83%
Blue Lake Generating Plant | Minnesota |  | X |  | 8027 | 1 | 89763 | Combustion Turbine | 12 | 2023 | 2024 | Combustion turbine | [7 empty] | 0.13833 | [20 empty] | Not Coal Steam or O/G Steam | 0 | 0 |  | 0.00968%
Blue Lake Generating Plant | Minnesota |  | X |  | 8027 | 2 | 89764 | Combustion Turbine | 12 | 2023 | 2024 | Combustion turbine |  |  |  |  | 4.422 | 7370.2 | 400.41 | 2.8717 | 4.422 |  | 7370.2 | 400.41 | 4.422 |  | 4.422 |  | 4.422 |  | 4.422 |  | 4.422 |  | 4.422 |  | 4.422 |  | 4.422 | 4.422 | Not Coal Steam or O/G Steam | 1.2 | 1.2 |  | 0.1781%
Blue Lake Generating Plant | Minnesota |  | X |  | 8027 | 3 | 89765 | Combustion Turbine | 12 | 2023 | 2024 | Combustion turbine |  |  |  |  | 2.518 | 4197.2 | 233.16 | 1.6733 | 2.518 |  | 4197.2 | 233.16 | 2.518 |  | 2.518 |  | 2.518 |  | 2.518 |  | 2.518 |  | 2.518 |  | 2.518 |  | 2.518 | 2.518 | Not Coal Steam or O/G Steam | 1.1998 | 1.1998 |  | 0.1046%
Blue Lake Generating Plant | Minnesota |  | X |  | 8027 | 4 | 89766 | Combustion Turbine | 12 | 2023 | 2024 | Combustion turbine |  |  |  |  | 3.393 | 5654.8 | 328.71 | 1.9873 | 3.393 |  | 5654.8 | 328.71 | 3.393 |  | 3.393 |  | 3.393 |  | 3.393 |  | 3.393 |  | 3.393 |  | 3.393 |  | 3.393 | 3.393 | Not Coal Steam or O/G Steam | 1.2 | 1.2 |  | 0.1103%
Blue Lake Generating Plant | Minnesota |  | X |  | 8027 | 7 | 89378 | Combustion Turbine |  |  |  | Combustion turbine |  |  |  |  | 12.042 | 738784.475 | 63555.61 | 9.7563 | 12.042 |  | 738784.475 | 63555.61 | 12.042 |  | 12.042 |  | 12.042 |  | 12.042 |  | 12.042 |  | 12.042 |  | 12.042 |  | 12.042 | 12.042 | Not Coal Steam or O/G Steam | 0.032599 | 0.032599 |  | 0.083329
Blue Lake Generating Plant | Minnesota |  | X |  | 8027 | 8 | 89379 | Combustion Turbine |  |  |  | Combustion turbine |  |  |  |  | 12.695 | 739256.33 | 59635.91 | 9.6487 | 12.695 |  | 739256.33 | 59635.91 | 12.695 |  | 12.695 |  | 12.695 |  | 12.695 |  | 12.695 |  | 12.695 |  | 12.695 |  | 12.695 | 12.695 | Not Coal Steam or O/G Steam | 0.034345 | 0.034345 |  | 7.409%
Boswell Energy Center | Minnesota |  | X |  | 1893 | 3 | 1233 | Coal Steam | 12 | 2029 | 2030 | Tangentially-fired | Y |  |  | 364 | 313.739 | 10805893.808 | 1010800.46 | 209.6167 | 313.739 |  | 10805893.808 | 1010800.46 | 313.739 |  | 313.739 |  | 313.739 |  | 313.739 |  | 313.739 |  | 313.739 |  | 313.739 |  | 313.739 | 313.739 | Existing SCR | 0.058068 | 0.058068 |  | 44.28%
Boswell Energy Center | Minnesota |  | X |  | 1893 | 4 | 1234 | Coal Steam |  |  |  | Tangentially-fired |  | Y |  | 584 | 634.66 | 11460354.63 | 1188587.37 | 673.5793 | 634.66 |  | 11460354.63 | 1188587.37 | 634.66 |  | 634.66 |  | 634.66 |  | 634.66 |  | 634.66 |  | 594.2194 | Y | 594.2194 |  | 440.3641 | 286.5089 | Coal Steam SCR Retrofit | 0.1037 | 0.05 |  | 0.51276
Cambridge Station | Minnesota |  | X |  | 2038 | 1 | 90190 | Combustion Turbine |  |  |  | Combustion turbine |  |  |  |  | 4.344 | 7240.1 | 450.45 | 3.2267 | 4.344 |  | 7240.1 | 450.45 | 4.344 |  | 4.344 |  | 4.344 |  | 4.344 |  | 4.344 |  | 4.344 |  | 4.344 |  | 4.344 | 4.344 | Not Coal Steam or O/G Steam | 1.2 | 1.2 |  | 0.0040313
Cambridge Station | Minnesota |  | X |  | 2038 | 2 | 89651 | Combustion Turbine |  |  |  | Combustion turbine |  |  |  |  | 17.253 | 799714.22 | 68607.56 | 8.7893 | 17.253 |  | 799714.22 | 68607.56 | 17.253 |  | 17.253 |  | 17.253 |  | 17.253 |  | 17.253 |  | 17.253 |  | 17.253 |  | 17.253 | 17.253 | Not Coal Steam or O/G Steam | 0.043148 | 0.043148 |  | 5.873%
Cannon Falls Energy Center | Minnesota |  | X |  | 56241 | CT-01 | 89752 | Combustion Turbine |  |  |  | Combustion turbine |  |  |  |  | 23.015 | 1227958 | 103468.58 | 16.1283 | 23.015 |  | 1227958 | 103468.58 | 23.015 |  | 23.015 |  | 23.015 |  | 23.015 |  | 23.015 |  | 23.015 |  | 23.015 |  | 23.015 | 23.015 | Not Coal Steam or O/G Steam | 0.037485 | 0.037485 |  | 0.10189
Cannon Falls Energy Center | Minnesota |  | X |  | 56241 | CT-02 | 89753 | Combustion Turbine |  |  |  | Combustion turbine |  |  |  |  | 23.897 | 1235274.3 | 107777.94 | 16.0257 | 23.897 |  | 1235274.3 | 107777.94 | 23.897 |  | 23.897 |  | 23.897 |  | 23.897 |  | 23.897 |  | 23.897 |  | 23.897 |  | 23.897 | 23.897 | Not Coal Steam or O/G Steam | 0.038691 | 0.038691 |  | 9.877%
Cascade Creek | Minnesota |  | X |  | 6058 | CT1 | 90209 | Combustion Turbine |  |  |  | Combustion turbine |  |  |  |  | 9.323 | 26638 | 0 | 13.9597 | 9.323 |  | 26638 | 0 | 9.323 |  | 9.323 |  | 9.323 |  | 9.323 |  | 9.323 |  | 9.323 |  | 9.323 |  | 9.323 | 9.323 | Not Coal Steam or O/G Steam | 0.69998 | 0.69998 |  | 2.412%
Cascade Creek | Minnesota |  | X |  | 6058 | CT2 | 2727 | Combustion Turbine |  |  |  | Combustion turbine |  |  |  |  | 5.136 | 93203.12 | 8484.69 | 3.1597 | 5.136 |  | 93203.12 | 8484.69 | 5.136 |  | 5.136 |  | 5.136 |  | 5.136 |  | 5.136 |  | 5.136 |  | 5.136 |  | 5.136 | 5.136 | Not Coal Steam or O/G Steam | 0.11021 | 0.11021 |  | 5.556%
Cascade Creek | Minnesota |  | X |  | 6058 | CT3 | 2728 | Combustion Turbine |  |  |  | Combustion turbine |  |  |  |  | 4.924 | 93753.972 | 8619.7 | 3.2167 | 4.924 |  | 93753.972 | 8619.7 | 4.924 |  | 4.924 |  | 4.924 |  | 4.924 |  | 4.924 |  | 4.924 |  | 4.924 |  | 4.924 | 4.924 | Not Coal Steam or O/G Steam | 0.10504 | 0.10504 |  | 5.129%
Cottage Grove Cogeneration | Minnesota |  | X |  | 55010 | 01 | 3812 | Combined Cycle |  |  |  | Combined cycle | Y |  |  |  | 13.061 | 2395450.652 | 301820.3 | 11.7417 | 13.061 |  | 2395450.652 | 301820.3 | 13.061 |  | 13.061 |  | 13.061 |  | 13.061 |  | 13.061 |  | 13.061 |  | 13.061 |  | 13.061 | 13.061 | Not Coal Steam or O/G Steam | 0.010905 | 0.010905 |  | 26.07%
Elk River | Minnesota |  | X |  | 2039 | ERPS11 | 90432 | Combustion Turbine |  |  |  | Combustion turbine |  |  |  |  | 8.582 | 585059.595 | 44343.74 | 4.1777 | 8.582 |  | 585059.595 | 44343.74 | 8.582 |  | 8.582 |  | 8.582 |  | 8.582 |  | 8.582 |  | 8.582 |  | 8.582 |  | 8.582 | 8.582 | Not Coal Steam or O/G Steam | 0.029337 | 0.029337 |  | 3.383%
Faribault Energy Park | Minnesota |  | X |  | 56164 | EU006 | 89474 | Combined Cycle |  |  |  | Combined cycle | Y |  |  |  | 17.663 | 2550254.31 | 349435.57 | 17.4567 | 17.663 |  | 2550254.31 | 349435.57 | 17.663 |  | 17.663 |  | 17.663 |  | 15.3015 | Optimize SCR | 15.3015 |  | 15.3015 |  | 15.3015 |  | 15.3015 | 15.3015 | Not Coal Steam or O/G Steam | 0.012 | 0.012 |  | 30.44%
Hibbard Energy Center | Minnesota |  | X |  | 1897 | 3 | 1235 | Biomass |  |  |  | Stoker |  |  | Y |  | 67.809 | 462166.269 |  | 68.008 | 67.809 |  | 462166.269 |  | 67.809 |  | 67.809 |  | 67.809 |  | 67.809 |  | 67.809 |  | 67.809 |  | 67.809 |  | 67.809 | 67.809 | Not Coal Steam or O/G Steam | 0.29344 | 0.29344 |  | 17.32%
Hibbard Energy Center | Minnesota |  | X |  | 1897 | 4 | 1236 | Biomass |  |  |  | Stoker |  |  | Y |  | 71.595 | 477990.128 |  | 78.47 | 71.595 |  | 477990.128 |  | 71.595 |  | 71.595 |  | 71.595 |  | 71.595 |  | 71.595 |  | 71.595 |  | 71.595 |  | 71.595 | 71.595 | Not Coal Steam or O/G Steam | 0.29957 | 0.29957 |  | 20.56%
High Bridge | Minnesota |  | X |  | 1912 | 7 | 89581 | Combined Cycle |  |  |  | Combined cycle | Y |  |  |  | 37.192 | 5594520.56 | 754466.41 | 34.499 | 37.192 |  | 5594520.56 | 754466.41 | 37.192 |  | 37.192 |  | 37.192 |  | 33.5671 | Optimize SCR | 33.5671 |  | 33.5671 |  | 33.5671 |  | 33.5671 | 33.5671 | Not Coal Steam or O/G Steam | 0.012 | 0.012 |  | 58.52%
High Bridge | Minnesota |  | X |  | 1912 | 8 | 89582 | Combined Cycle |  |  |  | Combined cycle | Y |  |  |  | 37.703 | 5585989.495 | 755330.77 | 34.6493 | 37.703 |  | 5585989.495 | 755330.77 | 37.703 |  | 37.703 |  | 37.703 |  | 33.5159 | Optimize SCR | 33.5159 |  | 33.5159 |  | 33.5159 |  | 33.5159 | 33.5159 | Not Coal Steam or O/G Steam | 0.012 | 0.012 |  | 57.94%
Hoot Lake | Minnesota |  | X |  | 1943 | 2 | 1253 | Coal Steam | 5 | 2021 | 2023 | Tangentially-fired |  |  |  | 61.5 | 7.003 | 47378.65 | 4192 | 25.432 | 0 | Y | 0 | 0 | 0 |  | 0 |  | 0 |  | 0 |  | 0 |  | 0 |  | 0 |  | 0 | 0 | Retired | 0 | 0 |  | 4.539%
Hoot Lake | Minnesota |  | X |  | 1943 | 3 | 1254 | Coal Steam | 5 | 2021 | 2023 | Dry bottom wall-fired boiler |  |  |  | 84 | 2.762 | 26399.325 | 2372 | 26.051 | 0 | Y | 0 | 0 | 0 |  | 0 |  | 0 |  | 0 |  | 0 |  | 0 |  | 0 |  | 0 | 0 | Retired | 0 | 0 |  | 6.293%
Hutchinson - Plant 2 | Minnesota |  | X |  | 6358 | 1 | 2880 | Combined Cycle |  |  |  | Combined cycle |  |  |  |  | 6.485 | 117537.887 | 13194.03 | 6.0417 | 6.485 |  | 117537.887 | 13194.03 | 6.485 |  | 6.485 |  | 6.485 |  | 6.485 |  | 6.485 |  | 6.485 |  | 6.485 |  | 6.485 | 6.485 | Not Coal Steam or O/G Steam | 0.11035 | 0.11035 |  | 5.904%
Inver Hills | Minnesota |  | X |  | 1913 | 1 | 90102 | Combustion Turbine | 12 | 2026 | 2027 | Combustion turbine |  |  |  |  | 45.395 | 129555.5 | 7404.17 | 16.7037 | 45.395 |  | 129555.5 | 7404.17 | 45.395 |  | 45.395 |  | 45.395 |  | 45.395 |  | 45.395 |  | 45.395 |  | 45.395 |  | 45.395 | 45.395 | Not Coal Steam or O/G Steam | 0.70078 | 0.70078 |  | 1.623%
Inver Hills | Minnesota |  | X |  | 1913 | 2 | 90103 | Combustion Turbine | 12 | 2026 | 2027 | Combustion turbine |  |  |  |  | 30.732 | 87804.4 | 5586.43 | 11.216 | 30.732 |  | 87804.4 | 5586.43 | 30.732 |  | 30.732 |  | 30.732 |  | 30.732 |  | 30.732 |  | 30.732 |  | 30.732 |  | 30.732 | 30.732 | Not Coal Steam or O/G Steam | 0.70001 | 0.70001 |  | 1.211%
Inver Hills | Minnesota |  | X |  | 1913 | 3 | 90104 | Combustion Turbine | 12 | 2026 | 2027 | Combustion turbine |  |  |  |  | 46.615 | 133184.1 | 8214.14 | 20.6573 | 46.615 |  | 133184.1 | 8214.14 | 46.615 |  | 46.615 |  | 46.615 |  | 46.615 |  | 46.615 |  | 46.615 |  | 46.615 |  | 46.615 | 46.615 | Not Coal Steam or O/G Steam | 0.70001 | 0.70001 |  | 2.17%
Inver Hills | Minnesota |  | X |  | 1913 | 4 | 90105 | Combustion Turbine | 12 | 2026 | 2027 | Combustion turbine |  |  |  |  | 50.633 | 144657.9 | 9087.25 | 21.724 | 50.633 |  | 144657.9 | 9087.25 | 50.633 |  | 50.633 |  | 50.633 |  | 50.633 |  | 50.633 |  | 50.633 |  | 50.633 |  | 50.633 | 50.633 | Not Coal Steam or O/G Steam | 0.70004 | 0.70004 |  | 2.204%
Inver Hills | Minnesota |  | X |  | 1913 | 5 | 90106 | Combustion Turbine | 12 | 2026 | 2027 | Combustion turbine |  |  |  |  | 45.243 | 129262 | 7730.35 | 18.2513 | 45.243 |  | 129262 | 7730.35 | 45.243 |  | 45.243 |  | 45.243 |  | 45.243 |  | 45.243 |  | 45.243 |  | 45.243 |  | 45.243 | 45.243 | Not Coal Steam or O/G Steam | 0.70002 | 0.70002 |  | 2.013%
Inver Hills | Minnesota |  | X |  | 1913 | 6 | 90107 | Combustion Turbine | 12 | 2026 | 2027 | Combustion turbine |  |  |  |  | 46.253 | 132147.9 | 8352.25 | 20.481 | 46.253 |  | 132147.9 | 8352.25 | 46.253 |  | 46.253 |  | 46.253 |  | 46.253 |  | 46.253 |  | 46.253 |  | 46.253 |  | 46.253 | 46.253 | Not Coal Steam or O/G Steam | 0.70002 | 0.70002 |  | 2.09%
Lakefield Junction Generating | Minnesota |  | X |  | 7925 | CT01 | 3985 | Combustion Turbine |  |  |  | Combustion turbine |  |  |  |  | 5.232 | 301910.018 | 21061.76 | 1.891 | 5.232 |  | 301910.018 | 21061.76 | 5.232 |  | 5.232 |  | 5.232 |  | 5.232 |  | 5.232 |  | 5.232 |  | 5.232 |  | 5.232 | 5.232 | Not Coal Steam or O/G Steam | 0.034659 | 0.034659 |  | 2.535%
Lakefield Junction Generating | Minnesota |  | X |  | 7925 | CT02 | 3986 | Combustion Turbine |  |  |  | Combustion turbine |  |  |  |  | 3.859 | 251763.072 | 17524.09 | 1.8307 | 3.859 |  | 251763.072 | 17524.09 | 3.859 |  | 3.859 |  | 3.859 |  | 3.859 |  | 3.859 |  | 3.859 |  | 3.859 |  | 3.859 | 3.859 | Not Coal Steam or O/G Steam | 0.030656 | 0.030656 |  | 2.795%
Lakefield Junction Generating | Minnesota |  | X |  | 7925 | CT03 | 3987 | Combustion Turbine |  |  |  | Combustion turbine |  |  |  |  | 3.115 | 187679.388 | 13022.3 | 2.0767 | 3.115 |  | 187679.388 | 13022.3 | 3.115 |  | 3.115 |  | 3.115 |  | 3.115 |  | 3.115 |  | 3.115 |  | 3.115 |  | 3.115 | 3.115 | Not Coal Steam or O/G Steam | 0.033195 | 0.033195 |  | 2.922%
Lakefield Junction Generating | Minnesota |  | X |  | 7925 | CT04 | 3988 | Combustion Turbine |  |  |  | Combustion turbine |  |  |  |  | 2.09 | 135845.247 | 9385.12 | 1.7713 | 2.09 |  | 135845.247 | 9385.12 | 2.09 |  | 2.09 |  | 2.09 |  | 2.09 |  | 2.09 |  | 2.09 |  | 2.09 |  | 2.09 | 2.09 | Not Coal Steam or O/G Steam | 0.03077 | 0.03077 |  | 2.418%
Lakefield Junction Generating | Minnesota |  | X |  | 7925 | CT05 | 3989 | Combustion Turbine |  |  |  | Combustion turbine |  |  |  |  | 1.547 | 106266.711 | 7377.37 | 1.2507 | 1.547 |  | 106266.711 | 7377.37 | 1.547 |  | 1.547 |  | 1.547 |  | 1.547 |  | 1.547 |  | 1.547 |  | 1.547 |  | 1.547 | 1.547 | Not Coal Steam or O/G Steam | 0.029115 | 0.029115 |  | 1.888%
Lakefield Junction Generating | Minnesota |  | X |  | 7925 | CT06 | 3990 | Combustion Turbine |  |  |  | Combustion turbine |  |  |  |  | 1.692 | 114528.873 | 7922.99 | 1.1987 | 1.692 |  | 114528.873 | 7922.99 | 1.692 |  | 1.692 |  | 1.692 |  | 1.692 |  | 1.692 |  | 1.692 |  | 1.692 |  | 1.692 | 1.692 | Not Coal Steam or O/G Steam | 0.029547 | 0.029547 |  | 1.861%
Laskin Energy Center | Minnesota |  | X |  | 1891 | 1 | 1229 | O/G Steam |  |  |  | Tangentially-fired |  |  | Y | 44 | 31.152 | 519625.627 | 36565.31 | 13.65 | 31.152 |  | 519625.627 | 36565.31 | 31.152 |  | 31.152 |  | 31.152 |  | 31.152 |  | 31.152 |  | 31.152 |  | 31.152 |  | 31.152 | 31.152 | O/G Steam Under 100 MW | 0.1199 | 0.1199 |  | 9.849%
Laskin Energy Center | Minnesota |  | X |  | 1891 | 2 | 1230 | O/G Steam |  |  |  | Tangentially-fired |  |  | Y | 44 | 31.785 | 516156.261 | 34558.48 | 13.8683 | 31.785 |  | 516156.261 | 34558.48 | 31.785 |  | 31.785 |  | 31.785 |  | 31.785 |  | 31.785 |  | 31.785 |  | 31.785 |  | 31.785 | 31.785 | O/G Steam Under 100 MW | 0.12316 | 0.12316 |  | 9.779%
Mankato Energy Center | Minnesota |  | X |  | 56104 | CT-1 | 89427 | Combined Cycle |  |  |  | Combined cycle | Y |  |  |  | 21.406 | 5534406.616 | 729206.43 | 18.3563 | 21.406 |  | 5534406.616 | 729206.43 | 21.406 |  | 21.406 |  | 21.406 |  | 21.406 |  | 21.406 |  | 21.406 |  | 21.406 |  | 21.406 | 21.406 | Not Coal Steam or O/G Steam | 0.0077356 | 0.0077356 |  | 42.13%
Mankato Energy Center | Minnesota |  | X |  | 56104 | CT-2 | 89428 | Combined Cycle |  |  |  | Combined cycle | Y |  |  |  | 16.081 | 4090134.775 | 555592.69 | 16.1763 | 16.081 |  | 4090134.775 | 555592.69 | 16.081 |  | 16.081 |  | 16.081 |  | 16.081 |  | 16.081 |  | 16.081 |  | 16.081 |  | 16.081 | 16.081 | Not Coal Steam or O/G Steam | 0.0078633 | 0.0078633 |  | 38.38%
Maple Lake Station | Minnesota |  | X |  | 2042 | 1 | 90189 | Combustion Turbine |  |  |  | Combustion turbine |  |  |  |  | 5.067 | 8445.4 | 532.24 | 2.7217 | 5.067 |  | 8445.4 | 532.24 | 5.067 |  | 5.067 |  | 5.067 |  | 5.067 |  | 5.067 |  | 5.067 |  | 5.067 |  | 5.067 | 5.067 | Not Coal Steam or O/G Steam | 1.1999 | 1.1999 |  | 0.34%
Minnesota River Station | Minnesota |  | X |  | 7844 | U001 | 3297 | Combustion Turbine |  |  |  | Combustion turbine |  |  |  |  | 1.351 | 15534.784 | 2178.2 | 0.63733 | 1.351 |  | 15534.784 | 2178.2 | 1.351 |  | 1.351 |  | 1.351 |  | 1.351 |  | 1.351 |  | 1.351 |  | 1.351 |  | 1.351 | 1.351 | Not Coal Steam or O/G Steam | 0.17393 | 0.17393 |  | 0.3437%
New Ulm | Minnesota |  | X |  | 2001 | 7 | 90754 | Combustion Turbine |  |  |  | Combustion turbine |  |  |  |  | 2.111 | 3517.5 | 261.3 | 1.998 | 2.111 |  | 3517.5 | 261.3 | 2.111 |  | 2.111 |  | 2.111 |  | 2.111 |  | 2.111 |  | 2.111 |  | 2.111 |  | 2.111 | 2.111 | Not Coal Steam or O/G Steam | 1.2003 | 1.2003 |  | 0.2591%
Northshore Mining Silver Bay Power | Minnesota |  | X |  | 10849 | PB1 | 89908 | Coal Steam |  |  |  | Dry bottom wall-fired boiler |  |  |  | 36 |  |  |  | 20.121 | [20 empty] | Coal Steam Under 100 MW, Under 0.08 | 0 | 0 |  | 4.549%
Northshore Mining Silver Bay Power | Minnesota |  | X |  | 10849 | PB2 | 89909 | Coal Steam |  |  |  | Dry bottom wall-fired boiler |  |  |  | 69 |  |  |  | 134.9277 | [20 empty] | Coal Steam Under 100 MW, Under 0.08 | 0 | 0 |  | 9.649%
Pleasant Valley Station | Minnesota |  | X |  | 7843 | 11 | 3294 | Combustion Turbine |  |  |  | Combustion turbine |  |  |  |  | 25.78 | 493466.562 | 40023.8 | 12.855 | 25.78 |  | 493466.562 | 40023.8 | 25.78 |  | 25.78 |  | 25.78 |  | 25.78 |  | 25.78 |  | 25.78 |  | 25.78 |  | 25.78 | 25.78 | Not Coal Steam or O/G Steam | 0.10449 | 0.10449 |  | 3.79%
Pleasant Valley Station | Minnesota |  | X |  | 7843 | 12 | 3295 | Combustion Turbine |  |  |  | Combustion turbine |  |  |  |  | 10.287 | 283172.911 | 22536.05 | 5.6363 | 10.287 |  | 283172.911 | 22536.05 | 10.287 |  | 10.287 |  | 10.287 |  | 10.287 |  | 10.287 |  | 10.287 |  | 10.287 |  | 10.287 | 10.287 | Not Coal Steam or O/G Steam | 0.072655 | 0.072655 |  | 2.336%
Pleasant Valley Station | Minnesota |  | X |  | 7843 | 13 | 3296 | Combustion Turbine |  |  |  | Combustion turbine |  |  |  |  | 5.778 | 151596.345 | 11858.76 | 2.869 | 5.778 |  | 151596.345 | 11858.76 | 5.778 |  | 5.778 |  | 5.778 |  | 5.778 |  | 5.778 |  | 5.778 |  | 5.778 |  | 5.778 | 5.778 | Not Coal Steam or O/G Steam | 0.076229 | 0.076229 |  | 1.443%
Riverside (1927) | Minnesota |  | X |  | 1927 | 10 | 89647 | Combined Cycle |  |  |  | Combined cycle | Y |  |  |  | 19.002 | 1918184.562 | 266799.91 | 31.422 | 19.002 |  | 1918184.562 | 266799.91 | 19.002 |  | 19.002 |  | 19.002 |  | 11.5091 | Optimize SCR | 11.5091 |  | 11.5091 |  | 11.5091 |  | 11.5091 | 11.5091 | Not Coal Steam or O/G Steam | 0.012 | 0.012 |  | 48.67%
Riverside (1927) | Minnesota |  | X |  | 1927 | 9 | 89646 | Combined Cycle |  |  |  | Combined cycle | Y |  |  |  | 22.423 | 2091379 | 291433.84 | 31.0823 | 22.423 |  | 2091379 | 291433.84 | 22.423 |  | 22.423 |  | 22.423 |  | 12.5483 | Optimize SCR | 12.5483 |  | 12.5483 |  | 12.5483 |  | 12.5483 | 12.5483 | Not Coal Steam or O/G Steam | 0.012 | 0.012 |  | 45.27%
Rock Lake Station | Minnesota |  | X |  | 6741 | 1 | 90185 | Combustion Turbine |  |  |  | Combustion turbine |  |  |  |  | 5.641 | 9401.1 | 588.96 | 3.644 | 5.641 |  | 9401.1 | 588.96 | 5.641 |  | 5.641 |  | 5.641 |  | 5.641 |  | 5.641 |  | 5.641 |  | 5.641 |  | 5.641 | 5.641 | Not Coal Steam or O/G Steam | 1.2001 | 1.2001 |  | 0.4552%
Sherburne County | Minnesota |  | X |  | 6090 | 1 | 2767 | Coal Steam | 12 | 2026 | 2027 | Tangentially-fired |  |  | Y | 680 | 888.293 | 13173696.305 | 1275267.17 | 959.3107 | 888.293 |  | 13173696.305 | 1275267.17 | 888.293 |  | 888.293 |  | 888.293 |  | 888.293 |  | 888.293 |  | 888.293 |  | 888.293 |  | 608.8177 | 329.3424 | Coal Steam SCR Retrofit | 0.13486 | 0.05 |  | 49.46%
Sherburne County | Minnesota |  | X |  | 6090 | 2 | 2768 | Coal Steam | 12 | 2023 | 2024 | Tangentially-fired |  |  | Y | 752 | 1435.555 | 21055226.472 | 2030812.97 | 1179.3097 | 1435.555 |  | 21055226.472 | 2030812.97 | 1435.555 |  | 1435.555 |  | 1435.555 |  | 1435.555 |  | 1435.555 |  | 1435.555 |  | 1435.555 |  | 980.9678 | 526.3807 | Coal Steam SCR Retrofit | 0.13636 | 0.05 |  | 59.67%
Sherburne County | Minnesota |  | X |  | 6090 | 3 | 2769 | Coal Steam | 12 | 2030 | 2031 | Dry bottom wall-fired boiler |  |  |  | 876 | 1013.132 | 16235252.965 | 1669939.75 | 1018.3277 | 1013.132 |  | 16235252.965 | 1669939.75 | 1013.132 |  | 1013.132 |  | 1013.132 |  | 1013.132 |  | 1013.132 |  | 1013.132 |  | 1013.132 |  | 709.5067 | 405.8813 | Coal Steam SCR Retrofit | 0.12481 | 0.05 |  | 43.02%
Solway Plant | Minnesota |  | X |  | 7947 | 1 | 8406 | Combustion Turbine |  |  |  | Combustion turbine |  |  |  |  | 30.317 | 455018.237 | 45302.56 | 20.2297 | 30.317 |  | 455018.237 | 45302.56 | 30.317 |  | 30.317 |  | 30.317 |  | 30.317 |  | 30.317 |  | 30.317 |  | 30.317 |  | 30.317 | 30.317 | Not Coal Steam or O/G Steam | 0.13326 | 0.13326 |  | 16.88%
St. Bonifacius Station | Minnesota |  | X |  | 6824 | 1 | 90186 | Combustion Turbine |  |  |  | Combustion turbine |  |  |  |  | 2.806 | 5573.3 | 153.19 | 3.2493 | 2.806 |  | 5573.3 | 153.19 | 2.806 |  | 2.806 |  | 2.806 |  | 2.806 |  | 2.806 |  | 2.806 |  | 2.806 |  | 2.806 | 2.806 | Not Coal Steam or O/G Steam | 1.0069 | 1.0069 |  | 0.6623%
St. Bonifacius Station | Minnesota |  | X |  | 6824 | 2 | 90187 | Combustion Turbine |  |  |  | Combustion turbine |  |  |  |  | 3.14 | 6450.9 | 174.09 | 3.1927 | 3.14 |  | 6450.9 | 174.09 | 3.14 |  | 3.14 |  | 3.14 |  | 3.14 |  | 3.14 |  | 3.14 |  | 3.14 |  | 3.14 | 3.14 | Not Coal Steam or O/G Steam | 0.97351 | 0.97351 |  | 0.6896%
Taconite Harbor Energy Center | Minnesota |  | X |  | 10075 | 1 | 9003 | Coal Steam | 3 | 2023 | 2023 | Tangentially-fired |  | Y |  | 79 |  |  |  |  | 0 | Y | 0 | 0 | 0 |  | 0 |  | 0 |  | 0 |  | 0 |  | 0 |  | 0 |  | 0 | 0 | Retired | 0 | 0
Taconite Harbor Energy Center | Minnesota |  | X |  | 10075 | 2 | 9004 | Coal Steam | 3 | 2023 | 2023 | Tangentially-fired |  | Y |  | 76 |  |  |  |  | 0 | Y | 0 | 0 | 0 |  | 0 |  | 0 |  | 0 |  | 0 |  | 0 |  | 0 |  | 0 | 0 | Retired | 0 | 0
Ackerman Combined Cycle Plant | Mississippi |  | X | X | 55694 | AA-001 | 8924 | Combined Cycle |  |  |  | Combined cycle | Y |  |  |  | 29.396 | 5156404.444 | 717827.38 | 33.8547 | 29.396 |  | 5156404.444 | 717827.38 | 29.396 |  | 29.396 |  | 29.396 |  | 29.396 |  | 29.396 |  | 29.396 |  | 29.396 |  | 29.396 | 29.396 | Not Coal Steam or O/G Steam | 0.011402 | 0.011402 |  | 52.27%
Ackerman Combined Cycle Plant | Mississippi |  | X | X | 55694 | AA-002 | 8926 | Combined Cycle |  |  |  | Combined cycle | Y |  |  |  | 30.175 | 5333439.914 | 731977.19 | 34.743 | 30.175 |  | 5333439.914 | 731977.19 | 30.175 |  | 30.175 |  | 30.175 |  | 30.175 |  | 30.175 |  | 30.175 |  | 30.175 |  | 30.175 | 30.175 | Not Coal Steam or O/G Steam | 0.011315 | 0.011315 |  | 53.79%
Attala Generating Plant | Mississippi |  | X | X | 55220 | A01 | 4165 | Combined Cycle |  |  |  | Combined cycle | Y |  |  |  | 24.465 | 4597118.193 | 653046.38 | 21.1943 | 24.465 |  | 4597118.193 | 653046.38 | 24.465 |  | 24.465 |  | 24.465 |  | 24.465 |  | 24.465 |  | 24.465 |  | 24.465 |  | 24.465 | 24.465 | Not Coal Steam or O/G Steam | 0.010644 | 0.010644 |  | 48.11%
Attala Generating Plant | Mississippi |  | X | X | 55220 | A02 | 4166 | Combined Cycle |  |  |  | Combined cycle | Y |  |  |  | 27.7 | 4767115.973 | 649482.71 | 22.8073 | 27.7 |  | 4767115.973 | 649482.71 | 27.7 |  | 27.7 |  | 27.7 |  | 27.7 |  | 27.7 |  | 27.7 |  | 27.7 |  | 27.7 | 27.7 | Not Coal Steam or O/G Steam | 0.011621 | 0.011621 |  | 48.54%
Batesville Generation Facility | Mississippi |  | X | X | 55063 | 1 | 3846 | Combined Cycle |  |  |  | Combined cycle | Y |  |  |  | 47.276 | 3508767.232 | 431290.77 | 44.8403 | 47.276 |  | 3508767.232 | 431290.77 | 47.276 |  | 47.276 |  | 47.276 |  | 21.0526 | Optimize SCR | 21.0526 |  | 21.0526 |  | 21.0526 |  | 21.0526 | 21.0526 | Not Coal Steam or O/G Steam | 0.012 | 0.012 |  | 40.63%
Batesville Generation Facility | Mississippi |  | X | X | 55063 | 2 | 3847 | Combined Cycle |  |  |  | Combined cycle | Y |  |  |  | 59.578 | 4686794.828 | 575861.11 | 60.961 | 59.578 |  | 4686794.828 | 575861.11 | 59.578 |  | 59.578 |  | 59.578 |  | 28.1208 | Optimize SCR | 28.1208 |  | 28.1208 |  | 28.1208 |  | 28.1208 | 28.1208 | Not Coal Steam or O/G Steam | 0.012 | 0.012 |  | 57.31%
Batesville Generation Facility | Mississippi |  | X | X | 55063 | 3 | 3848 | Combined Cycle |  |  |  | Combined cycle | Y |  |  |  | 16.652 | 1307265.208 | 166373.79 | 51.422 | 16.652 |  | 1307265.208 | 166373.79 | 16.652 |  | 16.652 |  | 16.652 |  | 7.8436 | Optimize SCR | 7.8436 |  | 7.8436 |  | 7.8436 |  | 7.8436 | 7.8436 | Not Coal Steam or O/G Steam | 0.012 | 0.012 |  | 44.2%
Baxter Wilson | Mississippi |  | X | X | 2050 | 1 | 1293 | O/G Steam | 5 | 2022 | 2023 | Tangentially-fired |  |  |  | 500 | 693.036 | 6059788.448 | 596689.82 | 1023.8023 | 0 | Y | 0 | 0 | 0 |  | 0 |  | 0 |  | 0 |  | 0 |  | 0 |  | 0 |  | 0 | 0 | Retired | 0 | 0 |  | 42.49%
Caledonia | Mississippi |  | X | X | 55197 | AA-001 | 4102 | Combined Cycle |  |  |  | Combined cycle | Y |  |  |  | 25.661 | 4099895.41 | 596815.57 | 27.9703 | 25.661 |  | 4099895.41 | 596815.57 | 25.661 |  | 25.661 |  | 25.661 |  | 24.5994 | Optimize SCR | 24.5994 |  | 24.5994 |  | 24.5994 |  | 24.5994 | 24.5994 | Not Coal Steam or O/G Steam | 0.012 | 0.012 |  | 61.09%
Caledonia | Mississippi |  | X | X | 55197 | AA-002 | 4103 | Combined Cycle |  |  |  | Combined cycle | Y |  |  |  | 26.949 | 4770764.066 | 677451.8 | 28.204 | 26.949 |  | 4770764.066 | 677451.8 | 26.949 |  | 26.949 |  | 26.949 |  | 26.949 |  | 26.949 |  | 26.949 |  | 26.949 |  | 26.949 | 26.949 | Not Coal Steam or O/G Steam | 0.011298 | 0.011298 |  | 67.12%
Caledonia | Mississippi |  | X | X | 55197 | AA-003 | 4104 | Combined Cycle |  |  |  | Combined cycle | Y |  |  |  | 26.512 | 4972505.363 | 716328.63 | 22.696 | 26.512 |  | 4972505.363 | 716328.63 | 26.512 |  | 26.512 |  | 26.512 |  | 26.512 |  | 26.512 |  | 26.512 |  | 26.512 |  | 26.512 | 26.512 | Not Coal Steam or O/G Steam | 0.010663 | 0.010663 |  | 54.43%
Chevron Cogenerating Station | Mississippi |  | X | X | 2047 | 5 | 1285 | Combustion Turbine |  |  |  | Combustion turbine |  |  |  |  | 80.703 | 2857806.072 | 245585.31 | 76.2893 | 80.703 |  | 2857806.072 | 245585.31 | 80.703 |  | 80.703 |  | 80.703 |  | 80.703 |  | 80.703 |  | 80.703 |  | 80.703 |  | 80.703 | 80.703 | Not Coal Steam or O/G Steam | 0.056479 | 0.056479 |  | 69.31%
Choctaw County Gen | Mississippi |  | X | X | 55706 | CTG1 | 9224 | Combined Cycle |  |  |  | Combined cycle | Y |  |  |  | 24.597 | 5895015.906 | 544859.74 | 23.7563 | 24.597 |  | 5895015.906 | 544859.74 | 24.597 |  | 24.597 |  | 24.597 |  | 24.597 |  | 24.597 |  | 24.597 |  | 24.597 |  | 24.597 | 24.597 | Not Coal Steam or O/G Steam | 0.008345 | 0.008345 |  | 60.42%
Choctaw County Gen | Mississippi |  | X | X | 55706 | CTG2 | 9225 | Combined Cycle |  |  |  | Combined cycle | Y |  |  |  | 26.716 | 6015259.726 | 543507.03 | 24.0737 | 26.716 |  | 6015259.726 | 543507.03 | 26.716 |  | 26.716 |  | 26.716 |  | 26.716 |  | 26.716 |  | 26.716 |  | 26.716 |  | 26.716 | 26.716 | Not Coal Steam or O/G Steam | 0.0088827 | 0.0088827 |  | 60.47%
Choctaw County Gen | Mississippi |  | X | X | 55706 | CTG3 | 9226 | Combined Cycle |  |  |  | Combined cycle | Y |  |  |  | 26.947 | 6052780.355 | 563196.07 | 22.5743 | 26.947 |  | 6052780.355 | 563196.07 | 26.947 |  | 26.947 |  | 26.947 |  | 26.947 |  | 26.947 |  | 26.947 |  | 26.947 |  | 26.947 | 26.947 | Not Coal Steam or O/G Steam | 0.008904 | 0.008904 |  | 55.39%
Crossroads Energy Center (CPU) | Mississippi |  | X | X | 55395 | CT01 | 9056 | Combustion Turbine |  |  |  | Combustion turbine |  |  |  |  | 1.171 | 88623.101 | 6545.22 | 2.4847 | 1.171 |  | 88623.101 | 6545.22 | 1.171 |  | 1.171 |  | 1.171 |  | 1.171 |  | 1.171 |  | 1.171 |  | 1.171 |  | 1.171 | 1.171 | Not Coal Steam or O/G Steam | 0.026427 | 0.026427 |  | 5.058%
Crossroads Energy Center (CPU) | Mississippi |  | X | X | 55395 | CT02 | 9057 | Combustion Turbine |  |  |  | Combustion turbine |  |  |  |  | 1.346 | 109632.021 | 8236.15 | 2.3607 | 1.346 |  | 109632.021 | 8236.15 | 1.346 |  | 1.346 |  | 1.346 |  | 1.346 |  | 1.346 |  | 1.346 |  | 1.346 |  | 1.346 | 1.346 | Not Coal Steam or O/G Steam | 0.024555 | 0.024555 |  | 5.005%
Crossroads Energy Center (CPU) | Mississippi |  | X | X | 55395 | CT03 | 9058 | Combustion Turbine |  |  |  | Combustion turbine |  |  |  |  | 1.158 | 87137.875 | 6564.47 | 2.3807 | 1.158 |  | 87137.875 | 6564.47 | 1.158 |  | 1.158 |  | 1.158 |  | 1.158 |  | 1.158 |  | 1.158 |  | 1.158 |  | 1.158 | 1.158 | Not Coal Steam or O/G Steam | 0.026579 | 0.026579 |  | 4.963%
Crossroads Energy Center (CPU) | Mississippi |  | X | X | 55395 | CT04 | 9059 | Combustion Turbine |  |  |  | Combustion turbine |  |  |  |  | 1.273 | 98806.934 | 7555.31 | 2.2283 | 1.273 |  | 98806.934 | 7555.31 | 1.273 |  | 1.273 |  | 1.273 |  | 1.273 |  | 1.273 |  | 1.273 |  | 1.273 |  | 1.273 | 1.273 | Not Coal Steam or O/G Steam | 0.025767 | 0.025767 |  | 4.655%
Daniel Electric Generating Plant | Mississippi |  | X | X | 6073 | 1 | 2744 | Coal Steam | 12 | 2027 | 2028 | Tangentially-fired |  |  | Y | 502 | 1945.516 | 13274339.995 | 1248582.99 | 1188.1003 | 1945.516 |  | 13274339.995 | 1248582.99 | 1945.516 |  | 1945.516 |  | 1945.516 |  | 1945.516 |  | 1320.7968 | SOA CC | 1945.516 |  | 1320.7968 | SOA CC | 826.3277 | 331.8585 | Coal Steam SCR Retrofit | 0.199 | 0.05 |  | 49.13%
Daniel Electric Generating Plant | Mississippi |  | X | X | 6073 | 2 | 2745 | Coal Steam | 12 | 2027 | 2028 | Tangentially-fired |  |  | Y | 502 |  |  |  | 677.752 | [20 empty] | Coal Steam Under 0.08 lb/mmBtu | 0 | 0 |  | 30.62%
Daniel Electric Generating Plant | Mississippi |  | X | X | 6073 | 3A | 2746 | Combined Cycle |  |  |  | Combined cycle | Y |  |  |  | 21.712 | 6165691.937 | 903385.76 | 23.226 | 21.712 |  | 6165691.937 | 903385.76 | 21.712 |  | 21.712 |  | 21.712 |  | 21.712 |  | 21.712 |  | 21.712 |  | 21.712 |  | 21.712 | 21.712 | Not Coal Steam or O/G Steam | 0.0070428 | 0.0070428 |  | 81.84%
Daniel Electric Generating Plant | Mississippi |  | X | X | 6073 | 3B | 2747 | Combined Cycle |  |  |  | Combined cycle | Y |  |  |  | 20.902 | 5992903.076 | 897391.39 | 22.7467 | 20.902 |  | 5992903.076 | 897391.39 | 20.902 |  | 20.902 |  | 20.902 |  | 20.902 |  | 20.902 |  | 20.902 |  | 20.902 |  | 20.902 | 20.902 | Not Coal Steam or O/G Steam | 0.0069756 | 0.0069756 |  | 80.76%
Daniel Electric Generating Plant | Mississippi |  | X | X | 6073 | 4A | 2748 | Combined Cycle |  |  |  | Combined cycle | Y |  |  |  | 19.888 | 5686090.844 | 899716.26 | 20.3923 | 19.888 |  | 5686090.844 | 899716.26 | 19.888 |  | 19.888 |  | 19.888 |  | 19.888 |  | 19.888 |  | 19.888 |  | 19.888 |  | 19.888 | 19.888 | Not Coal Steam or O/G Steam | 0.0069953 | 0.0069953 |  | 75.15%
Daniel Electric Generating Plant | Mississippi |  | X | X | 6073 | 4B | 2749 | Combined Cycle |  |  |  | Combined cycle | Y |  |  |  | 21.82 | 5471597.499 | 899095.76 | 20.3117 | 21.82 |  | 5471597.499 | 899095.76 | 21.82 |  | 21.82 |  | 21.82 |  | 21.82 |  | 21.82 |  | 21.82 |  | 21.82 |  | 21.82 | 21.82 | Not Coal Steam or O/G Steam | 0.0079757 | 0.0079757 |  | 71.86%
David M Ratcliffe | Mississippi |  | X | X | 57037 | AB-001 | 90830 | Combined Cycle |  |  |  | Integrated gasification combined cycle | Y |  |  |  | 26.669 | 5298181.335 | 786866.28 | 32.5413 | 26.669 |  | 5298181.335 | 786866.28 | 26.669 |  | 26.669 |  | 26.669 |  | 26.669 |  | 26.669 |  | 26.669 |  | 26.669 |  | 26.669 | 26.669 | Not Coal Steam or O/G Steam | 0.010067 | 0.010067 |  | 54.43%
David M Ratcliffe | Mississippi |  | X | X | 57037 | AB-002 | 90831 | Combined Cycle |  |  |  | Integrated gasification combined cycle | Y |  |  |  | 22.804 | 5179222.525 | 778380.83 | 30.5357 | 22.804 |  | 5179222.525 | 778380.83 | 22.804 |  | 22.804 |  | 22.804 |  | 22.804 |  | 22.804 |  | 22.804 |  | 22.804 |  | 22.804 | 22.804 | Not Coal Steam or O/G Steam | 0.008806 | 0.008806 |  | 54.27%
Gerald Andrus | Mississippi |  | X | X | 8054 | 1 | 3449 | O/G Steam |  |  |  | Dry bottom wall-fired boiler |  |  |  | 736 | 83.874 | 626074.636 | 59085.77 | 700.8677 | 83.874 |  | 626074.636 | 59085.77 | 83.874 |  | 83.874 |  | 83.874 |  | 83.874 |  | 83.874 |  | 83.874 |  | 83.874 |  | 46.6326 | 9.3911 | O/G Steam SCR Retrofit | 0.26794 | 0.03 |  | 17.78%
Hinds Energy Facility | Mississippi |  | X | X | 55218 | 2 | 91299 | Combustion Turbine |  |  |  | Combustion turbine |  |  |  |  | 0.849 | 32421.953 | 3030.73 | 0.43733 | 0.849 |  | 32421.953 | 3030.73 | 0.849 |  | 0.849 |  | 0.849 |  | 0.849 |  | 0.849 |  | 0.849 |  | 0.849 |  | 0.849 | 0.849 | Not Coal Steam or O/G Steam | 0.052372 | 0.052372 |  | 1.296%
Hinds Energy Facility | Mississippi |  | X | X | 55218 | H01 | 4155 | Combined Cycle |  |  |  | Combined cycle | Y |  |  |  | 27.465 | 5423686.055 | 794940.83 | 26.7583 | 27.465 |  | 5423686.055 | 794940.83 | 27.465 |  | 27.465 |  | 27.465 |  | 27.465 |  | 27.465 |  | 27.465 |  | 27.465 |  | 27.465 | 27.465 | Not Coal Steam or O/G Steam | 0.010128 | 0.010128 |  | 78.58%
Hinds Energy Facility | Mississippi |  | X | X | 55218 | H02 | 4156 | Combined Cycle |  |  |  | Combined cycle | Y |  |  |  | 26.188 | 5382489.961 | 793882.8 | 24.5747 | 26.188 |  | 5382489.961 | 793882.8 | 26.188 |  | 26.188 |  | 26.188 |  | 26.188 |  | 26.188 |  | 26.188 |  | 26.188 |  | 26.188 | 26.188 | Not Coal Steam or O/G Steam | 0.0097308 | 0.0097308 |  | 75.84%
Kemper County | Mississippi |  | X | X | 7960 | KCT1 | 3379 | Combustion Turbine |  |  |  | Combustion turbine |  |  |  |  | 7.522 | 496013.758 | 39216.69 | 7.0933 | 7.522 |  | 496013.758 | 39216.69 | 7.522 |  | 7.522 |  | 7.522 |  | 7.522 |  | 7.522 |  | 7.522 |  | 7.522 |  | 7.522 | 7.522 | Not Coal Steam or O/G Steam | 0.03033 | 0.03033 |  | 12.08%
Kemper County | Mississippi |  | X | X | 7960 | KCT2 | 3380 | Combustion Turbine |  |  |  | Combustion turbine |  |  |  |  | 7.109 | 510210.484 | 41180.05 | 6.7873 | 7.109 |  | 510210.484 | 41180.05 | 7.109 |  | 7.109 |  | 7.109 |  | 7.109 |  | 7.109 |  | 7.109 |  | 7.109 |  | 7.109 | 7.109 | Not Coal Steam or O/G Steam | 0.027867 | 0.027867 |  | 12.16%
Kemper County | Mississippi |  | X | X | 7960 | KCT3 | 3381 | Combustion Turbine |  |  |  | Combustion turbine |  |  |  |  | 6.066 | 456068.569 | 36254.62 | 6.3817 | 6.066 |  | 456068.569 | 36254.62 | 6.066 |  | 6.066 |  | 6.066 |  | 6.066 |  | 6.066 |  | 6.066 |  | 6.066 |  | 6.066 | 6.066 | Not Coal Steam or O/G Steam | 0.026601 | 0.026601 |  | 12.34%
Kemper County | Mississippi |  | X | X | 7960 | KCT4 | 3382 | Combustion Turbine |  |  |  | Combustion turbine |  |  |  |  | 5.686 | 437822.756 | 35273.63 | 6.775 | 5.686 |  | 437822.756 | 35273.63 | 5.686 |  | 5.686 |  | 5.686 |  | 5.686 |  | 5.686 |  | 5.686 |  | 5.686 |  | 5.686 | 5.686 | Not Coal Steam or O/G Steam | 0.025974 | 0.025974 |  | 12.58%
Magnolia Combined Cycle Plant | Mississippi |  | X | X | 55451 | CTG-1 | 4784 | Combined Cycle |  |  |  | Combined cycle | Y |  |  |  | 33.787 | 5773182.01 | 781547.4 | 30.6477 | 33.787 |  | 5773182.01 | 781547.4 | 33.787 |  | 33.787 |  | 33.787 |  | 33.787 |  | 33.787 |  | 33.787 |  | 33.787 |  | 33.787 | 33.787 | Not Coal Steam or O/G Steam | 0.011705 | 0.011705 |  | 50.38%
Magnolia Combined Cycle Plant | Mississippi |  | X | X | 55451 | CTG-2 | 4785 | Combined Cycle |  |  |  | Combined cycle | Y |  |  |  | 5.648 | 816271.262 | 110700.99 | 26.688 | 5.648 |  | 816271.262 | 110700.99 | 5.648 |  | 5.648 |  | 5.648 |  | 4.8976 | Optimize SCR | 4.8976 |  | 4.8976 |  | 4.8976 |  | 4.8976 | 4.8976 | Not Coal Steam or O/G Steam | 0.012 | 0.012 |  | 44.33%
Magnolia Combined Cycle Plant | Mississippi |  | X | X | 55451 | CTG-3 | 4786 | Combined Cycle |  |  |  | Combined cycle | Y |  |  |  | 37.616 | 5827611.139 | 788182.83 | 36.2197 | 37.616 |  | 5827611.139 | 788182.83 | 37.616 |  | 37.616 |  | 37.616 |  | 34.9657 | Optimize SCR | 34.9657 |  | 34.9657 |  | 34.9657 |  | 34.9657 | 34.9657 | Not Coal Steam or O/G Steam | 0.012 | 0.012 |  | 58.09%
Moselle Generation Complex | Mississippi |  | X | X | 2070 | **4 | 1303 | Combustion Turbine |  |  |  | Combustion turbine |  |  |  |  | 3.69 | 213231.162 | 17254.62 | 3.782 | 3.69 |  | 213231.162 | 17254.62 | 3.69 |  | 3.69 |  | 3.69 |  | 3.69 |  | 3.69 |  | 3.69 |  | 3.69 |  | 3.69 | 3.69 | Not Coal Steam or O/G Steam | 0.03461 | 0.03461 |  | 4.844%
Moselle Generation Complex | Mississippi |  | X | X | 2070 | 3 | 1309 | O/G Steam | 1 | 2025 | 2025 | Dry bottom wall-fired boiler |  |  |  | 59 | 20.404 | 135857.898 | 11620.52 | 18.0333 | 20.404 |  | 135857.898 | 11620.52 | 20.404 |  | 20.404 |  | 20.404 |  | 20.404 |  | 20.404 |  | 20.404 |  | 20.404 |  | 20.404 | 20.404 | O/G Steam Under 100 MW | 0.30037 | 0.30037 |  | 4.534%
Moselle Generation Complex | Mississippi |  | X | X | 2070 | 5 | 1304 | Combustion Turbine |  |  |  | Combustion turbine |  |  |  |  | 2.641 | 250531.834 | 20730.51 | 2.5567 | 2.641 |  | 250531.834 | 20730.51 | 2.641 |  | 2.641 |  | 2.641 |  | 2.641 |  | 2.641 |  | 2.641 |  | 2.641 |  | 2.641 | 2.641 | Not Coal Steam or O/G Steam | 0.021083 | 0.021083 |  | 5.461%
Moselle Generation Complex | Mississippi |  | X | X | 2070 | 6 | 90671 | Combined Cycle |  |  |  | Combined cycle | Y |  |  |  | 9.782 | 3398467.097 | 399434.75 | 8.181 | 9.782 |  | 3398467.097 | 399434.75 | 9.782 |  | 9.782 |  | 9.782 |  | 9.782 |  | 9.782 |  | 9.782 |  | 9.782 |  | 9.782 | 9.782 | Not Coal Steam or O/G Steam | 0.0057567 | 0.0057567 |  | 52.32%
Moselle Generation Complex | Mississippi |  | X | X | 2070 | 7 | 90672 | Combined Cycle |  |  |  | Combined cycle | Y |  |  |  | 8.004 | 2072610.456 | 242835.15 | 7.6917 | 8.004 |  | 2072610.456 | 242835.15 | 8.004 |  | 8.004 |  | 8.004 |  | 8.004 |  | 8.004 |  | 8.004 |  | 8.004 |  | 8.004 | 8.004 | Not Coal Steam or O/G Steam | 0.0077236 | 0.0077236 |  | 40.19%
Red Hills Generation Facility | Mississippi |  | X | X | 55076 | AA001 | 3856 | Coal Steam |  |  |  | Circulating fluidized bed boiler |  |  | Y | 220 | 260.65 | 5794421.975 |  | 312.0837 | 260.65 |  | 5794421.975 |  | 260.65 |  | 260.65 |  | 260.65 |  | 260.65 |  | 260.65 |  | 260.65 |  | 260.65 |  | 231.7769 | 231.7769 | Coal Steam, Circulating fluidized bed, SNCR Retrofit | 0.089966 | 0.08 |  | 44.52%
Red Hills Generation Facility | Mississippi |  | X | X | 55076 | AA002 | 3857 | Coal Steam |  |  |  | Circulating fluidized bed boiler |  |  | Y | 220 | 398.989 | 6869900.175 |  | 465.4817 | 398.989 |  | 6869900.175 |  | 398.989 |  | 398.989 |  | 398.989 |  | 398.989 |  | 398.989 |  | 398.989 |  | 398.989 |  | 274.796 | 274.796 | Coal Steam, Circulating fluidized bed, SNCR Retrofit | 0.11616 | 0.08 |  | 58.72%
Silver Creek Generating Plant | Mississippi |  | X | X | 7988 | 1 | 88205 | Combustion Turbine |  |  |  | Combustion turbine |  |  |  |  | 2.125 | 153060.064 | 13800.34 | 1.646 | 2.125 |  | 153060.064 | 13800.34 | 2.125 |  | 2.125 |  | 2.125 |  | 2.125 |  | 2.125 |  | 2.125 |  | 2.125 |  | 2.125 | 2.125 | Not Coal Steam or O/G Steam | 0.027767 | 0.027767 |  | 2.828%
Silver Creek Generating Plant | Mississippi |  | X | X | 7988 | 2 | 88206 | Combustion Turbine |  |  |  | Combustion turbine |  |  |  |  | 2.082 | 174245.327 | 13617.21 | 1.9123 | 2.082 |  | 174245.327 | 13617.21 | 2.082 |  | 2.082 |  | 2.082 |  | 2.082 |  | 2.082 |  | 2.082 |  | 2.082 |  | 2.082 | 2.082 | Not Coal Steam or O/G Steam | 0.023897 | 0.023897 |  | 3.749%
Silver Creek Generating Plant | Mississippi |  | X | X | 7988 | 3 | 88207 | Combustion Turbine |  |  |  | Combustion turbine |  |  |  |  | 1.323 | 93909.654 | 7527.54 | 1.346 | 1.323 |  | 93909.654 | 7527.54 | 1.323 |  | 1.323 |  | 1.323 |  | 1.323 |  | 1.323 |  | 1.323 |  | 1.323 |  | 1.323 | 1.323 | Not Coal Steam or O/G Steam | 0.028176 | 0.028176 |  | 2.552%
Southaven Combined Cycle Plant | Mississippi |  | X | X | 55269 | AA-001 | 4373 | Combined Cycle |  |  |  | Combined cycle | Y |  |  |  | 28.338 | 4439687.241 | 643527.6 | 26.542 | 28.338 |  | 4439687.241 | 643527.6 | 28.338 |  | 28.338 |  | 28.338 |  | 26.6381 | Optimize SCR | 26.6381 |  | 26.6381 |  | 26.6381 |  | 26.6381 | 26.6381 | Not Coal Steam or O/G Steam | 0.012 | 0.012 |  | 31.84%
Southaven Combined Cycle Plant | Mississippi |  | X | X | 55269 | AA-002 | 4374 | Combined Cycle |  |  |  | Combined cycle | Y |  |  |  | 28.082 | 4814587.458 | 695808.58 | 28.455 | 28.082 |  | 4814587.458 | 695808.58 | 28.082 |  | 28.082 |  | 28.082 |  | 28.082 |  | 28.082 |  | 28.082 |  | 28.082 |  | 28.082 | 28.082 | Not Coal Steam or O/G Steam | 0.011665 | 0.011665 |  | 37.35%
Southaven Combined Cycle Plant | Mississippi |  | X | X | 55269 | AA-003 | 4375 | Combined Cycle |  |  |  | Combined cycle | Y |  |  |  | 28.375 | 4774255.11 | 721531.12 | 27.8837 | 28.375 |  | 4774255.11 | 721531.12 | 28.375 |  | 28.375 |  | 28.375 |  | 28.375 |  | 28.375 |  | 28.375 |  | 28.375 |  | 28.375 | 28.375 | Not Coal Steam or O/G Steam | 0.011887 | 0.011887 |  | 35.54%
Sweatt Electric Generating Plant | Mississippi |  | X | X | 2048 | CTA | 90050 | Combustion Turbine |  |  |  | Combustion turbine |  |  |  |  | 4.726 | 13501.7 | 0 | 11.044 | 4.726 |  | 13501.7 | 0 | 4.726 |  | 4.726 |  | 4.726 |  | 4.726 |  | 4.726 |  | 4.726 |  | 4.726 |  | 4.726 | 4.726 | Not Coal Steam or O/G Steam | 0.70006 | 0.70006 |  | 3.28%
Sweatt Electric Generating Plant | Mississippi |  | X | X | 2048 | CTB | 90314 | Combustion Turbine |  |  |  | Combustion turbine |  |  |  |  | 4.73 | 13512.9 | 0 | 10.9093 | 4.73 |  | 13512.9 | 0 | 4.73 |  | 4.73 |  | 4.73 |  | 4.73 |  | 4.73 |  | 4.73 |  | 4.73 |  | 4.73 | 4.73 | Not Coal Steam or O/G Steam | 0.70007 | 0.70007 |  | 3.24%
Sylvarena Generating Plant | Mississippi |  | X | X | 7989 | 1 | 88208 | Combustion Turbine |  |  |  | Combustion turbine |  |  |  |  | 18.7 | 430382.582 | 43553.11 | 18.551 | 18.7 |  | 430382.582 | 43553.11 | 18.7 |  | 18.7 |  | 18.7 |  | 18.7 |  | 18.7 |  | 18.7 |  | 18.7 |  | 18.7 | 18.7 | Not Coal Steam or O/G Steam | 0.086899 | 0.086899 |  | 20.1%
Sylvarena Generating Plant | Mississippi |  | X | X | 7989 | 2 | 88209 | Combustion Turbine |  |  |  | Combustion turbine |  |  |  |  | 16.361 | 388927.26 | 39018.71 | 17.017 | 16.361 |  | 388927.26 | 39018.71 | 16.361 |  | 16.361 |  | 16.361 |  | 16.361 |  | 16.361 |  | 16.361 |  | 16.361 |  | 16.361 | 16.361 | Not Coal Steam or O/G Steam | 0.084134 | 0.084134 |  | 19.05%
Sylvarena Generating Plant | Mississippi |  | X | X | 7989 | 3 | 88210 | Combustion Turbine |  |  |  | Combustion turbine |  |  |  |  | 18.194 | 418646.939 | 41629.55 | 18.0793 | 18.194 |  | 418646.939 | 41629.55 | 18.194 |  | 18.194 |  | 18.194 |  | 18.194 |  | 18.194 |  | 18.194 |  | 18.194 |  | 18.194 | 18.194 | Not Coal Steam or O/G Steam | 0.086918 | 0.086918 |  | 18.32%
Watson Electric Generating Plant | Mississippi |  | X | X | 2049 | 4 | 1291 | O/G Steam | 12 | 2023 | 2024 | Dry bottom wall-fired boiler |  |  |  | 236 | 240.85 | 3563276.28 | 364265.58 | 342.1107 | 240.85 |  | 3563276.28 | 364265.58 | 240.85 |  | 240.85 |  | 240.85 |  | 240.85 |  | 240.85 |  | 240.85 |  | 240.85 |  | 147.1496 | 53.4491 | O/G Steam SCR Retrofit | 0.13518 | 0.03 |  | 46.88%
Watson Electric Generating Plant | Mississippi |  | X | X | 2049 | 5 | 1292 | O/G Steam |  |  |  | Dry bottom wall-fired boiler |  |  |  | 480 | 1193.137 | 8697322.893 | 880289.92 | 1505.6947 | 1193.137 |  | 8697322.893 | 880289.92 | 1193.137 |  | 1193.137 |  | 1193.137 |  | 1193.137 |  | 1193.137 |  | 1193.137 |  | 1193.137 |  | 661.7984 | 130.4598 | O/G Steam SCR Retrofit | 0.27437 | 0.03 |  | 52.53%
Watson Electric Generating Plant | Mississippi |  | X | X | 2049 | CTA | 90051 | Combustion Turbine |  |  |  | Combustion turbine |  |  |  |  | 3.19 | 9113.5 | 688 | 3.4953 | 3.19 |  | 9113.5 | 688 | 3.19 |  | 3.19 |  | 3.19 |  | 3.19 |  | 3.19 |  | 3.19 |  | 3.19 |  | 3.19 | 3.19 | Not Coal Steam or O/G Steam | 0.70006 | 0.70006 |  | 1.038%
Watson Electric Generating Plant | Mississippi |  | X | X | 2049 | CTB | 90315 | Combustion Turbine |  |  |  | Combustion turbine |  |  |  |  | 3.138 | 8964.7 | 661 | 3.413 | 3.138 |  | 8964.7 | 661 | 3.138 |  | 3.138 |  | 3.138 |  | 3.138 |  | 3.138 |  | 3.138 |  | 3.138 |  | 3.138 | 3.138 | Not Coal Steam or O/G Steam | 0.70008 | 0.70008 |  | 1.014%
Audrain Power Plant | Missouri |  | X | X | 55234 | CT1 | 4258 | Combustion Turbine |  |  |  | Combustion turbine |  |  |  |  | 0.876 | 69809.233 | 5799.1 | 0.491 | 0.876 |  | 69809.233 | 5799.1 | 0.876 |  | 0.876 |  | 0.876 |  | 0.876 |  | 0.876 |  | 0.876 |  | 0.876 |  | 0.876 | 0.876 | Not Coal Steam or O/G Steam | 0.025097 | 0.025097 |  | 1.085%
Audrain Power Plant | Missouri |  | X | X | 55234 | CT2 | 4259 | Combustion Turbine |  |  |  | Combustion turbine |  |  |  |  | 0.993 | 74973.692 | 6202.9 | 0.61133 | 0.993 |  | 74973.692 | 6202.9 | 0.993 |  | 0.993 |  | 0.993 |  | 0.993 |  | 0.993 |  | 0.993 |  | 0.993 |  | 0.993 | 0.993 | Not Coal Steam or O/G Steam | 0.026489 | 0.026489 |  | 1.291%
Audrain Power Plant | Missouri |  | X | X | 55234 | CT3 | 4260 | Combustion Turbine |  |  |  | Combustion turbine |  |  |  |  | 0.601 | 49224.154 | 4062.6 | 0.372 | 0.601 |  | 49224.154 | 4062.6 | 0.601 |  | 0.601 |  | 0.601 |  | 0.601 |  | 0.601 |  | 0.601 |  | 0.601 |  | 0.601 | 0.601 | Not Coal Steam or O/G Steam | 0.024419 | 0.024419 |  | 0.8546%
Audrain Power Plant | Missouri |  | X | X | 55234 | CT4 | 4261 | Combustion Turbine |  |  |  | Combustion turbine |  |  |  |  | 0.539 | 47639.149 | 3951.16 | 0.35267 | 0.539 |  | 47639.149 | 3951.16 | 0.539 |  | 0.539 |  | 0.539 |  | 0.539 |  | 0.539 |  | 0.539 |  | 0.539 |  | 0.539 | 0.539 | Not Coal Steam or O/G Steam | 0.022628 | 0.022628 |  | 0.8907%
Audrain Power Plant | Missouri |  | X | X | 55234 | CT5 | 4262 | Combustion Turbine |  |  |  | Combustion turbine |  |  |  |  | 0.83 | 71093.241 | 5911.46 | 0.415 | 0.83 |  | 71093.241 | 5911.46 | 0.83 |  | 0.83 |  | 0.83 |  | 0.83 |  | 0.83 |  | 0.83 |  | 0.83 |  | 0.83 | 0.83 | Not Coal Steam or O/G Steam | 0.02335 | 0.02335 |  | 1.006%
Audrain Power Plant | Missouri |  | X | X | 55234 | CT6 | 4263 | Combustion Turbine |  |  |  | Combustion turbine |  |  |  |  | 0.683 | 51657.597 | 4253.8 | 0.40033 | 0.683 |  | 51657.597 | 4253.8 | 0.683 |  | 0.683 |  | 0.683 |  | 0.683 |  | 0.683 |  | 0.683 |  | 0.683 |  | 0.683 | 0.683 | Not Coal Steam or O/G Steam | 0.026443 | 0.026443 |  | 0.8504%
Audrain Power Plant | Missouri |  | X | X | 55234 | CT7 | 4264 | Combustion Turbine |  |  |  | Combustion turbine |  |  |  |  | 0.817 | 59709.102 | 4866.94 | 0.45967 | 0.817 |  | 59709.102 | 4866.94 | 0.817 |  | 0.817 |  | 0.817 |  | 0.817 |  | 0.817 |  | 0.817 |  | 0.817 |  | 0.817 | 0.817 | Not Coal Steam or O/G Steam | 0.027366 | 0.027366 |  | 0.9347%
Audrain Power Plant | Missouri |  | X | X | 55234 | CT8 | 4265 | Combustion Turbine |  |  |  | Combustion turbine |  |  |  |  | 0.647 | 54726.289 | 4483.32 | 0.35567 | 0.647 |  | 54726.289 | 4483.32 | 0.647 |  | 0.647 |  | 0.647 |  | 0.647 |  | 0.647 |  | 0.647 |  | 0.647 |  | 0.647 | 0.647 | Not Coal Steam or O/G Steam | 0.023645 | 0.023645 |  | 0.8373%
Chillicothe | Missouri |  | X | X | 2122 | GT1A | 90005 | Combustion Turbine |  |  |  | Combustion turbine | [7 empty] | 2.4173 | [20 empty] | Not Coal Steam or O/G Steam | 0 | 0 |  | 0.6049%
Chillicothe | Missouri |  | X | X | 2122 | GT1B | 90226 | Combustion Turbine |  |  |  | Combustion turbine | [7 empty] | 2.3833 | [20 empty] | Not Coal Steam or O/G Steam | 0 | 0 |  | 0.614%
Chillicothe | Missouri |  | X | X | 2122 | GT2A | 90006 | Combustion Turbine |  |  |  | Combustion turbine |  |  |  |  | 3.546 | 10131.3 | 647 | 3.1017 | 3.546 |  | 10131.3 | 647 | 3.546 |  | 3.546 |  | 3.546 |  | 3.546 |  | 3.546 |  | 3.546 |  | 3.546 |  | 3.546 | 3.546 | Not Coal Steam or O/G Steam | 0.70001 | 0.70001 |  | 0.8126%
Chillicothe | Missouri |  | X | X | 2122 | GT2B | 90227 | Combustion Turbine |  |  |  | Combustion turbine |  |  |  |  | 3.546 | 10131.5 | 647 | 3.55 | 3.546 |  | 10131.5 | 647 | 3.546 |  | 3.546 |  | 3.546 |  | 3.546 |  | 3.546 |  | 3.546 |  | 3.546 |  | 3.546 | 3.546 | Not Coal Steam or O/G Steam | 0.7 | 0.7 |  | 0.8732%
Columbia | Missouri |  | X | X | 2123 | 6 | 1339 | Coal Steam |  |  | 2023 | Stoker |  |  | Y | 24.5 |  |  |  |  | 0 | Y | 0 | 0 | 0 |  | 0 |  | 0 |  | 0 |  | 0 |  | 0 |  | 0 |  | 0 | 0 | Retired | 0 | 0
Columbia | Missouri |  | X | X | 2123 | 7 | 1340 | Coal Steam |  |  | 2023 | Stoker |  |  | Y | 24.5 |  |  |  |  | 0 | Y | 0 | 0 | 0 |  | 0 |  | 0 |  | 0 |  | 0 |  | 0 |  | 0 |  | 0 | 0 | Retired | 0 | 0
Columbia | Missouri |  | X | X | 2123 | 8 | 1341 | O/G Steam |  |  |  | Dry bottom wall-fired boiler |  |  |  | 35 | 0.47 | 56134.882 |  | 0.485 | 0.47 |  | 56134.882 |  | 0.47 |  | 0.47 |  | 0.47 |  | 0.47 |  | 0.47 |  | 0.47 |  | 0.47 |  | 0.47 | 0.47 | O/G Steam Under 100 MW | 0.016745 | 0.016745 |  | 3.233%
Columbia Energy Center (MO) | Missouri |  | X | X | 55447 | CT01 | 4780 | Combustion Turbine |  |  |  | Combustion turbine |  |  |  |  | 1.788 | 67399.996 | 5416.48 | 0.974 | 1.788 |  | 67399.996 | 5416.48 | 1.788 |  | 1.788 |  | 1.788 |  | 1.788 |  | 1.788 |  | 1.788 |  | 1.788 |  | 1.788 | 1.788 | Not Coal Steam or O/G Steam | 0.053056 | 0.053056 |  | 1.943%
Columbia Energy Center (MO) | Missouri |  | X | X | 55447 | CT02 | 4781 | Combustion Turbine |  |  |  | Combustion turbine |  |  |  |  | 1.98 | 64999.815 | 5115.87 | 0.97 | 1.98 |  | 64999.815 | 5115.87 | 1.98 |  | 1.98 |  | 1.98 |  | 1.98 |  | 1.98 |  | 1.98 |  | 1.98 |  | 1.98 | 1.98 | Not Coal Steam or O/G Steam | 0.060923 | 0.060923 |  | 1.734%
Columbia Energy Center (MO) | Missouri |  | X | X | 55447 | CT03 | 4782 | Combustion Turbine |  |  |  | Combustion turbine |  |  |  |  | 0.884 | 38330.542 | 3089.62 | 0.67133 | 0.884 |  | 38330.542 | 3089.62 | 0.884 |  | 0.884 |  | 0.884 |  | 0.884 |  | 0.884 |  | 0.884 |  | 0.884 |  | 0.884 | 0.884 | Not Coal Steam or O/G Steam | 0.046125 | 0.046125 |  | 1.473%
Columbia Energy Center (MO) | Missouri |  | X | X | 55447 | CT04 | 4783 | Combustion Turbine |  |  |  | Combustion turbine |  |  |  |  | 0.209 | 6145.225 | 477.67 | 0.492 | 0.209 |  | 6145.225 | 477.67 | 0.209 |  | 0.209 |  | 0.209 |  | 0.209 |  | 0.209 |  | 0.209 |  | 0.209 |  | 0.209 | 0.209 | Not Coal Steam or O/G Steam | 0.06802 | 0.06802 |  | 0.8688%
Dogwood Energy Facility | Missouri |  | X | X | 55178 | CT-1 | 4069 | Combined Cycle |  |  |  | Combined cycle | Y |  |  |  | 29.931 | 3812715.881 | 529365.47 | 31.2367 | 29.931 |  | 3812715.881 | 529365.47 | 29.931 |  | 29.931 |  | 29.931 |  | 22.8763 | Optimize SCR | 22.8763 |  | 22.8763 |  | 22.8763 |  | 22.8763 | 22.8763 | Not Coal Steam or O/G Steam | 0.012 | 0.012 |  | 43.75%
Dogwood Energy Facility | Missouri |  | X | X | 55178 | CT-2 | 4070 | Combined Cycle |  |  |  | Combined cycle | Y |  |  |  | 30.239 | 3825696.296 | 530806.85 | 33.7023 | 30.239 |  | 3825696.296 | 530806.85 | 30.239 |  | 30.239 |  | 30.239 |  | 22.9542 | Optimize SCR | 22.9542 |  | 22.9542 |  | 22.9542 |  | 22.9542 | 22.9542 | Not Coal Steam or O/G Steam | 0.012 | 0.012 |  | 45.69%
Empire District Elec Co Energy Ctr | Missouri |  | X | X | 6223 | 1 | 89857 | Combustion Turbine | 12 | 2026 | 2027 | Combustion turbine |  |  |  |  | 27.665 | 373907.103 | 23262.29 | 26.09 | 27.665 |  | 373907.103 | 23262.29 | 27.665 |  | 27.665 |  | 27.665 |  | 27.665 |  | 27.665 |  | 27.665 |  | 27.665 |  | 27.665 | 27.665 | Not Coal Steam or O/G Steam | 0.14798 | 0.14798 |  | 6.132%
Empire District Elec Co Energy Ctr | Missouri |  | X | X | 6223 | 2 | 89858 | Combustion Turbine | 12 | 2026 | 2027 | Combustion turbine |  |  |  |  | 25.017 | 366208.982 | 22911.46 | 22.5133 | 25.017 |  | 366208.982 | 22911.46 | 25.017 |  | 25.017 |  | 25.017 |  | 25.017 |  | 25.017 |  | 25.017 |  | 25.017 |  | 25.017 | 25.017 | Not Coal Steam or O/G Steam | 0.13663 | 0.13663 |  | 6.086%
Empire District Elec Co Energy Ctr | Missouri |  | X | X | 6223 | 3A | 9179 | Combustion Turbine |  |  |  | Combustion turbine |  |  |  |  | 8.627 | 210763.224 | 17218.61 | 9.0247 | 8.627 |  | 210763.224 | 17218.61 | 8.627 |  | 8.627 |  | 8.627 |  | 8.627 |  | 8.627 |  | 8.627 |  | 8.627 |  | 8.627 | 8.627 | Not Coal Steam or O/G Steam | 0.081864 | 0.081864 |  | 19.14%
Empire District Elec Co Energy Ctr | Missouri |  | X | X | 6223 | 3B | 9180 | Combustion Turbine |  |  |  | Combustion turbine |  |  |  |  | 8.466 | 209554.58 | 17123 | 9.169 | 8.466 |  | 209554.58 | 17123 | 8.466 |  | 8.466 |  | 8.466 |  | 8.466 |  | 8.466 |  | 8.466 |  | 8.466 |  | 8.466 | 8.466 | Not Coal Steam or O/G Steam | 0.0808 | 0.0808 |  | 19.36%
Empire District Elec Co Energy Ctr | Missouri |  | X | X | 6223 | 4A | 9181 | Combustion Turbine |  |  |  | Combustion turbine |  |  |  |  | 8.079 | 196703.504 | 16346.85 | 4.189 | 8.079 |  | 196703.504 | 16346.85 | 8.079 |  | 8.079 |  | 8.079 |  | 8.079 |  | 8.079 |  | 8.079 |  | 8.079 |  | 8.079 | 8.079 | Not Coal Steam or O/G Steam | 0.082144 | 0.082144 |  | 9.005%
Empire District Elec Co Energy Ctr | Missouri |  | X | X | 6223 | 4B | 9182 | Combustion Turbine |  |  |  | Combustion turbine |  |  |  |  | 8.413 | 205494.765 | 16890.73 | 4.3707 | 8.413 |  | 205494.765 | 16890.73 | 8.413 |  | 8.413 |  | 8.413 |  | 8.413 |  | 8.413 |  | 8.413 |  | 8.413 |  | 8.413 | 8.413 | Not Coal Steam or O/G Steam | 0.08188 | 0.08188 |  | 9.164%
Essex Power Plant | Missouri |  | X | X | 7749 | 1 | 3152 | Combustion Turbine |  |  |  | Combustion turbine |  |  |  |  | 4.274 | 84990.418 | 6926.81 | 14.4837 | 4.274 |  | 84990.418 | 6926.81 | 4.274 |  | 4.274 |  | 4.274 |  | 4.274 |  | 4.274 |  | 4.274 |  | 4.274 |  | 4.274 | 4.274 | Not Coal Steam or O/G Steam | 0.10058 | 0.10058 |  | 5.525%
Fairgrounds | Missouri |  | X | X | 2082 | CT01 | 90097 | Combustion Turbine |  |  |  | Combustion turbine | [7 empty] | 2.288 | [20 empty] | Not Coal Steam or O/G Steam | 0 | 0 |  | 0.1166%
Greenwood Energy Center | Missouri |  | X | X | 6074 | 1 | 90007 | Combustion Turbine |  |  |  | Combustion turbine |  |  |  |  | 12.074 | 88380 | 4373.74 | 8.5343 | 12.074 |  | 88380 | 4373.74 | 12.074 |  | 12.074 |  | 12.074 |  | 12.074 |  | 12.074 |  | 12.074 |  | 12.074 |  | 12.074 | 12.074 | Not Coal Steam or O/G Steam | 0.27323 | 0.27323 |  | 1.967%
Greenwood Energy Center | Missouri |  | X | X | 6074 | 2 | 90008 | Combustion Turbine |  |  |  | Combustion turbine |  |  |  |  | 5.3 | 46073.4 | 1349.28 | 5.782 | 5.3 |  | 46073.4 | 1349.28 | 5.3 |  | 5.3 |  | 5.3 |  | 5.3 |  | 5.3 |  | 5.3 |  | 5.3 |  | 5.3 | 5.3 | Not Coal Steam or O/G Steam | 0.23007 | 0.23007 |  | 1.545%
Greenwood Energy Center | Missouri |  | X | X | 6074 | 3 | 90009 | Combustion Turbine |  |  |  | Combustion turbine |  |  |  |  | 7.625 | 64546.8 | 2366.66 | 6.7637 | 7.625 |  | 64546.8 | 2366.66 | 7.625 |  | 7.625 |  | 7.625 |  | 7.625 |  | 7.625 |  | 7.625 |  | 7.625 |  | 7.625 | 7.625 | Not Coal Steam or O/G Steam | 0.23626 | 0.23626 |  | 1.88%
Greenwood Energy Center | Missouri |  | X | X | 6074 | 4 | 90010 | Combustion Turbine |  |  |  | Combustion turbine |  |  |  |  | 4.793 | 40387.3 | 1847.89 | 4.9847 | 4.793 |  | 40387.3 | 1847.89 | 4.793 |  | 4.793 |  | 4.793 |  | 4.793 |  | 4.793 |  | 4.793 |  | 4.793 |  | 4.793 | 4.793 | Not Coal Steam or O/G Steam | 0.23735 | 0.23735 |  | 1.456%
Hawthorn | Missouri |  | X | X | 2079 | 5A | 1315 | Coal Steam |  |  |  | Dry bottom wall-fired boiler | Y |  |  | 564 | 491.323 | 14011778.379 | 1475549.97 | 387.503 | 491.323 |  | 14011778.379 | 1475549.97 | 491.323 |  | 491.323 |  | 491.323 |  | 491.323 |  | 491.323 |  | 491.323 |  | 491.323 |  | 491.323 | 491.323 | Existing SCR | 0.07013 | 0.07013 |  | 44.03%
Hawthorn | Missouri |  | X | X | 2079 | 6 | 1316 | Combustion Turbine |  |  |  | Combustion turbine | [28 empty] | Not Coal Steam or O/G Steam | 0 | 0
Hawthorn | Missouri |  | X | X | 2079 | 7 | 1317 | Combustion Turbine |  |  |  | Combustion turbine |  |  |  |  | 2.805 | 226868.84 | 17221.42 | 3.2927 | 2.805 |  | 226868.84 | 17221.42 | 2.805 |  | 2.805 |  | 2.805 |  | 2.805 |  | 2.805 |  | 2.805 |  | 2.805 |  | 2.805 | 2.805 | Not Coal Steam or O/G Steam | 0.024728 | 0.024728 |  | 7.752%
Hawthorn | Missouri |  | X | X | 2079 | 8 | 1318 | Combustion Turbine |  |  |  | Combustion turbine |  |  |  |  | 3.685 | 278052.546 | 19955.52 | 5.071 | 3.685 |  | 278052.546 | 19955.52 | 3.685 |  | 3.685 |  | 3.685 |  | 3.685 |  | 3.685 |  | 3.685 |  | 3.685 |  | 3.685 | 3.685 | Not Coal Steam or O/G Steam | 0.026506 | 0.026506 |  | 11.53%
Hawthorn | Missouri |  | X | X | 2079 | 9 | 1319 | Combined Cycle |  |  |  | Combined cycle | Y |  |  |  | 8.339 | 1214563.273 | 138498.01 | 6.5293 | 8.339 |  | 1214563.273 | 138498.01 | 8.339 |  | 8.339 |  | 8.339 |  | 7.2874 | Optimize SCR | 7.2874 |  | 7.2874 |  | 7.2874 |  | 7.2874 | 7.2874 | Not Coal Steam or O/G Steam | 0.012 | 0.012 |  | 10.84%
Higginsville Municipal Power Plant | Missouri |  | X | X | 2131 | 4A | 88446 | Combustion Turbine |  |  |  | Combustion turbine |  |  |  |  | 18.088 | 51689.6 | 3453.75 | 13.2197 | 18.088 |  | 51689.6 | 3453.75 | 18.088 |  | 18.088 |  | 18.088 |  | 18.088 |  | 18.088 |  | 18.088 |  | 18.088 |  | 18.088 | 18.088 | Not Coal Steam or O/G Steam | 0.69987 | 0.69987 |  | 3.635%
Higginsville Municipal Power Plant | Missouri |  | X | X | 2131 | 4B | 88447 | Combustion Turbine |  |  |  | Combustion turbine |  |  |  |  | 18.098 | 51717.9 | 3435.93 | 13.209 | 18.098 |  | 51717.9 | 3435.93 | 18.098 |  | 18.098 |  | 18.098 |  | 18.098 |  | 18.098 |  | 18.098 |  | 18.098 |  | 18.098 | 18.098 | Not Coal Steam or O/G Steam | 0.69987 | 0.69987 |  | 3.632%
Holden Power Plant | Missouri |  | X | X | 7848 | 1 | 3316 | Combustion Turbine |  |  |  | Combustion turbine |  |  |  |  | 2.998 | 247741.422 | 18867.43 | 2.6597 | 2.998 |  | 247741.422 | 18867.43 | 2.998 |  | 2.998 |  | 2.998 |  | 2.998 |  | 2.998 |  | 2.998 |  | 2.998 |  | 2.998 | 2.998 | Not Coal Steam or O/G Steam | 0.024203 | 0.024203 |  | 4.201%
Holden Power Plant | Missouri |  | X | X | 7848 | 2 | 3317 | Combustion Turbine |  |  |  | Combustion turbine |  |  |  |  | 3.387 | 294861.205 | 22206.86 | 6.32 | 3.387 |  | 294861.205 | 22206.86 | 3.387 |  | 3.387 |  | 3.387 |  | 3.387 |  | 3.387 |  | 3.387 |  | 3.387 |  | 3.387 | 3.387 | Not Coal Steam or O/G Steam | 0.022974 | 0.022974 |  | 9.89%
Holden Power Plant | Missouri |  | X | X | 7848 | 3 | 3318 | Combustion Turbine |  |  |  | Combustion turbine |  |  |  |  | 2.16 | 198215.635 | 14976.44 | 5.6747 | 2.16 |  | 198215.635 | 14976.44 | 2.16 |  | 2.16 |  | 2.16 |  | 2.16 |  | 2.16 |  | 2.16 |  | 2.16 |  | 2.16 | 2.16 | Not Coal Steam or O/G Steam | 0.021794 | 0.021794 |  | 9.38%
Iatan | Missouri |  | X | X | 6065 | 1 | 2733 | Coal Steam |  |  |  | Dry bottom wall-fired boiler | Y |  |  | 700 | 498.614 | 16275520.767 | 1899462.78 | 435.3303 | 498.614 |  | 16275520.767 | 1899462.78 | 498.614 |  | 498.614 |  | 498.614 |  | 498.614 |  | 498.614 |  | 498.614 |  | 498.614 |  | 498.614 | 498.614 | Existing SCR | 0.061272 | 0.061272 |  | 46.43%
Iatan | Missouri |  | X | X | 6065 | 2 | 2732 | Coal Steam |  |  |  | Dry bottom wall-fired boiler | Y |  |  | 882 | 526.127 | 22073685.339 | 2547855.96 | 574.2513 | 526.127 |  | 22073685.339 | 2547855.96 | 526.127 |  | 526.127 |  | 526.127 |  | 526.127 |  | 526.127 |  | 526.127 |  | 526.127 |  | 526.127 | 526.127 | Existing SCR | 0.04767 | 0.04767 |  | 73.01%
James River | Missouri |  | X | X | 2161 | **GT1 | 89860 | Combustion Turbine |  |  |  | Combustion turbine |  |  |  |  | 30.525 | 403438.082 | 29433.16 | 30.9227 | 30.525 |  | 403438.082 | 29433.16 | 30.525 |  | 30.525 |  | 30.525 |  | 30.525 |  | 30.525 |  | 30.525 |  | 30.525 |  | 30.525 | 30.525 | Not Coal Steam or O/G Steam | 0.15132 | 0.15132 |  | 10.6%
James River | Missouri |  | X | X | 2161 | **GT2 | 1350 | Combustion Turbine |  |  |  | Combustion turbine |  |  |  |  | 27.819 | 366579.073 | 27134.27 | 36.07 | 27.819 |  | 366579.073 | 27134.27 | 27.819 |  | 27.819 |  | 27.819 |  | 27.819 |  | 27.819 |  | 27.819 |  | 27.819 |  | 27.819 | 27.819 | Not Coal Steam or O/G Steam | 0.15178 | 0.15178 |  | 12.67%
John Twitty Energy Center | Missouri |  | X | X | 6195 | 1 | 2843 | Coal Steam |  |  |  | Dry bottom wall-fired boiler | Y |  |  | 184 | 307.246 | 4939651.853 | 502252.07 | 184.3443 | 307.246 |  | 4939651.853 | 502252.07 | 307.246 |  | 307.246 |  | 307.246 |  | 197.5861 | Optimize SCR | 197.5861 |  | 197.5861 |  | 197.5861 |  | 197.5861 | 197.5861 | Existing SCR | 0.08 | 0.08 |  | 46.63%
John Twitty Energy Center | Missouri |  | X | X | 6195 | 2 | 90438 | Coal Steam |  |  |  | Dry bottom wall-fired boiler | Y |  |  | 275 | 284.043 | 7816631.262 | 864634.18 | 234.0327 | 284.043 |  | 7816631.262 | 864634.18 | 284.043 |  | 284.043 |  | 284.043 |  | 284.043 |  | 284.043 |  | 284.043 |  | 284.043 |  | 284.043 | 284.043 | Existing SCR | 0.072677 | 0.072677 |  | 66.11%
John Twitty Energy Center | Missouri |  | X | X | 6195 | CT1A | 89861 | Combustion Turbine |  |  |  | Combustion turbine |  |  |  |  | 7.231 | 94027.083 | 5834.75 | 4.5387 | 7.231 |  | 94027.083 | 5834.75 | 7.231 |  | 7.231 |  | 7.231 |  | 7.231 |  | 7.231 |  | 7.231 |  | 7.231 |  | 7.231 | 7.231 | Not Coal Steam or O/G Steam | 0.15381 | 0.15381 |  | 4.621%
John Twitty Energy Center | Missouri |  | X | X | 6195 | CT1B | 89862 | Combustion Turbine |  |  |  | Combustion turbine |  |  |  |  | 6.069 | 83861.539 | 5889.23 | 3.841 | 6.069 |  | 83861.539 | 5889.23 | 6.069 |  | 6.069 |  | 6.069 |  | 6.069 |  | 6.069 |  | 6.069 |  | 6.069 |  | 6.069 | 6.069 | Not Coal Steam or O/G Steam | 0.14474 | 0.14474 |  | 3.971%
John Twitty Energy Center | Missouri |  | X | X | 6195 | CT2A | 89863 | Combustion Turbine |  |  |  | Combustion turbine |  |  |  |  | 10.528 | 136175.347 | 8329.41 | 10.4147 | 10.528 |  | 136175.347 | 8329.41 | 10.528 |  | 10.528 |  | 10.528 |  | 10.528 |  | 10.528 |  | 10.528 |  | 10.528 |  | 10.528 | 10.528 | Not Coal Steam or O/G Steam | 0.15462 | 0.15462 |  | 11.19%
John Twitty Energy Center | Missouri |  | X | X | 6195 | CT2B | 89864 | Combustion Turbine |  |  |  | Combustion turbine |  |  |  |  | 9.7 | 128570.65 | 8278.95 | 10.123 | 9.7 |  | 128570.65 | 8278.95 | 9.7 |  | 9.7 |  | 9.7 |  | 9.7 |  | 9.7 |  | 9.7 |  | 9.7 |  | 9.7 | 9.7 | Not Coal Steam or O/G Steam | 0.15089 | 0.15089 |  | 11.31%
Labadie | Missouri |  | X | X | 2103 | 1 | 1328 | Coal Steam |  |  |  | Tangentially-fired |  |  |  | 593 | 862.451 | 18971910.8 | 1989144 | 768.9123 | 862.451 |  | 18971910.8 | 1989144 | 862.451 |  | 862.451 |  | 862.451 |  | 862.451 |  | 862.451 |  | 862.451 |  | 862.451 |  | 668.3744 | 474.2978 | Coal Steam SCR Retrofit | 0.090919 | 0.05 |  | 74.42%
Labadie | Missouri |  | X | X | 2103 | 2 | 1329 | Coal Steam |  |  |  | Tangentially-fired |  |  |  | 593 | 834.744 | 18011330.138 | 1935268.11 | 737.8547 | 834.744 |  | 18011330.138 | 1935268.11 | 834.744 |  | 834.744 |  | 834.744 |  | 834.744 |  | 834.744 |  | 834.744 |  | 834.744 |  | 642.5136 | 450.2833 | Coal Steam SCR Retrofit | 0.092691 | 0.05 |  | 71.76%
Labadie | Missouri |  | X | X | 2103 | 3 | 1330 | Coal Steam |  |  |  | Tangentially-fired |  |  |  | 593 | 744.847 | 15259908.353 | 1577575.24 | 800.9993 | 744.847 |  | 15259908.353 | 1577575.24 | 744.847 |  | 744.847 |  | 744.847 |  | 744.847 |  | 744.847 |  | 744.847 |  | 744.847 |  | 563.1724 | 381.4977 | Coal Steam SCR Retrofit | 0.097621 | 0.05 |  | 74.66%
Labadie | Missouri |  | X | X | 2103 | 4 | 1331 | Coal Steam |  |  |  | Tangentially-fired |  |  |  | 593 | 867.392 | 18766677.956 | 1989141.86 | 764.3713 | 867.392 |  | 18766677.956 | 1989141.86 | 867.392 |  | 867.392 |  | 867.392 |  | 867.392 |  | 867.392 |  | 867.392 |  | 867.392 |  | 668.2795 | 469.1669 | Coal Steam SCR Retrofit | 0.09244 | 0.05 |  | 74.39%
Lake Road | Missouri |  | X | X | 2098 | 6 | 1327 | Combustion Turbine | 12 | 2030 | 2031 | Cyclone boiler |  |  |  |  | 2.085 | 22102.496 | 1811.87 | 5.5617 | 2.085 |  | 22102.496 | 1811.87 | 2.085 |  | 2.085 |  | 2.085 |  | 2.085 |  | 2.085 |  | 2.085 |  | 2.085 |  | 2.085 | 2.085 | Not Coal Steam or O/G Steam | 0.18867 | 0.18867 |  | 1.192%
Lake Road | Missouri |  | X | X | 2098 | GT5 | 89948 | Combustion Turbine |  |  |  | Combustion turbine |  |  |  |  | 17.419 | 106120.564 | 2848.14 | 43.335 | 17.419 |  | 106120.564 | 2848.14 | 17.419 |  | 17.419 |  | 17.419 |  | 17.419 |  | 17.419 |  | 17.419 |  | 17.419 |  | 17.419 | 17.419 | Not Coal Steam or O/G Steam | 0.32829 | 0.32829 |  | 4.479%
McCartney Generating Station | Missouri |  | X | X | 7903 | MGS1A | 3361 | Combustion Turbine |  |  |  | Combustion turbine |  |  |  |  | 3.463 | 64135.447 | 5339.53 | 4.5937 | 3.463 |  | 64135.447 | 5339.53 | 3.463 |  | 3.463 |  | 3.463 |  | 3.463 |  | 3.463 |  | 3.463 |  | 3.463 |  | 3.463 | 3.463 | Not Coal Steam or O/G Steam | 0.10799 | 0.10799 |  | 7.119%
McCartney Generating Station | Missouri |  | X | X | 7903 | MGS1B | 3362 | Combustion Turbine |  |  |  | Combustion turbine |  |  |  |  | 3.875 | 69206.995 | 5970.57 | 4.927 | 3.875 |  | 69206.995 | 5970.57 | 3.875 |  | 3.875 |  | 3.875 |  | 3.875 |  | 3.875 |  | 3.875 |  | 3.875 |  | 3.875 | 3.875 | Not Coal Steam or O/G Steam | 0.11198 | 0.11198 |  | 7.558%
McCartney Generating Station | Missouri |  | X | X | 7903 | MGS2A | 3363 | Combustion Turbine |  |  |  | Combustion turbine |  |  |  |  | 3.589 | 68005.631 | 5827.5 | 4.5343 | 3.589 |  | 68005.631 | 5827.5 | 3.589 |  | 3.589 |  | 3.589 |  | 3.589 |  | 3.589 |  | 3.589 |  | 3.589 |  | 3.589 | 3.589 | Not Coal Steam or O/G Steam | 0.10555 | 0.10555 |  | 7.148%
McCartney Generating Station | Missouri |  | X | X | 7903 | MGS2B | 3364 | Combustion Turbine |  |  |  | Combustion turbine |  |  |  |  | 3.442 | 66583.623 | 5745.95 | 4.6 | 3.442 |  | 66583.623 | 5745.95 | 3.442 |  | 3.442 |  | 3.442 |  | 3.442 |  | 3.442 |  | 3.442 |  | 3.442 |  | 3.442 | 3.442 | Not Coal Steam or O/G Steam | 0.10339 | 0.10339 |  | 7.193%
Meramec | Missouri |  | X | X | 2104 | 1 | 1332 | O/G Steam | 12 | 2022 | 2023 | Tangentially-fired |  |  |  | 114 | 6.351 | 236819.217 | 21628.02 | 4.1137 | 0 | Y | 0 | 0 | 0 |  | 0 |  | 0 |  | 0 |  | 0 |  | 0 |  | 0 |  | 0 | 0 | Retired | 0 | 0 |  | 2.53%
Meramec | Missouri |  | X | X | 2104 | 2 | 1333 | O/G Steam | 12 | 2022 | 2023 | Tangentially-fired |  |  |  | 114 | 9.289 | 293101.771 | 19318.78 | 5.6967 | 0 | Y | 0 | 0 | 0 |  | 0 |  | 0 |  | 0 |  | 0 |  | 0 |  | 0 |  | 0 | 0 | Retired | 0 | 0 |  | 3.035%
Meramec | Missouri |  | X | X | 2104 | 3 | 1334 | Coal Steam | 12 | 2022 | 2023 | Dry bottom wall-fired boiler |  |  |  | 272 | 104.179 | 1126638.451 | 108573.41 | 63.1543 | 0 | Y | 0 | 0 | 0 |  | 0 |  | 0 |  | 0 |  | 0 |  | 0 |  | 0 |  | 0 | 0 | Retired | 0 | 0 |  | 5.68%
Meramec | Missouri |  | X | X | 2104 | 4 | 1335 | Coal Steam | 12 | 2022 | 2023 | Dry bottom wall-fired boiler |  |  |  | 321 | 173.404 | 2254477.024 | 229709.73 | 151.9767 | 0 | Y | 0 | 0 | 0 |  | 0 |  | 0 |  | 0 |  | 0 |  | 0 |  | 0 |  | 0 | 0 | Retired | 0 | 0 |  | 14.46%
Meramec | Missouri |  | X | X | 2104 | CT2A | 89685 | Combustion Turbine |  |  |  | Combustion turbine | [7 empty] | 0.758 | [20 empty] | Not Coal Steam or O/G Steam | 0 | 0 |  | 0.1274%
Meramec | Missouri |  | X | X | 2104 | CT2B | 89686 | Combustion Turbine |  |  |  | Combustion turbine | [7 empty] | 0.65967 | [20 empty] | Not Coal Steam or O/G Steam | 0 | 0 |  | 0.1108%
Mexico | Missouri |  | X | X | 6650 | CT01 | 90098 | Combustion Turbine |  |  |  | Combustion turbine |  |  |  |  | 18.706 | 31176.5 | 1598.9 | 8.012 | 18.706 |  | 31176.5 | 1598.9 | 18.706 |  | 18.706 |  | 18.706 |  | 18.706 |  | 18.706 |  | 18.706 |  | 18.706 |  | 18.706 | 18.706 | Not Coal Steam or O/G Steam | 1.2 | 1.2 |  | 0.4081%
Moberly | Missouri |  | X | X | 6651 | CT01 | 90099 | Combustion Turbine |  |  |  | Combustion turbine |  |  |  |  | 17.968 | 29946.5 | 1451.75 | 7.3347 | 17.968 |  | 29946.5 | 1451.75 | 17.968 |  | 17.968 |  | 17.968 |  | 17.968 |  | 17.968 |  | 17.968 |  | 17.968 |  | 17.968 | 17.968 | Not Coal Steam or O/G Steam | 1.2 | 1.2 |  | 0.3736%
Moreau | Missouri |  | X | X | 6652 | CT01 | 90100 | Combustion Turbine |  |  |  | Combustion turbine |  |  |  |  | 14.536 | 24226.3 | 1215.34 | 7.4187 | 14.536 |  | 24226.3 | 1215.34 | 14.536 |  | 14.536 |  | 14.536 |  | 14.536 |  | 14.536 |  | 14.536 |  | 14.536 |  | 14.536 | 14.536 | Not Coal Steam or O/G Steam | 1.2 | 1.2 |  | 0.3779%
New Madrid Power Plant | Missouri |  | X | X | 2167 | 1 | 1357 | Coal Steam |  |  |  | Cyclone boiler | Y |  |  | 579 | 1466.103 | 4500794.248 | 483031.77 | 2271.037 | 1466.103 |  | 4500794.248 | 483031.77 | 1466.103 |  | 1466.103 |  | 1466.103 |  | 180.0318 | Optimize SCR | 180.0318 |  | 180.0318 |  | 180.0318 |  | 180.0318 | 180.0318 | Existing SCR | 0.08 | 0.08 |  | 43.33%
New Madrid Power Plant | Missouri |  | X | X | 2167 | 2 | 1358 | Coal Steam |  |  |  | Cyclone boiler | Y |  |  | 575 | 4699.904 | 15383977.294 | 1658190.82 | 2959.843 | 4699.904 |  | 15383977.294 | 1658190.82 | 4699.904 |  | 4699.904 |  | 4699.904 |  | 615.3591 | Optimize SCR | 615.3591 |  | 615.3591 |  | 615.3591 |  | 615.3591 | 615.3591 | Existing SCR | 0.08 | 0.08 |  | 54.09%
Nodaway Power Plant | Missouri |  | X | X | 7754 | 1 | 3153 | Combustion Turbine |  |  |  | Combustion turbine | [7 empty] | 0.97133 | [20 empty] | Not Coal Steam or O/G Steam | 0 | 0 |  | 0.4581%
Nodaway Power Plant | Missouri |  | X | X | 7754 | 2 | 3154 | Combustion Turbine |  |  |  | Combustion turbine | [7 empty] | 0.6 | [20 empty] | Not Coal Steam or O/G Steam | 0 | 0 |  | 0.3055%
Northeast Generating Station | Missouri |  | X | X | 2081 | 11 | 90053 | Combustion Turbine |  |  |  | Combustion turbine |  |  |  |  | 7.303 | 12171 | 511.5 | 10.1487 | 7.303 |  | 12171 | 511.5 | 7.303 |  | 7.303 |  | 7.303 |  | 7.303 |  | 7.303 |  | 7.303 |  | 7.303 |  | 7.303 | 7.303 | Not Coal Steam or O/G Steam | 1.2001 | 1.2001 |  | 0.4606%
Northeast Generating Station | Missouri |  | X | X | 2081 | 12 | 90054 | Combustion Turbine |  |  |  | Combustion turbine |  |  |  |  | 4.087 | 6811.6 | 283.5 | 6.654 | 4.087 |  | 6811.6 | 283.5 | 4.087 |  | 4.087 |  | 4.087 |  | 4.087 |  | 4.087 |  | 4.087 |  | 4.087 |  | 4.087 | 4.087 | Not Coal Steam or O/G Steam | 1.2 | 1.2 |  | 0.302%
Northeast Generating Station | Missouri |  | X | X | 2081 | 13 | 90055 | Combustion Turbine |  |  |  | Combustion turbine | [7 empty] | 2.0513 | [20 empty] | Not Coal Steam or O/G Steam | 0 | 0 |  | 0.09311%
Northeast Generating Station | Missouri |  | X | X | 2081 | 14 | 90056 | Combustion Turbine |  |  |  | Combustion turbine | [7 empty] | 6.9747 | [20 empty] | Not Coal Steam or O/G Steam | 0 | 0 |  | 0.3166%
Northeast Generating Station | Missouri |  | X | X | 2081 | 15 | 90057 | Combustion Turbine |  |  |  | Combustion turbine |  |  |  |  | 5.226 | 8709.2 | 391 | 7.701 | 5.226 |  | 8709.2 | 391 | 5.226 |  | 5.226 |  | 5.226 |  | 5.226 |  | 5.226 |  | 5.226 |  | 5.226 |  | 5.226 | 5.226 | Not Coal Steam or O/G Steam | 1.2001 | 1.2001 |  | 0.3495%
Northeast Generating Station | Missouri |  | X | X | 2081 | 16 | 90058 | Combustion Turbine |  |  |  | Combustion turbine |  |  |  |  | 3.673 | 6121.1 | 253.5 | 6.0063 | 3.673 |  | 6121.1 | 253.5 | 3.673 |  | 3.673 |  | 3.673 |  | 3.673 |  | 3.673 |  | 3.673 |  | 3.673 |  | 3.673 | 3.673 | Not Coal Steam or O/G Steam | 1.2001 | 1.2001 |  | 0.2726%
Northeast Generating Station | Missouri |  | X | X | 2081 | 17 | 90059 | Combustion Turbine |  |  |  | Combustion turbine |  |  |  |  | 8.82 | 14699.9 | 838 | 11.0113 | 8.82 |  | 14699.9 | 838 | 8.82 |  | 8.82 |  | 8.82 |  | 8.82 |  | 8.82 |  | 8.82 |  | 8.82 |  | 8.82 | 8.82 | Not Coal Steam or O/G Steam | 1.2 | 1.2 |  | 0.4998%
Northeast Generating Station | Missouri |  | X | X | 2081 | 18 | 90060 | Combustion Turbine |  |  |  | Combustion turbine |  |  |  |  | 8.75 | 14583.5 | 842.5 | 9.6057 | 8.75 |  | 14583.5 | 842.5 | 8.75 |  | 8.75 |  | 8.75 |  | 8.75 |  | 8.75 |  | 8.75 |  | 8.75 |  | 8.75 | 8.75 | Not Coal Steam or O/G Steam | 1.2 | 1.2 |  | 0.436%
Peno Creek Energy Center | Missouri |  | X | X | 7964 | CT1A | 9048 | Combustion Turbine |  |  |  | Combustion turbine |  |  |  |  | 1.924 | 44727.927 | 4111.22 | 2.2977 | 1.924 |  | 44727.927 | 4111.22 | 1.924 |  | 1.924 |  | 1.924 |  | 1.924 |  | 1.924 |  | 1.924 |  | 1.924 |  | 1.924 | 1.924 | Not Coal Steam or O/G Steam | 0.086031 | 0.086031 |  | 4.48%
Peno Creek Energy Center | Missouri |  | X | X | 7964 | CT1B | 9049 | Combustion Turbine |  |  |  | Combustion turbine |  |  |  |  | 2.106 | 45792.828 | 4030.15 | 2.414 | 2.106 |  | 45792.828 | 4030.15 | 2.106 |  | 2.106 |  | 2.106 |  | 2.106 |  | 2.106 |  | 2.106 |  | 2.106 |  | 2.106 | 2.106 | Not Coal Steam or O/G Steam | 0.091979 | 0.091979 |  | 4.367%
Peno Creek Energy Center | Missouri |  | X | X | 7964 | CT2A | 9050 | Combustion Turbine |  |  |  | Combustion turbine |  |  |  |  | 1.781 | 39676.519 | 3859.72 | 2.0707 | 1.781 |  | 39676.519 | 3859.72 | 1.781 |  | 1.781 |  | 1.781 |  | 1.781 |  | 1.781 |  | 1.781 |  | 1.781 |  | 1.781 | 1.781 | Not Coal Steam or O/G Steam | 0.089776 | 0.089776 |  | 3.806%
Peno Creek Energy Center | Missouri |  | X | X | 7964 | CT2B | 9051 | Combustion Turbine |  |  |  | Combustion turbine |  |  |  |  | 1.691 | 41179.975 | 3448.89 | 1.8063 | 1.691 |  | 41179.975 | 3448.89 | 1.691 |  | 1.691 |  | 1.691 |  | 1.691 |  | 1.691 |  | 1.691 |  | 1.691 |  | 1.691 | 1.691 | Not Coal Steam or O/G Steam | 0.082127 | 0.082127 |  | 3.636%
Peno Creek Energy Center | Missouri |  | X | X | 7964 | CT3A | 9052 | Combustion Turbine |  |  |  | Combustion turbine |  |  |  |  | 1.947 | 42823.634 | 3919 | 1.749 | 1.947 |  | 42823.634 | 3919 | 1.947 |  | 1.947 |  | 1.947 |  | 1.947 |  | 1.947 |  | 1.947 |  | 1.947 |  | 1.947 | 1.947 | Not Coal Steam or O/G Steam | 0.090931 | 0.090931 |  | 3.296%
Peno Creek Energy Center | Missouri |  | X | X | 7964 | CT3B | 9053 | Combustion Turbine |  |  |  | Combustion turbine |  |  |  |  | 1.905 | 44233.44 | 3666.83 | 1.6703 | 1.905 |  | 44233.44 | 3666.83 | 1.905 |  | 1.905 |  | 1.905 |  | 1.905 |  | 1.905 |  | 1.905 |  | 1.905 |  | 1.905 | 1.905 | Not Coal Steam or O/G Steam | 0.086134 | 0.086134 |  | 3.194%
Peno Creek Energy Center | Missouri |  | X | X | 7964 | CT4A | 9054 | Combustion Turbine |  |  |  | Combustion turbine |  |  |  |  | 2.312 | 52809.303 | 4381.26 | 2.418 | 2.312 |  | 52809.303 | 4381.26 | 2.312 |  | 2.312 |  | 2.312 |  | 2.312 |  | 2.312 |  | 2.312 |  | 2.312 |  | 2.312 | 2.312 | Not Coal Steam or O/G Steam | 0.08756 | 0.08756 |  | 4.573%
Peno Creek Energy Center | Missouri |  | X | X | 7964 | CT4B | 9055 | Combustion Turbine |  |  |  | Combustion turbine |  |  |  |  | 2.401 | 53402.927 | 5183.62 | 2.329 | 2.401 |  | 53402.927 | 5183.62 | 2.401 |  | 2.401 |  | 2.401 |  | 2.401 |  | 2.401 |  | 2.401 |  | 2.401 |  | 2.401 | 2.401 | Not Coal Steam or O/G Steam | 0.08992 | 0.08992 |  | 4.421%
Ralph Green Station | Missouri |  | X | X | 2092 | 3 | 90004 | Combustion Turbine |  |  |  | Combustion turbine |  |  |  |  | 11.058 | 117649.571 | 5431.75 | 11.3273 | 11.058 |  | 117649.571 | 5431.75 | 11.058 |  | 11.058 |  | 11.058 |  | 11.058 |  | 11.058 |  | 11.058 |  | 11.058 |  | 11.058 | 11.058 | Not Coal Steam or O/G Steam | 0.18798 | 0.18798 |  | 2.75%
Rush Island | Missouri |  | X | X | 6155 | 1 | 2813 | Coal Steam | 3 | 2024 | 2024 | Tangentially-fired |  |  |  | 589 | 789.796 | 18462157.85 | 2019120.07 | 548.419 | 789.796 |  | 18462157.85 | 2019120.07 | 789.796 |  | 789.796 |  | 789.796 |  | 789.796 |  | 789.796 |  | 789.796 |  | 789.796 |  | 625.675 | 461.5539 | Coal Steam SCR Retrofit | 0.085558 | 0.05 |  | 61.78%
Rush Island | Missouri |  | X | X | 6155 | 2 | 2814 | Coal Steam | 3 | 2024 | 2024 | Tangentially-fired |  |  |  | 589 | 692.523 | 16693031.704 | 1892543.37 | 602.6943 | 692.523 |  | 16693031.704 | 1892543.37 | 692.523 |  | 692.523 |  | 692.523 |  | 692.523 |  | 692.523 |  | 692.523 |  | 692.523 |  | 554.9244 | 417.3258 | Coal Steam SCR Retrofit | 0.082972 | 0.05 |  | 68.84%
Sikeston | Missouri |  | X | X | 6768 | 1 | 2907 | Coal Steam |  |  |  | Dry bottom wall-fired boiler |  |  |  | 240 | 467.382 | 8035986.73 | 776832.2 | 405.44 | 467.382 |  | 8035986.73 | 776832.2 | 467.382 |  | 467.382 |  | 467.382 |  | 467.382 |  | 467.382 |  | 467.382 |  | 467.382 |  | 334.1408 | 200.8997 | Coal Steam SCR Retrofit | 0.11632 | 0.05 |  | 70.92%
Sioux | Missouri |  | X | X | 2107 | 1 | 1336 | Coal Steam | 12 | 2030 | 2031 | Cyclone boiler |  | Y |  | 487 | 1342.731 | 10828651.236 | 1105139.76 | 1215.8377 | 1342.731 |  | 10828651.236 | 1105139.76 | 1342.731 |  | 1342.731 |  | 1342.731 |  | 1342.731 |  | 1342.731 |  | 1220.0641 | Y | 1220.0641 |  | 745.3902 | 270.7163 | Coal Steam SCR Retrofit | 0.22534 | 0.05 |  | 57.04%
Sioux | Missouri |  | X | X | 2107 | 2 | 1337 | Coal Steam | 12 | 2030 | 2031 | Cyclone boiler |  | Y |  | 487 | 1307.091 | 11531796.522 | 1140791.31 | 1064.8223 | 1307.091 |  | 11531796.522 | 1140791.31 | 1307.091 |  | 1307.091 |  | 1307.091 |  | 1307.091 |  | 1307.091 |  | 1272.6491 | Y | 1272.6491 |  | 780.472 | 288.2949 | Coal Steam SCR Retrofit | 0.22072 | 0.05 |  | 52.45%
South Harper Peaking Facility | Missouri |  | X | X | 56151 | 1 | 89544 | Combustion Turbine |  |  |  | Combustion turbine |  |  |  |  | 3.724 | 138066.272 | 10816.32 | 5.215 | 3.724 |  | 138066.272 | 10816.32 | 3.724 |  | 3.724 |  | 3.724 |  | 3.724 |  | 3.724 |  | 3.724 |  | 3.724 |  | 3.724 | 3.724 | Not Coal Steam or O/G Steam | 0.053945 | 0.053945 |  | 3.084%
South Harper Peaking Facility | Missouri |  | X | X | 56151 | 2 | 89545 | Combustion Turbine |  |  |  | Combustion turbine |  |  |  |  | 3.583 | 132678.696 | 10752.74 | 5.154 | 3.583 |  | 132678.696 | 10752.74 | 3.583 |  | 3.583 |  | 3.583 |  | 3.583 |  | 3.583 |  | 3.583 |  | 3.583 |  | 3.583 | 3.583 | Not Coal Steam or O/G Steam | 0.05401 | 0.05401 |  | 2.973%
South Harper Peaking Facility | Missouri |  | X | X | 56151 | 3 | 89546 | Combustion Turbine |  |  |  | Combustion turbine |  |  |  |  | 3.191 | 118195.553 | 8720.17 | 4.6167 | 3.191 |  | 118195.553 | 8720.17 | 3.191 |  | 3.191 |  | 3.191 |  | 3.191 |  | 3.191 |  | 3.191 |  | 3.191 |  | 3.191 | 3.191 | Not Coal Steam or O/G Steam | 0.053995 | 0.053995 |  | 2.821%
St. Francis Power Plant | Missouri |  | X | X | 7604 | 1 | 3135 | Combined Cycle |  |  |  | Combined cycle | Y |  |  |  | 10.289 | 1536482.25 | 197118.4 | 12.13 | 10.289 |  | 1536482.25 | 197118.4 | 10.289 |  | 10.289 |  | 10.289 |  | 9.2189 | Optimize SCR | 9.2189 |  | 9.2189 |  | 9.2189 |  | 9.2189 | 9.2189 | Not Coal Steam or O/G Steam | 0.012 | 0.012 |  | 27.16%
St. Francis Power Plant | Missouri |  | X | X | 7604 | 2 | 3136 | Combined Cycle |  |  |  | Combined cycle | Y |  |  |  | 8.217 | 1570572.379 | 209549.4 | 9.218 | 8.217 |  | 1570572.379 | 209549.4 | 8.217 |  | 8.217 |  | 8.217 |  | 8.217 |  | 8.217 |  | 8.217 |  | 8.217 |  | 8.217 | 8.217 | Not Coal Steam or O/G Steam | 0.010464 | 0.010464 |  | 26.19%
State Line (MO) | Missouri |  | X | X | 7296 | 1 | 3087 | Combustion Turbine |  |  |  | Combustion turbine |  |  |  |  | 14.932 | 378273.5 | 54776.38 | 13.1803 | 14.932 |  | 378273.5 | 54776.38 | 14.932 |  | 14.932 |  | 14.932 |  | 14.932 |  | 14.932 |  | 14.932 |  | 14.932 |  | 14.932 | 14.932 | Not Coal Steam or O/G Steam | 0.078948 | 0.078948 |  | 6.944%
State Line (MO) | Missouri |  | X | X | 7296 | 2-1 | 3088 | Combined Cycle |  |  |  | Combined cycle | Y |  |  |  | 21.811 | 3182364.7 | 470689.23 | 28.1723 | 21.811 |  | 3182364.7 | 470689.23 | 21.811 |  | 21.811 |  | 21.811 |  | 19.0942 | Optimize SCR | 19.0942 |  | 19.0942 |  | 19.0942 |  | 19.0942 | 19.0942 | Not Coal Steam or O/G Steam | 0.012 | 0.012 |  | 55.38%
State Line (MO) | Missouri |  | X | X | 7296 | 2-2 | 3089 | Combined Cycle |  |  |  | Combined cycle | Y |  |  |  | 26.789 | 3502033.061 | 520064.48 | 29.9927 | 26.789 |  | 3502033.061 | 520064.48 | 26.789 |  | 26.789 |  | 26.789 |  | 21.0122 | Optimize SCR | 21.0122 |  | 21.0122 |  | 21.0122 |  | 21.0122 | 21.0122 | Not Coal Steam or O/G Steam | 0.012 | 0.012 |  | 55.71%
Thomas Hill Energy Center | Missouri |  | X | X | 2168 | MB1 | 1359 | Coal Steam |  |  |  | Cyclone boiler | Y |  |  | 165 | 440.346 | 6039787.955 | 542212.88 | 702.045 | 440.346 |  | 6039787.955 | 542212.88 | 440.346 |  | 440.346 |  | 440.346 |  | 241.5915 | Optimize SCR | 241.5915 |  | 241.5915 |  | 241.5915 |  | 241.5915 | 241.5915 | Existing SCR | 0.08 | 0.08 |  | 64.37%
Thomas Hill Energy Center | Missouri |  | X | X | 2168 | MB2 | 1360 | Coal Steam |  |  |  | Cyclone boiler | Y |  |  | 270 | 1800.865 | 9005114.356 | 889940.57 | 1459.8557 | 1800.865 |  | 9005114.356 | 889940.57 | 1800.865 |  | 1800.865 |  | 1800.865 |  | 360.2046 | Optimize SCR | 360.2046 |  | 360.2046 |  | 360.2046 |  | 360.2046 | 360.2046 | Existing SCR | 0.08 | 0.08 |  | 61.74%
Thomas Hill Energy Center | Missouri |  | X | X | 2168 | MB3 | 1361 | Coal Steam |  |  |  | Dry bottom wall-fired boiler | Y |  |  | 699 | 1078.019 | 22081004.756 | 2311435.16 | 1135.632 | 1078.019 |  | 22081004.756 | 2311435.16 | 1078.019 |  | 1078.019 |  | 1078.019 |  | 883.2402 | Optimize SCR | 883.2402 |  | 883.2402 |  | 883.2402 |  | 883.2402 | 883.2402 | Existing SCR | 0.08 | 0.08 |  | 59.63%
Colstrip | Montana |  |  |  | 6076 | 3 | 2752 | Coal Steam |  |  |  | Tangentially-fired |  |  |  | 740 | 1111.969 | 16613602.777 | 1590066.84 | 1312.2017 | 1111.969 |  | 16613602.777 | 1590066.84 | 1111.969 |  | 1111.969 |  | 1111.969 |  | 1111.969 |  | 1111.969 |  | 1111.969 |  | 1111.969 |  | 763.6545 | 415.3401 | Coal Steam SCR Retrofit | 0.13386 | 0.05 |  | 56.52%
Colstrip | Montana |  |  |  | 6076 | 4 | 2753 | Coal Steam |  |  |  | Tangentially-fired |  |  |  | 740 | 1811.564 | 24589162.021 | 2599530.24 | 1402.0667 | 1811.564 |  | 24589162.021 | 2599530.24 | 1811.564 |  | 1811.564 |  | 1811.564 |  | 1811.564 |  | 1811.564 |  | 1811.564 |  | 1811.564 |  | 1213.1465 | 614.7291 | Coal Steam SCR Retrofit | 0.14735 | 0.05 |  | 59.27%
Culbertson Station | Montana |  |  |  | 56606 | CT01 | 90550 | Combustion Turbine |  |  |  | Combustion turbine |  |  |  |  | 20.266 | 480011.721 | 60853.52 | 16.701 | 20.266 |  | 480011.721 | 60853.52 | 20.266 |  | 20.266 |  | 20.266 |  | 20.266 |  | 20.266 |  | 20.266 |  | 20.266 |  | 20.266 | 20.266 | Not Coal Steam or O/G Steam | 0.08444 | 0.08444 |  | 13.22%
Dave Gates Generating Station | Montana |  |  |  | 56908 | 1A | 90619 | Combustion Turbine |  |  |  | Combustion turbine | Y |  | Y |  | 1.653 | 244153.16 | 20860.58 | 1.3133 | 1.653 |  | 244153.16 | 20860.58 | 1.653 |  | 1.653 |  | 1.653 |  | 1.653 |  | 1.653 |  | 1.653 |  | 1.653 |  | 1.653 | 1.653 | Not Coal Steam or O/G Steam | 0.013541 | 0.013541 |  | 19.65%
Dave Gates Generating Station | Montana |  |  |  | 56908 | 1B | 90620 | Combustion Turbine |  |  |  | Combustion turbine | Y |  | Y |  | 1.632 | 239540.061 | 20368.59 | 1.2723 | 1.632 |  | 239540.061 | 20368.59 | 1.632 |  | 1.632 |  | 1.632 |  | 1.632 |  | 1.632 |  | 1.632 |  | 1.632 |  | 1.632 | 1.632 | Not Coal Steam or O/G Steam | 0.013626 | 0.013626 |  | 18.88%
Dave Gates Generating Station | Montana |  |  |  | 56908 | 2A | 90621 | Combustion Turbine |  |  |  | Combustion turbine | Y |  | Y |  | 2.222 | 240826.606 | 20606.85 | 1.7407 | 2.222 |  | 240826.606 | 20606.85 | 2.222 |  | 2.222 |  | 2.222 |  | 2.222 |  | 2.222 |  | 2.222 |  | 2.222 |  | 2.222 | 2.222 | Not Coal Steam or O/G Steam | 0.018453 | 0.018453 |  | 19.19%
Dave Gates Generating Station | Montana |  |  |  | 56908 | 2B | 90622 | Combustion Turbine |  |  |  | Combustion turbine | Y |  | Y |  | 2.031 | 218602.032 | 18741.38 | 1.5937 | 2.031 |  | 218602.032 | 18741.38 | 2.031 |  | 2.031 |  | 2.031 |  | 2.031 |  | 2.031 |  | 2.031 |  | 2.031 |  | 2.031 | 2.031 | Not Coal Steam or O/G Steam | 0.018582 | 0.018582 |  | 17.46%
Dave Gates Generating Station | Montana |  |  |  | 56908 | 3A | 90623 | Combustion Turbine |  |  |  | Combustion turbine | Y |  | Y |  | 2.467 | 282985.188 | 23936.44 | 1.5873 | 2.467 |  | 282985.188 | 23936.44 | 2.467 |  | 2.467 |  | 2.467 |  | 2.467 |  | 2.467 |  | 2.467 |  | 2.467 |  | 2.467 | 2.467 | Not Coal Steam or O/G Steam | 0.017436 | 0.017436 |  | 19.05%
Dave Gates Generating Station | Montana |  |  |  | 56908 | 3B | 90624 | Combustion Turbine |  |  |  | Combustion turbine | Y |  | Y |  | 2.501 | 287444.64 | 24440.57 | 1.761 | 2.501 |  | 287444.64 | 24440.57 | 2.501 |  | 2.501 |  | 2.501 |  | 2.501 |  | 2.501 |  | 2.501 |  | 2.501 |  | 2.501 | 2.501 | Not Coal Steam or O/G Steam | 0.017402 | 0.017402 |  | 20.48%
Glendive Generating Station | Montana |  |  |  | 2176 | GT-2 | 1363 | Combustion Turbine |  |  |  | Combustion turbine |  |  |  |  | 1.979 | 43124.692 | 3849.65 | 1.0817 | 1.979 |  | 43124.692 | 3849.65 | 1.979 |  | 1.979 |  | 1.979 |  | 1.979 |  | 1.979 |  | 1.979 |  | 1.979 |  | 1.979 | 1.979 | Not Coal Steam or O/G Steam | 0.09178 | 0.09178 |  | 1.269%
Hardin Generating Station | Montana |  |  |  | 55749 | U1 | 9114 | Coal Steam |  |  |  | Dry bottom wall-fired boiler | Y |  |  | 107 | 112.415 | 3249712.944 | 252612.26 | 40.445 | 112.415 |  | 3249712.944 | 252612.26 | 112.415 |  | 112.415 |  | 112.415 |  | 112.415 |  | 112.415 |  | 112.415 |  | 112.415 |  | 112.415 | 112.415 | Existing SCR | 0.069185 | 0.069185 |  | 19%
Lewis & Clark | Montana |  |  |  | 6089 | B1 | 2766 | Coal Steam |  |  | 2023 |  |  |  |  | 52.3 |  |  |  | 177.5793 | 0 | Y | 0 | 0 | 0 |  | 0 |  | 0 |  | 0 |  | 0 |  | 0 |  | 0 |  | 0 | 0 | Retired | 0 | 0 |  | 23.59%
Beatrice | Nebraska |  |  |  | 8000 | 1 | 88088 | Combined Cycle |  |  |  | Combined cycle | Y |  |  |  | 7.716 | 1160508.6 | 130308.67 | 7.8187 | 7.716 |  | 1160508.6 | 130308.67 | 7.716 |  | 7.716 |  | 7.716 |  | 6.9631 | Optimize SCR | 6.9631 |  | 6.9631 |  | 6.9631 |  | 6.9631 | 6.9631 | Not Coal Steam or O/G Steam | 0.012 | 0.012 |  | 28.17%
Beatrice | Nebraska |  |  |  | 8000 | 2 | 88089 | Combined Cycle |  |  |  | Combined cycle | Y |  |  |  | 7.562 | 1108867.583 | 127356.61 | 10.2283 | 7.562 |  | 1108867.583 | 127356.61 | 7.562 |  | 7.562 |  | 7.562 |  | 6.6532 | Optimize SCR | 6.6532 |  | 6.6532 |  | 6.6532 |  | 6.6532 | 6.6532 | Not Coal Steam or O/G Steam | 0.012 | 0.012 |  | 36.53%
C W Burdick | Nebraska |  |  |  | 2241 | GT-2 | 88133 | Combustion Turbine |  |  |  | Combustion turbine |  |  |  |  | 0.314 | 23116.359 | 1484.52 | 0.34967 | 0.314 |  | 23116.359 | 1484.52 | 0.314 |  | 0.314 |  | 0.314 |  | 0.314 |  | 0.314 |  | 0.314 |  | 0.314 |  | 0.314 | 0.314 | Not Coal Steam or O/G Steam | 0.027167 | 0.027167 |  | 1.122%
C W Burdick | Nebraska |  |  |  | 2241 | GT-3 | 88134 | Combustion Turbine |  |  |  | Combustion turbine |  |  |  |  | 0.522 | 31808.974 | 2080.77 | 0.46333 | 0.522 |  | 31808.974 | 2080.77 | 0.522 |  | 0.522 |  | 0.522 |  | 0.522 |  | 0.522 |  | 0.522 |  | 0.522 |  | 0.522 | 0.522 | Not Coal Steam or O/G Steam | 0.032821 | 0.032821 |  | 1.29%
Canaday | Nebraska |  |  |  | 2226 | 1 | 1367 | O/G Steam |  |  |  | Tangentially-fired |  |  |  | 99 | 4.062 | 32485.3 | 2567.96 | 2.3697 | 4.062 |  | 32485.3 | 2567.96 | 4.062 |  | 4.062 |  | 4.062 |  | 4.062 |  | 4.062 |  | 4.062 |  | 4.062 |  | 4.062 | 4.062 | O/G Steam Under 100 MW | 0.25008 | 0.25008 |  | 0.4048%
Cass County Station | Nebraska |  |  |  | 55972 | CT1 | 89191 | Combustion Turbine |  |  |  | Combustion turbine |  |  |  |  | 22.047 | 651017.858 | 56395.52 | 25.4693 | 22.047 |  | 651017.858 | 56395.52 | 22.047 |  | 22.047 |  | 22.047 |  | 22.047 |  | 22.047 |  | 22.047 |  | 22.047 |  | 22.047 | 22.047 | Not Coal Steam or O/G Steam | 0.067731 | 0.067731 |  | 9.965%
Cass County Station | Nebraska |  |  |  | 55972 | CT2 | 89192 | Combustion Turbine |  |  |  | Combustion turbine |  |  |  |  | 16.448 | 554830.172 | 47688.57 | 19.8693 | 16.448 |  | 554830.172 | 47688.57 | 16.448 |  | 16.448 |  | 16.448 |  | 16.448 |  | 16.448 |  | 16.448 |  | 16.448 |  | 16.448 | 16.448 | Not Coal Steam or O/G Steam | 0.05929 | 0.05929 |  | 8.859%
Gerald Gentleman Station | Nebraska |  |  |  | 6077 | 1 | 2754 | Coal Steam |  |  |  | Dry bottom wall-fired boiler |  |  |  | 665 | 1720.725 | 16986017.175 | 1876182 | 1630.283 | 1720.725 |  | 16986017.175 | 1876182 | 1720.725 |  | 1720.725 |  | 1720.725 |  | 1720.725 |  | 1720.725 |  | 1720.725 |  | 1720.725 |  | 1072.6877 | 424.6504 | Coal Steam SCR Retrofit | 0.2026 | 0.05 |  | 56.54%
Gerald Gentleman Station | Nebraska |  |  |  | 6077 | 2 | 2755 | Coal Steam |  |  |  | Dry bottom wall-fired boiler |  |  |  | 700 | 1221.317 | 16290245.725 | 1770116.75 | 1162.3257 | 1221.317 |  | 16290245.725 | 1770116.75 | 1221.317 |  | 1221.317 |  | 1221.317 |  | 1221.317 |  | 1221.317 |  | 1221.317 |  | 1221.317 |  | 814.2866 | 407.2561 | Coal Steam SCR Retrofit | 0.14994 | 0.05 |  | 50.27%
Gerald Whelan Energy Center | Nebraska |  |  |  | 60 | 1 | 57 | Coal Steam |  |  |  | Tangentially-fired |  |  |  | 77 | 221.544 | 2489317.352 | 225211.64 | 162.6763 | 221.544 |  | 2489317.352 | 225211.64 | 221.544 |  | 221.544 |  | 221.544 |  | 221.544 |  | 221.544 |  | 221.544 |  | 221.544 |  | 166.158 | 166.158 | Coal Steam Under 100 MW, SNCR Retrofit | 0.178 | 0.1335 |  | 63.95%
Gerald Whelan Energy Center | Nebraska |  |  |  | 60 | 2 | 90669 | Coal Steam |  |  |  | Dry bottom wall-fired boiler | Y |  |  | 232 | 246.248 | 5608257.779 | 599410.44 | 207.0593 | 246.248 |  | 5608257.779 | 599410.44 | 246.248 |  | 246.248 |  | 246.248 |  | 224.3303 | Optimize SCR | 224.3303 |  | 224.3303 |  | 224.3303 |  | 224.3303 | 224.3303 | Existing SCR | 0.08 | 0.08 |  | 62.85%
Hallam Peaking | Nebraska |  |  |  | 2265 | 1A | 90723 | Combustion Turbine |  |  |  | Combustion turbine |  |  |  |  | 0.338 | 836.9 | 32.37 | 3.2317 | 0.338 |  | 836.9 | 32.37 | 0.338 |  | 0.338 |  | 0.338 |  | 0.338 |  | 0.338 |  | 0.338 |  | 0.338 |  | 0.338 | 0.338 | Not Coal Steam or O/G Steam | 0.80774 | 0.80774 |  | 0.4791%
Hallam Peaking | Nebraska |  |  |  | 2265 | 1B | 90724 | Combustion Turbine |  |  |  | Combustion turbine |  |  |  |  | 0.286 | 761.9 | 31.66 | 3.4193 | 0.286 |  | 761.9 | 31.66 | 0.286 |  | 0.286 |  | 0.286 |  | 0.286 |  | 0.286 |  | 0.286 |  | 0.286 |  | 0.286 | 0.286 | Not Coal Steam or O/G Steam | 0.75075 | 0.75075 |  | 0.5041%
Hebron Peaking | Nebraska |  |  |  | 2266 | 1A | 90725 | Combustion Turbine |  |  |  | Combustion turbine |  |  |  |  | 1.669 | 2781.5 | 174.23 | 1.9717 | 1.669 |  | 2781.5 | 174.23 | 1.669 |  | 1.669 |  | 1.669 |  | 1.669 |  | 1.669 |  | 1.669 |  | 1.669 |  | 1.669 | 1.669 | Not Coal Steam or O/G Steam | 1.2001 | 1.2001 |  | 0.1873%
Hebron Peaking | Nebraska |  |  |  | 2266 | 1B | 90726 | Combustion Turbine |  |  |  | Combustion turbine |  |  |  |  | 1.607 | 2678.7 | 175.13 | 1.916 | 1.607 |  | 2678.7 | 175.13 | 1.607 |  | 1.607 |  | 1.607 |  | 1.607 |  | 1.607 |  | 1.607 |  | 1.607 |  | 1.607 | 1.607 | Not Coal Steam or O/G Steam | 1.1998 | 1.1998 |  | 0.1821%
J Street | Nebraska |  |  |  | 2250 | 1 | 90730 | Combustion Turbine |  |  |  | Combustion turbine |  |  |  |  | 6.213 | 17749.6 | 677.48 | 8.913 | 6.213 |  | 17749.6 | 677.48 | 6.213 |  | 6.213 |  | 6.213 |  | 6.213 |  | 6.213 |  | 6.213 |  | 6.213 |  | 6.213 | 6.213 | Not Coal Steam or O/G Steam | 0.70007 | 0.70007 |  | 1.264%
Jones Street | Nebraska |  |  |  | 2290 | 1 | 90740 | Combustion Turbine |  |  |  | Combustion turbine |  |  |  |  | 2.237 | 3728.8 | 86.74 | 14.3023 | 2.237 |  | 3728.8 | 86.74 | 2.237 |  | 2.237 |  | 2.237 |  | 2.237 |  | 2.237 |  | 2.237 |  | 2.237 |  | 2.237 | 2.237 | Not Coal Steam or O/G Steam | 1.1998 | 1.1998 |  | 0.8166%
Jones Street | Nebraska |  |  |  | 2290 | 2 | 90741 | Combustion Turbine |  |  |  | Combustion turbine |  |  |  |  | 4.861 | 8101.3 | 191.54 | 14.441 | 4.861 |  | 8101.3 | 191.54 | 4.861 |  | 4.861 |  | 4.861 |  | 4.861 |  | 4.861 |  | 4.861 |  | 4.861 |  | 4.861 | 4.861 | Not Coal Steam or O/G Steam | 1.2001 | 1.2001 |  | 0.8244%
Lon D Wright Power Plant | Nebraska |  |  |  | 2240 | 50T | 9176 | Combustion Turbine |  |  |  | Combustion turbine |  |  |  |  | 23.539 | 67256.3 | 4005.53 | 15.56 | 23.539 |  | 67256.3 | 4005.53 | 23.539 |  | 23.539 |  | 23.539 |  | 23.539 |  | 23.539 |  | 23.539 |  | 23.539 |  | 23.539 | 23.539 | Not Coal Steam or O/G Steam | 0.69998 | 0.69998 |  | 2.094%
Lon D Wright Power Plant | Nebraska |  |  |  | 2240 | 8 | 1371 | Coal Steam |  |  |  | Dry bottom wall-fired boiler |  |  |  | 82 | 242.591 | 2111642.469 | 200779.98 | 195.5273 | 242.591 |  | 2111642.469 | 200779.98 | 242.591 |  | 242.591 |  | 242.591 |  | 242.591 |  | 210.1084 | SOA CC | 242.591 |  | 210.1084 | SOA CC | 157.5813 | 157.5813 | Coal Steam Under 100 MW, SNCR Retrofit | 0.199 | 0.14925 |  | 41.81%
McCook Peaking | Nebraska |  |  |  | 2271 | 1A | 90727 | Combustion Turbine |  |  |  | Combustion turbine |  |  |  |  | 1.389 | 2315 | 159.45 | 1.2123 | 1.389 |  | 2315 | 159.45 | 1.389 |  | 1.389 |  | 1.389 |  | 1.389 |  | 1.389 |  | 1.389 |  | 1.389 |  | 1.389 | 1.389 | Not Coal Steam or O/G Steam | 1.2 | 1.2 |  | 0.121%
McCook Peaking | Nebraska |  |  |  | 2271 | 1B | 90728 | Combustion Turbine |  |  |  | Combustion turbine |  |  |  |  | 1.528 | 2546.2 | 160.58 | 2.3317 | 1.528 |  | 2546.2 | 160.58 | 1.528 |  | 1.528 |  | 1.528 |  | 1.528 |  | 1.528 |  | 1.528 |  | 1.528 |  | 1.528 | 1.528 | Not Coal Steam or O/G Steam | 1.2002 | 1.2002 |  | 0.2327%
Nebraska City Station | Nebraska |  |  |  | 6096 | 1 | 2775 | Coal Steam |  |  |  | Dry bottom wall-fired boiler |  |  |  | 654 | 1361.716 | 14314251.346 | 1552820.88 | 1476.992 | 1361.716 |  | 14314251.346 | 1552820.88 | 1361.716 |  | 1361.716 |  | 1361.716 |  | 1361.716 |  | 1361.716 |  | 1361.716 |  | 1361.716 |  | 859.7861 | 357.8563 | Coal Steam SCR Retrofit | 0.19026 | 0.05 |  | 61.46%
Nebraska City Station | Nebraska |  |  |  | 6096 | 2 | 90278 | Coal Steam |  |  |  | Dry bottom wall-fired boiler | Y |  |  | 691 | 672.176 | 21406386.051 | 2264459.73 | 557.2023 | 672.176 |  | 21406386.051 | 2264459.73 | 672.176 |  | 672.176 |  | 672.176 |  | 672.176 |  | 672.176 |  | 672.176 |  | 672.176 |  | 672.176 | 672.176 | Existing SCR | 0.062801 | 0.062801 |  | 63.02%
North Omaha Station | Nebraska |  |  |  | 2291 | 1 | 1381 | O/G Steam |  |  | 2027 | Tangentially-fired |  |  | Y | 65 | 0.605 | 18167.236 | 1140.25 | 1.303 | 0.605 |  | 18167.236 | 1140.25 | 0.605 |  | 0.605 |  | 0.605 |  | 0.605 |  | 0.605 |  | 0.605 |  | 0.605 |  | 0.605 | 0.605 | O/G Steam Under 100 MW | 0.066603 | 0.066603 |  | 1.081%
North Omaha Station | Nebraska |  |  |  | 2291 | 2 | 1382 | O/G Steam |  |  | 2027 | Tangentially-fired |  |  | Y | 91 | 1.047 | 30428.683 | 1998.49 | 2.7493 | 1.047 |  | 30428.683 | 1998.49 | 1.047 |  | 1.047 |  | 1.047 |  | 1.047 |  | 1.047 |  | 1.047 |  | 1.047 |  | 1.047 | 1.047 | O/G Steam Under 100 MW | 0.068817 | 0.068817 |  | 1.345%
North Omaha Station | Nebraska |  |  |  | 2291 | 3 | 1383 | O/G Steam |  |  | 2027 | Tangentially-fired |  |  | Y | 86 | 6.79 | 210937.215 | 16300.02 | 8.8257 | 6.79 |  | 210937.215 | 16300.02 | 6.79 |  | 6.79 |  | 6.79 |  | 6.79 |  | 6.79 |  | 6.79 |  | 6.79 |  | 6.79 | 6.79 | O/G Steam Under 100 MW | 0.064379 | 0.064379 |  | 5.422%
North Omaha Station | Nebraska |  |  |  | 2291 | 4 | 1384 | Coal Steam |  |  |  | Tangentially-fired |  |  |  | 120 | 583.934 | 3556420.961 | 321813.96 | 590.9927 | 583.934 |  | 3556420.961 | 321813.96 | 583.934 |  | 583.934 |  | 583.934 |  | 583.934 |  | 353.8639 | SOA CC | 583.934 |  | 353.8639 | SOA CC | 221.3872 | 88.9105 | Coal Steam SCR Retrofit | 0.199 | 0.05 |  | 58.52%
North Omaha Station | Nebraska |  |  |  | 2291 | 5 | 1385 | Coal Steam |  |  |  | Dry bottom wall-fired boiler |  |  |  | 216 | 767.128 | 5198860.368 | 515499.8 | 825.6983 | 767.128 |  | 5198860.368 | 515499.8 | 767.128 |  | 767.128 |  | 767.128 |  | 767.128 |  | 517.2866 | SOA CC | 767.128 |  | 517.2866 | SOA CC | 323.6291 | 129.9715 | Coal Steam SCR Retrofit | 0.199 | 0.05 |  | 56.38%
Platte | Nebraska |  |  |  | 59 | 1 | 56 | Coal Steam |  |  |  | Tangentially-fired |  |  |  | 100 | 269.483 | 2835692.037 | 240190 | 242.5817 | 269.483 |  | 2835692.037 | 240190 | 269.483 |  | 269.483 |  | 269.483 |  | 269.483 |  | 269.483 |  | 269.483 |  | 269.483 |  | 170.1877 | 70.8923 | Coal Steam SCR Retrofit | 0.19007 | 0.05 |  | 48.71%
Rokeby | Nebraska |  |  |  | 6373 | 1 | 90729 | Combustion Turbine |  |  |  | Combustion turbine |  |  |  |  | 30.252 | 214260.3 | 20024.02 | 19.0307 | 30.252 |  | 214260.3 | 20024.02 | 30.252 |  | 30.252 |  | 30.252 |  | 30.252 |  | 30.252 |  | 30.252 |  | 30.252 |  | 30.252 | 30.252 | Not Coal Steam or O/G Steam | 0.28239 | 0.28239 |  | 4.206%
Rokeby | Nebraska |  |  |  | 6373 | 2 | 2883 | Combustion Turbine |  |  |  | Combustion turbine |  |  |  |  | 11.619 | 117985.812 | 8581.98 | 7.3297 | 11.619 |  | 117985.812 | 8581.98 | 11.619 |  | 11.619 |  | 11.619 |  | 11.619 |  | 11.619 |  | 11.619 |  | 11.619 |  | 11.619 | 11.619 | Not Coal Steam or O/G Steam | 0.19696 | 0.19696 |  | 2.306%
Rokeby | Nebraska |  |  |  | 6373 | 3 | 2884 | Combustion Turbine |  |  |  | Combustion turbine |  |  |  |  | 6.269 | 124775.63 | 10276.66 | 2.8887 | 6.269 |  | 124775.63 | 10276.66 | 6.269 |  | 6.269 |  | 6.269 |  | 6.269 |  | 6.269 |  | 6.269 |  | 6.269 |  | 6.269 | 6.269 | Not Coal Steam or O/G Steam | 0.10048 | 0.10048 |  | 1.4%
Sarpy County Station | Nebraska |  |  |  | 2292 | 1 | 90742 | Combustion Turbine |  |  |  | Combustion turbine |  |  |  |  | 21.01 | 172936.785 | 10212.56 | 12.7987 | 21.01 |  | 172936.785 | 10212.56 | 21.01 |  | 21.01 |  | 21.01 |  | 21.01 |  | 21.01 |  | 21.01 |  | 21.01 |  | 21.01 | 21.01 | Not Coal Steam or O/G Steam | 0.24298 | 0.24298 |  | 2.253%
Sarpy County Station | Nebraska |  |  |  | 2292 | 2 | 90743 | Combustion Turbine |  |  |  | Combustion turbine |  |  |  |  | 25.441 | 204746.33 | 12805.98 | 24.229 | 25.441 |  | 204746.33 | 12805.98 | 25.441 |  | 25.441 |  | 25.441 |  | 25.441 |  | 25.441 |  | 25.441 |  | 25.441 |  | 25.441 | 25.441 | Not Coal Steam or O/G Steam | 0.24851 | 0.24851 |  | 5.302%
Sarpy County Station | Nebraska |  |  |  | 2292 | CT3 | 1387 | Combustion Turbine |  |  |  | Combustion turbine |  |  |  |  | 6.823 | 261130.139 | 20109.44 | 6.309 | 6.823 |  | 261130.139 | 20109.44 | 6.823 |  | 6.823 |  | 6.823 |  | 6.823 |  | 6.823 |  | 6.823 |  | 6.823 |  | 6.823 | 6.823 | Not Coal Steam or O/G Steam | 0.052257 | 0.052257 |  | 4.516%
Sarpy County Station | Nebraska |  |  |  | 2292 | CT4A | 1388 | Combustion Turbine |  |  |  | Combustion turbine |  |  |  |  | 2.435 | 62293.968 | 5512.13 | 2.6013 | 2.435 |  | 62293.968 | 5512.13 | 2.435 |  | 2.435 |  | 2.435 |  | 2.435 |  | 2.435 |  | 2.435 |  | 2.435 |  | 2.435 | 2.435 | Not Coal Steam or O/G Steam | 0.078178 | 0.078178 |  | 5.697%
Sarpy County Station | Nebraska |  |  |  | 2292 | CT4B | 1389 | Combustion Turbine |  |  |  | Combustion turbine |  |  |  |  | 2.309 | 59656.421 | 5350.32 | 2.4453 | 2.309 |  | 59656.421 | 5350.32 | 2.309 |  | 2.309 |  | 2.309 |  | 2.309 |  | 2.309 |  | 2.309 |  | 2.309 |  | 2.309 | 2.309 | Not Coal Steam or O/G Steam | 0.07741 | 0.07741 |  | 5.399%
Sarpy County Station | Nebraska |  |  |  | 2292 | CT5A | 1390 | Combustion Turbine |  |  |  | Combustion turbine |  |  |  |  | 2.264 | 62387.896 | 5480.18 | 1.7877 | 2.264 |  | 62387.896 | 5480.18 | 2.264 |  | 2.264 |  | 2.264 |  | 2.264 |  | 2.264 |  | 2.264 |  | 2.264 |  | 2.264 | 2.264 | Not Coal Steam or O/G Steam | 0.072578 | 0.072578 |  | 4.255%
Sarpy County Station | Nebraska |  |  |  | 2292 | CT5B | 1391 | Combustion Turbine |  |  |  | Combustion turbine |  |  |  |  | 2.482 | 63313.612 | 5593.28 | 2.4677 | 2.482 |  | 63313.612 | 5593.28 | 2.482 |  | 2.482 |  | 2.482 |  | 2.482 |  | 2.482 |  | 2.482 |  | 2.482 |  | 2.482 | 2.482 | Not Coal Steam or O/G Steam | 0.078403 | 0.078403 |  | 5.439%
Sheldon | Nebraska |  |  |  | 2277 | 1 | 1379 | Coal Steam |  |  |  | Cyclone boiler |  |  |  | 104 | 711.165 | 2647093.355 | 260641.61 | 575.002 | 711.165 |  | 2647093.355 | 260641.61 | 711.165 |  | 711.165 |  | 711.165 |  | 711.165 |  | 711.165 |  | 711.165 |  | 711.165 |  | 388.6712 | 66.1773 | Coal Steam SCR Retrofit | 0.53732 | 0.05 |  | 39.81%
Sheldon | Nebraska |  |  |  | 2277 | 2 | 1380 | Coal Steam |  |  |  | Cyclone boiler |  |  |  | 115 | 670.017 | 3047303.805 | 294110.99 | 375.245 | 670.017 |  | 3047303.805 | 294110.99 | 670.017 |  | 670.017 |  | 670.017 |  | 670.017 |  | 670.017 |  | 670.017 |  | 670.017 |  | 373.0998 | 76.1826 | Coal Steam SCR Retrofit | 0.43974 | 0.05 |  | 32.58%
Terry Bundy Generating Station | Nebraska |  |  |  | 7887 | SVGS2 | 8370 | Combined Cycle |  |  |  | Combined cycle | Y |  |  |  | 8.722 | 326116.346 | 35655.03 | 12.373 | 8.722 |  | 326116.346 | 35655.03 | 8.722 |  | 8.722 |  | 8.722 |  | 1.9567 | Optimize SCR | 1.9567 |  | 1.9567 |  | 1.9567 |  | 1.9567 | 1.9567 | Not Coal Steam or O/G Steam | 0.012 | 0.012 |  | 20.64%
Terry Bundy Generating Station | Nebraska |  |  |  | 7887 | SVGS3 | 8372 | Combined Cycle |  |  |  | Combined cycle | Y |  |  |  | 8.504 | 339674.332 | 38331.62 | 10.709 | 8.504 |  | 339674.332 | 38331.62 | 8.504 |  | 8.504 |  | 8.504 |  | 2.038 | Optimize SCR | 2.038 |  | 2.038 |  | 2.038 |  | 2.038 | 2.038 | Not Coal Steam or O/G Steam | 0.012 | 0.012 |  | 21.83%
Terry Bundy Generating Station | Nebraska |  |  |  | 7887 | SVGS4 | 8374 | Combustion Turbine |  |  |  | Combustion turbine | Y |  |  |  | 3.701 | 287405.76 | 27884.47 | 4.1917 | 3.701 |  | 287405.76 | 27884.47 | 3.701 |  | 3.701 |  | 3.701 |  | 3.701 |  | 3.701 |  | 3.701 |  | 3.701 |  | 3.701 | 3.701 | Not Coal Steam or O/G Steam | 0.025755 | 0.025755 |  | 18.85%
Apex Generating Station | Nevada |  | X | X | 55514 | CTG01 | 4925 | Combined Cycle |  |  |  | Combined cycle | Y |  |  |  | 19.329 | 3717095.561 | 558568.68 | 23.5247 | 19.329 |  | 3717095.561 | 558568.68 | 19.329 |  | 19.329 |  | 19.329 |  | 19.329 |  | 19.329 |  | 19.329 |  | 19.329 |  | 19.329 | 19.329 | Not Coal Steam or O/G Steam | 0.0104 | 0.0104 |  | 42%
Apex Generating Station | Nevada |  | X | X | 55514 | CTG02 | 4926 | Combined Cycle |  |  |  | Combined cycle | Y |  |  |  | 20.655 | 3632469.364 | 524809.49 | 22.8833 | 20.655 |  | 3632469.364 | 524809.49 | 20.655 |  | 20.655 |  | 20.655 |  | 20.655 |  | 20.655 |  | 20.655 |  | 20.655 |  | 20.655 | 20.655 | Not Coal Steam or O/G Steam | 0.011372 | 0.011372 |  | 43.67%
Chuck Lenzie Generating Station | Nevada |  | X | X | 55322 | CTG-1 | 9006 | Combined Cycle |  |  |  | Combined cycle | Y |  |  |  | 19.818 | 4130534.161 | 576202.99 | 27.2103 | 19.818 |  | 4130534.161 | 576202.99 | 19.818 |  | 19.818 |  | 19.818 |  | 19.818 |  | 19.818 |  | 19.818 |  | 19.818 |  | 19.818 | 19.818 | Not Coal Steam or O/G Steam | 0.0095959 | 0.0095959 |  | 61.58%
Chuck Lenzie Generating Station | Nevada |  | X | X | 55322 | CTG-2 | 9007 | Combined Cycle |  |  |  | Combined cycle | Y |  |  |  | 21.37 | 4841505.286 | 671680.4 | 27.4753 | 21.37 |  | 4841505.286 | 671680.4 | 21.37 |  | 21.37 |  | 21.37 |  | 21.37 |  | 21.37 |  | 21.37 |  | 21.37 |  | 21.37 | 21.37 | Not Coal Steam or O/G Steam | 0.0088278 | 0.0088278 |  | 63.73%
Chuck Lenzie Generating Station | Nevada |  | X | X | 55322 | CTG-3 | 9008 | Combined Cycle |  |  |  | Combined cycle | Y |  |  |  | 26.162 | 5435499.132 | 733915.42 | 26.1143 | 26.162 |  | 5435499.132 | 733915.42 | 26.162 |  | 26.162 |  | 26.162 |  | 26.162 |  | 26.162 |  | 26.162 |  | 26.162 |  | 26.162 | 26.162 | Not Coal Steam or O/G Steam | 0.0096263 | 0.0096263 |  | 62.64%
Chuck Lenzie Generating Station | Nevada |  | X | X | 55322 | CTG-4 | 9009 | Combined Cycle |  |  |  | Combined cycle | Y |  |  |  | 24.707 | 5404754.951 | 726294.31 | 26.4107 | 24.707 |  | 5404754.951 | 726294.31 | 24.707 |  | 24.707 |  | 24.707 |  | 24.707 |  | 24.707 |  | 24.707 |  | 24.707 |  | 24.707 | 24.707 | Not Coal Steam or O/G Steam | 0.0091427 | 0.0091427 |  | 62.73%
Clark | Nevada |  | X | X | 2322 | 11A | 89799 | Combustion Turbine |  |  |  | Combustion turbine | Y |  | Y |  | 0.759 | 50226.964 | 4693.24 | 0.83167 | 0.759 |  | 50226.964 | 4693.24 | 0.759 |  | 0.759 |  | 0.759 |  | 0.7534 | Optimize SCR | 0.7534 |  | 0.7534 |  | 0.7534 |  | 0.7534 | 0.7534 | Not Coal Steam or O/G Steam | 0.03 | 0.03 |  | 4.726%
Clark | Nevada |  | X | X | 2322 | 11B | 89800 | Combustion Turbine |  |  |  | Combustion turbine | Y |  | Y |  | 0.766 | 52085.272 | 4657.85 | 0.884 | 0.766 |  | 52085.272 | 4657.85 | 0.766 |  | 0.766 |  | 0.766 |  | 0.766 |  | 0.766 |  | 0.766 |  | 0.766 |  | 0.766 | 0.766 | Not Coal Steam or O/G Steam | 0.029413 | 0.029413 |  | 4.973%
Clark | Nevada |  | X | X | 2322 | 12A | 89801 | Combustion Turbine |  |  |  | Combustion turbine | Y |  | Y |  | 0.88 | 79475.634 | 7561.56 | 0.95233 | 0.88 |  | 79475.634 | 7561.56 | 0.88 |  | 0.88 |  | 0.88 |  | 0.88 |  | 0.88 |  | 0.88 |  | 0.88 |  | 0.88 | 0.88 | Not Coal Steam or O/G Steam | 0.022145 | 0.022145 |  | 7.258%
Clark | Nevada |  | X | X | 2322 | 12B | 89802 | Combustion Turbine |  |  |  | Combustion turbine | Y |  | Y |  | 0.827 | 81316.769 | 7466.55 | 0.98667 | 0.827 |  | 81316.769 | 7466.55 | 0.827 |  | 0.827 |  | 0.827 |  | 0.827 |  | 0.827 |  | 0.827 |  | 0.827 |  | 0.827 | 0.827 | Not Coal Steam or O/G Steam | 0.02034 | 0.02034 |  | 7.581%
Clark | Nevada |  | X | X | 2322 | 13A | 89803 | Combustion Turbine |  |  |  | Combustion turbine | Y |  | Y |  | 0.358 | 31654.293 | 2999.05 | 0.70233 | 0.358 |  | 31654.293 | 2999.05 | 0.358 |  | 0.358 |  | 0.358 |  | 0.358 |  | 0.358 |  | 0.358 |  | 0.358 |  | 0.358 | 0.358 | Not Coal Steam or O/G Steam | 0.022619 | 0.022619 |  | 4.808%
Clark | Nevada |  | X | X | 2322 | 13B | 89804 | Combustion Turbine |  |  |  | Combustion turbine | Y |  | Y |  | 0.373 | 31772.149 | 2965.44 | 0.727 | 0.373 |  | 31772.149 | 2965.44 | 0.373 |  | 0.373 |  | 0.373 |  | 0.373 |  | 0.373 |  | 0.373 |  | 0.373 |  | 0.373 | 0.373 | Not Coal Steam or O/G Steam | 0.02348 | 0.02348 |  | 4.928%
Clark | Nevada |  | X | X | 2322 | 14A | 89805 | Combustion Turbine |  |  |  | Combustion turbine | Y |  | Y |  | 0.618 | 53330.15 | 4976.33 | 0.87 | 0.618 |  | 53330.15 | 4976.33 | 0.618 |  | 0.618 |  | 0.618 |  | 0.618 |  | 0.618 |  | 0.618 |  | 0.618 |  | 0.618 | 0.618 | Not Coal Steam or O/G Steam | 0.023176 | 0.023176 |  | 6.367%
Clark | Nevada |  | X | X | 2322 | 14B | 89806 | Combustion Turbine |  |  |  | Combustion turbine | Y |  | Y |  | 0.703 | 56316.337 | 5073.78 | 0.93133 | 0.703 |  | 56316.337 | 5073.78 | 0.703 |  | 0.703 |  | 0.703 |  | 0.703 |  | 0.703 |  | 0.703 |  | 0.703 |  | 0.703 | 0.703 | Not Coal Steam or O/G Steam | 0.024966 | 0.024966 |  | 6.6%
Clark | Nevada |  | X | X | 2322 | 15A | 89807 | Combustion Turbine |  |  |  | Combustion turbine | Y |  | Y |  | 1.231 | 121355.999 | 11328.26 | 0.878 | 1.231 |  | 121355.999 | 11328.26 | 1.231 |  | 1.231 |  | 1.231 |  | 1.231 |  | 1.231 |  | 1.231 |  | 1.231 |  | 1.231 | 1.231 | Not Coal Steam or O/G Steam | 0.020287 | 0.020287 |  | 7.128%
Clark | Nevada |  | X | X | 2322 | 15B | 89808 | Combustion Turbine |  |  |  | Combustion turbine | Y |  | Y |  | 1.282 | 121167.291 | 11449.15 | 0.91367 | 1.282 |  | 121167.291 | 11449.15 | 1.282 |  | 1.282 |  | 1.282 |  | 1.282 |  | 1.282 |  | 1.282 |  | 1.282 |  | 1.282 | 1.282 | Not Coal Steam or O/G Steam | 0.021161 | 0.021161 |  | 7.134%
Clark | Nevada |  | X | X | 2322 | 16A | 89809 | Combustion Turbine |  |  |  | Combustion turbine | Y |  | Y |  | 0.96 | 91015.338 | 8727.94 | 0.83933 | 0.96 |  | 91015.338 | 8727.94 | 0.96 |  | 0.96 |  | 0.96 |  | 0.96 |  | 0.96 |  | 0.96 |  | 0.96 |  | 0.96 | 0.96 | Not Coal Steam or O/G Steam | 0.021095 | 0.021095 |  | 6.059%
Clark | Nevada |  | X | X | 2322 | 16B | 89810 | Combustion Turbine |  |  |  | Combustion turbine | Y |  | Y |  | 0.91 | 91387.556 | 8479.89 | 0.81667 | 0.91 |  | 91387.556 | 8479.89 | 0.91 |  | 0.91 |  | 0.91 |  | 0.91 |  | 0.91 |  | 0.91 |  | 0.91 |  | 0.91 | 0.91 | Not Coal Steam or O/G Steam | 0.019915 | 0.019915 |  | 6.05%
Clark | Nevada |  | X | X | 2322 | 17A | 89811 | Combustion Turbine |  |  |  | Combustion turbine | Y |  | Y |  | 0.909 | 85350.52 | 7910.15 | 0.985 | 0.909 |  | 85350.52 | 7910.15 | 0.909 |  | 0.909 |  | 0.909 |  | 0.909 |  | 0.909 |  | 0.909 |  | 0.909 |  | 0.909 | 0.909 | Not Coal Steam or O/G Steam | 0.0213 | 0.0213 |  | 7.564%
Clark | Nevada |  | X | X | 2322 | 17B | 89812 | Combustion Turbine |  |  |  | Combustion turbine | Y |  | Y |  | 0.953 | 85844.616 | 8022.3 | 0.94133 | 0.953 |  | 85844.616 | 8022.3 | 0.953 |  | 0.953 |  | 0.953 |  | 0.953 |  | 0.953 |  | 0.953 |  | 0.953 |  | 0.953 | 0.953 | Not Coal Steam or O/G Steam | 0.022203 | 0.022203 |  | 7.294%
Clark | Nevada |  | X | X | 2322 | 18A | 89813 | Combustion Turbine |  |  |  | Combustion turbine | Y |  | Y |  | 1.093 | 98207.718 | 8814.5 | 0.85733 | 1.093 |  | 98207.718 | 8814.5 | 1.093 |  | 1.093 |  | 1.093 |  | 1.093 |  | 1.093 |  | 1.093 |  | 1.093 |  | 1.093 | 1.093 | Not Coal Steam or O/G Steam | 0.022259 | 0.022259 |  | 6.291%
Clark | Nevada |  | X | X | 2322 | 18B | 89814 | Combustion Turbine |  |  |  | Combustion turbine | Y |  | Y |  | 1.005 | 93217.754 | 8681.39 | 0.79733 | 1.005 |  | 93217.754 | 8681.39 | 1.005 |  | 1.005 |  | 1.005 |  | 1.005 |  | 1.005 |  | 1.005 |  | 1.005 |  | 1.005 | 1.005 | Not Coal Steam or O/G Steam | 0.021562 | 0.021562 |  | 6.094%
Clark | Nevada |  | X | X | 2322 | 19A | 89815 | Combustion Turbine |  |  |  | Combustion turbine | Y |  | Y |  | 1.236 | 114974.447 | 10698.03 | 1.1607 | 1.236 |  | 114974.447 | 10698.03 | 1.236 |  | 1.236 |  | 1.236 |  | 1.236 |  | 1.236 |  | 1.236 |  | 1.236 |  | 1.236 | 1.236 | Not Coal Steam or O/G Steam | 0.0215 | 0.0215 |  | 8.296%
Clark | Nevada |  | X | X | 2322 | 19B | 89816 | Combustion Turbine |  |  |  | Combustion turbine | Y |  | Y |  | 1.145 | 111556.215 | 10636.19 | 1.115 | 1.145 |  | 111556.215 | 10636.19 | 1.145 |  | 1.145 |  | 1.145 |  | 1.145 |  | 1.145 |  | 1.145 |  | 1.145 |  | 1.145 | 1.145 | Not Coal Steam or O/G Steam | 0.020528 | 0.020528 |  | 8.311%
Clark | Nevada |  | X | X | 2322 | 20A | 89817 | Combustion Turbine |  |  |  | Combustion turbine | Y |  | Y |  | 0.749 | 68123.704 | 6293.95 | 0.87867 | 0.749 |  | 68123.704 | 6293.95 | 0.749 |  | 0.749 |  | 0.749 |  | 0.749 |  | 0.749 |  | 0.749 |  | 0.749 |  | 0.749 | 0.749 | Not Coal Steam or O/G Steam | 0.021989 | 0.021989 |  | 6.751%
Clark | Nevada |  | X | X | 2322 | 20B | 89818 | Combustion Turbine |  |  |  | Combustion turbine | Y |  | Y |  | 0.807 | 68754.677 | 6351.5 | 0.905 | 0.807 |  | 68754.677 | 6351.5 | 0.807 |  | 0.807 |  | 0.807 |  | 0.807 |  | 0.807 |  | 0.807 |  | 0.807 |  | 0.807 | 0.807 | Not Coal Steam or O/G Steam | 0.023475 | 0.023475 |  | 6.863%
Clark | Nevada |  | X | X | 2322 | 21A | 89820 | Combustion Turbine |  |  |  | Combustion turbine | Y |  | Y |  | 0.952 | 91839.834 | 8513.84 | 0.676 | 0.952 |  | 91839.834 | 8513.84 | 0.952 |  | 0.952 |  | 0.952 |  | 0.952 |  | 0.952 |  | 0.952 |  | 0.952 |  | 0.952 | 0.952 | Not Coal Steam or O/G Steam | 0.020732 | 0.020732 |  | 4.89%
Clark | Nevada |  | X | X | 2322 | 21B | 89819 | Combustion Turbine |  |  |  | Combustion turbine | Y |  | Y |  | 0.915 | 91109.102 | 8477.79 | 0.69367 | 0.915 |  | 91109.102 | 8477.79 | 0.915 |  | 0.915 |  | 0.915 |  | 0.915 |  | 0.915 |  | 0.915 |  | 0.915 |  | 0.915 | 0.915 | Not Coal Steam or O/G Steam | 0.020086 | 0.020086 |  | 4.961%
Clark | Nevada |  | X | X | 2322 | 22A | 89821 | Combustion Turbine |  |  |  | Combustion turbine | Y |  | Y |  | 1.031 | 109079.514 | 10314.14 | 0.717 | 1.031 |  | 109079.514 | 10314.14 | 1.031 |  | 1.031 |  | 1.031 |  | 1.031 |  | 1.031 |  | 1.031 |  | 1.031 |  | 1.031 | 1.031 | Not Coal Steam or O/G Steam | 0.018904 | 0.018904 |  | 5.553%
Clark | Nevada |  | X | X | 2322 | 22B | 89822 | Combustion Turbine |  |  |  | Combustion turbine | Y |  | Y |  | 1.149 | 112461.05 | 10399.9 | 0.744 | 1.149 |  | 112461.05 | 10399.9 | 1.149 |  | 1.149 |  | 1.149 |  | 1.149 |  | 1.149 |  | 1.149 |  | 1.149 |  | 1.149 | 1.149 | Not Coal Steam or O/G Steam | 0.020434 | 0.020434 |  | 5.609%
Desert Star Energy Center | Nevada |  | X | X | 55077 | EDE1 | 3860 | Combined Cycle | 4 | 2027 | 2027 | Combined cycle | Y |  |  |  | 13.696 | 2164992.497 | 289255.3 | 11.9753 | 13.696 |  | 2164992.497 | 289255.3 | 13.696 |  | 13.696 |  | 13.696 |  | 12.99 | Optimize SCR | 12.99 |  | 12.99 |  | 12.99 |  | 12.99 | 12.99 | Not Coal Steam or O/G Steam | 0.012 | 0.012 |  | 24.02%
Desert Star Energy Center | Nevada |  | X | X | 55077 | EDE2 | 3861 | Combined Cycle | 4 | 2027 | 2027 | Combined cycle | Y |  |  |  | 16.937 | 2659617.188 | 354313.26 | 13.9353 | 16.937 |  | 2659617.188 | 354313.26 | 16.937 |  | 16.937 |  | 16.937 |  | 15.9577 | Optimize SCR | 15.9577 |  | 15.9577 |  | 15.9577 |  | 15.9577 | 15.9577 | Not Coal Steam or O/G Steam | 0.012 | 0.012 |  | 27.7%
Fort Churchill | Nevada |  | X | X | 2330 | 1 | 1406 | O/G Steam | 12 | 2028 | 2029 | Dry bottom wall-fired boiler |  |  |  | 113 | 121.841 | 1954700.268 | 175370.44 | 123.847 | 121.841 |  | 1954700.268 | 175370.44 | 121.841 |  | 121.841 |  | 121.841 |  | 121.841 |  | 121.841 |  | 121.841 |  | 121.841 |  | 121.841 | 121.841 | Oil/Gas Steam Under 150 Tons (2019-2021 Average) | 0.12466 | 0.12466 |  | 40.02%
Fort Churchill | Nevada |  | X | X | 2330 | 2 | 1407 | O/G Steam | 9 | 2028 | 2029 | Dry bottom wall-fired boiler |  |  |  | 113 | 111.044 | 1860835.989 | 169314.1 | 114.2533 | 111.044 |  | 1860835.989 | 169314.1 | 111.044 |  | 111.044 |  | 111.044 |  | 111.044 |  | 111.044 |  | 111.044 |  | 111.044 |  | 111.044 | 111.044 | Oil/Gas Steam Under 150 Tons (2019-2021 Average) | 0.11935 | 0.11935 |  | 37.98%
Harry Allen | Nevada |  | X | X | 7082 | **3 | 2931 | Combustion Turbine |  |  |  | Combustion turbine |  |  |  |  | 9.413 | 499845.863 | 41607.52 | 8.5367 | 9.413 |  | 499845.863 | 41607.52 | 9.413 |  | 9.413 |  | 9.413 |  | 9.413 |  | 9.413 |  | 9.413 |  | 9.413 |  | 9.413 | 9.413 | Not Coal Steam or O/G Steam | 0.037664 | 0.037664 |  | 13.32%
Harry Allen | Nevada |  | X | X | 7082 | **4 | 2932 | Combustion Turbine |  |  |  | Combustion turbine |  |  |  |  | 5.603 | 527336.714 | 47413.81 | 6.5043 | 5.603 |  | 527336.714 | 47413.81 | 5.603 |  | 5.603 |  | 5.603 |  | 5.603 |  | 5.603 |  | 5.603 |  | 5.603 |  | 5.603 | 5.603 | Not Coal Steam or O/G Steam | 0.02125 | 0.02125 |  | 15.99%
Harry Allen | Nevada |  | X | X | 7082 | **5 | 2933 | Combined Cycle |  |  |  | Combined cycle | Y |  |  |  | 16.906 | 5037550.147 | 711823.7 | 15.377 | 16.906 |  | 5037550.147 | 711823.7 | 16.906 |  | 16.906 |  | 16.906 |  | 16.906 |  | 16.906 |  | 16.906 |  | 16.906 |  | 16.906 | 16.906 | Not Coal Steam or O/G Steam | 0.006712 | 0.006712 |  | 64.92%
Harry Allen | Nevada |  | X | X | 7082 | **6 | 2934 | Combined Cycle |  |  |  | Combined cycle | Y |  |  |  | 15.876 | 5070938.729 | 717896.66 | 16.0317 | 15.876 |  | 5070938.729 | 717896.66 | 15.876 |  | 15.876 |  | 15.876 |  | 15.876 |  | 15.876 |  | 15.876 |  | 15.876 |  | 15.876 | 15.876 | Not Coal Steam or O/G Steam | 0.0062616 | 0.0062616 |  | 66.46%
Las Vegas Generating Station | Nevada |  | X | X | 10761 | 1 | 90316 | Combined Cycle |  |  |  | Combined cycle | Y |  |  |  | 5.05 | 479050.488 | 43610.86 | 4.995 | 5.05 |  | 479050.488 | 43610.86 | 5.05 |  | 5.05 |  | 5.05 |  | 2.8743 | Optimize SCR | 2.8743 |  | 2.8743 |  | 2.8743 |  | 2.8743 | 2.8743 | Not Coal Steam or O/G Steam | 0.012 | 0.012 |  | 26.31%
Las Vegas Generating Station | Nevada |  | X | X | 10761 | 2 | 3587 | Combined Cycle |  |  |  | Combined cycle | Y |  |  |  | 2.187 | 466296.289 | 46331.1 | 1.9107 | 2.187 |  | 466296.289 | 46331.1 | 2.187 |  | 2.187 |  | 2.187 |  | 2.187 |  | 2.187 |  | 2.187 |  | 2.187 |  | 2.187 | 2.187 | Not Coal Steam or O/G Steam | 0.0093803 | 0.0093803 |  | 25%
Las Vegas Generating Station | Nevada |  | X | X | 10761 | 3 | 3588 | Combined Cycle |  |  |  | Combined cycle | Y |  |  |  | 2.194 | 512788.935 | 46862.91 | 1.9697 | 2.194 |  | 512788.935 | 46862.91 | 2.194 |  | 2.194 |  | 2.194 |  | 2.194 |  | 2.194 |  | 2.194 |  | 2.194 |  | 2.194 | 2.194 | Not Coal Steam or O/G Steam | 0.0085571 | 0.0085571 |  | 25.23%
Las Vegas Generating Station | Nevada |  | X | X | 10761 | 4 | 3589 | Combined Cycle |  |  |  | Combined cycle | Y |  |  |  | 2.044 | 518442.619 | 48097.96 | 1.7327 | 2.044 |  | 518442.619 | 48097.96 | 2.044 |  | 2.044 |  | 2.044 |  | 2.044 |  | 2.044 |  | 2.044 |  | 2.044 |  | 2.044 | 2.044 | Not Coal Steam or O/G Steam | 0.0078852 | 0.0078852 |  | 25.22%
Las Vegas Generating Station | Nevada |  | X | X | 10761 | 5 | 3590 | Combined Cycle |  |  |  | Combined cycle | Y |  |  |  | 2.233 | 514212.117 | 48821.44 | 2.0453 | 2.233 |  | 514212.117 | 48821.44 | 2.233 |  | 2.233 |  | 2.233 |  | 2.233 |  | 2.233 |  | 2.233 |  | 2.233 |  | 2.233 | 2.233 | Not Coal Steam or O/G Steam | 0.0086851 | 0.0086851 |  | 24.65%
North Valmy | Nevada |  | X | X | 8224 | 1 | 3473 | Coal Steam | 12 | 2025 | 2026 | Dry bottom wall-fired boiler |  |  |  | 254 | 609.004 | 3743724.493 | 408341.22 | 676.8193 | 609.004 |  | 3743724.493 | 408341.22 | 609.004 |  | 609.004 |  | 609.004 |  | 609.004 |  | 609.004 |  | 609.004 |  | 609.004 |  | 351.2986 | 93.5931 | Coal Steam SCR Retrofit | 0.32535 | 0.05 |  | 39.78%
North Valmy | Nevada |  | X | X | 8224 | 2 | 3474 | Coal Steam | 12 | 2025 | 2026 | Dry bottom wall-fired boiler |  |  |  | 268 | 794.543 | 5967643.394 | 621216.24 | 648.7287 | 794.543 |  | 5967643.394 | 621216.24 | 794.543 |  | 794.543 |  | 794.543 |  | 794.543 |  | 794.543 |  | 794.543 |  | 794.543 |  | 471.867 | 149.1911 | Coal Steam SCR Retrofit | 0.26628 | 0.05 |  | 39.35%
Silverhawk | Nevada |  | X | X | 55841 | A01 | 89194 | Combined Cycle |  |  |  | Combined cycle | Y |  |  |  | 18.973 | 4140929.691 | 554962.46 | 20.935 | 18.973 |  | 4140929.691 | 554962.46 | 18.973 |  | 18.973 |  | 18.973 |  | 18.973 |  | 18.973 |  | 18.973 |  | 18.973 |  | 18.973 | 18.973 | Not Coal Steam or O/G Steam | 0.0091636 | 0.0091636 |  | 50.61%
Silverhawk | Nevada |  | X | X | 55841 | A03 | 89195 | Combined Cycle |  |  |  | Combined cycle | Y |  |  |  | 22.5 | 4761586.009 | 628943.26 | 21.866 | 22.5 |  | 4761586.009 | 628943.26 | 22.5 |  | 22.5 |  | 22.5 |  | 22.5 |  | 22.5 |  | 22.5 |  | 22.5 |  | 22.5 | 22.5 | Not Coal Steam or O/G Steam | 0.0094506 | 0.0094506 |  | 52.82%
Sun Peak Generating Station | Nevada |  | X | X | 54854 | 3 | 90972 | Combustion Turbine |  |  |  | Combustion turbine |  |  |  |  | 23.331 | 322562.027 | 24819.81 | 25.5493 | 23.331 |  | 322562.027 | 24819.81 | 23.331 |  | 23.331 |  | 23.331 |  | 23.331 |  | 23.331 |  | 23.331 |  | 23.331 |  | 23.331 | 23.331 | Not Coal Steam or O/G Steam | 0.14466 | 0.14466 |  | 10.51%
Sun Peak Generating Station | Nevada |  | X | X | 54854 | 4 | 90973 | Combustion Turbine |  |  |  | Combustion turbine |  |  |  |  | 20.451 | 283244.492 | 21903.72 | 18.3463 | 20.451 |  | 283244.492 | 21903.72 | 20.451 |  | 20.451 |  | 20.451 |  | 20.451 |  | 20.451 |  | 20.451 |  | 20.451 |  | 20.451 | 20.451 | Not Coal Steam or O/G Steam | 0.14441 | 0.14441 |  | 7.538%
Sun Peak Generating Station | Nevada |  | X | X | 54854 | 5 | 90974 | Combustion Turbine |  |  |  | Combustion turbine |  |  |  |  | 15.689 | 216523.72 | 17012.21 | 18.5607 | 15.689 |  | 216523.72 | 17012.21 | 15.689 |  | 15.689 |  | 15.689 |  | 15.689 |  | 15.689 |  | 15.689 |  | 15.689 |  | 15.689 | 15.689 | Not Coal Steam or O/G Steam | 0.14492 | 0.14492 |  | 7.636%
TS Power Plant | Nevada |  | X | X | 56224 | 001 | 89529 | O/G Steam |  |  |  | Dry bottom wall-fired boiler | Y |  |  | 218 | 170.816 | 7248961.977 | 638314.35 | 128.984 | 170.816 |  | 7248961.977 | 638314.35 | 85.408 | Y | 85.408 |  | 85.408 |  | 85.408 |  | 85.408 |  | 85.408 |  | 85.408 |  | 85.408 | 85.408 | Existing SCR | 0.023564 | 0.023564 |  | 59.35%
Tracy | Nevada |  | X | X | 2336 | 3 | 1410 | O/G Steam |  |  |  | Dry bottom wall-fired boiler |  |  |  | 108 | 72.457 | 1135952.995 | 98178.93 | 101.0607 | 72.457 |  | 1135952.995 | 98178.93 | 72.457 |  | 72.457 |  | 72.457 |  | 72.457 |  | 72.457 |  | 72.457 |  | 72.457 |  | 72.457 | 72.457 | Oil/Gas Steam Under 150 Tons (2019-2021 Average) | 0.12757 | 0.12757 |  | 37.12%
Tracy | Nevada |  | X | X | 2336 | 4 | 1411 | Combustion Turbine |  |  |  | Combustion turbine |  |  |  |  | 12.283 | 758590.108 | 59835.32 | 12.751 | 12.283 |  | 758590.108 | 59835.32 | 12.283 |  | 12.283 |  | 12.283 |  | 12.283 |  | 12.283 |  | 12.283 |  | 12.283 |  | 12.283 | 12.283 | Not Coal Steam or O/G Steam | 0.032384 | 0.032384 |  | 25.51%
Tracy | Nevada |  | X | X | 2336 | 5 | 1412 | Combustion Turbine |  |  |  | Combustion turbine |  |  |  |  | 10.846 | 703624.659 | 53700.69 | 13.9793 | 10.846 |  | 703624.659 | 53700.69 | 10.846 |  | 10.846 |  | 10.846 |  | 10.846 |  | 10.846 |  | 10.846 |  | 10.846 |  | 10.846 | 10.846 | Not Coal Steam or O/G Steam | 0.030829 | 0.030829 |  | 23.7%
Tracy | Nevada |  | X | X | 2336 | 6 | 1413 | Combined Cycle |  |  |  | Combined cycle |  |  |  |  | 136.468 | 1806180.359 | 223579.81 | 143.8827 | 136.468 |  | 1806180.359 | 223579.81 | 136.468 |  | 136.468 |  | 136.468 |  | 136.468 |  | 136.468 |  | 136.468 |  | 136.468 |  | 136.468 | 136.468 | Not Coal Steam or O/G Steam | 0.15111 | 0.15111 |  | 56.75%
Tracy | Nevada |  | X | X | 2336 | 8 | 90238 | Combined Cycle |  |  |  | Combined cycle | Y |  |  |  | 14.785 | 5727227.056 | 776832.56 | 14.456 | 14.785 |  | 5727227.056 | 776832.56 | 14.785 |  | 14.785 |  | 14.785 |  | 14.785 |  | 14.785 |  | 14.785 |  | 14.785 |  | 14.785 | 14.785 | Not Coal Steam or O/G Steam | 0.0051631 | 0.0051631 |  | 63.88%
Tracy | Nevada |  | X | X | 2336 | 9 | 90239 | Combined Cycle |  |  |  | Combined cycle | Y |  |  |  | 15.174 | 5843931.237 | 782083.7 | 14.5977 | 15.174 |  | 5843931.237 | 782083.7 | 15.174 |  | 15.174 |  | 15.174 |  | 15.174 |  | 15.174 |  | 15.174 |  | 15.174 |  | 15.174 | 15.174 | Not Coal Steam or O/G Steam | 0.0051931 | 0.0051931 |  | 63.39%
Walter M. Higgins III Generating Station | Nevada |  | X | X | 55687 | BHG1 | 10238 | Combined Cycle |  |  |  | Combined cycle | Y |  |  |  | 22.552 | 4847263.614 | 665635.86 | 20.8937 | 22.552 |  | 4847263.614 | 665635.86 | 22.552 |  | 22.552 |  | 22.552 |  | 22.552 |  | 22.552 |  | 22.552 |  | 22.552 |  | 22.552 | 22.552 | Not Coal Steam or O/G Steam | 0.009305 | 0.009305 |  | 49.32%
Walter M. Higgins III Generating Station | Nevada |  | X | X | 55687 | BHG2 | 10239 | Combined Cycle |  |  |  | Combined cycle | Y |  |  |  | 18.881 | 4561750.209 | 625567.11 | 16.8117 | 18.881 |  | 4561750.209 | 625567.11 | 18.881 |  | 18.881 |  | 18.881 |  | 18.881 |  | 18.881 |  | 18.881 |  | 18.881 |  | 18.881 | 18.881 | Not Coal Steam or O/G Steam | 0.008278 | 0.008278 |  | 41.3%
Burgess BioPower | New Hampshire |  |  |  | 58054 | ST01 | 90824 | Biomass |  |  |  | Bubbling fluidized bed boiler | Y |  |  |  | 130.306 | 4228106.238 | 275263.6 | 116.3643 | 130.306 |  | 4228106.238 | 275263.6 | 130.306 |  | 130.306 |  | 130.306 |  | 130.306 |  | 130.306 |  | 130.306 |  | 130.306 |  | 130.306 | 130.306 | Not Coal Steam or O/G Steam | 0.061638 | 0.061638 |  | 66.95%
Granite Ridge Energy | New Hampshire |  |  |  | 55170 | 0001 | 4048 | Combined Cycle |  |  |  | Combined cycle | Y |  |  |  | 25.342 | 5935687.454 | 559252.81 | 24.3413 | 25.342 |  | 5935687.454 | 559252.81 | 25.342 |  | 25.342 |  | 25.342 |  | 25.342 |  | 25.342 |  | 25.342 |  | 25.342 |  | 25.342 | 25.342 | Not Coal Steam or O/G Steam | 0.0085389 | 0.0085389 |  | 56.38%
Granite Ridge Energy | New Hampshire |  |  |  | 55170 | 0002 | 4049 | Combined Cycle |  |  |  | Combined cycle | Y |  |  |  | 27.359 | 6609927.884 | 618253.03 | 24.2523 | 27.359 |  | 6609927.884 | 618253.03 | 27.359 |  | 27.359 |  | 27.359 |  | 27.359 |  | 27.359 |  | 27.359 |  | 27.359 |  | 27.359 | 27.359 | Not Coal Steam or O/G Steam | 0.0082782 | 0.0082782 |  | 56.14%
Merrimack | New Hampshire |  |  |  | 2364 | 1 | 1417 | Coal Steam |  |  |  | Cyclone boiler | Y |  | Y | 108 | 49.323 | 418018.451 | 35268.08 | 23.13 | 49.323 |  | 418018.451 | 35268.08 | 49.323 |  | 49.323 |  | 49.323 |  | 16.7207 | Optimize SCR | 16.7207 |  | 16.7207 |  | 16.7207 |  | 16.7207 | 16.7207 | Existing SCR | 0.08 | 0.08 |  | 3.602%
Merrimack | New Hampshire |  |  |  | 2364 | 2 | 1418 | Coal Steam |  |  |  | Cyclone boiler | Y |  | Y | 330 | 42.091 | 286961.569 | 26401.19 | 55.0443 | 42.091 |  | 286961.569 | 26401.19 | 42.091 |  | 42.091 |  | 42.091 |  | 11.4785 | Optimize SCR | 11.4785 |  | 11.4785 |  | 11.4785 |  | 11.4785 | 11.4785 | Existing SCR | 0.08 | 0.08 |  | 2.964%
Newington | New Hampshire |  |  |  | 8002 | 1 | 3399 | O/G Steam |  |  |  | Tangentially-fired |  |  |  | 400 | 29.617 | 483876.925 | 39803.97 | 15.63 | 29.617 |  | 483876.925 | 39803.97 | 29.617 |  | 29.617 |  | 29.617 |  | 29.617 |  | 29.617 |  | 29.617 |  | 29.617 |  | 29.617 | 29.617 | Oil/Gas Steam Under 150 Tons (2019-2021 Average) | 0.12242 | 0.12242 |  | 1.331%
Newington Energy | New Hampshire |  |  |  | 55661 | 1 | 9222 | Combined Cycle |  |  |  | Combined cycle | Y |  |  |  | 12.445 | 2718887.807 | 374251.15 | 8.416 | 12.445 |  | 2718887.807 | 374251.15 | 12.445 |  | 12.445 |  | 12.445 |  | 12.445 |  | 12.445 |  | 12.445 |  | 12.445 |  | 12.445 | 12.445 | Not Coal Steam or O/G Steam | 0.0091545 | 0.0091545 |  | 19.45%
Newington Energy | New Hampshire |  |  |  | 55661 | 2 | 9223 | Combined Cycle |  |  |  | Combined cycle | Y |  |  |  | 13.651 | 2692579.924 | 374527.77 | 9.0263 | 13.651 |  | 2692579.924 | 374527.77 | 13.651 |  | 13.651 |  | 13.651 |  | 13.651 |  | 13.651 |  | 13.651 |  | 13.651 |  | 13.651 | 13.651 | Not Coal Steam or O/G Steam | 0.01014 | 0.01014 |  | 19.44%
Schiller | New Hampshire |  |  |  | 2367 | 4 | 1421 | Coal Steam |  |  |  | Dry bottom wall-fired boiler |  | Y |  | 48 |  |  |  | 4.8747 | [20 empty] | Coal Steam Under 100 MW, Existing SNCR | 0 | 0 |  | 2.162%
Schiller | New Hampshire |  |  |  | 2367 | 5 | 1422 | Biomass |  |  |  | Circulating fluidized bed boiler |  | Y | [5 empty] | 22.2957 | [20 empty] | Not Coal Steam or O/G Steam | 0 | 0 |  | 23.55%
Schiller | New Hampshire |  |  |  | 2367 | 6 | 1423 | Coal Steam |  |  |  | Dry bottom wall-fired boiler |  | Y |  | 48 |  |  |  | 2.0197 | [20 empty] | Coal Steam Under 100 MW, Existing SNCR | 0 | 0 |  | 1.002%
Bayonne Energy Center | New Jersey | X | X | X | 56964 | GT1 | 90481 | Combustion Turbine |  |  |  | Combustion turbine | Y |  |  |  | 1.275 | 410622.331 | 43993.75 | 0.902 | 1.275 |  | 410622.331 | 43993.75 | 1.275 |  | 1.275 |  | 1.275 |  | 1.275 |  | 1.275 |  | 1.275 |  | 1.275 |  | 1.275 | 1.275 | Not Coal Steam or O/G Steam | 0.0062101 | 0.0062101 |  | 12.83%
Bayonne Energy Center | New Jersey | X | X | X | 56964 | GT10 | 91188 | Combustion Turbine |  |  |  | Combustion turbine | Y |  |  |  | 1.509 | 403551.918 | 41758.25 | 2.9523 | 1.509 |  | 403551.918 | 41758.25 | 1.509 |  | 1.509 |  | 1.509 |  | 1.509 |  | 1.509 |  | 1.509 |  | 1.509 |  | 1.509 | 1.509 | Not Coal Steam or O/G Steam | 0.0074786 | 0.0074786 |  | 15.06%
Bayonne Energy Center | New Jersey | X | X | X | 56964 | GT2 | 90482 | Combustion Turbine |  |  |  | Combustion turbine | Y |  |  |  | 1.044 | 339015.516 | 35404.09 | 0.88667 | 1.044 |  | 339015.516 | 35404.09 | 1.044 |  | 1.044 |  | 1.044 |  | 1.044 |  | 1.044 |  | 1.044 |  | 1.044 |  | 1.044 | 1.044 | Not Coal Steam or O/G Steam | 0.006159 | 0.006159 |  | 12.54%
Bayonne Energy Center | New Jersey | X | X | X | 56964 | GT3 | 90483 | Combustion Turbine |  |  |  | Combustion turbine | Y |  |  |  | 1.003 | 345578.733 | 35782.22 | 0.95267 | 1.003 |  | 345578.733 | 35782.22 | 1.003 |  | 1.003 |  | 1.003 |  | 1.003 |  | 1.003 |  | 1.003 |  | 1.003 |  | 1.003 | 1.003 | Not Coal Steam or O/G Steam | 0.0058048 | 0.0058048 |  | 13.77%
Bayonne Energy Center | New Jersey | X | X | X | 56964 | GT4 | 90484 | Combustion Turbine |  |  |  | Combustion turbine | Y |  |  |  | 1.28 | 402959.881 | 43287.72 | 1.1067 | 1.28 |  | 402959.881 | 43287.72 | 1.28 |  | 1.28 |  | 1.28 |  | 1.28 |  | 1.28 |  | 1.28 |  | 1.28 |  | 1.28 | 1.28 | Not Coal Steam or O/G Steam | 0.006353 | 0.006353 |  | 15.32%
Bayonne Energy Center | New Jersey | X | X | X | 56964 | GT5 | 90485 | Combustion Turbine |  |  |  | Combustion turbine | Y |  |  |  | 0.582 | 166491.136 | 18765.83 | 0.89233 | 0.582 |  | 166491.136 | 18765.83 | 0.582 |  | 0.582 |  | 0.582 |  | 0.582 |  | 0.582 |  | 0.582 |  | 0.582 |  | 0.582 | 0.582 | Not Coal Steam or O/G Steam | 0.0069914 | 0.0069914 |  | 12.11%
Bayonne Energy Center | New Jersey | X | X | X | 56964 | GT6 | 90486 | Combustion Turbine |  |  |  | Combustion turbine | Y |  |  |  | 1.152 | 360466.29 | 37155.14 | 1.1383 | 1.152 |  | 360466.29 | 37155.14 | 1.152 |  | 1.152 |  | 1.152 |  | 1.152 |  | 1.152 |  | 1.152 |  | 1.152 |  | 1.152 | 1.152 | Not Coal Steam or O/G Steam | 0.0063917 | 0.0063917 |  | 16.12%
Bayonne Energy Center | New Jersey | X | X | X | 56964 | GT7 | 90487 | Combustion Turbine |  |  |  | Combustion turbine | Y |  |  |  | 1.005 | 328662.66 | 34779.13 | 1.134 | 1.005 |  | 328662.66 | 34779.13 | 1.005 |  | 1.005 |  | 1.005 |  | 1.005 |  | 1.005 |  | 1.005 |  | 1.005 |  | 1.005 | 1.005 | Not Coal Steam or O/G Steam | 0.0061157 | 0.0061157 |  | 16.13%
Bayonne Energy Center | New Jersey | X | X | X | 56964 | GT8 | 90488 | Combustion Turbine |  |  |  | Combustion turbine | Y |  |  |  | 1.167 | 380369.988 | 39822.35 | 1.1463 | 1.167 |  | 380369.988 | 39822.35 | 1.167 |  | 1.167 |  | 1.167 |  | 1.167 |  | 1.167 |  | 1.167 |  | 1.167 |  | 1.167 | 1.167 | Not Coal Steam or O/G Steam | 0.0061361 | 0.0061361 |  | 16.07%
Bayonne Energy Center | New Jersey | X | X | X | 56964 | GT9 | 91187 | Combustion Turbine |  |  |  | Combustion turbine | Y |  |  |  | 1.66 | 431378.828 | 44656.05 | 3.0947 | 1.66 |  | 431378.828 | 44656.05 | 1.66 |  | 1.66 |  | 1.66 |  | 1.66 |  | 1.66 |  | 1.66 |  | 1.66 |  | 1.66 | 1.66 | Not Coal Steam or O/G Steam | 0.0076963 | 0.0076963 |  | 18.43%
Bergen Generating Station | New Jersey | X | X | X | 2398 | 1101 | 1485 | Combined Cycle |  |  |  | Combined cycle |  |  |  |  | 17.43 | 734387.906 | 56497.51 | 18.6513 | 17.43 |  | 734387.906 | 56497.51 | 17.43 |  | 17.43 |  | 17.43 |  | 17.43 |  | 17.43 |  | 17.43 |  | 17.43 |  | 17.43 | 17.43 | Not Coal Steam or O/G Steam | 0.047468 | 0.047468 |  | 17.23%
Bergen Generating Station | New Jersey | X | X | X | 2398 | 1201 | 1486 | Combined Cycle |  |  |  | Combined cycle |  |  |  |  | 16.415 | 673037.473 | 53855.81 | 18.716 | 16.415 |  | 673037.473 | 53855.81 | 16.415 |  | 16.415 |  | 16.415 |  | 16.415 |  | 16.415 |  | 16.415 |  | 16.415 |  | 16.415 | 16.415 | Not Coal Steam or O/G Steam | 0.048779 | 0.048779 |  | 16.68%
Bergen Generating Station | New Jersey | X | X | X | 2398 | 1301 | 1487 | Combined Cycle |  |  |  | Combined cycle |  |  |  |  | 16.355 | 830583.078 | 69160.82 | 18.4003 | 16.355 |  | 830583.078 | 69160.82 | 16.355 |  | 16.355 |  | 16.355 |  | 16.355 |  | 16.355 |  | 16.355 |  | 16.355 |  | 16.355 | 16.355 | Not Coal Steam or O/G Steam | 0.039382 | 0.039382 |  | 17.79%
Bergen Generating Station | New Jersey | X | X | X | 2398 | 1401 | 1488 | Combined Cycle |  |  |  | Combined cycle |  |  |  |  | 23.857 | 1417835.246 | 118542.74 | 21.0707 | 23.857 |  | 1417835.246 | 118542.74 | 23.857 |  | 23.857 |  | 23.857 |  | 23.857 |  | 23.857 |  | 23.857 |  | 23.857 |  | 23.857 | 23.857 | Not Coal Steam or O/G Steam | 0.033653 | 0.033653 |  | 22.13%
Bergen Generating Station | New Jersey | X | X | X | 2398 | 2101 | 1490 | Combined Cycle |  |  |  | Combined cycle | Y |  |  |  | 6.999 | 2017170.107 | 174236.25 | 11.9103 | 6.999 |  | 2017170.107 | 174236.25 | 6.999 |  | 6.999 |  | 6.999 |  | 6.999 |  | 6.999 |  | 6.999 |  | 6.999 |  | 6.999 | 6.999 | Not Coal Steam or O/G Steam | 0.0069394 | 0.0069394 |  | 29.29%
Bergen Generating Station | New Jersey | X | X | X | 2398 | 2201 | 1491 | Combined Cycle |  |  |  | Combined cycle | Y |  |  |  | 10.644 | 1605975.332 | 139664.8 | 12.409 | 10.644 |  | 1605975.332 | 139664.8 | 10.644 |  | 10.644 |  | 10.644 |  | 9.6359 | Optimize SCR | 9.6359 |  | 9.6359 |  | 9.6359 |  | 9.6359 | 9.6359 | Not Coal Steam or O/G Steam | 0.012 | 0.012 |  | 27.13%
Burlington Generating Station | New Jersey | X | X | X | 2399 | 121 | 1498 | Combustion Turbine |  |  |  | Combustion turbine |  |  |  |  | 1.697 | 37677.029 | 4030.05 | 1.1923 | 1.697 |  | 37677.029 | 4030.05 | 1.697 |  | 1.697 |  | 1.697 |  | 1.697 |  | 1.697 |  | 1.697 |  | 1.697 |  | 1.697 | 1.697 | Not Coal Steam or O/G Steam | 0.090081 | 0.090081 |  | 1.565%
Burlington Generating Station | New Jersey | X | X | X | 2399 | 122 | 1499 | Combustion Turbine |  |  |  | Combustion turbine |  |  |  |  | 1.668 | 37132.63 | 3808.22 | 1.1163 | 1.668 |  | 37132.63 | 3808.22 | 1.668 |  | 1.668 |  | 1.668 |  | 1.668 |  | 1.668 |  | 1.668 |  | 1.668 |  | 1.668 | 1.668 | Not Coal Steam or O/G Steam | 0.08984 | 0.08984 |  | 1.473%
Burlington Generating Station | New Jersey | X | X | X | 2399 | 123 | 1500 | Combustion Turbine |  |  |  | Combustion turbine |  |  |  |  | 1.565 | 34480.868 | 3712.16 | 1.0783 | 1.565 |  | 34480.868 | 3712.16 | 1.565 |  | 1.565 |  | 1.565 |  | 1.565 |  | 1.565 |  | 1.565 |  | 1.565 |  | 1.565 | 1.565 | Not Coal Steam or O/G Steam | 0.090775 | 0.090775 |  | 1.391%
Burlington Generating Station | New Jersey | X | X | X | 2399 | 124 | 1501 | Combustion Turbine |  |  |  | Combustion turbine |  |  |  |  | 1.657 | 37148.681 | 3733.01 | 1.1317 | 1.657 |  | 37148.681 | 3733.01 | 1.657 |  | 1.657 |  | 1.657 |  | 1.657 |  | 1.657 |  | 1.657 |  | 1.657 |  | 1.657 | 1.657 | Not Coal Steam or O/G Steam | 0.089209 | 0.089209 |  | 1.439%
Camden Plant Holding, LLC | New Jersey | X | X | X | 10751 | 002001 | 3583 | Combined Cycle |  |  |  | Combined cycle | Y |  |  |  | 12.493 | 576625.554 | 61384.43 | 12.8047 | 12.493 |  | 576625.554 | 61384.43 | 12.493 |  | 12.493 |  | 12.493 |  | 3.4598 | Optimize SCR | 3.4598 |  | 3.4598 |  | 3.4598 |  | 3.4598 | 3.4598 | Not Coal Steam or O/G Steam | 0.012 | 0.012 |  | 12.77%
Carlls Corner Energy Center | New Jersey | X | X | X | 2379 | 002001 | 1429 | Combustion Turbine |  |  |  | Combustion turbine |  |  |  |  | 19.265 | 55045.9 | 2144 | 21.195 | 19.265 |  | 55045.9 | 2144 | 19.265 |  | 19.265 |  | 19.265 |  | 19.265 |  | 19.265 |  | 19.265 |  | 19.265 |  | 19.265 | 19.265 | Not Coal Steam or O/G Steam | 0.69996 | 0.69996 |  | 2.303%
Carlls Corner Energy Center | New Jersey | X | X | X | 2379 | 003001 | 1430 | Combustion Turbine |  |  |  | Combustion turbine |  |  |  |  | 23.057 | 65871.6 | 2522 | 26.3887 | 23.057 |  | 65871.6 | 2522 | 23.057 |  | 23.057 |  | 23.057 |  | 23.057 |  | 23.057 |  | 23.057 |  | 23.057 |  | 23.057 | 23.057 | Not Coal Steam or O/G Steam | 0.70006 | 0.70006 |  | 2.871%
Carneys Point | New Jersey | X | X | X | 10566 | 1001 | 3554 | Coal Steam | 6 | 2022 | 2023 | Dry bottom wall-fired boiler | Y |  |  | 122 | 93.144 | 1573865.47 |  | 99.1687 | 0 | Y | 0 | 0 | 0 |  | 0 |  | 0 |  | 0 |  | 0 |  | 0 |  | 0 |  | 0 | 0 | Retired | 0 | 0 |  | 31.12%
Carneys Point | New Jersey | X | X | X | 10566 | 1002 | 3555 | Coal Steam | 6 | 2022 | 2023 | Dry bottom wall-fired boiler | Y |  |  | 122 | 87.286 | 1498416.798 |  | 92.1817 | 0 | Y | 0 | 0 | 0 |  | 0 |  | 0 |  | 0 |  | 0 |  | 0 |  | 0 |  | 0 | 0 | Retired | 0 | 0 |  | 29.54%
Clayville | New Jersey | X | X | X | 58235 | U1 | 90845 | Combustion Turbine |  |  |  | Combustion turbine | Y |  |  |  | 2.424 | 379003.818 | 40515.29 | 2.764 | 2.424 |  | 379003.818 | 40515.29 | 2.424 |  | 2.424 |  | 2.424 |  | 2.424 |  | 2.424 |  | 2.424 |  | 2.424 |  | 2.424 | 2.424 | Not Coal Steam or O/G Steam | 0.012791 | 0.012791 |  | 16.36%
Cumberland Energy Center | New Jersey | X | X | X | 5083 | 004001 | 2668 | Combustion Turbine |  |  |  | Combustion turbine |  |  |  |  | 4.068 | 105501.556 | 7238.52 | 6.4923 | 4.068 |  | 105501.556 | 7238.52 | 4.068 |  | 4.068 |  | 4.068 |  | 4.068 |  | 4.068 |  | 4.068 |  | 4.068 |  | 4.068 | 4.068 | Not Coal Steam or O/G Steam | 0.077117 | 0.077117 |  | 3.653%
Cumberland Energy Center | New Jersey | X | X | X | 5083 | 05001 | 90246 | Combustion Turbine |  |  |  | Combustion turbine | Y |  |  |  | 1.374 | 294889.375 | 32188.6 | 1.39 | 1.374 |  | 294889.375 | 32188.6 | 1.374 |  | 1.374 |  | 1.374 |  | 1.374 |  | 1.374 |  | 1.374 |  | 1.374 |  | 1.374 | 1.374 | Not Coal Steam or O/G Steam | 0.0093187 | 0.0093187 |  | 7.092%
EFS Parlin Holdings, LLC | New Jersey | X | X | X | 50799 | 001001 | 3696 | Combined Cycle |  |  |  | Combined cycle | Y |  |  |  | 1.249 | 38918.373 | 3945.4 | 1.1933 | 1.249 |  | 38918.373 | 3945.4 | 1.249 |  | 1.249 |  | 1.249 |  | 0.23351 | Optimize SCR | 0.23351 |  | 0.23351 |  | 0.23351 |  | 0.23351 | 0.23351 | Not Coal Steam or O/G Steam | 0.012 | 0.012 |  | 1.497%
EFS Parlin Holdings, LLC | New Jersey | X | X | X | 50799 | 003001 | 3697 | Combined Cycle |  |  |  | Combined cycle | Y |  |  |  | 1.445 | 47189.514 | 4751.04 | 1.24 | 1.445 |  | 47189.514 | 4751.04 | 1.445 |  | 1.445 |  | 1.445 |  | 0.28314 | Optimize SCR | 0.28314 |  | 0.28314 |  | 0.28314 |  | 0.28314 | 0.28314 | Not Coal Steam or O/G Steam | 0.012 | 0.012 |  | 1.608%
Eagle Point Power Generation | New Jersey | X | X | X | 50561 | 0001 | 3672 | Combined Cycle |  |  |  | Combined cycle |  |  |  |  | 9.636 | 689198.876 | 85001.6 | 18.4173 | 9.636 |  | 689198.876 | 85001.6 | 9.636 |  | 9.636 |  | 9.636 |  | 9.636 |  | 9.636 |  | 9.636 |  | 9.636 |  | 9.636 | 9.636 | Not Coal Steam or O/G Steam | 0.027963 | 0.027963 |  | 22.72%
Eagle Point Power Generation | New Jersey | X | X | X | 50561 | 0002 | 3673 | Combined Cycle |  |  |  | Combined cycle |  |  |  |  | 7.529 | 724462.134 | 89265.45 | 17.8247 | 7.529 |  | 724462.134 | 89265.45 | 7.529 |  | 7.529 |  | 7.529 |  | 7.529 |  | 7.529 |  | 7.529 |  | 7.529 |  | 7.529 | 7.529 | Not Coal Steam or O/G Steam | 0.020785 | 0.020785 |  | 24.54%
Elmwood Power LLC | New Jersey | X | X | X | 50852 | 002001 | 3698 | Combined Cycle | 3 | 2021 | 2023 | Combined cycle | [7 empty] | 0.273 | 0 | Y | 0 | 0 | 0 |  | 0 |  | 0 |  | 0 |  | 0 |  | 0 |  | 0 |  | 0 | 0 | Not Coal Steam or O/G Steam | 0 | 0 |  | 0.3002%
Essex | New Jersey | X | X | X | 2401 | 35001 | 1534 | Combustion Turbine |  |  |  | Combustion turbine |  |  |  |  | 3.6 | 42289.632 | 3045.36 | 1.631 | 3.6 |  | 42289.632 | 3045.36 | 3.6 |  | 3.6 |  | 3.6 |  | 3.6 |  | 3.6 |  | 3.6 |  | 3.6 |  | 3.6 | 3.6 | Not Coal Steam or O/G Steam | 0.17025 | 0.17025 |  | 0.5237%
Forked River Power | New Jersey | X | X | X | 7138 | 002001 | 2945 | Combustion Turbine |  |  |  | Combustion turbine |  |  |  |  | 2.829 | 40904.5 | 3109.3 | 2.2433 | 2.829 |  | 40904.5 | 3109.3 | 2.829 |  | 2.829 |  | 2.829 |  | 2.829 |  | 2.829 |  | 2.829 |  | 2.829 |  | 2.829 | 2.829 | Not Coal Steam or O/G Steam | 0.13832 | 0.13832 |  | 1.635%
Forked River Power | New Jersey | X | X | X | 7138 | 003001 | 2946 | Combustion Turbine |  |  |  | Combustion turbine |  |  |  |  | 3.669 | 46490.8 | 3516.63 | 2.613 | 3.669 |  | 46490.8 | 3516.63 | 3.669 |  | 3.669 |  | 3.669 |  | 3.669 |  | 3.669 |  | 3.669 |  | 3.669 |  | 3.669 | 3.669 | Not Coal Steam or O/G Steam | 0.15784 | 0.15784 |  | 1.58%
Gilbert Generating Station | New Jersey | X | X | X | 2393 | 04 | 1477 | Combined Cycle |  |  |  | Combined cycle |  |  |  |  | 1.502 | 117420.895 | 8764.16 | 0.87733 | 1.502 |  | 117420.895 | 8764.16 | 1.502 |  | 1.502 |  | 1.502 |  | 1.502 |  | 1.502 |  | 1.502 |  | 1.502 |  | 1.502 | 1.502 | Not Coal Steam or O/G Steam | 0.025583 | 0.025583 |  | 1.758%
Gilbert Generating Station | New Jersey | X | X | X | 2393 | 05 | 1478 | Combined Cycle |  |  |  | Combined cycle |  |  |  |  | 1.312 | 107838.117 | 8217.52 | 0.67733 | 1.312 |  | 107838.117 | 8217.52 | 1.312 |  | 1.312 |  | 1.312 |  | 1.312 |  | 1.312 |  | 1.312 |  | 1.312 |  | 1.312 | 1.312 | Not Coal Steam or O/G Steam | 0.024333 | 0.024333 |  | 1.509%
Gilbert Generating Station | New Jersey | X | X | X | 2393 | 06 | 1479 | Combined Cycle |  |  |  | Combined cycle |  |  |  |  | 1.188 | 135091.468 | 10287.88 | 0.60567 | 1.188 |  | 135091.468 | 10287.88 | 1.188 |  | 1.188 |  | 1.188 |  | 1.188 |  | 1.188 |  | 1.188 |  | 1.188 |  | 1.188 | 1.188 | Not Coal Steam or O/G Steam | 0.017588 | 0.017588 |  | 1.799%
Gilbert Generating Station | New Jersey | X | X | X | 2393 | 07 | 1480 | Combined Cycle |  |  |  | Combined cycle |  |  |  |  | 1.621 | 122288.061 | 9384.09 | 0.82167 | 1.621 |  | 122288.061 | 9384.09 | 1.621 |  | 1.621 |  | 1.621 |  | 1.621 |  | 1.621 |  | 1.621 |  | 1.621 |  | 1.621 | 1.621 | Not Coal Steam or O/G Steam | 0.026511 | 0.026511 |  | 1.535%
Gilbert Generating Station | New Jersey | X | X | X | 2393 | 9 | 1481 | Combustion Turbine |  |  |  | Combustion turbine |  |  |  |  | 5.029 | 125470.388 | 11370.67 | 2.38 | 5.029 |  | 125470.388 | 11370.67 | 5.029 |  | 5.029 |  | 5.029 |  | 5.029 |  | 5.029 |  | 5.029 |  | 5.029 |  | 5.029 | 5.029 | Not Coal Steam or O/G Steam | 0.080162 | 0.080162 |  | 0.8383%
Howard M Down | New Jersey | X | X | X | 2434 | U11 | 90625 | Combustion Turbine |  |  |  | Combustion turbine | Y |  |  |  | 2.481 | 311216.282 | 31736.62 | 2.5267 | 2.481 |  | 311216.282 | 31736.62 | 2.481 |  | 2.481 |  | 2.481 |  | 2.481 |  | 2.481 |  | 2.481 |  | 2.481 |  | 2.481 | 2.481 | Not Coal Steam or O/G Steam | 0.015944 | 0.015944 |  | 17.08%
Kearny Generating Station | New Jersey | X | X | X | 2404 | 121 | 1540 | Combustion Turbine |  |  |  | Combustion turbine |  |  |  |  | 2.72 | 59666.894 | 5629.51 | 2.6543 | 2.72 |  | 59666.894 | 5629.51 | 2.72 |  | 2.72 |  | 2.72 |  | 2.72 |  | 2.72 |  | 2.72 |  | 2.72 |  | 2.72 | 2.72 | Not Coal Steam or O/G Steam | 0.091173 | 0.091173 |  | 3.403%
Kearny Generating Station | New Jersey | X | X | X | 2404 | 122 | 1541 | Combustion Turbine |  |  |  | Combustion turbine |  |  |  |  | 2.624 | 58112.011 | 5621.64 | 2.6577 | 2.624 |  | 58112.011 | 5621.64 | 2.624 |  | 2.624 |  | 2.624 |  | 2.624 |  | 2.624 |  | 2.624 |  | 2.624 |  | 2.624 | 2.624 | Not Coal Steam or O/G Steam | 0.090308 | 0.090308 |  | 3.455%
Kearny Generating Station | New Jersey | X | X | X | 2404 | 123 | 1542 | Combustion Turbine |  |  |  | Combustion turbine |  |  |  |  | 2.499 | 55767.021 | 5410.95 | 2.4687 | 2.499 |  | 55767.021 | 5410.95 | 2.499 |  | 2.499 |  | 2.499 |  | 2.499 |  | 2.499 |  | 2.499 |  | 2.499 |  | 2.499 | 2.499 | Not Coal Steam or O/G Steam | 0.089623 | 0.089623 |  | 3.26%
Kearny Generating Station | New Jersey | X | X | X | 2404 | 124 | 1543 | Combustion Turbine |  |  |  | Combustion turbine |  |  |  |  | 2.441 | 59296.426 | 5472.42 | 2.4383 | 2.441 |  | 59296.426 | 5472.42 | 2.441 |  | 2.441 |  | 2.441 |  | 2.441 |  | 2.441 |  | 2.441 |  | 2.441 |  | 2.441 | 2.441 | Not Coal Steam or O/G Steam | 0.082332 | 0.082332 |  | 3.411%
Kearny Generating Station | New Jersey | X | X | X | 2404 | 131 | 90777 | Combustion Turbine |  |  |  | Combustion turbine | Y |  |  |  | 0.365 | 90269.258 | 8287.9 | 0.254 | 0.365 |  | 90269.258 | 8287.9 | 0.365 |  | 0.365 |  | 0.365 |  | 0.365 |  | 0.365 |  | 0.365 |  | 0.365 |  | 0.365 | 0.365 | Not Coal Steam or O/G Steam | 0.0080869 | 0.0080869 |  | 3.518%
Kearny Generating Station | New Jersey | X | X | X | 2404 | 132 | 90778 | Combustion Turbine |  |  |  | Combustion turbine | Y |  |  |  | 0.275 | 60128.613 | 5399.51 | 0.23433 | 0.275 |  | 60128.613 | 5399.51 | 0.275 |  | 0.275 |  | 0.275 |  | 0.275 |  | 0.275 |  | 0.275 |  | 0.275 |  | 0.275 | 0.275 | Not Coal Steam or O/G Steam | 0.0091471 | 0.0091471 |  | 2.968%
Kearny Generating Station | New Jersey | X | X | X | 2404 | 133 | 90779 | Combustion Turbine |  |  |  | Combustion turbine | Y |  |  |  | 0.295 | 86223.823 | 7825.19 | 0.18 | 0.295 |  | 86223.823 | 7825.19 | 0.295 |  | 0.295 |  | 0.295 |  | 0.295 |  | 0.295 |  | 0.295 |  | 0.295 |  | 0.295 | 0.295 | Not Coal Steam or O/G Steam | 0.0068427 | 0.0068427 |  | 2.831%
Kearny Generating Station | New Jersey | X | X | X | 2404 | 134 | 90780 | Combustion Turbine |  |  |  | Combustion turbine | Y |  |  |  | 0.383 | 85907.116 | 7846.23 | 0.22967 | 0.383 |  | 85907.116 | 7846.23 | 0.383 |  | 0.383 |  | 0.383 |  | 0.383 |  | 0.383 |  | 0.383 |  | 0.383 |  | 0.383 | 0.383 | Not Coal Steam or O/G Steam | 0.0089166 | 0.0089166 |  | 3.101%
Kearny Generating Station | New Jersey | X | X | X | 2404 | 141 | 90781 | Combustion Turbine |  |  |  | Combustion turbine | Y |  |  |  | 0.43 | 116883.887 | 10886.15 | 0.38033 | 0.43 |  | 116883.887 | 10886.15 | 0.43 |  | 0.43 |  | 0.43 |  | 0.43 |  | 0.43 |  | 0.43 |  | 0.43 |  | 0.43 | 0.43 | Not Coal Steam or O/G Steam | 0.0073577 | 0.0073577 |  | 5.745%
Kearny Generating Station | New Jersey | X | X | X | 2404 | 142 | 90782 | Combustion Turbine |  |  |  | Combustion turbine | Y |  |  |  | 0.396 | 118597.199 | 11173.73 | 0.358 | 0.396 |  | 118597.199 | 11173.73 | 0.396 |  | 0.396 |  | 0.396 |  | 0.396 |  | 0.396 |  | 0.396 |  | 0.396 |  | 0.396 | 0.396 | Not Coal Steam or O/G Steam | 0.0066781 | 0.0066781 |  | 5.925%
Lakewood | New Jersey | X | X | X | 54640 | 001001 | 3790 | Combined Cycle |  |  |  | Combined cycle | Y |  |  |  | 7.988 | 867717.726 | 71370.51 | 8.449 | 7.988 |  | 867717.726 | 71370.51 | 7.988 |  | 7.988 |  | 7.988 |  | 5.2063 | Optimize SCR | 5.2063 |  | 5.2063 |  | 5.2063 |  | 5.2063 | 5.2063 | Not Coal Steam or O/G Steam | 0.012 | 0.012 |  | 20.95%
Lakewood | New Jersey | X | X | X | 54640 | 002001 | 3791 | Combined Cycle |  |  |  | Combined cycle | Y |  |  |  | 7.372 | 829559.331 | 68405.51 | 8.2653 | 7.372 |  | 829559.331 | 68405.51 | 7.372 |  | 7.372 |  | 7.372 |  | 4.9774 | Optimize SCR | 4.9774 |  | 4.9774 |  | 4.9774 |  | 4.9774 | 4.9774 | Not Coal Steam or O/G Steam | 0.012 | 0.012 |  | 20.82%
Linden Cogeneration Facility | New Jersey | X | X | X | 50006 | 004001 | 3630 | Combined Cycle |  |  |  | Combined cycle | Y |  |  |  | 16.145 | 5648987.71 | 866682.77 | 14.9287 | 16.145 |  | 5648987.71 | 866682.77 | 16.145 |  | 16.145 |  | 16.145 |  | 16.145 |  | 16.145 |  | 16.145 |  | 16.145 |  | 16.145 | 16.145 | Not Coal Steam or O/G Steam | 0.0057161 | 0.0057161 |  | 70.66%
Linden Cogeneration Facility | New Jersey | X | X | X | 50006 | 005001 | 3631 | Combined Cycle |  |  |  | Combined cycle | Y |  |  |  | 31.946 | 2759981.328 | 388410.17 | 37.7423 | 31.946 |  | 2759981.328 | 388410.17 | 31.946 |  | 31.946 |  | 31.946 |  | 16.5599 | Optimize SCR | 16.5599 |  | 16.5599 |  | 16.5599 |  | 16.5599 | 16.5599 | Not Coal Steam or O/G Steam | 0.012 | 0.012 |  | 60.8%
Linden Cogeneration Facility | New Jersey | X | X | X | 50006 | 006001 | 3632 | Combined Cycle |  |  |  | Combined cycle | Y |  |  |  | 37.644 | 3348260.982 | 472514.24 | 38.7853 | 37.644 |  | 3348260.982 | 472514.24 | 37.644 |  | 37.644 |  | 37.644 |  | 20.0896 | Optimize SCR | 20.0896 |  | 20.0896 |  | 20.0896 |  | 20.0896 | 20.0896 | Not Coal Steam or O/G Steam | 0.012 | 0.012 |  | 41.56%
Linden Cogeneration Facility | New Jersey | X | X | X | 50006 | 007001 | 3633 | Combined Cycle |  |  |  | Combined cycle | Y |  |  |  | 37.347 | 3325607.987 | 471072.96 | 38.0827 | 37.347 |  | 3325607.987 | 471072.96 | 37.347 |  | 37.347 |  | 37.347 |  | 19.9536 | Optimize SCR | 19.9536 |  | 19.9536 |  | 19.9536 |  | 19.9536 | 19.9536 | Not Coal Steam or O/G Steam | 0.012 | 0.012 |  | 61.97%
Linden Cogeneration Facility | New Jersey | X | X | X | 50006 | 008001 | 3634 | Combined Cycle |  |  |  | Combined cycle | Y |  |  |  | 36.063 | 3220289.336 | 450343.23 | 37.4387 | 36.063 |  | 3220289.336 | 450343.23 | 36.063 |  | 36.063 |  | 36.063 |  | 19.3217 | Optimize SCR | 19.3217 |  | 19.3217 |  | 19.3217 |  | 19.3217 | 19.3217 | Not Coal Steam or O/G Steam | 0.012 | 0.012 |  | 60.52%
Linden Cogeneration Facility | New Jersey | X | X | X | 50006 | 009001 | 3635 | Combined Cycle |  |  |  | Combined cycle | Y |  |  |  | 34.38 | 3006337.261 | 425536.27 | 36.162 | 34.38 |  | 3006337.261 | 425536.27 | 34.38 |  | 34.38 |  | 34.38 |  | 18.038 | Optimize SCR | 18.038 |  | 18.038 |  | 18.038 |  | 18.038 | 18.038 | Not Coal Steam or O/G Steam | 0.012 | 0.012 |  | 52.39%
Linden Generating Station | New Jersey | X | X | X | 2406 | 1101 | 1552 | Combined Cycle |  |  |  | Combined cycle | Y |  |  |  | 16.674 | 4173349.481 | 576665.12 | 15.8753 | 16.674 |  | 4173349.481 | 576665.12 | 16.674 |  | 16.674 |  | 16.674 |  | 16.674 |  | 16.674 |  | 16.674 |  | 16.674 |  | 16.674 | 16.674 | Not Coal Steam or O/G Steam | 0.0079907 | 0.0079907 |  | 42.79%
Linden Generating Station | New Jersey | X | X | X | 2406 | 1201 | 1553 | Combined Cycle |  |  |  | Combined cycle | Y |  |  |  | 16.213 | 4249158.887 | 582421.38 | 16.187 | 16.213 |  | 4249158.887 | 582421.38 | 16.213 |  | 16.213 |  | 16.213 |  | 16.213 |  | 16.213 |  | 16.213 |  | 16.213 |  | 16.213 | 16.213 | Not Coal Steam or O/G Steam | 0.0076312 | 0.0076312 |  | 38.45%
Linden Generating Station | New Jersey | X | X | X | 2406 | 2101 | 1558 | Combined Cycle |  |  |  | Combined cycle | Y |  |  |  | 14.215 | 3674944 | 513309.95 | 13.3837 | 14.215 |  | 3674944 | 513309.95 | 14.215 |  | 14.215 |  | 14.215 |  | 14.215 |  | 14.215 |  | 14.215 |  | 14.215 |  | 14.215 | 14.215 | Not Coal Steam or O/G Steam | 0.0077362 | 0.0077362 |  | 34.4%
Linden Generating Station | New Jersey | X | X | X | 2406 | 2201 | 1559 | Combined Cycle |  |  |  | Combined cycle | Y |  |  |  | 15.188 | 3343540.155 | 465611.59 | 14.0933 | 15.188 |  | 3343540.155 | 465611.59 | 15.188 |  | 15.188 |  | 15.188 |  | 15.188 |  | 15.188 |  | 15.188 |  | 15.188 |  | 15.188 | 15.188 | Not Coal Steam or O/G Steam | 0.009085 | 0.009085 |  | 33.99%
Linden Generating Station | New Jersey | X | X | X | 2406 | 5 | 1561 | Combustion Turbine |  |  |  | Combustion turbine |  |  |  |  | 1.023 | 70873.726 | 6301.93 | 0.612 | 1.023 |  | 70873.726 | 6301.93 | 1.023 |  | 1.023 |  | 1.023 |  | 1.023 |  | 1.023 |  | 1.023 |  | 1.023 |  | 1.023 | 1.023 | Not Coal Steam or O/G Steam | 0.028868 | 0.028868 |  | 0.8851%
Linden Generating Station | New Jersey | X | X | X | 2406 | 6 | 1562 | Combustion Turbine |  |  |  | Combustion turbine |  |  |  |  | 1.425 | 69220.068 | 6062.4 | 0.83333 | 1.425 |  | 69220.068 | 6062.4 | 1.425 |  | 1.425 |  | 1.425 |  | 1.425 |  | 1.425 |  | 1.425 |  | 1.425 |  | 1.425 | 1.425 | Not Coal Steam or O/G Steam | 0.041173 | 0.041173 |  | 0.8606%
Linden Generating Station | New Jersey | X | X | X | 2406 | 7 | 1563 | Combustion Turbine |  |  |  | Combustion turbine |  |  |  |  | 1.281 | 66223.803 | 5257.25 | 0.79267 | 1.281 |  | 66223.803 | 5257.25 | 1.281 |  | 1.281 |  | 1.281 |  | 1.281 |  | 1.281 |  | 1.281 |  | 1.281 |  | 1.281 | 1.281 | Not Coal Steam or O/G Steam | 0.038687 | 0.038687 |  | 0.8198%
Linden Generating Station | New Jersey | X | X | X | 2406 | 8 | 1565 | Combustion Turbine |  |  |  | Combustion turbine |  |  |  |  | 1.303 | 70128.803 | 5528.35 | 0.85533 | 1.303 |  | 70128.803 | 5528.35 | 1.303 |  | 1.303 |  | 1.303 |  | 1.303 |  | 1.303 |  | 1.303 |  | 1.303 |  | 1.303 | 1.303 | Not Coal Steam or O/G Steam | 0.03716 | 0.03716 |  | 0.8898%
Logan Generating Plant | New Jersey | X | X | X | 10043 | 1001 | 3524 | Coal Steam | 5 | 2022 | 2023 | Dry bottom wall-fired boiler | Y |  |  | 219 | 211.964 | 3524181.664 |  | 172.7677 | 0 | Y | 0 | 0 | 0 |  | 0 |  | 0 |  | 0 |  | 0 |  | 0 |  | 0 |  | 0 | 0 | Retired | 0 | 0 |  | 29.82%
Mickleton Energy Center | New Jersey | X | X | X | 8008 | 001001 | 3422 | Combustion Turbine |  |  |  | Combustion turbine | Y |  |  |  | 42.424 | 76440 | 2470 | 14.9493 | 42.424 |  | 76440 | 2470 | 42.424 |  | 42.424 |  | 42.424 |  | 1.1466 | Optimize SCR | 1.1466 |  | 1.1466 |  | 1.1466 |  | 1.1466 | 1.1466 | Not Coal Steam or O/G Steam | 0.03 | 0.03 |  | 0.6718%
Newark Bay Cogen | New Jersey | X | X | X | 50385 | 1001 | 3650 | Combined Cycle | 5 | 2022 | 2023 | Combined cycle | Y |  |  |  | 3.254 | 204141.843 | 22133.91 | 3.9937 | 0 | Y | 0 | 0 | 0 |  | 0 |  | 0 |  | 0 |  | 0 |  | 0 |  | 0 |  | 0 | 0 | Not Coal Steam or O/G Steam | 0 | 0 |  | 7.84%
Newark Bay Cogen | New Jersey | X | X | X | 50385 | 2001 | 3651 | Combined Cycle | 5 | 2022 | 2023 | Combined cycle | Y |  |  |  | 2.86 | 207740.473 | 23663.91 | 2.8357 | 0 | Y | 0 | 0 | 0 |  | 0 |  | 0 |  | 0 |  | 0 |  | 0 |  | 0 |  | 0 | 0 | Not Coal Steam or O/G Steam | 0 | 0 |  | 7.286%
Newark Energy Center | New Jersey | X | X | X | 58079 | U001 | 90911 | Combined Cycle |  |  |  | Combined cycle | Y |  |  |  | 17.978 | 5584145.475 | 874472.99 | 19.67 | 17.978 |  | 5584145.475 | 874472.99 | 17.978 |  | 17.978 |  | 17.978 |  | 17.978 |  | 17.978 |  | 17.978 |  | 17.978 |  | 17.978 | 17.978 | Not Coal Steam or O/G Steam | 0.0064389 | 0.0064389 |  | 69.3%
Newark Energy Center | New Jersey | X | X | X | 58079 | U002 | 90912 | Combined Cycle |  |  |  | Combined cycle | Y |  |  |  | 19.129 | 6110838.149 | 958845.09 | 20.068 | 19.129 |  | 6110838.149 | 958845.09 | 19.129 |  | 19.129 |  | 19.129 |  | 19.129 |  | 19.129 |  | 19.129 |  | 19.129 |  | 19.129 | 19.129 | Not Coal Steam or O/G Steam | 0.0062607 | 0.0062607 |  | 69.8%
Ocean Peaking Power | New Jersey | X | X | X | 55938 | OPP3 | 88234 | Combustion Turbine |  |  |  | Combustion turbine |  |  |  |  | 14.786 | 933896.681 | 89718.54 | 12.2917 | 14.786 |  | 933896.681 | 89718.54 | 14.786 |  | 14.786 |  | 14.786 |  | 14.786 |  | 14.786 |  | 14.786 |  | 14.786 |  | 14.786 | 14.786 | Not Coal Steam or O/G Steam | 0.031665 | 0.031665 |  | 10.58%
Ocean Peaking Power | New Jersey | X | X | X | 55938 | OPP4 | 88235 | Combustion Turbine |  |  |  | Combustion turbine |  |  |  |  | 16.387 | 1036935.193 | 98833.8 | 11.665 | 16.387 |  | 1036935.193 | 98833.8 | 16.387 |  | 16.387 |  | 16.387 |  | 16.387 |  | 16.387 |  | 16.387 |  | 16.387 |  | 16.387 | 16.387 | Not Coal Steam or O/G Steam | 0.031607 | 0.031607 |  | 10.58%
Pedricktown Cogeneration Plant | New Jersey | X | X | X | 10099 | 001001 | 3525 | Combined Cycle | 5 | 2022 | 2023 | Combined cycle | Y |  |  |  | 9.232 | 293437.764 | 34637.51 | 8.7553 | 0 | Y | 0 | 0 | 0 |  | 0 |  | 0 |  | 0 |  | 0 |  | 0 |  | 0 |  | 0 | 0 | Not Coal Steam or O/G Steam | 0 | 0 |  | 4.588%
Red Oak Power, LLC | New Jersey | X | X | X | 55239 | 1 | 8480 | Combined Cycle |  |  |  | Combined cycle | Y |  |  |  | 20.737 | 3898981.298 | 360578.07 | 23.706 | 20.737 |  | 3898981.298 | 360578.07 | 20.737 |  | 20.737 |  | 20.737 |  | 20.737 |  | 20.737 |  | 20.737 |  | 20.737 |  | 20.737 | 20.737 | Not Coal Steam or O/G Steam | 0.010637 | 0.010637 |  | 56.9%
Red Oak Power, LLC | New Jersey | X | X | X | 55239 | 2 | 8482 | Combined Cycle |  |  |  | Combined cycle | Y |  |  |  | 21.111 | 3883416.703 | 360760.96 | 23.8507 | 21.111 |  | 3883416.703 | 360760.96 | 21.111 |  | 21.111 |  | 21.111 |  | 21.111 |  | 21.111 |  | 21.111 |  | 21.111 |  | 21.111 | 21.111 | Not Coal Steam or O/G Steam | 0.010872 | 0.010872 |  | 56.61%
Red Oak Power, LLC | New Jersey | X | X | X | 55239 | 3 | 8484 | Combined Cycle |  |  |  | Combined cycle | Y |  |  |  | 21.006 | 4022671.547 | 373078.05 | 23.2223 | 21.006 |  | 4022671.547 | 373078.05 | 21.006 |  | 21.006 |  | 21.006 |  | 21.006 |  | 21.006 |  | 21.006 |  | 21.006 |  | 21.006 | 21.006 | Not Coal Steam or O/G Steam | 0.010444 | 0.010444 |  | 56.47%
Salem Generating Station | New Jersey | X | X | X | 2410 | 2001 | 1572 | Combustion Turbine |  |  |  | Combustion turbine | [7 empty] | 0.13667 | [20 empty] | Not Coal Steam or O/G Steam | 0 | 0 |  | 0.007667%
Sayreville | New Jersey | X | X | X | 2390 | 012001 | 1460 | Combustion Turbine |  |  |  | Combustion turbine | Y |  |  |  | 0.281 | 3748.1 | 174.93 | 0.336 | 0.281 |  | 3748.1 | 174.93 | 0.281 |  | 0.281 |  | 0.281 |  | 0.056222 | Optimize SCR | 0.056222 |  | 0.056222 |  | 0.056222 |  | 0.056222 | 0.056222 | Not Coal Steam or O/G Steam | 0.03 | 0.03 |  | 0.1421%
Sayreville | New Jersey | X | X | X | 2390 | 014001 | 1461 | Combustion Turbine |  |  |  | Combustion turbine | Y |  |  |  | 0.009 | 116.1 | 0 | 0.085667 | 0.009 |  | 116.1 | 0 | 0.009 |  | 0.009 |  | 0.009 |  | 0.0017415 | Optimize SCR | 0.0017415 |  | 0.0017415 |  | 0.0017415 |  | 0.0017415 | 0.0017415 | Not Coal Steam or O/G Steam | 0.03 | 0.03 |  | 0.03625%
Sayreville | New Jersey | X | X | X | 2390 | 015001 | 1462 | Combustion Turbine |  |  |  | Combustion turbine | Y |  |  |  | 0.415 | 5538.7 | 263.56 | 0.45767 | 0.415 |  | 5538.7 | 263.56 | 0.415 |  | 0.415 |  | 0.415 |  | 0.083081 | Optimize SCR | 0.083081 |  | 0.083081 |  | 0.083081 |  | 0.083081 | 0.083081 | Not Coal Steam or O/G Steam | 0.03 | 0.03 |  | 0.1937%
Sayreville | New Jersey | X | X | X | 2390 | 016001 | 1463 | Combustion Turbine |  |  |  | Combustion turbine | Y |  |  |  | 0.287 | 3831 | 194.46 | 0.39867 | 0.287 |  | 3831 | 194.46 | 0.287 |  | 0.287 |  | 0.287 |  | 0.057465 | Optimize SCR | 0.057465 |  | 0.057465 |  | 0.057465 |  | 0.057465 | 0.057465 | Not Coal Steam or O/G Steam | 0.03 | 0.03 |  | 0.1688%
Sayreville Power LP | New Jersey | X | X | X | 10308 | 1001 | 3539 | Combined Cycle |  |  |  | Combined cycle |  |  |  |  | 71.268 | 1791788.766 | 216829.77 | 54.5683 | 71.268 |  | 1791788.766 | 216829.77 | 71.268 |  | 71.268 |  | 71.268 |  | 71.268 |  | 71.268 |  | 71.268 |  | 71.268 |  | 71.268 | 71.268 | Not Coal Steam or O/G Steam | 0.07955 | 0.07955 |  | 0.26079
Sayreville Power LP | New Jersey | X | X | X | 10308 | 1002 | 3540 | Combined Cycle |  |  |  | Combined cycle |  |  |  |  | 67.195 | 1680755.762 | 202071.7 | 52.6233 | 67.195 |  | 1680755.762 | 202071.7 | 67.195 |  | 67.195 |  | 67.195 |  | 67.195 |  | 67.195 |  | 67.195 |  | 67.195 |  | 67.195 | 67.195 | Not Coal Steam or O/G Steam | 0.079958 | 0.079958 |  | 24.15%
Sewaren Generating Station | New Jersey | X | X | X | 2411 | 7 | 91149 | Combined Cycle |  |  |  | Combined cycle | Y |  |  |  | 28.334 | 9109425.822 | 1371661.89 | 31.5977 | 28.334 |  | 9109425.822 | 1371661.89 | 28.334 |  | 28.334 |  | 28.334 |  | 28.334 |  | 28.334 |  | 28.334 |  | 28.334 |  | 28.334 | 28.334 | Not Coal Steam or O/G Steam | 0.0062208 | 0.0062208 |  | 66.86%
Sherman Avenue | New Jersey | X | X | X | 7288 | 1 | 3086 | Combustion Turbine |  |  |  | Combustion turbine |  |  |  |  | 4.686 | 132877.993 | 9790.87 | 5.588 | 4.686 |  | 132877.993 | 9790.87 | 4.686 |  | 4.686 |  | 4.686 |  | 4.686 |  | 4.686 |  | 4.686 |  | 4.686 |  | 4.686 | 4.686 | Not Coal Steam or O/G Steam | 0.070531 | 0.070531 |  | 0.035002
West Deptford Energy Station | New Jersey | X | X | X | 56963 | E101 | 90891 | Combined Cycle |  |  |  | Combined cycle | Y |  |  |  | 15.162 | 3872938.577 | 533858.16 | 18.3897 | 15.162 |  | 3872938.577 | 533858.16 | 15.162 |  | 15.162 |  | 15.162 |  | 15.162 |  | 15.162 |  | 15.162 |  | 15.162 |  | 15.162 | 15.162 | Not Coal Steam or O/G Steam | 0.0078297 | 0.0078297 |  | 0.47577
West Deptford Energy Station | New Jersey | X | X | X | 56963 | E102 | 90892 | Combined Cycle |  |  |  | Combined cycle | Y |  |  |  | 16.053 | 4109510.655 | 557926.97 | 19.5893 | 16.053 |  | 4109510.655 | 557926.97 | 16.053 |  | 16.053 |  | 16.053 |  | 16.053 |  | 16.053 |  | 16.053 |  | 16.053 |  | 16.053 | 16.053 | Not Coal Steam or O/G Steam | 0.0078126 | 0.0078126 |  | 0.49342
West Station | New Jersey | X | X | X | 6776 | 002001 | 2909 | Combustion Turbine | 10 | 2022 | 2023 | Combustion turbine | Y |  |  |  | 0.369 | 3721.9 | 195.5 | 0.22967 | 0 | Y | 0 | 0 | 0 |  | 0 |  | 0 |  | 0 |  | 0 |  | 0 |  | 0 |  | 0 | 0 | Not Coal Steam or O/G Steam | 0 | 0 |  | 0.08958%
Woodbridge Energy Center | New Jersey | X | X | X | 57839 | 0001 | 90934 | Combined Cycle |  |  |  | Combined cycle | Y |  |  |  | 17.685 | 6080123.092 | 926264.77 | 17.087 | 17.685 |  | 6080123.092 | 926264.77 | 17.685 |  | 17.685 |  | 17.685 |  | 17.685 |  | 17.685 |  | 17.685 |  | 17.685 |  | 17.685 | 17.685 | Not Coal Steam or O/G Steam | 0.0058173 | 0.0058173 |  | 58.52%
Woodbridge Energy Center | New Jersey | X | X | X | 57839 | 0002 | 90935 | Combined Cycle |  |  |  | Combined cycle | Y |  |  |  | 16.158 | 5359975.777 | 793521.61 | 16.475 | 16.158 |  | 5359975.777 | 793521.61 | 16.158 |  | 16.158 |  | 16.158 |  | 16.158 |  | 16.158 |  | 16.158 |  | 16.158 |  | 16.158 | 16.158 | Not Coal Steam or O/G Steam | 0.0060291 | 0.0060291 |  | 56.09%
Afton Generating Station | New Mexico |  |  |  | 55210 | 0001 | 4144 | Combined Cycle |  |  |  | Combined cycle | Y |  |  |  | 29.816 | 3385911.63 | 449216.64 | 27.2043 | 29.816 |  | 3385911.63 | 449216.64 | 29.816 |  | 29.816 |  | 29.816 |  | 20.3155 | Optimize SCR | 20.3155 |  | 20.3155 |  | 20.3155 |  | 20.3155 | 20.3155 | Not Coal Steam or O/G Steam | 0.012 | 0.012 |  | 48.14%
Bluffview Power Plant | New Mexico |  |  |  | 55977 | CTG-1 | 89622 | Combined Cycle |  |  |  | Combined cycle | Y |  |  |  | 29.413 | 1397586.029 | 165497.95 | 28.4703 | 29.413 |  | 1397586.029 | 165497.95 | 29.413 |  | 29.413 |  | 29.413 |  | 8.3855 | Optimize SCR | 8.3855 |  | 8.3855 |  | 8.3855 |  | 8.3855 | 8.3855 | Not Coal Steam or O/G Steam | 0.012 | 0.012 |  | 69.07%
Cunningham | New Mexico |  |  |  | 2454 | 121B | 1600 | O/G Steam |  |  | 2023 | Tangentially-fired |  |  |  | 71 | 20.944 | 261819.125 | 22864.14 | 93.193 | 0 | Y | 0 | 0 | 0 |  | 0 |  | 0 |  | 0 |  | 0 |  | 0 |  | 0 |  | 0 | 0 | Retired | 0 | 0 |  | 32.07%
Cunningham | New Mexico |  |  |  | 2454 | 122B | 1601 | O/G Steam |  |  | 2026 | Tangentially-fired |  |  |  | 183 | 203.297 | 2923363.44 | 287730.06 | 221.925 | 203.297 |  | 2923363.44 | 287730.06 | 203.297 |  | 203.297 |  | 203.297 |  | 203.297 |  | 203.297 |  | 203.297 |  | 203.297 |  | 123.5737 | 43.8505 | O/G Steam SCR Retrofit | 0.13908 | 0.03 |  | 42.16%
Cunningham | New Mexico |  |  |  | 2454 | 123T | 1602 | Combustion Turbine |  |  |  | Combustion turbine |  |  |  |  | 29.769 | 931721.994 | 77851.06 | 57.4197 | 29.769 |  | 931721.994 | 77851.06 | 29.769 |  | 29.769 |  | 29.769 |  | 29.769 |  | 29.769 |  | 29.769 |  | 29.769 |  | 29.769 | 29.769 | Not Coal Steam or O/G Steam | 0.063901 | 0.063901 |  | 42.13%
Cunningham | New Mexico |  |  |  | 2454 | 124T | 1603 | Combustion Turbine |  |  |  | Combustion turbine |  |  |  |  | 19.011 | 883047.191 | 73024.49 | 47.7153 | 19.011 |  | 883047.191 | 73024.49 | 19.011 |  | 19.011 |  | 19.011 |  | 19.011 |  | 19.011 |  | 19.011 |  | 19.011 |  | 19.011 | 19.011 | Not Coal Steam or O/G Steam | 0.043058 | 0.043058 |  | 38%
Four Corners Steam Elec Station | New Mexico |  |  |  | 2442 | 4 | 1584 | Coal Steam |  |  |  | Cell burner boiler | Y |  |  | 770 | 501.149 | 16804319.752 | 1725501.4 | 494.77 | 501.149 |  | 16804319.752 | 1725501.4 | 501.149 |  | 501.149 |  | 501.149 |  | 501.149 |  | 501.149 |  | 501.149 |  | 501.149 |  | 501.149 | 501.149 | Existing SCR | 0.059645 | 0.059645 |  | 60.02%
Four Corners Steam Elec Station | New Mexico |  |  |  | 2442 | 5 | 1585 | Coal Steam |  |  |  | Cell burner boiler | Y |  |  | 770 | 676.714 | 23287932.96 | 2329754.9 | 646.9037 | 676.714 |  | 23287932.96 | 2329754.9 | 676.714 |  | 676.714 |  | 676.714 |  | 676.714 |  | 676.714 |  | 676.714 |  | 676.714 |  | 676.714 | 676.714 | Existing SCR | 0.058117 | 0.058117 |  | 71.28%
Hobbs Generating Station | New Mexico |  |  |  | 56458 | HOBB1 | 89738 | Combined Cycle |  |  |  | Combined cycle | Y |  |  |  | 17.365 | 5682351.274 | 772755.76 | 17.7123 | 17.365 |  | 5682351.274 | 772755.76 | 17.365 |  | 17.365 |  | 17.365 |  | 17.365 |  | 17.365 |  | 17.365 |  | 17.365 |  | 17.365 | 17.365 | Not Coal Steam or O/G Steam | 0.0061119 | 0.0061119 |  | 59.44%
Hobbs Generating Station | New Mexico |  |  |  | 56458 | HOBB2 | 89739 | Combined Cycle |  |  |  | Combined cycle | Y |  |  |  | 18.724 | 6159952.103 | 839769.27 | 20.3527 | 18.724 |  | 6159952.103 | 839769.27 | 18.724 |  | 18.724 |  | 18.724 |  | 18.724 |  | 18.724 |  | 18.724 |  | 18.724 |  | 18.724 | 18.724 | Not Coal Steam or O/G Steam | 0.0060793 | 0.0060793 |  | 64.76%
La Luz Energy Center | New Mexico |  |  |  | 58284 | 1 | 90843 | Combustion Turbine |  |  |  | Combustion turbine | Y |  |  |  | 0.872 | 91421.29 | 9221.84 | 0.739 | 0.872 |  | 91421.29 | 9221.84 | 0.872 |  | 0.872 |  | 0.872 |  | 0.872 |  | 0.872 |  | 0.872 |  | 0.872 |  | 0.872 | 0.872 | Not Coal Steam or O/G Steam | 0.019077 | 0.019077 |  | 5.668%
Lordsburg Generating Station | New Mexico |  |  |  | 7967 | 1 | 9190 | Combustion Turbine |  |  |  | Combustion turbine |  |  |  |  | 4.752 | 113336.204 | 10923.7 | 2.1963 | 4.752 |  | 113336.204 | 10923.7 | 4.752 |  | 4.752 |  | 4.752 |  | 4.752 |  | 4.752 |  | 4.752 |  | 4.752 |  | 4.752 | 4.752 | Not Coal Steam or O/G Steam | 0.083857 | 0.083857 |  | 3.305%
Lordsburg Generating Station | New Mexico |  |  |  | 7967 | 2 | 9191 | Combustion Turbine |  |  |  | Combustion turbine |  |  |  |  | 3.329 | 78705.844 | 7757.03 | 2.0537 | 3.329 |  | 78705.844 | 7757.03 | 3.329 |  | 3.329 |  | 3.329 |  | 3.329 |  | 3.329 |  | 3.329 |  | 3.329 |  | 3.329 | 3.329 | Not Coal Steam or O/G Steam | 0.084593 | 0.084593 |  | 0.029029
Luna Energy Facility | New Mexico |  |  |  | 55343 | CTG1 | 4521 | Combined Cycle |  |  |  | Combined cycle | Y |  |  |  | 27.253 | 5355441.208 | 793563.1 | 27.9903 | 27.253 |  | 5355441.208 | 793563.1 | 27.253 |  | 27.253 |  | 27.253 |  | 27.253 |  | 27.253 |  | 27.253 |  | 27.253 |  | 27.253 | 27.253 | Not Coal Steam or O/G Steam | 0.010178 | 0.010178 |  | 59.94%
Luna Energy Facility | New Mexico |  |  |  | 55343 | CTG2 | 4522 | Combined Cycle |  |  |  | Combined cycle | Y |  |  |  | 27.224 | 5380805.838 | 791046.77 | 26.078 | 27.224 |  | 5380805.838 | 791046.77 | 27.224 |  | 27.224 |  | 27.224 |  | 27.224 |  | 27.224 |  | 27.224 |  | 27.224 |  | 27.224 | 27.224 | Not Coal Steam or O/G Steam | 0.010119 | 0.010119 |  | 59.49%
Maddox | New Mexico |  |  |  | 2446 | 051B | 1590 | O/G Steam |  |  |  | Tangentially-fired |  |  |  | 112 | 88.518 | 1341492.993 | 123589.24 | 176.351 | 88.518 |  | 1341492.993 | 123589.24 | 88.518 |  | 88.518 |  | 88.518 |  | 88.518 |  | 88.518 |  | 88.518 |  | 88.518 |  | 54.3202 | 20.1224 | O/G Steam SCR Retrofit | 0.13197 | 0.03 |  | 27.31%
Pyramid Generating Station | New Mexico |  |  |  | 7975 | 1 | 9287 | Combustion Turbine |  |  |  | Combustion turbine |  |  |  |  | 7.146 | 132709.687 | 12461.94 | 13.9297 | 7.146 |  | 132709.687 | 12461.94 | 7.146 |  | 7.146 |  | 7.146 |  | 7.146 |  | 7.146 |  | 7.146 |  | 7.146 |  | 7.146 | 7.146 | Not Coal Steam or O/G Steam | 0.10769 | 0.10769 |  | 12.87%
Pyramid Generating Station | New Mexico |  |  |  | 7975 | 2 | 9288 | Combustion Turbine |  |  |  | Combustion turbine |  |  |  |  | 7.761 | 128163.736 | 12497.02 | 7.1093 | 7.761 |  | 128163.736 | 12497.02 | 7.761 |  | 7.761 |  | 7.761 |  | 7.761 |  | 7.761 |  | 7.761 |  | 7.761 |  | 7.761 | 7.761 | Not Coal Steam or O/G Steam | 0.12111 | 0.12111 |  | 6.589%
Pyramid Generating Station | New Mexico |  |  |  | 7975 | 3 | 9289 | Combustion Turbine |  |  |  | Combustion turbine |  |  |  |  | 14.348 | 210875.775 | 22351.14 | 15.6053 | 14.348 |  | 210875.775 | 22351.14 | 14.348 |  | 14.348 |  | 14.348 |  | 14.348 |  | 14.348 |  | 14.348 |  | 14.348 |  | 14.348 | 14.348 | Not Coal Steam or O/G Steam | 0.13608 | 0.13608 |  | 13.82%
Pyramid Generating Station | New Mexico |  |  |  | 7975 | 4 | 9290 | Combustion Turbine |  |  |  | Combustion turbine |  |  |  |  | 5.878 | 90782.481 | 9337.19 | 9.694 | 5.878 |  | 90782.481 | 9337.19 | 5.878 |  | 5.878 |  | 5.878 |  | 5.878 |  | 5.878 |  | 5.878 |  | 5.878 |  | 5.878 | 5.878 | Not Coal Steam or O/G Steam | 0.1295 | 0.1295 |  | 8.94%
Reeves Generating Station | New Mexico |  |  |  | 2450 | 1 | 1593 | O/G Steam |  |  |  | Dry bottom wall-fired boiler |  |  |  | 44 | 36.599 | 302778.435 | 23739.01 | 43.6247 | 36.599 |  | 302778.435 | 23739.01 | 36.599 |  | 36.599 |  | 36.599 |  | 36.599 |  | 36.599 |  | 36.599 |  | 36.599 |  | 36.599 | 36.599 | O/G Steam Under 100 MW | 0.24175 | 0.24175 |  | 15.19%
Reeves Generating Station | New Mexico |  |  |  | 2450 | 2 | 1594 | O/G Steam |  |  |  | Dry bottom wall-fired boiler |  |  |  | 44 | 35.672 | 298873.151 | 24065.01 | 34.3463 | 35.672 |  | 298873.151 | 24065.01 | 35.672 |  | 35.672 |  | 35.672 |  | 35.672 |  | 35.672 |  | 35.672 |  | 35.672 |  | 35.672 | 35.672 | O/G Steam Under 100 MW | 0.23871 | 0.23871 |  | 12.6%
Reeves Generating Station | New Mexico |  |  |  | 2450 | 3 | 1595 | O/G Steam |  |  |  | Dry bottom wall-fired boiler |  |  |  | 66 | 89.216 | 763348.386 | 67803.36 | 81.592 | 89.216 |  | 763348.386 | 67803.36 | 89.216 |  | 89.216 |  | 89.216 |  | 89.216 |  | 89.216 |  | 89.216 |  | 89.216 |  | 89.216 | 89.216 | O/G Steam Under 100 MW | 0.23375 | 0.23375 |  | 22.11%
Rio Bravo Generating Station | New Mexico |  |  |  | 55039 | GT-1 | 3824 | Combustion Turbine |  |  |  | Combustion turbine |  |  |  |  | 31.899 | 1697912.163 | 149922.77 | 27.6553 | 31.899 |  | 1697912.163 | 149922.77 | 31.899 |  | 31.899 |  | 31.899 |  | 31.899 |  | 31.899 |  | 31.899 |  | 31.899 |  | 31.899 | 31.899 | Not Coal Steam or O/G Steam | 0.037574 | 0.037574 |  | 16.63%
Rio Grande | New Mexico |  |  |  | 2444 | 6 | 1586 | O/G Steam |  |  | 2023 | Dry bottom wall-fired boiler |  |  |  | 48 | 20.255 | 298211.71 | 22900.11 | 6.7517 | 0 | Y | 0 | 0 | 0 |  | 0 |  | 0 |  | 0 |  | 0 |  | 0 |  | 0 |  | 0 | 0 | Retired | 0 | 0 |  | 4.438%
Rio Grande | New Mexico |  |  |  | 2444 | 7 | 1587 | O/G Steam |  |  | 2025 | Dry bottom wall-fired boiler |  |  |  | 46 | 57.239 | 1004869.987 | 83567.76 | 61.1903 | 57.239 |  | 1004869.987 | 83567.76 | 57.239 |  | 57.239 |  | 57.239 |  | 57.239 |  | 57.239 |  | 57.239 |  | 57.239 |  | 57.239 | 57.239 | O/G Steam Under 100 MW | 0.11392 | 0.11392 |  | 42.29%
Rio Grande | New Mexico |  |  |  | 2444 | 8 | 1588 | O/G Steam |  |  |  | Dry bottom wall-fired boiler |  |  |  | 142 | 310.322 | 3234923.083 | 292117.37 | 321.0073 | 310.322 |  | 3234923.083 | 292117.37 | 310.322 |  | 310.322 |  | 310.322 |  | 310.322 |  | 310.322 |  | 310.322 |  | 310.322 |  | 179.4229 | 48.5238 | O/G Steam SCR Retrofit | 0.19186 | 0.03 |  | 54.91%
Rio Grande | New Mexico |  |  |  | 2444 | 9 | 90701 | Combustion Turbine |  |  |  | Combustion turbine | Y |  |  |  | 2.802 | 645151.183 | 68983.34 | 5.5383 | 2.802 |  | 645151.183 | 68983.34 | 2.802 |  | 2.802 |  | 2.802 |  | 2.802 |  | 2.802 |  | 2.802 |  | 2.802 |  | 2.802 | 2.802 | Not Coal Steam or O/G Steam | 0.0086863 | 0.0086863 |  | 43.5%
San Juan | New Mexico |  |  |  | 2451 | 1 | 1596 | Coal Steam |  |  | 2023 | Dry bottom wall-fired boiler |  | Y |  | 340 | 1151.287 | 10113563.946 | 884866.41 | 1140.6603 | 0 | Y | 0 | 0 | 0 |  | 0 |  | 0 |  | 0 |  | 0 |  | 0 |  | 0 |  | 0 | 0 | Retired | 0 | 0 |  | 58.73%
San Juan | New Mexico |  |  |  | 2451 | 4 | 1599 | Coal Steam |  |  | 2023 | Dry bottom wall-fired boiler |  | Y |  | 507 | 1584.228 | 14527107.725 | 1284350.45 | 1778.5917 | 0 | Y | 0 | 0 | 0 |  | 0 |  | 0 |  | 0 |  | 0 |  | 0 |  | 0 |  | 0 | 0 | Retired | 0 | 0 |  | 55.52%
Valencia Power Plant | New Mexico |  |  |  | 55802 | CTG1 | 10143 | Combustion Turbine |  |  |  | Combustion turbine |  |  |  |  | 12.949 | 706884.565 | 63848.97 | 11.433 | 12.949 |  | 706884.565 | 63848.97 | 12.949 |  | 12.949 |  | 12.949 |  | 12.949 |  | 12.949 |  | 12.949 |  | 12.949 |  | 12.949 | 12.949 | Not Coal Steam or O/G Steam | 0.036637 | 0.036637 |  | 9.581%
23rd and 3rd | New York | X | X | X | 7910 | 2301 | 8384 | Combustion Turbine |  |  |  | Combustion turbine | Y |  |  |  | 1.696 | 314050.885 | 31159.35 | 1.5817 | 1.696 |  | 314050.885 | 31159.35 | 1.696 |  | 1.696 |  | 1.696 |  | 1.696 |  | 1.696 |  | 1.696 |  | 1.696 |  | 1.696 | 1.696 | Not Coal Steam or O/G Steam | 0.010801 | 0.010801 |  | 17.17%
23rd and 3rd | New York | X | X | X | 7910 | 2302 | 8386 | Combustion Turbine |  |  |  | Combustion turbine | Y |  |  |  | 1.642 | 294624.746 | 29042.39 | 1.8637 | 1.642 |  | 294624.746 | 29042.39 | 1.642 |  | 1.642 |  | 1.642 |  | 1.642 |  | 1.642 |  | 1.642 |  | 1.642 |  | 1.642 | 1.642 | Not Coal Steam or O/G Steam | 0.011146 | 0.011146 |  | 19.51%
74th Street | New York | X | X | X | 2504 | 120 | 1714 | O/G Steam |  |  |  | Tangentially-fired |  |  | Y |  | 2.201 | 89068 |  | 1.8937 | 2.201 |  | 89068 |  | 2.201 |  | 2.201 |  | 2.201 |  | 2.201 |  | 2.201 |  | 2.201 |  | 2.201 |  | 2.201 | 2.201 | Oil/Gas Steam Under 150 Tons (2019-2021 Average) | 0.049423 | 0.049423 |  | 2.008%
74th Street | New York | X | X | X | 2504 | 122 | 1716 | O/G Steam |  |  |  | Tangentially-fired |  |  | Y |  | 0.375 | 13447.6 |  | 0.41567 | 0.375 |  | 13447.6 |  | 0.375 |  | 0.375 |  | 0.375 |  | 0.375 |  | 0.375 |  | 0.375 |  | 0.375 |  | 0.375 | 0.375 | Oil/Gas Steam Under 150 Tons (2019-2021 Average) | 0.055772 | 0.055772 |  | 0.6656%
AG - Energy | New York | X | X | X | 10803 | 1 | 3598 | Combined Cycle |  |  |  | Combined cycle | Y | [27 empty] | Not Coal Steam or O/G Steam | 0 | 0
AG - Energy | New York | X | X | X | 10803 | 2 | 3599 | Combined Cycle |  |  |  | Combined cycle | Y | [27 empty] | Not Coal Steam or O/G Steam | 0 | 0
Allegany Station No. 133 | New York | X | X | X | 10619 | 00001 | 3562 | Combined Cycle |  |  |  | Combined cycle | Y |  |  |  | 1.153 | 76260.109 | 9238.99 | 1.1797 | 1.153 |  | 76260.109 | 9238.99 | 1.153 |  | 1.153 |  | 1.153 |  | 0.45756 | Optimize SCR | 0.45756 |  | 0.45756 |  | 0.45756 |  | 0.45756 | 0.45756 | Not Coal Steam or O/G Steam | 0.012 | 0.012 |  | 3.958%
Arthur Kill | New York | X | X | X | 2490 | 20 | 1610 | O/G Steam |  |  |  | Dry bottom wall-fired boiler |  |  | Y | 338 | 193.642 | 5463338.827 | 533974.76 | 150.7153 | 193.642 |  | 5463338.827 | 533974.76 | 193.642 |  | 193.642 |  | 193.642 |  | 193.642 |  | 193.642 |  | 193.642 |  | 193.642 |  | 137.796 | 81.9501 | O/G Steam SCR Retrofit | 0.070888 | 0.03 |  | 33.71%
Arthur Kill | New York | X | X | X | 2490 | 30 | 1611 | O/G Steam |  |  |  | Tangentially-fired |  |  | Y | 508 | 59.385 | 1631663.022 | 155400.25 | 82.1527 | 59.385 |  | 1631663.022 | 155400.25 | 59.385 |  | 59.385 |  | 59.385 |  | 59.385 |  | 59.385 |  | 59.385 |  | 59.385 |  | 59.385 | 59.385 | Oil/Gas Steam Under 150 Tons (2019-2021 Average) | 0.072791 | 0.072791 |  | 11.51%
Astoria Energy | New York | X | X | X | 55375 | CT1 | 4581 | Combined Cycle |  |  |  | Combined cycle | Y |  |  |  | 14.569 | 5667143.149 | 842921.82 | 15.2393 | 14.569 |  | 5667143.149 | 842921.82 | 14.569 |  | 14.569 |  | 14.569 |  | 14.569 |  | 14.569 |  | 14.569 |  | 14.569 |  | 14.569 | 14.569 | Not Coal Steam or O/G Steam | 0.0051416 | 0.0051416 |  | 59.99%
Astoria Energy | New York | X | X | X | 55375 | CT2 | 4582 | Combined Cycle |  |  |  | Combined cycle | Y |  |  |  | 14.181 | 5464576.277 | 810967.02 | 14.3967 | 14.181 |  | 5464576.277 | 810967.02 | 14.181 |  | 14.181 |  | 14.181 |  | 14.181 |  | 14.181 |  | 14.181 |  | 14.181 |  | 14.181 | 14.181 | Not Coal Steam or O/G Steam | 0.0051902 | 0.0051902 |  | 57.99%
Astoria Energy | New York | X | X | X | 55375 | CT3 | 4583 | Combined Cycle |  |  |  | Combined cycle | Y |  |  |  | 17.435 | 6217749.663 | 832364.08 | 18.941 | 17.435 |  | 6217749.663 | 832364.08 | 17.435 |  | 17.435 |  | 17.435 |  | 17.435 |  | 17.435 |  | 17.435 |  | 17.435 |  | 17.435 | 17.435 | Not Coal Steam or O/G Steam | 0.0056081 | 0.0056081 |  | 60.93%
Astoria Energy | New York | X | X | X | 55375 | CT4 | 4584 | Combined Cycle |  |  |  | Combined cycle | Y |  |  |  | 18.099 | 5950469.938 | 812352.69 | 20.254 | 18.099 |  | 5950469.938 | 812352.69 | 18.099 |  | 18.099 |  | 18.099 |  | 18.099 |  | 18.099 |  | 18.099 |  | 18.099 |  | 18.099 | 18.099 | Not Coal Steam or O/G Steam | 0.0060832 | 0.0060832 |  | 59.85%
Astoria Gas Turbine Power | New York | X | X | X | 55243 | CT2-1A | 3498 | Combustion Turbine | 4 | 2023 | 2023 | Combustion turbine |  |  |  |  | 4.073 | 18896.9 | 1253.35 | 2.413 | 0 | Y | 0 | 0 | 0 |  | 0 |  | 0 |  | 0 |  | 0 |  | 0 |  | 0 |  | 0 | 0 | Not Coal Steam or O/G Steam | 0 | 0 |  | 1.131%
Astoria Gas Turbine Power | New York | X | X | X | 55243 | CT2-1B | 10215 | Combustion Turbine | 4 | 2023 | 2023 | Combustion turbine |  |  |  |  | 3.97 | 18896.9 | 1253.35 | 2.372 | 0 | Y | 0 | 0 | 0 |  | 0 |  | 0 |  | 0 |  | 0 |  | 0 |  | 0 |  | 0 | 0 | Not Coal Steam or O/G Steam | 0 | 0 |  | 1.131%
Astoria Gas Turbine Power | New York | X | X | X | 55243 | CT2-2A | 3499 | Combustion Turbine | 4 | 2023 | 2023 | Combustion turbine |  |  |  |  | 2.642 | 12089.7 | 802.8 | 1.669 | 0 | Y | 0 | 0 | 0 |  | 0 |  | 0 |  | 0 |  | 0 |  | 0 |  | 0 |  | 0 | 0 | Not Coal Steam or O/G Steam | 0 | 0 |  | 0.7727%
Astoria Gas Turbine Power | New York | X | X | X | 55243 | CT2-2B | 10217 | Combustion Turbine | 4 | 2023 | 2023 | Combustion turbine |  |  |  |  | 2.581 | 12089.7 | 802.8 | 1.6443 | 0 | Y | 0 | 0 | 0 |  | 0 |  | 0 |  | 0 |  | 0 |  | 0 |  | 0 |  | 0 | 0 | Not Coal Steam or O/G Steam | 0 | 0 |  | 0.7727%
Astoria Gas Turbine Power | New York | X | X | X | 55243 | CT2-3A | 3500 | Combustion Turbine | 4 | 2023 | 2023 | Combustion turbine |  |  |  |  | 4.405 | 20293.5 | 1346.75 | 2.8867 | 0 | Y | 0 | 0 | 0 |  | 0 |  | 0 |  | 0 |  | 0 |  | 0 |  | 0 |  | 0 | 0 | Not Coal Steam or O/G Steam | 0 | 0 |  | 1.338%
Astoria Gas Turbine Power | New York | X | X | X | 55243 | CT2-3B | 10219 | Combustion Turbine | 4 | 2023 | 2023 | Combustion turbine |  |  |  |  | 4.293 | 20293.5 | 1346.75 | 2.8407 | 0 | Y | 0 | 0 | 0 |  | 0 |  | 0 |  | 0 |  | 0 |  | 0 |  | 0 |  | 0 | 0 | Not Coal Steam or O/G Steam | 0 | 0 |  | 1.338%
Astoria Gas Turbine Power | New York | X | X | X | 55243 | CT2-4A | 3501 | Combustion Turbine | 4 | 2023 | 2023 | Combustion turbine |  |  |  |  | 1.576 | 6947.7 | 462 | 1.1057 | 0 | Y | 0 | 0 | 0 |  | 0 |  | 0 |  | 0 |  | 0 |  | 0 |  | 0 |  | 0 | 0 | Not Coal Steam or O/G Steam | 0 | 0 |  | 0.4993%
Astoria Gas Turbine Power | New York | X | X | X | 55243 | CT2-4B | 10221 | Combustion Turbine | 4 | 2023 | 2023 | Combustion turbine |  |  |  |  | 1.548 | 6947.7 | 462 | 1.0927 | 0 | Y | 0 | 0 | 0 |  | 0 |  | 0 |  | 0 |  | 0 |  | 0 |  | 0 |  | 0 | 0 | Not Coal Steam or O/G Steam | 0 | 0 |  | 0.4993%
Astoria Gas Turbine Power | New York | X | X | X | 55243 | CT3-1A | 3502 | Combustion Turbine | 4 | 2023 | 2023 | Combustion turbine |  |  |  |  | 1.692 | 7781.3 | 532.4 | 0.97133 | 0 | Y | 0 | 0 | 0 |  | 0 |  | 0 |  | 0 |  | 0 |  | 0 |  | 0 |  | 0 | 0 | Not Coal Steam or O/G Steam | 0 | 0 |  | 0.4563%
Astoria Gas Turbine Power | New York | X | X | X | 55243 | CT3-1B | 10223 | Combustion Turbine | 4 | 2023 | 2023 | Combustion turbine |  |  |  |  | 1.663 | 7781.3 | 532.4 | 0.965 | 0 | Y | 0 | 0 | 0 |  | 0 |  | 0 |  | 0 |  | 0 |  | 0 |  | 0 |  | 0 | 0 | Not Coal Steam or O/G Steam | 0 | 0 |  | 0.4563%
Astoria Gas Turbine Power | New York | X | X | X | 55243 | CT3-2A | 3503 | Combustion Turbine | 4 | 2023 | 2023 | Combustion turbine |  |  |  |  | 3.117 | 14470.8 | 990.92 | 1.892 | 0 | Y | 0 | 0 | 0 |  | 0 |  | 0 |  | 0 |  | 0 |  | 0 |  | 0 |  | 0 | 0 | Not Coal Steam or O/G Steam | 0 | 0 |  | 0.8854%
Astoria Gas Turbine Power | New York | X | X | X | 55243 | CT3-2B | 10225 | Combustion Turbine | 4 | 2023 | 2023 | Combustion turbine |  |  |  |  | 3.024 | 14470.8 | 990.92 | 1.8433 | 0 | Y | 0 | 0 | 0 |  | 0 |  | 0 |  | 0 |  | 0 |  | 0 |  | 0 |  | 0 | 0 | Not Coal Steam or O/G Steam | 0 | 0 |  | 0.8854%
Astoria Gas Turbine Power | New York | X | X | X | 55243 | CT3-3A | 3504 | Combustion Turbine | 4 | 2023 | 2023 | Combustion turbine |  |  |  |  | 3.746 | 17926.4 | 1227.11 | 2.2553 | 0 | Y | 0 | 0 | 0 |  | 0 |  | 0 |  | 0 |  | 0 |  | 0 |  | 0 |  | 0 | 0 | Not Coal Steam or O/G Steam | 0 | 0 |  | 1.075%
Astoria Gas Turbine Power | New York | X | X | X | 55243 | CT3-3B | 10227 | Combustion Turbine | 4 | 2023 | 2023 | Combustion turbine |  |  |  |  | 3.533 | 17926.4 | 1227.11 | 2.1783 | 0 | Y | 0 | 0 | 0 |  | 0 |  | 0 |  | 0 |  | 0 |  | 0 |  | 0 |  | 0 | 0 | Not Coal Steam or O/G Steam | 0 | 0 |  | 1.075%
Astoria Gas Turbine Power | New York | X | X | X | 55243 | CT3-4A | 3505 | Combustion Turbine | 4 | 2023 | 2023 | Combustion turbine |  |  |  |  | 5.211 | 24414 | 1670.44 | 2.6667 | 0 | Y | 0 | 0 | 0 |  | 0 |  | 0 |  | 0 |  | 0 |  | 0 |  | 0 |  | 0 | 0 | Not Coal Steam or O/G Steam | 0 | 0 |  | 1.273%
Astoria Gas Turbine Power | New York | X | X | X | 55243 | CT3-4B | 10229 | Combustion Turbine | 4 | 2023 | 2023 | Combustion turbine |  |  |  |  | 5.14 | 24414 | 1670.44 | 2.6377 | 0 | Y | 0 | 0 | 0 |  | 0 |  | 0 |  | 0 |  | 0 |  | 0 |  | 0 |  | 0 | 0 | Not Coal Steam or O/G Steam | 0 | 0 |  | 1.273%
Astoria Gas Turbine Power | New York | X | X | X | 55243 | CT4-1A | 3506 | Combustion Turbine | 4 | 2023 | 2023 | Combustion turbine |  |  |  |  | 2.082 | 9599.2 | 632.4 | 2.1527 | 0 | Y | 0 | 0 | 0 |  | 0 |  | 0 |  | 0 |  | 0 |  | 0 |  | 0 |  | 0 | 0 | Not Coal Steam or O/G Steam | 0 | 0 |  | 1.006%
Astoria Gas Turbine Power | New York | X | X | X | 55243 | CT4-1B | 10231 | Combustion Turbine | 4 | 2023 | 2023 | Combustion turbine |  |  |  |  | 1.944 | 9599.2 | 632.4 | 2.1003 | 0 | Y | 0 | 0 | 0 |  | 0 |  | 0 |  | 0 |  | 0 |  | 0 |  | 0 |  | 0 | 0 | Not Coal Steam or O/G Steam | 0 | 0 |  | 1.006%
Astoria Gas Turbine Power | New York | X | X | X | 55243 | CT4-2A | 3507 | Combustion Turbine | 4 | 2023 | 2023 | Combustion turbine |  |  |  |  | 2.406 | 12178.8 | 800.44 | 1.8077 | 0 | Y | 0 | 0 | 0 |  | 0 |  | 0 |  | 0 |  | 0 |  | 0 |  | 0 |  | 0 | 0 | Not Coal Steam or O/G Steam | 0 | 0 |  | 0.925%
Astoria Gas Turbine Power | New York | X | X | X | 55243 | CT4-2B | 10233 | Combustion Turbine | 4 | 2023 | 2023 | Combustion turbine |  |  |  |  | 2.454 | 12178.8 | 800.44 | 1.8693 | 0 | Y | 0 | 0 | 0 |  | 0 |  | 0 |  | 0 |  | 0 |  | 0 |  | 0 |  | 0 | 0 | Not Coal Steam or O/G Steam | 0 | 0 |  | 0.925%
Astoria Gas Turbine Power | New York | X | X | X | 55243 | CT4-3A | 3508 | Combustion Turbine | 4 | 2023 | 2023 | Combustion turbine |  |  |  |  | 3.991 | 19249.7 | 1263.83 | 1.982 | 0 | Y | 0 | 0 | 0 |  | 0 |  | 0 |  | 0 |  | 0 |  | 0 |  | 0 |  | 0 | 0 | Not Coal Steam or O/G Steam | 0 | 0 |  | 0.9681%
Astoria Gas Turbine Power | New York | X | X | X | 55243 | CT4-3B | 10235 | Combustion Turbine | 4 | 2023 | 2023 | Combustion turbine |  |  |  |  | 3.867 | 19249.7 | 1263.83 | 1.9363 | 0 | Y | 0 | 0 | 0 |  | 0 |  | 0 |  | 0 |  | 0 |  | 0 |  | 0 |  | 0 | 0 | Not Coal Steam or O/G Steam | 0 | 0 |  | 0.9681%
Astoria Gas Turbine Power | New York | X | X | X | 55243 | CT4-4A | 3509 | Combustion Turbine | 4 | 2023 | 2023 | Combustion turbine |  |  |  |  | 1.625 | 7831.7 | 513.84 | 1.1637 | 0 | Y | 0 | 0 | 0 |  | 0 |  | 0 |  | 0 |  | 0 |  | 0 |  | 0 |  | 0 | 0 | Not Coal Steam or O/G Steam | 0 | 0 |  | 0.5489%
Astoria Gas Turbine Power | New York | X | X | X | 55243 | CT4-4B | 10237 | Combustion Turbine | 4 | 2023 | 2023 | Combustion turbine |  |  |  |  | 1.574 | 7831.7 | 513.84 | 1.143 | 0 | Y | 0 | 0 | 0 |  | 0 |  | 0 |  | 0 |  | 0 |  | 0 |  | 0 |  | 0 | 0 | Not Coal Steam or O/G Steam | 0 | 0 |  | 0.5489%
Astoria Generating Station | New York | X | X | X | 8906 | 20 | 3485 | O/G Steam |  |  |  | Dry bottom wall-fired boiler |  |  |  | 173 | 2.92 | 93439.81 | 6911.02 | 2.2803 | 2.92 |  | 93439.81 | 6911.02 | 2.92 |  | 2.92 |  | 2.92 |  | 2.92 |  | 2.92 |  | 2.92 |  | 2.92 |  | 2.92 | 2.92 | Oil/Gas Steam Under 150 Tons (2019-2021 Average) | 0.0625 | 0.0625 |  | 0.7898%
Astoria Generating Station | New York | X | X | X | 8906 | 31RH | 90457 | O/G Steam |  |  |  | Dry bottom wall-fired boiler |  |  |  | 377 | 19.438 | 867999.467 | 146611.15 | 26.2003 | 19.438 |  | 867999.467 | 146611.15 | 19.438 |  | 19.438 |  | 19.438 |  | 19.438 |  | 19.438 |  | 19.438 |  | 19.438 |  | 19.438 | 19.438 | Oil/Gas Steam Under 150 Tons (2019-2021 Average) | 0.044788 | 0.044788 |  | 8.585%
Astoria Generating Station | New York | X | X | X | 8906 | 32SH | 90458 | O/G Steam |  |  |  | Dry bottom wall-fired boiler |  |  |  |  | 18.96 | 822944.615 | 146399.58 | 26.1977 | 18.96 |  | 822944.615 | 146399.58 | 18.96 |  | 18.96 |  | 18.96 |  | 18.96 |  | 18.96 |  | 18.96 |  | 18.96 |  | 18.96 | 18.96 | Oil/Gas Steam Under 150 Tons (2019-2021 Average) | 0.046078 | 0.046078 |  | 8.157%
Astoria Generating Station | New York | X | X | X | 8906 | 51RH | 90461 | O/G Steam |  |  |  | Tangentially-fired |  |  |  | 378 | 39.227 | 1785679.406 | 310479.34 | 33.44 | 39.227 |  | 1785679.406 | 310479.34 | 39.227 |  | 39.227 |  | 39.227 |  | 39.227 |  | 39.227 |  | 39.227 |  | 39.227 |  | 39.227 | 39.227 | Oil/Gas Steam Under 150 Tons (2019-2021 Average) | 0.043935 | 0.043935 |  | 9.74%
Astoria Generating Station | New York | X | X | X | 8906 | 52SH | 90462 | O/G Steam |  |  |  | Tangentially-fired |  |  |  |  | 43.709 | 1793040.215 | 310479.34 | 35.342 | 43.709 |  | 1793040.215 | 310479.34 | 43.709 |  | 43.709 |  | 43.709 |  | 43.709 |  | 43.709 |  | 43.709 |  | 43.709 |  | 43.709 | 43.709 | Oil/Gas Steam Under 150 Tons (2019-2021 Average) | 0.048754 | 0.048754 |  | 9.673%
Athens Generating Company | New York | X | X | X | 55405 | 1 | 8542 | Combined Cycle |  |  |  | Combined cycle | Y |  |  |  | 13.779 | 2915560.894 | 410927.1 | 10.797 | 13.779 |  | 2915560.894 | 410927.1 | 13.779 |  | 13.779 |  | 13.779 |  | 13.779 |  | 13.779 |  | 13.779 |  | 13.779 |  | 13.779 | 13.779 | Not Coal Steam or O/G Steam | 0.009452 | 0.009452 |  | 23.92%
Athens Generating Company | New York | X | X | X | 55405 | 2 | 8544 | Combined Cycle |  |  |  | Combined cycle | Y |  |  |  | 5.139 | 872970.43 | 121135.85 | 11.385 | 5.139 |  | 872970.43 | 121135.85 | 5.139 |  | 5.139 |  | 5.139 |  | 5.139 |  | 5.139 |  | 5.139 |  | 5.139 |  | 5.139 | 5.139 | Not Coal Steam or O/G Steam | 0.011774 | 0.011774 |  | 23.14%
Athens Generating Company | New York | X | X | X | 55405 | 3 | 8546 | Combined Cycle |  |  |  | Combined cycle | Y |  |  |  | 18.569 | 3657191.168 | 505421.38 | 18.4197 | 18.569 |  | 3657191.168 | 505421.38 | 18.569 |  | 18.569 |  | 18.569 |  | 18.569 |  | 18.569 |  | 18.569 |  | 18.569 |  | 18.569 | 18.569 | Not Coal Steam or O/G Steam | 0.010155 | 0.010155 |  | 37.61%
Batavia Energy | New York | X | X | X | 54593 | 1 | 3784 | Combined Cycle |  |  |  | Combined cycle |  |  |  |  | 9.248 | 151239.503 | 12005.56 | 4.7347 | 9.248 |  | 151239.503 | 12005.56 | 9.248 |  | 9.248 |  | 9.248 |  | 9.248 |  | 9.248 |  | 9.248 |  | 9.248 |  | 9.248 | 9.248 | Not Coal Steam or O/G Steam | 0.1223 | 0.1223 |  | 3.814%
Bayswater Peaking Facility | New York | X | X | X | 55699 | 1 | 8958 | Combustion Turbine |  |  |  | Combustion turbine | Y |  |  |  | 2.262 | 486078.384 | 44309.94 | 2.7303 | 2.262 |  | 486078.384 | 44309.94 | 2.262 |  | 2.262 |  | 2.262 |  | 2.262 |  | 2.262 |  | 2.262 |  | 2.262 |  | 2.262 | 2.262 | Not Coal Steam or O/G Steam | 0.0093071 | 0.0093071 |  | 25.3%
Bayswater Peaking Facility | New York | X | X | X | 55699 | 2 | 88310 | Combustion Turbine |  |  |  | Combustion turbine | Y |  |  |  | 1.322 | 245881.907 | 22685.28 | 1.4617 | 1.322 |  | 245881.907 | 22685.28 | 1.322 |  | 1.322 |  | 1.322 |  | 1.322 |  | 1.322 |  | 1.322 |  | 1.322 |  | 1.322 | 1.322 | Not Coal Steam or O/G Steam | 0.010753 | 0.010753 |  | 7.418%
Beaver Falls, LLC | New York | X | X | X | 10617 | 1 | 3560 | Combined Cycle |  |  |  | Combined cycle | Y |  |  |  | 0.616 | 34135.218 | 4029.67 | 0.38167 | 0.616 |  | 34135.218 | 4029.67 | 0.616 |  | 0.616 |  | 0.616 |  | 0.20481 | Optimize SCR | 0.20481 |  | 0.20481 |  | 0.20481 |  | 0.20481 | 0.20481 | Not Coal Steam or O/G Steam | 0.012 | 0.012 |  | 0.5925%
Bethlehem Energy Center (Albany) | New York | X | X | X | 2539 | 10001 | 1771 | Combined Cycle |  |  |  | Combined cycle | Y |  |  |  | 17.787 | 5807090.093 | 563456.02 | 16.7457 | 17.787 |  | 5807090.093 | 563456.02 | 17.787 |  | 17.787 |  | 17.787 |  | 17.787 |  | 17.787 |  | 17.787 |  | 17.787 |  | 17.787 | 17.787 | Not Coal Steam or O/G Steam | 0.006126 | 0.006126 |  | 55.88%
Bethlehem Energy Center (Albany) | New York | X | X | X | 2539 | 10002 | 1772 | Combined Cycle |  |  |  | Combined cycle | Y |  |  |  | 18.914 | 5929994.21 | 571140.66 | 16.892 | 18.914 |  | 5929994.21 | 571140.66 | 18.914 |  | 18.914 |  | 18.914 |  | 18.914 |  | 18.914 |  | 18.914 |  | 18.914 |  | 18.914 | 18.914 | Not Coal Steam or O/G Steam | 0.0063791 | 0.0063791 |  | 52.49%
Bethlehem Energy Center (Albany) | New York | X | X | X | 2539 | 10003 | 1773 | Combined Cycle |  |  |  | Combined cycle | Y |  |  |  | 21.872 | 5141886.228 | 495102.14 | 18.3383 | 21.872 |  | 5141886.228 | 495102.14 | 21.872 |  | 21.872 |  | 21.872 |  | 21.872 |  | 21.872 |  | 21.872 |  | 21.872 |  | 21.872 | 21.872 | Not Coal Steam or O/G Steam | 0.0085074 | 0.0085074 |  | 62.98%
Bethpage Energy Center | New York | X | X | X | 50292 | GT1 | 3647 | Combined Cycle |  |  |  | Combined cycle | [7 empty] | 10.9643 | [20 empty] | Not Coal Steam or O/G Steam | 0 | 0 |  | 12.26%
Bethpage Energy Center | New York | X | X | X | 50292 | GT2 | 3648 | Combined Cycle |  |  |  | Combined cycle |  |  |  |  | 41.41 | 718732.955 | 74538.71 | 28.4747 | 41.41 |  | 718732.955 | 74538.71 | 41.41 |  | 41.41 |  | 41.41 |  | 41.41 |  | 41.41 |  | 41.41 |  | 41.41 |  | 41.41 | 41.41 | Not Coal Steam or O/G Steam | 0.11523 | 0.11523 |  | 32.08%
Bethpage Energy Center | New York | X | X | X | 50292 | GT3 | 8438 | Combustion Turbine |  |  |  | Combustion turbine | Y |  |  |  | 2.412 | 688020.55 | 68642.13 | 1.6473 | 2.412 |  | 688020.55 | 68642.13 | 2.412 |  | 2.412 |  | 2.412 |  | 2.412 |  | 2.412 |  | 2.412 |  | 2.412 |  | 2.412 | 2.412 | Not Coal Steam or O/G Steam | 0.0070114 | 0.0070114 |  | 23.7%
Bethpage Energy Center | New York | X | X | X | 50292 | GT4 | 89507 | Combined Cycle |  |  |  | Combined cycle | Y |  |  |  | 4.205 | 1289275.312 | 149948.3 | 4.8017 | 4.205 |  | 1289275.312 | 149948.3 | 4.205 |  | 4.205 |  | 4.205 |  | 4.205 |  | 4.205 |  | 4.205 |  | 4.205 |  | 4.205 | 4.205 | Not Coal Steam or O/G Steam | 0.006523 | 0.006523 |  | 34.62%
Black River Generation, LLC | New York | X | X | X | 10464 | E0001 | 3547 | Biomass |  |  |  | Circulating fluidized bed boiler |  |  | Y |  | 64.43 | 964013.146 |  | 56.6093 | 64.43 |  | 964013.146 |  | 64.43 |  | 64.43 |  | 64.43 |  | 64.43 |  | 64.43 |  | 64.43 |  | 64.43 |  | 64.43 | 64.43 | Not Coal Steam or O/G Steam | 0.13367 | 0.13367 |  | 80.38%
Black River Generation, LLC | New York | X | X | X | 10464 | E0002 | 3548 | Biomass |  |  |  | Circulating fluidized bed boiler |  |  | Y |  | 64.497 | 962426.571 |  | 57.8947 | 64.497 |  | 962426.571 |  | 64.497 |  | 64.497 |  | 64.497 |  | 64.497 |  | 64.497 |  | 64.497 |  | 64.497 |  | 64.497 | 64.497 | Not Coal Steam or O/G Steam | 0.13403 | 0.13403 |  | 81.58%
Black River Generation, LLC | New York | X | X | X | 10464 | E0003 | 3549 | Biomass |  |  |  | Circulating fluidized bed boiler |  |  | Y |  | 65.972 | 986940.945 |  | 58.642 | 65.972 |  | 986940.945 |  | 65.972 |  | 65.972 |  | 65.972 |  | 65.972 |  | 65.972 |  | 65.972 |  | 65.972 |  | 65.972 | 65.972 | Not Coal Steam or O/G Steam | 0.13369 | 0.13369 |  | 83.07%
Bowline Generating Station | New York | X | X | X | 2625 | 1 | 1793 | O/G Steam |  |  |  | Tangentially-fired |  |  |  | 575 | 178.45 | 3312885.081 | 346112.98 | 149.6927 | 178.45 |  | 3312885.081 | 346112.98 | 178.45 |  | 178.45 |  | 178.45 |  | 178.45 |  | 178.45 |  | 178.45 |  | 178.45 |  | 178.45 | 178.45 | Oil/Gas Steam Under 150 Tons (2019-2021 Average) | 0.10773 | 0.10773 |  | 10.54%
Bowline Generating Station | New York | X | X | X | 2625 | 2 | 1794 | O/G Steam |  |  |  | Dry bottom wall-fired boiler |  |  |  | 562 | 120.427 | 2199599.89 | 205131.24 | 107.859 | 120.427 |  | 2199599.89 | 205131.24 | 120.427 |  | 120.427 |  | 120.427 |  | 120.427 |  | 120.427 |  | 120.427 |  | 120.427 |  | 120.427 | 120.427 | Oil/Gas Steam Under 150 Tons (2019-2021 Average) | 0.1095 | 0.1095 |  | 7.01%
Brentwood | New York | X | X | X | 7912 | BW01 | 8390 | Combustion Turbine |  |  |  | Combustion turbine | Y |  |  |  | 2.12 | 415487.986 | 41893.86 | 2.236 | 2.12 |  | 415487.986 | 41893.86 | 2.12 |  | 2.12 |  | 2.12 |  | 2.12 |  | 2.12 |  | 2.12 |  | 2.12 |  | 2.12 | 2.12 | Not Coal Steam or O/G Steam | 0.010205 | 0.010205 |  | 24.46%
Brooklyn Navy Yard Cogeneration | New York | X | X | X | 54914 | 1 | 3809 | Combined Cycle |  |  |  | Combined cycle | Y |  |  |  | 11.269 | 3371136.485 | 327688.17 | 11.9833 | 11.269 |  | 3371136.485 | 327688.17 | 11.269 |  | 11.269 |  | 11.269 |  | 11.269 |  | 11.269 |  | 11.269 |  | 11.269 |  | 11.269 | 11.269 | Not Coal Steam or O/G Steam | 0.0066856 | 0.0066856 |  | 66.84%
Brooklyn Navy Yard Cogeneration | New York | X | X | X | 54914 | 2 | 3810 | Combined Cycle |  |  |  | Combined cycle | Y |  |  |  | 10.291 | 3282388.331 | 321832.59 | 11.1243 | 10.291 |  | 3282388.331 | 321832.59 | 10.291 |  | 10.291 |  | 10.291 |  | 10.291 |  | 10.291 |  | 10.291 |  | 10.291 |  | 10.291 | 10.291 | Not Coal Steam or O/G Steam | 0.0062704 | 0.0062704 |  | 64.21%
Caithness Long Island Energy Center | New York | X | X | X | 56234 | 0001 | 89547 | Combined Cycle |  |  |  | Combined cycle | Y |  |  |  | 22.379 | 7445998.976 | 1098750.3 | 22.212 | 22.379 |  | 7445998.976 | 1098750.3 | 22.379 |  | 22.379 |  | 22.379 |  | 22.379 |  | 22.379 |  | 22.379 |  | 22.379 |  | 22.379 | 22.379 | Not Coal Steam or O/G Steam | 0.006011 | 0.006011 |  | 72.22%
Carr Street Generating Station | New York | X | X | X | 50978 | A | 3708 | Combined Cycle |  |  |  | Combined cycle | Y |  |  |  | 6.626 | 490328.692 | 41050.51 | 4.4313 | 6.626 |  | 490328.692 | 41050.51 | 6.626 |  | 6.626 |  | 6.626 |  | 2.942 | Optimize SCR | 2.942 |  | 2.942 |  | 2.942 |  | 2.942 | 2.942 | Not Coal Steam or O/G Steam | 0.012 | 0.012 |  | 19.4%
Carr Street Generating Station | New York | X | X | X | 50978 | B | 3709 | Combined Cycle |  |  |  | Combined cycle | Y |  |  |  | 6.852 | 490969.772 | 39537.9 | 4.518 | 6.852 |  | 490969.772 | 39537.9 | 6.852 |  | 6.852 |  | 6.852 |  | 2.9458 | Optimize SCR | 2.9458 |  | 2.9458 |  | 2.9458 |  | 2.9458 | 2.9458 | Not Coal Steam or O/G Steam | 0.012 | 0.012 |  | 18.61%
Carthage Energy | New York | X | X | X | 10620 | 1 | 3563 | Combined Cycle |  |  |  | Combined cycle |  |  |  |  | 8.795 | 42401.826 | 4684.64 | 4.3453 | 8.795 |  | 42401.826 | 4684.64 | 8.795 |  | 8.795 |  | 8.795 |  | 8.795 |  | 8.795 |  | 8.795 |  | 8.795 |  | 8.795 | 8.795 | Not Coal Steam or O/G Steam | 0.41484 | 0.41484 |  | 1.649%
Castleton Power, LLC | New York | X | X | X | 10190 | 1 | 3532 | Combined Cycle |  |  |  | Combined cycle |  |  |  |  | 7.636 | 309948.132 | 33944.13 | 10.7363 | 7.636 |  | 309948.132 | 33944.13 | 7.636 |  | 7.636 |  | 7.636 |  | 7.636 |  | 7.636 |  | 7.636 |  | 7.636 |  | 7.636 | 7.636 | Not Coal Steam or O/G Steam | 0.049273 | 0.049273 |  | 13.9%
Cayuga Operating Company, LLC | New York | X | X | X | 2535 | 1 | 1768 | Coal Steam | 10 | 2019 | 2023 | Tangentially-fired | Y |  | Y | 154 |  |  |  | 37.5817 | 0 | Y | 0 | 0 | 0 |  | 0 |  | 0 |  | 0 |  | 0 |  | 0 |  | 0 |  | 0 | 0 | Retired | 0 | 0 |  | 3.429%
Cayuga Operating Company, LLC | New York | X | X | X | 2535 | 2 | 1769 | Coal Steam | 10 | 2019 | 2023 | Tangentially-fired |  |  | Y | 140 |  |  |  |  | 0 | Y | 0 | 0 | 0 |  | 0 |  | 0 |  | 0 |  | 0 |  | 0 |  | 0 |  | 0 | 0 | Retired | 0 | 0
Cricket Valley Energy Center | New York | X | X | X | 57185 | U001 | 91214 | Combined Cycle |  |  |  | Combined cycle | Y |  |  |  | 15.989 | 6265062.497 | 916201.55 | 10.599 | 15.989 |  | 6265062.497 | 916201.55 | 15.989 |  | 15.989 |  | 15.989 |  | 15.989 |  | 15.989 |  | 15.989 |  | 15.989 |  | 15.989 | 15.989 | Not Coal Steam or O/G Steam | 0.0051042 | 0.0051042 |  | 38.06%
Cricket Valley Energy Center | New York | X | X | X | 57185 | U002 | 91215 | Combined Cycle |  |  |  | Combined cycle | Y |  |  |  | 17.743 | 6668417.78 | 990485.38 | 12.1883 | 17.743 |  | 6668417.78 | 990485.38 | 17.743 |  | 17.743 |  | 17.743 |  | 17.743 |  | 17.743 |  | 17.743 |  | 17.743 |  | 17.743 | 17.743 | Not Coal Steam or O/G Steam | 0.0053215 | 0.0053215 |  | 42.2%
Cricket Valley Energy Center | New York | X | X | X | 57185 | U003 | 91216 | Combined Cycle |  |  |  | Combined cycle | Y |  |  |  | 17.398 | 6641570.738 | 979672.78 | 10.4653 | 17.398 |  | 6641570.738 | 979672.78 | 17.398 |  | 17.398 |  | 17.398 |  | 17.398 |  | 17.398 |  | 17.398 |  | 17.398 |  | 17.398 | 17.398 | Not Coal Steam or O/G Steam | 0.0052391 | 0.0052391 |  | 38.57%
Danskammer Generating Station | New York | X | X | X | 2480 | 1 | 1606 | O/G Steam |  |  |  | Tangentially-fired |  |  |  | 71 | 0.542 | 12554.427 | 929 | 0.50567 | 0.542 |  | 12554.427 | 929 | 0.542 |  | 0.542 |  | 0.542 |  | 0.542 |  | 0.542 |  | 0.542 |  | 0.542 |  | 0.542 | 0.542 | O/G Steam Under 100 MW | 0.086344 | 0.086344 |  | 0.1764%
Danskammer Generating Station | New York | X | X | X | 2480 | 2 | 1607 | O/G Steam |  |  |  | Tangentially-fired |  |  |  | 66 | 0.434 | 9027.848 | 533 | 0.421 | 0.434 |  | 9027.848 | 533 | 0.434 |  | 0.434 |  | 0.434 |  | 0.434 |  | 0.434 |  | 0.434 |  | 0.434 |  | 0.434 | 0.434 | O/G Steam Under 100 MW | 0.096147 | 0.096147 |  | 0.2184%
Danskammer Generating Station | New York | X | X | X | 2480 | 3 | 1608 | O/G Steam |  |  |  | Tangentially-fired |  |  |  | 138 | 0.628 | 14909.92 | 1435 | 0.716 | 0.628 |  | 14909.92 | 1435 | 0.628 |  | 0.628 |  | 0.628 |  | 0.628 |  | 0.628 |  | 0.628 |  | 0.628 |  | 0.628 | 0.628 | Oil/Gas Steam Under 150 Tons (2019-2021 Average) | 0.084239 | 0.084239 |  | 0.1401%
Danskammer Generating Station | New York | X | X | X | 2480 | 4 | 1609 | O/G Steam |  |  |  | Tangentially-fired |  |  |  | 222 | 2.483 | 51278.153 | 5175.24 | 1.989 | 2.483 |  | 51278.153 | 5175.24 | 2.483 |  | 2.483 |  | 2.483 |  | 2.483 |  | 2.483 |  | 2.483 |  | 2.483 |  | 2.483 | 2.483 | Oil/Gas Steam Under 150 Tons (2019-2021 Average) | 0.096844 | 0.096844 |  | 0.472%
E F Barrett | New York | X | X | X | 2511 | 10 | 1719 | O/G Steam |  |  |  | Tangentially-fired |  |  |  | 193 | 151.071 | 3386884.31 | 340644.2 | 158.8923 | 151.071 |  | 3386884.31 | 340644.2 | 151.071 |  | 151.071 |  | 151.071 |  | 151.071 |  | 151.071 |  | 151.071 |  | 151.071 |  | 100.9371 | 50.8033 | O/G Steam SCR Retrofit | 0.089209 | 0.03 |  | 45.57%
E F Barrett | New York | X | X | X | 2511 | 20 | 1720 | O/G Steam |  |  |  | Tangentially-fired |  |  |  | 193 | 108.731 | 3963795.096 | 401699.81 | 92.2363 | 108.731 |  | 3963795.096 | 401699.81 | 108.731 |  | 108.731 |  | 108.731 |  | 108.731 |  | 108.731 |  | 108.731 |  | 108.731 |  | 108.731 | 108.731 | Oil/Gas Steam Under 150 Tons (2019-2021 Average) | 0.054862 | 0.054862 |  | 46.63%
E F Barrett | New York | X | X | X | 2511 | U00012 | 1729 | Combustion Turbine |  |  |  | Combustion turbine |  |  |  |  | 24.391 | 118111.7 | 7263 | 17.4733 | 24.391 |  | 118111.7 | 7263 | 24.391 |  | 24.391 |  | 24.391 |  | 24.391 |  | 24.391 |  | 24.391 |  | 24.391 |  | 24.391 | 24.391 | Not Coal Steam or O/G Steam | 0.41302 | 0.41302 |  | 8.496%
E F Barrett | New York | X | X | X | 2511 | U00013 | 1730 | Combustion Turbine |  |  |  | Combustion turbine |  |  |  |  | 24.391 | 118111.7 | 7263 | 17.4733 | 24.391 |  | 118111.7 | 7263 | 24.391 |  | 24.391 |  | 24.391 |  | 24.391 |  | 24.391 |  | 24.391 |  | 24.391 |  | 24.391 | 24.391 | Not Coal Steam or O/G Steam | 0.41302 | 0.41302 |  | 8.496%
E F Barrett | New York | X | X | X | 2511 | U00014 | 1731 | Combustion Turbine |  |  |  | Combustion turbine |  |  |  |  | 25.621 | 124078.5 | 7634 | 16.9827 | 25.621 |  | 124078.5 | 7634 | 25.621 |  | 25.621 |  | 25.621 |  | 25.621 |  | 25.621 |  | 25.621 |  | 25.621 |  | 25.621 | 25.621 | Not Coal Steam or O/G Steam | 0.41298 | 0.41298 |  | 8.251%
E F Barrett | New York | X | X | X | 2511 | U00015 | 1732 | Combustion Turbine |  |  |  | Combustion turbine |  |  |  |  | 25.621 | 124078.5 | 7634 | 16.9827 | 25.621 |  | 124078.5 | 7634 | 25.621 |  | 25.621 |  | 25.621 |  | 25.621 |  | 25.621 |  | 25.621 |  | 25.621 |  | 25.621 | 25.621 | Not Coal Steam or O/G Steam | 0.41298 | 0.41298 |  | 8.251%
E F Barrett | New York | X | X | X | 2511 | U00016 | 1733 | Combustion Turbine |  |  |  | Combustion turbine |  |  |  |  | 35.537 | 171772.5 | 10574 | 27.7183 | 35.537 |  | 171772.5 | 10574 | 35.537 |  | 35.537 |  | 35.537 |  | 35.537 |  | 35.537 |  | 35.537 |  | 35.537 |  | 35.537 | 35.537 | Not Coal Steam or O/G Steam | 0.41377 | 0.41377 |  | 13.44%
E F Barrett | New York | X | X | X | 2511 | U00017 | 1734 | Combustion Turbine |  |  |  | Combustion turbine |  |  |  |  | 35.537 | 171772.5 | 10574 | 27.7183 | 35.537 |  | 171772.5 | 10574 | 35.537 |  | 35.537 |  | 35.537 |  | 35.537 |  | 35.537 |  | 35.537 |  | 35.537 |  | 35.537 | 35.537 | Not Coal Steam or O/G Steam | 0.41377 | 0.41377 |  | 13.44%
E F Barrett | New York | X | X | X | 2511 | U00018 | 1735 | Combustion Turbine |  |  |  | Combustion turbine |  |  |  |  | 32.172 | 155805.2 | 9585 | 20.327 | 32.172 |  | 155805.2 | 9585 | 32.172 |  | 32.172 |  | 32.172 |  | 32.172 |  | 32.172 |  | 32.172 |  | 32.172 |  | 32.172 | 32.172 | Not Coal Steam or O/G Steam | 0.41298 | 0.41298 |  | 9.895%
E F Barrett | New York | X | X | X | 2511 | U00019 | 1736 | Combustion Turbine |  |  |  | Combustion turbine |  |  |  |  | 32.172 | 155805.2 | 9585 | 20.327 | 32.172 |  | 155805.2 | 9585 | 32.172 |  | 32.172 |  | 32.172 |  | 32.172 |  | 32.172 |  | 32.172 |  | 32.172 |  | 32.172 | 32.172 | Not Coal Steam or O/G Steam | 0.41298 | 0.41298 |  | 9.895%
East River | New York | X | X | X | 2493 | 1 | 1614 | Combustion Turbine |  |  |  | Combined cycle | Y |  |  |  | 17.609 | 5094978.25 | 461441 | 18.3087 | 17.609 |  | 5094978.25 | 461441 | 17.609 |  | 17.609 |  | 17.609 |  | 17.609 |  | 17.609 |  | 17.609 |  | 17.609 |  | 17.609 | 17.609 | Not Coal Steam or O/G Steam | 0.0069123 | 0.0069123 |  | 43.95%
East River | New York | X | X | X | 2493 | 2 | 1615 | Combustion Turbine |  |  |  | Combined cycle | Y |  |  |  | 19.215 | 5274898.525 | 485425.25 | 18.1027 | 19.215 |  | 5274898.525 | 485425.25 | 19.215 |  | 19.215 |  | 19.215 |  | 19.215 |  | 19.215 |  | 19.215 |  | 19.215 |  | 19.215 | 19.215 | Not Coal Steam or O/G Steam | 0.0072854 | 0.0072854 |  | 43.61%
East River | New York | X | X | X | 2493 | 60 | 1617 | O/G Steam |  |  |  | Dry bottom wall-fired boiler |  |  |  | 145 | 247.267 | 3568169.05 |  | 225.0127 | 247.267 |  | 3568169.05 |  | 247.267 |  | 247.267 |  | 247.267 |  | 247.267 |  | 247.267 |  | 247.267 |  | 247.267 |  | 150.3948 | 53.5225 | O/G Steam SCR Retrofit | 0.1386 | 0.03 |  | 48.15%
East River | New York | X | X | X | 2493 | 70 | 1618 | O/G Steam |  |  |  | Dry bottom wall-fired boiler |  |  |  | 182 | 76.586 | 1487220 |  | 55.6503 | 76.586 |  | 1487220 |  | 76.586 |  | 76.586 |  | 76.586 |  | 76.586 |  | 76.586 |  | 76.586 |  | 76.586 |  | 76.586 | 76.586 | Oil/Gas Steam Under 150 Tons (2019-2021 Average) | 0.10299 | 0.10299 |  | 14.91%
Edgewood Energy | New York | X | X | X | 55786 | CT01 | 10132 | Combustion Turbine |  |  |  | Combustion turbine | Y |  |  |  | 2.184 | 529227.057 | 52097.57 | 1.6 | 2.184 |  | 529227.057 | 52097.57 | 2.184 |  | 2.184 |  | 2.184 |  | 2.184 |  | 2.184 |  | 2.184 |  | 2.184 |  | 2.184 | 2.184 | Not Coal Steam or O/G Steam | 0.0082535 | 0.0082535 |  | 20.07%
Edgewood Energy | New York | X | X | X | 55786 | CT02 | 10133 | Combustion Turbine |  |  |  | Combustion turbine | Y |  |  |  | 1.728 | 430060.136 | 41572.08 | 1.3717 | 1.728 |  | 430060.136 | 41572.08 | 1.728 |  | 1.728 |  | 1.728 |  | 1.728 |  | 1.728 |  | 1.728 |  | 1.728 |  | 1.728 | 1.728 | Not Coal Steam or O/G Steam | 0.0080361 | 0.0080361 |  | 17.7%
Empire Generating Co, LLC | New York | X | X | X | 56259 | CT-1 | 89574 | Combined Cycle |  |  |  | Combined cycle | Y |  |  |  | 22.693 | 6428842.448 | 901675.27 | 21.62 | 22.693 |  | 6428842.448 | 901675.27 | 22.693 |  | 22.693 |  | 22.693 |  | 22.693 |  | 22.693 |  | 22.693 |  | 22.693 |  | 22.693 | 22.693 | Not Coal Steam or O/G Steam | 0.0070597 | 0.0070597 |  | 58.04%
Empire Generating Co, LLC | New York | X | X | X | 56259 | CT-2 | 89575 | Combined Cycle |  |  |  | Combined cycle | Y |  |  |  | 21.583 | 6286850.356 | 884404.6 | 19.9757 | 21.583 |  | 6286850.356 | 884404.6 | 21.583 |  | 21.583 |  | 21.583 |  | 21.583 |  | 21.583 |  | 21.583 |  | 21.583 |  | 21.583 | 21.583 | Not Coal Steam or O/G Steam | 0.0068661 | 0.0068661 |  | 56.32%
Equus Power I | New York | X | X | X | 56032 | 0001 | 89349 | Combustion Turbine |  |  |  | Combustion turbine | Y |  |  |  | 2.703 | 440218.915 | 44276.66 | 2.066 | 2.703 |  | 440218.915 | 44276.66 | 2.703 |  | 2.703 |  | 2.703 |  | 2.703 |  | 2.703 |  | 2.703 |  | 2.703 |  | 2.703 | 2.703 | Not Coal Steam or O/G Steam | 0.01228 | 0.01228 |  | 17.33%
Fortistar North Tonawanda Inc | New York | X | X | X | 54131 | NTCT1 | 3754 | Combined Cycle |  |  |  | Combined cycle |  |  |  |  | 2.112 | 45108.1 | 3690.44 | 3.4823 | 2.112 |  | 45108.1 | 3690.44 | 2.112 |  | 2.112 |  | 2.112 |  | 2.112 |  | 2.112 |  | 2.112 |  | 2.112 |  | 2.112 | 2.112 | Not Coal Steam or O/G Steam | 0.093642 | 0.093642 |  | 4.083%
Freeport Power Plant No. 2 | New York | X | X | X | 2679 | 5 | 88098 | Combustion Turbine |  |  |  | Combustion turbine | Y |  |  |  | 2.747 | 408548.775 | 40604.5 | 1.2983 | 2.747 |  | 408548.775 | 40604.5 | 2.747 |  | 2.747 |  | 2.747 |  | 2.747 |  | 2.747 |  | 2.747 |  | 2.747 |  | 2.747 | 2.747 | Not Coal Steam or O/G Steam | 0.013448 | 0.013448 |  | 10.55%
Glenwood | New York | X | X | X | 2514 | U00020 | 1741 | Combustion Turbine |  |  |  | Combustion turbine |  |  |  |  | 11.974 | 41505.9 | 3040 | 5.1733 | 11.974 |  | 41505.9 | 3040 | 11.974 |  | 11.974 |  | 11.974 |  | 11.974 |  | 11.974 |  | 11.974 |  | 11.974 |  | 11.974 | 11.974 | Not Coal Steam or O/G Steam | 0.57698 | 0.57698 |  | 0.7377%
Glenwood | New York | X | X | X | 2514 | U00021 | 1742 | Combustion Turbine |  |  |  | Combustion turbine |  |  |  |  | 6.086 | 21096.6 | 1530 | 3.0063 | 6.086 |  | 21096.6 | 1530 | 6.086 |  | 6.086 |  | 6.086 |  | 6.086 |  | 6.086 |  | 6.086 |  | 6.086 |  | 6.086 | 6.086 | Not Coal Steam or O/G Steam | 0.57697 | 0.57697 |  | 0.4287%
Glenwood Landing Energy Center | New York | X | X | X | 7869 | UGT012 | 10031 | Combustion Turbine |  |  |  | Combustion turbine | Y |  |  |  | 2.712 | 517379.85 | 52657.25 | 2.1373 | 2.712 |  | 517379.85 | 52657.25 | 2.712 |  | 2.712 |  | 2.712 |  | 2.712 |  | 2.712 |  | 2.712 |  | 2.712 |  | 2.712 | 2.712 | Not Coal Steam or O/G Steam | 0.010484 | 0.010484 |  | 21.56%
Glenwood Landing Energy Center | New York | X | X | X | 7869 | UGT013 | 10032 | Combustion Turbine |  |  |  | Combustion turbine | Y |  |  |  | 2.418 | 405105.825 | 41346.5 | 2.024 | 2.418 |  | 405105.825 | 41346.5 | 2.418 |  | 2.418 |  | 2.418 |  | 2.418 |  | 2.418 |  | 2.418 |  | 2.418 |  | 2.418 | 2.418 | Not Coal Steam or O/G Steam | 0.011938 | 0.011938 |  | 18.83%
Greenidge Generation LLC | New York | X | X | X | 2527 | 6 | 1759 | O/G Steam |  |  |  | Tangentially-fired | Y |  |  | 104 | 27.404 | 2332721.07 | 227916.89 | 19.796 | 27.404 |  | 2332721.07 | 227916.89 | 27.404 |  | 27.404 |  | 27.404 |  | 27.404 |  | 27.404 |  | 27.404 |  | 27.404 |  | 27.404 | 27.404 | Existing SCR | 0.023495 | 0.023495 |  | 34.64%
Harlem River Yard | New York | X | X | X | 7914 | HR01 | 8396 | Combustion Turbine |  |  |  | Combustion turbine | Y |  |  |  | 1.245 | 256147.548 | 25350.45 | 1.128 | 1.245 |  | 256147.548 | 25350.45 | 1.245 |  | 1.245 |  | 1.245 |  | 1.245 |  | 1.245 |  | 1.245 |  | 1.245 |  | 1.245 | 1.245 | Not Coal Steam or O/G Steam | 0.009721 | 0.009721 |  | 13.09%
Harlem River Yard | New York | X | X | X | 7914 | HR02 | 8398 | Combustion Turbine |  |  |  | Combustion turbine | Y |  |  |  | 1.061 | 223396.204 | 22685.46 | 0.81567 | 1.061 |  | 223396.204 | 22685.46 | 1.061 |  | 1.061 |  | 1.061 |  | 1.061 |  | 1.061 |  | 1.061 |  | 1.061 |  | 1.061 | 1.061 | Not Coal Steam or O/G Steam | 0.0094988 | 0.0094988 |  | 9.324%
Hawkeye Energy Greenport, LLC | New York | X | X | X | 55969 | U-01 | 88363 | Combustion Turbine |  |  |  | Combustion turbine | Y |  |  |  | 3.409 | 276389.933 | 26234.6 | 4.438 | 3.409 |  | 276389.933 | 26234.6 | 3.409 |  | 3.409 |  | 3.409 |  | 3.409 |  | 3.409 |  | 3.409 |  | 3.409 |  | 3.409 | 3.409 | Not Coal Steam or O/G Steam | 0.024668 | 0.024668 |  | 17.57%
Hell Gate | New York | X | X | X | 7913 | HG01 | 8392 | Combustion Turbine |  |  |  | Combustion turbine | Y |  |  |  | 1.191 | 238992.881 | 23736.39 | 1.1517 | 1.191 |  | 238992.881 | 23736.39 | 1.191 |  | 1.191 |  | 1.191 |  | 1.191 |  | 1.191 |  | 1.191 |  | 1.191 |  | 1.191 | 1.191 | Not Coal Steam or O/G Steam | 0.0099668 | 0.0099668 |  | 12.9%
Hell Gate | New York | X | X | X | 7913 | HG02 | 8394 | Combustion Turbine |  |  |  | Combustion turbine | Y |  |  |  | 1.081 | 222693.761 | 20774 | 0.84067 | 1.081 |  | 222693.761 | 20774 | 1.081 |  | 1.081 |  | 1.081 |  | 1.081 |  | 1.081 |  | 1.081 |  | 1.081 |  | 1.081 | 1.081 | Not Coal Steam or O/G Steam | 0.0097084 | 0.0097084 |  | 9.483%
Hillburn | New York | X | X | X | 2628 | 001 | 1795 | Combustion Turbine |  |  |  | Combustion turbine |  |  |  |  | 0.263 | 1503.203 | 71 | 0.56467 | 0.263 |  | 1503.203 | 71 | 0.263 |  | 0.263 |  | 0.263 |  | 0.263 |  | 0.263 |  | 0.263 |  | 0.263 |  | 0.263 | 0.263 | Not Coal Steam or O/G Steam | 0.34992 | 0.34992 |  | 0.1136%
Holtsville Facility | New York | X | X | X | 8007 | U00001 | 3402 | Combustion Turbine |  |  |  | Combustion turbine |  |  |  |  | 6.751 | 27425.6 | 1983 | 5.6037 | 6.751 |  | 27425.6 | 1983 | 6.751 |  | 6.751 |  | 6.751 |  | 6.751 |  | 6.751 |  | 6.751 |  | 6.751 |  | 6.751 | 6.751 | Not Coal Steam or O/G Steam | 0.49231 | 0.49231 |  | 1.843%
Holtsville Facility | New York | X | X | X | 8007 | U00002 | 3403 | Combustion Turbine |  |  |  | Combustion turbine |  |  |  |  | 6.862 | 27425.6 | 1983 | 5.6087 | 6.862 |  | 27425.6 | 1983 | 6.862 |  | 6.862 |  | 6.862 |  | 6.862 |  | 6.862 |  | 6.862 |  | 6.862 |  | 6.862 | 6.862 | Not Coal Steam or O/G Steam | 0.50041 | 0.50041 |  | 1.843%
Holtsville Facility | New York | X | X | X | 8007 | U00003 | 3404 | Combustion Turbine |  |  |  | Combustion turbine |  |  |  |  | 3.291 | 13279.2 | 960 | 1.634 | 3.291 |  | 13279.2 | 960 | 3.291 |  | 3.291 |  | 3.291 |  | 3.291 |  | 3.291 |  | 3.291 |  | 3.291 |  | 3.291 | 3.291 | Not Coal Steam or O/G Steam | 0.49566 | 0.49566 |  | 0.4811%
Holtsville Facility | New York | X | X | X | 8007 | U00004 | 3405 | Combustion Turbine |  |  |  | Combustion turbine |  |  |  |  | 3.722 | 13265.3 | 959 | 1.9277 | 3.722 |  | 13265.3 | 959 | 3.722 |  | 3.722 |  | 3.722 |  | 3.722 |  | 3.722 |  | 3.722 |  | 3.722 |  | 3.722 | 3.722 | Not Coal Steam or O/G Steam | 0.56116 | 0.56116 |  | 0.4731%
Holtsville Facility | New York | X | X | X | 8007 | U00005 | 3406 | Combustion Turbine |  |  |  | Combustion turbine |  |  |  |  | 4.975 | 19271.8 | 1392 | 3.7483 | 4.975 |  | 19271.8 | 1392 | 4.975 |  | 4.975 |  | 4.975 |  | 4.975 |  | 4.975 |  | 4.975 |  | 4.975 |  | 4.975 | 4.975 | Not Coal Steam or O/G Steam | 0.5163 | 0.5163 |  | 1.093%
Holtsville Facility | New York | X | X | X | 8007 | U00006 | 3407 | Combustion Turbine |  |  |  | Combustion turbine |  |  |  |  | 5.356 | 19244.4 | 1390 | 4.188 | 5.356 |  | 19244.4 | 1390 | 5.356 |  | 5.356 |  | 5.356 |  | 5.356 |  | 5.356 |  | 5.356 |  | 5.356 |  | 5.356 | 5.356 | Not Coal Steam or O/G Steam | 0.55663 | 0.55663 |  | 1.092%
Holtsville Facility | New York | X | X | X | 8007 | U00007 | 3408 | Combustion Turbine |  |  |  | Combustion turbine |  |  |  |  | 2.453 | 9265 | 670 | 2.3483 | 2.453 |  | 9265 | 670 | 2.453 |  | 2.453 |  | 2.453 |  | 2.453 |  | 2.453 |  | 2.453 |  | 2.453 |  | 2.453 | 2.453 | Not Coal Steam or O/G Steam | 0.52952 | 0.52952 |  | 0.7502%
Holtsville Facility | New York | X | X | X | 8007 | U00008 | 3409 | Combustion Turbine |  |  |  | Combustion turbine |  |  |  |  | 2.439 | 9251.1 | 669 | 2.3573 | 2.439 |  | 9251.1 | 669 | 2.439 |  | 2.439 |  | 2.439 |  | 2.439 |  | 2.439 |  | 2.439 |  | 2.439 |  | 2.439 | 2.439 | Not Coal Steam or O/G Steam | 0.52729 | 0.52729 |  | 0.7499%
Holtsville Facility | New York | X | X | X | 8007 | U00009 | 3410 | Combustion Turbine |  |  |  | Combustion turbine |  |  |  |  | 4.114 | 14201.5 | 1027 | 2.7467 | 4.114 |  | 14201.5 | 1027 | 4.114 |  | 4.114 |  | 4.114 |  | 4.114 |  | 4.114 |  | 4.114 |  | 4.114 |  | 4.114 | 4.114 | Not Coal Steam or O/G Steam | 0.57938 | 0.57938 |  | 0.6408%
Holtsville Facility | New York | X | X | X | 8007 | U00010 | 3411 | Combustion Turbine |  |  |  | Combustion turbine |  |  |  |  | 3.135 | 12175.4 | 881 | 2.2497 | 3.135 |  | 12175.4 | 881 | 3.135 |  | 3.135 |  | 3.135 |  | 3.135 |  | 3.135 |  | 3.135 |  | 3.135 |  | 3.135 | 3.135 | Not Coal Steam or O/G Steam | 0.51497 | 0.51497 |  | 0.5966%
Holtsville Facility | New York | X | X | X | 8007 | U00011 | 3412 | Combustion Turbine |  |  |  | Combustion turbine |  |  |  |  | 9.476 | 34147.5 | 2471 | 7.486 | 9.476 |  | 34147.5 | 2471 | 9.476 |  | 9.476 |  | 9.476 |  | 9.476 |  | 9.476 |  | 9.476 |  | 9.476 |  | 9.476 | 9.476 | Not Coal Steam or O/G Steam | 0.555 | 0.555 |  | 2.066%
Holtsville Facility | New York | X | X | X | 8007 | U00012 | 3413 | Combustion Turbine |  |  |  | Combustion turbine |  |  |  |  | 8.233 | 34147.5 | 2471 | 6.291 | 8.233 |  | 34147.5 | 2471 | 8.233 |  | 8.233 |  | 8.233 |  | 8.233 |  | 8.233 |  | 8.233 |  | 8.233 |  | 8.233 | 8.233 | Not Coal Steam or O/G Steam | 0.4822 | 0.4822 |  | 2.066%
Holtsville Facility | New York | X | X | X | 8007 | U00013 | 3414 | Combustion Turbine |  |  |  | Combustion turbine |  |  |  |  | 3.19 | 11924.4 | 862 | 4.1613 | 3.19 |  | 11924.4 | 862 | 3.19 |  | 3.19 |  | 3.19 |  | 3.19 |  | 3.19 |  | 3.19 |  | 3.19 |  | 3.19 | 3.19 | Not Coal Steam or O/G Steam | 0.53504 | 0.53504 |  | 1.177%
Holtsville Facility | New York | X | X | X | 8007 | U00014 | 3415 | Combustion Turbine |  |  |  | Combustion turbine |  |  |  |  | 2.781 | 11924.4 | 862 | 3.4827 | 2.781 |  | 11924.4 | 862 | 2.781 |  | 2.781 |  | 2.781 |  | 2.781 |  | 2.781 |  | 2.781 |  | 2.781 |  | 2.781 | 2.781 | Not Coal Steam or O/G Steam | 0.46644 | 0.46644 |  | 1.176%
Holtsville Facility | New York | X | X | X | 8007 | U00015 | 3416 | Combustion Turbine |  |  |  | Combustion turbine |  |  |  |  | 2.438 | 8752.6 | 633 | 4.398 | 2.438 |  | 8752.6 | 633 | 2.438 |  | 2.438 |  | 2.438 |  | 2.438 |  | 2.438 |  | 2.438 |  | 2.438 |  | 2.438 | 2.438 | Not Coal Steam or O/G Steam | 0.55709 | 0.55709 |  | 1.238%
Holtsville Facility | New York | X | X | X | 8007 | U00016 | 3417 | Combustion Turbine |  |  |  | Combustion turbine |  |  |  |  | 2.144 | 8752.6 | 633 | 3.6457 | 2.144 |  | 8752.6 | 633 | 2.144 |  | 2.144 |  | 2.144 |  | 2.144 |  | 2.144 |  | 2.144 |  | 2.144 |  | 2.144 | 2.144 | Not Coal Steam or O/G Steam | 0.48991 | 0.48991 |  | 1.238%
Holtsville Facility | New York | X | X | X | 8007 | U00017 | 3418 | Combustion Turbine |  |  |  | Combustion turbine |  |  |  |  | 5.159 | 21011.1 | 1516 | 4.5137 | 5.159 |  | 21011.1 | 1516 | 5.159 |  | 5.159 |  | 5.159 |  | 5.159 |  | 5.159 |  | 5.159 |  | 5.159 |  | 5.159 | 5.159 | Not Coal Steam or O/G Steam | 0.49107 | 0.49107 |  | 1.471%
Holtsville Facility | New York | X | X | X | 8007 | U00018 | 3419 | Combustion Turbine |  |  |  | Combustion turbine |  |  |  |  | 5.229 | 21011.1 | 1516 | 4.9983 | 5.229 |  | 21011.1 | 1516 | 5.229 |  | 5.229 |  | 5.229 |  | 5.229 |  | 5.229 |  | 5.229 |  | 5.229 |  | 5.229 | 5.229 | Not Coal Steam or O/G Steam | 0.49774 | 0.49774 |  | 1.447%
Holtsville Facility | New York | X | X | X | 8007 | U00019 | 3420 | Combustion Turbine |  |  |  | Combustion turbine |  |  |  |  | 6.365 | 23857.1 | 1721 | 3.6933 | 6.365 |  | 23857.1 | 1721 | 6.365 |  | 6.365 |  | 6.365 |  | 6.365 |  | 6.365 |  | 6.365 |  | 6.365 |  | 6.365 | 6.365 | Not Coal Steam or O/G Steam | 0.53359 | 0.53359 |  | 0.9914%
Holtsville Facility | New York | X | X | X | 8007 | U00020 | 3421 | Combustion Turbine |  |  |  | Combustion turbine |  |  |  |  | 6.359 | 23857.1 | 1721 | 3.6753 | 6.359 |  | 23857.1 | 1721 | 6.359 |  | 6.359 |  | 6.359 |  | 6.359 |  | 6.359 |  | 6.359 |  | 6.359 |  | 6.359 | 6.359 | Not Coal Steam or O/G Steam | 0.53309 | 0.53309 |  | 0.9914%
Indeck-Corinth Energy Center | New York | X | X | X | 50458 | 1 | 3663 | Combined Cycle |  |  |  | Combined cycle | Y |  |  |  | 22.988 | 1781276.025 | 220794.75 | 24.5433 | 22.988 |  | 1781276.025 | 220794.75 | 22.988 |  | 22.988 |  | 22.988 |  | 10.6877 | Optimize SCR | 10.6877 |  | 10.6877 |  | 10.6877 |  | 10.6877 | 10.6877 | Not Coal Steam or O/G Steam | 0.012 | 0.012 |  | 41.99%
Indeck-Olean Energy Center | New York | X | X | X | 54076 | 1 | 3747 | Combined Cycle |  |  |  | Combined cycle | Y |  |  |  | 6.956 | 376215.625 | 42457.75 | 8.292 | 6.956 |  | 376215.625 | 42457.75 | 6.956 |  | 6.956 |  | 6.956 |  | 2.2573 | Optimize SCR | 2.2573 |  | 2.2573 |  | 2.2573 |  | 2.2573 | 2.2573 | Not Coal Steam or O/G Steam | 0.012 | 0.012 |  | 15.26%
Indeck-Oswego Energy Center | New York | X | X | X | 50450 | 1 | 3661 | Combined Cycle |  |  |  | Combined cycle |  |  |  |  | 10.155 | 171079.6 | 19183.5 | 10.0117 | 10.155 |  | 171079.6 | 19183.5 | 10.155 |  | 10.155 |  | 10.155 |  | 10.155 |  | 10.155 |  | 10.155 |  | 10.155 |  | 10.155 | 10.155 | Not Coal Steam or O/G Steam | 0.11872 | 0.11872 |  | 8.124%
Indeck-Silver Springs Energy Center | New York | X | X | X | 50449 | 1 | 3660 | Combined Cycle |  |  |  | Combined cycle |  |  |  |  | 11.914 | 211097.475 | 21671.75 | 14.1533 | 11.914 |  | 211097.475 | 21671.75 | 11.914 |  | 11.914 |  | 11.914 |  | 11.914 |  | 11.914 |  | 11.914 |  | 11.914 |  | 11.914 | 11.914 | Not Coal Steam or O/G Steam | 0.11288 | 0.11288 |  | 10.51%
Indeck-Yerkes Energy Center | New York | X | X | X | 50451 | 1 | 3662 | Combined Cycle |  |  |  | Combined cycle |  |  |  |  | 14.065 | 188101.05 | 19760.25 | 13.8863 | 14.065 |  | 188101.05 | 19760.25 | 14.065 |  | 14.065 |  | 14.065 |  | 14.065 |  | 14.065 |  | 14.065 |  | 14.065 |  | 14.065 | 14.065 | Not Coal Steam or O/G Steam | 0.14955 | 0.14955 |  | 8.008%
Independence | New York | X | X | X | 54547 | 1 | 3774 | Combined Cycle |  |  |  | Combined cycle | Y |  |  |  | 20.208 | 3514986.536 | 490374.75 | 26.2583 | 20.208 |  | 3514986.536 | 490374.75 | 20.208 |  | 20.208 |  | 20.208 |  | 20.208 |  | 20.208 |  | 20.208 |  | 20.208 |  | 20.208 | 20.208 | Not Coal Steam or O/G Steam | 0.011498 | 0.011498 |  | 42.99%
Independence | New York | X | X | X | 54547 | 2 | 3775 | Combined Cycle |  |  |  | Combined cycle | Y |  |  |  | 19.825 | 3318165.164 | 465573.5 | 27.0537 | 19.825 |  | 3318165.164 | 465573.5 | 19.825 |  | 19.825 |  | 19.825 |  | 19.825 |  | 19.825 |  | 19.825 |  | 19.825 |  | 19.825 | 19.825 | Not Coal Steam or O/G Steam | 0.011949 | 0.011949 |  | 45.76%
Independence | New York | X | X | X | 54547 | 3 | 3776 | Combined Cycle |  |  |  | Combined cycle | Y |  |  |  | 15.58 | 2806206.523 | 400301.4 | 25.278 | 15.58 |  | 2806206.523 | 400301.4 | 15.58 |  | 15.58 |  | 15.58 |  | 15.58 |  | 15.58 |  | 15.58 |  | 15.58 |  | 15.58 | 15.58 | Not Coal Steam or O/G Steam | 0.011104 | 0.011104 |  | 39.5%
Independence | New York | X | X | X | 54547 | 4 | 3777 | Combined Cycle |  |  |  | Combined cycle | Y |  |  |  | 14.331 | 2705694.524 | 382419.95 | 23.978 | 14.331 |  | 2705694.524 | 382419.95 | 14.331 |  | 14.331 |  | 14.331 |  | 14.331 |  | 14.331 |  | 14.331 |  | 14.331 |  | 14.331 | 14.331 | Not Coal Steam or O/G Steam | 0.010593 | 0.010593 |  | 39.2%
KIAC Cogeneration | New York | X | X | X | 54114 | GT1 | 3752 | Combined Cycle |  |  |  | Combined cycle | Y |  |  |  | 16.734 | 1378971.561 | 138195.06 | 14.397 | 16.734 |  | 1378971.561 | 138195.06 | 16.734 |  | 16.734 |  | 16.734 |  | 8.2738 | Optimize SCR | 8.2738 |  | 8.2738 |  | 8.2738 |  | 8.2738 | 8.2738 | Not Coal Steam or O/G Steam | 0.012 | 0.012 |  | 43.4%
KIAC Cogeneration | New York | X | X | X | 54114 | GT2 | 3753 | Combined Cycle |  |  |  | Combined cycle | Y |  |  |  | 8.079 | 626384.237 | 64080.68 | 11.4593 | 8.079 |  | 626384.237 | 64080.68 | 8.079 |  | 8.079 |  | 8.079 |  | 3.7583 | Optimize SCR | 3.7583 |  | 3.7583 |  | 3.7583 |  | 3.7583 | 3.7583 | Not Coal Steam or O/G Steam | 0.012 | 0.012 |  | 33.69%
Lockport | New York | X | X | X | 54041 | 011854 | 3743 | Combined Cycle |  |  |  | Combined cycle |  |  |  |  | 4.609 | 98788.114 | 7304.08 | 16.3683 | 4.609 |  | 98788.114 | 7304.08 | 4.609 |  | 4.609 |  | 4.609 |  | 4.609 |  | 4.609 |  | 4.609 |  | 4.609 |  | 4.609 | 4.609 | Not Coal Steam or O/G Steam | 0.093311 | 0.093311 |  | 6.014%
Lockport | New York | X | X | X | 54041 | 011855 | 3744 | Combined Cycle |  |  |  | Combined cycle |  |  |  |  | 6.159 | 130994.107 | 9859.37 | 17.023 | 6.159 |  | 130994.107 | 9859.37 | 6.159 |  | 6.159 |  | 6.159 |  | 6.159 |  | 6.159 |  | 6.159 |  | 6.159 |  | 6.159 | 6.159 | Not Coal Steam or O/G Steam | 0.094035 | 0.094035 |  | 5.672%
Lockport | New York | X | X | X | 54041 | 011856 | 3745 | Combined Cycle |  |  |  | Combined cycle |  |  |  |  | 3.554 | 87957.017 | 6430.78 | 13.7673 | 3.554 |  | 87957.017 | 6430.78 | 3.554 |  | 3.554 |  | 3.554 |  | 3.554 |  | 3.554 |  | 3.554 |  | 3.554 |  | 3.554 | 3.554 | Not Coal Steam or O/G Steam | 0.080812 | 0.080812 |  | 5.658%
Massena Energy Facility | New York | X | X | X | 54592 | 001 | 3783 | Combined Cycle |  |  |  | Combined cycle | Y |  |  |  | 0.346 | 15819.486 | 1068.1 | 0.253 | 0.346 |  | 15819.486 | 1068.1 | 0.346 |  | 0.346 |  | 0.346 |  | 0.094917 | Optimize SCR | 0.094917 |  | 0.094917 |  | 0.094917 |  | 0.094917 | 0.094917 | Not Coal Steam or O/G Steam | 0.012 | 0.012 |  | 0.2914%
Nassau Energy Corporation | New York | X | X | X | 52056 | 00004 | 3714 | Combined Cycle |  |  |  | Combined cycle |  |  |  |  | 90.001 | 1266559.425 | 97082.64 | 80.95 | 90.001 |  | 1266559.425 | 97082.64 | 90.001 |  | 90.001 |  | 90.001 |  | 90.001 |  | 90.001 |  | 90.001 |  | 90.001 |  | 90.001 | 90.001 | Not Coal Steam or O/G Steam | 0.14212 | 0.14212 |  | 51.4%
Nissequogue Energy Center | New York | X | X | X | 54149 | 1 | 3757 | Combustion Turbine |  |  |  | Combustion turbine |  |  |  |  | 39.365 | 1152979.321 | 176929.45 | 49.234 | 39.365 |  | 1152979.321 | 176929.45 | 39.365 |  | 39.365 |  | 39.365 |  | 39.365 |  | 39.365 |  | 39.365 |  | 39.365 |  | 39.365 | 39.365 | Not Coal Steam or O/G Steam | 0.068284 | 0.068284 |  | 53.32%
North 1st | New York | X | X | X | 7915 | NO1 | 8400 | Combustion Turbine |  |  |  | Combustion turbine | Y |  |  |  | 1.354 | 256286.297 | 25599.13 | 1.529 | 1.354 |  | 256286.297 | 25599.13 | 1.354 |  | 1.354 |  | 1.354 |  | 1.354 |  | 1.354 |  | 1.354 |  | 1.354 |  | 1.354 | 1.354 | Not Coal Steam or O/G Steam | 0.010566 | 0.010566 |  | 16.67%
Northport | New York | X | X | X | 2516 | 1 | 1743 | O/G Steam |  |  |  | Tangentially-fired |  |  |  | 400 | 151.427 | 3916180.84 | 380380.76 | 99.8867 | 151.427 |  | 3916180.84 | 380380.76 | 151.427 |  | 151.427 |  | 151.427 |  | 151.427 |  | 151.427 |  | 151.427 |  | 151.427 |  | 151.427 | 151.427 | Oil/Gas Steam Under 150 Tons (2019-2021 Average) | 0.077334 | 0.077334 |  | 21.53%
Northport | New York | X | X | X | 2516 | 2 | 1744 | O/G Steam |  |  |  | Tangentially-fired |  |  |  | 399 | 210.265 | 5962342.157 | 579132.19 | 123.427 | 210.265 |  | 5962342.157 | 579132.19 | 210.265 |  | 210.265 |  | 210.265 |  | 210.265 |  | 210.265 |  | 210.265 |  | 210.265 |  | 210.265 | 210.265 | Oil/Gas Steam Under 150 Tons (2019-2021 Average) | 0.070531 | 0.070531 |  | 26.94%
Northport | New York | X | X | X | 2516 | 3 | 1745 | O/G Steam |  |  |  | Tangentially-fired |  |  |  | 390 | 157.103 | 4117102.602 | 406034.84 | 140.0267 | 157.103 |  | 4117102.602 | 406034.84 | 157.103 |  | 157.103 |  | 157.103 |  | 157.103 |  | 157.103 |  | 157.103 |  | 157.103 |  | 157.103 | 157.103 | Oil/Gas Steam Under 150 Tons (2019-2021 Average) | 0.076317 | 0.076317 |  | 30.55%
Northport | New York | X | X | X | 2516 | 4 | 1746 | O/G Steam |  |  |  | Tangentially-fired |  |  |  | 392 | 254.325 | 9018706.151 | 902376.05 | 159.8247 | 254.325 |  | 9018706.151 | 902376.05 | 254.325 |  | 254.325 |  | 254.325 |  | 254.325 |  | 254.325 |  | 254.325 |  | 254.325 |  | 194.8028 | 135.2806 | O/G Steam SCR Retrofit | 0.056399 | 0.03 |  | 43.51%
Oswego Harbor Power | New York | X | X | X | 2594 | 5 | 1791 | O/G Steam |  |  |  | Dry bottom wall-fired boiler |  |  |  | 822 | 14.591 | 149085.752 | 13584.38 | 11.385 | 14.591 |  | 149085.752 | 13584.38 | 14.591 |  | 14.591 |  | 14.591 |  | 14.591 |  | 14.591 |  | 14.591 |  | 14.591 |  | 14.591 | 14.591 | Oil/Gas Steam Under 150 Tons (2019-2021 Average) | 0.19574 | 0.19574 |  | 0.3215%
Oswego Harbor Power | New York | X | X | X | 2594 | 6 | 1792 | O/G Steam |  |  |  | Dry bottom wall-fired boiler |  |  |  | 816 | 8.078 | 107581.255 | 8310.4 | 12.1873 | 8.078 |  | 107581.255 | 8310.4 | 8.078 |  | 8.078 |  | 8.078 |  | 8.078 |  | 8.078 |  | 8.078 |  | 8.078 |  | 8.078 | 8.078 | Oil/Gas Steam Under 150 Tons (2019-2021 Average) | 0.15017 | 0.15017 |  | 0.4203%
Pinelawn Power | New York | X | X | X | 56188 | 00001 | 89567 | Combined Cycle |  |  |  | Combined cycle | Y |  |  |  | 2.189 | 608336.773 | 73843.41 | 2.084 | 2.189 |  | 608336.773 | 73843.41 | 2.189 |  | 2.189 |  | 2.189 |  | 2.189 |  | 2.189 |  | 2.189 |  | 2.189 |  | 2.189 | 2.189 | Not Coal Steam or O/G Steam | 0.0071967 | 0.0071967 |  | 17.93%
Poletti 500 MW CC | New York | X | X | X | 56196 | CTG7A | 89648 | Combined Cycle |  |  |  | Combined cycle | Y |  |  |  | 16.201 | 4400835.226 | 635344.09 | 15.8783 | 16.201 |  | 4400835.226 | 635344.09 | 16.201 |  | 16.201 |  | 16.201 |  | 16.201 |  | 16.201 |  | 16.201 |  | 16.201 |  | 16.201 | 16.201 | Not Coal Steam or O/G Steam | 0.0073627 | 0.0073627 |  | 55.51%
Poletti 500 MW CC | New York | X | X | X | 56196 | CTG7B | 89649 | Combined Cycle |  |  |  | Combined cycle | Y |  |  |  | 17.43 | 4360584.154 | 632088.47 | 17.0197 | 17.43 |  | 4360584.154 | 632088.47 | 17.43 |  | 17.43 |  | 17.43 |  | 17.43 |  | 17.43 |  | 17.43 |  | 17.43 |  | 17.43 | 17.43 | Not Coal Steam or O/G Steam | 0.0079943 | 0.0079943 |  | 55.13%
Port Jefferson Energy Center | New York | X | X | X | 2517 | 3 | 1750 | O/G Steam |  |  |  | Tangentially-fired |  |  |  | 190 | 62.38 | 2362817.639 | 221703.79 | 44.4383 | 62.38 |  | 2362817.639 | 221703.79 | 62.38 |  | 62.38 |  | 62.38 |  | 62.38 |  | 62.38 |  | 62.38 |  | 62.38 |  | 62.38 | 62.38 | Oil/Gas Steam Under 150 Tons (2019-2021 Average) | 0.052801 | 0.052801 |  | 19.82%
Port Jefferson Energy Center | New York | X | X | X | 2517 | 4 | 1751 | O/G Steam |  |  |  | Tangentially-fired |  |  |  | 190 | 44.13 | 1312260.955 | 125007 | 40.0393 | 44.13 |  | 1312260.955 | 125007 | 44.13 |  | 44.13 |  | 44.13 |  | 44.13 |  | 44.13 |  | 44.13 |  | 44.13 |  | 44.13 | 44.13 | Oil/Gas Steam Under 150 Tons (2019-2021 Average) | 0.067258 | 0.067258 |  | 18.36%
Port Jefferson Energy Center | New York | X | X | X | 2517 | UGT002 | 10016 | Combustion Turbine |  |  |  | Combustion turbine | Y |  |  |  | 1.934 | 365500.4 | 35587 | 1.5827 | 1.934 |  | 365500.4 | 35587 | 1.934 |  | 1.934 |  | 1.934 |  | 1.934 |  | 1.934 |  | 1.934 |  | 1.934 |  | 1.934 | 1.934 | Not Coal Steam or O/G Steam | 0.010583 | 0.010583 |  | 15.72%
Port Jefferson Energy Center | New York | X | X | X | 2517 | UGT003 | 10017 | Combustion Turbine |  |  |  | Combustion turbine | Y |  |  |  | 1.877 | 344359.925 | 33722.75 | 1.6143 | 1.877 |  | 344359.925 | 33722.75 | 1.877 |  | 1.877 |  | 1.877 |  | 1.877 |  | 1.877 |  | 1.877 |  | 1.877 |  | 1.877 | 1.877 | Not Coal Steam or O/G Steam | 0.010901 | 0.010901 |  | 16.67%
Pouch Terminal | New York | X | X | X | 8053 | PT01 | 8388 | Combustion Turbine |  |  |  | Combustion turbine | Y |  |  |  | 2.181 | 402612.695 | 40421.9 | 2.112 | 2.181 |  | 402612.695 | 40421.9 | 2.181 |  | 2.181 |  | 2.181 |  | 2.181 |  | 2.181 |  | 2.181 |  | 2.181 |  | 2.181 | 2.181 | Not Coal Steam or O/G Steam | 0.010834 | 0.010834 |  | 22.64%
Ravenswood Generating Station | New York | X | X | X | 2500 | 10 | 1675 | O/G Steam |  |  |  | Tangentially-fired |  |  |  | 368 | 41.262 | 1336586.301 | 124640.57 | 65.6987 | 41.262 |  | 1336586.301 | 124640.57 | 41.262 |  | 41.262 |  | 41.262 |  | 41.262 |  | 41.262 |  | 41.262 |  | 41.262 |  | 41.262 | 41.262 | Oil/Gas Steam Under 150 Tons (2019-2021 Average) | 0.061742 | 0.061742 |  | 13.52%
Ravenswood Generating Station | New York | X | X | X | 2500 | 20 | 1676 | O/G Steam |  |  |  | Tangentially-fired |  |  |  | 372 | 73.293 | 2101639.341 | 195160.34 | 70.3293 | 73.293 |  | 2101639.341 | 195160.34 | 73.293 |  | 73.293 |  | 73.293 |  | 73.293 |  | 73.293 |  | 73.293 |  | 73.293 |  | 73.293 | 73.293 | Oil/Gas Steam Under 150 Tons (2019-2021 Average) | 0.069748 | 0.069748 |  | 14.49%
Ravenswood Generating Station | New York | X | X | X | 2500 | 30 | 1677 | O/G Steam |  |  |  | Tangentially-fired |  |  |  | 973 | 26.764 | 674457.832 | 59854.51 | 42.9363 | 26.764 |  | 674457.832 | 59854.51 | 26.764 |  | 26.764 |  | 26.764 |  | 26.764 |  | 26.764 |  | 26.764 |  | 26.764 |  | 26.764 | 26.764 | Oil/Gas Steam Under 150 Tons (2019-2021 Average) | 0.079364 | 0.079364 |  | 3.196%
Ravenswood Generating Station | New York | X | X | X | 2500 | CT02-1 | 1691 | Combustion Turbine |  |  |  | Combustion turbine | [28 empty] | Not Coal Steam or O/G Steam | 0 | 0
Ravenswood Generating Station | New York | X | X | X | 2500 | CT02-2 | 1692 | Combustion Turbine |  |  |  | Combustion turbine | [28 empty] | Not Coal Steam or O/G Steam | 0 | 0
Ravenswood Generating Station | New York | X | X | X | 2500 | CT02-3 | 1693 | Combustion Turbine |  |  |  | Combustion turbine | [28 empty] | Not Coal Steam or O/G Steam | 0 | 0
Ravenswood Generating Station | New York | X | X | X | 2500 | CT02-4 | 1694 | Combustion Turbine |  |  |  | Combustion turbine | [28 empty] | Not Coal Steam or O/G Steam | 0 | 0
Ravenswood Generating Station | New York | X | X | X | 2500 | CT03-1 | 1695 | Combustion Turbine |  |  |  | Combustion turbine | [28 empty] | Not Coal Steam or O/G Steam | 0 | 0
Ravenswood Generating Station | New York | X | X | X | 2500 | CT03-2 | 1696 | Combustion Turbine |  |  |  | Combustion turbine | [28 empty] | Not Coal Steam or O/G Steam | 0 | 0
Ravenswood Generating Station | New York | X | X | X | 2500 | CT03-4 | 1698 | Combustion Turbine |  |  |  | Combustion turbine | [28 empty] | Not Coal Steam or O/G Steam | 0 | 0
Ravenswood Generating Station | New York | X | X | X | 2500 | UCC001 | 89141 | Combined Cycle |  |  |  | Combined cycle | Y |  |  |  | 16.073 | 5122614.321 | 715831.72 | 15.325 | 16.073 |  | 5122614.321 | 715831.72 | 16.073 |  | 16.073 |  | 16.073 |  | 16.073 |  | 16.073 |  | 16.073 |  | 16.073 |  | 16.073 | 16.073 | Not Coal Steam or O/G Steam | 0.0062753 | 0.0062753 |  | 57.9%
Rensselaer Cogen | New York | X | X | X | 54034 | 1GTDBS | 3742 | Combined Cycle |  |  |  | Combined cycle | Y |  |  |  | 2.148 | 131995.042 | 14421.9 | 0.81067 | 2.148 |  | 131995.042 | 14421.9 | 2.148 |  | 2.148 |  | 2.148 |  | 0.79197 | Optimize SCR | 0.79197 |  | 0.79197 |  | 0.79197 |  | 0.79197 | 0.79197 | Not Coal Steam or O/G Steam | 0.012 | 0.012 |  | 1.684%
Richard M Flynn (Holtsville) | New York | X | X | X | 7314 | 001 | 3092 | Combined Cycle |  |  |  | Combined cycle | [7 empty] | 25.731 | [20 empty] | Not Coal Steam or O/G Steam | 0 | 0 |  | 33.96%
Roseton Generating LLC | New York | X | X | X | 8006 | 1 | 3400 | O/G Steam |  |  |  | Tangentially-fired |  |  |  | 584 | 23.067 | 477052.498 | 44220.72 | 24.3757 | 23.067 |  | 477052.498 | 44220.72 | 23.067 |  | 23.067 |  | 23.067 |  | 23.067 |  | 23.067 |  | 23.067 |  | 23.067 |  | 23.067 | 23.067 | Oil/Gas Steam Under 150 Tons (2019-2021 Average) | 0.096706 | 0.096706 |  | 1.931%
Roseton Generating LLC | New York | X | X | X | 8006 | 2 | 3401 | O/G Steam |  |  |  | Tangentially-fired |  |  |  | 600 | 45.931 | 749576.019 | 69835.44 | 33.4593 | 45.931 |  | 749576.019 | 69835.44 | 45.931 |  | 45.931 |  | 45.931 |  | 45.931 |  | 45.931 |  | 45.931 |  | 45.931 |  | 45.931 | 45.931 | Oil/Gas Steam Under 150 Tons (2019-2021 Average) | 0.12255 | 0.12255 |  | 2.89%
S A Carlson | New York | X | X | X | 2682 | 10 | 1811 | O/G Steam |  |  |  | Dry bottom wall-fired boiler |  |  |  | 15 | 0.204 | 7255.2 |  | 0.18233 | 0.204 |  | 7255.2 |  | 0.204 |  | 0.204 |  | 0.204 |  | 0.204 |  | 0.204 |  | 0.204 |  | 0.204 |  | 0.204 | 0.204 | O/G Steam Under 100 MW | 0.056236 | 0.056236 |  | 0.9621%
S A Carlson | New York | X | X | X | 2682 | 20 | 1814 | O/G Steam |  |  |  | Combined cycle |  |  |  | 42 | 24.19 | 369172.05 | 35603.5 | 30.493 | 24.19 |  | 369172.05 | 35603.5 | 24.19 |  | 24.19 |  | 24.19 |  | 24.19 |  | 24.19 |  | 24.19 |  | 24.19 |  | 24.19 | 24.19 | O/G Steam Under 100 MW | 0.13105 | 0.13105 |  | 23.58%
S A Carlson | New York | X | X | X | 2682 | 9 | 1815 | O/G Steam |  |  |  | Dry bottom wall-fired boiler |  |  |  | 15 | 0.059 | 2228.8 |  | 0.053667 | 0.059 |  | 2228.8 |  | 0.059 |  | 0.059 |  | 0.059 |  | 0.059 |  | 0.059 |  | 0.059 |  | 0.059 |  | 0.059 | 0.059 | O/G Steam Under 100 MW | 0.052943 | 0.052943 |  | 0.2646%
Saranac Power Partners, LP | New York | X | X | X | 54574 | 00001 | 3780 | Combined Cycle |  |  |  | Combined cycle | Y |  |  |  | 1.412 | 75305.263 | 7947.13 | 1.4743 | 1.412 |  | 75305.263 | 7947.13 | 1.412 |  | 1.412 |  | 1.412 |  | 0.45183 | Optimize SCR | 0.45183 |  | 0.45183 |  | 0.45183 |  | 0.45183 | 0.45183 | Not Coal Steam or O/G Steam | 0.012 | 0.012 |  | 1.326%
Saranac Power Partners, LP | New York | X | X | X | 54574 | 00002 | 3781 | Combined Cycle |  |  |  | Combined cycle | Y |  |  |  | 0.648 | 42052.611 | 4564.91 | 0.502 | 0.648 |  | 42052.611 | 4564.91 | 0.648 |  | 0.648 |  | 0.648 |  | 0.25232 | Optimize SCR | 0.25232 |  | 0.25232 |  | 0.25232 |  | 0.25232 | 0.25232 | Not Coal Steam or O/G Steam | 0.012 | 0.012 |  | 0.5291%
Selkirk Cogen Partners | New York | X | X | X | 10725 | CTG101 | 3577 | Combined Cycle |  |  |  | Combined cycle | Y |  |  |  | 4.792 | 118523.877 | 9541.9 | 6.6333 | 4.792 |  | 118523.877 | 9541.9 | 4.792 |  | 4.792 |  | 4.792 |  | 0.71114 | Optimize SCR | 0.71114 |  | 0.71114 |  | 0.71114 |  | 0.71114 | 0.71114 | Not Coal Steam or O/G Steam | 0.012 | 0.012 |  | 3.688%
Selkirk Cogen Partners | New York | X | X | X | 10725 | CTG201 | 3578 | Combined Cycle |  |  |  | Combined cycle | Y |  |  |  | 4.501 | 329450.551 | 39181.59 | 5.513 | 4.501 |  | 329450.551 | 39181.59 | 4.501 |  | 4.501 |  | 4.501 |  | 1.9767 | Optimize SCR | 1.9767 |  | 1.9767 |  | 1.9767 |  | 1.9767 | 1.9767 | Not Coal Steam or O/G Steam | 0.012 | 0.012 |  | 8.646%
Selkirk Cogen Partners | New York | X | X | X | 10725 | CTG301 | 3579 | Combined Cycle |  |  |  | Combined cycle | Y |  |  |  | 3.821 | 283853.619 | 34725.11 | 4.471 | 3.821 |  | 283853.619 | 34725.11 | 3.821 |  | 3.821 |  | 3.821 |  | 1.7031 | Optimize SCR | 1.7031 |  | 1.7031 |  | 1.7031 |  | 1.7031 | 1.7031 | Not Coal Steam or O/G Steam | 0.012 | 0.012 |  | 7.335%
Shoemaker | New York | X | X | X | 2632 | 1 | 1799 | Combustion Turbine |  |  |  | Combustion turbine |  |  |  |  | 0.286 | 1426.277 | 62 | 0.546 | 0.286 |  | 1426.277 | 62 | 0.286 |  | 0.286 |  | 0.286 |  | 0.286 |  | 0.286 |  | 0.286 |  | 0.286 |  | 0.286 | 0.286 | Not Coal Steam or O/G Steam | 0.40104 | 0.40104 |  | 0.07673%
Shoreham Energy | New York | X | X | X | 55787 | CT01 | 10134 | Combustion Turbine |  |  |  | Combustion turbine | Y |  |  |  | 1.228 | 67538.195 | 6995.08 | 1.754 | 1.228 |  | 67538.195 | 6995.08 | 1.228 |  | 1.228 |  | 1.228 |  | 1.0131 | Optimize SCR | 1.0131 |  | 1.0131 |  | 1.0131 |  | 1.0131 | 1.0131 | Not Coal Steam or O/G Steam | 0.03 | 0.03 |  | 4.576%
Shoreham Energy | New York | X | X | X | 55787 | CT02 | 10135 | Combustion Turbine |  |  |  | Combustion turbine | Y |  |  |  | 1.291 | 68102.576 | 6996.4 | 1.546 | 1.291 |  | 68102.576 | 6996.4 | 1.291 |  | 1.291 |  | 1.291 |  | 1.0215 | Optimize SCR | 1.0215 |  | 1.0215 |  | 1.0215 |  | 1.0215 | 1.0215 | Not Coal Steam or O/G Steam | 0.03 | 0.03 |  | 4.538%
Somerset Operating Company (Kintigh) | New York | X | X | X | 6082 | 1 | 2761 | Coal Steam | 3 | 2020 | 2023 | Dry bottom wall-fired boiler | Y |  |  | 686 |  |  |  | 10.8393 | 0 | Y | 0 | 0 | 0 |  | 0 |  | 0 |  | 0 |  | 0 |  | 0 |  | 0 |  | 0 | 0 | Retired | 0 | 0 |  | 0.4051%
Sterling Power Plant | New York | X | X | X | 50744 | 00001 | 3692 | Combined Cycle |  |  |  | Combined cycle |  |  |  |  | 14.464 | 127716.17 | 10976.03 | 6.203 | 14.464 |  | 127716.17 | 10976.03 | 14.464 |  | 14.464 |  | 14.464 |  | 14.464 |  | 14.464 |  | 14.464 |  | 14.464 |  | 14.464 | 14.464 | Not Coal Steam or O/G Steam | 0.2265 | 0.2265 |  | 3.261%
Syracuse, LLC | New York | X | X | X | 10621 | 1 | 3564 | Combined Cycle |  |  |  | Combined cycle | Y |  |  |  | 4.149 | 102525.077 | 12650.7 | 3.0073 | 4.149 |  | 102525.077 | 12650.7 | 4.149 |  | 4.149 |  | 4.149 |  | 0.61515 | Optimize SCR | 0.61515 |  | 0.61515 |  | 0.61515 |  | 0.61515 | 0.61515 | Not Coal Steam or O/G Steam | 0.012 | 0.012 |  | 2.732%
Valley Energy Center | New York | X | X | X | 56940 | 1 | 90434 | Combined Cycle |  |  |  | Combined cycle | Y |  |  |  | 18.875 | 5391626.753 | 795375.33 | 20.0137 | 18.875 |  | 5391626.753 | 795375.33 | 18.875 |  | 18.875 |  | 18.875 |  | 18.875 |  | 18.875 |  | 18.875 |  | 18.875 |  | 18.875 | 18.875 | Not Coal Steam or O/G Steam | 0.0070016 | 0.0070016 |  | 60.16%
Valley Energy Center | New York | X | X | X | 56940 | 2 | 90435 | Combined Cycle |  |  |  | Combined cycle | Y |  |  |  | 16.107 | 5158767.577 | 764533.17 | 18.4543 | 16.107 |  | 5158767.577 | 764533.17 | 16.107 |  | 16.107 |  | 16.107 |  | 16.107 |  | 16.107 |  | 16.107 |  | 16.107 |  | 16.107 | 16.107 | Not Coal Steam or O/G Steam | 0.0062445 | 0.0062445 |  | 59.25%
Vernon Boulevard | New York | X | X | X | 7909 | VB01 | 8380 | Combustion Turbine |  |  |  | Combustion turbine | Y |  |  |  | 1.523 | 288084.649 | 28700.73 | 1.16 | 1.523 |  | 288084.649 | 28700.73 | 1.523 |  | 1.523 |  | 1.523 |  | 1.523 |  | 1.523 |  | 1.523 |  | 1.523 |  | 1.523 | 1.523 | Not Coal Steam or O/G Steam | 0.010573 | 0.010573 |  | 12.89%
Vernon Boulevard | New York | X | X | X | 7909 | VB02 | 8382 | Combustion Turbine |  |  |  | Combustion turbine | Y |  |  |  | 1.85 | 317177.57 | 31007.04 | 1.5513 | 1.85 |  | 317177.57 | 31007.04 | 1.85 |  | 1.85 |  | 1.85 |  | 1.85 |  | 1.85 |  | 1.85 |  | 1.85 |  | 1.85 | 1.85 | Not Coal Steam or O/G Steam | 0.011665 | 0.011665 |  | 15.5%
Wading River Facility | New York | X | X | X | 7146 | UGT007 | 2955 | Combustion Turbine |  |  |  | Combustion turbine |  |  |  |  | 9.434 | 108016.969 | 7997.68 | 9.0287 | 9.434 |  | 108016.969 | 7997.68 | 9.434 |  | 9.434 |  | 9.434 |  | 9.434 |  | 9.434 |  | 9.434 |  | 9.434 |  | 9.434 | 9.434 | Not Coal Steam or O/G Steam | 0.17468 | 0.17468 |  | 2.295%
Wading River Facility | New York | X | X | X | 7146 | UGT008 | 2956 | Combustion Turbine |  |  |  | Combustion turbine |  |  |  |  | 7.503 | 70667.851 | 5338.57 | 6.412 | 7.503 |  | 70667.851 | 5338.57 | 7.503 |  | 7.503 |  | 7.503 |  | 7.503 |  | 7.503 |  | 7.503 |  | 7.503 |  | 7.503 | 7.503 | Not Coal Steam or O/G Steam | 0.21235 | 0.21235 |  | 1.58%
Wading River Facility | New York | X | X | X | 7146 | UGT009 | 2957 | Combustion Turbine |  |  |  | Combustion turbine |  |  |  |  | 20.317 | 107732.27 | 8156.32 | 18.0157 | 20.317 |  | 107732.27 | 8156.32 | 20.317 |  | 20.317 |  | 20.317 |  | 20.317 |  | 20.317 |  | 20.317 |  | 20.317 |  | 20.317 | 20.317 | Not Coal Steam or O/G Steam | 0.37718 | 0.37718 |  | 2.58%
Wading River Facility | New York | X | X | X | 7146 | UGT013 | 2958 | Combustion Turbine |  |  |  | Combustion turbine | Y |  |  |  | 10.628 | 36334.9 | 2611 | 6.301 | 10.628 |  | 36334.9 | 2611 | 10.628 |  | 10.628 |  | 10.628 |  | 0.54502 | Optimize SCR | 0.54502 |  | 0.54502 |  | 0.54502 |  | 0.54502 | 0.54502 | Not Coal Steam or O/G Steam | 0.03 | 0.03 |  | 0.8552%
West Babylon Facility | New York | X | X | X | 2521 | UGT001 | 1753 | Combustion Turbine | 12 | 2020 | 2023 | Combustion turbine |  |  |  |  | 2.651 | 9063.2 | 643 | 5.4397 | 0 | Y | 0 | 0 | 0 |  | 0 |  | 0 |  | 0 |  | 0 |  | 0 |  | 0 |  | 0 | 0 | Not Coal Steam or O/G Steam | 0 | 0 |  | 0.6596%
Asheville | North Carolina |  |  |  | 2706 | 3 | 1818 | Combustion Turbine |  |  |  | Combustion turbine |  |  |  |  | 23.336 | 509055.066 | 43520.91 | 32.2477 | 23.336 |  | 509055.066 | 43520.91 | 23.336 |  | 23.336 |  | 23.336 |  | 23.336 |  | 23.336 |  | 23.336 |  | 23.336 |  | 23.336 | 23.336 | Not Coal Steam or O/G Steam | 0.091684 | 0.091684 |  | 7.837%
Asheville | North Carolina |  |  |  | 2706 | 4 | 1819 | Combustion Turbine |  |  |  | Combustion turbine |  |  |  |  | 18.438 | 359650.131 | 30702.83 | 25.5037 | 18.438 |  | 359650.131 | 30702.83 | 18.438 |  | 18.438 |  | 18.438 |  | 18.438 |  | 18.438 |  | 18.438 |  | 18.438 |  | 18.438 | 18.438 | Not Coal Steam or O/G Steam | 0.10253 | 0.10253 |  | 7.474%
Asheville | North Carolina |  |  |  | 2706 | CT5 | 91313 | Combined Cycle |  |  |  | Combined cycle | Y |  |  |  | 60.91 | 4867907.422 | 738694.05 | 39.8097 | 60.91 |  | 4867907.422 | 738694.05 | 60.91 |  | 60.91 |  | 60.91 |  | 29.2074 | Optimize SCR | 29.2074 |  | 29.2074 |  | 29.2074 |  | 29.2074 | 29.2074 | Not Coal Steam or O/G Steam | 0.012 | 0.012 |  | 35.95%
Asheville | North Carolina |  |  |  | 2706 | CT7 | 91314 | Combined Cycle |  |  |  | Combined cycle | Y |  |  |  | 90.49 | 5365214.612 | 817428.22 | 59.976 | 90.49 |  | 5365214.612 | 817428.22 | 90.49 |  | 90.49 |  | 90.49 |  | 32.1913 | Optimize SCR | 32.1913 |  | 32.1913 |  | 32.1913 |  | 32.1913 | 32.1913 | Not Coal Steam or O/G Steam | 0.012 | 0.012 |  | 43.67%
Belews Creek | North Carolina |  |  |  | 8042 | 1 | 3433 | Coal Steam |  |  |  | Cell burner boiler | Y |  |  | 1110 | 1539.786 | 21232644.703 | 2325185.04 | 1648.0243 | 1539.786 |  | 21232644.703 | 2325185.04 | 1539.786 |  | 1539.786 |  | 1539.786 |  | 849.3058 | Optimize SCR | 849.3058 |  | 849.3058 |  | 849.3058 |  | 849.3058 | 849.3058 | Existing SCR | 0.08 | 0.08 |  | 42.57%
Belews Creek | North Carolina |  |  |  | 8042 | 2 | 3434 | Coal Steam |  |  |  | Cell burner boiler | Y |  |  | 1110 | 1339.504 | 21952658.612 | 2448519.22 | 1412.1483 | 1339.504 |  | 21952658.612 | 2448519.22 | 1339.504 |  | 1339.504 |  | 1339.504 |  | 878.1063 | Optimize SCR | 878.1063 |  | 878.1063 |  | 878.1063 |  | 878.1063 | 878.1063 | Existing SCR | 0.08 | 0.08 |  | 45.28%
Blewett | North Carolina |  |  |  | 2707 | 1 | 90042 | Combustion Turbine |  |  |  | Combustion turbine |  |  |  |  | 0.701 | 1169 | 0 | 0.51333 | 0.701 |  | 1169 | 0 | 0.701 |  | 0.701 |  | 0.701 |  | 0.701 |  | 0.701 |  | 0.701 |  | 0.701 |  | 0.701 | 0.701 | Not Coal Steam or O/G Steam | 1.1993 | 1.1993 |  | 0.08415%
Blewett | North Carolina |  |  |  | 2707 | 2 | 90043 | Combustion Turbine |  |  |  | Combustion turbine |  |  |  |  | 0.868 | 1446 | 0 | 0.45267 | 0.868 |  | 1446 | 0 | 0.868 |  | 0.868 |  | 0.868 |  | 0.868 |  | 0.868 |  | 0.868 |  | 0.868 |  | 0.868 | 0.868 | Not Coal Steam or O/G Steam | 1.2006 | 1.2006 |  | 0.07417%
Blewett | North Carolina |  |  |  | 2707 | 3 | 90044 | Combustion Turbine |  |  |  | Combustion turbine |  |  |  |  | 0.803 | 1338.1 | 0 | 0.58167 | 0.803 |  | 1338.1 | 0 | 0.803 |  | 0.803 |  | 0.803 |  | 0.803 |  | 0.803 |  | 0.803 |  | 0.803 |  | 0.803 | 0.803 | Not Coal Steam or O/G Steam | 1.2002 | 1.2002 |  | 0.09532%
Blewett | North Carolina |  |  |  | 2707 | 4 | 90045 | Combustion Turbine |  |  |  | Combustion turbine |  |  |  |  | 0.869 | 1448.8 | 0 | 0.63667 | 0.869 |  | 1448.8 | 0 | 0.869 |  | 0.869 |  | 0.869 |  | 0.869 |  | 0.869 |  | 0.869 |  | 0.869 |  | 0.869 | 0.869 | Not Coal Steam or O/G Steam | 1.1996 | 1.1996 |  | 0.1043%
Buck | North Carolina |  |  |  | 2720 | 11C | 90410 | Combined Cycle |  |  |  | Combined cycle | Y |  |  |  | 26.703 | 6538707.75 | 956304.09 | 27.949 | 26.703 |  | 6538707.75 | 956304.09 | 26.703 |  | 26.703 |  | 26.703 |  | 26.703 |  | 26.703 |  | 26.703 |  | 26.703 |  | 26.703 | 26.703 | Not Coal Steam or O/G Steam | 0.0081677 | 0.0081677 |  | 70.69%
Buck | North Carolina |  |  |  | 2720 | 12C | 90411 | Combined Cycle |  |  |  | Combined cycle | Y |  |  |  | 27.567 | 6627715.657 | 993079.44 | 27.865 | 27.567 |  | 6627715.657 | 993079.44 | 27.567 |  | 27.567 |  | 27.567 |  | 27.567 |  | 27.567 |  | 27.567 |  | 27.567 |  | 27.567 | 27.567 | Not Coal Steam or O/G Steam | 0.0083187 | 0.0083187 |  | 69.98%
Butler-Warner Generation Plant | North Carolina |  |  |  | 1016 | GT-1 | 9622 | Combined Cycle |  |  |  | Combined cycle |  |  |  |  | 1.148 | 7062.7 | 432 | 1.273 | 1.148 |  | 7062.7 | 432 | 1.148 |  | 1.148 |  | 1.148 |  | 1.148 |  | 1.148 |  | 1.148 |  | 1.148 |  | 1.148 | 1.148 | Not Coal Steam or O/G Steam | 0.32509 | 0.32509 |  | 0.6252%
Butler-Warner Generation Plant | North Carolina |  |  |  | 1016 | GT-2 | 9623 | Combined Cycle |  |  |  | Combined cycle |  |  |  |  | 0.383 | 2353.9 | 144 | 0.92367 | 0.383 |  | 2353.9 | 144 | 0.383 |  | 0.383 |  | 0.383 |  | 0.383 |  | 0.383 |  | 0.383 |  | 0.383 |  | 0.383 | 0.383 | Not Coal Steam or O/G Steam | 0.32542 | 0.32542 |  | 0.4538%
Butler-Warner Generation Plant | North Carolina |  |  |  | 1016 | GT-3 | 9624 | Combined Cycle |  |  |  | Combined cycle |  |  |  |  | 0.011 | 65.4 | 4 | 0.83633 | 0.011 |  | 65.4 | 4 | 0.011 |  | 0.011 |  | 0.011 |  | 0.011 |  | 0.011 |  | 0.011 |  | 0.011 |  | 0.011 | 0.011 | Not Coal Steam or O/G Steam | 0.33639 | 0.33639 |  | 0.4109%
Butler-Warner Generation Plant | North Carolina |  |  |  | 1016 | GT-4 | 9625 | Combustion Turbine |  |  |  | Combustion turbine | [7 empty] | 0.18967 | [20 empty] | Not Coal Steam or O/G Steam | 0 | 0 |  | 0.1017%
Butler-Warner Generation Plant | North Carolina |  |  |  | 1016 | GT-5 | 9626 | Combustion Turbine |  |  |  | Combustion turbine | [7 empty] | 0.16433 | [20 empty] | Not Coal Steam or O/G Steam | 0 | 0 |  | 0.08804%
Butler-Warner Generation Plant | North Carolina |  |  |  | 1016 | GT-6 | 9627 | Combined Cycle |  |  |  | Combined cycle |  |  |  |  | 0.462 | 2844.7 | 174 | 0.89867 | 0.462 |  | 2844.7 | 174 | 0.462 |  | 0.462 |  | 0.462 |  | 0.462 |  | 0.462 |  | 0.462 |  | 0.462 |  | 0.462 | 0.462 | Not Coal Steam or O/G Steam | 0.32481 | 0.32481 |  | 0.4415%
Butler-Warner Generation Plant | North Carolina |  |  |  | 1016 | GT-7 | 9628 | Combined Cycle |  |  |  | Combined cycle |  |  |  |  | 0.967 | 5951.1 | 364 | 1.133 | 0.967 |  | 5951.1 | 364 | 0.967 |  | 0.967 |  | 0.967 |  | 0.967 |  | 0.967 |  | 0.967 |  | 0.967 |  | 0.967 | 0.967 | Not Coal Steam or O/G Steam | 0.32498 | 0.32498 |  | 0.5566%
Butler-Warner Generation Plant | North Carolina |  |  |  | 1016 | GT-8 | 88321 | Combined Cycle |  |  |  | Combined cycle |  |  |  |  | 0.797 | 4904.9 | 300 | 0.992 | 0.797 |  | 4904.9 | 300 | 0.797 |  | 0.797 |  | 0.797 |  | 0.797 |  | 0.797 |  | 0.797 |  | 0.797 |  | 0.797 | 0.797 | Not Coal Steam or O/G Steam | 0.32498 | 0.32498 |  | 0.4874%
CPI USA North Carolina Roxboro | North Carolina |  |  |  | 10379 | BLR01A | 9913 | Biomass |  |  | 2023 |  |  |  | Y |  |  |  |  | 45.2067 | 0 | Y | 0 | 0 | 0 |  | 0 |  | 0 |  | 0 |  | 0 |  | 0 |  | 0 |  | 0 | 0 | Not Coal Steam or O/G Steam | 0 | 0 |  | 55.43%
CPI USA North Carolina Roxboro | North Carolina |  |  |  | 10379 | BLR01B | 9914 | Biomass |  |  | 2023 |  |  |  | Y |  |  |  |  | 44.0753 | 0 | Y | 0 | 0 | 0 |  | 0 |  | 0 |  | 0 |  | 0 |  | 0 |  | 0 |  | 0 | 0 | Not Coal Steam or O/G Steam | 0 | 0 |  | 54.26%
CPI USA North Carolina Roxboro | North Carolina |  |  |  | 10379 | BLR01C | 9915 | Biomass |  |  | 2023 |  |  |  | Y |  |  |  |  | 44.7047 | 0 | Y | 0 | 0 | 0 |  | 0 |  | 0 |  | 0 |  | 0 |  | 0 |  | 0 |  | 0 | 0 | Not Coal Steam or O/G Steam | 0 | 0 |  | 54.74%
CPI USA North Carolina Southport | North Carolina |  |  |  | 10378 | BLR01A | 9907 | Biomass |  |  | 2023 |  |  |  | Y |  |  |  |  | 44.9927 | 0 | Y | 0 | 0 | 0 |  | 0 |  | 0 |  | 0 |  | 0 |  | 0 |  | 0 |  | 0 | 0 | Not Coal Steam or O/G Steam | 0 | 0 |  | 44.14%
CPI USA North Carolina Southport | North Carolina |  |  |  | 10378 | BLR01B | 9908 | Biomass |  |  | 2023 |  |  |  | Y |  |  |  |  | 44.1157 | 0 | Y | 0 | 0 | 0 |  | 0 |  | 0 |  | 0 |  | 0 |  | 0 |  | 0 |  | 0 | 0 | Not Coal Steam or O/G Steam | 0 | 0 |  | 43.23%
CPI USA North Carolina Southport | North Carolina |  |  |  | 10378 | BLR01C | 9909 | Biomass |  |  | 2023 |  |  |  | Y |  |  |  |  | 46.0217 | 0 | Y | 0 | 0 | 0 |  | 0 |  | 0 |  | 0 |  | 0 |  | 0 |  | 0 |  | 0 | 0 | Not Coal Steam or O/G Steam | 0 | 0 |  | 44.75%
CPI USA North Carolina Southport | North Carolina |  |  |  | 10378 | BLR02A | 9910 | Biomass |  |  | 2023 |  |  |  | Y |  |  |  |  | 38.7947 | 0 | Y | 0 | 0 | 0 |  | 0 |  | 0 |  | 0 |  | 0 |  | 0 |  | 0 |  | 0 | 0 | Not Coal Steam or O/G Steam | 0 | 0 |  | 41.84%
CPI USA North Carolina Southport | North Carolina |  |  |  | 10378 | BLR02B | 9911 | Biomass |  |  | 2023 |  |  |  | Y |  |  |  |  | 37.2653 | 0 | Y | 0 | 0 | 0 |  | 0 |  | 0 |  | 0 |  | 0 |  | 0 |  | 0 |  | 0 | 0 | Not Coal Steam or O/G Steam | 0 | 0 |  | 40.77%
CPI USA North Carolina Southport | North Carolina |  |  |  | 10378 | BLR02C | 9912 | Biomass |  |  | 2023 |  |  |  | Y |  |  |  |  | 37.8587 | 0 | Y | 0 | 0 | 0 |  | 0 |  | 0 |  | 0 |  | 0 |  | 0 |  | 0 |  | 0 | 0 | Not Coal Steam or O/G Steam | 0 | 0 |  | 40.93%
Cleveland County Generating Facility | North Carolina |  |  |  | 57029 | ES1 | 90576 | Combustion Turbine |  |  |  | Combustion turbine |  |  |  |  | 23.247 | 1587003.967 | 154930.84 | 19.37 | 23.247 |  | 1587003.967 | 154930.84 | 23.247 |  | 23.247 |  | 23.247 |  | 23.247 |  | 23.247 |  | 23.247 |  | 23.247 |  | 23.247 | 23.247 | Not Coal Steam or O/G Steam | 0.029297 | 0.029297 |  | 15.88%
Cleveland County Generating Facility | North Carolina |  |  |  | 57029 | ES2 | 90577 | Combustion Turbine |  |  |  | Combustion turbine |  |  |  |  | 22.587 | 1544986.752 | 149297.34 | 23.4123 | 22.587 |  | 1544986.752 | 149297.34 | 22.587 |  | 22.587 |  | 22.587 |  | 22.587 |  | 22.587 |  | 22.587 |  | 22.587 |  | 22.587 | 22.587 | Not Coal Steam or O/G Steam | 0.029239 | 0.029239 |  | 19.98%
Cleveland County Generating Facility | North Carolina |  |  |  | 57029 | ES3 | 90578 | Combustion Turbine |  |  |  | Combustion turbine |  |  |  |  | 23.187 | 1583669.798 | 154055.34 | 23.1817 | 23.187 |  | 1583669.798 | 154055.34 | 23.187 |  | 23.187 |  | 23.187 |  | 23.187 |  | 23.187 |  | 23.187 |  | 23.187 |  | 23.187 | 23.187 | Not Coal Steam or O/G Steam | 0.029283 | 0.029283 |  | 19.24%
Cleveland County Generating Facility | North Carolina |  |  |  | 57029 | ES4 | 90579 | Combustion Turbine |  |  |  | Combustion turbine |  |  |  |  | 16.313 | 1123008.398 | 109021.58 | 22.972 | 16.313 |  | 1123008.398 | 109021.58 | 16.313 |  | 16.313 |  | 16.313 |  | 16.313 |  | 16.313 |  | 16.313 |  | 16.313 |  | 16.313 | 16.313 | Not Coal Steam or O/G Steam | 0.029052 | 0.029052 |  | 19.08%
Cliffside | North Carolina |  |  |  | 2721 | 5 | 1857 | Coal Steam | 12 | 2025 | 2026 | Tangentially-fired | Y |  |  | 544 | 570.074 | 6921098.294 | 664333.55 | 609.989 | 570.074 |  | 6921098.294 | 664333.55 | 570.074 |  | 570.074 |  | 570.074 |  | 276.8439 | Optimize SCR | 276.8439 |  | 276.8439 |  | 276.8439 |  | 276.8439 | 276.8439 | Existing SCR | 0.08 | 0.08 |  | 33.55%
Cliffside | North Carolina |  |  |  | 2721 | 6 | 90414 | Coal Steam |  |  |  | Dry bottom wall-fired boiler | Y |  |  | 844 | 392.894 | 13669207.99 | 1596214.66 | 447.5797 | 392.894 |  | 13669207.99 | 1596214.66 | 392.894 |  | 392.894 |  | 392.894 |  | 392.894 |  | 392.894 |  | 392.894 |  | 392.894 |  | 392.894 | 392.894 | Existing SCR | 0.057486 | 0.057486 |  | 52.9%
Craven County Wood Energy | North Carolina |  |  |  | 10525 | ES5A | 89655 | Biomass |  |  |  | Stoker |  |  |  |  | 185.814 | 2406028.131 | 158122.74 | 153.3723 | 185.814 |  | 2406028.131 | 158122.74 | 185.814 |  | 185.814 |  | 185.814 |  | 185.814 |  | 185.814 |  | 185.814 |  | 185.814 |  | 185.814 | 185.814 | Not Coal Steam or O/G Steam | 0.15446 | 0.15446 |  | 47.21%
Dan River | North Carolina |  |  |  | 2723 | 8C | 90412 | Combined Cycle |  |  |  | Combined cycle | Y |  |  |  | 105.532 | 6759679.779 | 975969.41 | 75.797 | 105.532 |  | 6759679.779 | 975969.41 | 105.532 |  | 105.532 |  | 105.532 |  | 40.5581 | Optimize SCR | 40.5581 |  | 40.5581 |  | 40.5581 |  | 40.5581 | 40.5581 | Not Coal Steam or O/G Steam | 0.012 | 0.012 |  | 76.43%
Dan River | North Carolina |  |  |  | 2723 | 9C | 90413 | Combined Cycle |  |  |  | Combined cycle | Y |  |  |  | 97.84 | 6894420.053 | 1000737.46 | 75.9537 | 97.84 |  | 6894420.053 | 1000737.46 | 97.84 |  | 97.84 |  | 97.84 |  | 41.3665 | Optimize SCR | 41.3665 |  | 41.3665 |  | 41.3665 |  | 41.3665 | 41.3665 | Not Coal Steam or O/G Steam | 0.012 | 0.012 |  | 76.53%
G G Allen | North Carolina |  |  |  | 2718 | 1 | 1843 | Coal Steam |  |  | 2025 | Tangentially-fired |  | Y | Y | 162 |  |  |  | 57.8597 | [20 empty] | Coal Steam Under 0.08 lb/mmBtu | 0 | 0 |  | 6.377%
G G Allen | North Carolina |  |  |  | 2718 | 2 | 1844 | Coal Steam |  |  | 2023 | Tangentially-fired |  | Y | Y | 162 | 8.351 | 50278.015 | 4397.05 | 48.0203 | 0 | Y | 0 | 0 | 0 |  | 0 |  | 0 |  | 0 |  | 0 |  | 0 |  | 0 |  | 0 | 0 | Retired | 0 | 0 |  | 4.67%
G G Allen | North Carolina |  |  |  | 2718 | 3 | 1845 | Coal Steam |  |  | 2023 |  |  | Y | Y | 258 |  |  |  | 62.572 | 0 | Y | 0 | 0 | 0 |  | 0 |  | 0 |  | 0 |  | 0 |  | 0 |  | 0 |  | 0 | 0 | Retired | 0 | 0 |  | 3.302%
G G Allen | North Carolina |  |  |  | 2718 | 4 | 1846 | Coal Steam |  |  | 2023 | Tangentially-fired |  | Y | Y | 257 | 79.734 | 451359.321 | 54638.94 | 159.2813 | 0 | Y | 0 | 0 | 0 |  | 0 |  | 0 |  | 0 |  | 0 |  | 0 |  | 0 |  | 0 | 0 | Retired | 0 | 0 |  | 6.257%
G G Allen | North Carolina |  |  |  | 2718 | 5 | 1847 | Coal Steam |  |  | 2025 | Tangentially-fired |  | Y | Y | 259 | 125.783 | 845036.266 | 80669.44 | 283.502 | 125.783 |  | 845036.266 | 80669.44 | 125.783 |  | 125.783 |  | 125.783 |  | 125.783 |  | 125.783 |  | 105.938 | Y | 105.938 |  | 63.5319 | 21.1259 | Coal Steam SCR Retrofit | 0.25073 | 0.05 |  | 14.38%
H F Lee Steam Electric Plant | North Carolina |  |  |  | 2709 | 01A | 90644 | Combined Cycle |  |  |  | Combined cycle | Y |  |  |  | 110.949 | 5842290.081 | 835179.85 | 104.7613 | 110.949 |  | 5842290.081 | 835179.85 | 110.949 |  | 110.949 |  | 110.949 |  | 35.0537 | Optimize SCR | 35.0537 |  | 35.0537 |  | 35.0537 |  | 35.0537 | 35.0537 | Not Coal Steam or O/G Steam | 0.012 | 0.012 |  | 56.77%
H F Lee Steam Electric Plant | North Carolina |  |  |  | 2709 | 01B | 90645 | Combined Cycle |  |  |  | Combined cycle | Y |  |  |  | 140.069 | 6520214.396 | 933634.66 | 130.1967 | 140.069 |  | 6520214.396 | 933634.66 | 140.069 |  | 140.069 |  | 140.069 |  | 39.1213 | Optimize SCR | 39.1213 |  | 39.1213 |  | 39.1213 |  | 39.1213 | 39.1213 | Not Coal Steam or O/G Steam | 0.012 | 0.012 |  | 60.91%
H F Lee Steam Electric Plant | North Carolina |  |  |  | 2709 | 01C | 90646 | Combined Cycle |  |  |  | Combined cycle | Y |  |  |  | 117.647 | 6423956.305 | 927743.48 | 124.4187 | 117.647 |  | 6423956.305 | 927743.48 | 117.647 |  | 117.647 |  | 117.647 |  | 38.5437 | Optimize SCR | 38.5437 |  | 38.5437 |  | 38.5437 |  | 38.5437 | 38.5437 | Not Coal Steam or O/G Steam | 0.012 | 0.012 |  | 60.11%
H F Lee Steam Electric Plant | North Carolina |  |  |  | 2709 | 10 | 1825 | Combustion Turbine |  |  |  | Combustion turbine |  |  |  |  | 3.404 | 79428.984 | 6940.67 | 2.9467 | 3.404 |  | 79428.984 | 6940.67 | 3.404 |  | 3.404 |  | 3.404 |  | 3.404 |  | 3.404 |  | 3.404 |  | 3.404 |  | 3.404 | 3.404 | Not Coal Steam or O/G Steam | 0.085712 | 0.085712 |  | 1.159%
H F Lee Steam Electric Plant | North Carolina |  |  |  | 2709 | 11 | 1826 | Combustion Turbine |  |  |  | Combustion turbine |  |  |  |  | 9.802 | 276942.15 | 23334.05 | 5.4167 | 9.802 |  | 276942.15 | 23334.05 | 9.802 |  | 9.802 |  | 9.802 |  | 9.802 |  | 9.802 |  | 9.802 |  | 9.802 |  | 9.802 | 9.802 | Not Coal Steam or O/G Steam | 0.070787 | 0.070787 |  | 1.88%
H F Lee Steam Electric Plant | North Carolina |  |  |  | 2709 | 12 | 1827 | Combustion Turbine |  |  |  | Combustion turbine |  |  |  |  | 3.346 | 173701.732 | 16174.47 | 2.9253 | 3.346 |  | 173701.732 | 16174.47 | 3.346 |  | 3.346 |  | 3.346 |  | 3.346 |  | 3.346 |  | 3.346 |  | 3.346 |  | 3.346 | 3.346 | Not Coal Steam or O/G Steam | 0.038526 | 0.038526 |  | 1.693%
H F Lee Steam Electric Plant | North Carolina |  |  |  | 2709 | 13 | 1828 | Combustion Turbine |  |  |  | Combustion turbine |  |  |  |  | 4.727 | 217061.799 | 19594.4 | 4.0403 | 4.727 |  | 217061.799 | 19594.4 | 4.727 |  | 4.727 |  | 4.727 |  | 4.727 |  | 4.727 |  | 4.727 |  | 4.727 |  | 4.727 | 4.727 | Not Coal Steam or O/G Steam | 0.043554 | 0.043554 |  | 2.631%
H F Lee Steam Electric Plant | North Carolina |  |  |  | 2709 | 14 | 89702 | Combustion Turbine |  |  |  | Combustion turbine |  |  |  |  | 4.331 | 292534.235 | 25997.3 | 4.6717 | 4.331 |  | 292534.235 | 25997.3 | 4.331 |  | 4.331 |  | 4.331 |  | 4.331 |  | 4.331 |  | 4.331 |  | 4.331 |  | 4.331 | 4.331 | Not Coal Steam or O/G Steam | 0.02961 | 0.02961 |  | 4.223%
Kings Mountain Energy Center | North Carolina |  |  |  | 59325 | ES-1 | 91012 | Combined Cycle |  |  |  | Combined cycle | Y |  |  |  | 29.579 | 9546569.416 | 1396813.3 | 27.3777 | 29.579 |  | 9546569.416 | 1396813.3 | 29.579 |  | 29.579 |  | 29.579 |  | 29.579 |  | 29.579 |  | 29.579 |  | 29.579 |  | 29.579 | 29.579 | Not Coal Steam or O/G Steam | 0.0061968 | 0.0061968 |  | 67.09%
L V Sutton | North Carolina |  |  |  | 2713 | 01A | 90667 | Combined Cycle |  |  |  | Combined cycle | Y |  |  |  | 99.6 | 5624665.804 | 805934.63 | 103.338 | 99.6 |  | 5624665.804 | 805934.63 | 99.6 |  | 99.6 |  | 99.6 |  | 33.748 | Optimize SCR | 33.748 |  | 33.748 |  | 33.748 |  | 33.748 | 33.748 | Not Coal Steam or O/G Steam | 0.012 | 0.012 |  | 61.41%
L V Sutton | North Carolina |  |  |  | 2713 | 01B | 90668 | Combined Cycle |  |  |  | Combined cycle | Y |  |  |  | 98.394 | 5526694.041 | 799755.52 | 107.7893 | 98.394 |  | 5526694.041 | 799755.52 | 98.394 |  | 98.394 |  | 98.394 |  | 33.1602 | Optimize SCR | 33.1602 |  | 33.1602 |  | 33.1602 |  | 33.1602 | 33.1602 | Not Coal Steam or O/G Steam | 0.012 | 0.012 |  | 60.6%
L V Sutton | North Carolina |  |  |  | 2713 | 4 | 91147 | Combustion Turbine |  |  |  | Combustion turbine |  |  |  |  | 4.688 | 103190.584 | 10429.01 | 11.1133 | 4.688 |  | 103190.584 | 10429.01 | 4.688 |  | 4.688 |  | 4.688 |  | 4.688 |  | 4.688 |  | 4.688 |  | 4.688 |  | 4.688 | 4.688 | Not Coal Steam or O/G Steam | 0.090861 | 0.090861 |  | 10.68%
L V Sutton | North Carolina |  |  |  | 2713 | 5 | 91148 | Combustion Turbine |  |  |  | Combustion turbine |  |  |  |  | 4.054 | 88257.517 | 8779.97 | 9.5493 | 4.054 |  | 88257.517 | 8779.97 | 4.054 |  | 4.054 |  | 4.054 |  | 4.054 |  | 4.054 |  | 4.054 |  | 4.054 |  | 4.054 | 4.054 | Not Coal Steam or O/G Steam | 0.091868 | 0.091868 |  | 8.915%
Lincoln Combustion Turbine | North Carolina |  |  |  | 7277 | 1 | 3070 | Combustion Turbine |  |  |  | Combustion turbine |  |  |  |  | 0.09 | 2506.362 | 173.91 | 0.56167 | 0.09 |  | 2506.362 | 173.91 | 0.09 |  | 0.09 |  | 0.09 |  | 0.09 |  | 0.09 |  | 0.09 |  | 0.09 |  | 0.09 | 0.09 | Not Coal Steam or O/G Steam | 0.071817 | 0.071817 |  | 0.2628%
Lincoln Combustion Turbine | North Carolina |  |  |  | 7277 | 10 | 3071 | Combustion Turbine |  |  |  | Combustion turbine |  |  |  |  | 0 | 1.7 | 0 | 0.11567 | 0 |  | 1.7 | 0 | 0 |  | 0 |  | 0 |  | 0 |  | 0 |  | 0 |  | 0 |  | 0 | 0 | Not Coal Steam or O/G Steam | 0 | 0 |  | 0.05456%
Lincoln Combustion Turbine | North Carolina |  |  |  | 7277 | 11 | 3072 | Combustion Turbine |  |  |  | Combustion turbine |  |  |  |  | 0.302 | 7415.759 | 573.2 | 0.25133 | 0.302 |  | 7415.759 | 573.2 | 0.302 |  | 0.302 |  | 0.302 |  | 0.302 |  | 0.302 |  | 0.302 |  | 0.302 |  | 0.302 | 0.302 | Not Coal Steam or O/G Steam | 0.081448 | 0.081448 |  | 0.09957%
Lincoln Combustion Turbine | North Carolina |  |  |  | 7277 | 12 | 3073 | Combustion Turbine |  |  |  | Combustion turbine |  |  |  |  | 0.159 | 3733.859 | 294.7 | 0.18333 | 0.159 |  | 3733.859 | 294.7 | 0.159 |  | 0.159 |  | 0.159 |  | 0.159 |  | 0.159 |  | 0.159 |  | 0.159 |  | 0.159 | 0.159 | Not Coal Steam or O/G Steam | 0.085167 | 0.085167 |  | 0.07116%
Lincoln Combustion Turbine | North Carolina |  |  |  | 7277 | 13 | 3074 | Combustion Turbine |  |  |  | Combustion turbine |  |  |  |  | 0.129 | 3082.521 | 232.37 | 0.17133 | 0.129 |  | 3082.521 | 232.37 | 0.129 |  | 0.129 |  | 0.129 |  | 0.129 |  | 0.129 |  | 0.129 |  | 0.129 |  | 0.129 | 0.129 | Not Coal Steam or O/G Steam | 0.083698 | 0.083698 |  | 0.06815%
Lincoln Combustion Turbine | North Carolina |  |  |  | 7277 | 14 | 3075 | Combustion Turbine |  |  |  | Combustion turbine |  |  |  |  | 0.155 | 3699.355 | 281.89 | 0.235 | 0.155 |  | 3699.355 | 281.89 | 0.155 |  | 0.155 |  | 0.155 |  | 0.155 |  | 0.155 |  | 0.155 |  | 0.155 |  | 0.155 | 0.155 | Not Coal Steam or O/G Steam | 0.083798 | 0.083798 |  | 0.09153%
Lincoln Combustion Turbine | North Carolina |  |  |  | 7277 | 15 | 3076 | Combustion Turbine |  |  |  | Combustion turbine |  |  |  |  | 0.139 | 3596.62 | 281.93 | 0.218 | 0.139 |  | 3596.62 | 281.93 | 0.139 |  | 0.139 |  | 0.139 |  | 0.139 |  | 0.139 |  | 0.139 |  | 0.139 |  | 0.139 | 0.139 | Not Coal Steam or O/G Steam | 0.077295 | 0.077295 |  | 0.08982%
Lincoln Combustion Turbine | North Carolina |  |  |  | 7277 | 16 | 3077 | Combustion Turbine |  |  |  | Combustion turbine |  |  |  |  | 0.006 | 158.248 | 3.32 | 0.16467 | 0.006 |  | 158.248 | 3.32 | 0.006 |  | 0.006 |  | 0.006 |  | 0.006 |  | 0.006 |  | 0.006 |  | 0.006 |  | 0.006 | 0.006 | Not Coal Steam or O/G Steam | 0.07583 | 0.07583 |  | 0.06586%
Lincoln Combustion Turbine | North Carolina |  |  |  | 7277 | 17 | 91324 | Combustion Turbine |  |  |  | Combustion turbine | Y |  |  |  | 38.995 | 3220102.675 | 332523.63 | 12.9983 | 38.995 |  | 3220102.675 | 332523.63 | 38.995 |  | 38.995 |  | 38.995 |  | 38.995 |  | 38.995 |  | 38.995 |  | 38.995 |  | 38.995 | 38.995 | Not Coal Steam or O/G Steam | 0.02422 | 0.02422 |  | 7.766%
Lincoln Combustion Turbine | North Carolina |  |  |  | 7277 | 2 | 3078 | Combustion Turbine |  |  |  | Combustion turbine |  |  |  |  | 0.416 | 10997.289 | 830.15 | 0.613 | 0.416 |  | 10997.289 | 830.15 | 0.416 |  | 0.416 |  | 0.416 |  | 0.416 |  | 0.416 |  | 0.416 |  | 0.416 |  | 0.416 | 0.416 | Not Coal Steam or O/G Steam | 0.075655 | 0.075655 |  | 0.2868%
Lincoln Combustion Turbine | North Carolina |  |  |  | 7277 | 3 | 3079 | Combustion Turbine |  |  |  | Combustion turbine |  |  |  |  | 0.266 | 7188.435 | 534.84 | 0.59133 | 0.266 |  | 7188.435 | 534.84 | 0.266 |  | 0.266 |  | 0.266 |  | 0.266 |  | 0.266 |  | 0.266 |  | 0.266 |  | 0.266 | 0.266 | Not Coal Steam or O/G Steam | 0.074008 | 0.074008 |  | 0.2709%
Lincoln Combustion Turbine | North Carolina |  |  |  | 7277 | 4 | 3080 | Combustion Turbine |  |  |  | Combustion turbine |  |  |  |  | 0.303 | 8063.98 | 616.03 | 0.64933 | 0.303 |  | 8063.98 | 616.03 | 0.303 |  | 0.303 |  | 0.303 |  | 0.303 |  | 0.303 |  | 0.303 |  | 0.303 |  | 0.303 | 0.303 | Not Coal Steam or O/G Steam | 0.075149 | 0.075149 |  | 0.3026%
Lincoln Combustion Turbine | North Carolina |  |  |  | 7277 | 5 | 3081 | Combustion Turbine |  |  |  | Combustion turbine |  |  |  |  | 0.267 | 6935.133 | 528.26 | 0.40333 | 0.267 |  | 6935.133 | 528.26 | 0.267 |  | 0.267 |  | 0.267 |  | 0.267 |  | 0.267 |  | 0.267 |  | 0.267 |  | 0.267 | 0.267 | Not Coal Steam or O/G Steam | 0.076999 | 0.076999 |  | 0.188%
Lincoln Combustion Turbine | North Carolina |  |  |  | 7277 | 6 | 3082 | Combustion Turbine |  |  |  | Combustion turbine |  |  |  |  | 0.259 | 6284.905 | 461.88 | 0.43467 | 0.259 |  | 6284.905 | 461.88 | 0.259 |  | 0.259 |  | 0.259 |  | 0.259 |  | 0.259 |  | 0.259 |  | 0.259 |  | 0.259 | 0.259 | Not Coal Steam or O/G Steam | 0.08242 | 0.08242 |  | 0.2045%
Lincoln Combustion Turbine | North Carolina |  |  |  | 7277 | 7 | 3083 | Combustion Turbine |  |  |  | Combustion turbine |  |  |  |  | 0.252 | 6340.52 | 486.45 | 0.41067 | 0.252 |  | 6340.52 | 486.45 | 0.252 |  | 0.252 |  | 0.252 |  | 0.252 |  | 0.252 |  | 0.252 |  | 0.252 |  | 0.252 | 0.252 | Not Coal Steam or O/G Steam | 0.079489 | 0.079489 |  | 0.1919%
Lincoln Combustion Turbine | North Carolina |  |  |  | 7277 | 8 | 3084 | Combustion Turbine |  |  |  | Combustion turbine |  |  |  |  | 0.013 | 320.133 | 6.43 | 0.42233 | 0.013 |  | 320.133 | 6.43 | 0.013 |  | 0.013 |  | 0.013 |  | 0.013 |  | 0.013 |  | 0.013 |  | 0.013 |  | 0.013 | 0.013 | Not Coal Steam or O/G Steam | 0.081216 | 0.081216 |  | 0.1981%
Lincoln Combustion Turbine | North Carolina |  |  |  | 7277 | 9 | 3085 | Combustion Turbine |  |  |  | Combustion turbine |  |  |  |  | 0.136 | 3192.298 | 252.54 | 0.128 | 0.136 |  | 3192.298 | 252.54 | 0.136 |  | 0.136 |  | 0.136 |  | 0.136 |  | 0.136 |  | 0.136 |  | 0.136 |  | 0.136 | 0.136 | Not Coal Steam or O/G Steam | 0.085205 | 0.085205 |  | 0.05711%
Marshall | North Carolina |  |  |  | 2727 | 1 | 1861 | Coal Steam | 12 | 2028 | 2029 | Tangentially-fired |  | Y | Y | 370 | 700.177 | 5610555.135 | 625325.64 | 635.4413 | 700.177 |  | 5610555.135 | 625325.64 | 700.177 |  | 700.177 |  | 700.177 |  | 700.177 |  | 700.177 |  | 690.2385 | Y | 690.2385 |  | 415.2512 | 140.2639 | Coal Steam SCR Retrofit | 0.24605 | 0.05 |  | 29.44%
Marshall | North Carolina |  |  |  | 2727 | 2 | 1862 | Coal Steam | 12 | 2028 | 2029 | Tangentially-fired |  | Y | Y | 370 | 873.799 | 7092103.386 | 795456.95 | 829.5247 | 873.799 |  | 7092103.386 | 795456.95 | 873.799 |  | 873.799 |  | 873.799 |  | 873.799 |  | 873.799 |  | 873.799 |  | 873.799 |  | 525.5508 | 177.3026 | Coal Steam SCR Retrofit | 0.24641 | 0.05 |  | 39.96%
Marshall | North Carolina |  |  |  | 2727 | 3 | 1863 | Coal Steam |  |  |  | Tangentially-fired | Y |  |  | 658 | 347.501 | 5639064.52 | 606957.31 | 745.1247 | 347.501 |  | 5639064.52 | 606957.31 | 347.501 |  | 347.501 |  | 347.501 |  | 225.5626 | Optimize SCR | 225.5626 |  | 225.5626 |  | 225.5626 |  | 225.5626 | 225.5626 | Existing SCR | 0.08 | 0.08 |  | 40.18%
Marshall | North Carolina |  |  |  | 2727 | 4 | 1864 | Coal Steam |  |  |  | Tangentially-fired |  | Y |  | 660 | 1832.84 | 15351413.625 | 1700803.22 | 1674.7677 | 1832.84 |  | 15351413.625 | 1700803.22 | 1832.84 |  | 1832.84 |  | 1832.84 |  | 1832.84 |  | 1832.84 |  | 1832.84 |  | 1832.84 |  | 1108.3127 | 383.7853 | Coal Steam SCR Retrofit | 0.23878 | 0.05 |  | 48.77%
Mayo | North Carolina |  |  |  | 6250 | 1A | 2871 | Coal Steam | 12 | 2028 | 2029 | Dry bottom wall-fired boiler | Y |  | Y | 364 | 309.179 | 4944705.934 |  | 335.1247 | 309.179 |  | 4944705.934 |  | 309.179 |  | 309.179 |  | 309.179 |  | 197.7882 | Optimize SCR | 197.7882 |  | 197.7882 |  | 197.7882 |  | 197.7882 | 197.7882 | Existing SCR | 0.08 | 0.08 |  | 29.28%
Mayo | North Carolina |  |  |  | 6250 | 1B | 2872 | Coal Steam | 12 | 2028 | 2029 | Dry bottom wall-fired boiler | Y |  | Y | 364 | 320.879 | 5202400.697 |  | 304.1147 | 320.879 |  | 5202400.697 |  | 320.879 |  | 320.879 |  | 320.879 |  | 208.096 | Optimize SCR | 208.096 |  | 208.096 |  | 208.096 |  | 208.096 | 208.096 | Existing SCR | 0.08 | 0.08 |  | 26.98%
NC Renewable Power - Lumberton LLC | North Carolina |  |  |  | 10382 | UNIT1 | 3545 | Biomass |  |  |  | Stoker |  | Y | Y |  |  |  |  | 22.999 | [20 empty] | Not Coal Steam or O/G Steam | 0 | 0 |  | 26.94%
NC Renewable Power - Lumberton LLC | North Carolina |  |  |  | 10382 | UNIT2 | 3546 | Biomass |  |  |  | Stoker |  | Y | Y |  |  |  |  | 24.814 | [20 empty] | Not Coal Steam or O/G Steam | 0 | 0 |  | 28.62%
NCEMC Anson Plant | North Carolina |  |  |  | 56249 | ES1-A | 89583 | Combustion Turbine |  |  |  | Combustion turbine |  |  |  |  | 2.114 | 49190.518 | 4900.34 | 1.9437 | 2.114 |  | 49190.518 | 4900.34 | 2.114 |  | 2.114 |  | 2.114 |  | 2.114 |  | 2.114 |  | 2.114 |  | 2.114 |  | 2.114 | 2.114 | Not Coal Steam or O/G Steam | 0.085952 | 0.085952 |  | 3.694%
NCEMC Anson Plant | North Carolina |  |  |  | 56249 | ES1-B | 89584 | Combustion Turbine |  |  |  | Combustion turbine |  |  |  |  | 2.176 | 49479.525 | 4957.57 | 2.0393 | 2.176 |  | 49479.525 | 4957.57 | 2.176 |  | 2.176 |  | 2.176 |  | 2.176 |  | 2.176 |  | 2.176 |  | 2.176 |  | 2.176 | 2.176 | Not Coal Steam or O/G Steam | 0.087956 | 0.087956 |  | 3.792%
NCEMC Anson Plant | North Carolina |  |  |  | 56249 | ES2-A | 89585 | Combustion Turbine |  |  |  | Combustion turbine |  |  |  |  | 2.798 | 63064.76 | 6177.48 | 2.1617 | 2.798 |  | 63064.76 | 6177.48 | 2.798 |  | 2.798 |  | 2.798 |  | 2.798 |  | 2.798 |  | 2.798 |  | 2.798 |  | 2.798 | 2.798 | Not Coal Steam or O/G Steam | 0.088734 | 0.088734 |  | 3.997%
NCEMC Anson Plant | North Carolina |  |  |  | 56249 | ES2-B | 89586 | Combustion Turbine |  |  |  | Combustion turbine |  |  |  |  | 2.707 | 62952.116 | 6198.23 | 1.9657 | 2.707 |  | 62952.116 | 6198.23 | 2.707 |  | 2.707 |  | 2.707 |  | 2.707 |  | 2.707 |  | 2.707 |  | 2.707 |  | 2.707 | 2.707 | Not Coal Steam or O/G Steam | 0.086002 | 0.086002 |  | 3.748%
NCEMC Anson Plant | North Carolina |  |  |  | 56249 | ES3-A | 89587 | Combustion Turbine |  |  |  | Combustion turbine |  |  |  |  | 2.51 | 58246.995 | 5886.58 | 1.868 | 2.51 |  | 58246.995 | 5886.58 | 2.51 |  | 2.51 |  | 2.51 |  | 2.51 |  | 2.51 |  | 2.51 |  | 2.51 |  | 2.51 | 2.51 | Not Coal Steam or O/G Steam | 0.086185 | 0.086185 |  | 3.551%
NCEMC Anson Plant | North Carolina |  |  |  | 56249 | ES3-B | 89588 | Combustion Turbine |  |  |  | Combustion turbine |  |  |  |  | 2.676 | 60854.899 | 6134.25 | 2.0497 | 2.676 |  | 60854.899 | 6134.25 | 2.676 |  | 2.676 |  | 2.676 |  | 2.676 |  | 2.676 |  | 2.676 |  | 2.676 |  | 2.676 | 2.676 | Not Coal Steam or O/G Steam | 0.087947 | 0.087947 |  | 3.824%
NCEMC Anson Plant | North Carolina |  |  |  | 56249 | ES4-A | 89589 | Combustion Turbine |  |  |  | Combustion turbine |  |  |  |  | 1.915 | 41541.324 | 4151.62 | 1.8617 | 1.915 |  | 41541.324 | 4151.62 | 1.915 |  | 1.915 |  | 1.915 |  | 1.915 |  | 1.915 |  | 1.915 |  | 1.915 |  | 1.915 | 1.915 | Not Coal Steam or O/G Steam | 0.092197 | 0.092197 |  | 3.318%
NCEMC Anson Plant | North Carolina |  |  |  | 56249 | ES4-B | 89590 | Combustion Turbine |  |  |  | Combustion turbine |  |  |  |  | 2.178 | 43620.881 | 4346.22 | 1.9237 | 2.178 |  | 43620.881 | 4346.22 | 2.178 |  | 2.178 |  | 2.178 |  | 2.178 |  | 2.178 |  | 2.178 |  | 2.178 |  | 2.178 | 2.178 | Not Coal Steam or O/G Steam | 0.09986 | 0.09986 |  | 3.237%
NCEMC Anson Plant | North Carolina |  |  |  | 56249 | ES5-A | 89591 | Combustion Turbine |  |  |  | Combustion turbine |  |  |  |  | 1.641 | 36867.649 | 3832.59 | 1.82 | 1.641 |  | 36867.649 | 3832.59 | 1.641 |  | 1.641 |  | 1.641 |  | 1.641 |  | 1.641 |  | 1.641 |  | 1.641 |  | 1.641 | 1.641 | Not Coal Steam or O/G Steam | 0.089021 | 0.089021 |  | 3.357%
NCEMC Anson Plant | North Carolina |  |  |  | 56249 | ES5-B | 89592 | Combustion Turbine |  |  |  | Combustion turbine |  |  |  |  | 1.696 | 38140.999 | 3972.43 | 1.7987 | 1.696 |  | 38140.999 | 3972.43 | 1.696 |  | 1.696 |  | 1.696 |  | 1.696 |  | 1.696 |  | 1.696 |  | 1.696 |  | 1.696 | 1.696 | Not Coal Steam or O/G Steam | 0.088933 | 0.088933 |  | 3.312%
NCEMC Anson Plant | North Carolina |  |  |  | 56249 | ES6-A | 89593 | Combustion Turbine |  |  |  | Combustion turbine |  |  |  |  | 2.229 | 49274.808 | 4967.17 | 2.0743 | 2.229 |  | 49274.808 | 4967.17 | 2.229 |  | 2.229 |  | 2.229 |  | 2.229 |  | 2.229 |  | 2.229 |  | 2.229 |  | 2.229 | 2.229 | Not Coal Steam or O/G Steam | 0.090472 | 0.090472 |  | 3.767%
NCEMC Anson Plant | North Carolina |  |  |  | 56249 | ES6-B | 89594 | Combustion Turbine |  |  |  | Combustion turbine |  |  |  |  | 2.195 | 48949.396 | 4975.95 | 2.0637 | 2.195 |  | 48949.396 | 4975.95 | 2.195 |  | 2.195 |  | 2.195 |  | 2.195 |  | 2.195 |  | 2.195 |  | 2.195 |  | 2.195 | 2.195 | Not Coal Steam or O/G Steam | 0.089684 | 0.089684 |  | 3.768%
NCEMC Hamlet Plant | North Carolina |  |  |  | 56292 | ES1-A | 89611 | Combustion Turbine |  |  |  | Combustion turbine |  |  |  |  | 3.561 | 83135.152 | 8210.05 | 3.3637 | 3.561 |  | 83135.152 | 8210.05 | 3.561 |  | 3.561 |  | 3.561 |  | 3.561 |  | 3.561 |  | 3.561 |  | 3.561 |  | 3.561 | 3.561 | Not Coal Steam or O/G Steam | 0.085668 | 0.085668 |  | 6.478%
NCEMC Hamlet Plant | North Carolina |  |  |  | 56292 | ES1-B | 89612 | Combustion Turbine |  |  |  | Combustion turbine |  |  |  |  | 3.893 | 88489.617 | 8798.69 | 3.701 | 3.893 |  | 88489.617 | 8798.69 | 3.893 |  | 3.893 |  | 3.893 |  | 3.893 |  | 3.893 |  | 3.893 |  | 3.893 |  | 3.893 | 3.893 | Not Coal Steam or O/G Steam | 0.087988 | 0.087988 |  | 6.947%
NCEMC Hamlet Plant | North Carolina |  |  |  | 56292 | ES2-A | 89613 | Combustion Turbine |  |  |  | Combustion turbine |  |  |  |  | 1.356 | 30470.004 | 3090.85 | 0.74067 | 1.356 |  | 30470.004 | 3090.85 | 1.356 |  | 1.356 |  | 1.356 |  | 1.356 |  | 1.356 |  | 1.356 |  | 1.356 |  | 1.356 | 1.356 | Not Coal Steam or O/G Steam | 0.089006 | 0.089006 |  | 1.362%
NCEMC Hamlet Plant | North Carolina |  |  |  | 56292 | ES2-B | 89614 | Combustion Turbine |  |  |  | Combustion turbine |  |  |  |  | 1.465 | 32887.599 | 3336.94 | 0.79367 | 1.465 |  | 32887.599 | 3336.94 | 1.465 |  | 1.465 |  | 1.465 |  | 1.465 |  | 1.465 |  | 1.465 |  | 1.465 |  | 1.465 | 1.465 | Not Coal Steam or O/G Steam | 0.089091 | 0.089091 |  | 1.456%
NCEMC Hamlet Plant | North Carolina |  |  |  | 56292 | ES3-A | 89615 | Combustion Turbine |  |  |  | Combustion turbine |  |  |  |  | 1.442 | 31579.402 | 3209.81 | 0.78 | 1.442 |  | 31579.402 | 3209.81 | 1.442 |  | 1.442 |  | 1.442 |  | 1.442 |  | 1.442 |  | 1.442 |  | 1.442 |  | 1.442 | 1.442 | Not Coal Steam or O/G Steam | 0.091325 | 0.091325 |  | 1.402%
NCEMC Hamlet Plant | North Carolina |  |  |  | 56292 | ES3-B | 89616 | Combustion Turbine |  |  |  | Combustion turbine |  |  |  |  | 1.486 | 33539.392 | 3383.53 | 0.78867 | 1.486 |  | 33539.392 | 3383.53 | 1.486 |  | 1.486 |  | 1.486 |  | 1.486 |  | 1.486 |  | 1.486 |  | 1.486 |  | 1.486 | 1.486 | Not Coal Steam or O/G Steam | 0.088612 | 0.088612 |  | 1.458%
NCEMC Hamlet Plant | North Carolina |  |  |  | 56292 | ES4-A | 89617 | Combustion Turbine |  |  |  | Combustion turbine |  |  |  |  | 3.759 | 86083.935 | 8748.27 | 3.5207 | 3.759 |  | 86083.935 | 8748.27 | 3.759 |  | 3.759 |  | 3.759 |  | 3.759 |  | 3.759 |  | 3.759 |  | 3.759 |  | 3.759 | 3.759 | Not Coal Steam or O/G Steam | 0.087333 | 0.087333 |  | 6.652%
NCEMC Hamlet Plant | North Carolina |  |  |  | 56292 | ES4-B | 89618 | Combustion Turbine |  |  |  | Combustion turbine |  |  |  |  | 3.588 | 83748.806 | 8654.01 | 3.3857 | 3.588 |  | 83748.806 | 8654.01 | 3.588 |  | 3.588 |  | 3.588 |  | 3.588 |  | 3.588 |  | 3.588 |  | 3.588 |  | 3.588 | 3.588 | Not Coal Steam or O/G Steam | 0.085685 | 0.085685 |  | 6.519%
NCEMC Hamlet Plant | North Carolina |  |  |  | 56292 | ES5-A | 89619 | Combustion Turbine |  |  |  | Combustion turbine |  |  |  |  | 3.746 | 84960.14 | 8457.27 | 3.2677 | 3.746 |  | 84960.14 | 8457.27 | 3.746 |  | 3.746 |  | 3.746 |  | 3.746 |  | 3.746 |  | 3.746 |  | 3.746 |  | 3.746 | 3.746 | Not Coal Steam or O/G Steam | 0.088183 | 0.088183 |  | 6.114%
NCEMC Hamlet Plant | North Carolina |  |  |  | 56292 | ES5-B | 89620 | Combustion Turbine |  |  |  | Combustion turbine |  |  |  |  | 3.847 | 87920.075 | 8710.09 | 3.425 | 3.847 |  | 87920.075 | 8710.09 | 3.847 |  | 3.847 |  | 3.847 |  | 3.847 |  | 3.847 |  | 3.847 |  | 3.847 |  | 3.847 | 3.847 | Not Coal Steam or O/G Steam | 0.087511 | 0.087511 |  | 6.464%
NCEMC Hamlet Plant | North Carolina |  |  |  | 56292 | ES6-A | 90839 | Combustion Turbine |  |  |  | Combustion turbine |  |  |  |  | 1.42 | 31803.964 | 3289.74 | 0.773 | 1.42 |  | 31803.964 | 3289.74 | 1.42 |  | 1.42 |  | 1.42 |  | 1.42 |  | 1.42 |  | 1.42 |  | 1.42 |  | 1.42 | 1.42 | Not Coal Steam or O/G Steam | 0.089297 | 0.089297 |  | 1.414%
NCEMC Hamlet Plant | North Carolina |  |  |  | 56292 | ES6-B | 90840 | Combustion Turbine |  |  |  | Combustion turbine |  |  |  |  | 1.418 | 32236.043 | 3270.76 | 0.77433 | 1.418 |  | 32236.043 | 3270.76 | 1.418 |  | 1.418 |  | 1.418 |  | 1.418 |  | 1.418 |  | 1.418 |  | 1.418 |  | 1.418 | 1.418 | Not Coal Steam or O/G Steam | 0.087976 | 0.087976 |  | 1.437%
Plant Rowan County | North Carolina |  |  |  | 7826 | 1 | 3248 | Combustion Turbine |  |  |  | Combustion turbine |  |  |  |  | 15.819 | 962000.403 | 89297.8 | 20.0397 | 15.819 |  | 962000.403 | 89297.8 | 15.819 |  | 15.819 |  | 15.819 |  | 15.819 |  | 15.819 |  | 15.819 |  | 15.819 |  | 15.819 | 15.819 | Not Coal Steam or O/G Steam | 0.032888 | 0.032888 |  | 17.56%
Plant Rowan County | North Carolina |  |  |  | 7826 | 2 | 3249 | Combustion Turbine |  |  |  | Combustion turbine |  |  |  |  | 15.848 | 925897.826 | 86150.7 | 16.2497 | 15.848 |  | 925897.826 | 86150.7 | 15.848 |  | 15.848 |  | 15.848 |  | 15.848 |  | 15.848 |  | 15.848 |  | 15.848 |  | 15.848 | 15.848 | Not Coal Steam or O/G Steam | 0.034233 | 0.034233 |  | 13.26%
Plant Rowan County | North Carolina |  |  |  | 7826 | 3 | 3250 | Combustion Turbine |  |  |  | Combustion turbine |  |  |  |  | 22.908 | 1337658.176 | 119993.3 | 21.3213 | 22.908 |  | 1337658.176 | 119993.3 | 22.908 |  | 22.908 |  | 22.908 |  | 22.908 |  | 22.908 |  | 22.908 |  | 22.908 |  | 22.908 | 22.908 | Not Coal Steam or O/G Steam | 0.034251 | 0.034251 |  | 17.9%
Plant Rowan County | North Carolina |  |  |  | 7826 | 4 | 3251 | Combined Cycle |  |  |  | Combined cycle | Y |  |  |  | 31.986 | 5684722.161 | 535806.65 | 31.2693 | 31.986 |  | 5684722.161 | 535806.65 | 31.986 |  | 31.986 |  | 31.986 |  | 31.986 |  | 31.986 |  | 31.986 |  | 31.986 |  | 31.986 | 31.986 | Not Coal Steam or O/G Steam | 0.011253 | 0.011253 |  | 77.41%
Plant Rowan County | North Carolina |  |  |  | 7826 | 5 | 3252 | Combined Cycle |  |  |  | Combined cycle | Y |  |  |  | 32.217 | 5796914.008 | 550350.19 | 31.654 | 32.217 |  | 5796914.008 | 550350.19 | 32.217 |  | 32.217 |  | 32.217 |  | 32.217 |  | 32.217 |  | 32.217 |  | 32.217 |  | 32.217 | 32.217 | Not Coal Steam or O/G Steam | 0.011115 | 0.011115 |  | 80.32%
Richmond County Plant | North Carolina |  |  |  | 7805 | 1 | 3235 | Combustion Turbine |  |  |  | Combustion turbine |  |  |  |  | 17.545 | 987731.422 | 92716.94 | 20.9483 | 17.545 |  | 987731.422 | 92716.94 | 17.545 |  | 17.545 |  | 17.545 |  | 17.545 |  | 17.545 |  | 17.545 |  | 17.545 |  | 17.545 | 17.545 | Not Coal Steam or O/G Steam | 0.035526 | 0.035526 |  | 14.68%
Richmond County Plant | North Carolina |  |  |  | 7805 | 10 | 90495 | Combined Cycle |  |  |  | Combined cycle | Y |  |  |  | 19.172 | 6484257.925 | 942813.46 | 19.545 | 19.172 |  | 6484257.925 | 942813.46 | 19.172 |  | 19.172 |  | 19.172 |  | 19.172 |  | 19.172 |  | 19.172 |  | 19.172 |  | 19.172 | 19.172 | Not Coal Steam or O/G Steam | 0.0059134 | 0.0059134 |  | 70.35%
Richmond County Plant | North Carolina |  |  |  | 7805 | 2 | 3236 | Combustion Turbine |  |  |  | Combustion turbine |  |  |  |  | 22.507 | 1241639.08 | 119177.99 | 22.4053 | 22.507 |  | 1241639.08 | 119177.99 | 22.507 |  | 22.507 |  | 22.507 |  | 22.507 |  | 22.507 |  | 22.507 |  | 22.507 |  | 22.507 | 22.507 | Not Coal Steam or O/G Steam | 0.036254 | 0.036254 |  | 17.18%
Richmond County Plant | North Carolina |  |  |  | 7805 | 3 | 3237 | Combustion Turbine |  |  |  | Combustion turbine |  |  |  |  | 19.973 | 1028476.351 | 92926.45 | 22.2317 | 19.973 |  | 1028476.351 | 92926.45 | 19.973 |  | 19.973 |  | 19.973 |  | 19.973 |  | 19.973 |  | 19.973 |  | 19.973 |  | 19.973 | 19.973 | Not Coal Steam or O/G Steam | 0.03884 | 0.03884 |  | 14.87%
Richmond County Plant | North Carolina |  |  |  | 7805 | 4 | 3238 | Combustion Turbine |  |  |  | Combustion turbine |  |  |  |  | 20.753 | 1138091.449 | 107122.62 | 18.58 | 20.753 |  | 1138091.449 | 107122.62 | 20.753 |  | 20.753 |  | 20.753 |  | 20.753 |  | 20.753 |  | 20.753 |  | 20.753 |  | 20.753 | 20.753 | Not Coal Steam or O/G Steam | 0.03647 | 0.03647 |  | 13.78%
Richmond County Plant | North Carolina |  |  |  | 7805 | 6 | 3240 | Combustion Turbine |  |  |  | Combustion turbine |  |  |  |  | 21.101 | 1211331.644 | 112170.98 | 19.674 | 21.101 |  | 1211331.644 | 112170.98 | 21.101 |  | 21.101 |  | 21.101 |  | 21.101 |  | 21.101 |  | 21.101 |  | 21.101 |  | 21.101 | 21.101 | Not Coal Steam or O/G Steam | 0.034839 | 0.034839 |  | 14.52%
Richmond County Plant | North Carolina |  |  |  | 7805 | 7 | 3241 | Combined Cycle |  |  |  | Combined cycle | Y |  |  |  | 18.594 | 4770918.394 | 441410.17 | 20.1623 | 18.594 |  | 4770918.394 | 441410.17 | 18.594 |  | 18.594 |  | 18.594 |  | 18.594 |  | 18.594 |  | 18.594 |  | 18.594 |  | 18.594 | 18.594 | Not Coal Steam or O/G Steam | 0.0077947 | 0.0077947 |  | 70.28%
Richmond County Plant | North Carolina |  |  |  | 7805 | 8 | 3242 | Combined Cycle |  |  |  | Combined cycle | Y |  |  |  | 18.803 | 4685894.184 | 433226.4 | 20.051 | 18.803 |  | 4685894.184 | 433226.4 | 18.803 |  | 18.803 |  | 18.803 |  | 18.803 |  | 18.803 |  | 18.803 |  | 18.803 |  | 18.803 | 18.803 | Not Coal Steam or O/G Steam | 0.0080254 | 0.0080254 |  | 69.8%
Richmond County Plant | North Carolina |  |  |  | 7805 | 9 | 90494 | Combined Cycle |  |  |  | Combined cycle | Y |  |  |  | 19.454 | 6346796.393 | 917676.84 | 20.034 | 19.454 |  | 6346796.393 | 917676.84 | 19.454 |  | 19.454 |  | 19.454 |  | 19.454 |  | 19.454 |  | 19.454 |  | 19.454 |  | 19.454 | 19.454 | Not Coal Steam or O/G Steam | 0.0061303 | 0.0061303 |  | 69.69%
Rockingham County Combustion Turbine | North Carolina |  |  |  | 55116 | CT1 | 3935 | Combustion Turbine |  |  |  | Combustion turbine |  |  |  |  | 9.314 | 401141.752 | 37538.78 | 15.249 | 9.314 |  | 401141.752 | 37538.78 | 9.314 |  | 9.314 |  | 9.314 |  | 9.314 |  | 9.314 |  | 9.314 |  | 9.314 |  | 9.314 | 9.314 | Not Coal Steam or O/G Steam | 0.046437 | 0.046437 |  | 9.297%
Rockingham County Combustion Turbine | North Carolina |  |  |  | 55116 | CT2 | 3936 | Combustion Turbine |  |  |  | Combustion turbine |  |  |  |  | 17.928 | 774454.918 | 72820.81 | 19.6367 | 17.928 |  | 774454.918 | 72820.81 | 17.928 |  | 17.928 |  | 17.928 |  | 17.928 |  | 17.928 |  | 17.928 |  | 17.928 |  | 17.928 | 17.928 | Not Coal Steam or O/G Steam | 0.046298 | 0.046298 |  | 12.22%
Rockingham County Combustion Turbine | North Carolina |  |  |  | 55116 | CT3 | 3937 | Combustion Turbine |  |  |  | Combustion turbine |  |  |  |  | 26.324 | 1135099.784 | 107623.68 | 21.5603 | 26.324 |  | 1135099.784 | 107623.68 | 26.324 |  | 26.324 |  | 26.324 |  | 26.324 |  | 26.324 |  | 26.324 |  | 26.324 |  | 26.324 | 26.324 | Not Coal Steam or O/G Steam | 0.046382 | 0.046382 |  | 13.23%
Rockingham County Combustion Turbine | North Carolina |  |  |  | 55116 | CT4 | 3938 | Combustion Turbine |  |  |  | Combustion turbine |  |  |  |  | 23.316 | 1046124.232 | 97191.38 | 18.979 | 23.316 |  | 1046124.232 | 97191.38 | 23.316 |  | 23.316 |  | 23.316 |  | 23.316 |  | 23.316 |  | 23.316 |  | 23.316 |  | 23.316 | 23.316 | Not Coal Steam or O/G Steam | 0.044576 | 0.044576 |  | 11.92%
Rockingham County Combustion Turbine | North Carolina |  |  |  | 55116 | CT5 | 3939 | Combustion Turbine |  |  |  | Combustion turbine |  |  |  |  | 20.015 | 883608.348 | 82946.7 | 18.2197 | 20.015 |  | 883608.348 | 82946.7 | 20.015 |  | 20.015 |  | 20.015 |  | 20.015 |  | 20.015 |  | 20.015 |  | 20.015 |  | 20.015 | 20.015 | Not Coal Steam or O/G Steam | 0.045303 | 0.045303 |  | 11.17%
Rosemary Power Station | North Carolina |  |  |  | 50555 | 1 | 89294 | Combined Cycle |  |  |  | Combined cycle |  |  |  |  | 2.38 | 24824.303 | 1731.95 | 1.1253 | 2.38 |  | 24824.303 | 1731.95 | 2.38 |  | 2.38 |  | 2.38 |  | 2.38 |  | 2.38 |  | 2.38 |  | 2.38 |  | 2.38 | 2.38 | Not Coal Steam or O/G Steam | 0.19175 | 0.19175 |  | 0.2793%
Rosemary Power Station | North Carolina |  |  |  | 50555 | 2 | 89295 | Combined Cycle |  |  |  | Combined cycle |  |  |  |  | 1.723 | 15251.9 | 999.8 | 1.9533 | 1.723 |  | 15251.9 | 999.8 | 1.723 |  | 1.723 |  | 1.723 |  | 1.723 |  | 1.723 |  | 1.723 |  | 1.723 |  | 1.723 | 1.723 | Not Coal Steam or O/G Steam | 0.22594 | 0.22594 |  | 0.8702%
Roxboro | North Carolina |  |  |  | 2712 | 1 | 1831 | Coal Steam |  |  | 2029 | Dry bottom wall-fired boiler | Y |  |  | 379 | 141.421 | 2428151.309 | 237633.48 | 228.191 | 141.421 |  | 2428151.309 | 237633.48 | 141.421 |  | 141.421 |  | 141.421 |  | 97.1261 | Optimize SCR | 97.1261 |  | 97.1261 |  | 97.1261 |  | 97.1261 | 97.1261 | Existing SCR | 0.08 | 0.08 |  | 22.27%
Roxboro | North Carolina |  |  |  | 2712 | 2 | 1832 | Coal Steam |  |  | 2029 | Tangentially-fired | Y |  |  | 668 | 267.159 | 4567549.427 | 514490.62 | 434.6333 | 267.159 |  | 4567549.427 | 514490.62 | 267.159 |  | 267.159 |  | 267.159 |  | 182.702 | Optimize SCR | 182.702 |  | 182.702 |  | 182.702 |  | 182.702 | 182.702 | Existing SCR | 0.08 | 0.08 |  | 26.85%
Roxboro | North Carolina |  |  |  | 2712 | 3A | 1833 | Coal Steam | 12 | 2034 | 2035 | Dry bottom wall-fired boiler | Y |  | Y | 347 | 471.009 | 6638435.157 |  | 448.72 | 471.009 |  | 6638435.157 |  | 471.009 |  | 471.009 |  | 471.009 |  | 265.5374 | Optimize SCR | 265.5374 |  | 265.5374 |  | 265.5374 |  | 265.5374 | 265.5374 | Existing SCR | 0.08 | 0.08 |  | 40.59%
Roxboro | North Carolina |  |  |  | 2712 | 3B | 1834 | Coal Steam | 12 | 2034 | 2035 | Dry bottom wall-fired boiler | Y |  | Y | 347 | 548.18 | 7318966.775 |  | 476.5043 | 548.18 |  | 7318966.775 |  | 548.18 |  | 548.18 |  | 548.18 |  | 292.7587 | Optimize SCR | 292.7587 |  | 292.7587 |  | 292.7587 |  | 292.7587 | 292.7587 | Existing SCR | 0.08 | 0.08 |  | 42.25%
Roxboro | North Carolina |  |  |  | 2712 | 4A | 1835 | Coal Steam | 12 | 2034 | 2035 | Dry bottom wall-fired boiler | Y |  | Y | 349 | 389.918 | 7547228.476 |  | 424.31 | 389.918 |  | 7547228.476 |  | 389.918 |  | 389.918 |  | 389.918 |  | 301.8891 | Optimize SCR | 301.8891 |  | 301.8891 |  | 301.8891 |  | 301.8891 | 301.8891 | Existing SCR | 0.08 | 0.08 |  | 43.4%
Roxboro | North Carolina |  |  |  | 2712 | 4B | 1836 | Coal Steam | 12 | 2034 | 2035 | Dry bottom wall-fired boiler | Y |  | Y | 349 | 313.428 | 5866463.67 |  | 358.8343 | 313.428 |  | 5866463.67 |  | 313.428 |  | 313.428 |  | 313.428 |  | 234.6585 | Optimize SCR | 234.6585 |  | 234.6585 |  | 234.6585 |  | 234.6585 | 234.6585 | Existing SCR | 0.08 | 0.08 |  | 36.18%
W H Weatherspoon | North Carolina |  |  |  | 2716 | 4 | 88324 | Combustion Turbine |  |  |  | Combustion turbine |  |  |  |  | 3.191 | 5317.6 | 0 | 1.648 | 3.191 |  | 5317.6 | 0 | 3.191 |  | 3.191 |  | 3.191 |  | 3.191 |  | 3.191 |  | 3.191 |  | 3.191 |  | 3.191 | 3.191 | Not Coal Steam or O/G Steam | 1.2002 | 1.2002 |  | 0.1305%
W H Weatherspoon | North Carolina |  |  |  | 2716 | 5 | 88325 | Combustion Turbine |  |  |  | Combustion turbine |  |  |  |  | 3.668 | 6114.1 | 0 | 1.8267 | 3.668 |  | 6114.1 | 0 | 3.668 |  | 3.668 |  | 3.668 |  | 3.668 |  | 3.668 |  | 3.668 |  | 3.668 |  | 3.668 | 3.668 | Not Coal Steam or O/G Steam | 1.1998 | 1.1998 |  | 0.1447%
W H Weatherspoon | North Carolina |  |  |  | 2716 | 6 | 88326 | Combustion Turbine |  |  |  | Combustion turbine |  |  |  |  | 3.531 | 5884.9 | 0 | 1.7833 | 3.531 |  | 5884.9 | 0 | 3.531 |  | 3.531 |  | 3.531 |  | 3.531 |  | 3.531 |  | 3.531 |  | 3.531 |  | 3.531 | 3.531 | Not Coal Steam or O/G Steam | 1.2 | 1.2 |  | 0.1413%
W H Weatherspoon | North Carolina |  |  |  | 2716 | 7 | 88327 | Combustion Turbine |  |  |  | Combustion turbine |  |  |  |  | 4.614 | 7689.8 | 0 | 2.1397 | 4.614 |  | 7689.8 | 0 | 4.614 |  | 4.614 |  | 4.614 |  | 4.614 |  | 4.614 |  | 4.614 |  | 4.614 |  | 4.614 | 4.614 | Not Coal Steam or O/G Steam | 1.2 | 1.2 |  | 0.1695%
Antelope Valley | North Dakota |  |  |  | 6469 | B1 | 2885 | Coal Steam |  |  |  | Tangentially-fired |  |  |  | 450 | 512.967 | 9190217.654 | 925370 | 664.8983 | 512.967 |  | 9190217.654 | 925370 | 512.967 |  | 512.967 |  | 512.967 |  | 512.967 |  | 512.967 |  | 512.967 |  | 512.967 |  | 371.3612 | 229.7554 | Coal Steam SCR Retrofit | 0.11163 | 0.05 |  | 51.75%
Antelope Valley | North Dakota |  |  |  | 6469 | B2 | 2886 | Coal Steam |  |  |  | Tangentially-fired |  |  |  | 450 | 851.879 | 15484615.011 | 1420913.59 | 761.5387 | 851.879 |  | 15484615.011 | 1420913.59 | 851.879 |  | 851.879 |  | 851.879 |  | 851.879 |  | 851.879 |  | 851.879 |  | 851.879 |  | 619.4972 | 387.1154 | Coal Steam SCR Retrofit | 0.11003 | 0.05 |  | 61%
Coal Creek | North Dakota |  |  |  | 6030 | 1 | 2692 | Coal Steam |  |  |  | Tangentially-fired |  |  |  | 574 | 1424.817 | 20442494.381 | 2065513.88 | 1539.2157 | 1424.817 |  | 20442494.381 | 2065513.88 | 1424.817 |  | 1424.817 |  | 1424.817 |  | 1424.817 |  | 1424.817 |  | 1424.817 |  | 1424.817 |  | 967.9397 | 511.0624 | Coal Steam SCR Retrofit | 0.1394 | 0.05 |  | 85.68%
Coal Creek | North Dakota |  |  |  | 6030 | 2 | 2693 | Coal Steam |  |  |  | Tangentially-fired |  |  |  | 573 | 1257.268 | 19259936.3 | 2011944.02 | 1141.5853 | 1257.268 |  | 19259936.3 | 2011944.02 | 1257.268 |  | 1257.268 |  | 1257.268 |  | 1257.268 |  | 1257.268 |  | 1257.268 |  | 1257.268 |  | 869.3832 | 481.4984 | Coal Steam SCR Retrofit | 0.13056 | 0.05 |  | 75.65%
Coyote | North Dakota |  |  |  | 8222 | B1 | 3469 | Coal Steam |  |  |  | Cyclone boiler |  |  |  | 429 | 2590.973 | 12082212.681 | 1098674.21 | 2257.8497 | 2590.973 |  | 12082212.681 | 1098674.21 | 2590.973 |  | 2590.973 |  | 2590.973 |  | 2590.973 |  | 2590.973 |  | 2590.973 |  | 2590.973 |  | 1446.5142 | 302.0553 | Coal Steam SCR Retrofit | 0.42889 | 0.05 |  | 53.31%
Leland Olds | North Dakota |  |  |  | 2817 | 1 | 1876 | Coal Steam |  |  |  | Dry bottom wall-fired boiler |  | Y |  | 222 | 340.663 | 5187582.366 | 527126.55 | 328.0307 | 340.663 |  | 5187582.366 | 527126.55 | 340.663 |  | 340.663 |  | 340.663 |  | 340.663 |  | 340.663 |  | 340.663 |  | 340.663 |  | 235.1763 | 129.6896 | Coal Steam SCR Retrofit | 0.13134 | 0.05 |  | 42.15%
Leland Olds | North Dakota |  |  |  | 2817 | 2 | 1877 | Coal Steam |  |  |  | Cyclone boiler |  | Y |  | 445 | 1571.606 | 9424454.786 | 900389.68 | 1563.6103 | 1571.606 |  | 9424454.786 | 900389.68 | 1571.606 |  | 1571.606 |  | 1571.606 |  | 1571.606 |  | 1571.606 |  | 1360.2787 | Y | 1360.2787 |  | 797.945 | 235.6114 | Coal Steam SCR Retrofit | 0.28867 | 0.05 |  | 50.7%
Lonesome Creek Station | North Dakota |  |  |  | 57943 | CT1 | 90836 | Combustion Turbine |  |  |  | Combustion turbine | Y |  |  |  | 3.636 | 698510.313 | 71976.28 | 3.5093 | 3.636 |  | 698510.313 | 71976.28 | 3.636 |  | 3.636 |  | 3.636 |  | 3.636 |  | 3.636 |  | 3.636 |  | 3.636 |  | 3.636 | 3.636 | Not Coal Steam or O/G Steam | 0.010411 | 0.010411 |  | 31.47%
Lonesome Creek Station | North Dakota |  |  |  | 57943 | CT2 | 90837 | Combustion Turbine |  |  |  | Combustion turbine | Y |  |  |  | 4.682 | 802004.761 | 82121.73 | 3.7873 | 4.682 |  | 802004.761 | 82121.73 | 4.682 |  | 4.682 |  | 4.682 |  | 4.682 |  | 4.682 |  | 4.682 |  | 4.682 |  | 4.682 | 4.682 | Not Coal Steam or O/G Steam | 0.011676 | 0.011676 |  | 35.27%
Lonesome Creek Station | North Dakota |  |  |  | 57943 | CT3 | 90838 | Combustion Turbine |  |  |  | Combustion turbine | Y |  |  |  | 5.081 | 791585.395 | 82011.36 | 3.807 | 5.081 |  | 791585.395 | 82011.36 | 5.081 |  | 5.081 |  | 5.081 |  | 5.081 |  | 5.081 |  | 5.081 |  | 5.081 |  | 5.081 | 5.081 | Not Coal Steam or O/G Steam | 0.012838 | 0.012838 |  | 31.75%
Lonesome Creek Station | North Dakota |  |  |  | 57943 | CT4 | 91086 | Combustion Turbine |  |  |  | Combustion turbine | Y |  |  |  | 3.737 | 619456.613 | 61312.47 | 4.8887 | 3.737 |  | 619456.613 | 61312.47 | 3.737 |  | 3.737 |  | 3.737 |  | 3.737 |  | 3.737 |  | 3.737 |  | 3.737 |  | 3.737 | 3.737 | Not Coal Steam or O/G Steam | 0.012065 | 0.012065 |  | 43.71%
Lonesome Creek Station | North Dakota |  |  |  | 57943 | CT5 | 91087 | Combustion Turbine |  |  |  | Combustion turbine | Y |  |  |  | 5.633 | 865872.837 | 86779.63 | 4.9197 | 5.633 |  | 865872.837 | 86779.63 | 5.633 |  | 5.633 |  | 5.633 |  | 5.633 |  | 5.633 |  | 5.633 |  | 5.633 |  | 5.633 | 5.633 | Not Coal Steam or O/G Steam | 0.013011 | 0.013011 |  | 42.01%
Milton R Young | North Dakota |  |  |  | 2823 | B1 | 1878 | Coal Steam |  |  |  | Cyclone boiler |  | Y |  | 237 | 1216.948 | 7319858.158 | 726479.84 | 1369.221 | 1216.948 |  | 7319858.158 | 726479.84 | 1216.948 |  | 1216.948 |  | 1216.948 |  | 1216.948 |  | 1216.948 |  | 978.0428 | Y | 978.0428 |  | 580.5197 | 182.9965 | Coal Steam SCR Retrofit | 0.26723 | 0.05 |  | 67.11%
Milton R Young | North Dakota |  |  |  | 2823 | B2 | 1879 | Coal Steam |  |  |  | Cyclone boiler |  | Y |  | 447 | 2347.591 | 14148841.736 | 1385394.1 | 2213.9653 | 2347.591 |  | 14148841.736 | 1385394.1 | 2347.591 |  | 2347.591 |  | 2347.591 |  | 2347.591 |  | 2347.591 |  | 2005.8105 | Y | 2005.8105 |  | 1179.7658 | 353.721 | Coal Steam SCR Retrofit | 0.28353 | 0.05 |  | 55.06%
Pioneer Generating Station | North Dakota |  |  |  | 57881 | CT1 | 90805 | Combustion Turbine |  |  |  | Combustion turbine | Y |  |  |  | 3.218 | 437178.202 | 40314.87 | 2.5403 | 3.218 |  | 437178.202 | 40314.87 | 3.218 |  | 3.218 |  | 3.218 |  | 3.218 |  | 3.218 |  | 3.218 |  | 3.218 |  | 3.218 | 3.218 | Not Coal Steam or O/G Steam | 0.014722 | 0.014722 |  | 19.29%
Pioneer Generating Station | North Dakota |  |  |  | 57881 | CT2 | 90834 | Combustion Turbine |  |  |  | Combustion turbine | Y |  |  |  | 2.991 | 485315.876 | 44217.97 | 2.44 | 2.991 |  | 485315.876 | 44217.97 | 2.991 |  | 2.991 |  | 2.991 |  | 2.991 |  | 2.991 |  | 2.991 |  | 2.991 |  | 2.991 | 2.991 | Not Coal Steam or O/G Steam | 0.012326 | 0.012326 |  | 20.5%
Pioneer Generating Station | North Dakota |  |  |  | 57881 | CT3 | 90835 | Combustion Turbine |  |  |  | Combustion turbine | Y |  |  |  | 3.333 | 501542.767 | 46444.56 | 2.4597 | 3.333 |  | 501542.767 | 46444.56 | 3.333 |  | 3.333 |  | 3.333 |  | 3.333 |  | 3.333 |  | 3.333 |  | 3.333 |  | 3.333 | 3.333 | Not Coal Steam or O/G Steam | 0.013291 | 0.013291 |  | 20.89%
R M Heskett | North Dakota |  |  |  | 2790 | B2 | 1875 | Coal Steam |  |  | 2023 | Bubbling fluidized bed boiler |  |  |  | 74.6 | 420.889 | 2255405.05 | 197675 | 412.0583 | 0 | Y | 0 | 0 | 0 |  | 0 |  | 0 |  | 0 |  | 0 |  | 0 |  | 0 |  | 0 | 0 | Retired | 0 | 0 |  | 45.68%
R M Heskett | North Dakota |  |  |  | 2790 | CT6 | 90931 | Combustion Turbine |  |  |  | Combustion turbine |  |  |  |  | 3.051 | 48860.121 | 2266.92 | 1.3963 | 3.051 |  | 48860.121 | 2266.92 | 3.051 |  | 3.051 |  | 3.051 |  | 3.051 |  | 3.051 |  | 3.051 |  | 3.051 |  | 3.051 | 3.051 | Not Coal Steam or O/G Steam | 0.12489 | 0.12489 |  | 0.5672%
Spiritwood Station | North Dakota |  |  |  | 56786 | 001 | 90511 | Coal Steam |  |  |  | Circulating fluidized bed boiler |  | Y |  | 92 | 95.428 | 1605004.276 |  | 89.3323 | 95.428 |  | 1605004.276 |  | 95.428 |  | 95.428 |  | 95.428 |  | 95.428 |  | 95.428 |  | 77.2168 | Y | 77.2168 |  | 77.2168 | 77.2168 | Coal Steam Under 100 MW, Existing SNCR | 0.09622 | 0.09622 |  | 32.47%
AMP-Ohio Gas Turbines Bowling Green | Ohio | X | X | X | 55262 | CT1 | 4361 | Combustion Turbine |  |  |  | Combustion turbine | Y |  |  |  | 2.194 | 29256.5 | 1414.32 | 2.1 | 2.194 |  | 29256.5 | 1414.32 | 2.194 |  | 2.194 |  | 2.194 |  | 0.43885 | Optimize SCR | 0.43885 |  | 0.43885 |  | 0.43885 |  | 0.43885 | 0.43885 | Not Coal Steam or O/G Steam | 0.03 | 0.03 |  | 1.504%
AMP-Ohio Gas Turbines Galion | Ohio | X | X | X | 55263 | CT1 | 4363 | Combustion Turbine |  |  |  | Combustion turbine | Y |  |  |  | 2.486 | 33165 | 1766.2 | 2.1947 | 2.486 |  | 33165 | 1766.2 | 2.486 |  | 2.486 |  | 2.486 |  | 0.49748 | Optimize SCR | 0.49748 |  | 0.49748 |  | 0.49748 |  | 0.49748 | 0.49748 | Not Coal Steam or O/G Steam | 0.03 | 0.03 |  | 1.572%
AMP-Ohio Gas Turbines Napoleon | Ohio | X | X | X | 55264 | CT1 | 4365 | Combustion Turbine |  |  |  | Combustion turbine | Y |  |  |  | 2.476 | 33009.7 | 1998.93 | 1.9497 | 2.476 |  | 33009.7 | 1998.93 | 2.476 |  | 2.476 |  | 2.476 |  | 0.49515 | Optimize SCR | 0.49515 |  | 0.49515 |  | 0.49515 |  | 0.49515 | 0.49515 | Not Coal Steam or O/G Steam | 0.03 | 0.03 |  | 1.396%
Avon Lake Power Plant | Ohio | X | X | X | 2836 | 12 | 1906 | Coal Steam | 3 | 2022 | 2023 | Cell burner boiler |  | Y |  | 615 | 556.755 | 4164685.74 | 456358.27 | 373.098 | 0 | Y | 0 | 0 | 0 |  | 0 |  | 0 |  | 0 |  | 0 |  | 0 |  | 0 |  | 0 | 0 | Retired | 0 | 0 |  | 12.54%
Avon Lake Power Plant | Ohio | X | X | X | 2836 | CT10 | 10208 | Combustion Turbine | 3 | 2022 | 2023 | Combustion turbine |  |  |  |  | 0.343 | 572 | 25.85 | 0.635 | 0 | Y | 0 | 0 | 0 |  | 0 |  | 0 |  | 0 |  | 0 |  | 0 |  | 0 |  | 0 | 0 | Not Coal Steam or O/G Steam | 0 | 0 |  | 0.06145%
Bay Shore | Ohio | X | X | X | 2878 | 1 | 1984 | Coal Steam |  |  |  | Circulating fluidized bed boiler |  |  |  | 136 | 136.434 | 5421181.004 |  | 189.4333 | 136.434 |  | 5421181.004 |  | 136.434 |  | 136.434 |  | 136.434 |  | 136.434 |  | 136.434 |  | 136.434 |  | 136.434 |  | 136.434 | 136.434 | Coal Steam, Circulating fluidized bed, Under 0.08 | 0.050334 | 0.050334 |  | 69.33%
Cardinal | Ohio | X | X | X | 2828 | 1 | 1883 | Coal Steam |  |  |  | Cell burner boiler | Y |  |  | 585 | 535.842 | 14345857.438 | 1574461.69 | 622.0897 | 535.842 |  | 14345857.438 | 1574461.69 | 535.842 |  | 535.842 |  | 535.842 |  | 535.842 |  | 535.842 |  | 535.842 |  | 535.842 |  | 535.842 | 535.842 | Existing SCR | 0.074703 | 0.074703 |  | 67%
Cardinal | Ohio | X | X | X | 2828 | 2 | 1884 | Coal Steam |  |  |  | Cell burner boiler | Y |  |  | 585 | 510.106 | 14561759.889 | 1540991.87 | 507.0607 | 510.106 |  | 14561759.889 | 1540991.87 | 510.106 |  | 510.106 |  | 510.106 |  | 510.106 |  | 510.106 |  | 510.106 |  | 510.106 |  | 510.106 | 510.106 | Existing SCR | 0.070061 | 0.070061 |  | 55.61%
Cardinal | Ohio | X | X | X | 2828 | 3 | 1885 | Coal Steam | 12 | 2028 | 2029 | Dry bottom wall-fired boiler | Y |  |  | 620 | 501.385 | 16916208.637 | 1779264.41 | 564.928 | 501.385 |  | 16916208.637 | 1779264.41 | 501.385 |  | 501.385 |  | 501.385 |  | 501.385 |  | 501.385 |  | 501.385 |  | 501.385 |  | 501.385 | 501.385 | Existing SCR | 0.059279 | 0.059279 |  | 60.85%
Carroll County Energy | Ohio | X | X | X | 59773 | 1 | 91034 | Combined Cycle |  |  |  | Combined cycle | Y |  |  |  | 21.225 | 7956133.644 | 1107007.04 | 21.5447 | 21.225 |  | 7956133.644 | 1107007.04 | 21.225 |  | 21.225 |  | 21.225 |  | 21.225 |  | 21.225 |  | 21.225 |  | 21.225 |  | 21.225 | 21.225 | Not Coal Steam or O/G Steam | 0.0053355 | 0.0053355 |  | 78.76%
Carroll County Energy | Ohio | X | X | X | 59773 | 2 | 91033 | Combined Cycle |  |  |  | Combined cycle | Y |  |  |  | 22.084 | 7687451.856 | 1064527.53 | 22.3957 | 22.084 |  | 7687451.856 | 1064527.53 | 22.084 |  | 22.084 |  | 22.084 |  | 22.084 |  | 22.084 |  | 22.084 |  | 22.084 |  | 22.084 | 22.084 | Not Coal Steam or O/G Steam | 0.0057455 | 0.0057455 |  | 78.98%
Clean Energy Future - Lordstown, LLC | Ohio | X | X | X | 60376 | 1 | 91109 | Combined Cycle |  |  |  | Combined cycle | Y |  |  |  | 28.155 | 9521379.817 | 1445598.39 | 25.5843 | 28.155 |  | 9521379.817 | 1445598.39 | 28.155 |  | 28.155 |  | 28.155 |  | 28.155 |  | 28.155 |  | 28.155 |  | 28.155 |  | 28.155 | 28.155 | Not Coal Steam or O/G Steam | 0.0059141 | 0.0059141 |  | 65.84%
Clean Energy Future - Lordstown, LLC | Ohio | X | X | X | 60376 | 2 | 91110 | Combined Cycle |  |  |  | Combined cycle | Y |  |  |  | 28.442 | 9511850.306 | 1439313.78 | 25.979 | 28.442 |  | 9511850.306 | 1439313.78 | 28.442 |  | 28.442 |  | 28.442 |  | 28.442 |  | 28.442 |  | 28.442 |  | 28.442 |  | 28.442 | 28.442 | Not Coal Steam or O/G Steam | 0.0059803 | 0.0059803 |  | 66.1%
Darby Electric Generating Station | Ohio | X | X | X | 55247 | CT1 | 4313 | Combustion Turbine |  |  |  | Combustion turbine |  |  |  |  | 31.536 | 585910.8 | 49429.2 | 32.6957 | 31.536 |  | 585910.8 | 49429.2 | 31.536 |  | 31.536 |  | 31.536 |  | 31.536 |  | 31.536 |  | 31.536 |  | 31.536 |  | 31.536 | 31.536 | Not Coal Steam or O/G Steam | 0.10765 | 0.10765 |  | 14.52%
Darby Electric Generating Station | Ohio | X | X | X | 55247 | CT2 | 4314 | Combustion Turbine |  |  |  | Combustion turbine |  |  |  |  | 31.758 | 581356.1 | 48510.29 | 32.8147 | 31.758 |  | 581356.1 | 48510.29 | 31.758 |  | 31.758 |  | 31.758 |  | 31.758 |  | 31.758 |  | 31.758 |  | 31.758 |  | 31.758 | 31.758 | Not Coal Steam or O/G Steam | 0.10925 | 0.10925 |  | 14.8%
Darby Electric Generating Station | Ohio | X | X | X | 55247 | CT3 | 4315 | Combustion Turbine |  |  |  | Combustion turbine |  |  |  |  | 31.794 | 594130.7 | 48970.51 | 34.797 | 31.794 |  | 594130.7 | 48970.51 | 31.794 |  | 31.794 |  | 31.794 |  | 31.794 |  | 31.794 |  | 31.794 |  | 31.794 |  | 31.794 | 31.794 | Not Coal Steam or O/G Steam | 0.10703 | 0.10703 |  | 16.4%
Darby Electric Generating Station | Ohio | X | X | X | 55247 | CT4 | 4316 | Combustion Turbine |  |  |  | Combustion turbine |  |  |  |  | 28.331 | 574535.1 | 47927.75 | 34.6553 | 28.331 |  | 574535.1 | 47927.75 | 28.331 |  | 28.331 |  | 28.331 |  | 28.331 |  | 28.331 |  | 28.331 |  | 28.331 |  | 28.331 | 28.331 | Not Coal Steam or O/G Steam | 0.098622 | 0.098622 |  | 15.91%
Darby Electric Generating Station | Ohio | X | X | X | 55247 | CT5 | 4317 | Combustion Turbine |  |  |  | Combustion turbine |  |  |  |  | 28.822 | 558372.1 | 47454.12 | 33.9297 | 28.822 |  | 558372.1 | 47454.12 | 28.822 |  | 28.822 |  | 28.822 |  | 28.822 |  | 28.822 |  | 28.822 |  | 28.822 |  | 28.822 | 28.822 | Not Coal Steam or O/G Steam | 0.10324 | 0.10324 |  | 15.45%
Darby Electric Generating Station | Ohio | X | X | X | 55247 | CT6 | 4318 | Combustion Turbine |  |  |  | Combustion turbine |  |  |  |  | 29.405 | 548641.2 | 45720.68 | 32.276 | 29.405 |  | 548641.2 | 45720.68 | 29.405 |  | 29.405 |  | 29.405 |  | 29.405 |  | 29.405 |  | 29.405 |  | 29.405 |  | 29.405 | 29.405 | Not Coal Steam or O/G Steam | 0.10719 | 0.10719 |  | 14.73%
Dicks Creek Power Company LLC | Ohio | X | X | X | 2831 | 1 | 9185 | Combustion Turbine |  |  |  | Combustion turbine |  |  |  |  | 36.923 | 105494.4 | 1586.8 | 38.7897 | 36.923 |  | 105494.4 | 1586.8 | 36.923 |  | 36.923 |  | 36.923 |  | 36.923 |  | 36.923 |  | 36.923 |  | 36.923 |  | 36.923 | 36.923 | Not Coal Steam or O/G Steam | 0.7 | 0.7 |  | 1.524%
Dresden Energy Facility | Ohio | X | X | X | 55350 | 1A | 8528 | Combined Cycle |  |  |  | Combined cycle | Y |  |  |  | 30.913 | 5568838.54 | 870444.8 | 32.6553 | 30.913 |  | 5568838.54 | 870444.8 | 30.913 |  | 30.913 |  | 30.913 |  | 30.913 |  | 30.913 |  | 30.913 |  | 30.913 |  | 30.913 | 30.913 | Not Coal Steam or O/G Steam | 0.011102 | 0.011102 |  | 70.13%
Dresden Energy Facility | Ohio | X | X | X | 55350 | 1B | 8530 | Combined Cycle |  |  |  | Combined cycle | Y |  |  |  | 33.533 | 5562130.88 | 867458.1 | 33.7133 | 33.533 |  | 5562130.88 | 867458.1 | 33.533 |  | 33.533 |  | 33.533 |  | 33.3728 | Optimize SCR | 33.3728 |  | 33.3728 |  | 33.3728 |  | 33.3728 | 33.3728 | Not Coal Steam or O/G Steam | 0.012 | 0.012 |  | 70.7%
Eastlake | Ohio | X | X | X | 2837 | 6 | 10209 | Combustion Turbine |  |  | 2023 | Combustion turbine | [7 empty] | 0.96 | 0 | Y | 0 | 0 | 0 |  | 0 |  | 0 |  | 0 |  | 0 |  | 0 |  | 0 |  | 0 | 0 | Not Coal Steam or O/G Steam | 0 | 0 |  | 0.09078%
Frank M Tait Station | Ohio | X | X | X | 2847 | 1 | 1928 | Combustion Turbine |  |  |  | Combustion turbine |  |  |  |  | 11.184 | 241949.9 | 24344.68 | 18.8813 | 11.184 |  | 241949.9 | 24344.68 | 11.184 |  | 11.184 |  | 11.184 |  | 11.184 |  | 11.184 |  | 11.184 |  | 11.184 |  | 11.184 | 11.184 | Not Coal Steam or O/G Steam | 0.092449 | 0.092449 |  | 5.843%
Frank M Tait Station | Ohio | X | X | X | 2847 | 2 | 1929 | Combustion Turbine |  |  |  | Combustion turbine |  |  |  |  | 11.439 | 231536.6 | 25757.28 | 20.3293 | 11.439 |  | 231536.6 | 25757.28 | 11.439 |  | 11.439 |  | 11.439 |  | 11.439 |  | 11.439 |  | 11.439 |  | 11.439 |  | 11.439 | 11.439 | Not Coal Steam or O/G Steam | 0.098809 | 0.098809 |  | 5.886%
Frank M Tait Station | Ohio | X | X | X | 2847 | 3 | 1930 | Combustion Turbine |  |  |  | Combustion turbine |  |  |  |  | 25.905 | 701751.4 | 69188.42 | 35.5487 | 25.905 |  | 701751.4 | 69188.42 | 25.905 |  | 25.905 |  | 25.905 |  | 25.905 |  | 25.905 |  | 25.905 |  | 25.905 |  | 25.905 | 25.905 | Not Coal Steam or O/G Steam | 0.07383 | 0.07383 |  | 18.42%
Fremont Energy Center | Ohio | X | X | X | 55701 | CT01 | 8962 | Combined Cycle |  |  |  | Combined cycle | Y |  |  |  | 28.353 | 5430667.804 | 782835.13 | 31.4363 | 28.353 |  | 5430667.804 | 782835.13 | 28.353 |  | 28.353 |  | 28.353 |  | 28.353 |  | 28.353 |  | 28.353 |  | 28.353 |  | 28.353 | 28.353 | Not Coal Steam or O/G Steam | 0.010442 | 0.010442 |  | 58.07%
Fremont Energy Center | Ohio | X | X | X | 55701 | CT02 | 8964 | Combined Cycle |  |  |  | Combined cycle | Y |  |  |  | 27.333 | 5130505.879 | 736683.66 | 31.6787 | 27.333 |  | 5130505.879 | 736683.66 | 27.333 |  | 27.333 |  | 27.333 |  | 27.333 |  | 27.333 |  | 27.333 |  | 27.333 |  | 27.333 | 27.333 | Not Coal Steam or O/G Steam | 0.010655 | 0.010655 |  | 51.06%
Gen J M Gavin | Ohio | X | X | X | 8102 | 1 | 3461 | Coal Steam |  |  |  | Cell burner boiler | Y |  |  | 1348 | 2312.345 | 38079177.432 | 3979988.65 | 1844.8273 | 2312.345 |  | 38079177.432 | 3979988.65 | 2312.345 |  | 2312.345 |  | 2312.345 |  | 1523.1671 | Optimize SCR | 1523.1671 |  | 1523.1671 |  | 1523.1671 |  | 1523.1671 | 1523.1671 | Existing SCR | 0.08 | 0.08 |  | 55.34%
Gen J M Gavin | Ohio | X | X | X | 8102 | 2 | 3462 | Coal Steam |  |  |  | Cell burner boiler | Y |  |  | 1361 | 1351.398 | 25256831.819 | 2748522.38 | 1478.6697 | 1351.398 |  | 25256831.819 | 2748522.38 | 1351.398 |  | 1351.398 |  | 1351.398 |  | 1010.2733 | Optimize SCR | 1010.2733 |  | 1010.2733 |  | 1010.2733 |  | 1010.2733 | 1010.2733 | Existing SCR | 0.08 | 0.08 |  | 46.41%
Greenville Electric Gen Station | Ohio | X | X | X | 55228 | G1CT1 | 4212 | Combustion Turbine |  |  |  | Combustion turbine |  |  |  |  | 1.972 | 44605.9 | 4762.89 | 5.434 | 1.972 |  | 44605.9 | 4762.89 | 1.972 |  | 1.972 |  | 1.972 |  | 1.972 |  | 1.972 |  | 1.972 |  | 1.972 |  | 1.972 | 1.972 | Not Coal Steam or O/G Steam | 0.088419 | 0.088419 |  | 10.18%
Greenville Electric Gen Station | Ohio | X | X | X | 55228 | G1CT2 | 4213 | Combustion Turbine |  |  |  | Combustion turbine |  |  |  |  | 2.523 | 56383.9 | 5218.91 | 4.9177 | 2.523 |  | 56383.9 | 5218.91 | 2.523 |  | 2.523 |  | 2.523 |  | 2.523 |  | 2.523 |  | 2.523 |  | 2.523 |  | 2.523 | 2.523 | Not Coal Steam or O/G Steam | 0.089494 | 0.089494 |  | 9.103%
Greenville Electric Gen Station | Ohio | X | X | X | 55228 | G2CT1 | 4214 | Combustion Turbine |  |  |  | Combustion turbine |  |  |  |  | 2.288 | 51630.1 | 5092.42 | 5.0417 | 2.288 |  | 51630.1 | 5092.42 | 2.288 |  | 2.288 |  | 2.288 |  | 2.288 |  | 2.288 |  | 2.288 |  | 2.288 |  | 2.288 | 2.288 | Not Coal Steam or O/G Steam | 0.08863 | 0.08863 |  | 8.88%
Greenville Electric Gen Station | Ohio | X | X | X | 55228 | G2CT2 | 4215 | Combustion Turbine |  |  |  | Combustion turbine |  |  |  |  | 2.212 | 49535.3 | 4576.65 | 5.0117 | 2.212 |  | 49535.3 | 4576.65 | 2.212 |  | 2.212 |  | 2.212 |  | 2.212 |  | 2.212 |  | 2.212 |  | 2.212 |  | 2.212 | 2.212 | Not Coal Steam or O/G Steam | 0.08931 | 0.08931 |  | 8.82%
Greenville Electric Gen Station | Ohio | X | X | X | 55228 | G3CT1 | 4216 | Combustion Turbine |  |  |  | Combustion turbine |  |  |  |  | 2.195 | 49080.6 | 4667.92 | 4.8343 | 2.195 |  | 49080.6 | 4667.92 | 2.195 |  | 2.195 |  | 2.195 |  | 2.195 |  | 2.195 |  | 2.195 |  | 2.195 |  | 2.195 | 2.195 | Not Coal Steam or O/G Steam | 0.089445 | 0.089445 |  | 9.006%
Greenville Electric Gen Station | Ohio | X | X | X | 55228 | G3CT2 | 4217 | Combustion Turbine |  |  |  | Combustion turbine |  |  |  |  | 2.122 | 47580.4 | 4677.37 | 4.6467 | 2.122 |  | 47580.4 | 4677.37 | 2.122 |  | 2.122 |  | 2.122 |  | 2.122 |  | 2.122 |  | 2.122 |  | 2.122 |  | 2.122 | 2.122 | Not Coal Steam or O/G Steam | 0.089196 | 0.089196 |  | 8.65%
Greenville Electric Gen Station | Ohio | X | X | X | 55228 | G4CT1 | 4218 | Combustion Turbine |  |  |  | Combustion turbine |  |  |  |  | 2.107 | 48665.1 | 4504.28 | 3.7363 | 2.107 |  | 48665.1 | 4504.28 | 2.107 |  | 2.107 |  | 2.107 |  | 2.107 |  | 2.107 |  | 2.107 |  | 2.107 |  | 2.107 | 2.107 | Not Coal Steam or O/G Steam | 0.086592 | 0.086592 |  | 7.147%
Greenville Electric Gen Station | Ohio | X | X | X | 55228 | G4CT2 | 4219 | Combustion Turbine |  |  |  | Combustion turbine |  |  |  |  | 2.291 | 52322.1 | 5018.65 | 4.6243 | 2.291 |  | 52322.1 | 5018.65 | 2.291 |  | 2.291 |  | 2.291 |  | 2.291 |  | 2.291 |  | 2.291 |  | 2.291 |  | 2.291 | 2.291 | Not Coal Steam or O/G Steam | 0.087573 | 0.087573 |  | 8.79%
Hamilton Municipal Power Plant | Ohio | X | X | X | 2917 | 9 | 1994 | O/G Steam | 9 | 2021 | 2023 | Tangentially-fired |  |  |  | 51 |  |  |  |  | 0 | Y | 0 | 0 | 0 |  | 0 |  | 0 |  | 0 |  | 0 |  | 0 |  | 0 |  | 0 | 0 | Retired | 0 | 0
Hanging Rock Power Company LLC | Ohio | X | X | X | 55736 | CTG1 | 9079 | Combined Cycle |  |  |  | Combined cycle | Y |  |  |  | 31.157 | 7215579.886 | 1043450.84 | 32.1333 | 31.157 |  | 7215579.886 | 1043450.84 | 31.157 |  | 31.157 |  | 31.157 |  | 31.157 |  | 31.157 |  | 31.157 |  | 31.157 |  | 31.157 | 31.157 | Not Coal Steam or O/G Steam | 0.008636 | 0.008636 |  | 74.77%
Hanging Rock Power Company LLC | Ohio | X | X | X | 55736 | CTG2 | 9080 | Combined Cycle |  |  |  | Combined cycle | Y |  |  |  | 32.533 | 7274464.04 | 1048616.46 | 32.832 | 32.533 |  | 7274464.04 | 1048616.46 | 32.533 |  | 32.533 |  | 32.533 |  | 32.533 |  | 32.533 |  | 32.533 |  | 32.533 |  | 32.533 | 32.533 | Not Coal Steam or O/G Steam | 0.0089444 | 0.0089444 |  | 74.58%
Hanging Rock Power Company LLC | Ohio | X | X | X | 55736 | CTG3 | 9081 | Combined Cycle |  |  |  | Combined cycle | Y |  |  |  | 35.338 | 7369218.59 | 1059355.95 | 33.275 | 35.338 |  | 7369218.59 | 1059355.95 | 35.338 |  | 35.338 |  | 35.338 |  | 35.338 |  | 35.338 |  | 35.338 |  | 35.338 |  | 35.338 | 35.338 | Not Coal Steam or O/G Steam | 0.0095907 | 0.0095907 |  | 74.42%
Hanging Rock Power Company LLC | Ohio | X | X | X | 55736 | CTG4 | 9082 | Combined Cycle |  |  |  | Combined cycle | Y |  |  |  | 31.459 | 7366298.19 | 1061700.96 | 31.63 | 31.459 |  | 7366298.19 | 1061700.96 | 31.459 |  | 31.459 |  | 31.459 |  | 31.459 |  | 31.459 |  | 31.459 |  | 31.459 |  | 31.459 | 31.459 | Not Coal Steam or O/G Steam | 0.0085413 | 0.0085413 |  | 73.79%
Kyger Creek | Ohio | X | X | X | 2876 | 1 | 1971 | Coal Steam |  |  |  | Wet bottom wall-fired boiler | Y |  | Y | 194 | 166.388 | 5188784.196 | 527273.07 | 188.5337 | 166.388 |  | 5188784.196 | 527273.07 | 166.388 |  | 166.388 |  | 166.388 |  | 166.388 |  | 166.388 |  | 166.388 |  | 166.388 |  | 166.388 | 166.388 | Existing SCR | 0.064134 | 0.064134 |  | 52.51%
Kyger Creek | Ohio | X | X | X | 2876 | 2 | 1972 | Coal Steam |  |  |  | Wet bottom wall-fired boiler | Y |  | Y | 192 | 122.868 | 3979818.038 | 403961.88 | 177.3337 | 122.868 |  | 3979818.038 | 403961.88 | 122.868 |  | 122.868 |  | 122.868 |  | 122.868 |  | 122.868 |  | 122.868 |  | 122.868 |  | 122.868 | 122.868 | Existing SCR | 0.061746 | 0.061746 |  | 48.26%
Kyger Creek | Ohio | X | X | X | 2876 | 3 | 1973 | Coal Steam |  |  |  | Wet bottom wall-fired boiler | Y |  | Y | 192 | 208.964 | 6392704.094 | 631458.4 | 184.1653 | 208.964 |  | 6392704.094 | 631458.4 | 208.964 |  | 208.964 |  | 208.964 |  | 208.964 |  | 208.964 |  | 208.964 |  | 208.964 |  | 208.964 | 208.964 | Existing SCR | 0.065376 | 0.065376 |  | 51.89%
Kyger Creek | Ohio | X | X | X | 2876 | 4 | 1974 | Coal Steam |  |  |  | Wet bottom wall-fired boiler | Y |  | Y | 192 | 204.482 | 6267091.552 | 619675.15 | 196.426 | 204.482 |  | 6267091.552 | 619675.15 | 204.482 |  | 204.482 |  | 204.482 |  | 204.482 |  | 204.482 |  | 204.482 |  | 204.482 |  | 204.482 | 204.482 | Existing SCR | 0.065256 | 0.065256 |  | 54.91%
Kyger Creek | Ohio | X | X | X | 2876 | 5 | 1975 | Coal Steam |  |  |  | Wet bottom wall-fired boiler | Y |  | Y | 192 | 192.646 | 5883993.593 | 580930.93 | 203.2483 | 192.646 |  | 5883993.593 | 580930.93 | 192.646 |  | 192.646 |  | 192.646 |  | 192.646 |  | 192.646 |  | 192.646 |  | 192.646 |  | 192.646 | 192.646 | Existing SCR | 0.065481 | 0.065481 |  | 56.72%
Madison Generating Station | Ohio | X | X | X | 55110 | 1 | 3912 | Combustion Turbine |  |  |  | Combustion turbine |  |  |  |  | 7.072 | 492906.04 | 39347.3 | 5.5797 | 7.072 |  | 492906.04 | 39347.3 | 7.072 |  | 7.072 |  | 7.072 |  | 7.072 |  | 7.072 |  | 7.072 |  | 7.072 |  | 7.072 | 7.072 | Not Coal Steam or O/G Steam | 0.028695 | 0.028695 |  | 9.307%
Madison Generating Station | Ohio | X | X | X | 55110 | 2 | 3913 | Combustion Turbine |  |  |  | Combustion turbine |  |  |  |  | 8.324 | 498578.299 | 39632.74 | 6.8613 | 8.324 |  | 498578.299 | 39632.74 | 8.324 |  | 8.324 |  | 8.324 |  | 8.324 |  | 8.324 |  | 8.324 |  | 8.324 |  | 8.324 | 8.324 | Not Coal Steam or O/G Steam | 0.033391 | 0.033391 |  | 9.327%
Madison Generating Station | Ohio | X | X | X | 55110 | 3 | 3914 | Combustion Turbine |  |  |  | Combustion turbine |  |  |  |  | 7.938 | 472290.951 | 37511.13 | 6.6733 | 7.938 |  | 472290.951 | 37511.13 | 7.938 |  | 7.938 |  | 7.938 |  | 7.938 |  | 7.938 |  | 7.938 |  | 7.938 |  | 7.938 | 7.938 | Not Coal Steam or O/G Steam | 0.033615 | 0.033615 |  | 9.099%
Madison Generating Station | Ohio | X | X | X | 55110 | 4 | 3915 | Combustion Turbine |  |  |  | Combustion turbine |  |  |  |  | 8.776 | 449044.687 | 35747.87 | 7.2017 | 8.776 |  | 449044.687 | 35747.87 | 8.776 |  | 8.776 |  | 8.776 |  | 8.776 |  | 8.776 |  | 8.776 |  | 8.776 |  | 8.776 | 8.776 | Not Coal Steam or O/G Steam | 0.039087 | 0.039087 |  | 8.784%
Madison Generating Station | Ohio | X | X | X | 55110 | 5 | 3916 | Combustion Turbine |  |  |  | Combustion turbine |  |  |  |  | 7.811 | 467526.634 | 36915.78 | 6.685 | 7.811 |  | 467526.634 | 36915.78 | 7.811 |  | 7.811 |  | 7.811 |  | 7.811 |  | 7.811 |  | 7.811 |  | 7.811 |  | 7.811 | 7.811 | Not Coal Steam or O/G Steam | 0.033414 | 0.033414 |  | 9.462%
Madison Generating Station | Ohio | X | X | X | 55110 | 6 | 3917 | Combustion Turbine |  |  |  | Combustion turbine |  |  |  |  | 7.668 | 460100.553 | 36484.25 | 6.632 | 7.668 |  | 460100.553 | 36484.25 | 7.668 |  | 7.668 |  | 7.668 |  | 7.668 |  | 7.668 |  | 7.668 |  | 7.668 |  | 7.668 | 7.668 | Not Coal Steam or O/G Steam | 0.033332 | 0.033332 |  | 9.164%
Madison Generating Station | Ohio | X | X | X | 55110 | 7 | 3918 | Combustion Turbine |  |  |  | Combustion turbine |  |  |  |  | 7.233 | 445952.532 | 35738.54 | 6.1897 | 7.233 |  | 445952.532 | 35738.54 | 7.233 |  | 7.233 |  | 7.233 |  | 7.233 |  | 7.233 |  | 7.233 |  | 7.233 |  | 7.233 | 7.233 | Not Coal Steam or O/G Steam | 0.032438 | 0.032438 |  | 9.522%
Madison Generating Station | Ohio | X | X | X | 55110 | 8 | 3919 | Combustion Turbine |  |  |  | Combustion turbine |  |  |  |  | 9.144 | 529509.6 | 42070.75 | 6.285 | 9.144 |  | 529509.6 | 42070.75 | 9.144 |  | 9.144 |  | 9.144 |  | 9.144 |  | 9.144 |  | 9.144 |  | 9.144 |  | 9.144 | 9.144 | Not Coal Steam or O/G Steam | 0.034538 | 0.034538 |  | 8.598%
Miami Fort Power Station | Ohio | X | X | X | 2832 | 6 | 1894 | Coal Steam |  |  | 2023 | Tangentially-fired |  |  |  | 163 |  |  |  |  | 0 | Y | 0 | 0 | 0 |  | 0 |  | 0 |  | 0 |  | 0 |  | 0 |  | 0 |  | 0 | 0 | Retired | 0 | 0
Miami Fort Power Station | Ohio | X | X | X | 2832 | 7 | 1895 | Coal Steam | 12 | 2027 | 2028 | Cell burner boiler | Y |  |  | 510 | 417.623 | 12548958.444 | 1273633.27 | 1395.4227 | 417.623 |  | 12548958.444 | 1273633.27 | 417.623 |  | 417.623 |  | 417.623 |  | 417.623 |  | 417.623 |  | 417.623 |  | 417.623 |  | 417.623 | 417.623 | Existing SCR | 0.066559 | 0.066559 |  | 68.79%
Miami Fort Power Station | Ohio | X | X | X | 2832 | 8 | 1896 | Coal Steam | 12 | 2027 | 2028 | Dry bottom wall-fired boiler | Y |  |  | 510 | 618.713 | 15019099.196 | 1657535.13 | 1421.1893 | 618.713 |  | 15019099.196 | 1657535.13 | 618.713 |  | 618.713 |  | 618.713 |  | 600.764 | Optimize SCR | 600.764 |  | 600.764 |  | 600.764 |  | 600.764 | 600.764 | Existing SCR | 0.08 | 0.08 |  | 81.25%
Middletown Energy Center | Ohio | X | X | X | 59326 | 1 | 91013 | Combined Cycle |  |  |  | Combined cycle | Y |  |  |  | 12.845 | 4193645.857 | 616338.67 | 24.9347 | 12.845 |  | 4193645.857 | 616338.67 | 12.845 |  | 12.845 |  | 12.845 |  | 12.845 |  | 12.845 |  | 12.845 |  | 12.845 |  | 12.845 | 12.845 | Not Coal Steam or O/G Steam | 0.0061259 | 0.0061259 |  | 53.71%
Niles | Ohio | X | X | X | 2861 | CTA | 9278 | Combustion Turbine |  |  |  | Combustion turbine |  |  |  |  | 2.523 | 4205.2 | 169.1 | 3.3257 | 2.523 |  | 4205.2 | 169.1 | 2.523 |  | 2.523 |  | 2.523 |  | 2.523 |  | 2.523 |  | 2.523 |  | 2.523 |  | 2.523 | 2.523 | Not Coal Steam or O/G Steam | 1.1999 | 1.1999 |  | 0.3218%
O H Hutchings | Ohio | X | X | X | 2848 | H-7 | 88237 | Combustion Turbine |  |  |  | Combustion turbine |  |  |  |  | 3.4 | 9714.7 | 435.25 | 1.2373 | 3.4 |  | 9714.7 | 435.25 | 3.4 |  | 3.4 |  | 3.4 |  | 3.4 |  | 3.4 |  | 3.4 |  | 3.4 |  | 3.4 | 3.4 | Not Coal Steam or O/G Steam | 0.69997 | 0.69997 |  | 0.1726%
Omega JV2 Bowling Green | Ohio | X | X | X | 7783 | P001 | 3226 | Combustion Turbine |  |  |  | Combustion turbine |  |  |  |  | 10.277 | 29364.9 | 2171.15 | 6.964 | 10.277 |  | 29364.9 | 2171.15 | 10.277 |  | 10.277 |  | 10.277 |  | 10.277 |  | 10.277 |  | 10.277 |  | 10.277 |  | 10.277 | 10.277 | Not Coal Steam or O/G Steam | 0.69995 | 0.69995 |  | 1.485%
Omega JV2 Hamilton | Ohio | X | X | X | 7782 | P001 | 3225 | Combustion Turbine |  |  |  | Combustion turbine |  |  |  |  | 10.877 | 31077.1 | 2335.16 | 8.3777 | 10.877 |  | 31077.1 | 2335.16 | 10.877 |  | 10.877 |  | 10.877 |  | 10.877 |  | 10.877 |  | 10.877 |  | 10.877 |  | 10.877 | 10.877 | Not Coal Steam or O/G Steam | 0.7 | 0.7 |  | 1.904%
Oregon Clean Energy Center | Ohio | X | X | X | 59764 | 01 | 90998 | Combined Cycle |  |  |  | Combined cycle | Y |  |  |  | 21.1 | 7588008.857 | 1150522.47 | 20.5317 | 21.1 |  | 7588008.857 | 1150522.47 | 21.1 |  | 21.1 |  | 21.1 |  | 21.1 |  | 21.1 |  | 21.1 |  | 21.1 |  | 21.1 | 21.1 | Not Coal Steam or O/G Steam | 0.0055614 | 0.0055614 |  | 63.91%
Oregon Clean Energy Center | Ohio | X | X | X | 59764 | 02 | 90999 | Combined Cycle |  |  |  | Combined cycle | Y |  |  |  | 22.253 | 7723778.181 | 1165920.98 | 21.2283 | 22.253 |  | 7723778.181 | 1165920.98 | 22.253 |  | 22.253 |  | 22.253 |  | 22.253 |  | 22.253 |  | 22.253 |  | 22.253 |  | 22.253 | 22.253 | Not Coal Steam or O/G Steam | 0.0057622 | 0.0057622 |  | 64.22%
Richland Peaking Station | Ohio | X | X | X | 2880 | CTG4 | 1988 | Combustion Turbine |  |  |  | Combustion turbine |  |  |  |  | 39.819 | 923268.351 | 72425.62 | 32.804 | 39.819 |  | 923268.351 | 72425.62 | 39.819 |  | 39.819 |  | 39.819 |  | 39.819 |  | 39.819 |  | 39.819 |  | 39.819 |  | 39.819 | 39.819 | Not Coal Steam or O/G Steam | 0.086257 | 0.086257 |  | 12.52%
Richland Peaking Station | Ohio | X | X | X | 2880 | CTG5 | 1989 | Combustion Turbine |  |  |  | Combustion turbine |  |  |  |  | 40.708 | 963632.577 | 74372.12 | 34.534 | 40.708 |  | 963632.577 | 74372.12 | 40.708 |  | 40.708 |  | 40.708 |  | 40.708 |  | 40.708 |  | 40.708 |  | 40.708 |  | 40.708 | 40.708 | Not Coal Steam or O/G Steam | 0.084489 | 0.084489 |  | 13.3%
Richland Peaking Station | Ohio | X | X | X | 2880 | CTG6 | 1990 | Combustion Turbine |  |  |  | Combustion turbine |  |  |  |  | 32.225 | 721820.602 | 55999.89 | 27.9803 | 32.225 |  | 721820.602 | 55999.89 | 32.225 |  | 32.225 |  | 32.225 |  | 32.225 |  | 32.225 |  | 32.225 |  | 32.225 |  | 32.225 | 32.225 | Not Coal Steam or O/G Steam | 0.089288 | 0.089288 |  | 10.4%
Robert P Mone | Ohio | X | X | X | 7872 | 1 | 3336 | Combustion Turbine |  |  |  | Combustion turbine |  |  |  |  | 31.415 | 689054 | 65573.26 | 21.2883 | 31.415 |  | 689054 | 65573.26 | 31.415 |  | 31.415 |  | 31.415 |  | 31.415 |  | 31.415 |  | 31.415 |  | 31.415 |  | 31.415 | 31.415 | Not Coal Steam or O/G Steam | 0.091183 | 0.091183 |  | 5.983%
Robert P Mone | Ohio | X | X | X | 7872 | 2 | 3337 | Combustion Turbine |  |  |  | Combustion turbine |  |  |  |  | 32.689 | 712996 | 67712.73 | 21.2907 | 32.689 |  | 712996 | 67712.73 | 32.689 |  | 32.689 |  | 32.689 |  | 32.689 |  | 32.689 |  | 32.689 |  | 32.689 |  | 32.689 | 32.689 | Not Coal Steam or O/G Steam | 0.091695 | 0.091695 |  | 6.223%
Robert P Mone | Ohio | X | X | X | 7872 | 3 | 3338 | Combustion Turbine |  |  |  | Combustion turbine |  |  |  |  | 35.351 | 711263.9 | 67405.97 | 22.5067 | 35.351 |  | 711263.9 | 67405.97 | 35.351 |  | 35.351 |  | 35.351 |  | 35.351 |  | 35.351 |  | 35.351 |  | 35.351 |  | 35.351 | 35.351 | Not Coal Steam or O/G Steam | 0.099403 | 0.099403 |  | 6.061%
Rolling Hills Generating LLC | Ohio | X | X | X | 55401 | CT-1 | 4669 | Combustion Turbine |  |  |  | Combustion turbine |  |  |  |  | 20.382 | 1192519.998 | 107746.88 | 18.6167 | 20.382 |  | 1192519.998 | 107746.88 | 20.382 |  | 20.382 |  | 20.382 |  | 20.382 |  | 20.382 |  | 20.382 |  | 20.382 |  | 20.382 | 20.382 | Not Coal Steam or O/G Steam | 0.034183 | 0.034183 |  | 11.22%
Rolling Hills Generating LLC | Ohio | X | X | X | 55401 | CT-2 | 4670 | Combustion Turbine |  |  |  | Combustion turbine |  |  |  |  | 14.484 | 651024.965 | 57684.76 | 17.6837 | 14.484 |  | 651024.965 | 57684.76 | 14.484 |  | 14.484 |  | 14.484 |  | 14.484 |  | 14.484 |  | 14.484 |  | 14.484 |  | 14.484 | 14.484 | Not Coal Steam or O/G Steam | 0.044496 | 0.044496 |  | 9.727%
Rolling Hills Generating LLC | Ohio | X | X | X | 55401 | CT-3 | 4671 | Combustion Turbine |  |  |  | Combustion turbine |  |  |  |  | 13.972 | 618880.955 | 55248.56 | 14.406 | 13.972 |  | 618880.955 | 55248.56 | 13.972 |  | 13.972 |  | 13.972 |  | 13.972 |  | 13.972 |  | 13.972 |  | 13.972 |  | 13.972 | 13.972 | Not Coal Steam or O/G Steam | 0.045152 | 0.045152 |  | 7.691%
Rolling Hills Generating LLC | Ohio | X | X | X | 55401 | CT-4 | 4672 | Combustion Turbine |  |  |  | Combustion turbine |  |  |  |  | 4.067 | 184942.394 | 16058.41 | 7.5083 | 4.067 |  | 184942.394 | 16058.41 | 4.067 |  | 4.067 |  | 4.067 |  | 4.067 |  | 4.067 |  | 4.067 |  | 4.067 |  | 4.067 | 4.067 | Not Coal Steam or O/G Steam | 0.043981 | 0.043981 |  | 4.193%
Rolling Hills Generating LLC | Ohio | X | X | X | 55401 | CT-5 | 4673 | Combustion Turbine |  |  |  | Combustion turbine |  |  |  |  | 8.722 | 401147.843 | 35118.04 | 10.519 | 8.722 |  | 401147.843 | 35118.04 | 8.722 |  | 8.722 |  | 8.722 |  | 8.722 |  | 8.722 |  | 8.722 |  | 8.722 |  | 8.722 | 8.722 | Not Coal Steam or O/G Steam | 0.043485 | 0.043485 |  | 5.803%
Tait Electric Generating Station | Ohio | X | X | X | 55248 | CT4 | 4319 | Combustion Turbine |  |  |  | Combustion turbine |  |  |  |  | 32.911 | 938555.5 | 73839.23 | 33.9583 | 32.911 |  | 938555.5 | 73839.23 | 32.911 |  | 32.911 |  | 32.911 |  | 32.911 |  | 32.911 |  | 32.911 |  | 32.911 |  | 32.911 | 32.911 | Not Coal Steam or O/G Steam | 0.070131 | 0.070131 |  | 25.93%
Tait Electric Generating Station | Ohio | X | X | X | 55248 | CT5 | 4320 | Combustion Turbine |  |  |  | Combustion turbine |  |  |  |  | 31.534 | 914247 | 72848.27 | 37.2037 | 31.534 |  | 914247 | 72848.27 | 31.534 |  | 31.534 |  | 31.534 |  | 31.534 |  | 31.534 |  | 31.534 |  | 31.534 |  | 31.534 | 31.534 | Not Coal Steam or O/G Steam | 0.068984 | 0.068984 |  | 26.16%
Tait Electric Generating Station | Ohio | X | X | X | 55248 | CT6 | 4321 | Combustion Turbine |  |  |  | Combustion turbine |  |  |  |  | 28.621 | 945615.2 | 73937.42 | 32.1233 | 28.621 |  | 945615.2 | 73937.42 | 28.621 |  | 28.621 |  | 28.621 |  | 28.621 |  | 28.621 |  | 28.621 |  | 28.621 |  | 28.621 | 28.621 | Not Coal Steam or O/G Steam | 0.060534 | 0.060534 |  | 26.32%
Tait Electric Generating Station | Ohio | X | X | X | 55248 | CT7 | 4322 | Combustion Turbine |  |  |  | Combustion turbine |  |  |  |  | 26.646 | 689741.1 | 71795.64 | 31.853 | 26.646 |  | 689741.1 | 71795.64 | 26.646 |  | 26.646 |  | 26.646 |  | 26.646 |  | 26.646 |  | 26.646 |  | 26.646 |  | 26.646 | 26.646 | Not Coal Steam or O/G Steam | 0.077264 | 0.077264 |  | 23.28%
Troy Energy, LLC | Ohio | X | X | X | 55348 | 1 | 4535 | Combustion Turbine |  |  |  | Combustion turbine |  |  |  |  | 29.984 | 1815512.093 | 171717.82 | 21.6953 | 29.984 |  | 1815512.093 | 171717.82 | 29.984 |  | 29.984 |  | 29.984 |  | 29.984 |  | 29.984 |  | 29.984 |  | 29.984 |  | 29.984 | 29.984 | Not Coal Steam or O/G Steam | 0.033031 | 0.033031 |  | 16.32%
Troy Energy, LLC | Ohio | X | X | X | 55348 | 2 | 4536 | Combustion Turbine |  |  |  | Combustion turbine |  |  |  |  | 29.154 | 1679592.321 | 155656.41 | 21.2697 | 29.154 |  | 1679592.321 | 155656.41 | 29.154 |  | 29.154 |  | 29.154 |  | 29.154 |  | 29.154 |  | 29.154 |  | 29.154 |  | 29.154 | 29.154 | Not Coal Steam or O/G Steam | 0.034716 | 0.034716 |  | 15.69%
Troy Energy, LLC | Ohio | X | X | X | 55348 | 3 | 4537 | Combustion Turbine |  |  |  | Combustion turbine |  |  |  |  | 27.599 | 1591315.055 | 149152.75 | 21.618 | 27.599 |  | 1591315.055 | 149152.75 | 27.599 |  | 27.599 |  | 27.599 |  | 27.599 |  | 27.599 |  | 27.599 |  | 27.599 |  | 27.599 | 27.599 | Not Coal Steam or O/G Steam | 0.034687 | 0.034687 |  | 16.24%
Troy Energy, LLC | Ohio | X | X | X | 55348 | 4 | 4538 | Combustion Turbine |  |  |  | Combustion turbine |  |  |  |  | 16.403 | 1104215.835 | 103222 | 16.708 | 16.403 |  | 1104215.835 | 103222 | 16.403 |  | 16.403 |  | 16.403 |  | 16.403 |  | 16.403 |  | 16.403 |  | 16.403 |  | 16.403 | 16.403 | Not Coal Steam or O/G Steam | 0.02971 | 0.02971 |  | 13.08%
W H Sammis | Ohio | X | X | X | 2866 | 5 | 1960 | Coal Steam | 6 | 2023 | 2024 | Dry bottom wall-fired boiler |  | Y | Y | 290 | 222.64 | 3186286.356 | 282914.17 | 199.4863 | 222.64 |  | 3186286.356 | 282914.17 | 222.64 |  | 222.64 |  | 222.64 |  | 222.64 |  | 222.64 |  | 222.64 |  | 222.64 |  | 151.1486 | 79.6572 | Coal Steam SCR Retrofit | 0.13975 | 0.05 |  | 18.14%
W H Sammis | Ohio | X | X | X | 2866 | 6 | 1961 | Coal Steam | 6 | 2023 | 2024 | Dry bottom wall-fired boiler | Y |  | Y | 600 | 465.042 | 10944548.302 | 1085094.35 | 412.727 | 465.042 |  | 10944548.302 | 1085094.35 | 465.042 |  | 465.042 |  | 465.042 |  | 465.042 | Common Stack SCR | 465.042 |  | 465.042 |  | 465.042 |  | 451.412 | 437.7819 | Common Stack SCR, Optimize Existing SCR | 0.084981 | 0.08 |  | 37.19%
W H Sammis | Ohio | X | X | X | 2866 | 7 | 1962 | Coal Steam | 6 | 2023 | 2024 | Cell burner boiler | Y |  | Y | 600 | 494.488 | 11793420.031 | 1136350.82 | 448.5503 | 494.488 |  | 11793420.031 | 1136350.82 | 494.488 |  | 494.488 |  | 494.488 |  | 494.488 | Common Stack SCR | 494.488 |  | 494.488 |  | 494.488 |  | 483.1124 | 471.7368 | Common Stack SCR, Optimize Existing SCR | 0.083858 | 0.08 |  | 39.52%
W H Zimmer Generating Station | Ohio | X | X | X | 6019 | 1 | 2683 | Coal Steam | 5 | 2022 | 2023 | Dry bottom wall-fired boiler | Y |  |  | 1305 | 1167.451 | 26307447.163 | 2744183.81 | 1819.076 | 0 | Y | 0 | 0 | 0 |  | 0 |  | 0 |  | 0 |  | 0 |  | 0 |  | 0 |  | 0 | 0 | Retired | 0 | 0 |  | 47.71%
Washington Power Company LLC | Ohio | X | X | X | 55397 | CT1 | 9212 | Combined Cycle |  |  |  | Combined cycle | Y |  |  |  | 35.771 | 6757679.065 | 953658.46 | 37.8037 | 35.771 |  | 6757679.065 | 953658.46 | 35.771 |  | 35.771 |  | 35.771 |  | 35.771 |  | 35.771 |  | 35.771 |  | 35.771 |  | 35.771 | 35.771 | Not Coal Steam or O/G Steam | 0.010587 | 0.010587 |  | 77.26%
Washington Power Company LLC | Ohio | X | X | X | 55397 | CT2 | 9213 | Combined Cycle |  |  |  | Combined cycle | Y |  |  |  | 35.89 | 6803116.499 | 956947.43 | 37.824 | 35.89 |  | 6803116.499 | 956947.43 | 35.89 |  | 35.89 |  | 35.89 |  | 35.89 |  | 35.89 |  | 35.89 |  | 35.89 |  | 35.89 | 35.89 | Not Coal Steam or O/G Steam | 0.010551 | 0.010551 |  | 77.37%
Waterford Plant | Ohio | X | X | X | 55503 | 1 | 8620 | Combined Cycle |  |  |  | Combined cycle | Y |  |  |  | 13.198 | 2744191.246 | 398406.13 | 24.097 | 13.198 |  | 2744191.246 | 398406.13 | 13.198 |  | 13.198 |  | 13.198 |  | 13.198 |  | 13.198 |  | 13.198 |  | 13.198 |  | 13.198 | 13.198 | Not Coal Steam or O/G Steam | 0.0096189 | 0.0096189 |  | 58.95%
Waterford Plant | Ohio | X | X | X | 55503 | 2 | 8622 | Combined Cycle |  |  |  | Combined cycle | Y |  |  |  | 30.234 | 6152763.407 | 889966.07 | 30.2933 | 30.234 |  | 6152763.407 | 889966.07 | 30.234 |  | 30.234 |  | 30.234 |  | 30.234 |  | 30.234 |  | 30.234 |  | 30.234 |  | 30.234 | 30.234 | Not Coal Steam or O/G Steam | 0.0098278 | 0.0098278 |  | 71.78%
Waterford Plant | Ohio | X | X | X | 55503 | 3 | 8624 | Combined Cycle |  |  |  | Combined cycle | Y |  |  |  | 31.245 | 6300685.2 | 914851.69 | 29.6593 | 31.245 |  | 6300685.2 | 914851.69 | 31.245 |  | 31.245 |  | 31.245 |  | 31.245 |  | 31.245 |  | 31.245 |  | 31.245 |  | 31.245 | 31.245 | Not Coal Steam or O/G Steam | 0.009918 | 0.009918 |  | 69.81%
West Lorain | Ohio | X | X | X | 2869 | 1A | 9279 | Combustion Turbine |  |  |  | Combustion turbine |  |  |  |  | 1.502 | 5250 | 165 | 3.818 | 1.502 |  | 5250 | 165 | 1.502 |  | 1.502 |  | 1.502 |  | 1.502 |  | 1.502 |  | 1.502 |  | 1.502 |  | 1.502 | 1.502 | Not Coal Steam or O/G Steam | 0.57219 | 0.57219 |  | 0.3462%
West Lorain | Ohio | X | X | X | 2869 | 1B | 9280 | Combustion Turbine |  |  |  | Combustion turbine |  |  |  |  | 2.102 | 7350 | 100 | 3.069 | 2.102 |  | 7350 | 100 | 2.102 |  | 2.102 |  | 2.102 |  | 2.102 |  | 2.102 |  | 2.102 |  | 2.102 |  | 2.102 | 2.102 | Not Coal Steam or O/G Steam | 0.57197 | 0.57197 |  | 0.2783%
West Lorain | Ohio | X | X | X | 2869 | 2 | 8316 | Combustion Turbine |  |  |  | Combustion turbine |  |  |  |  | 4.931 | 411267.848 | 34759.22 | 2.03 | 4.931 |  | 411267.848 | 34759.22 | 4.931 |  | 4.931 |  | 4.931 |  | 4.931 |  | 4.931 |  | 4.931 |  | 4.931 |  | 4.931 | 4.931 | Not Coal Steam or O/G Steam | 0.02398 | 0.02398 |  | 3.791%
West Lorain | Ohio | X | X | X | 2869 | 3 | 8318 | Combustion Turbine |  |  |  | Combustion turbine |  |  |  |  | 6.184 | 511743.674 | 42427.48 | 2.3287 | 6.184 |  | 511743.674 | 42427.48 | 6.184 |  | 6.184 |  | 6.184 |  | 6.184 |  | 6.184 |  | 6.184 |  | 6.184 |  | 6.184 | 6.184 | Not Coal Steam or O/G Steam | 0.024168 | 0.024168 |  | 4.438%
West Lorain | Ohio | X | X | X | 2869 | 4 | 8320 | Combustion Turbine |  |  |  | Combustion turbine |  |  |  |  | 6.94 | 485033.792 | 40231.47 | 2.8933 | 6.94 |  | 485033.792 | 40231.47 | 6.94 |  | 6.94 |  | 6.94 |  | 6.94 |  | 6.94 |  | 6.94 |  | 6.94 |  | 6.94 | 6.94 | Not Coal Steam or O/G Steam | 0.028617 | 0.028617 |  | 3.838%
West Lorain | Ohio | X | X | X | 2869 | 5 | 8322 | Combustion Turbine |  |  |  | Combustion turbine |  |  |  |  | 5.56 | 425701.854 | 35435.45 | 2.4363 | 5.56 |  | 425701.854 | 35435.45 | 5.56 |  | 5.56 |  | 5.56 |  | 5.56 |  | 5.56 |  | 5.56 |  | 5.56 |  | 5.56 | 5.56 | Not Coal Steam or O/G Steam | 0.026122 | 0.026122 |  | 4.304%
West Lorain | Ohio | X | X | X | 2869 | 6 | 8324 | Combustion Turbine |  |  |  | Combustion turbine |  |  |  |  | 5.638 | 396371.907 | 32810.68 | 2.4843 | 5.638 |  | 396371.907 | 32810.68 | 5.638 |  | 5.638 |  | 5.638 |  | 5.638 |  | 5.638 |  | 5.638 |  | 5.638 |  | 5.638 | 5.638 | Not Coal Steam or O/G Steam | 0.028448 | 0.028448 |  | 4.263%
Woodsdale | Ohio | X | X | X | 7158 | **GT1 | 2973 | Combustion Turbine |  |  |  | Combustion turbine |  |  |  |  | 6.009 | 98803.076 | 6721.71 | 10.1247 | 6.009 |  | 98803.076 | 6721.71 | 6.009 |  | 6.009 |  | 6.009 |  | 6.009 |  | 6.009 |  | 6.009 |  | 6.009 |  | 6.009 | 6.009 | Not Coal Steam or O/G Steam | 0.12164 | 0.12164 |  | 3.349%
Woodsdale | Ohio | X | X | X | 7158 | **GT2 | 2977 | Combustion Turbine |  |  |  | Combustion turbine |  |  |  |  | 9.917 | 147185.511 | 9280.57 | 13.2777 | 9.917 |  | 147185.511 | 9280.57 | 9.917 |  | 9.917 |  | 9.917 |  | 9.917 |  | 9.917 |  | 9.917 |  | 9.917 |  | 9.917 | 9.917 | Not Coal Steam or O/G Steam | 0.13476 | 0.13476 |  | 3.947%
Woodsdale | Ohio | X | X | X | 7158 | **GT3 | 2978 | Combustion Turbine |  |  |  | Combustion turbine |  |  |  |  | 7.618 | 135812.318 | 8532.18 | 12.8683 | 7.618 |  | 135812.318 | 8532.18 | 7.618 |  | 7.618 |  | 7.618 |  | 7.618 |  | 7.618 |  | 7.618 |  | 7.618 |  | 7.618 | 7.618 | Not Coal Steam or O/G Steam | 0.11218 | 0.11218 |  | 4.06%
Woodsdale | Ohio | X | X | X | 7158 | **GT4 | 2979 | Combustion Turbine |  |  |  | Combustion turbine |  |  |  |  | 10.17 | 143800.265 | 8906.95 | 12.4127 | 10.17 |  | 143800.265 | 8906.95 | 10.17 |  | 10.17 |  | 10.17 |  | 10.17 |  | 10.17 |  | 10.17 |  | 10.17 |  | 10.17 | 10.17 | Not Coal Steam or O/G Steam | 0.14145 | 0.14145 |  | 1.491%
Woodsdale | Ohio | X | X | X | 7158 | **GT5 | 2980 | Combustion Turbine |  |  |  | Combustion turbine |  |  |  |  | 5.754 | 95462.506 | 5469.79 | 10.325 | 5.754 |  | 95462.506 | 5469.79 | 5.754 |  | 5.754 |  | 5.754 |  | 5.754 |  | 5.754 |  | 5.754 |  | 5.754 |  | 5.754 | 5.754 | Not Coal Steam or O/G Steam | 0.12055 | 0.12055 |  | 3.306%
Woodsdale | Ohio | X | X | X | 7158 | **GT6 | 2981 | Combustion Turbine |  |  |  | Combustion turbine |  |  |  |  | 5.562 | 101343.39 | 5997.09 | 8.5057 | 5.562 |  | 101343.39 | 5997.09 | 5.562 |  | 5.562 |  | 5.562 |  | 5.562 |  | 5.562 |  | 5.562 |  | 5.562 |  | 5.562 | 5.562 | Not Coal Steam or O/G Steam | 0.10977 | 0.10977 |  | 2.997%
Anadarko | Oklahoma |  | X | X | 3006 | 10 | 90430 | Combustion Turbine |  |  |  | Combustion turbine |  |  |  |  | 14.126 | 322572.115 | 29129.82 | 13.529 | 14.126 |  | 322572.115 | 29129.82 | 14.126 |  | 14.126 |  | 14.126 |  | 14.126 |  | 14.126 |  | 14.126 |  | 14.126 |  | 14.126 | 14.126 | Not Coal Steam or O/G Steam | 0.087584 | 0.087584 |  | 17.21%
Anadarko | Oklahoma |  | X | X | 3006 | 11 | 90431 | Combustion Turbine |  |  |  | Combustion turbine |  |  |  |  | 16.202 | 365141.289 | 33645.79 | 16.5537 | 16.202 |  | 365141.289 | 33645.79 | 16.202 |  | 16.202 |  | 16.202 |  | 16.202 |  | 16.202 |  | 16.202 |  | 16.202 |  | 16.202 | 16.202 | Not Coal Steam or O/G Steam | 0.088744 | 0.088744 |  | 20.07%
Anadarko | Oklahoma |  | X | X | 3006 | 3 | 2028 | O/G Steam |  |  |  | Dry bottom wall-fired boiler |  |  |  | 44 | 0.052 | 1247.65 | 190.6 | 0.099333 | 0.052 |  | 1247.65 | 190.6 | 0.052 |  | 0.052 |  | 0.052 |  | 0.052 |  | 0.052 |  | 0.052 |  | 0.052 |  | 0.052 | 0.052 | O/G Steam Under 100 MW | 0.083357 | 0.083357 |  | 0.07229%
Anadarko | Oklahoma |  | X | X | 3006 | 4 | 90966 | Combined Cycle |  |  |  | Combined cycle |  |  |  |  | 2.407 | 209846.751 | 24732.42 | 5.4123 | 2.407 |  | 209846.751 | 24732.42 | 2.407 |  | 2.407 |  | 2.407 |  | 2.407 |  | 2.407 |  | 2.407 |  | 2.407 |  | 2.407 | 2.407 | Not Coal Steam or O/G Steam | 0.022941 | 0.022941 |  | 15.13%
Anadarko | Oklahoma |  | X | X | 3006 | 5 | 90967 | Combined Cycle |  |  |  | Combined cycle |  |  |  |  | 4.262 | 352254.96 | 40747.92 | 7.3403 | 4.262 |  | 352254.96 | 40747.92 | 4.262 |  | 4.262 |  | 4.262 |  | 4.262 |  | 4.262 |  | 4.262 |  | 4.262 |  | 4.262 | 4.262 | Not Coal Steam or O/G Steam | 0.024198 | 0.024198 |  | 26.84%
Anadarko | Oklahoma |  | X | X | 3006 | 6 | 90968 | Combined Cycle |  |  |  | Combined cycle |  |  |  |  | 1.404 | 118737.737 | 13750.23 | 4.3127 | 1.404 |  | 118737.737 | 13750.23 | 1.404 |  | 1.404 |  | 1.404 |  | 1.404 |  | 1.404 |  | 1.404 |  | 1.404 |  | 1.404 | 1.404 | Not Coal Steam or O/G Steam | 0.023649 | 0.023649 |  | 12.43%
Anadarko | Oklahoma |  | X | X | 3006 | 7 | 8326 | Combustion Turbine |  |  |  | Combustion turbine |  |  |  |  | 16.848 | 386772.17 | 36162.87 | 19.7327 | 16.848 |  | 386772.17 | 36162.87 | 16.848 |  | 16.848 |  | 16.848 |  | 16.848 |  | 16.848 |  | 16.848 |  | 16.848 |  | 16.848 | 16.848 | Not Coal Steam or O/G Steam | 0.087121 | 0.087121 |  | 25.33%
Anadarko | Oklahoma |  | X | X | 3006 | 8 | 8328 | Combustion Turbine |  |  |  | Combustion turbine |  |  |  |  | 20.055 | 453531.059 | 41896.64 | 11.4313 | 20.055 |  | 453531.059 | 41896.64 | 20.055 |  | 20.055 |  | 20.055 |  | 20.055 |  | 20.055 |  | 20.055 |  | 20.055 |  | 20.055 | 20.055 | Not Coal Steam or O/G Steam | 0.088439 | 0.088439 |  | 14.86%
Anadarko | Oklahoma |  | X | X | 3006 | 9 | 90429 | Combustion Turbine |  |  |  | Combustion turbine |  |  |  |  | 13.296 | 301931.342 | 25257.03 | 13.8477 | 13.296 |  | 301931.342 | 25257.03 | 13.296 |  | 13.296 |  | 13.296 |  | 13.296 |  | 13.296 |  | 13.296 |  | 13.296 |  | 13.296 | 13.296 | Not Coal Steam or O/G Steam | 0.088073 | 0.088073 |  | 16.95%
Charles D Lamb Energy Center | Oklahoma |  | X | X | 58325 | 1 | 90933 | Combustion Turbine |  |  |  | Combustion turbine |  |  |  |  | 13.259 | 788944.635 | 63268.39 | 14.0617 | 13.259 |  | 788944.635 | 63268.39 | 13.259 |  | 13.259 |  | 13.259 |  | 13.259 |  | 13.259 |  | 13.259 |  | 13.259 |  | 13.259 | 13.259 | Not Coal Steam or O/G Steam | 0.033612 | 0.033612 |  | 17.41%
Chouteau Power Plant | Oklahoma |  | X | X | 7757 | 1 | 3155 | Combined Cycle |  |  |  | Combined cycle | Y |  |  |  | 47.1 | 3378327.498 | 463628.92 | 56.0647 | 47.1 |  | 3378327.498 | 463628.92 | 47.1 |  | 47.1 |  | 47.1 |  | 20.27 | Optimize SCR | 20.27 |  | 20.27 |  | 20.27 |  | 20.27 | 20.27 | Not Coal Steam or O/G Steam | 0.012 | 0.012 |  | 61.31%
Chouteau Power Plant | Oklahoma |  | X | X | 7757 | 2 | 3156 | Combined Cycle |  |  |  | Combined cycle | Y |  |  |  | 53.331 | 3859526.755 | 530974.55 | 58.377 | 53.331 |  | 3859526.755 | 530974.55 | 53.331 |  | 53.331 |  | 53.331 |  | 23.1572 | Optimize SCR | 23.1572 |  | 23.1572 |  | 23.1572 |  | 23.1572 | 23.1572 | Not Coal Steam or O/G Steam | 0.012 | 0.012 |  | 62.79%
Chouteau Power Plant | Oklahoma |  | X | X | 7757 | 3 | 90617 | Combined Cycle |  |  |  | Combined cycle | Y |  |  |  | 10.564 | 3900164.084 | 574610.43 | 8.965 | 10.564 |  | 3900164.084 | 574610.43 | 10.564 |  | 10.564 |  | 10.564 |  | 10.564 |  | 10.564 |  | 10.564 |  | 10.564 |  | 10.564 | 10.564 | Not Coal Steam or O/G Steam | 0.0054172 | 0.0054172 |  | 48.87%
Chouteau Power Plant | Oklahoma |  | X | X | 7757 | 4 | 90618 | Combined Cycle |  |  |  | Combined cycle | Y |  |  |  | 10.762 | 4099121.483 | 601434.79 | 9.5133 | 10.762 |  | 4099121.483 | 601434.79 | 10.762 |  | 10.762 |  | 10.762 |  | 10.762 |  | 10.762 |  | 10.762 |  | 10.762 |  | 10.762 | 10.762 | Not Coal Steam or O/G Steam | 0.0052509 | 0.0052509 |  | 65.91%
Comanche (8059) | Oklahoma |  | X | X | 8059 | 7251 | 3452 | Combined Cycle |  |  |  | Combined cycle |  |  |  |  | 5.467 | 518289.971 | 32418.56 | 10.172 | 5.467 |  | 518289.971 | 32418.56 | 5.467 |  | 5.467 |  | 5.467 |  | 5.467 |  | 5.467 |  | 5.467 |  | 5.467 |  | 5.467 | 5.467 | Not Coal Steam or O/G Steam | 0.021096 | 0.021096 |  | 13.69%
Comanche (8059) | Oklahoma |  | X | X | 8059 | 7252 | 3453 | Combined Cycle |  |  |  | Combined cycle |  |  |  |  | 8.788 | 606163.587 | 37719.65 | 11.9717 | 8.788 |  | 606163.587 | 37719.65 | 8.788 |  | 8.788 |  | 8.788 |  | 8.788 |  | 8.788 |  | 8.788 |  | 8.788 |  | 8.788 | 8.788 | Not Coal Steam or O/G Steam | 0.028995 | 0.028995 |  | 13.74%
Frontier Generating Station | Oklahoma |  | X | X | 50558 | CC01 | 90991 | Combined Cycle |  |  |  | Combined cycle |  |  |  |  | 106.499 | 1951479.529 | 238881.69 | 77.8773 | 106.499 |  | 1951479.529 | 238881.69 | 106.499 |  | 106.499 |  | 106.499 |  | 106.499 |  | 106.499 |  | 106.499 |  | 106.499 |  | 106.499 | 106.499 | Not Coal Steam or O/G Steam | 0.10915 | 0.10915 |  | 32.42%
Grand River Dam Authority | Oklahoma |  | X | X | 165 | 1 | 95 | O/G Steam | 12 | 2020 | 2023 | Dry bottom wall-fired boiler |  |  |  | 40 |  |  |  |  | 0 | Y | 0 | 0 | 0 |  | 0 |  | 0 |  | 0 |  | 0 |  | 0 |  | 0 |  | 0 | 0 | Retired | 0 | 0
Grand River Dam Authority | Oklahoma |  | X | X | 165 | 2 | 96 | Coal Steam |  |  |  | Dry bottom wall-fired boiler |  |  |  | 492 | 599.694 | 7894685.975 | 625322.1 | 265.6913 | 599.694 |  | 7894685.975 | 625322.1 | 599.694 |  | 599.694 |  | 599.694 |  | 599.694 |  | 599.694 |  | 599.694 |  | 599.694 |  | 398.5306 | 197.3671 | Coal Steam SCR Retrofit | 0.15192 | 0.05 |  | 13.92%
Grand River Dam Authority | Oklahoma |  | X | X | 165 | 3 | 91186 | Combined Cycle |  |  |  | Combined cycle | Y |  |  |  | 84.808 | 7613283.845 | 1159310.24 | 81.3463 | 84.808 |  | 7613283.845 | 1159310.24 | 84.808 |  | 84.808 |  | 84.808 |  | 45.6797 | Optimize SCR | 45.6797 |  | 45.6797 |  | 45.6797 |  | 45.6797 | 45.6797 | Not Coal Steam or O/G Steam | 0.012 | 0.012 |  | 55.93%
Green Country Energy, LLC | Oklahoma |  | X | X | 55146 | CTGEN1 | 4006 | Combined Cycle |  |  |  | Combined cycle | Y |  |  |  | 65.074 | 4553757.573 | 630261.26 | 67.7763 | 65.074 |  | 4553757.573 | 630261.26 | 65.074 |  | 65.074 |  | 65.074 |  | 27.3225 | Optimize SCR | 27.3225 |  | 27.3225 |  | 27.3225 |  | 27.3225 | 27.3225 | Not Coal Steam or O/G Steam | 0.012 | 0.012 |  | 59.37%
Green Country Energy, LLC | Oklahoma |  | X | X | 55146 | CTGEN2 | 4007 | Combined Cycle |  |  |  | Combined cycle | Y |  |  |  | 55.678 | 4022762.333 | 555071.14 | 64.4707 | 55.678 |  | 4022762.333 | 555071.14 | 55.678 |  | 55.678 |  | 55.678 |  | 24.1366 | Optimize SCR | 24.1366 |  | 24.1366 |  | 24.1366 |  | 24.1366 | 24.1366 | Not Coal Steam or O/G Steam | 0.012 | 0.012 |  | 58.67%
Green Country Energy, LLC | Oklahoma |  | X | X | 55146 | CTGEN3 | 4008 | Combined Cycle |  |  |  | Combined cycle | Y |  |  |  | 54.291 | 4164863.479 | 584563.3 | 56.9013 | 54.291 |  | 4164863.479 | 584563.3 | 54.291 |  | 54.291 |  | 54.291 |  | 24.9892 | Optimize SCR | 24.9892 |  | 24.9892 |  | 24.9892 |  | 24.9892 | 24.9892 | Not Coal Steam or O/G Steam | 0.012 | 0.012 |  | 52.24%
Horseshoe Lake | Oklahoma |  | X | X | 2951 | 10 | 1999 | Combustion Turbine |  |  |  | Combustion turbine |  |  |  |  | 25.16 | 538290.886 | 53927.04 | 31.1553 | 25.16 |  | 538290.886 | 53927.04 | 25.16 |  | 25.16 |  | 25.16 |  | 25.16 |  | 25.16 |  | 25.16 |  | 25.16 |  | 25.16 | 25.16 | Not Coal Steam or O/G Steam | 0.093481 | 0.093481 |  | 32.92%
Horseshoe Lake | Oklahoma |  | X | X | 2951 | 6 | 2000 | O/G Steam | 12 | 2023 | 2024 | Dry bottom wall-fired boiler |  |  |  | 163 | 180.293 | 1496659.175 | 119223.95 | 317.764 | 180.293 |  | 1496659.175 | 119223.95 | 180.293 |  | 180.293 |  | 180.293 |  | 180.293 |  | 180.293 |  | 180.293 |  | 180.293 |  | 101.3714 | 22.4499 | O/G Steam SCR Retrofit | 0.24093 | 0.03 |  | 29.7%
Horseshoe Lake | Oklahoma |  | X | X | 2951 | 7 | 2001 | O/G Steam |  |  |  | Combined cycle |  |  |  | 211 | 103.832 | 1346122.247 | 117369.72 | 191.1377 | 103.832 |  | 1346122.247 | 117369.72 | 103.832 |  | 103.832 |  | 103.832 |  | 103.832 |  | 103.832 |  | 103.832 |  | 103.832 |  | 62.0119 | 20.1918 | O/G Steam SCR Retrofit | 0.15427 | 0.03 |  | 18.35%
Horseshoe Lake | Oklahoma |  | X | X | 2951 | 8 | 2002 | O/G Steam |  |  |  | Tangentially-fired |  |  |  | 403 | 283.582 | 2994758.81 | 250376.1 | 205.7397 | 283.582 |  | 2994758.81 | 250376.1 | 283.582 |  | 283.582 |  | 283.582 |  | 283.582 |  | 283.582 |  | 283.582 |  | 283.582 |  | 164.2517 | 44.9214 | O/G Steam SCR Retrofit | 0.18939 | 0.03 |  | 10.87%
Horseshoe Lake | Oklahoma |  | X | X | 2951 | 9 | 2003 | Combustion Turbine |  |  |  | Combustion turbine |  |  |  |  | 28.765 | 601278.586 | 60614.57 | 31.5233 | 28.765 |  | 601278.586 | 60614.57 | 28.765 |  | 28.765 |  | 28.765 |  | 28.765 |  | 28.765 |  | 28.765 |  | 28.765 |  | 28.765 | 28.765 | Not Coal Steam or O/G Steam | 0.095679 | 0.095679 |  | 32.84%
Hugo | Oklahoma |  | X | X | 6772 | 1 | 2908 | Coal Steam |  |  |  | Dry bottom wall-fired boiler |  |  |  | 440 | 555.587 | 6209325.554 | 502140.58 | 374.23 | 555.587 |  | 6209325.554 | 502140.58 | 555.587 |  | 555.587 |  | 555.587 |  | 555.587 |  | 555.587 |  | 555.587 |  | 555.587 |  | 355.4101 | 155.2331 | Coal Steam SCR Retrofit | 0.17895 | 0.05 |  | 18.12%
McClain Energy Facility | Oklahoma |  | X | X | 55457 | CT1 | 4808 | Combined Cycle |  |  |  | Combined cycle |  |  |  |  | 59.623 | 4407329.687 | 408938.57 | 68.2173 | 59.623 |  | 4407329.687 | 408938.57 | 59.623 |  | 59.623 |  | 59.623 |  | 59.623 |  | 59.623 |  | 59.623 |  | 59.623 |  | 59.623 | 59.623 | Not Coal Steam or O/G Steam | 0.027056 | 0.027056 |  | 61.37%
McClain Energy Facility | Oklahoma |  | X | X | 55457 | CT2 | 4809 | Combined Cycle |  |  |  | Combined cycle |  |  |  |  | 59.359 | 4283929.838 | 403123.73 | 64.7797 | 59.359 |  | 4283929.838 | 403123.73 | 59.359 |  | 59.359 |  | 59.359 |  | 59.359 |  | 59.359 |  | 59.359 |  | 59.359 |  | 59.359 | 59.359 | Not Coal Steam or O/G Steam | 0.027712 | 0.027712 |  | 60.16%
Mooreland | Oklahoma |  | X | X | 3008 | 1 | 2029 | O/G Steam |  |  |  | Dry bottom wall-fired boiler |  |  |  | 50 | 1.936 | 7670.325 | 691.02 | 1.3193 | 1.936 |  | 7670.325 | 691.02 | 1.936 |  | 1.936 |  | 1.936 |  | 1.936 |  | 1.936 |  | 1.936 |  | 1.936 |  | 1.936 | 1.936 | O/G Steam Under 100 MW | 0.5048 | 0.5048 |  | 0.2036%
Mooreland | Oklahoma |  | X | X | 3008 | 2 | 2030 | O/G Steam |  |  |  | Dry bottom wall-fired boiler |  |  |  | 132 | 11.366 | 142861.166 | 13429 | 16.7207 | 11.366 |  | 142861.166 | 13429 | 11.366 |  | 11.366 |  | 11.366 |  | 11.366 |  | 11.366 |  | 11.366 |  | 11.366 |  | 11.366 | 11.366 | Oil/Gas Steam Under 150 Tons (2019-2021 Average) | 0.15912 | 0.15912 |  | 3.467%
Mooreland | Oklahoma |  | X | X | 3008 | 3 | 2031 | O/G Steam |  |  |  | Dry bottom wall-fired boiler |  |  |  | 140 | 14.462 | 221166.06 | 20283 | 14.6353 | 14.462 |  | 221166.06 | 20283 | 14.462 |  | 14.462 |  | 14.462 |  | 14.462 |  | 14.462 |  | 14.462 |  | 14.462 |  | 14.462 | 14.462 | Oil/Gas Steam Under 150 Tons (2019-2021 Average) | 0.13078 | 0.13078 |  | 3.573%
Muskogee | Oklahoma |  | X | X | 2952 | 4 | 2005 | O/G Steam |  |  |  | Tangentially-fired |  |  |  | 493 | 90.468 | 1975795.026 | 177613.79 | 140.295 | 90.468 |  | 1975795.026 | 177613.79 | 90.468 |  | 90.468 |  | 90.468 |  | 90.468 |  | 90.468 |  | 90.468 |  | 90.468 |  | 90.468 | 90.468 | Oil/Gas Steam Under 150 Tons (2019-2021 Average) | 0.091576 | 0.091576 |  | 12.57%
Muskogee | Oklahoma |  | X | X | 2952 | 5 | 2006 | O/G Steam |  |  |  | Tangentially-fired |  |  |  | 498 | 88.291 | 1721113.28 | 137534 | 137.161 | 88.291 |  | 1721113.28 | 137534 | 88.291 |  | 88.291 |  | 88.291 |  | 88.291 |  | 88.291 |  | 88.291 |  | 88.291 |  | 88.291 | 88.291 | Oil/Gas Steam Under 150 Tons (2019-2021 Average) | 0.1026 | 0.1026 |  | 12.45%
Muskogee | Oklahoma |  | X | X | 2952 | 6 | 2007 | Coal Steam |  |  |  | Tangentially-fired |  |  |  | 503 | 2121.191 | 14368744.581 | 1337557.5 | 1320.9893 | 2121.191 |  | 14368744.581 | 1337557.5 | 2121.191 |  | 2121.191 |  | 2121.191 |  | 2121.191 |  | 1429.6901 | SOA CC | 2121.191 |  | 1429.6901 | SOA CC | 894.4544 | 359.2186 | Coal Steam SCR Retrofit | 0.199 | 0.05 |  | 38.04%
Mustang | Oklahoma |  | X | X | 2953 | T10 | 91175 | Combustion Turbine |  |  |  | Combustion turbine |  |  |  |  | 24.163 | 750587.834 | 77786.13 | 25.7827 | 24.163 |  | 750587.834 | 77786.13 | 24.163 |  | 24.163 |  | 24.163 |  | 24.163 |  | 24.163 |  | 24.163 |  | 24.163 |  | 24.163 | 24.163 | Not Coal Steam or O/G Steam | 0.064384 | 0.064384 |  | 33.29%
Mustang | Oklahoma |  | X | X | 2953 | T11 | 91176 | Combustion Turbine |  |  |  | Combustion turbine |  |  |  |  | 29.165 | 740984.401 | 76883.88 | 29.0537 | 29.165 |  | 740984.401 | 76883.88 | 29.165 |  | 29.165 |  | 29.165 |  | 29.165 |  | 29.165 |  | 29.165 |  | 29.165 |  | 29.165 | 29.165 | Not Coal Steam or O/G Steam | 0.07872 | 0.07872 |  | 32.92%
Mustang | Oklahoma |  | X | X | 2953 | T12 | 91177 | Combustion Turbine |  |  |  | Combustion turbine |  |  |  |  | 30.824 | 753597.215 | 77886.37 | 27.2297 | 30.824 |  | 753597.215 | 77886.37 | 30.824 |  | 30.824 |  | 30.824 |  | 30.824 |  | 30.824 |  | 30.824 |  | 30.824 |  | 30.824 | 30.824 | Not Coal Steam or O/G Steam | 0.081805 | 0.081805 |  | 30.16%
Mustang | Oklahoma |  | X | X | 2953 | T6 | 91171 | Combustion Turbine |  |  |  | Combustion turbine |  |  |  |  | 25.773 | 738377.646 | 76667.9 | 29.8567 | 25.773 |  | 738377.646 | 76667.9 | 25.773 |  | 25.773 |  | 25.773 |  | 25.773 |  | 25.773 |  | 25.773 |  | 25.773 |  | 25.773 | 25.773 | Not Coal Steam or O/G Steam | 0.06981 | 0.06981 |  | 35.75%
Mustang | Oklahoma |  | X | X | 2953 | T7 | 91172 | Combustion Turbine |  |  |  | Combustion turbine |  |  |  |  | 30.189 | 727702.312 | 74510.71 | 29.4467 | 30.189 |  | 727702.312 | 74510.71 | 30.189 |  | 30.189 |  | 30.189 |  | 30.189 |  | 30.189 |  | 30.189 |  | 30.189 |  | 30.189 | 30.189 | Not Coal Steam or O/G Steam | 0.082971 | 0.082971 |  | 31.78%
Mustang | Oklahoma |  | X | X | 2953 | T8 | 91173 | Combustion Turbine |  |  |  | Combustion turbine |  |  |  |  | 27.228 | 743408.082 | 76715.31 | 26.129 | 27.228 |  | 743408.082 | 76715.31 | 27.228 |  | 27.228 |  | 27.228 |  | 27.228 |  | 27.228 |  | 27.228 |  | 27.228 |  | 27.228 | 27.228 | Not Coal Steam or O/G Steam | 0.073252 | 0.073252 |  | 31.95%
Mustang | Oklahoma |  | X | X | 2953 | T9 | 91174 | Combustion Turbine |  |  |  | Combustion turbine |  |  |  |  | 29.063 | 752054.595 | 77885.8 | 28.784 | 29.063 |  | 752054.595 | 77885.8 | 29.063 |  | 29.063 |  | 29.063 |  | 29.063 |  | 29.063 |  | 29.063 |  | 29.063 |  | 29.063 | 29.063 | Not Coal Steam or O/G Steam | 0.07729 | 0.07729 |  | 33.8%
Northeastern | Oklahoma |  | X | X | 2963 | 3301A | 2016 | Combined Cycle |  |  |  | Combined cycle |  |  |  |  | 74.583 | 4037528.352 | 320193.39 | 67.2207 | 74.583 |  | 4037528.352 | 320193.39 | 74.583 |  | 74.583 |  | 74.583 |  | 74.583 |  | 74.583 |  | 74.583 |  | 74.583 |  | 74.583 | 74.583 | Not Coal Steam or O/G Steam | 0.036945 | 0.036945 |  | 59.48%
Northeastern | Oklahoma |  | X | X | 2963 | 3301B | 2017 | Combined Cycle |  |  |  | Combined cycle |  |  |  |  | 64.661 | 3953806.394 | 319409.99 | 68.7483 | 64.661 |  | 3953806.394 | 319409.99 | 64.661 |  | 64.661 |  | 64.661 |  | 64.661 |  | 64.661 |  | 64.661 |  | 64.661 |  | 64.661 | 64.661 | Not Coal Steam or O/G Steam | 0.032708 | 0.032708 |  | 58.51%
Northeastern | Oklahoma |  | X | X | 2963 | 3302 | 2018 | O/G Steam |  |  |  | Cell burner boiler |  |  |  | 462 | 137.203 | 1441667.247 | 116942.17 | 284.8353 | 137.203 |  | 1441667.247 | 116942.17 | 137.203 |  | 137.203 |  | 137.203 |  | 137.203 |  | 137.203 |  | 137.203 |  | 137.203 |  | 79.414 | 21.625 | O/G Steam SCR Retrofit | 0.19034 | 0.03 |  | 17.44%
Northeastern | Oklahoma |  | X | X | 2963 | 3313 | 2019 | Coal Steam | 12 | 2026 | 2027 | Tangentially-fired |  |  |  | 313 | 942.169 | 14985178.458 | 1369813 | 744.723 | 942.169 |  | 14985178.458 | 1369813 | 942.169 |  | 942.169 |  | 942.169 |  | 942.169 |  | 942.169 |  | 942.169 |  | 942.169 |  | 658.3992 | 374.6295 | Coal Steam SCR Retrofit | 0.12575 | 0.05 |  | 57.3%
Oneta Energy Center | Oklahoma |  | X | X | 55225 | CTG-1 | 4187 | Combined Cycle |  |  |  | Combined cycle |  |  |  |  | 62.357 | 3212891.828 | 431611.77 | 80.9893 | 62.357 |  | 3212891.828 | 431611.77 | 62.357 |  | 62.357 |  | 62.357 |  | 62.357 |  | 62.357 |  | 62.357 |  | 62.357 |  | 62.357 | 62.357 | Not Coal Steam or O/G Steam | 0.038817 | 0.038817 |  | 28.28%
Oneta Energy Center | Oklahoma |  | X | X | 55225 | CTG-2 | 4188 | Combined Cycle |  |  |  | Combined cycle |  |  |  |  | 54.101 | 3062973.617 | 418768.75 | 74.6573 | 54.101 |  | 3062973.617 | 418768.75 | 54.101 |  | 54.101 |  | 54.101 |  | 54.101 |  | 54.101 |  | 54.101 |  | 54.101 |  | 54.101 | 54.101 | Not Coal Steam or O/G Steam | 0.035326 | 0.035326 |  | 26.67%
Oneta Energy Center | Oklahoma |  | X | X | 55225 | CTG-3 | 4189 | Combined Cycle |  |  |  | Combined cycle |  |  |  |  | 61.364 | 3428383.194 | 471145.4 | 74.1263 | 61.364 |  | 3428383.194 | 471145.4 | 61.364 |  | 61.364 |  | 61.364 |  | 61.364 |  | 61.364 |  | 61.364 |  | 61.364 |  | 61.364 | 61.364 | Not Coal Steam or O/G Steam | 0.035798 | 0.035798 |  | 26.34%
Oneta Energy Center | Oklahoma |  | X | X | 55225 | CTG-4 | 4190 | Combined Cycle |  |  |  | Combined cycle |  |  |  |  | 60.466 | 3495696.31 | 476335.77 | 74.667 | 60.466 |  | 3495696.31 | 476335.77 | 60.466 |  | 60.466 |  | 60.466 |  | 60.466 |  | 60.466 |  | 60.466 |  | 60.466 |  | 60.466 | 60.466 | Not Coal Steam or O/G Steam | 0.034595 | 0.034595 |  | 27.26%
Ponca | Oklahoma |  | X | X | 762 | 2 | 565 | O/G Steam |  |  |  | Dry bottom wall-fired boiler |  |  |  | 34 | [24 empty] | O/G Steam Under 100 MW | 0 | 0
Ponca | Oklahoma |  | X | X | 762 | 3 | 566 | Combined Cycle |  |  |  | Combined cycle |  |  |  |  | 4.25 | 103475.58 | 11623.72 | 7.86 | 4.25 |  | 103475.58 | 11623.72 | 4.25 |  | 4.25 |  | 4.25 |  | 4.25 |  | 4.25 |  | 4.25 |  | 4.25 |  | 4.25 | 4.25 | Not Coal Steam or O/G Steam | 0.082145 | 0.082145 |  | 7.436%
Ponca | Oklahoma |  | X | X | 762 | 4 | 89334 | Combustion Turbine |  |  |  | Combustion turbine |  |  |  |  | 1.84 | 55924.211 | 5325.71 | 2.3113 | 1.84 |  | 55924.211 | 5325.71 | 1.84 |  | 1.84 |  | 1.84 |  | 1.84 |  | 1.84 |  | 1.84 |  | 1.84 |  | 1.84 | 1.84 | Not Coal Steam or O/G Steam | 0.065803 | 0.065803 |  | 4.493%
Redbud Power Plant | Oklahoma |  | X | X | 55463 | CT-01 | 4817 | Combined Cycle |  |  |  | Combined cycle | Y |  |  |  | 28.735 | 4828036.997 | 651617.58 | 32.3417 | 28.735 |  | 4828036.997 | 651617.58 | 28.735 |  | 28.735 |  | 28.735 |  | 28.735 |  | 28.735 |  | 28.735 |  | 28.735 |  | 28.735 | 28.735 | Not Coal Steam or O/G Steam | 0.011903 | 0.011903 |  | 56.89%
Redbud Power Plant | Oklahoma |  | X | X | 55463 | CT-02 | 4818 | Combined Cycle |  |  |  | Combined cycle | Y |  |  |  | 30.015 | 4671045.938 | 630910.95 | 32.3863 | 30.015 |  | 4671045.938 | 630910.95 | 30.015 |  | 30.015 |  | 30.015 |  | 28.0263 | Optimize SCR | 28.0263 |  | 28.0263 |  | 28.0263 |  | 28.0263 | 28.0263 | Not Coal Steam or O/G Steam | 0.012 | 0.012 |  | 54.46%
Redbud Power Plant | Oklahoma |  | X | X | 55463 | CT-03 | 4819 | Combined Cycle |  |  |  | Combined cycle | Y |  |  |  | 28.576 | 4452329.814 | 597471.42 | 32.0727 | 28.576 |  | 4452329.814 | 597471.42 | 28.576 |  | 28.576 |  | 28.576 |  | 26.714 | Optimize SCR | 26.714 |  | 26.714 |  | 26.714 |  | 26.714 | 26.714 | Not Coal Steam or O/G Steam | 0.012 | 0.012 |  | 53.68%
Redbud Power Plant | Oklahoma |  | X | X | 55463 | CT-04 | 4820 | Combined Cycle |  |  |  | Combined cycle | Y |  |  |  | 29.276 | 5045921.394 | 678598.52 | 32.9137 | 29.276 |  | 5045921.394 | 678598.52 | 29.276 |  | 29.276 |  | 29.276 |  | 29.276 |  | 29.276 |  | 29.276 |  | 29.276 |  | 29.276 | 29.276 | Not Coal Steam or O/G Steam | 0.011604 | 0.011604 |  | 57.84%
River Valley | Oklahoma |  | X | X | 10671 | 1A | 90961 | Coal Steam |  |  |  | Circulating fluidized bed boiler |  |  | Y | 80 | 184.459 | 1611860.105 |  | 165.2517 | 184.459 |  | 1611860.105 |  | 184.459 |  | 184.459 |  | 184.459 |  | 184.459 |  | 184.459 |  | 184.459 |  | 184.459 |  | 92.2295 | 92.2295 | Coal Steam, Circulating fluidized bed, SNCR Retrofit | 0.22888 | 0.11444 |  | 29.47%
River Valley | Oklahoma |  | X | X | 10671 | 1B | 90962 | Coal Steam |  |  |  | Circulating fluidized bed boiler |  |  | Y | 80 | 158.575 | 1366617.214 |  | 149.011 | 158.575 |  | 1366617.214 |  | 158.575 |  | 158.575 |  | 158.575 |  | 158.575 |  | 158.575 |  | 158.575 |  | 158.575 |  | 79.2875 | 79.2875 | Coal Steam, Circulating fluidized bed, SNCR Retrofit | 0.23207 | 0.11603 |  | 27.04%
River Valley | Oklahoma |  | X | X | 10671 | 2A | 90963 | Coal Steam |  |  |  | Circulating fluidized bed boiler |  |  | Y | 80 | 202.764 | 1779021.203 |  | 172.5413 | 202.764 |  | 1779021.203 |  | 202.764 |  | 202.764 |  | 202.764 |  | 202.764 |  | 202.764 |  | 202.764 |  | 202.764 |  | 101.382 | 101.382 | Coal Steam, Circulating fluidized bed, SNCR Retrofit | 0.22795 | 0.11398 |  | 29.71%
River Valley | Oklahoma |  | X | X | 10671 | 2B | 90964 | Coal Steam |  |  |  | Circulating fluidized bed boiler |  |  | Y | 80 | 251.852 | 2257740.53 |  | 179.087 | 251.852 |  | 2257740.53 |  | 251.852 |  | 251.852 |  | 251.852 |  | 251.852 |  | 251.852 |  | 251.852 |  | 251.852 |  | 125.926 | 125.926 | Coal Steam, Circulating fluidized bed, SNCR Retrofit | 0.2231 | 0.11155 |  | 30.41%
Riverside (4940) | Oklahoma |  | X | X | 4940 | 1501 | 2660 | O/G Steam |  |  |  | Dry bottom wall-fired boiler |  |  |  | 454 | 51.29 | 424970.359 | 33549.38 | 89.1177 | 51.29 |  | 424970.359 | 33549.38 | 51.29 |  | 51.29 |  | 51.29 |  | 51.29 |  | 51.29 |  | 51.29 |  | 51.29 |  | 51.29 | 51.29 | Oil/Gas Steam Under 150 Tons (2019-2021 Average) | 0.24138 | 0.24138 |  | 4.911%
Riverside (4940) | Oklahoma |  | X | X | 4940 | 1502 | 2661 | O/G Steam |  |  |  | Dry bottom wall-fired boiler |  |  |  | 455 | 251.633 | 1823790.852 | 143068.64 | 382.666 | 251.633 |  | 1823790.852 | 143068.64 | 251.633 |  | 251.633 |  | 251.633 |  | 251.633 |  | 251.633 |  | 251.633 |  | 251.633 |  | 139.4949 | 27.3569 | O/G Steam SCR Retrofit | 0.27595 | 0.03 |  | 16.7%
Riverside (4940) | Oklahoma |  | X | X | 4940 | 1503 | 91251 | Combustion Turbine |  |  |  | Combustion turbine |  |  |  |  | 21.868 | 179483.9 | 13802.84 | 16.726 | 21.868 |  | 179483.9 | 13802.84 | 21.868 |  | 21.868 |  | 21.868 |  | 21.868 |  | 21.868 |  | 21.868 |  | 21.868 |  | 21.868 | 21.868 | Not Coal Steam or O/G Steam | 0.24368 | 0.24368 |  | 4.393%
Riverside (4940) | Oklahoma |  | X | X | 4940 | 1504 | 91252 | Combustion Turbine |  |  |  | Combustion turbine |  |  |  |  | 17.78 | 211674.7 | 16475.08 | 11.39 | 17.78 |  | 211674.7 | 16475.08 | 17.78 |  | 17.78 |  | 17.78 |  | 17.78 |  | 17.78 |  | 17.78 |  | 17.78 |  | 17.78 | 17.78 | Not Coal Steam or O/G Steam | 0.16799 | 0.16799 |  | 3.825%
Seminole (2956) | Oklahoma |  | X | X | 2956 | 1 | 2012 | O/G Steam |  |  |  | Dry bottom wall-fired boiler |  |  |  | 426 | 177.165 | 2601507.905 | 239610.99 | 226.816 | 177.165 |  | 2601507.905 | 239610.99 | 177.165 |  | 177.165 |  | 177.165 |  | 177.165 |  | 177.165 |  | 177.165 |  | 177.165 |  | 108.0938 | 39.0226 | O/G Steam SCR Retrofit | 0.1362 | 0.03 |  | 18.04%
Seminole (2956) | Oklahoma |  | X | X | 2956 | 2 | 2013 | O/G Steam |  |  |  | Dry bottom wall-fired boiler |  |  |  | 425 | 194.961 | 3793948.612 | 362244 | 273.162 | 194.961 |  | 3793948.612 | 362244 | 194.961 |  | 194.961 |  | 194.961 |  | 194.961 |  | 194.961 |  | 194.961 |  | 194.961 |  | 125.9351 | 56.9092 | O/G Steam SCR Retrofit | 0.10277 | 0.03 |  | 23.79%
Seminole (2956) | Oklahoma |  | X | X | 2956 | 3 | 2014 | O/G Steam |  |  |  | Dry bottom wall-fired boiler |  |  |  | 464 | 236.203 | 4011735.705 | 364976.46 | 296.3273 | 236.203 |  | 4011735.705 | 364976.46 | 236.203 |  | 236.203 |  | 236.203 |  | 236.203 |  | 236.203 |  | 236.203 |  | 236.203 |  | 148.1895 | 60.176 | O/G Steam SCR Retrofit | 0.11776 | 0.03 |  | 27.57%
Sooner | Oklahoma |  | X | X | 6095 | 1 | 2773 | Coal Steam |  |  |  | Tangentially-fired |  |  |  | 520 | 433.713 | 6630233.197 | 659695.39 | 550.011 | 433.713 |  | 6630233.197 | 659695.39 | 433.713 |  | 433.713 |  | 433.713 |  | 433.713 |  | 433.713 |  | 433.713 |  | 433.713 |  | 299.7344 | 165.7558 | Coal Steam SCR Retrofit | 0.13083 | 0.05 |  | 38.85%
Sooner | Oklahoma |  | X | X | 6095 | 2 | 2774 | Coal Steam |  |  |  | Tangentially-fired |  |  |  | 520 | 610.976 | 9161762.679 | 959008.94 | 595.982 | 610.976 |  | 9161762.679 | 959008.94 | 610.976 |  | 610.976 |  | 610.976 |  | 610.976 |  | 610.976 |  | 610.976 |  | 610.976 |  | 420.01 | 229.0441 | Coal Steam SCR Retrofit | 0.13338 | 0.05 |  | 40.26%
Southwestern | Oklahoma |  | X | X | 2964 | 8002 | 2021 | O/G Steam |  |  |  | Dry bottom wall-fired boiler |  |  |  | 78 | 74.494 | 533962.654 | 42668.03 | 57.5737 | 74.494 |  | 533962.654 | 42668.03 | 74.494 |  | 74.494 |  | 74.494 |  | 74.494 |  | 74.494 |  | 74.494 |  | 74.494 |  | 74.494 | 74.494 | O/G Steam Under 100 MW | 0.27902 | 0.27902 |  | 11.48%
Southwestern | Oklahoma |  | X | X | 2964 | 8003 | 2022 | O/G Steam |  |  |  | Cell burner boiler |  |  |  | 295 | 525.26 | 3401287.423 | 302480.9 | 514.2427 | 525.26 |  | 3401287.423 | 302480.9 | 525.26 |  | 525.26 |  | 525.26 |  | 525.26 |  | 525.26 |  | 525.26 |  | 525.26 |  | 288.1397 | 51.0193 | O/G Steam SCR Retrofit | 0.30886 | 0.03 |  | 27.56%
Southwestern | Oklahoma |  | X | X | 2964 | 8004 | 91253 | Combustion Turbine |  |  |  | Combustion turbine |  |  |  |  | 19.825 | 337765.7 | 26059.08 | 17.3537 | 19.825 |  | 337765.7 | 26059.08 | 19.825 |  | 19.825 |  | 19.825 |  | 19.825 |  | 19.825 |  | 19.825 |  | 19.825 |  | 19.825 | 19.825 | Not Coal Steam or O/G Steam | 0.11739 | 0.11739 |  | 7.631%
Southwestern | Oklahoma |  | X | X | 2964 | 8005 | 91254 | Combustion Turbine |  |  |  | Combustion turbine |  |  |  |  | 22.423 | 418479.9 | 32728.45 | 19.0043 | 22.423 |  | 418479.9 | 32728.45 | 22.423 |  | 22.423 |  | 22.423 |  | 22.423 |  | 22.423 |  | 22.423 |  | 22.423 |  | 22.423 | 22.423 | Not Coal Steam or O/G Steam | 0.10716 | 0.10716 |  | 8.764%
Southwestern | Oklahoma |  | X | X | 2964 | 801N | 2023 | O/G Steam | 6 | 2023 | 2024 | Dry bottom wall-fired boiler |  |  |  | 39 | 5.573 | 109715.782 | 8419.45 | 8.626 | 5.573 |  | 109715.782 | 8419.45 | 5.573 |  | 5.573 |  | 5.573 |  | 5.573 |  | 5.573 |  | 5.573 |  | 5.573 |  | 5.573 | 5.573 | O/G Steam Under 100 MW | 0.10159 | 0.10159 |  | 6.687%
Southwestern | Oklahoma |  | X | X | 2964 | 801S | 2024 | O/G Steam | 6 | 2023 | 2024 | Dry bottom wall-fired boiler |  |  |  | 39 | 10.425 | 109727.583 | 8420.24 | 12.3177 | 10.425 |  | 109727.583 | 8420.24 | 10.425 |  | 10.425 |  | 10.425 |  | 10.425 |  | 10.425 |  | 10.425 |  | 10.425 |  | 10.425 | 10.425 | O/G Steam Under 100 MW | 0.19002 | 0.19002 |  | 6.666%
Spring Creek Power Plant | Oklahoma |  | X | X | 55651 | CT-01 | 5035 | Combustion Turbine |  |  |  | Combustion turbine |  |  |  |  | 1.908 | 136295.312 | 10307.5 | 2.6213 | 1.908 |  | 136295.312 | 10307.5 | 1.908 |  | 1.908 |  | 1.908 |  | 1.908 |  | 1.908 |  | 1.908 |  | 1.908 |  | 1.908 | 1.908 | Not Coal Steam or O/G Steam | 0.027998 | 0.027998 |  | 4.76%
Spring Creek Power Plant | Oklahoma |  | X | X | 55651 | CT-02 | 5036 | Combustion Turbine |  |  |  | Combustion turbine |  |  |  |  | 1.565 | 133969.35 | 9955.51 | 2.2163 | 1.565 |  | 133969.35 | 9955.51 | 1.565 |  | 1.565 |  | 1.565 |  | 1.565 |  | 1.565 |  | 1.565 |  | 1.565 |  | 1.565 | 1.565 | Not Coal Steam or O/G Steam | 0.023364 | 0.023364 |  | 5.043%
Spring Creek Power Plant | Oklahoma |  | X | X | 55651 | CT-03 | 5037 | Combustion Turbine |  |  |  | Combustion turbine |  |  |  |  | 1.439 | 110668.723 | 8428.32 | 2.2687 | 1.439 |  | 110668.723 | 8428.32 | 1.439 |  | 1.439 |  | 1.439 |  | 1.439 |  | 1.439 |  | 1.439 |  | 1.439 |  | 1.439 | 1.439 | Not Coal Steam or O/G Steam | 0.026006 | 0.026006 |  | 4.054%
Spring Creek Power Plant | Oklahoma |  | X | X | 55651 | CT-04 | 5038 | Combustion Turbine |  |  |  | Combustion turbine |  |  |  |  | 1.582 | 122794.766 | 9135.46 | 2.0217 | 1.582 |  | 122794.766 | 9135.46 | 1.582 |  | 1.582 |  | 1.582 |  | 1.582 |  | 1.582 |  | 1.582 |  | 1.582 |  | 1.582 | 1.582 | Not Coal Steam or O/G Steam | 0.025767 | 0.025767 |  | 4.111%
Tenaska Kiamichi Generating Station | Oklahoma |  | X | X | 55501 | CTGDB1 | 4899 | Combined Cycle |  |  |  | Combined cycle |  |  |  |  | 78.959 | 5421450.074 | 690407.88 | 84.7997 | 78.959 |  | 5421450.074 | 690407.88 | 78.959 |  | 78.959 |  | 78.959 |  | 78.959 |  | 78.959 |  | 78.959 |  | 78.959 |  | 78.959 | 78.959 | Not Coal Steam or O/G Steam | 0.029128 | 0.029128 |  | 58.16%
Tenaska Kiamichi Generating Station | Oklahoma |  | X | X | 55501 | CTGDB2 | 4900 | Combined Cycle |  |  |  | Combined cycle |  |  |  |  | 85.426 | 5396054.496 | 684026.73 | 83.0917 | 85.426 |  | 5396054.496 | 684026.73 | 85.426 |  | 85.426 |  | 85.426 |  | 85.426 |  | 85.426 |  | 85.426 |  | 85.426 |  | 85.426 | 85.426 | Not Coal Steam or O/G Steam | 0.031662 | 0.031662 |  | 58.43%
Tenaska Kiamichi Generating Station | Oklahoma |  | X | X | 55501 | CTGDB3 | 4901 | Combined Cycle |  |  |  | Combined cycle |  |  |  |  | 61.017 | 3793678.657 | 480845.75 | 76.532 | 61.017 |  | 3793678.657 | 480845.75 | 61.017 |  | 61.017 |  | 61.017 |  | 61.017 |  | 61.017 |  | 61.017 |  | 61.017 |  | 61.017 | 61.017 | Not Coal Steam or O/G Steam | 0.032168 | 0.032168 |  | 48.76%
Tenaska Kiamichi Generating Station | Oklahoma |  | X | X | 55501 | CTGDB4 | 4902 | Combined Cycle |  |  |  | Combined cycle |  |  |  |  | 57.496 | 3855807.425 | 487788.04 | 76.5323 | 57.496 |  | 3855807.425 | 487788.04 | 57.496 |  | 57.496 |  | 57.496 |  | 57.496 |  | 57.496 |  | 57.496 |  | 57.496 |  | 57.496 | 57.496 | Not Coal Steam or O/G Steam | 0.029823 | 0.029823 |  | 51.91%
Tinker | Oklahoma |  | X | X | 63628 | 5A-1 | 90979 | Combustion Turbine | 12 | 2025 | 2026 | Combustion turbine |  |  |  |  | 1.645 | 4695.2 | 234.44 | 5.7953 | 1.645 |  | 4695.2 | 234.44 | 1.645 |  | 1.645 |  | 1.645 |  | 1.645 |  | 1.645 |  | 1.645 |  | 1.645 |  | 1.645 | 1.645 | Not Coal Steam or O/G Steam | 0.70072 | 0.70072 |  | 0.9239%
Tinker | Oklahoma |  | X | X | 63628 | 5A-2 | 90980 | Combustion Turbine | 12 | 2025 | 2026 | Combustion turbine |  |  |  |  | 1.714 | 4898 | 237.17 | 5.8033 | 1.714 |  | 4898 | 237.17 | 1.714 |  | 1.714 |  | 1.714 |  | 1.714 |  | 1.714 |  | 1.714 |  | 1.714 |  | 1.714 | 1.714 | Not Coal Steam or O/G Steam | 0.69988 | 0.69988 |  | 0.9253%
Tinker | Oklahoma |  | X | X | 63628 | 5B-1 | 90981 | Combustion Turbine | 12 | 2025 | 2026 | Combustion turbine |  |  |  |  | 1.746 | 4980.3 | 264.39 | 5.3493 | 1.746 |  | 4980.3 | 264.39 | 1.746 |  | 1.746 |  | 1.746 |  | 1.746 |  | 1.746 |  | 1.746 |  | 1.746 |  | 1.746 | 1.746 | Not Coal Steam or O/G Steam | 0.70116 | 0.70116 |  | 0.7077%
Tinker | Oklahoma |  | X | X | 63628 | 5B-2 | 90982 | Combustion Turbine | 12 | 2025 | 2026 | Combustion turbine |  |  |  |  | 1.854 | 5297.8 | 268.1 | 5.338 | 1.854 |  | 5297.8 | 268.1 | 1.854 |  | 1.854 |  | 1.854 |  | 1.854 |  | 1.854 |  | 1.854 |  | 1.854 |  | 1.854 | 1.854 | Not Coal Steam or O/G Steam | 0.69991 | 0.69991 |  | 0.7064%
Tulsa | Oklahoma |  | X | X | 2965 | 1402 | 2025 | O/G Steam |  |  |  | Dry bottom wall-fired boiler |  |  |  | 150 | 45.618 | 337571.545 | 28176.47 | 107.4273 | 45.618 |  | 337571.545 | 28176.47 | 45.618 |  | 45.618 |  | 45.618 |  | 45.618 |  | 45.618 |  | 45.618 |  | 45.618 |  | 45.618 | 45.618 | Oil/Gas Steam Under 150 Tons (2019-2021 Average) | 0.27027 | 0.27027 |  | 11.48%
Tulsa | Oklahoma |  | X | X | 2965 | 1404 | 2027 | O/G Steam |  |  |  | Dry bottom wall-fired boiler |  |  |  | 155 | 65.409 | 628323.837 | 50509.58 | 111.395 | 65.409 |  | 628323.837 | 50509.58 | 65.409 |  | 65.409 |  | 65.409 |  | 65.409 |  | 65.409 |  | 65.409 |  | 65.409 |  | 65.409 | 65.409 | Oil/Gas Steam Under 150 Tons (2019-2021 Average) | 0.2082 | 0.2082 |  | 19.48%
Weleetka | Oklahoma |  | X | X | 2966 | 4 | 90969 | Combustion Turbine | 1 | 2025 | 2025 | Combustion turbine |  |  |  |  | 3.841 | 10974.9 |  | 2.8683 | 3.841 |  | 10974.9 |  | 3.841 |  | 3.841 |  | 3.841 |  | 3.841 |  | 3.841 |  | 3.841 |  | 3.841 |  | 3.841 | 3.841 | Not Coal Steam or O/G Steam | 0.69996 | 0.69996 |  | 0.2243%
Weleetka | Oklahoma |  | X | X | 2966 | 5 | 90970 | Combustion Turbine | 1 | 2025 | 2025 | Combustion turbine |  |  |  |  | 3.716 | 10616.7 |  | 2.034 | 3.716 |  | 10616.7 |  | 3.716 |  | 3.716 |  | 3.716 |  | 3.716 |  | 3.716 |  | 3.716 |  | 3.716 |  | 3.716 | 3.716 | Not Coal Steam or O/G Steam | 0.70003 | 0.70003 |  | 0.159%
Carty Generating Station | Oregon |  |  |  | 58503 | CTEU1 | 90906 | Combined Cycle |  |  |  | Combined cycle | Y |  |  |  | 33.586 | 9448609.028 | 1352271.8 | 28.2183 | 33.586 |  | 9448609.028 | 1352271.8 | 33.586 |  | 33.586 |  | 33.586 |  | 33.586 |  | 33.586 |  | 33.586 |  | 33.586 |  | 33.586 | 33.586 | Not Coal Steam or O/G Steam | 0.0071092 | 0.0071092 |  | 60.3%
Coyote Springs | Oregon |  |  |  | 7350 | CTG1 | 3105 | Combined Cycle |  |  |  | Combined cycle | Y |  |  |  | 34.164 | 4218600.738 | 613249.49 | 30.2813 | 34.164 |  | 4218600.738 | 613249.49 | 34.164 |  | 34.164 |  | 34.164 |  | 25.3116 | Optimize SCR | 25.3116 |  | 25.3116 |  | 25.3116 |  | 25.3116 | 25.3116 | Not Coal Steam or O/G Steam | 0.012 | 0.012 |  | 54.35%
Coyote Springs | Oregon |  |  |  | 7350 | CTG2 | 3106 | Combined Cycle |  |  |  | Combined cycle | Y |  |  |  | 25.883 | 3949801.488 | 586895.6 | 27.1967 | 25.883 |  | 3949801.488 | 586895.6 | 25.883 |  | 25.883 |  | 25.883 |  | 23.6988 | Optimize SCR | 23.6988 |  | 23.6988 |  | 23.6988 |  | 23.6988 | 23.6988 | Not Coal Steam or O/G Steam | 0.012 | 0.012 |  | 47.77%
Hermiston | Oregon |  |  |  | 54761 | 1 | 3796 | Combined Cycle |  |  |  | Combined cycle | Y |  |  |  | 37.834 | 5302534.09 | 689396.14 | 30.2023 | 37.834 |  | 5302534.09 | 689396.14 | 37.834 |  | 37.834 |  | 37.834 |  | 31.8152 | Optimize SCR | 31.8152 |  | 31.8152 |  | 31.8152 |  | 31.8152 | 31.8152 | Not Coal Steam or O/G Steam | 0.012 | 0.012 |  | 54.75%
Hermiston | Oregon |  |  |  | 54761 | 2 | 3797 | Combined Cycle |  |  |  | Combined cycle | Y |  |  |  | 33.168 | 4691841.618 | 613783.44 | 28.417 | 33.168 |  | 4691841.618 | 613783.44 | 33.168 |  | 33.168 |  | 33.168 |  | 28.151 | Optimize SCR | 28.151 |  | 28.151 |  | 28.151 |  | 28.151 | 28.151 | Not Coal Steam or O/G Steam | 0.012 | 0.012 |  | 51.51%
Hermiston Power Plant | Oregon |  |  |  | 55328 | CTG-1 | 4493 | Combined Cycle |  |  |  | Combined cycle | Y |  |  |  | 47.48 | 6250489.55 | 874322.57 | 42.4317 | 47.48 |  | 6250489.55 | 874322.57 | 47.48 |  | 47.48 |  | 47.48 |  | 37.5029 | Optimize SCR | 37.5029 |  | 37.5029 |  | 37.5029 |  | 37.5029 | 37.5029 | Not Coal Steam or O/G Steam | 0.012 | 0.012 |  | 61.75%
Hermiston Power Plant | Oregon |  |  |  | 55328 | CTG-2 | 4494 | Combined Cycle |  |  |  | Combined cycle | Y |  |  |  | 48.547 | 6320970.697 | 882568.46 | 42.4893 | 48.547 |  | 6320970.697 | 882568.46 | 48.547 |  | 48.547 |  | 48.547 |  | 37.9258 | Optimize SCR | 37.9258 |  | 37.9258 |  | 37.9258 |  | 37.9258 | 37.9258 | Not Coal Steam or O/G Steam | 0.012 | 0.012 |  | 61.33%
Klamath Cogeneration Project | Oregon |  |  |  | 55103 | CT1 | 3899 | Combined Cycle |  |  |  | Combined cycle | Y |  |  |  | 31.564 | 4088389.023 | 566099.1 | 29.492 | 31.564 |  | 4088389.023 | 566099.1 | 31.564 |  | 31.564 |  | 31.564 |  | 24.5303 | Optimize SCR | 24.5303 |  | 24.5303 |  | 24.5303 |  | 24.5303 | 24.5303 | Not Coal Steam or O/G Steam | 0.012 | 0.012 |  | 49.21%
Klamath Cogeneration Project | Oregon |  |  |  | 55103 | CT2 | 3900 | Combined Cycle |  |  |  | Combined cycle | Y |  |  |  | 12.059 | 4007576.425 | 554370.54 | 23.1643 | 12.059 |  | 4007576.425 | 554370.54 | 12.059 |  | 12.059 |  | 12.059 |  | 12.059 |  | 12.059 |  | 12.059 |  | 12.059 |  | 12.059 | 12.059 | Not Coal Steam or O/G Steam | 0.0060181 | 0.0060181 |  | 49.01%
Klamath Generation Peakers | Oregon |  |  |  | 55544 | GT1 | 4975 | Combustion Turbine |  |  |  | Combustion turbine |  |  |  |  | 1.18 | 116913.558 | 11586.29 | 0.73367 | 1.18 |  | 116913.558 | 11586.29 | 1.18 |  | 1.18 |  | 1.18 |  | 1.18 |  | 1.18 |  | 1.18 |  | 1.18 |  | 1.18 | 1.18 | Not Coal Steam or O/G Steam | 0.020186 | 0.020186 |  | 6.962%
Klamath Generation Peakers | Oregon |  |  |  | 55544 | GT2 | 4976 | Combustion Turbine |  |  |  | Combustion turbine |  |  |  |  | 1.749 | 117704.812 | 11677.46 | 0.95633 | 1.749 |  | 117704.812 | 11677.46 | 1.749 |  | 1.749 |  | 1.749 |  | 1.749 |  | 1.749 |  | 1.749 |  | 1.749 |  | 1.749 | 1.749 | Not Coal Steam or O/G Steam | 0.029718 | 0.029718 |  | 7.232%
Klamath Generation Peakers | Oregon |  |  |  | 55544 | GT3 | 4977 | Combustion Turbine |  |  |  | Combustion turbine |  |  |  |  | 0.923 | 99252.173 | 9359.37 | 0.76067 | 0.923 |  | 99252.173 | 9359.37 | 0.923 |  | 0.923 |  | 0.923 |  | 0.923 |  | 0.923 |  | 0.923 |  | 0.923 |  | 0.923 | 0.923 | Not Coal Steam or O/G Steam | 0.018599 | 0.018599 |  | 7.068%
Klamath Generation Peakers | Oregon |  |  |  | 55544 | GT4 | 4978 | Combustion Turbine |  |  |  | Combustion turbine |  |  |  |  | 0.603 | 65250.135 | 6295.17 | 0.72533 | 0.603 |  | 65250.135 | 6295.17 | 0.603 |  | 0.603 |  | 0.603 |  | 0.603 |  | 0.603 |  | 0.603 |  | 0.603 |  | 0.603 | 0.603 | Not Coal Steam or O/G Steam | 0.018483 | 0.018483 |  | 6.785%
Port Westward | Oregon |  |  |  | 56227 | PWEU1 | 89564 | Combined Cycle |  |  |  | Combined cycle | Y |  |  |  | 33.187 | 8038079.753 | 1171144.35 | 30.84 | 33.187 |  | 8038079.753 | 1171144.35 | 33.187 |  | 33.187 |  | 33.187 |  | 33.187 |  | 33.187 |  | 33.187 |  | 33.187 |  | 33.187 | 33.187 | Not Coal Steam or O/G Steam | 0.0082574 | 0.0082574 |  | 48.07%
Armstrong Power, LLC | Pennsylvania | X | X | X | 55347 | 1 | 4531 | Combustion Turbine |  |  |  | Combustion turbine |  |  |  |  | 24.618 | 1640312.494 | 159296.28 | 19.693 | 24.618 |  | 1640312.494 | 159296.28 | 24.618 |  | 24.618 |  | 24.618 |  | 24.618 |  | 24.618 |  | 24.618 |  | 24.618 |  | 24.618 | 24.618 | Not Coal Steam or O/G Steam | 0.030016 | 0.030016 |  | 18.38%
Armstrong Power, LLC | Pennsylvania | X | X | X | 55347 | 2 | 4532 | Combustion Turbine |  |  |  | Combustion turbine |  |  |  |  | 28.433 | 1994296.488 | 190548.33 | 23.1147 | 28.433 |  | 1994296.488 | 190548.33 | 28.433 |  | 28.433 |  | 28.433 |  | 28.433 |  | 28.433 |  | 28.433 |  | 28.433 |  | 28.433 | 28.433 | Not Coal Steam or O/G Steam | 0.028514 | 0.028514 |  | 22.1%
Armstrong Power, LLC | Pennsylvania | X | X | X | 55347 | 3 | 4533 | Combustion Turbine |  |  |  | Combustion turbine |  |  |  |  | 24.814 | 1694851.529 | 160667.69 | 20.904 | 24.814 |  | 1694851.529 | 160667.69 | 24.814 |  | 24.814 |  | 24.814 |  | 24.814 |  | 24.814 |  | 24.814 |  | 24.814 |  | 24.814 | 24.814 | Not Coal Steam or O/G Steam | 0.029282 | 0.029282 |  | 19.89%
Armstrong Power, LLC | Pennsylvania | X | X | X | 55347 | 4 | 4534 | Combustion Turbine |  |  |  | Combustion turbine |  |  |  |  | 21.428 | 1474675.05 | 138997.92 | 19.3827 | 21.428 |  | 1474675.05 | 138997.92 | 21.428 |  | 21.428 |  | 21.428 |  | 21.428 |  | 21.428 |  | 21.428 |  | 21.428 |  | 21.428 | 21.428 | Not Coal Steam or O/G Steam | 0.029061 | 0.029061 |  | 18.09%
Bethlehem Power Plant | Pennsylvania | X | X | X | 55690 | 1 | 8894 | Combined Cycle |  |  |  | Combined cycle | Y |  |  |  | 6.456 | 3108073.188 | 395919.22 | 7.3147 | 6.456 |  | 3108073.188 | 395919.22 | 6.456 |  | 6.456 |  | 6.456 |  | 6.456 |  | 6.456 |  | 6.456 |  | 6.456 |  | 6.456 | 6.456 | Not Coal Steam or O/G Steam | 0.0041543 | 0.0041543 |  | 51.2%
Bethlehem Power Plant | Pennsylvania | X | X | X | 55690 | 2 | 8896 | Combined Cycle |  |  |  | Combined cycle | Y |  |  |  | 6.875 | 3016660.544 | 389752.28 | 8.3487 | 6.875 |  | 3016660.544 | 389752.28 | 6.875 |  | 6.875 |  | 6.875 |  | 6.875 |  | 6.875 |  | 6.875 |  | 6.875 |  | 6.875 | 6.875 | Not Coal Steam or O/G Steam | 0.004558 | 0.004558 |  | 50.77%
Bethlehem Power Plant | Pennsylvania | X | X | X | 55690 | 3 | 8898 | Combined Cycle |  |  |  | Combined cycle | Y |  |  |  | 7.074 | 3192099.497 | 400280.9 | 7.4277 | 7.074 |  | 3192099.497 | 400280.9 | 7.074 |  | 7.074 |  | 7.074 |  | 7.074 |  | 7.074 |  | 7.074 |  | 7.074 |  | 7.074 | 7.074 | Not Coal Steam or O/G Steam | 0.0044322 | 0.0044322 |  | 53.91%
Bethlehem Power Plant | Pennsylvania | X | X | X | 55690 | 5 | 8902 | Combined Cycle |  |  |  | Combined cycle | Y |  |  |  | 6.668 | 3202299.56 | 419799.29 | 7.3333 | 6.668 |  | 3202299.56 | 419799.29 | 6.668 |  | 6.668 |  | 6.668 |  | 6.668 |  | 6.668 |  | 6.668 |  | 6.668 |  | 6.668 | 6.668 | Not Coal Steam or O/G Steam | 0.0041645 | 0.0041645 |  | 44.34%
Bethlehem Power Plant | Pennsylvania | X | X | X | 55690 | 6 | 8904 | Combined Cycle |  |  |  | Combined cycle | Y |  |  |  | 6.57 | 3194600.602 | 417623.65 | 7.618 | 6.57 |  | 3194600.602 | 417623.65 | 6.57 |  | 6.57 |  | 6.57 |  | 6.57 |  | 6.57 |  | 6.57 |  | 6.57 |  | 6.57 | 6.57 | Not Coal Steam or O/G Steam | 0.0041132 | 0.0041132 |  | 55.88%
Bethlehem Power Plant | Pennsylvania | X | X | X | 55690 | 7 | 8906 | Combined Cycle |  |  |  | Combined cycle | Y |  |  |  | 6.869 | 3126883.358 | 398151.61 | 8.0113 | 6.869 |  | 3126883.358 | 398151.61 | 6.869 |  | 6.869 |  | 6.869 |  | 6.869 |  | 6.869 |  | 6.869 |  | 6.869 |  | 6.869 | 6.869 | Not Coal Steam or O/G Steam | 0.0043935 | 0.0043935 |  | 57.68%
Birdsboro Power | Pennsylvania | X | X | X | 61035 | 01 | 91213 | Combined Cycle |  |  |  | Combined cycle | Y |  |  |  | 32.504 | 10383311.217 | 1579375.96 | 30.9043 | 32.504 |  | 10383311.217 | 1579375.96 | 32.504 |  | 32.504 |  | 32.504 |  | 32.504 |  | 32.504 |  | 32.504 |  | 32.504 |  | 32.504 | 32.504 | Not Coal Steam or O/G Steam | 0.0062608 | 0.0062608 |  | 78.94%
Brunner Island, LLC | Pennsylvania | X | X | X | 3140 | 1 | 2100 | O/G Steam |  |  |  | Tangentially-fired |  |  | Y | 306 | 304.956 | 2463196.096 | 249825.26 | 188.513 | 304.956 |  | 2463196.096 | 249825.26 | 152.478 | Y | 152.478 |  | 152.478 |  | 152.478 |  | 152.478 |  | 152.478 |  | 152.478 |  | 94.713 | 36.9479 | O/G Steam SCR Retrofit | 0.12381 | 0.03 |  | 19.17%
Brunner Island, LLC | Pennsylvania | X | X | X | 3140 | 2 | 2101 | O/G Steam |  |  |  | Tangentially-fired |  |  | Y | 363 | 559.064 | 4742652.594 | 479694.87 | 273.3797 | 559.064 |  | 4742652.594 | 479694.87 | 279.532 | Y | 279.532 |  | 279.532 |  | 279.532 |  | 279.532 |  | 279.532 |  | 279.532 |  | 175.3359 | 71.1398 | O/G Steam SCR Retrofit | 0.11788 | 0.03 |  | 25.56%
Brunner Island, LLC | Pennsylvania | X | X | X | 3140 | 3 | 2102 | O/G Steam |  |  |  | Tangentially-fired |  |  |  | 742 | 1025.919 | 8659683.224 | 908469.27 | 528.5977 | 1025.919 |  | 8659683.224 | 908469.27 | 512.9595 | Y | 512.9595 |  | 512.9595 |  | 512.9595 |  | 512.9595 |  | 512.9595 |  | 512.9595 |  | 321.4274 | 129.8952 | O/G Steam SCR Retrofit | 0.11847 | 0.03 |  | 25.05%
Brunot Island Power Station | Pennsylvania | X | X | X | 3096 | 2A | 2032 | Combined Cycle |  |  |  | Combined cycle | Y |  |  |  | 1.523 | 75285.611 | 5153.67 | 4.3533 | 1.523 |  | 75285.611 | 5153.67 | 1.523 |  | 1.523 |  | 1.523 |  | 0.45171 | Optimize SCR | 0.45171 |  | 0.45171 |  | 0.45171 |  | 0.45171 | 0.45171 | Not Coal Steam or O/G Steam | 0.012 | 0.012 |  | 7.258%
Brunot Island Power Station | Pennsylvania | X | X | X | 3096 | 2B | 2033 | Combined Cycle |  |  |  | Combined cycle | Y |  |  |  | 1.256 | 75766.959 | 5312.44 | 3.7723 | 1.256 |  | 75766.959 | 5312.44 | 1.256 |  | 1.256 |  | 1.256 |  | 0.4546 | Optimize SCR | 0.4546 |  | 0.4546 |  | 0.4546 |  | 0.4546 | 0.4546 | Not Coal Steam or O/G Steam | 0.012 | 0.012 |  | 6.36%
Brunot Island Power Station | Pennsylvania | X | X | X | 3096 | 3 | 2034 | Combined Cycle |  |  |  | Combined cycle | Y |  |  |  | 1.143 | 60953.182 | 4346.44 | 3.478 | 1.143 |  | 60953.182 | 4346.44 | 1.143 |  | 1.143 |  | 1.143 |  | 0.36572 | Optimize SCR | 0.36572 |  | 0.36572 |  | 0.36572 |  | 0.36572 | 0.36572 | Not Coal Steam or O/G Steam | 0.012 | 0.012 |  | 6.364%
CPV Fairview, LLC | Pennsylvania | X | X | X | 60589 | CT-1 | 91312 | Combined Cycle |  |  |  | Combined cycle | Y |  |  |  | 29.59 | 10569926.88 | 1674626.98 | 18.306 | 29.59 |  | 10569926.88 | 1674626.98 | 29.59 |  | 29.59 |  | 29.59 |  | 29.59 |  | 29.59 |  | 29.59 |  | 29.59 |  | 29.59 | 29.59 | Not Coal Steam or O/G Steam | 0.0055989 | 0.0055989 |  | 47.01%
CPV Fairview, LLC | Pennsylvania | X | X | X | 60589 | CT-2 | 91311 | Combined Cycle |  |  |  | Combined cycle | Y |  |  |  | 30.071 | 10873656.155 | 1720842.63 | 18.8553 | 30.071 |  | 10873656.155 | 1720842.63 | 30.071 |  | 30.071 |  | 30.071 |  | 30.071 |  | 30.071 |  | 30.071 |  | 30.071 |  | 30.071 | 30.071 | Not Coal Steam or O/G Steam | 0.005531 | 0.005531 |  | 48.46%
Chambersburg Units 12 & 13 | Pennsylvania | X | X | X | 55654 | 12 | 8766 | Combustion Turbine |  |  |  | Combustion turbine |  |  |  |  | 21.694 | 578361.336 | 57303.37 | 24.7413 | 21.694 |  | 578361.336 | 57303.37 | 21.694 |  | 21.694 |  | 21.694 |  | 21.694 |  | 21.694 |  | 21.694 |  | 21.694 |  | 21.694 | 21.694 | Not Coal Steam or O/G Steam | 0.075019 | 0.075019 |  | 33.92%
Chambersburg Units 12 & 13 | Pennsylvania | X | X | X | 55654 | 13 | 8768 | Combustion Turbine |  |  |  | Combustion turbine |  |  |  |  | 22.575 | 605169.998 | 58925.62 | 25.3557 | 22.575 |  | 605169.998 | 58925.62 | 22.575 |  | 22.575 |  | 22.575 |  | 22.575 |  | 22.575 |  | 22.575 |  | 22.575 |  | 22.575 | 22.575 | Not Coal Steam or O/G Steam | 0.074607 | 0.074607 |  | 35.42%
Cheswick | Pennsylvania | X | X | X | 8226 | 1 | 3475 | Coal Steam | 3 | 2022 | 2023 | Tangentially-fired | Y |  |  | 565 | 623.251 | 8817002.888 | 867593.28 | 428.218 | 0 | Y | 0 | 0 | 0 |  | 0 |  | 0 |  | 0 |  | 0 |  | 0 |  | 0 |  | 0 | 0 | Retired | 0 | 0 |  | 23.46%
Colver Green Energy | Pennsylvania | X | X | X | 10143 | AAB01 | 3529 | Coal Steam |  |  |  | Circulating fluidized bed boiler |  | Y |  | 110 | 249.608 | 3877962.804 | 338935.09 | 197.468 | 249.608 |  | 3877962.804 | 338935.09 | 249.608 |  | 249.608 |  | 249.608 |  | 249.608 |  | 249.608 |  | 249.608 |  | 249.608 |  | 249.608 | 249.608 | Coal Steam, Circulating fluidized bed, Existing SNCR | 0.12873 | 0.12873 |  | 53.36%
Conemaugh | Pennsylvania | X | X | X | 3118 | 1 | 2065 | Coal Steam | 12 | 2028 | 2029 | Tangentially-fired | Y |  |  | 850 | 1295.393 | 16197331.452 | 1667221.56 | 1261.8833 | 1295.393 |  | 16197331.452 | 1667221.56 | 1295.393 |  | 1295.393 |  | 583.1039 | Y | 583.1039 |  | 583.1039 |  | 583.1039 |  | 583.1039 |  | 583.1039 | 583.1039 | Existing SCR | 0.072 | 0.072 |  | 46.75%
Conemaugh | Pennsylvania | X | X | X | 3118 | 2 | 2066 | Coal Steam | 12 | 2028 | 2029 | Tangentially-fired | Y |  |  | 850 | 1071.11 | 15351911.831 | 1680128.82 | 1363.532 | 1071.11 |  | 15351911.831 | 1680128.82 | 1071.11 |  | 1071.11 |  | 552.6688 | Y | 552.6688 |  | 552.6688 |  | 552.6688 |  | 552.6688 |  | 552.6688 | 552.6688 | Existing SCR | 0.072 | 0.072 |  | 49.81%
Croydon Generating Station | Pennsylvania | X | X | X | 8012 | 11 | 3423 | Combustion Turbine |  |  |  | Combustion turbine |  |  |  |  | 1.94 | 6575.9 | 485.29 | 0.887 | 1.94 |  | 6575.9 | 485.29 | 1.94 |  | 1.94 |  | 1.94 |  | 1.94 |  | 1.94 |  | 1.94 |  | 1.94 |  | 1.94 | 1.94 | Not Coal Steam or O/G Steam | 0.59003 | 0.59003 |  | 0.0977%
Croydon Generating Station | Pennsylvania | X | X | X | 8012 | 12 | 3424 | Combustion Turbine |  |  |  | Combustion turbine |  |  |  |  | 1.938 | 6569.1 | 464.82 | 0.939 | 1.938 |  | 6569.1 | 464.82 | 1.938 |  | 1.938 |  | 1.938 |  | 1.938 |  | 1.938 |  | 1.938 |  | 1.938 |  | 1.938 | 1.938 | Not Coal Steam or O/G Steam | 0.59004 | 0.59004 |  | 0.1034%
Croydon Generating Station | Pennsylvania | X | X | X | 8012 | 21 | 3425 | Combustion Turbine |  |  |  | Combustion turbine |  |  |  |  | 2.84 | 9625.4 | 710.93 | 1.183 | 2.84 |  | 9625.4 | 710.93 | 2.84 |  | 2.84 |  | 2.84 |  | 2.84 |  | 2.84 |  | 2.84 |  | 2.84 |  | 2.84 | 2.84 | Not Coal Steam or O/G Steam | 0.59011 | 0.59011 |  | 0.1303%
Croydon Generating Station | Pennsylvania | X | X | X | 8012 | 22 | 3426 | Combustion Turbine |  |  |  | Combustion turbine |  |  |  |  | 1.536 | 5204.9 | 380.85 | 0.73467 | 1.536 |  | 5204.9 | 380.85 | 1.536 |  | 1.536 |  | 1.536 |  | 1.536 |  | 1.536 |  | 1.536 |  | 1.536 |  | 1.536 | 1.536 | Not Coal Steam or O/G Steam | 0.59021 | 0.59021 |  | 0.08092%
Croydon Generating Station | Pennsylvania | X | X | X | 8012 | 31 | 3427 | Combustion Turbine |  |  |  | Combustion turbine |  |  |  |  | 1.543 | 5229 | 373.36 | 0.837 | 1.543 |  | 5229 | 373.36 | 1.543 |  | 1.543 |  | 1.543 |  | 1.543 |  | 1.543 |  | 1.543 |  | 1.543 |  | 1.543 | 1.543 | Not Coal Steam or O/G Steam | 0.59017 | 0.59017 |  | 0.0922%
Croydon Generating Station | Pennsylvania | X | X | X | 8012 | 32 | 3428 | Combustion Turbine |  |  |  | Combustion turbine |  |  |  |  | 2.225 | 7543.2 | 558.93 | 1.0497 | 2.225 |  | 7543.2 | 558.93 | 2.225 |  | 2.225 |  | 2.225 |  | 2.225 |  | 2.225 |  | 2.225 |  | 2.225 |  | 2.225 | 2.225 | Not Coal Steam or O/G Steam | 0.58994 | 0.58994 |  | 0.1156%
Croydon Generating Station | Pennsylvania | X | X | X | 8012 | 41 | 3429 | Combustion Turbine |  |  |  | Combustion turbine |  |  |  |  | 1.634 | 5537.2 | 400.65 | 0.892 | 1.634 |  | 5537.2 | 400.65 | 1.634 |  | 1.634 |  | 1.634 |  | 1.634 |  | 1.634 |  | 1.634 |  | 1.634 |  | 1.634 | 1.634 | Not Coal Steam or O/G Steam | 0.59019 | 0.59019 |  | 0.09826%
Croydon Generating Station | Pennsylvania | X | X | X | 8012 | 42 | 3430 | Combustion Turbine |  |  |  | Combustion turbine |  |  |  |  | 2.046 | 6934.3 | 512.73 | 1.0797 | 2.046 |  | 6934.3 | 512.73 | 2.046 |  | 2.046 |  | 2.046 |  | 2.046 |  | 2.046 |  | 2.046 |  | 2.046 |  | 2.046 | 2.046 | Not Coal Steam or O/G Steam | 0.59011 | 0.59011 |  | 0.1189%
Ebensburg Power Company | Pennsylvania | X | X | X | 10603 | 031 | 3557 | Coal Steam |  |  |  | Circulating fluidized bed boiler |  |  |  | 50 | 55.608 | 1506365.425 | 118260.24 | 66.002 | 55.608 |  | 1506365.425 | 118260.24 | 55.608 |  | 55.608 |  | 55.608 |  | 55.608 |  | 55.608 |  | 55.608 |  | 55.608 |  | 55.608 | 55.608 | Coal Steam Under 100 MW, Under 0.08 | 0.073831 | 0.073831 |  | 54.26%
Eddystone Generating Station | Pennsylvania | X | X | X | 3161 | 3 | 2152 | O/G Steam |  |  |  | Tangentially-fired |  |  | Y | 380 | 3.918 | 119002.643 | 8757.93 | 3.3697 | 3.918 |  | 119002.643 | 8757.93 | 3.918 |  | 3.918 |  | 3.918 |  | 3.918 |  | 3.918 |  | 3.918 |  | 3.918 |  | 3.918 | 3.918 | Oil/Gas Steam Under 150 Tons (2019-2021 Average) | 0.065847 | 0.065847 |  | 0.4751%
Eddystone Generating Station | Pennsylvania | X | X | X | 3161 | 4 | 2154 | O/G Steam |  |  |  | Tangentially-fired |  |  | Y | 380 | 2.835 | 86911.8 | 6774.69 | 2.7387 | 2.835 |  | 86911.8 | 6774.69 | 2.835 |  | 2.835 |  | 2.835 |  | 2.835 |  | 2.835 |  | 2.835 |  | 2.835 |  | 2.835 | 2.835 | Oil/Gas Steam Under 150 Tons (2019-2021 Average) | 0.065239 | 0.065239 |  | 0.43%
Fairless Energy Center | Pennsylvania | X | X | X | 55298 | 1A | 4475 | Combined Cycle |  |  |  | Combined cycle | Y |  |  |  | 23.796 | 6378989.247 | 982945.47 | 21.5097 | 23.796 |  | 6378989.247 | 982945.47 | 23.796 |  | 23.796 |  | 23.796 |  | 23.796 |  | 23.796 |  | 23.796 |  | 23.796 |  | 23.796 | 23.796 | Not Coal Steam or O/G Steam | 0.0074607 | 0.0074607 |  | 69.71%
Fairless Energy Center | Pennsylvania | X | X | X | 55298 | 1B | 4476 | Combined Cycle |  |  |  | Combined cycle | Y |  |  |  | 24.894 | 6595739.212 | 986616.28 | 19.9023 | 24.894 |  | 6595739.212 | 986616.28 | 24.894 |  | 24.894 |  | 24.894 |  | 24.894 |  | 24.894 |  | 24.894 |  | 24.894 |  | 24.894 | 24.894 | Not Coal Steam or O/G Steam | 0.0075485 | 0.0075485 |  | 61.97%
Fairless Energy Center | Pennsylvania | X | X | X | 55298 | 2A | 88254 | Combined Cycle |  |  |  | Combined cycle | Y |  |  |  | 21.718 | 6218830.769 | 923693.33 | 21.5373 | 21.718 |  | 6218830.769 | 923693.33 | 21.718 |  | 21.718 |  | 21.718 |  | 21.718 |  | 21.718 |  | 21.718 |  | 21.718 |  | 21.718 | 21.718 | Not Coal Steam or O/G Steam | 0.0069846 | 0.0069846 |  | 67.78%
Fairless Energy Center | Pennsylvania | X | X | X | 55298 | 2B | 88255 | Combined Cycle |  |  |  | Combined cycle | Y |  |  |  | 21.649 | 6262962.695 | 916862.49 | 20.9503 | 21.649 |  | 6262962.695 | 916862.49 | 21.649 |  | 21.649 |  | 21.649 |  | 21.649 |  | 21.649 |  | 21.649 |  | 21.649 |  | 21.649 | 21.649 | Not Coal Steam or O/G Steam | 0.0069133 | 0.0069133 |  | 69.47%
Fayette Power Company LLC | Pennsylvania | X | X | X | 55516 | CTG1 | 10129 | Combined Cycle |  |  |  | Combined cycle | Y |  |  |  | 27.59 | 7754171.32 | 1124966.74 | 27.2347 | 27.59 |  | 7754171.32 | 1124966.74 | 27.59 |  | 27.59 |  | 27.59 |  | 27.59 |  | 27.59 |  | 27.59 |  | 27.59 |  | 27.59 | 27.59 | Not Coal Steam or O/G Steam | 0.0071162 | 0.0071162 |  | 78.87%
Fayette Power Company LLC | Pennsylvania | X | X | X | 55516 | CTG2 | 10130 | Combined Cycle |  |  |  | Combined cycle | Y |  |  |  | 26.156 | 7530356.44 | 1108798.63 | 26.3707 | 26.156 |  | 7530356.44 | 1108798.63 | 26.156 |  | 26.156 |  | 26.156 |  | 26.156 |  | 26.156 |  | 26.156 |  | 26.156 |  | 26.156 | 26.156 | Not Coal Steam or O/G Steam | 0.0069468 | 0.0069468 |  | 77.09%
Gans Generating Facility | Pennsylvania | X | X | X | 55377 | 8 | 4585 | Combustion Turbine |  |  |  | Combustion turbine |  |  |  |  | 22.849 | 610066.023 | 58513.06 | 22.566 | 22.849 |  | 610066.023 | 58513.06 | 22.849 |  | 22.849 |  | 22.849 |  | 22.849 |  | 22.849 |  | 22.849 |  | 22.849 |  | 22.849 | 22.849 | Not Coal Steam or O/G Steam | 0.074907 | 0.074907 |  | 31.45%
Gans Generating Facility | Pennsylvania | X | X | X | 55377 | 9 | 4586 | Combustion Turbine |  |  |  | Combustion turbine |  |  |  |  | 16.698 | 466847.954 | 46370.97 | 19.0687 | 16.698 |  | 466847.954 | 46370.97 | 16.698 |  | 16.698 |  | 16.698 |  | 16.698 |  | 16.698 |  | 16.698 |  | 16.698 |  | 16.698 | 16.698 | Not Coal Steam or O/G Steam | 0.071535 | 0.071535 |  | 26.62%
Gilberton Power Company | Pennsylvania | X | X | X | 10113 | 031 | 3527 | Coal Steam |  |  |  | Circulating fluidized bed boiler |  |  | Y | 40 | 63.358 | 1700386.676 |  | 61.382 | 63.358 |  | 1700386.676 |  | 63.358 |  | 63.358 |  | 63.358 |  | 63.358 |  | 63.358 |  | 63.358 |  | 63.358 |  | 63.358 | 63.358 | Coal Steam Under 100 MW, Under 0.08 | 0.074522 | 0.074522 |  | 91.57%
Gilberton Power Company | Pennsylvania | X | X | X | 10113 | 032 | 3528 | Coal Steam |  |  |  | Circulating fluidized bed boiler |  |  | Y | 40 | 59.692 | 1621585.089 |  | 60.411 | 59.692 |  | 1621585.089 |  | 59.692 |  | 59.692 |  | 59.692 |  | 59.692 |  | 59.692 |  | 59.692 |  | 59.692 |  | 59.692 | 59.692 | Coal Steam Under 100 MW, Under 0.08 | 0.073622 | 0.073622 |  | 90.34%
Grays Ferry Cogen Partnership | Pennsylvania | X | X | X | 54785 | 2 | 3798 | Combined Cycle |  |  |  | Combined cycle | Y |  |  |  | 53.475 | 3527213.047 | 295638.74 | 59.4427 | 53.475 |  | 3527213.047 | 295638.74 | 53.475 |  | 53.475 |  | 53.475 |  | 21.1633 | Optimize SCR | 21.1633 |  | 21.1633 |  | 21.1633 |  | 21.1633 | 21.1633 | Not Coal Steam or O/G Steam | 0.012 | 0.012 |  | 56.92%
Grays Ferry Cogen Partnership | Pennsylvania | X | X | X | 54785 | 25 | 3799 | O/G Steam |  |  |  | Dry bottom wall-fired boiler |  |  |  | 100 | 21.681 | 740128.608 |  | 20.1177 | 21.681 |  | 740128.608 |  | 21.681 |  | 21.681 |  | 21.681 |  | 21.681 |  | 21.681 |  | 21.681 |  | 21.681 |  | 21.681 | 21.681 | Oil/Gas Steam Under 150 Tons (2019-2021 Average) | 0.058587 | 0.058587 |  | 18.2%
Hamilton Liberty Generation Plant | Pennsylvania | X | X | X | 58420 | CT1 | 90864 | Combined Cycle |  |  |  | Combined cycle | Y |  |  |  | 31.069 | 9236528.525 | 1387385.5 | 26.891 | 31.069 |  | 9236528.525 | 1387385.5 | 31.069 |  | 31.069 |  | 31.069 |  | 31.069 |  | 31.069 |  | 31.069 |  | 31.069 |  | 31.069 | 31.069 | Not Coal Steam or O/G Steam | 0.0067274 | 0.0067274 |  | 73.67%
Hamilton Liberty Generation Plant | Pennsylvania | X | X | X | 58420 | CT2 | 90865 | Combined Cycle |  |  |  | Combined cycle | Y |  |  |  | 19.722 | 6478664.675 | 966843 | 20.7163 | 19.722 |  | 6478664.675 | 966843 | 19.722 |  | 19.722 |  | 19.722 |  | 19.722 |  | 19.722 |  | 19.722 |  | 19.722 |  | 19.722 | 19.722 | Not Coal Steam or O/G Steam | 0.0060883 | 0.0060883 |  | 58.89%
Hamilton Patriot Generation Plant | Pennsylvania | X | X | X | 58426 | CT1 | 90868 | Combined Cycle |  |  |  | Combined cycle | Y |  |  |  | 18.122 | 6593944.87 | 1025377.49 | 23.917 | 18.122 |  | 6593944.87 | 1025377.49 | 18.122 |  | 18.122 |  | 18.122 |  | 18.122 |  | 18.122 |  | 18.122 |  | 18.122 |  | 18.122 | 18.122 | Not Coal Steam or O/G Steam | 0.0054966 | 0.0054966 |  | 62.94%
Hamilton Patriot Generation Plant | Pennsylvania | X | X | X | 58426 | CT2 | 90869 | Combined Cycle |  |  |  | Combined cycle | Y |  |  |  | 25.437 | 8249819.419 | 1257917.4 | 23.3863 | 25.437 |  | 8249819.419 | 1257917.4 | 25.437 |  | 25.437 |  | 25.437 |  | 25.437 |  | 25.437 |  | 25.437 |  | 25.437 |  | 25.437 | 25.437 | Not Coal Steam or O/G Steam | 0.0061667 | 0.0061667 |  | 64.15%
Handsome Lake Energy | Pennsylvania | X | X | X | 55233 | EU-1A | 4248 | Combustion Turbine |  |  |  | Combustion turbine |  |  |  |  | 7.281 | 32140.8 | 2542.38 | 15.8047 | 7.281 |  | 32140.8 | 2542.38 | 7.281 |  | 7.281 |  | 7.281 |  | 7.281 |  | 7.281 |  | 7.281 |  | 7.281 |  | 7.281 | 7.281 | Not Coal Steam or O/G Steam | 0.45307 | 0.45307 |  | 8.084%
Handsome Lake Energy | Pennsylvania | X | X | X | 55233 | EU-1B | 4249 | Combustion Turbine |  |  |  | Combustion turbine |  |  |  |  | 8.902 | 46582.1 | 3671.29 | 15.9107 | 8.902 |  | 46582.1 | 3671.29 | 8.902 |  | 8.902 |  | 8.902 |  | 8.902 |  | 8.902 |  | 8.902 |  | 8.902 |  | 8.902 | 8.902 | Not Coal Steam or O/G Steam | 0.38221 | 0.38221 |  | 8.591%
Handsome Lake Energy | Pennsylvania | X | X | X | 55233 | EU-2A | 4250 | Combustion Turbine |  |  |  | Combustion turbine |  |  |  |  | 8.317 | 30106.4 | 2378.45 | 17.922 | 8.317 |  | 30106.4 | 2378.45 | 8.317 |  | 8.317 |  | 8.317 |  | 8.317 |  | 8.317 |  | 8.317 |  | 8.317 |  | 8.317 | 8.317 | Not Coal Steam or O/G Steam | 0.55251 | 0.55251 |  | 7.046%
Handsome Lake Energy | Pennsylvania | X | X | X | 55233 | EU-2B | 4251 | Combustion Turbine |  |  |  | Combustion turbine |  |  |  |  | 7.045 | 30398.2 | 2401.55 | 14.8727 | 7.045 |  | 30398.2 | 2401.55 | 7.045 |  | 7.045 |  | 7.045 |  | 7.045 |  | 7.045 |  | 7.045 |  | 7.045 |  | 7.045 | 7.045 | Not Coal Steam or O/G Steam | 0.46351 | 0.46351 |  | 6.908%
Handsome Lake Energy | Pennsylvania | X | X | X | 55233 | EU-3A | 4252 | Combustion Turbine |  |  |  | Combustion turbine |  |  |  |  | 6.639 | 29685.9 | 2346.4 | 12.2827 | 6.639 |  | 29685.9 | 2346.4 | 6.639 |  | 6.639 |  | 6.639 |  | 6.639 |  | 6.639 |  | 6.639 |  | 6.639 |  | 6.639 | 6.639 | Not Coal Steam or O/G Steam | 0.44728 | 0.44728 |  | 6.595%
Handsome Lake Energy | Pennsylvania | X | X | X | 55233 | EU-3B | 4253 | Combustion Turbine |  |  |  | Combustion turbine |  |  |  |  | 6.992 | 29742.1 | 2350.85 | 12.6963 | 6.992 |  | 29742.1 | 2350.85 | 6.992 |  | 6.992 |  | 6.992 |  | 6.992 |  | 6.992 |  | 6.992 |  | 6.992 |  | 6.992 | 6.992 | Not Coal Steam or O/G Steam | 0.47018 | 0.47018 |  | 6.536%
Handsome Lake Energy | Pennsylvania | X | X | X | 55233 | EU-4A | 4254 | Combustion Turbine |  |  |  | Combustion turbine |  |  |  |  | 7.236 | 32235.3 | 2548.74 | 12.055 | 7.236 |  | 32235.3 | 2548.74 | 7.236 |  | 7.236 |  | 7.236 |  | 7.236 |  | 7.236 |  | 7.236 |  | 7.236 |  | 7.236 | 7.236 | Not Coal Steam or O/G Steam | 0.44895 | 0.44895 |  | 6.572%
Handsome Lake Energy | Pennsylvania | X | X | X | 55233 | EU-4B | 4255 | Combustion Turbine |  |  |  | Combustion turbine |  |  |  |  | 6.505 | 32379 | 2560.02 | 12.9663 | 6.505 |  | 32379 | 2560.02 | 6.505 |  | 6.505 |  | 6.505 |  | 6.505 |  | 6.505 |  | 6.505 |  | 6.505 |  | 6.505 | 6.505 | Not Coal Steam or O/G Steam | 0.4018 | 0.4018 |  | 6.486%
Handsome Lake Energy | Pennsylvania | X | X | X | 55233 | EU-5A | 4256 | Combustion Turbine |  |  |  | Combustion turbine |  |  |  |  | 10.657 | 45232 | 3561.9 | 21.689 | 10.657 |  | 45232 | 3561.9 | 10.657 |  | 10.657 |  | 10.657 |  | 10.657 |  | 10.657 |  | 10.657 |  | 10.657 |  | 10.657 | 10.657 | Not Coal Steam or O/G Steam | 0.47122 | 0.47122 |  | 9.536%
Handsome Lake Energy | Pennsylvania | X | X | X | 55233 | EU-5B | 4257 | Combustion Turbine |  |  |  | Combustion turbine |  |  |  |  | 10.087 | 45590.5 | 3590.32 | 21.9413 | 10.087 |  | 45590.5 | 3590.32 | 10.087 |  | 10.087 |  | 10.087 |  | 10.087 |  | 10.087 |  | 10.087 |  | 10.087 |  | 10.087 | 10.087 | Not Coal Steam or O/G Steam | 0.4425 | 0.4425 |  | 9.711%
Hazleton Generation | Pennsylvania | X | X | X | 10870 | TURB2 | 9579 | Combustion Turbine |  |  |  | Combustion turbine |  |  |  |  | 1.408 | 37835.282 | 3198.46 | 0.903 | 1.408 |  | 37835.282 | 3198.46 | 1.408 |  | 1.408 |  | 1.408 |  | 1.408 |  | 1.408 |  | 1.408 |  | 1.408 |  | 1.408 | 1.408 | Not Coal Steam or O/G Steam | 0.074428 | 0.074428 |  | 1.631%
Hazleton Generation | Pennsylvania | X | X | X | 10870 | TURB3 | 9580 | Combustion Turbine |  |  |  | Combustion turbine |  |  |  |  | 1.365 | 36065.89 | 3068.82 | 0.80633 | 1.365 |  | 36065.89 | 3068.82 | 1.365 |  | 1.365 |  | 1.365 |  | 1.365 |  | 1.365 |  | 1.365 |  | 1.365 |  | 1.365 | 1.365 | Not Coal Steam or O/G Steam | 0.075695 | 0.075695 |  | 1.659%
Hazleton Generation | Pennsylvania | X | X | X | 10870 | TURB4 | 9581 | Combustion Turbine |  |  |  | Combustion turbine |  |  |  |  | 0.368 | 9120.392 | 722.04 | 0.80833 | 0.368 |  | 9120.392 | 722.04 | 0.368 |  | 0.368 |  | 0.368 |  | 0.368 |  | 0.368 |  | 0.368 |  | 0.368 |  | 0.368 | 0.368 | Not Coal Steam or O/G Steam | 0.080698 | 0.080698 |  | 1.482%
Hazleton Generation | Pennsylvania | X | X | X | 10870 | TURBIN | 3605 | Combustion Turbine |  |  |  | Combustion turbine |  |  |  |  | 5.602 | 59781.939 | 4518.96 | 2.9793 | 5.602 |  | 59781.939 | 4518.96 | 5.602 |  | 5.602 |  | 5.602 |  | 5.602 |  | 5.602 |  | 5.602 |  | 5.602 |  | 5.602 | 5.602 | Not Coal Steam or O/G Steam | 0.18741 | 0.18741 |  | 0.972%
Helix Ironwood LLC | Pennsylvania | X | X | X | 55337 | 0001 | 88084 | Combined Cycle |  |  |  | Combined cycle |  |  |  |  | 47.383 | 7069134.339 | 645088.98 | 52.844 | 47.383 |  | 7069134.339 | 645088.98 | 47.383 |  | 47.383 |  | 47.383 |  | 47.383 |  | 47.383 |  | 47.383 |  | 47.383 |  | 47.383 | 47.383 | Not Coal Steam or O/G Steam | 0.013406 | 0.013406 |  | 71.16%
Helix Ironwood LLC | Pennsylvania | X | X | X | 55337 | 0002 | 88085 | Combined Cycle |  |  |  | Combined cycle |  |  |  |  | 58.705 | 8717278.214 | 790637.19 | 58.3207 | 58.705 |  | 8717278.214 | 790637.19 | 58.705 |  | 58.705 |  | 58.705 |  | 58.705 |  | 58.705 |  | 58.705 |  | 58.705 |  | 58.705 | 58.705 | Not Coal Steam or O/G Steam | 0.013469 | 0.013469 |  | 78.41%
Hickory Run Energy Station | Pennsylvania | X | X | X | 61028 | CT1 | 91246 | Combined Cycle |  |  |  | Combined cycle | Y |  |  |  | 26.428 | 8809339.073 | 1324558.07 | 17.8253 | 26.428 |  | 8809339.073 | 1324558.07 | 26.428 |  | 26.428 |  | 26.428 |  | 26.428 |  | 26.428 |  | 26.428 |  | 26.428 |  | 26.428 | 26.428 | Not Coal Steam or O/G Steam | 0.006 | 0.006 |  | 43.49%
Hickory Run Energy Station | Pennsylvania | X | X | X | 61028 | CT2 | 91247 | Combined Cycle |  |  |  | Combined cycle | Y |  |  |  | 27.499 | 9002364.374 | 1391263.99 | 18.112 | 27.499 |  | 9002364.374 | 1391263.99 | 27.499 |  | 27.499 |  | 27.499 |  | 27.499 |  | 27.499 |  | 27.499 |  | 27.499 |  | 27.499 | 27.499 | Not Coal Steam or O/G Steam | 0.0061093 | 0.0061093 |  | 43.37%
Homer City | Pennsylvania | X | X | X | 3122 | 1 | 2072 | Coal Steam |  |  |  | Dry bottom wall-fired boiler | Y |  |  | 620 | 938.29 | 8462825.131 | 852454.98 | 580.312 | 938.29 |  | 8462825.131 | 852454.98 | 938.29 |  | 938.29 |  | 406.2156 | Y | 338.513 | Optimize SCR | 338.513 |  | 338.513 |  | 338.513 |  | 338.513 | 338.513 | Existing SCR | 0.08 | 0.08 |  | 30.44%
Homer City | Pennsylvania | X | X | X | 3122 | 2 | 2073 | Coal Steam |  |  |  | Dry bottom wall-fired boiler | Y |  |  | 616 | 342.625 | 6453422.309 | 635144.52 | 368.6767 | 342.625 |  | 6453422.309 | 635144.52 | 342.625 |  | 342.625 |  | 309.7643 | Y | 258.1369 | Optimize SCR | 258.1369 |  | 258.1369 |  | 258.1369 |  | 258.1369 | 258.1369 | Existing SCR | 0.08 | 0.08 |  | 27.56%
Homer City | Pennsylvania | X | X | X | 3122 | 3 | 2074 | Coal Steam |  |  |  | Dry bottom wall-fired boiler | Y |  |  | 657 | 496.526 | 10375599.771 | 1131742.26 | 402.6517 | 496.526 |  | 10375599.771 | 1131742.26 | 496.526 |  | 496.526 |  | 496.526 |  | 415.024 | Optimize SCR | 415.024 |  | 415.024 |  | 415.024 |  | 415.024 | 415.024 | Existing SCR | 0.08 | 0.08 |  | 32.17%
Hummel Station | Pennsylvania | X | X | X | 60368 | CT1 | 91106 | Combined Cycle |  |  |  | Combined cycle | Y |  |  |  | 23.58 | 7796852.482 | 1138073.6 | 23.0763 | 23.58 |  | 7796852.482 | 1138073.6 | 23.58 |  | 23.58 |  | 23.58 |  | 23.58 |  | 23.58 |  | 23.58 |  | 23.58 |  | 23.58 | 23.58 | Not Coal Steam or O/G Steam | 0.0060486 | 0.0060486 |  | 78.23%
Hummel Station | Pennsylvania | X | X | X | 60368 | CT2 | 91107 | Combined Cycle |  |  |  | Combined cycle | Y |  |  |  | 23.565 | 7770949.078 | 1129470.34 | 21.0423 | 23.565 |  | 7770949.078 | 1129470.34 | 23.565 |  | 23.565 |  | 23.565 |  | 23.565 |  | 23.565 |  | 23.565 |  | 23.565 |  | 23.565 | 23.565 | Not Coal Steam or O/G Steam | 0.0060649 | 0.0060649 |  | 70.49%
Hummel Station | Pennsylvania | X | X | X | 60368 | CT3 | 91111 | Combined Cycle |  |  |  | Combined cycle | Y |  |  |  | 22.921 | 7571528.575 | 1112037.66 | 21.71 | 22.921 |  | 7571528.575 | 1112037.66 | 22.921 |  | 22.921 |  | 22.921 |  | 22.921 |  | 22.921 |  | 22.921 |  | 22.921 |  | 22.921 | 22.921 | Not Coal Steam or O/G Steam | 0.0060545 | 0.0060545 |  | 75.72%
Hunlock Creek Energy Center | Pennsylvania | X | X | X | 3176 | CT5 | 90563 | Combined Cycle |  |  |  | Combined cycle | Y |  |  |  | 3.4 | 606823.224 | 77428.34 | 3.152 | 3.4 |  | 606823.224 | 77428.34 | 3.4 |  | 3.4 |  | 3.4 |  | 3.4 |  | 3.4 |  | 3.4 |  | 3.4 |  | 3.4 | 3.4 | Not Coal Steam or O/G Steam | 0.011206 | 0.011206 |  | 27.63%
Hunlock Creek Energy Center | Pennsylvania | X | X | X | 3176 | CT6 | 90564 | Combined Cycle |  |  |  | Combined cycle | Y |  |  |  | 3.165 | 569562.695 | 71499.51 | 3.028 | 3.165 |  | 569562.695 | 71499.51 | 3.165 |  | 3.165 |  | 3.165 |  | 3.165 |  | 3.165 |  | 3.165 |  | 3.165 |  | 3.165 | 3.165 | Not Coal Steam or O/G Steam | 0.011114 | 0.011114 |  | 27.25%
Hunlock Unit 4 | Pennsylvania | X | X | X | 56397 | 4 | 2176 | Combustion Turbine |  |  |  | Combustion turbine |  |  |  |  | 9.257 | 208034.196 | 22185.18 | 8.633 | 9.257 |  | 208034.196 | 22185.18 | 9.257 |  | 9.257 |  | 9.257 |  | 9.257 |  | 9.257 |  | 9.257 |  | 9.257 |  | 9.257 | 9.257 | Not Coal Steam or O/G Steam | 0.088995 | 0.088995 |  | 11.05%
Hunterstown Combined Cycle | Pennsylvania | X | X | X | 55976 | CT101 | 10021 | Combined Cycle |  |  |  | Combined cycle | Y |  |  |  | 10.653 | 6045498.44 | 552947.84 | 14.0833 | 10.653 |  | 6045498.44 | 552947.84 | 10.653 |  | 10.653 |  | 10.653 |  | 10.653 |  | 10.653 |  | 10.653 |  | 10.653 |  | 10.653 | 10.653 | Not Coal Steam or O/G Steam | 0.0035243 | 0.0035243 |  | 68.44%
Hunterstown Combined Cycle | Pennsylvania | X | X | X | 55976 | CT201 | 10022 | Combined Cycle |  |  |  | Combined cycle | Y |  |  |  | 18.831 | 5952319.048 | 548217.26 | 21.9647 | 18.831 |  | 5952319.048 | 548217.26 | 18.831 |  | 18.831 |  | 18.831 |  | 18.831 |  | 18.831 |  | 18.831 |  | 18.831 |  | 18.831 | 18.831 | Not Coal Steam or O/G Steam | 0.0063273 | 0.0063273 |  | 68%
Hunterstown Combined Cycle | Pennsylvania | X | X | X | 55976 | CT301 | 10023 | Combined Cycle |  |  |  | Combined cycle | Y |  |  |  | 11.194 | 6063308.953 | 548087.38 | 10.7747 | 11.194 |  | 6063308.953 | 548087.38 | 11.194 |  | 11.194 |  | 11.194 |  | 11.194 |  | 11.194 |  | 11.194 |  | 11.194 |  | 11.194 | 11.194 | Not Coal Steam or O/G Steam | 0.0036924 | 0.0036924 |  | 68.66%
Keystone | Pennsylvania | X | X | X | 3136 | 1 | 2089 | Coal Steam | 12 | 2028 | 2029 | Tangentially-fired | Y |  |  | 850 | 1148.709 | 17374133.288 | 1790211.1 | 1541.332 | 1148.709 |  | 17374133.288 | 1790211.1 | 1148.709 |  | 1148.709 |  | 651.53 | Y | 651.53 |  | 651.53 |  | 651.53 |  | 651.53 |  | 651.53 | 651.53 | Existing SCR | 0.075 | 0.075 |  | 61.16%
Keystone | Pennsylvania | X | X | X | 3136 | 2 | 2090 | Coal Steam | 12 | 2028 | 2029 | Tangentially-fired | Y |  |  | 850 | 945.938 | 14479258.791 | 1475707.74 | 1258.2437 | 945.938 |  | 14479258.791 | 1475707.74 | 945.938 |  | 945.938 |  | 542.9722 | Y | 542.9722 |  | 542.9722 |  | 542.9722 |  | 542.9722 |  | 542.9722 | 542.9722 | Existing SCR | 0.075 | 0.075 |  | 51.34%
Lackawanna Energy Center | Pennsylvania | X | X | X | 60357 | 1 | 91210 | Combined Cycle |  |  |  | Combined cycle | Y |  |  |  | 21.318 | 7333950.486 | 1136217.11 | 21.7677 | 21.318 |  | 7333950.486 | 1136217.11 | 21.318 |  | 21.318 |  | 21.318 |  | 21.318 |  | 21.318 |  | 21.318 |  | 21.318 |  | 21.318 | 21.318 | Not Coal Steam or O/G Steam | 0.0058135 | 0.0058135 |  | 70.66%
Lackawanna Energy Center | Pennsylvania | X | X | X | 60357 | 2 | 91211 | Combined Cycle |  |  |  | Combined cycle | Y |  |  |  | 29.466 | 10260747.126 | 1598874.27 | 27.21 | 29.466 |  | 10260747.126 | 1598874.27 | 29.466 |  | 29.466 |  | 29.466 |  | 29.466 |  | 29.466 |  | 29.466 |  | 29.466 |  | 29.466 | 29.466 | Not Coal Steam or O/G Steam | 0.0057434 | 0.0057434 |  | 78.77%
Lackawanna Energy Center | Pennsylvania | X | X | X | 60357 | 3 | 91212 | Combined Cycle |  |  |  | Combined cycle | Y |  |  |  | 27.833 | 10100553.359 | 1573598.81 | 22.049 | 27.833 |  | 10100553.359 | 1573598.81 | 27.833 |  | 27.833 |  | 27.833 |  | 27.833 |  | 27.833 |  | 27.833 |  | 27.833 |  | 27.833 | 27.833 | Not Coal Steam or O/G Steam | 0.0055112 | 0.0055112 |  | 63.36%
Liberty Electric Power Plant | Pennsylvania | X | X | X | 55231 | 0001 | 4238 | Combined Cycle |  |  |  | Combined cycle | Y |  |  |  | 33.783 | 6681320.301 | 593996.29 | 39.734 | 33.783 |  | 6681320.301 | 593996.29 | 33.783 |  | 33.783 |  | 33.783 |  | 33.783 |  | 33.783 |  | 33.783 |  | 33.783 |  | 33.783 | 33.783 | Not Coal Steam or O/G Steam | 0.010113 | 0.010113 |  | 81.94%
Liberty Electric Power Plant | Pennsylvania | X | X | X | 55231 | 0002 | 4239 | Combined Cycle |  |  |  | Combined cycle | Y |  |  |  | 33.226 | 6567646.087 | 590209.4 | 39.2523 | 33.226 |  | 6567646.087 | 590209.4 | 33.226 |  | 33.226 |  | 33.226 |  | 33.226 |  | 33.226 |  | 33.226 |  | 33.226 |  | 33.226 | 33.226 | Not Coal Steam or O/G Steam | 0.010118 | 0.010118 |  | 81.14%
Lower Mount Bethel Energy, LLC | Pennsylvania | X | X | X | 55667 | CT01 | 8800 | Combined Cycle |  |  |  | Combined cycle | Y |  |  |  | 26.896 | 6287915.401 | 894844.59 | 22.0283 | 26.896 |  | 6287915.401 | 894844.59 | 26.896 |  | 26.896 |  | 26.896 |  | 26.896 |  | 26.896 |  | 26.896 |  | 26.896 |  | 26.896 | 26.896 | Not Coal Steam or O/G Steam | 0.0085548 | 0.0085548 |  | 57.28%
Lower Mount Bethel Energy, LLC | Pennsylvania | X | X | X | 55667 | CT02 | 8802 | Combined Cycle |  |  |  | Combined cycle | Y |  |  |  | 26.11 | 6159515.655 | 883053.11 | 23.0203 | 26.11 |  | 6159515.655 | 883053.11 | 26.11 |  | 26.11 |  | 26.11 |  | 26.11 |  | 26.11 |  | 26.11 |  | 26.11 |  | 26.11 | 26.11 | Not Coal Steam or O/G Steam | 0.0084779 | 0.0084779 |  | 59.84%
Marcus Hook Energy, LP | Pennsylvania | X | X | X | 55801 | 0001 | 10140 | Combined Cycle |  |  |  | Combined cycle | Y |  |  |  | 29.494 | 6248584.688 | 921471.26 | 33.343 | 29.494 |  | 6248584.688 | 921471.26 | 29.494 |  | 29.494 |  | 29.494 |  | 29.494 |  | 29.494 |  | 29.494 |  | 29.494 |  | 29.494 | 29.494 | Not Coal Steam or O/G Steam | 0.0094402 | 0.0094402 |  | 69.85%
Marcus Hook Energy, LP | Pennsylvania | X | X | X | 55801 | 0002 | 10141 | Combined Cycle |  |  |  | Combined cycle | Y |  |  |  | 31.116 | 6060794.698 | 884516.71 | 28.924 | 31.116 |  | 6060794.698 | 884516.71 | 31.116 |  | 31.116 |  | 31.116 |  | 31.116 |  | 31.116 |  | 31.116 |  | 31.116 |  | 31.116 | 31.116 | Not Coal Steam or O/G Steam | 0.010268 | 0.010268 |  | 64.37%
Marcus Hook Energy, LP | Pennsylvania | X | X | X | 55801 | 0003 | 10142 | Combined Cycle |  |  |  | Combined cycle | Y |  |  |  | 31.446 | 6203415.974 | 917498.49 | 34.2083 | 31.446 |  | 6203415.974 | 917498.49 | 31.446 |  | 31.446 |  | 31.446 |  | 31.446 |  | 31.446 |  | 31.446 |  | 31.446 |  | 31.446 | 31.446 | Not Coal Steam or O/G Steam | 0.010138 | 0.010138 |  | 69.04%
Martins Creek, LLC | Pennsylvania | X | X | X | 3148 | 3 | 2117 | O/G Steam |  |  |  | Tangentially-fired |  |  |  | 865 | 70.133 | 1654893.569 | 142999.26 | 86.0167 | 70.133 |  | 1654893.569 | 142999.26 | 70.133 |  | 70.133 |  | 70.133 |  | 70.133 |  | 70.133 |  | 70.133 |  | 70.133 |  | 70.133 | 70.133 | Oil/Gas Steam Under 150 Tons (2019-2021 Average) | 0.084758 | 0.084758 |  | 5.792%
Martins Creek, LLC | Pennsylvania | X | X | X | 3148 | 4 | 2118 | O/G Steam |  |  |  | Tangentially-fired |  |  |  | 859 | 85.941 | 1869835.135 | 165182.45 | 82.4633 | 85.941 |  | 1869835.135 | 165182.45 | 85.941 |  | 85.941 |  | 85.941 |  | 85.941 |  | 85.941 |  | 85.941 |  | 85.941 |  | 85.941 | 85.941 | Oil/Gas Steam Under 150 Tons (2019-2021 Average) | 0.091924 | 0.091924 |  | 5.69%
Montour, LLC | Pennsylvania | X | X | X | 3149 | 1 | 2124 | Coal Steam |  |  |  | Tangentially-fired | Y |  |  | 752 | 232.276 | 4352099.105 | 507501.05 | 142.955 | 232.276 |  | 4352099.105 | 507501.05 | 232.276 |  | 232.276 |  | 221.9571 | Y | 174.084 | Optimize SCR | 174.084 |  | 174.084 |  | 174.084 |  | 174.084 | 174.084 | Existing SCR | 0.08 | 0.08 |  | 9.695%
Montour, LLC | Pennsylvania | X | X | X | 3149 | 2 | 2125 | Coal Steam |  |  |  | Tangentially-fired | Y |  |  | 752 | 272.449 | 4741512.981 | 539914.75 | 150.026 | 272.449 |  | 4741512.981 | 539914.75 | 272.449 |  | 272.449 |  | 241.8172 | Y | 189.6605 | Optimize SCR | 189.6605 |  | 189.6605 |  | 189.6605 |  | 189.6605 | 189.6605 | Existing SCR | 0.08 | 0.08 |  | 9.618%
Mountain | Pennsylvania | X | X | X | 3111 | 031 | 2049 | Combustion Turbine |  |  |  | Combustion turbine |  |  |  |  | 7.526 | 21785.2 | 1280 | 5.8297 | 7.526 |  | 21785.2 | 1280 | 7.526 |  | 7.526 |  | 7.526 |  | 7.526 |  | 7.526 |  | 7.526 |  | 7.526 |  | 7.526 | 7.526 | Not Coal Steam or O/G Steam | 0.69093 | 0.69093 |  | 1.41%
Mountain | Pennsylvania | X | X | X | 3111 | 032 | 2050 | Combustion Turbine |  |  |  | Combustion turbine |  |  |  |  | 1.541 | 4460.3 | 244 | 5.1323 | 1.541 |  | 4460.3 | 244 | 1.541 |  | 1.541 |  | 1.541 |  | 1.541 |  | 1.541 |  | 1.541 |  | 1.541 |  | 1.541 | 1.541 | Not Coal Steam or O/G Steam | 0.69098 | 0.69098 |  | 1.239%
Moxie Freedom Generation Plant | Pennsylvania | X | X | X | 59906 | 201 | 91193 | Combined Cycle |  |  |  | Combined cycle | Y |  |  |  | 30.733 | 10218526.294 | 1565860.22 | 30.7827 | 30.733 |  | 10218526.294 | 1565860.22 | 30.733 |  | 30.733 |  | 30.733 |  | 30.733 |  | 30.733 |  | 30.733 |  | 30.733 |  | 30.733 | 30.733 | Not Coal Steam or O/G Steam | 0.0060152 | 0.0060152 |  | 75.34%
Moxie Freedom Generation Plant | Pennsylvania | X | X | X | 59906 | 202 | 91194 | Combined Cycle |  |  |  | Combined cycle | Y |  |  |  | 26.579 | 8812335.437 | 1338517.14 | 29.3867 | 26.579 |  | 8812335.437 | 1338517.14 | 26.579 |  | 26.579 |  | 26.579 |  | 26.579 |  | 26.579 |  | 26.579 |  | 26.579 |  | 26.579 | 26.579 | Not Coal Steam or O/G Steam | 0.0060322 | 0.0060322 |  | 71.74%
Mt. Carmel Cogeneration | Pennsylvania | X | X | X | 10343 | SG-101 | 3542 | Coal Steam |  |  |  | Circulating fluidized bed boiler |  |  |  | 43 | 0.567 | 13440.201 | 641.84 | 8.5377 | 0.567 |  | 13440.201 | 641.84 | 0.567 |  | 0.567 |  | 0.567 |  | 0.567 |  | 0.567 |  | 0.567 |  | 0.567 |  | 0.53761 | 0.53761 | Coal Steam, Circulating fluidized bed, SNCR Retrofit | 0.084374 | 0.08 |  | 10.58%
New Castle | Pennsylvania | X | X | X | 3138 | 3 | 2093 | O/G Steam |  |  |  | Dry bottom wall-fired boiler |  | Y |  | 88 | 11.433 | 321110.686 | 28309.81 | 24.7423 | 11.433 |  | 321110.686 | 28309.81 | 11.433 |  | 11.433 |  | 11.433 |  | 11.433 |  | 11.433 |  | 11.3946 | Y | 11.3946 |  | 11.3946 | 11.3946 | O/G Steam Under 100 MW | 0.07097 | 0.07097 |  | 17.41%
New Castle | Pennsylvania | X | X | X | 3138 | 4 | 2094 | O/G Steam |  |  |  | Dry bottom wall-fired boiler |  | Y |  | 87 | 23.847 | 717491.94 | 63085.57 | 29.6057 | 23.847 |  | 717491.94 | 63085.57 | 23.847 |  | 23.847 |  | 23.847 |  | 23.847 |  | 23.847 |  | 23.5158 | Y | 23.5158 |  | 23.5158 | 23.5158 | O/G Steam Under 100 MW | 0.06555 | 0.06555 |  | 19.04%
New Castle | Pennsylvania | X | X | X | 3138 | 5 | 2095 | O/G Steam |  |  |  | Dry bottom wall-fired boiler |  | Y |  | 130 | 16.01 | 509361.871 | 46132.77 | 35.2863 | 16.01 |  | 509361.871 | 46132.77 | 16.01 |  | 16.01 |  | 16.01 |  | 16.01 |  | 16.01 |  | 16.01 |  | 16.01 |  | 16.01 | 16.01 | Oil/Gas Steam Under 150 Tons (2019-2021 Average) | 0.062863 | 0.062863 |  | 18.01%
Northampton Generating Plant | Pennsylvania | X | X | X | 50888 | NGC01 | 3702 | Coal Steam |  |  |  | Circulating fluidized bed boiler |  | Y |  | 112 | 8.112 | 205201.054 | 19147.88 | 7.308 | 8.112 |  | 205201.054 | 19147.88 | 8.112 |  | 8.112 |  | 8.112 |  | 8.112 |  | 8.112 |  | 8.112 |  | 8.112 |  | 8.112 | 8.112 | Coal Steam, Circulating fluidized bed, Under 0.08 | 0.079064 | 0.079064 |  | 3.388%
Ontelaunee Energy Center | Pennsylvania | X | X | X | 55193 | CT1 | 4089 | Combined Cycle |  |  |  | Combined cycle | Y |  |  |  | 21.084 | 6681068.284 | 952502.88 | 19.9723 | 21.084 |  | 6681068.284 | 952502.88 | 21.084 |  | 21.084 |  | 21.084 |  | 21.084 |  | 21.084 |  | 21.084 |  | 21.084 |  | 21.084 | 21.084 | Not Coal Steam or O/G Steam | 0.0063116 | 0.0063116 |  | 76.32%
Ontelaunee Energy Center | Pennsylvania | X | X | X | 55193 | CT2 | 4090 | Combined Cycle |  |  |  | Combined cycle | Y |  |  |  | 19.951 | 6502585.556 | 937978.58 | 18.9663 | 19.951 |  | 6502585.556 | 937978.58 | 19.951 |  | 19.951 |  | 19.951 |  | 19.951 |  | 19.951 |  | 19.951 |  | 19.951 |  | 19.951 | 19.951 | Not Coal Steam or O/G Steam | 0.0061363 | 0.0061363 |  | 76.22%
PEI Power Corporation | Pennsylvania | X | X | X | 50279 | 2 | 3643 | Combustion Turbine |  |  |  | Combustion turbine |  |  |  |  | 12.487 | 335288.025 | 33547 | 11.9933 | 12.487 |  | 335288.025 | 33547 | 12.487 |  | 12.487 |  | 12.487 |  | 12.487 |  | 12.487 |  | 12.487 |  | 12.487 |  | 12.487 | 12.487 | Not Coal Steam or O/G Steam | 0.074485 | 0.074485 |  | 15.58%
Panther Creek Energy Facility | Pennsylvania | X | X | X | 50776 | 1 | 3693 | Coal Steam |  |  |  | Circulating fluidized bed boiler |  | Y |  | 42 | 9.522 | 158113.604 |  | 4.732 | 9.522 |  | 158113.604 |  | 9.522 |  | 9.522 |  | 9.522 |  | 9.522 |  | 9.522 |  | 9.522 |  | 9.522 |  | 9.522 | 9.522 | Coal Steam Under 100 MW, Existing SNCR | 0.12045 | 0.12045 |  | 2.999%
Panther Creek Energy Facility | Pennsylvania | X | X | X | 50776 | 2 | 3694 | Coal Steam |  |  |  | Circulating fluidized bed boiler |  | Y |  | 42 | 9.373 | 142671.073 |  | 4.958 | 9.373 |  | 142671.073 |  | 9.373 |  | 9.373 |  | 9.373 |  | 9.373 |  | 9.373 |  | 9.2943 | Y | 9.2943 |  | 9.2943 | 9.2943 | Coal Steam Under 100 MW, Existing SNCR | 0.13029 | 0.13029 |  | 3.074%
Portland | Pennsylvania | X | X | X | 3113 | 5 | 2056 | Combustion Turbine |  |  |  | Combustion turbine |  |  |  |  | 5.437 | 28943.844 | 2397.38 | 2.605 | 5.437 |  | 28943.844 | 2397.38 | 5.437 |  | 5.437 |  | 5.437 |  | 5.437 |  | 5.437 |  | 5.437 |  | 5.437 |  | 5.437 | 5.437 | Not Coal Steam or O/G Steam | 0.37569 | 0.37569 |  | 0.2041%
Rausch Creek Generation, LLC | Pennsylvania | X | X | X | 50611 | 031 | 3677 | Coal Steam |  |  |  | Circulating fluidized bed boiler |  |  |  | 30 | 101.031 | 1394970.76 | 81920.97 | 85.8673 | 101.031 |  | 1394970.76 | 81920.97 | 101.031 |  | 101.031 |  | 101.031 |  | 101.031 |  | 101.031 |  | 101.031 |  | 101.031 |  | 55.7988 | 55.7988 | Coal Steam, Circulating fluidized bed, SNCR Retrofit | 0.14485 | 0.08 |  | 56.68%
Richmond | Pennsylvania | X | X | X | 3168 | 91 | 2164 | Combustion Turbine |  |  |  | Combustion turbine |  |  |  |  | 1.114 | 3777.1 | 277.89 | 0.71433 | 1.114 |  | 3777.1 | 277.89 | 1.114 |  | 1.114 |  | 1.114 |  | 1.114 |  | 1.114 |  | 1.114 |  | 1.114 |  | 1.114 | 1.114 | Not Coal Steam or O/G Steam | 0.58987 | 0.58987 |  | 0.07871%
Richmond | Pennsylvania | X | X | X | 3168 | 92 | 2165 | Combustion Turbine |  |  |  | Combustion turbine |  |  |  |  | 1.594 | 5403.9 | 399.85 | 0.74533 | 1.594 |  | 5403.9 | 399.85 | 1.594 |  | 1.594 |  | 1.594 |  | 1.594 |  | 1.594 |  | 1.594 |  | 1.594 |  | 1.594 | 1.594 | Not Coal Steam or O/G Steam | 0.58994 | 0.58994 |  | 0.08212%
Scrubgrass Generating Plant | Pennsylvania | X | X | X | 50974 | 1 | 3706 | Coal Steam |  |  |  | Circulating fluidized bed boiler |  | Y |  | 43 | 48.431 | 764289.598 |  | 36.2943 | 48.431 |  | 764289.598 |  | 48.431 |  | 48.431 |  | 48.431 |  | 48.431 |  | 48.431 |  | 48.431 |  | 48.431 |  | 48.431 | 48.431 | Coal Steam Under 100 MW, Existing SNCR | 0.12673 | 0.12673 |  | 19.34%
Scrubgrass Generating Plant | Pennsylvania | X | X | X | 50974 | 2 | 3707 | Coal Steam |  |  |  | Circulating fluidized bed boiler |  | Y |  | 43 | 74.204 | 1104535.046 |  | 43.6263 | 74.204 |  | 1104535.046 |  | 74.204 |  | 74.204 |  | 74.204 |  | 74.204 |  | 74.204 |  | 74.204 |  | 74.204 |  | 74.204 | 74.204 | Coal Steam Under 100 MW, Existing SNCR | 0.13436 | 0.13436 |  | 23.19%
Seward | Pennsylvania | X | X | X | 3130 | 1 | 88264 | Coal Steam |  |  |  | Circulating fluidized bed boiler |  | Y | Y | 260 | 356.688 | 6453177.117 |  | 262.6627 | 356.688 |  | 6453177.117 |  | 356.688 |  | 356.688 |  | 356.688 |  | 356.688 |  | 356.688 |  | 346.6969 | Y | 346.6969 |  | 346.6969 | 346.6969 | Coal Steam, Circulating fluidized bed, Existing SNCR | 0.10745 | 0.10745 |  | 39.59%
Seward | Pennsylvania | X | X | X | 3130 | 2 | 88265 | Coal Steam |  |  |  | Circulating fluidized bed boiler |  | Y | Y | 260 | 370.341 | 6394632.451 |  | 274.423 | 370.341 |  | 6394632.451 |  | 370.341 |  | 370.341 |  | 370.341 |  | 370.341 |  | 370.341 |  | 280.8523 | Y | 280.8523 |  | 280.8523 | 280.8523 | Coal Steam, Circulating fluidized bed, Existing SNCR | 0.08784 | 0.08784 |  | 40.9%
Shawville | Pennsylvania | X | X | X | 3131 | 1 | 2078 | O/G Steam |  |  |  | Dry bottom wall-fired boiler |  | Y |  | 118 | 13.771 | 396512.65 | 36613.48 | 25.386 | 13.771 |  | 396512.65 | 36613.48 | 13.771 |  | 13.771 |  | 13.771 |  | 13.771 |  | 13.771 |  | 13.771 |  | 13.771 |  | 13.771 | 13.771 | Oil/Gas Steam Under 150 Tons (2019-2021 Average) | 0.069461 | 0.069461 |  | 13.1%
Shawville | Pennsylvania | X | X | X | 3131 | 2 | 2079 | O/G Steam |  |  |  | Dry bottom wall-fired boiler |  | Y |  | 121 | 14.884 | 405727.755 | 35468.87 | 28.5143 | 14.884 |  | 405727.755 | 35468.87 | 14.884 |  | 14.884 |  | 14.884 |  | 14.884 |  | 14.884 |  | 14.884 |  | 14.884 |  | 14.884 | 14.884 | Oil/Gas Steam Under 150 Tons (2019-2021 Average) | 0.073369 | 0.073369 |  | 12.7%
Shawville | Pennsylvania | X | X | X | 3131 | 3 | 2080 | O/G Steam |  |  |  | Tangentially-fired |  | Y | Y | 163 | 32.027 | 1319404.258 | 127124.9 | 42.2443 | 32.027 |  | 1319404.258 | 127124.9 | 32.027 |  | 32.027 |  | 32.027 |  | 32.027 |  | 32.027 |  | 32.027 |  | 32.027 |  | 32.027 | 32.027 | Oil/Gas Steam Under 150 Tons (2019-2021 Average) | 0.048548 | 0.048548 |  | 22.96%
Shawville | Pennsylvania | X | X | X | 3131 | 4 | 2081 | O/G Steam |  |  |  | Tangentially-fired |  | Y | Y | 163 | 33.876 | 1415072.595 | 136883.29 | 41.9917 | 33.876 |  | 1415072.595 | 136883.29 | 33.876 |  | 33.876 |  | 33.876 |  | 33.876 |  | 33.876 |  | 33.876 |  | 33.876 |  | 33.876 | 33.876 | Oil/Gas Steam Under 150 Tons (2019-2021 Average) | 0.047879 | 0.047879 |  | 23.34%
Springdale Generating Station (55196) | Pennsylvania | X | X | X | 55196 | 1 | 4100 | Combustion Turbine |  |  |  | Combustion turbine |  |  |  |  | 16.145 | 448605.367 | 44018.65 | 17.5267 | 16.145 |  | 448605.367 | 44018.65 | 16.145 |  | 16.145 |  | 16.145 |  | 16.145 |  | 16.145 |  | 16.145 |  | 16.145 |  | 16.145 | 16.145 | Not Coal Steam or O/G Steam | 0.071979 | 0.071979 |  | 27.45%
Springdale Generating Station (55196) | Pennsylvania | X | X | X | 55196 | 2 | 4101 | Combustion Turbine |  |  |  | Combustion turbine |  |  |  |  | 16.819 | 451578.913 | 44262.87 | 18.7143 | 16.819 |  | 451578.913 | 44262.87 | 16.819 |  | 16.819 |  | 16.819 |  | 16.819 |  | 16.819 |  | 16.819 |  | 16.819 |  | 16.819 | 16.819 | Not Coal Steam or O/G Steam | 0.07449 | 0.07449 |  | 27.73%
Springdale Generating Station (55710) | Pennsylvania | X | X | X | 55710 | 3 | 9962 | Combined Cycle |  |  |  | Combined cycle | Y |  |  |  | 25.013 | 6216220.381 | 623636.84 | 24.401 | 25.013 |  | 6216220.381 | 623636.84 | 25.013 |  | 25.013 |  | 25.013 |  | 25.013 |  | 25.013 |  | 25.013 |  | 25.013 |  | 25.013 | 25.013 | Not Coal Steam or O/G Steam | 0.0080477 | 0.0080477 |  | 78.72%
Springdale Generating Station (55710) | Pennsylvania | X | X | X | 55710 | 4 | 9963 | Combined Cycle |  |  |  | Combined cycle | Y |  |  |  | 25.199 | 6285801.973 | 617039.96 | 24.6817 | 25.199 |  | 6285801.973 | 617039.96 | 25.199 |  | 25.199 |  | 25.199 |  | 25.199 |  | 25.199 |  | 25.199 |  | 25.199 |  | 25.199 | 25.199 | Not Coal Steam or O/G Steam | 0.0080178 | 0.0080178 |  | 79.63%
St. Nicholas Cogeneration Project | Pennsylvania | X | X | X | 54634 | 1 | 3787 | Coal Steam |  |  |  | Circulating fluidized bed boiler |  |  |  | 86 | 133.991 | 4498605.142 |  | 121.877 | 133.991 |  | 4498605.142 |  | 133.991 |  | 133.991 |  | 133.991 |  | 133.991 |  | 133.991 |  | 133.991 |  | 133.991 |  | 133.991 | 133.991 | Coal Steam Under 100 MW, Under 0.08 | 0.05957 | 0.05957 |  | 91.97%
Tenaska Westmoreland Generating Station | Pennsylvania | X | X | X | 60464 | 101 | 91139 | Combined Cycle |  |  |  | Combined cycle | Y |  |  |  | 26.688 | 11129734.755 | 1630571.76 | 25.7107 | 26.688 |  | 11129734.755 | 1630571.76 | 26.688 |  | 26.688 |  | 26.688 |  | 26.688 |  | 26.688 |  | 26.688 |  | 26.688 |  | 26.688 | 26.688 | Not Coal Steam or O/G Steam | 0.0047958 | 0.0047958 |  | 78.35%
Tenaska Westmoreland Generating Station | Pennsylvania | X | X | X | 60464 | 102 | 91140 | Combined Cycle |  |  |  | Combined cycle | Y |  |  |  | 26.769 | 11170399.3 | 1634817 | 24.8497 | 26.769 |  | 11170399.3 | 1634817 | 26.769 |  | 26.769 |  | 26.769 |  | 26.769 |  | 26.769 |  | 26.769 |  | 26.769 |  | 26.769 | 26.769 | Not Coal Steam or O/G Steam | 0.0047928 | 0.0047928 |  | 75.47%
Tolna | Pennsylvania | X | X | X | 3116 | 031 | 2063 | Combustion Turbine |  |  |  | Combustion turbine |  |  |  |  | 6.486 | 18771.8 | 1116 | 5.5983 | 6.486 |  | 18771.8 | 1116 | 6.486 |  | 6.486 |  | 6.486 |  | 6.486 |  | 6.486 |  | 6.486 |  | 6.486 |  | 6.486 | 6.486 | Not Coal Steam or O/G Steam | 0.69104 | 0.69104 |  | 1.447%
Tolna | Pennsylvania | X | X | X | 3116 | 032 | 2064 | Combustion Turbine |  |  |  | Combustion turbine |  |  |  |  | 7.727 | 22364.6 | 1321 | 5.887 | 7.727 |  | 22364.6 | 1321 | 7.727 |  | 7.727 |  | 7.727 |  | 7.727 |  | 7.727 |  | 7.727 |  | 7.727 |  | 7.727 | 7.727 | Not Coal Steam or O/G Steam | 0.691 | 0.691 |  | 1.521%
Warren | Pennsylvania | X | X | X | 3132 | 005 | 2082 | Combustion Turbine |  |  |  | Combustion turbine |  |  |  |  | 17.016 | 73960.32 | 4677.28 | 8.9647 | 17.016 |  | 73960.32 | 4677.28 | 17.016 |  | 17.016 |  | 17.016 |  | 17.016 |  | 17.016 |  | 17.016 |  | 17.016 |  | 17.016 | 17.016 | Not Coal Steam or O/G Steam | 0.46014 | 0.46014 |  | 0.8399%
York Energy Center | Pennsylvania | X | X | X | 55524 | 1 | 4937 | Combined Cycle |  |  |  | Combined cycle | Y |  |  |  | 8.05 | 2911959.496 | 369551.68 | 8.646 | 8.05 |  | 2911959.496 | 369551.68 | 8.05 |  | 8.05 |  | 8.05 |  | 8.05 |  | 8.05 |  | 8.05 |  | 8.05 |  | 8.05 | 8.05 | Not Coal Steam or O/G Steam | 0.0055289 | 0.0055289 |  | 47.07%
York Energy Center | Pennsylvania | X | X | X | 55524 | 2 | 4938 | Combined Cycle |  |  |  | Combined cycle | Y |  |  |  | 8.676 | 2953011.801 | 372503.38 | 8.634 | 8.676 |  | 2953011.801 | 372503.38 | 8.676 |  | 8.676 |  | 8.676 |  | 8.676 |  | 8.676 |  | 8.676 |  | 8.676 |  | 8.676 | 8.676 | Not Coal Steam or O/G Steam | 0.005876 | 0.005876 |  | 45.16%
York Energy Center | Pennsylvania | X | X | X | 55524 | 3 | 4939 | Combined Cycle |  |  |  | Combined cycle | Y |  |  |  | 8.122 | 3046313.155 | 382407.99 | 7.453 | 8.122 |  | 3046313.155 | 382407.99 | 8.122 |  | 8.122 |  | 8.122 |  | 8.122 |  | 8.122 |  | 8.122 |  | 8.122 |  | 8.122 | 8.122 | Not Coal Steam or O/G Steam | 0.0053323 | 0.0053323 |  | 45.77%
York Energy Center | Pennsylvania | X | X | X | 55524 | 5 | 4940 | Combined Cycle |  |  |  | Combined cycle | Y |  |  |  | 20.693 | 8311768.262 | 1184782.14 | 20.7887 | 20.693 |  | 8311768.262 | 1184782.14 | 20.693 |  | 20.693 |  | 20.693 |  | 20.693 |  | 20.693 |  | 20.693 |  | 20.693 |  | 20.693 | 20.693 | Not Coal Steam or O/G Steam | 0.0049792 | 0.0049792 |  | 65.65%
York Energy Center | Pennsylvania | X | X | X | 55524 | 6 | 4941 | Combined Cycle |  |  |  | Combined cycle | Y |  |  |  | 21.219 | 8434424.884 | 1196265.56 | 21.0793 | 21.219 |  | 8434424.884 | 1196265.56 | 21.219 |  | 21.219 |  | 21.219 |  | 21.219 |  | 21.219 |  | 21.219 |  | 21.219 |  | 21.219 | 21.219 | Not Coal Steam or O/G Steam | 0.0050315 | 0.0050315 |  | 65.78%
Manchester Street Station | Rhode Island |  |  |  | 3236 | 10 | 2191 | Combined Cycle |  |  |  | Combined cycle | Y |  |  |  | 32.878 | 2098004.075 | 172724 | 35.585 | 32.878 |  | 2098004.075 | 172724 | 32.878 |  | 32.878 |  | 32.878 |  | 12.588 | Optimize SCR | 12.588 |  | 12.588 |  | 12.588 |  | 12.588 | 12.588 | Not Coal Steam or O/G Steam | 0.012 | 0.012 |  | 49.31%
Manchester Street Station | Rhode Island |  |  |  | 3236 | 11 | 2192 | Combined Cycle |  |  |  | Combined cycle | Y |  |  |  | 35.923 | 2422287.9 | 188231.25 | 34.2183 | 35.923 |  | 2422287.9 | 188231.25 | 35.923 |  | 35.923 |  | 35.923 |  | 14.5337 | Optimize SCR | 14.5337 |  | 14.5337 |  | 14.5337 |  | 14.5337 | 14.5337 | Not Coal Steam or O/G Steam | 0.012 | 0.012 |  | 46.78%
Manchester Street Station | Rhode Island |  |  |  | 3236 | 9 | 2196 | Combined Cycle |  |  |  | Combined cycle | Y |  |  |  | 39.619 | 2504239.375 | 218704.75 | 39.5103 | 39.619 |  | 2504239.375 | 218704.75 | 39.619 |  | 39.619 |  | 39.619 |  | 15.0254 | Optimize SCR | 15.0254 |  | 15.0254 |  | 15.0254 |  | 15.0254 | 15.0254 | Not Coal Steam or O/G Steam | 0.012 | 0.012 |  | 51.42%
Ocean State Power | Rhode Island |  |  |  | 51030 | 1 | 3710 | Combined Cycle |  |  |  | Combined cycle | Y |  |  |  | 28.826 | 2253358.397 | 185354.42 | 21.1383 | 28.826 |  | 2253358.397 | 185354.42 | 28.826 |  | 28.826 |  | 28.826 |  | 13.5202 | Optimize SCR | 13.5202 |  | 13.5202 |  | 13.5202 |  | 13.5202 | 13.5202 | Not Coal Steam or O/G Steam | 0.012 | 0.012 |  | 26.47%
Ocean State Power | Rhode Island |  |  |  | 51030 | 2 | 3711 | Combined Cycle |  |  |  | Combined cycle | Y |  |  |  | 28.617 | 2181423.473 | 181053.31 | 21.383 | 28.617 |  | 2181423.473 | 181053.31 | 28.617 |  | 28.617 |  | 28.617 |  | 13.0885 | Optimize SCR | 13.0885 |  | 13.0885 |  | 13.0885 |  | 13.0885 | 13.0885 | Not Coal Steam or O/G Steam | 0.012 | 0.012 |  | 25.76%
Ocean State Power II | Rhode Island |  |  |  | 54324 | 3 | 3760 | Combined Cycle |  |  |  | Combined cycle | Y |  |  |  | 26.772 | 1849359.808 | 153633.29 | 21.517 | 26.772 |  | 1849359.808 | 153633.29 | 26.772 |  | 26.772 |  | 26.772 |  | 11.0962 | Optimize SCR | 11.0962 |  | 11.0962 |  | 11.0962 |  | 11.0962 | 11.0962 | Not Coal Steam or O/G Steam | 0.012 | 0.012 |  | 24.79%
Ocean State Power II | Rhode Island |  |  |  | 54324 | 4 | 3761 | Combined Cycle |  |  |  | Combined cycle | Y |  |  |  | 29.517 | 1912796.436 | 158203.97 | 22.666 | 29.517 |  | 1912796.436 | 158203.97 | 29.517 |  | 29.517 |  | 29.517 |  | 11.4768 | Optimize SCR | 11.4768 |  | 11.4768 |  | 11.4768 |  | 11.4768 | 11.4768 | Not Coal Steam or O/G Steam | 0.012 | 0.012 |  | 24.85%
Pawtucket Power Associates, LP | Rhode Island |  |  |  | 54056 | 1 | 3746 | Combined Cycle |  |  | 2023 |  | Y | [6 empty] | 0.366 | 0 | Y | 0 | 0 | 0 |  | 0 |  | 0 |  | 0 |  | 0 |  | 0 |  | 0 |  | 0 | 0 | Not Coal Steam or O/G Steam | 0 | 0 |  | 0.7604%
Rhode Island State Energy Center | Rhode Island |  |  |  | 55107 | RISEP1 | 3903 | Combined Cycle |  |  |  | Combined cycle | Y |  |  |  | 15.254 | 5542761.115 | 813492.59 | 15.5493 | 15.254 |  | 5542761.115 | 813492.59 | 15.254 |  | 15.254 |  | 15.254 |  | 15.254 |  | 15.254 |  | 15.254 |  | 15.254 |  | 15.254 | 15.254 | Not Coal Steam or O/G Steam | 0.0055041 | 0.0055041 |  | 63.11%
Rhode Island State Energy Center | Rhode Island |  |  |  | 55107 | RISEP2 | 3904 | Combined Cycle |  |  |  | Combined cycle | Y |  |  |  | 15.43 | 5549050.18 | 808876.86 | 16.302 | 15.43 |  | 5549050.18 | 808876.86 | 15.43 |  | 15.43 |  | 15.43 |  | 15.43 |  | 15.43 |  | 15.43 |  | 15.43 |  | 15.43 | 15.43 | Not Coal Steam or O/G Steam | 0.0055613 | 0.0055613 |  | 62.78%
Tiverton Power, LLC | Rhode Island |  |  |  | 55048 | 1 | 3836 | Combined Cycle |  |  |  | Combined cycle | Y |  |  |  | 26.393 | 5525224.038 | 793777.21 | 25.002 | 26.393 |  | 5525224.038 | 793777.21 | 26.393 |  | 26.393 |  | 26.393 |  | 26.393 |  | 26.393 |  | 26.393 |  | 26.393 |  | 26.393 | 26.393 | Not Coal Steam or O/G Steam | 0.0095536 | 0.0095536 |  | 66.65%
Broad River Energy Center | South Carolina |  |  |  | 55166 | CT-1 | 4041 | Combustion Turbine |  |  |  | Combustion turbine |  |  |  |  | 9.658 | 537309.004 | 50417.2 | 7.157 | 9.658 |  | 537309.004 | 50417.2 | 9.658 |  | 9.658 |  | 9.658 |  | 9.658 |  | 9.658 |  | 9.658 |  | 9.658 |  | 9.658 | 9.658 | Not Coal Steam or O/G Steam | 0.03595 | 0.03595 |  | 4.47%
Broad River Energy Center | South Carolina |  |  |  | 55166 | CT-2 | 4042 | Combustion Turbine |  |  |  | Combustion turbine |  |  |  |  | 9.26 | 527848.551 | 49136.45 | 7.8003 | 9.26 |  | 527848.551 | 49136.45 | 9.26 |  | 9.26 |  | 9.26 |  | 9.26 |  | 9.26 |  | 9.26 |  | 9.26 |  | 9.26 | 9.26 | Not Coal Steam or O/G Steam | 0.035086 | 0.035086 |  | 5.514%
Broad River Energy Center | South Carolina |  |  |  | 55166 | CT-3 | 4043 | Combustion Turbine |  |  |  | Combustion turbine |  |  |  |  | 6.142 | 333888.039 | 30790.81 | 7.0293 | 6.142 |  | 333888.039 | 30790.81 | 6.142 |  | 6.142 |  | 6.142 |  | 6.142 |  | 6.142 |  | 6.142 |  | 6.142 |  | 6.142 | 6.142 | Not Coal Steam or O/G Steam | 0.036791 | 0.036791 |  | 4.686%
Broad River Energy Center | South Carolina |  |  |  | 55166 | CT-4 | 8448 | Combustion Turbine |  |  |  | Combustion turbine |  |  |  |  | 9.643 | 557081.975 | 52496.65 | 8.3743 | 9.643 |  | 557081.975 | 52496.65 | 9.643 |  | 9.643 |  | 9.643 |  | 9.643 |  | 9.643 |  | 9.643 |  | 9.643 |  | 9.643 | 9.643 | Not Coal Steam or O/G Steam | 0.03462 | 0.03462 |  | 6.032%
Broad River Energy Center | South Carolina |  |  |  | 55166 | CT-5 | 8450 | Combustion Turbine |  |  |  | Combustion turbine |  |  |  |  | 10.542 | 578887.969 | 53531.63 | 8.4323 | 10.542 |  | 578887.969 | 53531.63 | 10.542 |  | 10.542 |  | 10.542 |  | 10.542 |  | 10.542 |  | 10.542 |  | 10.542 |  | 10.542 | 10.542 | Not Coal Steam or O/G Steam | 0.036422 | 0.036422 |  | 5.846%
Cherokee County Cogen | South Carolina |  |  |  | 55043 | CCCP1 | 3830 | Combined Cycle |  |  |  | Combined cycle | Y |  |  |  | 21.759 | 1442381.985 | 120026.85 | 23.8597 | 21.759 |  | 1442381.985 | 120026.85 | 21.759 |  | 21.759 |  | 21.759 |  | 8.6543 | Optimize SCR | 8.6543 |  | 8.6543 |  | 8.6543 |  | 8.6543 | 8.6543 | Not Coal Steam or O/G Steam | 0.012 | 0.012 |  | 48.15%
Columbia Energy Center (SC) | South Carolina |  |  |  | 55386 | CT-1 | 4636 | Combined Cycle |  |  |  | Combined cycle | Y |  |  |  | 31.904 | 5745302.637 | 750862.3 | 34.1777 | 31.904 |  | 5745302.637 | 750862.3 | 31.904 |  | 31.904 |  | 31.904 |  | 31.904 |  | 31.904 |  | 31.904 |  | 31.904 |  | 31.904 | 31.904 | Not Coal Steam or O/G Steam | 0.011106 | 0.011106 |  | 63.3%
Columbia Energy Center (SC) | South Carolina |  |  |  | 55386 | CT-2 | 4637 | Combined Cycle |  |  |  | Combined cycle | Y |  |  |  | 22.448 | 3931263.951 | 508728.46 | 32.388 | 22.448 |  | 3931263.951 | 508728.46 | 22.448 |  | 22.448 |  | 22.448 |  | 22.448 |  | 22.448 |  | 22.448 |  | 22.448 |  | 22.448 | 22.448 | Not Coal Steam or O/G Steam | 0.01142 | 0.01142 |  | 56.34%
Cope Station | South Carolina |  |  |  | 7210 | COP1 | 3006 | O/G Steam |  |  |  | Tangentially-fired | Y |  |  | 415 | 304.734 | 6098023.489 | 565089.5 | 238.0463 | 304.734 |  | 6098023.489 | 565089.5 | 304.734 |  | 304.734 |  | 304.734 |  | 91.4704 | Optimize SCR | 91.4704 |  | 91.4704 |  | 91.4704 |  | 91.4704 | 91.4704 | Existing SCR | 0.03 | 0.03 |  | 31.53%
Cross | South Carolina |  |  |  | 130 | 1 | 82 | Coal Steam |  |  |  | Dry bottom wall-fired boiler | Y |  |  | 580 | 475.365 | 12209853.587 | 1165606.66 | 468.7207 | 475.365 |  | 12209853.587 | 1165606.66 | 475.365 |  | 475.365 |  | 475.365 |  | 475.365 |  | 475.365 |  | 475.365 |  | 475.365 |  | 475.365 | 475.365 | Existing SCR | 0.077866 | 0.077866 |  | 47.64%
Cross | South Carolina |  |  |  | 130 | 2 | 83 | Coal Steam |  |  |  | Tangentially-fired | Y |  |  | 570 | 178.46 | 4649117.146 | 432130.14 | 60.595 | 178.46 |  | 4649117.146 | 432130.14 | 178.46 |  | 178.46 |  | 178.46 |  | 178.46 |  | 178.46 |  | 178.46 |  | 178.46 |  | 178.46 | 178.46 | Existing SCR | 0.076772 | 0.076772 |  | 6.432%
Cross | South Carolina |  |  |  | 130 | 3 | 89490 | Coal Steam |  |  |  | Tangentially-fired | Y |  |  | 600 | 299.469 | 9562489.774 | 958151.66 | 422.2733 | 299.469 |  | 9562489.774 | 958151.66 | 299.469 |  | 299.469 |  | 299.469 |  | 299.469 |  | 299.469 |  | 299.469 |  | 299.469 |  | 299.469 | 299.469 | Existing SCR | 0.062634 | 0.062634 |  | 52.88%
Cross | South Carolina |  |  |  | 130 | 4 | 89491 | Coal Steam |  |  |  | Tangentially-fired | Y |  |  | 600 | 526.05 | 16585454.059 | 1582789.52 | 471.174 | 526.05 |  | 16585454.059 | 1582789.52 | 526.05 |  | 526.05 |  | 526.05 |  | 526.05 |  | 526.05 |  | 526.05 |  | 526.05 |  | 526.05 | 526.05 | Existing SCR | 0.063435 | 0.063435 |  | 56.76%
Darlington County | South Carolina |  |  |  | 3250 | 12 | 2199 | Combustion Turbine |  |  |  | Combustion turbine |  |  |  |  | 1.588 | 30215.706 | 2465.2 | 2.1097 | 1.588 |  | 30215.706 | 2465.2 | 1.588 |  | 1.588 |  | 1.588 |  | 1.588 |  | 1.588 |  | 1.588 |  | 1.588 |  | 1.588 | 1.588 | Not Coal Steam or O/G Steam | 0.10511 | 0.10511 |  | 0.6472%
Darlington County | South Carolina |  |  |  | 3250 | 13 | 2200 | Combustion Turbine |  |  |  | Combustion turbine |  |  |  |  | 1.315 | 23379.607 | 1798.99 | 0.998 | 1.315 |  | 23379.607 | 1798.99 | 1.315 |  | 1.315 |  | 1.315 |  | 1.315 |  | 1.315 |  | 1.315 |  | 1.315 |  | 1.315 | 1.315 | Not Coal Steam or O/G Steam | 0.11249 | 0.11249 |  | 0.2821%
Hagood | South Carolina |  |  |  | 3285 | HAG4 | 2225 | Combustion Turbine |  |  |  | Combustion turbine |  |  |  |  | 5.04 | 66577.742 | 5010.76 | 6.8533 | 5.04 |  | 66577.742 | 5010.76 | 5.04 |  | 5.04 |  | 5.04 |  | 5.04 |  | 5.04 |  | 5.04 |  | 5.04 |  | 5.04 | 5.04 | Not Coal Steam or O/G Steam | 0.1514 | 0.1514 |  | 1.705%
Hilton Head Gas Turbine Site | South Carolina |  |  |  | 3318 | CT1 | 88281 | Combustion Turbine |  |  |  | Combustion turbine | [7 empty] | 0.069 | [20 empty] | Not Coal Steam or O/G Steam | 0 | 0 |  | 0.005266%
Hilton Head Gas Turbine Site | South Carolina |  |  |  | 3318 | CT2 | 88282 | Combustion Turbine |  |  |  | Combustion turbine |  |  |  |  | 0.492 | 820.5 | 25.75 | 0.164 | 0.492 |  | 820.5 | 25.75 | 0.492 |  | 0.492 |  | 0.492 |  | 0.492 |  | 0.492 |  | 0.492 |  | 0.492 |  | 0.492 | 0.492 | Not Coal Steam or O/G Steam | 1.1993 | 1.1993 |  | 0.01254%
Hilton Head Gas Turbine Site | South Carolina |  |  |  | 3318 | CT3 | 88283 | Combustion Turbine |  |  |  | Combustion turbine |  |  |  |  | 0.634 | 1057.4 | 35.97 | 2.0483 | 0.634 |  | 1057.4 | 35.97 | 0.634 |  | 0.634 |  | 0.634 |  | 0.634 |  | 0.634 |  | 0.634 |  | 0.634 |  | 0.634 | 0.634 | Not Coal Steam or O/G Steam | 1.1992 | 1.1992 |  | 0.1328%
Jasper County Generating Facility | South Carolina |  |  |  | 55927 | CT01 | 10211 | Combined Cycle |  |  |  | Combined cycle | Y |  |  |  | 26.31 | 5810805.931 | 830468.34 | 24.5017 | 26.31 |  | 5810805.931 | 830468.34 | 26.31 |  | 26.31 |  | 26.31 |  | 26.31 |  | 26.31 |  | 26.31 |  | 26.31 |  | 26.31 | 26.31 | Not Coal Steam or O/G Steam | 0.0090555 | 0.0090555 |  | 64.5%
Jasper County Generating Facility | South Carolina |  |  |  | 55927 | CT02 | 10212 | Combined Cycle |  |  |  | Combined cycle | Y |  |  |  | 23.962 | 5903467.731 | 842103.8 | 23.8737 | 23.962 |  | 5903467.731 | 842103.8 | 23.962 |  | 23.962 |  | 23.962 |  | 23.962 |  | 23.962 |  | 23.962 |  | 23.962 |  | 23.962 | 23.962 | Not Coal Steam or O/G Steam | 0.0081179 | 0.0081179 |  | 65.53%
Jasper County Generating Facility | South Carolina |  |  |  | 55927 | CT03 | 10213 | Combined Cycle |  |  |  | Combined cycle | Y |  |  |  | 24.665 | 6062775.145 | 857936.52 | 23.907 | 24.665 |  | 6062775.145 | 857936.52 | 24.665 |  | 24.665 |  | 24.665 |  | 24.665 |  | 24.665 |  | 24.665 |  | 24.665 |  | 24.665 | 24.665 | Not Coal Steam or O/G Steam | 0.0081365 | 0.0081365 |  | 65.4%
John S. Rainey Generating Station | South Carolina |  |  |  | 7834 | CT1A | 3260 | Combined Cycle |  |  |  | Combined cycle | Y |  |  |  | 19.976 | 5795346.794 | 535100.81 | 20.8563 | 19.976 |  | 5795346.794 | 535100.81 | 19.976 |  | 19.976 |  | 19.976 |  | 19.976 |  | 19.976 |  | 19.976 |  | 19.976 |  | 19.976 | 19.976 | Not Coal Steam or O/G Steam | 0.0068938 | 0.0068938 |  | 79.93%
John S. Rainey Generating Station | South Carolina |  |  |  | 7834 | CT1B | 3261 | Combined Cycle |  |  |  | Combined cycle | Y |  |  |  | 19.076 | 5690658.957 | 529849.12 | 16.5823 | 19.076 |  | 5690658.957 | 529849.12 | 19.076 |  | 19.076 |  | 19.076 |  | 19.076 |  | 19.076 |  | 19.076 |  | 19.076 |  | 19.076 | 19.076 | Not Coal Steam or O/G Steam | 0.0067043 | 0.0067043 |  | 77.08%
John S. Rainey Generating Station | South Carolina |  |  |  | 7834 | CT2A | 3262 | Combustion Turbine |  |  |  | Combustion turbine |  |  |  |  | 31.572 | 2067714.406 | 185836.24 | 58.182 | 31.572 |  | 2067714.406 | 185836.24 | 31.572 |  | 31.572 |  | 31.572 |  | 31.572 |  | 31.572 |  | 31.572 |  | 31.572 |  | 31.572 | 31.572 | Not Coal Steam or O/G Steam | 0.030538 | 0.030538 |  | 54.17%
John S. Rainey Generating Station | South Carolina |  |  |  | 7834 | CT2B | 3263 | Combustion Turbine |  |  |  | Combustion turbine |  |  |  |  | 33.789 | 2286682.016 | 206387.61 | 47.6883 | 33.789 |  | 2286682.016 | 206387.61 | 33.789 |  | 33.789 |  | 33.789 |  | 33.789 |  | 33.789 |  | 33.789 |  | 33.789 |  | 33.789 | 33.789 | Not Coal Steam or O/G Steam | 0.029553 | 0.029553 |  | 45.53%
John S. Rainey Generating Station | South Carolina |  |  |  | 7834 | CT3 | 88287 | Combustion Turbine |  |  |  | Combustion turbine |  |  |  |  | 5.395 | 385269.2 | 29625.16 | 5.101 | 5.395 |  | 385269.2 | 29625.16 | 5.395 |  | 5.395 |  | 5.395 |  | 5.395 |  | 5.395 |  | 5.395 |  | 5.395 |  | 5.395 | 5.395 | Not Coal Steam or O/G Steam | 0.028006 | 0.028006 |  | 11.34%
John S. Rainey Generating Station | South Carolina |  |  |  | 7834 | CT4 | 88288 | Combustion Turbine |  |  |  | Combustion turbine |  |  |  |  | 5.177 | 369759 | 28311.15 | 5.502 | 5.177 |  | 369759 | 28311.15 | 5.177 |  | 5.177 |  | 5.177 |  | 5.177 |  | 5.177 |  | 5.177 |  | 5.177 |  | 5.177 | 5.177 | Not Coal Steam or O/G Steam | 0.028002 | 0.028002 |  | 12.22%
John S. Rainey Generating Station | South Carolina |  |  |  | 7834 | CT5 | 88289 | Combustion Turbine |  |  |  | Combustion turbine |  |  |  |  | 4.721 | 337253 | 25505.32 | 4.9583 | 4.721 |  | 337253 | 25505.32 | 4.721 |  | 4.721 |  | 4.721 |  | 4.721 |  | 4.721 |  | 4.721 |  | 4.721 |  | 4.721 | 4.721 | Not Coal Steam or O/G Steam | 0.027997 | 0.027997 |  | 11.03%
McMeekin | South Carolina |  |  |  | 3287 | MCM1 | 2226 | O/G Steam |  |  |  | Tangentially-fired |  |  |  | 125 | 60.993 | 1539538.72 | 178176.08 | 79.1273 | 60.993 |  | 1539538.72 | 178176.08 | 60.993 |  | 60.993 |  | 60.993 |  | 60.993 |  | 60.993 |  | 60.993 |  | 60.993 |  | 60.993 | 60.993 | Oil/Gas Steam Under 150 Tons (2019-2021 Average) | 0.079235 | 0.079235 |  | 43.95%
McMeekin | South Carolina |  |  |  | 3287 | MCM2 | 2227 | O/G Steam |  |  |  | Tangentially-fired |  |  |  | 125 | 77.882 | 1890027.483 | 228478.84 | 80.3697 | 77.882 |  | 1890027.483 | 228478.84 | 77.882 |  | 77.882 |  | 77.882 |  | 77.882 |  | 77.882 |  | 77.882 |  | 77.882 |  | 77.882 | 77.882 | Oil/Gas Steam Under 150 Tons (2019-2021 Average) | 0.082414 | 0.082414 |  | 41.87%
Mill Creek Combustion Turbine Station | South Carolina |  |  |  | 7981 | 1 | 9192 | Combustion Turbine |  |  |  | Combustion turbine |  |  |  |  | 0.458 | 27757.939 | 2190.93 | 0.93533 | 0.458 |  | 27757.939 | 2190.93 | 0.458 |  | 0.458 |  | 0.458 |  | 0.458 |  | 0.458 |  | 0.458 |  | 0.458 |  | 0.458 | 0.458 | Not Coal Steam or O/G Steam | 0.033 | 0.033 |  | 1.23%
Mill Creek Combustion Turbine Station | South Carolina |  |  |  | 7981 | 2 | 9193 | Combustion Turbine |  |  |  | Combustion turbine |  |  |  |  | 0.895 | 58114.684 | 4665.81 | 0.973 | 0.895 |  | 58114.684 | 4665.81 | 0.895 |  | 0.895 |  | 0.895 |  | 0.895 |  | 0.895 |  | 0.895 |  | 0.895 |  | 0.895 | 0.895 | Not Coal Steam or O/G Steam | 0.030801 | 0.030801 |  | 1.383%
Mill Creek Combustion Turbine Station | South Carolina |  |  |  | 7981 | 3 | 9194 | Combustion Turbine |  |  |  | Combustion turbine |  |  |  |  | 0.831 | 45823.011 | 3659.74 | 1.066 | 0.831 |  | 45823.011 | 3659.74 | 0.831 |  | 0.831 |  | 0.831 |  | 0.831 |  | 0.831 |  | 0.831 |  | 0.831 |  | 0.831 | 0.831 | Not Coal Steam or O/G Steam | 0.03627 | 0.03627 |  | 1.287%
Mill Creek Combustion Turbine Station | South Carolina |  |  |  | 7981 | 4 | 9195 | Combustion Turbine |  |  |  | Combustion turbine |  |  |  |  | 1.249 | 77355.656 | 6186.32 | 1.0873 | 1.249 |  | 77355.656 | 6186.32 | 1.249 |  | 1.249 |  | 1.249 |  | 1.249 |  | 1.249 |  | 1.249 |  | 1.249 |  | 1.249 | 1.249 | Not Coal Steam or O/G Steam | 0.032292 | 0.032292 |  | 1.474%
Mill Creek Combustion Turbine Station | South Carolina |  |  |  | 7981 | 5 | 9196 | Combustion Turbine |  |  |  | Combustion turbine |  |  |  |  | 0.513 | 33777.332 | 2674.52 | 0.75467 | 0.513 |  | 33777.332 | 2674.52 | 0.513 |  | 0.513 |  | 0.513 |  | 0.513 |  | 0.513 |  | 0.513 |  | 0.513 |  | 0.513 | 0.513 | Not Coal Steam or O/G Steam | 0.030375 | 0.030375 |  | 1.094%
Mill Creek Combustion Turbine Station | South Carolina |  |  |  | 7981 | 6 | 9197 | Combustion Turbine |  |  |  | Combustion turbine |  |  |  |  | 1.342 | 79931.658 | 6316.83 | 1.1203 | 1.342 |  | 79931.658 | 6316.83 | 1.342 |  | 1.342 |  | 1.342 |  | 1.342 |  | 1.342 |  | 1.342 |  | 1.342 |  | 1.342 | 1.342 | Not Coal Steam or O/G Steam | 0.033579 | 0.033579 |  | 1.459%
Mill Creek Combustion Turbine Station | South Carolina |  |  |  | 7981 | 7 | 9198 | Combustion Turbine |  |  |  | Combustion turbine |  |  |  |  | 0.681 | 47958.212 | 3830.14 | 0.763 | 0.681 |  | 47958.212 | 3830.14 | 0.681 |  | 0.681 |  | 0.681 |  | 0.681 |  | 0.681 |  | 0.681 |  | 0.681 |  | 0.681 | 0.681 | Not Coal Steam or O/G Steam | 0.0284 | 0.0284 |  | 1.174%
Mill Creek Combustion Turbine Station | South Carolina |  |  |  | 7981 | 8 | 9199 | Combustion Turbine |  |  |  | Combustion turbine |  |  |  |  | 0.789 | 59149.79 | 4729.4 | 0.76267 | 0.789 |  | 59149.79 | 4729.4 | 0.789 |  | 0.789 |  | 0.789 |  | 0.789 |  | 0.789 |  | 0.789 |  | 0.789 |  | 0.789 | 0.789 | Not Coal Steam or O/G Steam | 0.026678 | 0.026678 |  | 0.012484
Myrtle Beach Gas Turbine Site | South Carolina |  |  |  | 3320 | CT3 | 88284 | Combustion Turbine |  |  |  | Combustion turbine |  |  |  |  | 3.347 | 5577.9 | 228.45 | 1.526 | 3.347 |  | 5577.9 | 228.45 | 3.347 |  | 3.347 |  | 3.347 |  | 3.347 |  | 3.347 |  | 3.347 |  | 3.347 |  | 3.347 | 3.347 | Not Coal Steam or O/G Steam | 1.2001 | 1.2001 |  | 0.2563%
Myrtle Beach Gas Turbine Site | South Carolina |  |  |  | 3320 | CT4 | 88285 | Combustion Turbine |  |  |  | Combustion turbine | [28 empty] | Not Coal Steam or O/G Steam | 0 | 0
Myrtle Beach Gas Turbine Site | South Carolina |  |  |  | 3320 | CT5 | 88286 | Combustion Turbine |  |  |  | Combustion turbine |  |  |  |  | 0.845 | 1408.1 | 54.86 | 0.422 | 0.845 |  | 1408.1 | 54.86 | 0.845 |  | 0.845 |  | 0.845 |  | 0.845 |  | 0.845 |  | 0.845 |  | 0.845 |  | 0.845 | 0.845 | Not Coal Steam or O/G Steam | 1.2002 | 1.2002 |  | 0.00054407
Urquhart | South Carolina |  |  |  | 3295 | URQ3 | 2230 | O/G Steam |  |  |  | Tangentially-fired |  |  |  | 95 | 8.435 | 209883.276 | 19216.9 | 11.3667 | 8.435 |  | 209883.276 | 19216.9 | 8.435 |  | 8.435 |  | 8.435 |  | 8.435 |  | 8.435 |  | 8.435 |  | 8.435 |  | 8.435 | 8.435 | O/G Steam Under 100 MW | 0.080378 | 0.080378 |  | 0.066267
Urquhart | South Carolina |  |  |  | 3295 | URQ4 | 2231 | Combustion Turbine |  |  |  | Combustion turbine |  |  |  |  | 4.648 | 96261.595 | 8536.26 | 5.0247 | 4.648 |  | 96261.595 | 8536.26 | 4.648 |  | 4.648 |  | 4.648 |  | 4.648 |  | 4.648 |  | 4.648 |  | 4.648 |  | 4.648 | 4.648 | Not Coal Steam or O/G Steam | 0.09657 | 0.09657 |  | 4.605%
Urquhart | South Carolina |  |  |  | 3295 | URQ5 | 8330 | Combined Cycle |  |  |  | Combined cycle |  |  |  |  | 52.864 | 4368015.416 | 396969.29 | 40.0963 | 52.864 |  | 4368015.416 | 396969.29 | 52.864 |  | 52.864 |  | 52.864 |  | 52.864 |  | 52.864 |  | 52.864 |  | 52.864 |  | 52.864 | 52.864 | Not Coal Steam or O/G Steam | 0.024205 | 0.024205 |  | 52.6%
Urquhart | South Carolina |  |  |  | 3295 | URQ6 | 8332 | Combined Cycle |  |  |  | Combined cycle |  |  |  |  | 51.371 | 3552346.008 | 323113.32 | 47.6127 | 51.371 |  | 3552346.008 | 323113.32 | 51.371 |  | 51.371 |  | 51.371 |  | 51.371 |  | 51.371 |  | 51.371 |  | 51.371 |  | 51.371 | 51.371 | Not Coal Steam or O/G Steam | 0.028922 | 0.028922 |  | 52.25%
W S Lee | South Carolina |  |  |  | 3264 | 11 | 91015 | Combined Cycle |  |  |  | Combined cycle | Y |  |  |  | 42.977 | 9416268.89 | 1352256.63 | 42.7227 | 42.977 |  | 9416268.89 | 1352256.63 | 42.977 |  | 42.977 |  | 42.977 |  | 42.977 |  | 42.977 |  | 42.977 |  | 42.977 |  | 42.977 | 42.977 | Not Coal Steam or O/G Steam | 0.0091282 | 0.0091282 |  | 84.61%
W S Lee | South Carolina |  |  |  | 3264 | 12 | 91016 | Combined Cycle |  |  |  | Combined cycle | Y |  |  |  | 41.69 | 9058119.586 | 1298551.74 | 42.0847 | 41.69 |  | 9058119.586 | 1298551.74 | 41.69 |  | 41.69 |  | 41.69 |  | 41.69 |  | 41.69 |  | 41.69 |  | 41.69 |  | 41.69 | 41.69 | Not Coal Steam or O/G Steam | 0.009205 | 0.009205 |  | 83.57%
W S Lee | South Carolina |  |  |  | 3264 | 3 | 2218 | O/G Steam |  |  |  | Tangentially-fired |  |  |  | 170 | [24 empty] | Oil/Gas Steam Under 0.03 lb/mmBtu | 0 | 0
W S Lee | South Carolina |  |  |  | 3264 | 7C | 89636 | Combustion Turbine |  |  |  | Combustion turbine |  |  |  |  | 1.37 | 30979.15 | 3250.14 | 1.1887 | 1.37 |  | 30979.15 | 3250.14 | 1.37 |  | 1.37 |  | 1.37 |  | 1.37 |  | 1.37 |  | 1.37 |  | 1.37 |  | 1.37 | 1.37 | Not Coal Steam or O/G Steam | 0.088447 | 0.088447 |  | 1.196%
W S Lee | South Carolina |  |  |  | 3264 | 8C | 89637 | Combustion Turbine |  |  |  | Combustion turbine |  |  |  |  | 1.796 | 37098.859 | 3258.34 | 0.84167 | 1.796 |  | 37098.859 | 3258.34 | 1.796 |  | 1.796 |  | 1.796 |  | 1.796 |  | 1.796 |  | 1.796 |  | 1.796 |  | 1.796 | 1.796 | Not Coal Steam or O/G Steam | 0.096822 | 0.096822 |  | 0.9428%
Wateree | South Carolina |  |  |  | 3297 | WAT1 | 2232 | Coal Steam |  |  | 2029 | Dry bottom wall-fired boiler | Y |  | Y | 342 | 306.606 | 6292404.238 | 660027.77 | 353.9387 | 306.606 |  | 6292404.238 | 660027.77 | 306.606 |  | 306.606 |  | 306.606 |  | 251.6962 | Optimize SCR | 251.6962 |  | 251.6962 |  | 251.6962 |  | 251.6962 | 251.6962 | Existing SCR | 0.08 | 0.08 |  | 39.75%
Wateree | South Carolina |  |  |  | 3297 | WAT2 | 2233 | Coal Steam |  |  | 2029 | Dry bottom wall-fired boiler | Y |  | Y | 342 |  |  |  | 150.7827 | [20 empty] | Existing SCR | 0 | 0 |  | 11.1%
Williams | South Carolina |  |  |  | 3298 | WIL1 | 2234 | Coal Steam |  |  | 2029 | Tangentially-fired | Y |  |  | 605 | 936.368 | 11878121.562 | 1267961.28 | 1063.4713 | 936.368 |  | 11878121.562 | 1267961.28 | 936.368 |  | 936.368 |  | 936.368 |  | 475.1249 | Optimize SCR | 475.1249 |  | 475.1249 |  | 475.1249 |  | 475.1249 | 475.1249 | Existing SCR | 0.08 | 0.08 |  | 49.2%
Williams | South Carolina |  |  |  | 3298 | WIL4 | 88279 | Combustion Turbine |  |  |  | Combustion turbine | [7 empty] | 0.391 | [20 empty] | Not Coal Steam or O/G Steam | 0 | 0 |  | 0.06418%
Williams | South Carolina |  |  |  | 3298 | WIL5 | 88280 | Combustion Turbine |  |  |  | Combustion turbine |  |  |  |  | 0.479 | 1016.7 | 8.84 | 1.1123 | 0.479 |  | 1016.7 | 8.84 | 0.479 |  | 0.479 |  | 0.479 |  | 0.479 |  | 0.479 |  | 0.479 |  | 0.479 |  | 0.479 | 0.479 | Not Coal Steam or O/G Steam | 0.94226 | 0.94226 |  | 0.1855%
Winyah | South Carolina |  |  |  | 6249 | 1 | 2867 | Coal Steam |  |  | 2030 | Dry bottom wall-fired boiler | Y |  |  | 275 | 232.63 | 5889390.213 | 598190.35 | 157.094 | 232.63 |  | 5889390.213 | 598190.35 | 232.63 |  | 232.63 |  | 232.63 |  | 232.63 |  | 232.63 |  | 232.63 |  | 232.63 |  | 232.63 | 232.63 | Existing SCR | 0.079 | 0.079 |  | 0.35662
Winyah | South Carolina |  |  |  | 6249 | 2 | 2868 | Coal Steam |  |  | 2030 | Dry bottom turbo-fired boiler | Y |  |  | 285 | 125.717 | 3564390.297 | 364763.37 | 139.5143 | 125.717 |  | 3564390.297 | 364763.37 | 125.717 |  | 125.717 |  | 125.717 |  | 125.717 |  | 125.717 |  | 125.717 |  | 125.717 |  | 125.717 | 125.717 | Existing SCR | 0.070541 | 0.070541 |  | 25.45%
Winyah | South Carolina |  |  |  | 6249 | 3 | 2869 | Coal Steam |  |  | 2030 | Dry bottom turbo-fired boiler | Y |  |  | 285 | 207.555 | 5494484.202 | 489514.34 | 110.506 | 207.555 |  | 5494484.202 | 489514.34 | 207.555 |  | 207.555 |  | 207.555 |  | 207.555 |  | 207.555 |  | 207.555 |  | 207.555 |  | 207.555 | 207.555 | Existing SCR | 0.07555 | 0.07555 |  | 20.37%
Winyah | South Carolina |  |  |  | 6249 | 4 | 2870 | Coal Steam |  |  | 2024 | Dry bottom turbo-fired boiler | Y |  |  | 285 |  |  |  | 13.379 | [20 empty] | Existing SCR | 0 | 0 |  | 2.33%
Aberdeen Generating Station | South Dakota |  |  |  | 3338 | 2A | 90796 | Combustion Turbine |  |  |  | Combustion turbine |  |  |  |  | 15.482 | 146228.9 | 12387.14 | 11.3137 | 15.482 |  | 146228.9 | 12387.14 | 15.482 |  | 15.482 |  | 15.482 |  | 15.482 |  | 15.482 |  | 15.482 |  | 15.482 |  | 15.482 | 15.482 | Not Coal Steam or O/G Steam | 0.21175 | 0.21175 |  | 12.35%
Aberdeen Generating Station | South Dakota |  |  |  | 3338 | 2B | 90797 | Combustion Turbine |  |  |  | Combustion turbine |  |  |  |  | 16.639 | 143767.9 | 12096.2 | 37.238 | 16.639 |  | 143767.9 | 12096.2 | 16.639 |  | 16.639 |  | 16.639 |  | 16.639 |  | 16.639 |  | 16.639 |  | 16.639 |  | 16.639 | 16.639 | Not Coal Steam or O/G Steam | 0.23147 | 0.23147 |  | 12.4%
Angus Anson | South Dakota |  |  |  | 7237 | 2 | 3041 | Combustion Turbine |  |  | 2026 | Combustion turbine |  |  |  |  | 5.167 | 145086.656 | 10147.51 | 3.6563 | 5.167 |  | 145086.656 | 10147.51 | 5.167 |  | 5.167 |  | 5.167 |  | 5.167 |  | 5.167 |  | 5.167 |  | 5.167 |  | 5.167 | 5.167 | Not Coal Steam or O/G Steam | 0.071226 | 0.071226 |  | 1.692%
Angus Anson | South Dakota |  |  |  | 7237 | 3 | 3042 | Combustion Turbine |  |  | 2026 | Combustion turbine |  |  |  |  | 6.62 | 173922.339 | 12221.68 | 5.2867 | 6.62 |  | 173922.339 | 12221.68 | 6.62 |  | 6.62 |  | 6.62 |  | 6.62 |  | 6.62 |  | 6.62 |  | 6.62 |  | 6.62 | 6.62 | Not Coal Steam or O/G Steam | 0.076126 | 0.076126 |  | 2.3%
Angus Anson | South Dakota |  |  |  | 7237 | 4 | 89387 | Combustion Turbine |  |  |  | Combustion turbine |  |  |  |  | 18.348 | 1116455.175 | 94922.7 | 16.4097 | 18.348 |  | 1116455.175 | 94922.7 | 18.348 |  | 18.348 |  | 18.348 |  | 18.348 |  | 18.348 |  | 18.348 |  | 18.348 |  | 18.348 | 18.348 | Not Coal Steam or O/G Steam | 0.032868 | 0.032868 |  | 14.23%
Big Stone | South Dakota |  |  |  | 6098 | 1 | 2776 | Coal Steam |  |  |  | Cyclone boiler | Y |  |  | 474 | 390.953 | 10510095.512 | 935846.14 | 370.722 | 390.953 |  | 10510095.512 | 935846.14 | 390.953 |  | 390.953 |  | 390.953 |  | 390.953 |  | 390.953 |  | 390.953 |  | 390.953 |  | 390.953 | 390.953 | Existing SCR | 0.074396 | 0.074396 |  | 46.02%
Deer Creek Station | South Dakota |  |  |  | 56610 | 01 | 90691 | Combined Cycle |  |  |  | Combined cycle | Y |  |  |  | 12.797 | 2210850.158 | 275653.38 | 16.1593 | 12.797 |  | 2210850.158 | 275653.38 | 12.797 |  | 12.797 |  | 12.797 |  | 12.797 |  | 12.797 |  | 12.797 |  | 12.797 |  | 12.797 | 12.797 | Not Coal Steam or O/G Steam | 0.011577 | 0.011577 |  | 32.83%
Groton Generating Station | South Dakota |  |  |  | 56238 | CT001 | 89548 | Combustion Turbine |  |  |  | Combustion turbine |  |  |  |  | 25.939 | 511452.149 | 50116.04 | 15.0957 | 25.939 |  | 511452.149 | 50116.04 | 25.939 |  | 25.939 |  | 25.939 |  | 25.939 |  | 25.939 |  | 25.939 |  | 25.939 |  | 25.939 | 25.939 | Not Coal Steam or O/G Steam | 0.10143 | 0.10143 |  | 10.36%
Groton Generating Station | South Dakota |  |  |  | 56238 | CT002 | 89754 | Combustion Turbine |  |  |  | Combustion turbine |  |  |  |  | 13.661 | 331096.29 | 37732.43 | 11.771 | 13.661 |  | 331096.29 | 37732.43 | 13.661 |  | 13.661 |  | 13.661 |  | 13.661 |  | 13.661 |  | 13.661 |  | 13.661 |  | 13.661 | 13.661 | Not Coal Steam or O/G Steam | 0.08252 | 0.08252 |  | 9.78%
Huron | South Dakota |  |  |  | 3344 | **2A | 2244 | Combustion Turbine |  |  | 2023 | Combustion turbine | [8 empty] | 0 | Y | 0 | 0 | 0 |  | 0 |  | 0 |  | 0 |  | 0 |  | 0 |  | 0 |  | 0 | 0 | Not Coal Steam or O/G Steam | 0 | 0
Huron | South Dakota |  |  |  | 3344 | **2B | 2245 | Combustion Turbine |  |  |  | Combustion turbine | [28 empty] | Not Coal Steam or O/G Steam | 0 | 0
Lange | South Dakota |  |  |  | 55478 | CT1 | 4850 | Combustion Turbine |  |  |  | Combustion turbine |  |  |  |  | 10.17 | 298303.012 | 30402.67 | 7.3863 | 10.17 |  | 298303.012 | 30402.67 | 10.17 |  | 10.17 |  | 10.17 |  | 10.17 |  | 10.17 |  | 10.17 |  | 10.17 |  | 10.17 | 10.17 | Not Coal Steam or O/G Steam | 0.068186 | 0.068186 |  | 14.66%
Allen | Tennessee |  |  |  | 3393 | ACC1 | 91027 | Combined Cycle |  |  |  | Combined cycle | Y |  |  |  | 27.412 | 5881840.179 | 934206.66 | 28.0073 | 27.412 |  | 5881840.179 | 934206.66 | 27.412 |  | 27.412 |  | 27.412 |  | 27.412 |  | 27.412 |  | 27.412 |  | 27.412 |  | 27.412 | 27.412 | Not Coal Steam or O/G Steam | 0.0093209 | 0.0093209 |  | 38.77%
Allen | Tennessee |  |  |  | 3393 | ACC2 | 91028 | Combined Cycle |  |  |  | Combined cycle | Y |  |  |  | 32.24 | 7163827.468 | 1140854.48 | 42.1227 | 32.24 |  | 7163827.468 | 1140854.48 | 32.24 |  | 32.24 |  | 32.24 |  | 32.24 |  | 32.24 |  | 32.24 |  | 32.24 |  | 32.24 | 32.24 | Not Coal Steam or O/G Steam | 0.0090008 | 0.0090008 |  | 61.04%
Allen | Tennessee |  |  |  | 3393 | ACT17 | 88158 | Combustion Turbine |  |  |  | Combustion turbine | [7 empty] | 0.046667 | [20 empty] | Not Coal Steam or O/G Steam | 0 | 0 |  | 0.00651%
Allen | Tennessee |  |  |  | 3393 | ACT18 | 88159 | Combustion Turbine |  |  |  | Combustion turbine | [7 empty] | 0.41233 | [20 empty] | Not Coal Steam or O/G Steam | 0 | 0 |  | 0.06708%
Allen | Tennessee |  |  |  | 3393 | ACT19 | 88160 | Combustion Turbine |  |  |  | Combustion turbine |  |  |  |  | 0.279 | 1084 | 63 | 0.16967 | 0.279 |  | 1084 | 63 | 0.279 |  | 0.279 |  | 0.279 |  | 0.279 |  | 0.279 |  | 0.279 |  | 0.279 |  | 0.279 | 0.279 | Not Coal Steam or O/G Steam | 0.51476 | 0.51476 |  | 0.0236%
Allen | Tennessee |  |  |  | 3393 | ACT20 | 88161 | Combustion Turbine |  |  |  | Combustion turbine |  |  |  |  | 0.125 | 486 | 55 | 0.064333 | 0.125 |  | 486 | 55 | 0.125 |  | 0.125 |  | 0.125 |  | 0.125 |  | 0.125 |  | 0.125 |  | 0.125 |  | 0.125 | 0.125 | Not Coal Steam or O/G Steam | 0.5144 | 0.5144 |  | 0.008946%
Brownsville Combustion Turbine Plant | Tennessee |  |  |  | 55081 | AA-001 | 1456 | Combustion Turbine |  |  |  | Combustion turbine |  |  |  |  | 16.717 | 671241.443 | 56246.25 | 19.6173 | 16.717 |  | 671241.443 | 56246.25 | 16.717 |  | 16.717 |  | 16.717 |  | 16.717 |  | 16.717 |  | 16.717 |  | 16.717 |  | 16.717 | 16.717 | Not Coal Steam or O/G Steam | 0.049809 | 0.049809 |  | 14.13%
Brownsville Combustion Turbine Plant | Tennessee |  |  |  | 55081 | AA-002 | 1457 | Combustion Turbine |  |  |  | Combustion turbine |  |  |  |  | 16.359 | 611933.965 | 55621.15 | 19.374 | 16.359 |  | 611933.965 | 55621.15 | 16.359 |  | 16.359 |  | 16.359 |  | 16.359 |  | 16.359 |  | 16.359 |  | 16.359 |  | 16.359 | 16.359 | Not Coal Steam or O/G Steam | 0.053467 | 0.053467 |  | 13.65%
Brownsville Combustion Turbine Plant | Tennessee |  |  |  | 55081 | AA-003 | 1458 | Combustion Turbine |  |  |  | Combustion turbine |  |  |  |  | 22.195 | 503033.88 | 40552.32 | 26.8373 | 22.195 |  | 503033.88 | 40552.32 | 22.195 |  | 22.195 |  | 22.195 |  | 22.195 |  | 22.195 |  | 22.195 |  | 22.195 |  | 22.195 | 22.195 | Not Coal Steam or O/G Steam | 0.088245 | 0.088245 |  | 9.79%
Brownsville Combustion Turbine Plant | Tennessee |  |  |  | 55081 | AA-004 | 1459 | Combustion Turbine |  |  |  | Combustion turbine |  |  |  |  | 21.159 | 482264.796 | 38183.16 | 28.0537 | 21.159 |  | 482264.796 | 38183.16 | 21.159 |  | 21.159 |  | 21.159 |  | 21.159 |  | 21.159 |  | 21.159 |  | 21.159 |  | 21.159 | 21.159 | Not Coal Steam or O/G Steam | 0.087748 | 0.087748 |  | 10.55%
Bull Run | Tennessee |  |  |  | 3396 | 1 | 2251 | Coal Steam | 12 | 2023 | 2024 | Tangentially-fired | Y |  |  | 870 | 254.566 | 5629927.507 | 555463.81 | 360.5397 | 254.566 |  | 5629927.507 | 555463.81 | 254.566 |  | 254.566 |  | 254.566 |  | 225.1971 | Optimize SCR | 225.1971 |  | 225.1971 |  | 225.1971 |  | 225.1971 | 225.1971 | Existing SCR | 0.08 | 0.08 |  | 15.67%
Cumberland | Tennessee |  |  |  | 3399 | 1 | 2252 | Coal Steam | 12 | 2028 | 2029 | Cell burner boiler | Y |  |  | 1239 | 1013.226 | 23303228.962 | 2213590.57 | 1067.5393 | 1013.226 |  | 23303228.962 | 2213590.57 | 1013.226 |  | 1013.226 |  | 1013.226 |  | 932.1292 | Optimize SCR | 932.1292 |  | 932.1292 |  | 932.1292 |  | 932.1292 | 932.1292 | Existing SCR | 0.08 | 0.08 |  | 46.78%
Cumberland | Tennessee |  |  |  | 3399 | 2 | 2253 | Coal Steam | 12 | 2026 | 2027 | Cell burner boiler | Y |  |  | 1231 | 1068.657 | 29734532.825 | 2878042.58 | 1147.5573 | 1068.657 |  | 29734532.825 | 2878042.58 | 1068.657 |  | 1068.657 |  | 1068.657 |  | 1068.657 |  | 1068.657 |  | 1068.657 |  | 1068.657 |  | 1068.657 | 1068.657 | Existing SCR | 0.07188 | 0.07188 |  | 50.43%
Gallatin | Tennessee |  |  |  | 3403 | 1 | 2254 | Coal Steam |  |  |  | Tangentially-fired | Y |  |  | 225 | 191.965 | 5609736.693 | 577811.89 | 162.401 | 191.965 |  | 5609736.693 | 577811.89 | 191.965 |  | 191.965 |  | 191.965 |  | 191.965 |  | 191.965 |  | 191.965 |  | 191.965 |  | 191.965 | 191.965 | Existing SCR | 0.06844 | 0.06844 |  | 30.84%
Gallatin | Tennessee |  |  |  | 3403 | 2 | 2255 | Coal Steam |  |  |  | Tangentially-fired | Y |  |  | 225 | 160.633 | 6322330.643 | 640380 | 149.639 | 160.633 |  | 6322330.643 | 640380 | 160.633 |  | 160.633 |  | 160.633 |  | 160.633 |  | 160.633 |  | 160.633 |  | 160.633 |  | 160.633 | 160.633 | Existing SCR | 0.050814 | 0.050814 |  | 37.04%
Gallatin | Tennessee |  |  |  | 3403 | 3 | 2256 | Coal Steam |  |  |  | Tangentially-fired | Y |  |  | 263 | 155.719 | 6842180.218 | 691897.22 | 154.6977 | 155.719 |  | 6842180.218 | 691897.22 | 155.719 |  | 155.719 |  | 155.719 |  | 155.719 |  | 155.719 |  | 155.719 |  | 155.719 |  | 155.719 | 155.719 | Existing SCR | 0.045517 | 0.045517 |  | 36.08%
Gallatin | Tennessee |  |  |  | 3403 | 4 | 2257 | Coal Steam |  |  |  | Tangentially-fired | Y |  |  | 263 | 150.691 | 6594085.276 | 669207.48 | 104.68 | 150.691 |  | 6594085.276 | 669207.48 | 150.691 |  | 150.691 |  | 150.691 |  | 150.691 |  | 150.691 |  | 150.691 |  | 150.691 |  | 150.691 | 150.691 | Existing SCR | 0.045705 | 0.045705 |  | 24.89%
Gallatin | Tennessee |  |  |  | 3403 | GCT1 | 88162 | Combustion Turbine |  |  |  | Combustion turbine |  |  |  |  | 0.114 | 587 | 32 | 0.038 | 0.114 |  | 587 | 32 | 0.114 |  | 0.114 |  | 0.114 |  | 0.114 |  | 0.114 |  | 0.114 |  | 0.114 |  | 0.114 | 0.114 | Not Coal Steam or O/G Steam | 0.38842 | 0.38842 |  | 0.004687%
Gallatin | Tennessee |  |  |  | 3403 | GCT2 | 88163 | Combustion Turbine |  |  |  | Combustion turbine | [7 empty] | 5.858 | [20 empty] | Not Coal Steam or O/G Steam | 0 | 0 |  | 0.7214%
Gallatin | Tennessee |  |  |  | 3403 | GCT3 | 88164 | Combustion Turbine |  |  |  | Combustion turbine |  |  |  |  | 7.228 | 27994.4 | 2641 | 7.8443 | 7.228 |  | 27994.4 | 2641 | 7.228 |  | 7.228 |  | 7.228 |  | 7.228 |  | 7.228 |  | 7.228 |  | 7.228 |  | 7.228 | 7.228 | Not Coal Steam or O/G Steam | 0.51639 | 0.51639 |  | 0.6545%
Gallatin | Tennessee |  |  |  | 3403 | GCT4 | 88165 | Combustion Turbine |  |  |  | Combustion turbine |  |  |  |  | 7.217 | 37103.8 | 2611 | 6.7693 | 7.217 |  | 37103.8 | 2611 | 7.217 |  | 7.217 |  | 7.217 |  | 7.217 |  | 7.217 |  | 7.217 |  | 7.217 |  | 7.217 | 7.217 | Not Coal Steam or O/G Steam | 0.38902 | 0.38902 |  | 0.8336%
Gallatin | Tennessee |  |  |  | 3403 | GCT5 | 2258 | Combustion Turbine |  |  |  | Combustion turbine |  |  |  |  | 1.383 | 94417.297 | 7637.76 | 2.5047 | 1.383 |  | 94417.297 | 7637.76 | 1.383 |  | 1.383 |  | 1.383 |  | 1.383 |  | 1.383 |  | 1.383 |  | 1.383 |  | 1.383 | 1.383 | Not Coal Steam or O/G Steam | 0.029295 | 0.029295 |  | 4.156%
Gallatin | Tennessee |  |  |  | 3403 | GCT6 | 2259 | Combustion Turbine |  |  |  | Combustion turbine |  |  |  |  | 1.646 | 80533.179 | 6300.02 | 2.8377 | 1.646 |  | 80533.179 | 6300.02 | 1.646 |  | 1.646 |  | 1.646 |  | 1.646 |  | 1.646 |  | 1.646 |  | 1.646 |  | 1.646 | 1.646 | Not Coal Steam or O/G Steam | 0.040878 | 0.040878 |  | 4.424%
Gallatin | Tennessee |  |  |  | 3403 | GCT7 | 2260 | Combustion Turbine |  |  |  | Combustion turbine |  |  |  |  | 1.165 | 86715.518 | 6996.03 | 2.8497 | 1.165 |  | 86715.518 | 6996.03 | 1.165 |  | 1.165 |  | 1.165 |  | 1.165 |  | 1.165 |  | 1.165 |  | 1.165 |  | 1.165 | 1.165 | Not Coal Steam or O/G Steam | 0.026869 | 0.026869 |  | 4.08%
Gallatin | Tennessee |  |  |  | 3403 | GCT8 | 2261 | Combustion Turbine |  |  |  | Combustion turbine |  |  |  |  | 1.509 | 87873.035 | 7081.11 | 2.5387 | 1.509 |  | 87873.035 | 7081.11 | 1.509 |  | 1.509 |  | 1.509 |  | 1.509 |  | 1.509 |  | 1.509 |  | 1.509 |  | 1.509 | 1.509 | Not Coal Steam or O/G Steam | 0.034345 | 0.034345 |  | 3.898%
Gleason Combustion Turbine Plant | Tennessee |  |  |  | 55251 | CTG-1 | 4335 | Combustion Turbine |  |  |  | Combustion turbine |  |  |  |  | 40.77 | 1266448.309 | 114597.26 | 44.1623 | 40.77 |  | 1266448.309 | 114597.26 | 40.77 |  | 40.77 |  | 40.77 |  | 40.77 |  | 40.77 |  | 40.77 |  | 40.77 |  | 40.77 | 40.77 | Not Coal Steam or O/G Steam | 0.064385 | 0.064385 |  | 0.16752
Gleason Combustion Turbine Plant | Tennessee |  |  |  | 55251 | CTG-2 | 4336 | Combustion Turbine |  |  |  | Combustion turbine |  |  |  |  | 42.069 | 1169823.658 | 107115.04 | 38.5953 | 42.069 |  | 1169823.658 | 107115.04 | 42.069 |  | 42.069 |  | 42.069 |  | 42.069 |  | 42.069 |  | 42.069 |  | 42.069 |  | 42.069 | 42.069 | Not Coal Steam or O/G Steam | 0.071924 | 0.071924 |  | 15.38%
Gleason Combustion Turbine Plant | Tennessee |  |  |  | 55251 | CTG-3 | 4337 | Combustion Turbine |  |  |  | Combustion turbine |  |  |  |  | 35.581 | 1100521.772 | 99079.47 | 31.675 | 35.581 |  | 1100521.772 | 99079.47 | 35.581 |  | 35.581 |  | 35.581 |  | 35.581 |  | 35.581 |  | 35.581 |  | 35.581 |  | 35.581 | 35.581 | Not Coal Steam or O/G Steam | 0.064662 | 0.064662 |  | 0.12625
John Sevier | Tennessee |  |  |  | 3405 | JCC1 | 90657 | Combined Cycle |  |  |  | Combined cycle | Y |  |  |  | 30.815 | 5793094.735 | 815189.04 | 25.6053 | 30.815 |  | 5793094.735 | 815189.04 | 30.815 |  | 30.815 |  | 30.815 |  | 30.815 |  | 30.815 |  | 30.815 |  | 30.815 |  | 30.815 | 30.815 | Not Coal Steam or O/G Steam | 0.010639 | 0.010639 |  | 0.66385
John Sevier | Tennessee |  |  |  | 3405 | JCC2 | 90658 | Combined Cycle |  |  |  | Combined cycle | Y |  |  |  | 27.037 | 5194742.149 | 724450.61 | 23.7637 | 27.037 |  | 5194742.149 | 724450.61 | 27.037 |  | 27.037 |  | 27.037 |  | 27.037 |  | 27.037 |  | 27.037 |  | 27.037 |  | 27.037 | 27.037 | Not Coal Steam or O/G Steam | 0.010409 | 0.010409 |  | 0.6523
John Sevier | Tennessee |  |  |  | 3405 | JCC3 | 90659 | Combined Cycle |  |  |  | Combined cycle | Y |  |  |  | 31.618 | 5835072.259 | 813146.13 | 25.374 | 31.618 |  | 5835072.259 | 813146.13 | 31.618 |  | 31.618 |  | 31.618 |  | 31.618 |  | 31.618 |  | 31.618 |  | 31.618 |  | 31.618 | 31.618 | Not Coal Steam or O/G Steam | 0.010837 | 0.010837 |  | 0.65933
Johnsonville | Tennessee |  |  |  | 3406 | JCT1 | 88166 | Combustion Turbine |  |  |  | Combustion turbine |  |  |  |  | 6.668 | 40347.3 | 3305 | 4.6333 | 6.668 |  | 40347.3 | 3305 | 6.668 |  | 6.668 |  | 6.668 |  | 6.668 |  | 6.668 |  | 6.668 |  | 6.668 |  | 6.668 | 6.668 | Not Coal Steam or O/G Steam | 0.33053 | 0.33053 |  | 0.0085237
Johnsonville | Tennessee |  |  |  | 3406 | JCT10 | 88167 | Combustion Turbine |  |  |  | Combustion turbine |  |  |  |  | 4.285 | 23953.8 | 2800 | 2.354 | 4.285 |  | 23953.8 | 2800 | 4.285 |  | 4.285 |  | 4.285 |  | 4.285 |  | 4.285 |  | 4.285 |  | 4.285 |  | 4.285 | 4.285 | Not Coal Steam or O/G Steam | 0.35777 | 0.35777 |  | 0.004017
Johnsonville | Tennessee |  |  |  | 3406 | JCT11 | 88168 | Combustion Turbine |  |  |  | Combustion turbine |  |  |  |  | 2.262 | 13789.4 | 896 | 1.3973 | 2.262 |  | 13789.4 | 896 | 2.262 |  | 2.262 |  | 2.262 |  | 2.262 |  | 2.262 |  | 2.262 |  | 2.262 |  | 2.262 | 2.262 | Not Coal Steam or O/G Steam | 0.32808 | 0.32808 |  | 0.2842%
Johnsonville | Tennessee |  |  |  | 3406 | JCT12 | 88169 | Combustion Turbine |  |  |  | Combustion turbine |  |  |  |  | 5.743 | 34070.1 | 2681 | 3.771 | 5.743 |  | 34070.1 | 2681 | 5.743 |  | 5.743 |  | 5.743 |  | 5.743 |  | 5.743 |  | 5.743 |  | 5.743 |  | 5.743 | 5.743 | Not Coal Steam or O/G Steam | 0.33713 | 0.33713 |  | 0.7552%
Johnsonville | Tennessee |  |  |  | 3406 | JCT13 | 88170 | Combustion Turbine |  |  |  | Combustion turbine |  |  |  |  | 2.646 | 15824.5 | 1331 | 1.9087 | 2.646 |  | 15824.5 | 1331 | 2.646 |  | 2.646 |  | 2.646 |  | 2.646 |  | 2.646 |  | 2.646 |  | 2.646 |  | 2.646 | 2.646 | Not Coal Steam or O/G Steam | 0.33442 | 0.33442 |  | 0.3911%
Johnsonville | Tennessee |  |  |  | 3406 | JCT14 | 88171 | Combustion Turbine |  |  |  | Combustion turbine |  |  |  |  | 5.347 | 31297.6 | 2718 | 3.253 | 5.347 |  | 31297.6 | 2718 | 5.347 |  | 5.347 |  | 5.347 |  | 5.347 |  | 5.347 |  | 5.347 |  | 5.347 |  | 5.347 | 5.347 | Not Coal Steam or O/G Steam | 0.34169 | 0.34169 |  | 0.6423%
Johnsonville | Tennessee |  |  |  | 3406 | JCT15 | 88172 | Combustion Turbine |  |  |  | Combustion turbine |  |  |  |  | 3.752 | 22879.7 | 1937 | 2.665 | 3.752 |  | 22879.7 | 1937 | 3.752 |  | 3.752 |  | 3.752 |  | 3.752 |  | 3.752 |  | 3.752 |  | 3.752 |  | 3.752 | 3.752 | Not Coal Steam or O/G Steam | 0.32798 | 0.32798 |  | 0.5364%
Johnsonville | Tennessee |  |  |  | 3406 | JCT16 | 88173 | Combustion Turbine |  |  |  | Combustion turbine |  |  |  |  | 4.63 | 28233.2 | 2385 | 2.8723 | 4.63 |  | 28233.2 | 2385 | 4.63 |  | 4.63 |  | 4.63 |  | 4.63 |  | 4.63 |  | 4.63 |  | 4.63 |  | 4.63 | 4.63 | Not Coal Steam or O/G Steam | 0.32798 | 0.32798 |  | 0.576%
Johnsonville | Tennessee |  |  |  | 3406 | JCT17 | 2276 | Combustion Turbine |  |  |  | Combustion turbine |  |  |  |  | 5.492 | 341096.149 | 28845.29 | 4.7083 | 5.492 |  | 341096.149 | 28845.29 | 5.492 |  | 5.492 |  | 5.492 |  | 5.492 |  | 5.492 |  | 5.492 |  | 5.492 |  | 5.492 | 5.492 | Not Coal Steam or O/G Steam | 0.032202 | 0.032202 |  | 7.036%
Johnsonville | Tennessee |  |  |  | 3406 | JCT18 | 2277 | Combustion Turbine |  |  |  | Combustion turbine |  |  |  |  | 4.219 | 338632.363 | 28010.52 | 3.617 | 4.219 |  | 338632.363 | 28010.52 | 4.219 |  | 4.219 |  | 4.219 |  | 4.219 |  | 4.219 |  | 4.219 |  | 4.219 |  | 4.219 | 4.219 | Not Coal Steam or O/G Steam | 0.024918 | 0.024918 |  | 0.071318
Johnsonville | Tennessee |  |  |  | 3406 | JCT19 | 2278 | Combustion Turbine |  |  |  | Combustion turbine |  |  |  |  | 5.065 | 346316.262 | 28821.97 | 4.9063 | 5.065 |  | 346316.262 | 28821.97 | 5.065 |  | 5.065 |  | 5.065 |  | 5.065 |  | 5.065 |  | 5.065 |  | 5.065 |  | 5.065 | 5.065 | Not Coal Steam or O/G Steam | 0.029251 | 0.029251 |  | 7.191%
Johnsonville | Tennessee |  |  |  | 3406 | JCT2 | 88174 | Combustion Turbine |  |  |  | Combustion turbine |  |  |  |  | 4.298 | 25833.7 | 2178 | 3.5727 | 4.298 |  | 25833.7 | 2178 | 4.298 |  | 4.298 |  | 4.298 |  | 4.298 |  | 4.298 |  | 4.298 |  | 4.298 |  | 4.298 | 4.298 | Not Coal Steam or O/G Steam | 0.33274 | 0.33274 |  | 0.0072461
Johnsonville | Tennessee |  |  |  | 3406 | JCT20 | 2279 | Combustion Turbine |  |  |  | Combustion turbine | Y |  |  |  | 8.099 | 2882933.156 | 399642.54 | 7.22 | 8.099 |  | 2882933.156 | 399642.54 | 8.099 |  | 8.099 |  | 8.099 |  | 8.099 |  | 8.099 |  | 8.099 |  | 8.099 |  | 8.099 | 8.099 | Not Coal Steam or O/G Steam | 0.0056186 | 0.0056186 |  | 0.41757
Johnsonville | Tennessee |  |  |  | 3406 | JCT3 | 88175 | Combustion Turbine |  |  |  | Combustion turbine |  |  |  |  | 4.857 | 29331.5 | 2387 | 3.6947 | 4.857 |  | 29331.5 | 2387 | 4.857 |  | 4.857 |  | 4.857 |  | 4.857 |  | 4.857 |  | 4.857 |  | 4.857 |  | 4.857 | 4.857 | Not Coal Steam or O/G Steam | 0.33118 | 0.33118 |  | 0.007497
Johnsonville | Tennessee |  |  |  | 3406 | JCT4 | 88176 | Combustion Turbine |  |  |  | Combustion turbine |  |  |  |  | 6.454 | 38474.3 | 3281 | 3.874 | 6.454 |  | 38474.3 | 3281 | 6.454 |  | 6.454 |  | 6.454 |  | 6.454 |  | 6.454 |  | 6.454 |  | 6.454 |  | 6.454 | 6.454 | Not Coal Steam or O/G Steam | 0.3355 | 0.3355 |  | 0.776%
Johnsonville | Tennessee |  |  |  | 3406 | JCT5 | 88177 | Combustion Turbine |  |  |  | Combustion turbine |  |  |  |  | 5.137 | 30807.6 | 2547 | 2.663 | 5.137 |  | 30807.6 | 2547 | 5.137 |  | 5.137 |  | 5.137 |  | 5.137 |  | 5.137 |  | 5.137 |  | 5.137 |  | 5.137 | 5.137 | Not Coal Steam or O/G Steam | 0.33349 | 0.33349 |  | 0.0053945
Johnsonville | Tennessee |  |  |  | 3406 | JCT6 | 88178 | Combustion Turbine |  |  |  | Combustion turbine |  |  |  |  | 4.111 | 22758.2 | 3039 | 2.3057 | 4.111 |  | 22758.2 | 3039 | 4.111 |  | 4.111 |  | 4.111 |  | 4.111 |  | 4.111 |  | 4.111 |  | 4.111 |  | 4.111 | 4.111 | Not Coal Steam or O/G Steam | 0.36128 | 0.36128 |  | 0.4454%
Johnsonville | Tennessee |  |  |  | 3406 | JCT7 | 88179 | Combustion Turbine |  |  |  | Combustion turbine |  |  |  |  | 6.434 | 37539.8 | 3321 | 3.7347 | 6.434 |  | 37539.8 | 3321 | 6.434 |  | 6.434 |  | 6.434 |  | 6.434 |  | 6.434 |  | 6.434 |  | 6.434 |  | 6.434 | 6.434 | Not Coal Steam or O/G Steam | 0.34278 | 0.34278 |  | 0.7261%
Johnsonville | Tennessee |  |  |  | 3406 | JCT8 | 88180 | Combustion Turbine |  |  |  | Combustion turbine |  |  |  |  | 5.126 | 29632.6 | 2595 | 3.1767 | 5.126 |  | 29632.6 | 2595 | 5.126 |  | 5.126 |  | 5.126 |  | 5.126 |  | 5.126 |  | 5.126 |  | 5.126 |  | 5.126 | 5.126 | Not Coal Steam or O/G Steam | 0.34597 | 0.34597 |  | 0.6247%
Johnsonville | Tennessee |  |  |  | 3406 | JCT9 | 88181 | Combustion Turbine |  |  |  | Combustion turbine |  |  |  |  | 6.196 | 35803 | 3018 | 3.1693 | 6.196 |  | 35803 | 3018 | 6.196 |  | 6.196 |  | 6.196 |  | 6.196 |  | 6.196 |  | 6.196 |  | 6.196 |  | 6.196 | 6.196 | Not Coal Steam or O/G Steam | 0.34612 | 0.34612 |  | 0.6298%
Kingston | Tennessee |  |  |  | 3407 | 1 | 2280 | Coal Steam | 12 | 2027 | 2028 | Tangentially-fired | Y |  | Y | 132 | 72.736 | 2150517.238 | 201421.66 | 46.9883 | 72.736 |  | 2150517.238 | 201421.66 | 72.736 |  | 72.736 |  | 72.736 |  | 72.736 |  | 72.736 |  | 72.736 |  | 72.736 |  | 72.736 | 72.736 | Existing SCR | 0.067645 | 0.067645 |  | 18.78%
Kingston | Tennessee |  |  |  | 3407 | 2 | 2281 | Coal Steam | 12 | 2027 | 2028 | Tangentially-fired | Y |  | Y | 132 | 94.57 | 2682869.865 | 252401.6 | 81.7123 | 94.57 |  | 2682869.865 | 252401.6 | 94.57 |  | 94.57 |  | 94.57 |  | 94.57 |  | 94.57 |  | 94.57 |  | 94.57 |  | 94.57 | 94.57 | Existing SCR | 0.070499 | 0.070499 |  | 30.74%
Kingston | Tennessee |  |  |  | 3407 | 3 | 2282 | Coal Steam | 12 | 2027 | 2028 | Tangentially-fired | Y |  | Y | 132 | 79.007 | 2183968.147 | 206992.4 | 71.0687 | 79.007 |  | 2183968.147 | 206992.4 | 79.007 |  | 79.007 |  | 79.007 |  | 79.007 |  | 79.007 |  | 79.007 |  | 79.007 |  | 79.007 | 79.007 | Existing SCR | 0.072352 | 0.072352 |  | 25.18%
Kingston | Tennessee |  |  |  | 3407 | 4 | 2283 | Coal Steam | 12 | 2027 | 2028 | Tangentially-fired | Y |  | Y | 132 | 67.624 | 1859537.41 | 175650.75 | 53.485 | 67.624 |  | 1859537.41 | 175650.75 | 67.624 |  | 67.624 |  | 67.624 |  | 67.624 |  | 67.624 |  | 67.624 |  | 67.624 |  | 67.624 | 67.624 | Existing SCR | 0.072732 | 0.072732 |  | 21.02%
Kingston | Tennessee |  |  |  | 3407 | 5 | 2284 | Coal Steam | 12 | 2027 | 2028 | Tangentially-fired | Y |  | Y | 174 | 131.071 | 3728097.599 | 353334.84 | 76.995 | 131.071 |  | 3728097.599 | 353334.84 | 131.071 |  | 131.071 |  | 131.071 |  | 131.071 |  | 131.071 |  | 131.071 |  | 131.071 |  | 131.071 | 131.071 | Existing SCR | 0.070315 | 0.070315 |  | 21.98%
Kingston | Tennessee |  |  |  | 3407 | 6 | 2285 | Coal Steam | 12 | 2027 | 2028 | Tangentially-fired | Y |  | Y | 174 | 90.671 | 2551916.599 | 240868.35 | 86.6857 | 90.671 |  | 2551916.599 | 240868.35 | 90.671 |  | 90.671 |  | 90.671 |  | 90.671 |  | 90.671 |  | 90.671 |  | 90.671 |  | 90.671 | 90.671 | Existing SCR | 0.071061 | 0.071061 |  | 24.16%
Kingston | Tennessee |  |  |  | 3407 | 7 | 2286 | Coal Steam | 12 | 2026 | 2027 | Tangentially-fired | Y |  | Y | 174 | 86.549 | 2558760.043 | 243528.73 | 77.274 | 86.549 |  | 2558760.043 | 243528.73 | 86.549 |  | 86.549 |  | 86.549 |  | 86.549 |  | 86.549 |  | 86.549 |  | 86.549 |  | 86.549 | 86.549 | Existing SCR | 0.067649 | 0.067649 |  | 18.07%
Kingston | Tennessee |  |  |  | 3407 | 8 | 2287 | Coal Steam | 12 | 2026 | 2027 | Tangentially-fired | Y |  | Y | 174 | 81.782 | 2384281.897 | 221377.37 | 63.8427 | 81.782 |  | 2384281.897 | 221377.37 | 81.782 |  | 81.782 |  | 81.782 |  | 81.782 |  | 81.782 |  | 81.782 |  | 81.782 |  | 81.782 | 81.782 | Existing SCR | 0.068601 | 0.068601 |  | 0.18343
Kingston | Tennessee |  |  |  | 3407 | 9 | 2288 | Coal Steam | 12 | 2026 | 2027 | Tangentially-fired | Y |  | Y | 174 | 80.276 | 2329610.391 | 220635.82 | 83.644 | 80.276 |  | 2329610.391 | 220635.82 | 80.276 |  | 80.276 |  | 80.276 |  | 80.276 |  | 80.276 |  | 80.276 |  | 80.276 |  | 80.276 | 80.276 | Existing SCR | 0.068918 | 0.068918 |  | 23.87%
Lagoon Creek | Tennessee |  |  |  | 7845 | LCC1 | 90421 | Combined Cycle |  |  |  | Combined cycle | Y |  |  |  | 23.673 | 4663770.958 | 714653.75 | 25.9047 | 23.673 |  | 4663770.958 | 714653.75 | 23.673 |  | 23.673 |  | 23.673 |  | 23.673 |  | 23.673 |  | 23.673 |  | 23.673 |  | 23.673 | 23.673 | Not Coal Steam or O/G Steam | 0.010152 | 0.010152 |  | 59.08%
Lagoon Creek | Tennessee |  |  |  | 7845 | LCC2 | 90422 | Combined Cycle |  |  |  | Combined cycle | Y |  |  |  | 23.241 | 4568043.291 | 713355.47 | 24.012 | 23.241 |  | 4568043.291 | 713355.47 | 23.241 |  | 23.241 |  | 23.241 |  | 23.241 |  | 23.241 |  | 23.241 |  | 23.241 |  | 23.241 | 23.241 | Not Coal Steam or O/G Steam | 0.010175 | 0.010175 |  | 59.16%
Lagoon Creek | Tennessee |  |  |  | 7845 | LCT1 | 3298 | Combustion Turbine |  |  |  | Combustion turbine |  |  |  |  | 2.639 | 174371.775 | 13834.11 | 2.759 | 2.639 |  | 174371.775 | 13834.11 | 2.639 |  | 2.639 |  | 2.639 |  | 2.639 |  | 2.639 |  | 2.639 |  | 2.639 |  | 2.639 | 2.639 | Not Coal Steam or O/G Steam | 0.030269 | 0.030269 |  | 4.525%
Lagoon Creek | Tennessee |  |  |  | 7845 | LCT10 | 3299 | Combustion Turbine |  |  |  | Combustion turbine |  |  |  |  | 2.737 | 166305.408 | 13669.4 | 3.4057 | 2.737 |  | 166305.408 | 13669.4 | 2.737 |  | 2.737 |  | 2.737 |  | 2.737 |  | 2.737 |  | 2.737 |  | 2.737 |  | 2.737 | 2.737 | Not Coal Steam or O/G Steam | 0.032915 | 0.032915 |  | 5.146%
Lagoon Creek | Tennessee |  |  |  | 7845 | LCT11 | 3300 | Combustion Turbine |  |  |  | Combustion turbine |  |  |  |  | 2.517 | 155651.438 | 12768.51 | 3.333 | 2.517 |  | 155651.438 | 12768.51 | 2.517 |  | 2.517 |  | 2.517 |  | 2.517 |  | 2.517 |  | 2.517 |  | 2.517 |  | 2.517 | 2.517 | Not Coal Steam or O/G Steam | 0.032341 | 0.032341 |  | 4.943%
Lagoon Creek | Tennessee |  |  |  | 7845 | LCT12 | 3301 | Combustion Turbine |  |  |  | Combustion turbine |  |  |  |  | 1.359 | 96229.676 | 7916.57 | 2.8563 | 1.359 |  | 96229.676 | 7916.57 | 1.359 |  | 1.359 |  | 1.359 |  | 1.359 |  | 1.359 |  | 1.359 |  | 1.359 |  | 1.359 | 1.359 | Not Coal Steam or O/G Steam | 0.028245 | 0.028245 |  | 4.481%
Lagoon Creek | Tennessee |  |  |  | 7845 | LCT2 | 3302 | Combustion Turbine |  |  |  | Combustion turbine |  |  |  |  | 2.801 | 181769.469 | 15111.38 | 2.5883 | 2.801 |  | 181769.469 | 15111.38 | 2.801 |  | 2.801 |  | 2.801 |  | 2.801 |  | 2.801 |  | 2.801 |  | 2.801 |  | 2.801 | 2.801 | Not Coal Steam or O/G Steam | 0.030819 | 0.030819 |  | 4.279%
Lagoon Creek | Tennessee |  |  |  | 7845 | LCT3 | 3303 | Combustion Turbine |  |  |  | Combustion turbine |  |  |  |  | 2.353 | 168541.416 | 14023.55 | 2.8663 | 2.353 |  | 168541.416 | 14023.55 | 2.353 |  | 2.353 |  | 2.353 |  | 2.353 |  | 2.353 |  | 2.353 |  | 2.353 |  | 2.353 | 2.353 | Not Coal Steam or O/G Steam | 0.027922 | 0.027922 |  | 4.578%
Lagoon Creek | Tennessee |  |  |  | 7845 | LCT4 | 3304 | Combustion Turbine |  |  |  | Combustion turbine |  |  |  |  | 2.894 | 201730.495 | 16589.09 | 2.855 | 2.894 |  | 201730.495 | 16589.09 | 2.894 |  | 2.894 |  | 2.894 |  | 2.894 |  | 2.894 |  | 2.894 |  | 2.894 |  | 2.894 | 2.894 | Not Coal Steam or O/G Steam | 0.028692 | 0.028692 |  | 4.907%
Lagoon Creek | Tennessee |  |  |  | 7845 | LCT5 | 3305 | Combustion Turbine |  |  |  | Combustion turbine |  |  |  |  | 1.931 | 146691.373 | 11733.64 | 2.594 | 1.931 |  | 146691.373 | 11733.64 | 1.931 |  | 1.931 |  | 1.931 |  | 1.931 |  | 1.931 |  | 1.931 |  | 1.931 |  | 1.931 | 1.931 | Not Coal Steam or O/G Steam | 0.026327 | 0.026327 |  | 4.721%
Lagoon Creek | Tennessee |  |  |  | 7845 | LCT6 | 3306 | Combustion Turbine |  |  |  | Combustion turbine |  |  |  |  | 2.104 | 144699.339 | 11569.25 | 2.764 | 2.104 |  | 144699.339 | 11569.25 | 2.104 |  | 2.104 |  | 2.104 |  | 2.104 |  | 2.104 |  | 2.104 |  | 2.104 |  | 2.104 | 2.104 | Not Coal Steam or O/G Steam | 0.029081 | 0.029081 |  | 4.747%
Lagoon Creek | Tennessee |  |  |  | 7845 | LCT7 | 3307 | Combustion Turbine |  |  |  | Combustion turbine |  |  |  |  | 1.465 | 105944.742 | 8655.52 | 2.575 | 1.465 |  | 105944.742 | 8655.52 | 1.465 |  | 1.465 |  | 1.465 |  | 1.465 |  | 1.465 |  | 1.465 |  | 1.465 |  | 1.465 | 1.465 | Not Coal Steam or O/G Steam | 0.027656 | 0.027656 |  | 4.315%
Lagoon Creek | Tennessee |  |  |  | 7845 | LCT8 | 3308 | Combustion Turbine |  |  |  | Combustion turbine |  |  |  |  | 1.795 | 121616.603 | 10020.09 | 2.784 | 1.795 |  | 121616.603 | 10020.09 | 1.795 |  | 1.795 |  | 1.795 |  | 1.795 |  | 1.795 |  | 1.795 |  | 1.795 |  | 1.795 | 1.795 | Not Coal Steam or O/G Steam | 0.029519 | 0.029519 |  | 4.215%
Lagoon Creek | Tennessee |  |  |  | 7845 | LCT9 | 3309 | Combustion Turbine |  |  |  | Combustion turbine |  |  |  |  | 2.332 | 160058.013 | 13276.54 | 3.0467 | 2.332 |  | 160058.013 | 13276.54 | 2.332 |  | 2.332 |  | 2.332 |  | 2.332 |  | 2.332 |  | 2.332 |  | 2.332 |  | 2.332 | 2.332 | Not Coal Steam or O/G Steam | 0.029139 | 0.029139 |  | 5.128%
Air Liquide Bayport Complex | Texas |  | X | X | 10298 | CG801 | 88563 | Combustion Turbine |  |  |  | Combustion turbine |  |  |  |  | 33.842 | 3397929.8 | 249604 | 30.0303 | 33.842 |  | 3397929.8 | 249604 | 33.842 |  | 33.842 |  | 33.842 |  | 33.842 |  | 33.842 |  | 33.842 |  | 33.842 |  | 33.842 | 33.842 | Not Coal Steam or O/G Steam | 0.019919 | 0.019919 |  | 73.3%
Air Liquide Bayport Complex | Texas |  | X | X | 10298 | CG802 | 88564 | Combustion Turbine |  |  |  | Combustion turbine |  |  |  |  | 29.659 | 3229475.308 | 241392 | 29.9423 | 29.659 |  | 3229475.308 | 241392 | 29.659 |  | 29.659 |  | 29.659 |  | 29.659 |  | 29.659 |  | 29.659 |  | 29.659 |  | 29.659 | 29.659 | Not Coal Steam or O/G Steam | 0.018368 | 0.018368 |  | 75.81%
Air Liquide Bayport Complex | Texas |  | X | X | 10298 | CG802A | 91093 | Combustion Turbine | [32 empty] | Not Coal Steam or O/G Steam | 0 | 0
Air Liquide Bayport Complex | Texas |  | X | X | 10298 | CG803 | 88565 | Combustion Turbine |  |  |  | Combustion turbine |  |  |  |  | 32.204 | 3038104.409 | 219800.94 | 31.971 | 32.204 |  | 3038104.409 | 219800.94 | 32.204 |  | 32.204 |  | 32.204 |  | 32.204 |  | 32.204 |  | 32.204 |  | 32.204 |  | 32.204 | 32.204 | Not Coal Steam or O/G Steam | 0.0212 | 0.0212 |  | 77.05%
Air Liquide Bayport Complex | Texas |  | X | X | 10298 | CG804 | 88566 | Combustion Turbine | 9 | 2015 | 2023 | Combustion turbine |  |  |  |  | 36.545 | 3422246.349 | 246956.85 | 33.0573 | 0 | Y | 0 | 0 | 0 |  | 0 |  | 0 |  | 0 |  | 0 |  | 0 |  | 0 |  | 0 | 0 | Not Coal Steam or O/G Steam | 0 | 0 |  | 78.75%
Antelope Elk Energy Center | Texas |  | X | X | 57865 | 1 | 90949 | Combustion Turbine |  |  |  | Combustion turbine |  |  |  |  | 9.596 | 789608.711 | 79842.95 | 21.242 | 9.596 |  | 789608.711 | 79842.95 | 9.596 |  | 9.596 |  | 9.596 |  | 9.596 |  | 9.596 |  | 9.596 |  | 9.596 |  | 9.596 | 9.596 | Not Coal Steam or O/G Steam | 0.024306 | 0.024306 |  | 25.24%
Antelope Elk Energy Center | Texas |  | X | X | 57865 | 2 | 91029 | Combustion Turbine |  |  |  | Combustion turbine |  |  |  |  | 4.261 | 312389.611 | 31531.67 | 20.2187 | 4.261 |  | 312389.611 | 31531.67 | 4.261 |  | 4.261 |  | 4.261 |  | 4.261 |  | 4.261 |  | 4.261 |  | 4.261 |  | 4.261 | 4.261 | Not Coal Steam or O/G Steam | 0.02728 | 0.02728 |  | 24.71%
Antelope Elk Energy Center | Texas |  | X | X | 57865 | 3 | 91030 | Combustion Turbine |  |  |  | Combustion turbine |  |  |  |  | 2.155 | 150610.499 | 15176.11 | 8.4717 | 2.155 |  | 150610.499 | 15176.11 | 2.155 |  | 2.155 |  | 2.155 |  | 2.155 |  | 2.155 |  | 2.155 |  | 2.155 |  | 2.155 | 2.155 | Not Coal Steam or O/G Steam | 0.028617 | 0.028617 |  | 9.049%
Bacliff Generating Station | Texas |  | X | X | 60264 | BCGT1 | 91269 | Combustion Turbine |  |  |  | Combustion turbine |  |  |  |  | 2.989 | 54882.2 | 4198.38 | 8.0967 | 2.989 |  | 54882.2 | 4198.38 | 2.989 |  | 2.989 |  | 2.989 |  | 2.989 |  | 2.989 |  | 2.989 |  | 2.989 |  | 2.989 | 2.989 | Not Coal Steam or O/G Steam | 0.10892 | 0.10892 |  | 5.189%
Bacliff Generating Station | Texas |  | X | X | 60264 | BCGT2 | 91270 | Combustion Turbine |  |  |  | Combustion turbine |  |  |  |  | 9.094 | 177212.4 | 13810.86 | 10.7557 | 9.094 |  | 177212.4 | 13810.86 | 9.094 |  | 9.094 |  | 9.094 |  | 9.094 |  | 9.094 |  | 9.094 |  | 9.094 |  | 9.094 | 9.094 | Not Coal Steam or O/G Steam | 0.10263 | 0.10263 |  | 5.737%
Bacliff Generating Station | Texas |  | X | X | 60264 | BCGT3 | 91271 | Combustion Turbine |  |  |  | Combustion turbine |  |  |  |  | 8.969 | 145737.7 | 11005.32 | 13.5993 | 8.969 |  | 145737.7 | 11005.32 | 8.969 |  | 8.969 |  | 8.969 |  | 8.969 |  | 8.969 |  | 8.969 |  | 8.969 |  | 8.969 | 8.969 | Not Coal Steam or O/G Steam | 0.12308 | 0.12308 |  | 5.742%
Bacliff Generating Station | Texas |  | X | X | 60264 | BCGT4 | 91272 | Combustion Turbine |  |  |  | Combustion turbine |  |  |  |  | 10.01 | 148879.3 | 11049.01 | 10.5553 | 10.01 |  | 148879.3 | 11049.01 | 10.01 |  | 10.01 |  | 10.01 |  | 10.01 |  | 10.01 |  | 10.01 |  | 10.01 |  | 10.01 | 10.01 | Not Coal Steam or O/G Steam | 0.13447 | 0.13447 |  | 5.306%
Bacliff Generating Station | Texas |  | X | X | 60264 | BCGT5 | 91273 | Combustion Turbine |  |  |  | Combustion turbine |  |  |  |  | 2.834 | 45899.4 | 3484.89 | 11.076 | 2.834 |  | 45899.4 | 3484.89 | 2.834 |  | 2.834 |  | 2.834 |  | 2.834 |  | 2.834 |  | 2.834 |  | 2.834 |  | 2.834 | 2.834 | Not Coal Steam or O/G Steam | 0.12349 | 0.12349 |  | 5.903%
Bacliff Generating Station | Texas |  | X | X | 60264 | BCGT6 | 91274 | Combustion Turbine |  |  |  | Combustion turbine |  |  |  |  | 13.657 | 198568.4 | 13153.05 | 13.2783 | 13.657 |  | 198568.4 | 13153.05 | 13.657 |  | 13.657 |  | 13.657 |  | 13.657 |  | 13.657 |  | 13.657 |  | 13.657 |  | 13.657 | 13.657 | Not Coal Steam or O/G Steam | 0.13755 | 0.13755 |  | 6.221%
Barney M. Davis | Texas |  | X | X | 4939 | 1 | 2658 | O/G Steam |  |  |  | Tangentially-fired |  |  |  | 300 | 139.975 | 1829083.438 | 152504.44 | 121.9513 | 139.975 |  | 1829083.438 | 152504.44 | 139.975 |  | 139.975 |  | 139.975 |  | 139.975 |  | 139.975 |  | 139.975 |  | 139.975 |  | 139.975 | 139.975 | Oil/Gas Steam Under 150 Tons (2019-2021 Average) | 0.15305 | 0.15305 |  | 12.04%
Barney M. Davis | Texas |  | X | X | 4939 | 3 | 90244 | Combined Cycle |  |  |  | Combined cycle | Y |  |  |  | 18.452 | 2353021.764 | 306330.5 | 23.694 | 18.452 |  | 2353021.764 | 306330.5 | 18.452 |  | 18.452 |  | 18.452 |  | 14.1181 | Optimize SCR | 14.1181 |  | 14.1181 |  | 14.1181 |  | 14.1181 | 14.1181 | Not Coal Steam or O/G Steam | 0.012 | 0.012 |  | 31.22%
Barney M. Davis | Texas |  | X | X | 4939 | 4 | 90245 | Combined Cycle |  |  |  | Combined cycle | Y |  |  |  | 17.85 | 2460971.997 | 320758.35 | 21.981 | 17.85 |  | 2460971.997 | 320758.35 | 17.85 |  | 17.85 |  | 17.85 |  | 14.7658 | Optimize SCR | 14.7658 |  | 14.7658 |  | 14.7658 |  | 14.7658 | 14.7658 | Not Coal Steam or O/G Steam | 0.012 | 0.012 |  | 17.93%
Bastrop Clean Energy Center | Texas |  | X | X | 55168 | CTG-1A | 4046 | Combined Cycle |  |  |  | Combined cycle |  |  |  |  | 51.393 | 3829362.745 | 534451.7 | 58.8187 | 51.393 |  | 3829362.745 | 534451.7 | 51.393 |  | 51.393 |  | 51.393 |  | 51.393 |  | 51.393 |  | 51.393 |  | 51.393 |  | 51.393 | 51.393 | Not Coal Steam or O/G Steam | 0.026842 | 0.026842 |  | 50.14%
Bastrop Clean Energy Center | Texas |  | X | X | 55168 | CTG-1B | 4047 | Combined Cycle |  |  |  | Combined cycle |  |  |  |  | 64.777 | 3811918.901 | 528240.73 | 65.6053 | 64.777 |  | 3811918.901 | 528240.73 | 64.777 |  | 64.777 |  | 64.777 |  | 64.777 |  | 64.777 |  | 64.777 |  | 64.777 |  | 64.777 | 64.777 | Not Coal Steam or O/G Steam | 0.033987 | 0.033987 |  | 49.87%
Baytown Energy Center | Texas |  | X | X | 55327 | CTG-1 | 4097 | Combined Cycle |  |  |  | Combined cycle | Y |  |  |  | 32.826 | 5979630.91 | 843016.63 | 28.7573 | 32.826 |  | 5979630.91 | 843016.63 | 32.826 |  | 32.826 |  | 32.826 |  | 32.826 |  | 32.826 |  | 32.826 |  | 32.826 |  | 32.826 | 32.826 | Not Coal Steam or O/G Steam | 0.010979 | 0.010979 |  | 59.25%
Baytown Energy Center | Texas |  | X | X | 55327 | CTG-2 | 4098 | Combined Cycle |  |  |  | Combined cycle | Y |  |  |  | 28.854 | 5846323.512 | 824507.07 | 28.7203 | 28.854 |  | 5846323.512 | 824507.07 | 28.854 |  | 28.854 |  | 28.854 |  | 28.854 |  | 28.854 |  | 28.854 |  | 28.854 |  | 28.854 | 28.854 | Not Coal Steam or O/G Steam | 0.0098708 | 0.0098708 |  | 63.04%
Baytown Energy Center | Texas |  | X | X | 55327 | CTG-3 | 4099 | Combined Cycle |  |  |  | Combined cycle | Y |  |  |  | 27.917 | 5531845.807 | 780284.15 | 27.6457 | 27.917 |  | 5531845.807 | 780284.15 | 27.917 |  | 27.917 |  | 27.917 |  | 27.917 |  | 27.917 |  | 27.917 |  | 27.917 |  | 27.917 | 27.917 | Not Coal Steam or O/G Steam | 0.010093 | 0.010093 |  | 61.93%
Blackhawk Station | Texas |  | X | X | 55064 | 001 | 3849 | Combustion Turbine |  |  |  | Combustion turbine | Y |  |  |  | 85.507 | 3600460.984 | 385919.26 | 87.975 | 85.507 |  | 3600460.984 | 385919.26 | 85.507 |  | 85.507 |  | 85.507 |  | 54.0069 | Optimize SCR | 54.0069 |  | 54.0069 |  | 54.0069 |  | 54.0069 | 54.0069 | Not Coal Steam or O/G Steam | 0.03 | 0.03 |  | 50.35%
Blackhawk Station | Texas |  | X | X | 55064 | 002 | 3850 | Combustion Turbine |  |  |  | Combustion turbine | Y |  |  |  | 92.336 | 3684173.863 | 368843.95 | 94.6923 | 92.336 |  | 3684173.863 | 368843.95 | 92.336 |  | 92.336 |  | 92.336 |  | 55.2626 | Optimize SCR | 55.2626 |  | 55.2626 |  | 55.2626 |  | 55.2626 | 55.2626 | Not Coal Steam or O/G Steam | 0.03 | 0.03 |  | 51.38%
Bosque County Power Plant | Texas |  | X | X | 55172 | GT-1 | 4054 | Combined Cycle |  |  |  | Combined cycle | Y |  |  |  | 26.065 | 5047391.01 | 736424.37 | 25.4083 | 26.065 |  | 5047391.01 | 736424.37 | 26.065 |  | 26.065 |  | 26.065 |  | 26.065 |  | 26.065 |  | 26.065 |  | 26.065 |  | 26.065 | 26.065 | Not Coal Steam or O/G Steam | 0.010328 | 0.010328 |  | 65.8%
Bosque County Power Plant | Texas |  | X | X | 55172 | GT-2 | 4055 | Combined Cycle |  |  |  | Combined cycle | Y |  |  |  | 25.323 | 5292143.015 | 766683.25 | 35.3923 | 25.323 |  | 5292143.015 | 766683.25 | 25.323 |  | 25.323 |  | 25.323 |  | 25.323 |  | 25.323 |  | 25.323 |  | 25.323 |  | 25.323 | 25.323 | Not Coal Steam or O/G Steam | 0.00957 | 0.00957 |  | 62.41%
Bosque County Power Plant | Texas |  | X | X | 55172 | GT-3 | 4056 | Combined Cycle |  |  |  | Combined cycle | Y |  |  |  | 68.566 | 5072074.461 | 465121.49 | 74.9163 | 68.566 |  | 5072074.461 | 465121.49 | 68.566 |  | 68.566 |  | 68.566 |  | 30.4324 | Optimize SCR | 30.4324 |  | 30.4324 |  | 30.4324 |  | 30.4324 | 30.4324 | Not Coal Steam or O/G Steam | 0.012 | 0.012 |  | 75.69%
Brazos Valley Energy, LP | Texas |  | X | X | 55357 | CTG1 | 4543 | Combined Cycle |  |  |  | Combined cycle | Y |  |  |  | 33.677 | 5718911.577 | 805081.63 | 32.9313 | 33.677 |  | 5718911.577 | 805081.63 | 33.677 |  | 33.677 |  | 33.677 |  | 33.677 |  | 33.677 |  | 33.677 |  | 33.677 |  | 33.677 | 33.677 | Not Coal Steam or O/G Steam | 0.011777 | 0.011777 |  | 64.16%
Brazos Valley Energy, LP | Texas |  | X | X | 55357 | CTG2 | 4544 | Combined Cycle |  |  |  | Combined cycle | Y |  |  |  | 36.331 | 5720958.678 | 799692.11 | 35.4467 | 36.331 |  | 5720958.678 | 799692.11 | 36.331 |  | 36.331 |  | 36.331 |  | 34.3258 | Optimize SCR | 34.3258 |  | 34.3258 |  | 34.3258 |  | 34.3258 | 34.3258 | Not Coal Steam or O/G Steam | 0.012 | 0.012 |  | 65.86%
C. R. Wing Cogeneration Plant | Texas |  | X | X | 52176 | 1 | 89347 | Combined Cycle |  |  |  | Combined cycle |  |  |  |  | 42.358 | 848162.6 | 89450.62 | 103.3317 | 42.358 |  | 848162.6 | 89450.62 | 42.358 |  | 42.358 |  | 42.358 |  | 42.358 |  | 42.358 |  | 42.358 |  | 42.358 |  | 42.358 | 42.358 | Not Coal Steam or O/G Steam | 0.099882 | 0.099882 |  | 44.5%
C. R. Wing Cogeneration Plant | Texas |  | X | X | 52176 | 2 | 89348 | Combined Cycle |  |  |  | Combined cycle |  |  |  |  | 57.729 | 997553.624 | 104163.76 | 113.4313 | 57.729 |  | 997553.624 | 104163.76 | 57.729 |  | 57.729 |  | 57.729 |  | 57.729 |  | 57.729 |  | 57.729 |  | 57.729 |  | 57.729 | 57.729 | Not Coal Steam or O/G Steam | 0.11574 | 0.11574 |  | 45.17%
Calpine Hidalgo Energy Center | Texas |  | X | X | 7762 | HRSG1 | 3171 | Combined Cycle |  |  |  | Combined cycle |  |  |  |  | 84.497 | 4431443.329 | 637931.16 | 89.1723 | 84.497 |  | 4431443.329 | 637931.16 | 84.497 |  | 84.497 |  | 84.497 |  | 84.497 |  | 84.497 |  | 84.497 |  | 84.497 |  | 84.497 | 84.497 | Not Coal Steam or O/G Steam | 0.038135 | 0.038135 |  | 63.39%
Calpine Hidalgo Energy Center | Texas |  | X | X | 7762 | HRSG2 | 3172 | Combined Cycle |  |  |  | Combined cycle |  |  |  |  | 83.789 | 4779572.628 | 672904.39 | 75.2213 | 83.789 |  | 4779572.628 | 672904.39 | 83.789 |  | 83.789 |  | 83.789 |  | 83.789 |  | 83.789 |  | 83.789 |  | 83.789 |  | 83.789 | 83.789 | Not Coal Steam or O/G Steam | 0.035061 | 0.035061 |  | 64.35%
Carbon Capture Plant | Texas |  | X | X | 58378 | CTHRSG | 90816 | Combustion Turbine |  |  |  | Combustion turbine | Y | [6 empty] | 3.022 | [20 empty] | Not Coal Steam or O/G Steam | 0 | 0 |  | 22.05%
Cedar Bayou | Texas |  | X | X | 3460 | CBY1 | 2343 | O/G Steam |  |  |  | Dry bottom wall-fired boiler | Y |  |  | 746 | 290.022 | 11600738.643 | 1117474.81 | 282.8913 | 290.022 |  | 11600738.643 | 1117474.81 | 290.022 |  | 290.022 |  | 290.022 |  | 174.0111 | Optimize SCR | 174.0111 |  | 174.0111 |  | 174.0111 |  | 174.0111 | 174.0111 | Existing SCR | 0.03 | 0.03 |  | 34.72%
Cedar Bayou | Texas |  | X | X | 3460 | CBY2 | 2344 | O/G Steam |  |  |  | Dry bottom wall-fired boiler | Y |  |  | 749 | 284.537 | 10223721.499 | 1016588.38 | 274.3307 | 284.537 |  | 10223721.499 | 1016588.38 | 284.537 |  | 284.537 |  | 284.537 |  | 153.3558 | Optimize SCR | 153.3558 |  | 153.3558 |  | 153.3558 |  | 153.3558 | 153.3558 | Existing SCR | 0.03 | 0.03 |  | 27.63%
Cedar Bayou 4 | Texas |  | X | X | 56806 | CBY41 | 90407 | Combined Cycle |  |  |  | Combined cycle | Y |  |  |  | 23.019 | 4445967.301 | 385566.36 | 22.0157 | 23.019 |  | 4445967.301 | 385566.36 | 23.019 |  | 23.019 |  | 23.019 |  | 23.019 |  | 23.019 |  | 23.019 |  | 23.019 |  | 23.019 | 23.019 | Not Coal Steam or O/G Steam | 0.010355 | 0.010355 |  | 51.35%
Cedar Bayou 4 | Texas |  | X | X | 56806 | CBY42 | 90408 | Combined Cycle |  |  |  | Combined cycle | Y |  |  |  | 25.782 | 4980044.8 | 433835.08 | 24.575 | 25.782 |  | 4980044.8 | 433835.08 | 25.782 |  | 25.782 |  | 25.782 |  | 25.782 |  | 25.782 |  | 25.782 |  | 25.782 |  | 25.782 | 25.782 | Not Coal Steam or O/G Steam | 0.010354 | 0.010354 |  | 54.9%
Chamon Power, LLC | Texas |  | X | X | 60460 | CT1 | 91152 | Combustion Turbine |  |  |  | Combustion turbine | Y |  |  |  | 0.892 | 101123.466 | 9813.2 | 1.185 | 0.892 |  | 101123.466 | 9813.2 | 0.892 |  | 0.892 |  | 0.892 |  | 0.892 |  | 0.892 |  | 0.892 |  | 0.892 |  | 0.892 | 0.892 | Not Coal Steam or O/G Steam | 0.017642 | 0.017642 |  | 8.748%
Chamon Power, LLC | Texas |  | X | X | 60460 | CT2 | 91153 | Combustion Turbine |  |  |  | Combustion turbine | Y |  |  |  | 0.771 | 83275.844 | 7751.53 | 1.118 | 0.771 |  | 83275.844 | 7751.53 | 0.771 |  | 0.771 |  | 0.771 |  | 0.771 |  | 0.771 |  | 0.771 |  | 0.771 |  | 0.771 | 0.771 | Not Coal Steam or O/G Steam | 0.018517 | 0.018517 |  | 8.496%
Channel Energy Center | Texas |  | X | X | 55299 | CTG1 | 4477 | Combined Cycle |  |  |  | Combined cycle | Y |  |  |  | 30.545 | 5343154.537 | 865934.93 | 30.777 | 30.545 |  | 5343154.537 | 865934.93 | 30.545 |  | 30.545 |  | 30.545 |  | 30.545 |  | 30.545 |  | 30.545 |  | 30.545 |  | 30.545 | 30.545 | Not Coal Steam or O/G Steam | 0.011433 | 0.011433 |  | 56.43%
Channel Energy Center | Texas |  | X | X | 55299 | CTG2 | 4478 | Combined Cycle |  |  |  | Combined cycle | Y |  |  |  | 40.957 | 7039841.836 | 1021434.79 | 32.539 | 40.957 |  | 7039841.836 | 1021434.79 | 40.957 |  | 40.957 |  | 40.957 |  | 40.957 |  | 40.957 |  | 40.957 |  | 40.957 |  | 40.957 | 40.957 | Not Coal Steam or O/G Steam | 0.011636 | 0.011636 |  | 54.3%
Channel Energy Center | Texas |  | X | X | 55299 | CTG3 | 4479 | Combined Cycle |  |  |  | Combined cycle | Y |  |  |  | 20.6 | 6373785.007 | 892955.01 | 17.117 | 20.6 |  | 6373785.007 | 892955.01 | 20.6 |  | 20.6 |  | 20.6 |  | 20.6 |  | 20.6 |  | 20.6 |  | 20.6 |  | 20.6 | 20.6 | Not Coal Steam or O/G Steam | 0.006464 | 0.006464 |  | 56.59%
Channelview Cogeneration Facility | Texas |  | X | X | 55187 | CHV1 | 4077 | Combined Cycle |  |  |  | Combined cycle | Y |  |  |  | 33.223 | 5802585.237 | 832394.58 | 30.1073 | 33.223 |  | 5802585.237 | 832394.58 | 33.223 |  | 33.223 |  | 33.223 |  | 33.223 |  | 33.223 |  | 33.223 |  | 33.223 |  | 33.223 | 33.223 | Not Coal Steam or O/G Steam | 0.011451 | 0.011451 |  | 53.65%
Channelview Cogeneration Facility | Texas |  | X | X | 55187 | CHV2 | 4078 | Combined Cycle |  |  |  | Combined cycle | Y |  |  |  | 31.818 | 6003735.596 | 850390.09 | 33.2127 | 31.818 |  | 6003735.596 | 850390.09 | 31.818 |  | 31.818 |  | 31.818 |  | 31.818 |  | 31.818 |  | 31.818 |  | 31.818 |  | 31.818 | 31.818 | Not Coal Steam or O/G Steam | 0.010599 | 0.010599 |  | 62.44%
Channelview Cogeneration Facility | Texas |  | X | X | 55187 | CHV3 | 4079 | Combined Cycle |  |  |  | Combined cycle | Y |  |  |  | 35.957 | 6220731.037 | 872783.05 | 32.0007 | 35.957 |  | 6220731.037 | 872783.05 | 35.957 |  | 35.957 |  | 35.957 |  | 35.957 |  | 35.957 |  | 35.957 |  | 35.957 |  | 35.957 | 35.957 | Not Coal Steam or O/G Steam | 0.01156 | 0.01156 |  | 56.61%
Channelview Cogeneration Facility | Texas |  | X | X | 55187 | CHV4 | 4080 | Combined Cycle |  |  |  | Combined cycle | Y |  |  |  | 31.404 | 6007836.511 | 853601.49 | 31.4063 | 31.404 |  | 6007836.511 | 853601.49 | 31.404 |  | 31.404 |  | 31.404 |  | 31.404 |  | 31.404 |  | 31.404 |  | 31.404 |  | 31.404 | 31.404 | Not Coal Steam or O/G Steam | 0.010454 | 0.010454 |  | 61.36%
Coleto Creek | Texas |  | X | X | 6178 | 1 | 2826 | Coal Steam | 12 | 2027 | 2028 | Tangentially-fired |  |  |  | 648 | 1438.014 | 20010842.1 | 1966864.81 | 1178.7 | 1438.014 |  | 20010842.1 | 1966864.81 | 1438.014 |  | 1438.014 |  | 1438.014 |  | 1438.014 |  | 1438.014 |  | 1438.014 |  | 1438.014 |  | 969.1425 | 500.2711 | Coal Steam SCR Retrofit | 0.14372 | 0.05 |  | 58.81%
Colorado Bend Energy Center | Texas |  | X | X | 56350 | CT1A | 91260 | Combined Cycle |  |  |  | Combined cycle | Y |  |  |  | 19.431 | 2464006.248 | 296644.86 | 18.6783 | 19.431 |  | 2464006.248 | 296644.86 | 19.431 |  | 19.431 |  | 19.431 |  | 14.784 | Optimize SCR | 14.784 |  | 14.784 |  | 14.784 |  | 14.784 | 14.784 | Not Coal Steam or O/G Steam | 0.012 | 0.012 |  | 60.96%
Colorado Bend Energy Center | Texas |  | X | X | 56350 | CT1B | 91261 | Combined Cycle |  |  |  | Combined cycle | Y |  |  |  | 17.754 | 2388245.29 | 288665.67 | 16.5917 | 17.754 |  | 2388245.29 | 288665.67 | 17.754 |  | 17.754 |  | 17.754 |  | 14.3295 | Optimize SCR | 14.3295 |  | 14.3295 |  | 14.3295 |  | 14.3295 | 14.3295 | Not Coal Steam or O/G Steam | 0.012 | 0.012 |  | 59.94%
Colorado Bend Energy Center | Texas |  | X | X | 56350 | CT2A | 91264 | Combined Cycle |  |  |  | Combined cycle | Y |  |  |  | 16.561 | 2402515.08 | 297832.65 | 17.027 | 16.561 |  | 2402515.08 | 297832.65 | 16.561 |  | 16.561 |  | 16.561 |  | 14.4151 | Optimize SCR | 14.4151 |  | 14.4151 |  | 14.4151 |  | 14.4151 | 14.4151 | Not Coal Steam or O/G Steam | 0.012 | 0.012 |  | 64.13%
Colorado Bend Energy Center | Texas |  | X | X | 56350 | CT2B | 91265 | Combined Cycle |  |  |  | Combined cycle | Y |  |  |  | 14.442 | 2184280.4 | 270908.81 | 17.972 | 14.442 |  | 2184280.4 | 270908.81 | 14.442 |  | 14.442 |  | 14.442 |  | 13.1057 | Optimize SCR | 13.1057 |  | 13.1057 |  | 13.1057 |  | 13.1057 | 13.1057 | Not Coal Steam or O/G Steam | 0.012 | 0.012 |  | 62.69%
Colorado Bend II | Texas |  | X | X | 60122 | CT7 | 91195 | Combined Cycle |  |  |  | Combined cycle | Y |  |  |  | 23.587 | 10995789.929 | 1734421.36 | 22.4773 | 23.587 |  | 10995789.929 | 1734421.36 | 23.587 |  | 23.587 |  | 23.587 |  | 23.587 |  | 23.587 |  | 23.587 |  | 23.587 |  | 23.587 | 23.587 | Not Coal Steam or O/G Steam | 0.0042902 | 0.0042902 |  | 62.74%
Colorado Bend II | Texas |  | X | X | 60122 | CT8 | 91196 | Combined Cycle |  |  |  | Combined cycle | Y |  |  |  | 23.757 | 11285925.603 | 1762634.75 | 23.786 | 23.757 |  | 11285925.603 | 1762634.75 | 23.757 |  | 23.757 |  | 23.757 |  | 23.757 |  | 23.757 |  | 23.757 |  | 23.757 |  | 23.757 | 23.757 | Not Coal Steam or O/G Steam | 0.00421 | 0.00421 |  | 64.47%
Copper Station | Texas |  | X | X | 9 | CTG-1 | 90211 | Combustion Turbine |  |  |  | Combustion turbine |  |  |  |  | 66.306 | 553851.242 | 31268.29 | 56.4953 | 66.306 |  | 553851.242 | 31268.29 | 66.306 |  | 66.306 |  | 66.306 |  | 66.306 |  | 66.306 |  | 66.306 |  | 66.306 |  | 66.306 | 66.306 | Not Coal Steam or O/G Steam | 0.23944 | 0.23944 |  | 14%
Corpus Christi Energy Center | Texas |  | X | X | 55206 | CU1 | 4138 | Combined Cycle |  |  |  | Combined cycle |  |  |  |  | 86.156 | 5237168.364 | 690450.57 | 79.7893 | 86.156 |  | 5237168.364 | 690450.57 | 86.156 |  | 86.156 |  | 86.156 |  | 86.156 |  | 86.156 |  | 86.156 |  | 86.156 |  | 86.156 | 86.156 | Not Coal Steam or O/G Steam | 0.032902 | 0.032902 |  | 51.38%
Corpus Christi Energy Center | Texas |  | X | X | 55206 | CU2 | 4139 | Combined Cycle |  |  |  | Combined cycle |  |  |  |  | 71.548 | 3740161.915 | 479496.98 | 74.448 | 71.548 |  | 3740161.915 | 479496.98 | 71.548 |  | 71.548 |  | 71.548 |  | 71.548 |  | 71.548 |  | 71.548 |  | 71.548 |  | 71.548 | 71.548 | Not Coal Steam or O/G Steam | 0.038259 | 0.038259 |  | 48.2%
Cottonwood Energy Project | Texas |  | X | X | 55358 | CT1 | 4545 | Combined Cycle |  |  |  | Combined cycle | Y |  |  |  | 26.598 | 4057435.927 | 553088.36 | 27.376 | 26.598 |  | 4057435.927 | 553088.36 | 26.598 |  | 26.598 |  | 26.598 |  | 24.3446 | Optimize SCR | 24.3446 |  | 24.3446 |  | 24.3446 |  | 24.3446 | 24.3446 | Not Coal Steam or O/G Steam | 0.012 | 0.012 |  | 40.01%
Cottonwood Energy Project | Texas |  | X | X | 55358 | CT2 | 4546 | Combined Cycle |  |  |  | Combined cycle | Y |  |  |  | 26.048 | 3709078.111 | 507177.48 | 28.5383 | 26.048 |  | 3709078.111 | 507177.48 | 26.048 |  | 26.048 |  | 26.048 |  | 22.2545 | Optimize SCR | 22.2545 |  | 22.2545 |  | 22.2545 |  | 22.2545 | 22.2545 | Not Coal Steam or O/G Steam | 0.012 | 0.012 |  | 37.92%
Cottonwood Energy Project | Texas |  | X | X | 55358 | CT3 | 4547 | Combined Cycle |  |  |  | Combined cycle | Y |  |  |  | 23.231 | 3284351.648 | 447118.42 | 27.833 | 23.231 |  | 3284351.648 | 447118.42 | 23.231 |  | 23.231 |  | 23.231 |  | 19.7061 | Optimize SCR | 19.7061 |  | 19.7061 |  | 19.7061 |  | 19.7061 | 19.7061 | Not Coal Steam or O/G Steam | 0.012 | 0.012 |  | 40.81%
Cottonwood Energy Project | Texas |  | X | X | 55358 | CT4 | 4548 | Combined Cycle |  |  |  | Combined cycle | Y |  |  |  | 26.24 | 3957609.603 | 540905.63 | 30.106 | 26.24 |  | 3957609.603 | 540905.63 | 26.24 |  | 26.24 |  | 26.24 |  | 23.7457 | Optimize SCR | 23.7457 |  | 23.7457 |  | 23.7457 |  | 23.7457 | 23.7457 | Not Coal Steam or O/G Steam | 0.012 | 0.012 |  | 44.11%
Decker Creek | Texas |  | X | X | 3548 | 2 | 2455 | O/G Steam | 3 | 2022 | 2023 | Dry bottom wall-fired boiler |  |  |  | 404 | 152.645 | 3613524.736 | 305403.85 | 178.9693 | 0 | Y | 0 | 0 | 0 |  | 0 |  | 0 |  | 0 |  | 0 |  | 0 |  | 0 |  | 0 | 0 | Retired | 0 | 0 |  | 24.75%
Decker Creek | Texas |  | X | X | 3548 | GT-1A | 89911 | Combustion Turbine |  |  |  | Combustion turbine |  |  |  |  | 2.301 | 6573 | 398.77 | 15.9813 | 2.301 |  | 6573 | 398.77 | 2.301 |  | 2.301 |  | 2.301 |  | 2.301 |  | 2.301 |  | 2.301 |  | 2.301 |  | 2.301 | 2.301 | Not Coal Steam or O/G Steam | 0.70014 | 0.70014 |  | 3.553%
Decker Creek | Texas |  | X | X | 3548 | GT-1B | 89912 | Combustion Turbine |  |  |  | Combustion turbine |  |  |  |  | 2.325 | 6643 | 430.81 | 15.9963 | 2.325 |  | 6643 | 430.81 | 2.325 |  | 2.325 |  | 2.325 |  | 2.325 |  | 2.325 |  | 2.325 |  | 2.325 |  | 2.325 | 2.325 | Not Coal Steam or O/G Steam | 0.69998 | 0.69998 |  | 3.556%
Decker Creek | Texas |  | X | X | 3548 | GT-2A | 89913 | Combustion Turbine |  |  |  | Combustion turbine |  |  |  |  | 6.478 | 18508 | 1158.71 | 5.7077 | 6.478 |  | 18508 | 1158.71 | 6.478 |  | 6.478 |  | 6.478 |  | 6.478 |  | 6.478 |  | 6.478 |  | 6.478 |  | 6.478 | 6.478 | Not Coal Steam or O/G Steam | 0.70002 | 0.70002 |  | 1.269%
Decker Creek | Texas |  | X | X | 3548 | GT-2B | 89914 | Combustion Turbine |  |  |  | Combustion turbine |  |  |  |  | 6.694 | 19124 | 1124.29 | 5.5733 | 6.694 |  | 19124 | 1124.29 | 6.694 |  | 6.694 |  | 6.694 |  | 6.694 |  | 6.694 |  | 6.694 |  | 6.694 |  | 6.694 | 6.694 | Not Coal Steam or O/G Steam | 0.70006 | 0.70006 |  | 1.239%
Decker Creek | Texas |  | X | X | 3548 | GT-3A | 89915 | Combustion Turbine |  |  |  | Combustion turbine |  |  |  |  | 13.69 | 39112.5 | 2535.31 | 12.3753 | 13.69 |  | 39112.5 | 2535.31 | 13.69 |  | 13.69 |  | 13.69 |  | 13.69 |  | 13.69 |  | 13.69 |  | 13.69 |  | 13.69 | 13.69 | Not Coal Steam or O/G Steam | 0.70003 | 0.70003 |  | 2.751%
Decker Creek | Texas |  | X | X | 3548 | GT-3B | 89916 | Combustion Turbine |  |  |  | Combustion turbine |  |  |  |  | 13.631 | 38944.5 | 2728.92 | 13.3173 | 13.631 |  | 38944.5 | 2728.92 | 13.631 |  | 13.631 |  | 13.631 |  | 13.631 |  | 13.631 |  | 13.631 |  | 13.631 |  | 13.631 | 13.631 | Not Coal Steam or O/G Steam | 0.70002 | 0.70002 |  | 2.961%
Decker Creek | Texas |  | X | X | 3548 | GT-4A | 89917 | Combustion Turbine |  |  |  | Combustion turbine |  |  |  |  | 3.438 | 9821 | 584.87 | 13.544 | 3.438 |  | 9821 | 584.87 | 3.438 |  | 3.438 |  | 3.438 |  | 3.438 |  | 3.438 |  | 3.438 |  | 3.438 |  | 3.438 | 3.438 | Not Coal Steam or O/G Steam | 0.70013 | 0.70013 |  | 3.011%
Decker Creek | Texas |  | X | X | 3548 | GT-4B | 89918 | Combustion Turbine |  |  |  | Combustion turbine |  |  |  |  | 1.405 | 4014.5 | 228.67 | 12.852 | 1.405 |  | 4014.5 | 228.67 | 1.405 |  | 1.405 |  | 1.405 |  | 1.405 |  | 1.405 |  | 1.405 |  | 1.405 |  | 1.405 | 1.405 | Not Coal Steam or O/G Steam | 0.69996 | 0.69996 |  | 2.857%
Decordova | Texas |  | X | X | 8063 | CT1 | 90028 | Combustion Turbine |  |  |  | Combustion turbine |  |  |  |  | 28.791 | 82257.2 | 3925.45 | 20.991 | 28.791 |  | 82257.2 | 3925.45 | 28.791 |  | 28.791 |  | 28.791 |  | 28.791 |  | 28.791 |  | 28.791 |  | 28.791 |  | 28.791 | 28.791 | Not Coal Steam or O/G Steam | 0.70002 | 0.70002 |  | 1.43%
Decordova | Texas |  | X | X | 8063 | CT2 | 90029 | Combustion Turbine |  |  |  | Combustion turbine |  |  |  |  | 15.948 | 45559.2 | 1539.43 | 10.4097 | 15.948 |  | 45559.2 | 1539.43 | 15.948 |  | 15.948 |  | 15.948 |  | 15.948 |  | 15.948 |  | 15.948 |  | 15.948 |  | 15.948 | 15.948 | Not Coal Steam or O/G Steam | 0.7001 | 0.7001 |  | 0.7091%
Decordova | Texas |  | X | X | 8063 | CT3 | 90030 | Combustion Turbine |  |  |  | Combustion turbine |  |  |  |  | 21.521 | 61484.4 | 2710.6 | 13.413 | 21.521 |  | 61484.4 | 2710.6 | 21.521 |  | 21.521 |  | 21.521 |  | 21.521 |  | 21.521 |  | 21.521 |  | 21.521 |  | 21.521 | 21.521 | Not Coal Steam or O/G Steam | 0.70005 | 0.70005 |  | 0.9138%
Decordova | Texas |  | X | X | 8063 | CT4 | 90031 | Combustion Turbine |  |  |  | Combustion turbine |  |  |  |  | 18.615 | 53181.4 | 2613.33 | 13.4397 | 18.615 |  | 53181.4 | 2613.33 | 18.615 |  | 18.615 |  | 18.615 |  | 18.615 |  | 18.615 |  | 18.615 |  | 18.615 |  | 18.615 | 18.615 | Not Coal Steam or O/G Steam | 0.70006 | 0.70006 |  | 0.9156%
Deer Park Energy Center | Texas |  | X | X | 55464 | CTG1 | 4821 | Combined Cycle |  |  |  | Combined cycle | Y |  |  |  | 30.377 | 6843479.464 | 666729.69 | 28.402 | 30.377 |  | 6843479.464 | 666729.69 | 30.377 |  | 30.377 |  | 30.377 |  | 30.377 |  | 30.377 |  | 30.377 |  | 30.377 |  | 30.377 | 30.377 | Not Coal Steam or O/G Steam | 0.0088776 | 0.0088776 |  | 65.03%
Deer Park Energy Center | Texas |  | X | X | 55464 | CTG2 | 4822 | Combined Cycle |  |  |  | Combined cycle | Y |  |  |  | 28.75 | 6436391.97 | 664369.66 | 25.8897 | 28.75 |  | 6436391.97 | 664369.66 | 28.75 |  | 28.75 |  | 28.75 |  | 28.75 |  | 28.75 |  | 28.75 |  | 28.75 |  | 28.75 | 28.75 | Not Coal Steam or O/G Steam | 0.0089336 | 0.0089336 |  | 62%
Deer Park Energy Center | Texas |  | X | X | 55464 | CTG3 | 4823 | Combined Cycle |  |  |  | Combined cycle | Y |  |  |  | 32.588 | 7208317.14 | 701817.24 | 31.3833 | 32.588 |  | 7208317.14 | 701817.24 | 32.588 |  | 32.588 |  | 32.588 |  | 32.588 |  | 32.588 |  | 32.588 |  | 32.588 |  | 32.588 | 32.588 | Not Coal Steam or O/G Steam | 0.0090418 | 0.0090418 |  | 69.88%
Deer Park Energy Center | Texas |  | X | X | 55464 | CTG4 | 4824 | Combined Cycle |  |  |  | Combined cycle | Y |  |  |  | 27.267 | 6002887.608 | 614693.42 | 27.8033 | 27.267 |  | 6002887.608 | 614693.42 | 27.267 |  | 27.267 |  | 27.267 |  | 27.267 |  | 27.267 |  | 27.267 |  | 27.267 |  | 27.267 | 27.267 | Not Coal Steam or O/G Steam | 0.0090846 | 0.0090846 |  | 66.18%
Deer Park Energy Center | Texas |  | X | X | 55464 | CTG5 | 90258 | Combined Cycle |  |  |  | Combined cycle | Y |  |  |  | 17.527 | 6142590.133 | 689997.04 | 16.964 | 17.527 |  | 6142590.133 | 689997.04 | 17.527 |  | 17.527 |  | 17.527 |  | 17.527 |  | 17.527 |  | 17.527 |  | 17.527 |  | 17.527 | 17.527 | Not Coal Steam or O/G Steam | 0.0057067 | 0.0057067 |  | 59.21%
Eastman Cogeneration Facility | Texas |  | X | X | 55176 | 1 | 4065 | Combined Cycle |  |  |  | Combined cycle |  |  |  |  | 60.779 | 5180292.802 | 527543.5 | 68.59 | 60.779 |  | 5180292.802 | 527543.5 | 60.779 |  | 60.779 |  | 60.779 |  | 60.779 |  | 60.779 |  | 60.779 |  | 60.779 |  | 60.779 | 60.779 | Not Coal Steam or O/G Steam | 0.023465 | 0.023465 |  | 62.5%
Eastman Cogeneration Facility | Texas |  | X | X | 55176 | 2 | 4066 | Combined Cycle |  |  |  | Combined cycle |  |  |  |  | 64.234 | 4833917.42 | 506834.96 | 57.854 | 64.234 |  | 4833917.42 | 506834.96 | 64.234 |  | 64.234 |  | 64.234 |  | 64.234 |  | 64.234 |  | 64.234 |  | 64.234 |  | 64.234 | 64.234 | Not Coal Steam or O/G Steam | 0.026576 | 0.026576 |  | 58.52%
Ector County Energy Center | Texas |  | X | X | 58471 | CT-1 | 90984 | Combustion Turbine |  |  |  | Combustion turbine |  |  |  |  | 2.259 | 128616.89 | 10612.26 | 22.9577 | 2.259 |  | 128616.89 | 10612.26 | 2.259 |  | 2.259 |  | 2.259 |  | 2.259 |  | 2.259 |  | 2.259 |  | 2.259 |  | 2.259 | 2.259 | Not Coal Steam or O/G Steam | 0.035128 | 0.035128 |  | 16.28%
Ector County Energy Center | Texas |  | X | X | 58471 | CT-2 | 90985 | Combustion Turbine |  |  |  | Combustion turbine |  |  |  |  | 3.294 | 199872.237 | 16916.07 | 26.304 | 3.294 |  | 199872.237 | 16916.07 | 3.294 |  | 3.294 |  | 3.294 |  | 3.294 |  | 3.294 |  | 3.294 |  | 3.294 |  | 3.294 | 3.294 | Not Coal Steam or O/G Steam | 0.032961 | 0.032961 |  | 18.76%
Ennis Power Company, LLC | Texas |  | X | X | 55223 | GT-1 | 4182 | Combined Cycle |  |  |  | Combined cycle | Y |  |  |  | 55.894 | 4284278.75 | 564377.4 | 49.9457 | 55.894 |  | 4284278.75 | 564377.4 | 55.894 |  | 55.894 |  | 55.894 |  | 25.7057 | Optimize SCR | 25.7057 |  | 25.7057 |  | 25.7057 |  | 25.7057 | 25.7057 | Not Coal Steam or O/G Steam | 0.012 | 0.012 |  | 36.06%
ExxonMobil Beaumont Refinery | Texas |  | X | X | 50625 | 61STK1 | 3679 | O/G Steam |  |  |  | Combined cycle | Y |  |  | 145 | 22.21 | 5149859.01 | 740826.75 | 22.9957 | 22.21 |  | 5149859.01 | 740826.75 | 22.21 |  | 22.21 |  | 22.21 |  | 22.21 |  | 22.21 |  | 22.21 |  | 22.21 |  | 22.21 | 22.21 | Existing SCR | 0.0086255 | 0.0086255 |  | 53.73%
ExxonMobil Beaumont Refinery | Texas |  | X | X | 50625 | 61STK2 | 3680 | O/G Steam |  |  |  | Combined cycle | Y |  |  | 145 | 16.256 | 4285088.541 | 651850.01 | 17.3797 | 16.256 |  | 4285088.541 | 651850.01 | 16.256 |  | 16.256 |  | 16.256 |  | 16.256 |  | 16.256 |  | 16.256 |  | 16.256 |  | 16.256 | 16.256 | Existing SCR | 0.0075872 | 0.0075872 |  | 48.06%
ExxonMobil Beaumont Refinery | Texas |  | X | X | 50625 | 61STK3 | 3681 | O/G Steam |  |  |  | Combined cycle | Y |  |  | 145 | 20.902 | 6117545.106 | 894928.38 | 22.7483 | 20.902 |  | 6117545.106 | 894928.38 | 20.902 |  | 20.902 |  | 20.902 |  | 20.902 |  | 20.902 |  | 20.902 |  | 20.902 |  | 20.902 | 20.902 | Existing SCR | 0.0068335 | 0.0068335 |  | 66.56%
Forney Power Plant | Texas |  | X | X | 55480 | U1 | 4853 | Combined Cycle |  |  |  | Combined cycle |  |  |  |  | 85.758 | 5091727.648 | 726529.87 | 95.6083 | 85.758 |  | 5091727.648 | 726529.87 | 85.758 |  | 85.758 |  | 85.758 |  | 85.758 |  | 85.758 |  | 85.758 |  | 85.758 |  | 85.758 | 85.758 | Not Coal Steam or O/G Steam | 0.033685 | 0.033685 |  | 63.98%
Forney Power Plant | Texas |  | X | X | 55480 | U2 | 4854 | Combined Cycle |  |  |  | Combined cycle |  |  |  |  | 85.464 | 5110717.289 | 722242.37 | 91.5313 | 85.464 |  | 5110717.289 | 722242.37 | 85.464 |  | 85.464 |  | 85.464 |  | 85.464 |  | 85.464 |  | 85.464 |  | 85.464 |  | 85.464 | 85.464 | Not Coal Steam or O/G Steam | 0.033445 | 0.033445 |  | 64.39%
Forney Power Plant | Texas |  | X | X | 55480 | U3 | 4855 | Combined Cycle |  |  |  | Combined cycle |  |  |  |  | 88.755 | 5115459.527 | 721887.17 | 92.277 | 88.755 |  | 5115459.527 | 721887.17 | 88.755 |  | 88.755 |  | 88.755 |  | 88.755 |  | 88.755 |  | 88.755 |  | 88.755 |  | 88.755 | 88.755 | Not Coal Steam or O/G Steam | 0.034701 | 0.034701 |  | 62.93%
Forney Power Plant | Texas |  | X | X | 55480 | U4 | 4856 | Combined Cycle |  |  |  | Combined cycle |  |  |  |  | 87.419 | 5184989.285 | 739414.01 | 95.9603 | 87.419 |  | 5184989.285 | 739414.01 | 87.419 |  | 87.419 |  | 87.419 |  | 87.419 |  | 87.419 |  | 87.419 |  | 87.419 |  | 87.419 | 87.419 | Not Coal Steam or O/G Steam | 0.03372 | 0.03372 |  | 63.59%
Forney Power Plant | Texas |  | X | X | 55480 | U5 | 4857 | Combined Cycle |  |  |  | Combined cycle |  |  |  |  | 94.933 | 5283563.536 | 755782.33 | 99.0833 | 94.933 |  | 5283563.536 | 755782.33 | 94.933 |  | 94.933 |  | 94.933 |  | 94.933 |  | 94.933 |  | 94.933 |  | 94.933 |  | 94.933 | 94.933 | Not Coal Steam or O/G Steam | 0.035935 | 0.035935 |  | 64.45%
Forney Power Plant | Texas |  | X | X | 55480 | U6 | 4858 | Combined Cycle |  |  |  | Combined cycle |  |  |  |  | 89.502 | 5318533.507 | 756314.79 | 96.4613 | 89.502 |  | 5318533.507 | 756314.79 | 89.502 |  | 89.502 |  | 89.502 |  | 89.502 |  | 89.502 |  | 89.502 |  | 89.502 |  | 89.502 | 89.502 | Not Coal Steam or O/G Steam | 0.033657 | 0.033657 |  | 64.9%
Freestone Power Generation | Texas |  | X | X | 55226 | GT1 | 4192 | Combined Cycle |  |  |  | Combined cycle |  |  |  |  | 86.066 | 5699633.53 | 835912.35 | 84.1747 | 86.066 |  | 5699633.53 | 835912.35 | 86.066 |  | 86.066 |  | 86.066 |  | 86.066 |  | 86.066 |  | 86.066 |  | 86.066 |  | 86.066 | 86.066 | Not Coal Steam or O/G Steam | 0.030201 | 0.030201 |  | 75.61%
Freestone Power Generation | Texas |  | X | X | 55226 | GT2 | 4193 | Combined Cycle |  |  |  | Combined cycle |  |  |  |  | 86.846 | 5921359.471 | 864541.25 | 83.7273 | 86.846 |  | 5921359.471 | 864541.25 | 86.846 |  | 86.846 |  | 86.846 |  | 86.846 |  | 86.846 |  | 86.846 |  | 86.846 |  | 86.846 | 86.846 | Not Coal Steam or O/G Steam | 0.029333 | 0.029333 |  | 77.18%
Freestone Power Generation | Texas |  | X | X | 55226 | GT3 | 4194 | Combined Cycle |  |  |  | Combined cycle |  |  |  |  | 75.257 | 4706612.044 | 684721.67 | 84.6577 | 75.257 |  | 4706612.044 | 684721.67 | 75.257 |  | 75.257 |  | 75.257 |  | 75.257 |  | 75.257 |  | 75.257 |  | 75.257 |  | 75.257 | 75.257 | Not Coal Steam or O/G Steam | 0.031979 | 0.031979 |  | 71.38%
Freestone Power Generation | Texas |  | X | X | 55226 | GT4 | 4195 | Combined Cycle |  |  |  | Combined cycle |  |  |  |  | 72.976 | 4851934.735 | 699272.63 | 84.696 | 72.976 |  | 4851934.735 | 699272.63 | 72.976 |  | 72.976 |  | 72.976 |  | 72.976 |  | 72.976 |  | 72.976 |  | 72.976 |  | 72.976 | 72.976 | Not Coal Steam or O/G Steam | 0.030081 | 0.030081 |  | 73.49%
Frontera Generation Facility | Texas |  | X | X | 55098 | 1 | 3883 | Combined Cycle |  |  |  | Combined cycle |  |  |  |  | 43.166 | 4691022.601 | 689637.74 | 50.199 | 43.166 |  | 4691022.601 | 689637.74 | 43.166 |  | 43.166 |  | 43.166 |  | 43.166 |  | 43.166 |  | 43.166 |  | 43.166 |  | 43.166 | 43.166 | Not Coal Steam or O/G Steam | 0.018404 | 0.018404 |  | 79.4%
Frontera Generation Facility | Texas |  | X | X | 55098 | 2 | 3884 | Combined Cycle |  |  |  | Combined cycle |  |  |  |  | 45.208 | 4776645.46 | 699930.44 | 52.376 | 45.208 |  | 4776645.46 | 699930.44 | 45.208 |  | 45.208 |  | 45.208 |  | 45.208 |  | 45.208 |  | 45.208 |  | 45.208 |  | 45.208 | 45.208 | Not Coal Steam or O/G Steam | 0.018929 | 0.018929 |  | 79.5%
Graham | Texas |  | X | X | 3490 | 1 | 2408 | O/G Steam |  |  |  | Dry bottom wall-fired boiler |  |  |  | 234 | 71.856 | 490451.034 | 42030.54 | 88.7057 | 71.856 |  | 490451.034 | 42030.54 | 71.856 |  | 71.856 |  | 71.856 |  | 71.856 |  | 71.856 |  | 71.856 |  | 71.856 |  | 71.856 | 71.856 | Oil/Gas Steam Under 150 Tons (2019-2021 Average) | 0.29302 | 0.29302 |  | 6.601%
Graham | Texas |  | X | X | 3490 | 2 | 2409 | O/G Steam |  |  |  | Dry bottom wall-fired boiler |  |  |  | 390 | 134.644 | 1131070.576 | 102907.22 | 166.574 | 134.644 |  | 1131070.576 | 102907.22 | 134.644 |  | 134.644 |  | 134.644 |  | 134.644 |  | 134.644 |  | 134.644 |  | 134.644 |  | 75.805 | 16.9661 | O/G Steam SCR Retrofit | 0.23808 | 0.03 |  | 7.427%
Greens Bayou | Texas |  | X | X | 3464 | GBY73 | 89952 | Combustion Turbine |  |  |  | Combustion turbine |  |  |  |  | 26.702 | 250805.7 | 15971.55 | 24.723 | 26.702 |  | 250805.7 | 15971.55 | 26.702 |  | 26.702 |  | 26.702 |  | 26.702 |  | 26.702 |  | 26.702 |  | 26.702 |  | 26.702 | 26.702 | Not Coal Steam or O/G Steam | 0.21293 | 0.21293 |  | 6.428%
Greens Bayou | Texas |  | X | X | 3464 | GBY74 | 89953 | Combustion Turbine |  |  |  | Combustion turbine |  |  |  |  | 36.001 | 334820 | 22069.74 | 27.0177 | 36.001 |  | 334820 | 22069.74 | 36.001 |  | 36.001 |  | 36.001 |  | 36.001 |  | 36.001 |  | 36.001 |  | 36.001 |  | 36.001 | 36.001 | Not Coal Steam or O/G Steam | 0.21505 | 0.21505 |  | 6.974%
Greens Bayou | Texas |  | X | X | 3464 | GBY81 | 89954 | Combustion Turbine |  |  |  | Combustion turbine |  |  |  |  | 38.747 | 367395.8 | 23852.53 | 28.8823 | 38.747 |  | 367395.8 | 23852.53 | 38.747 |  | 38.747 |  | 38.747 |  | 38.747 |  | 38.747 |  | 38.747 |  | 38.747 |  | 38.747 | 38.747 | Not Coal Steam or O/G Steam | 0.21093 | 0.21093 |  | 7.564%
Greens Bayou | Texas |  | X | X | 3464 | GBY82 | 89955 | Combustion Turbine |  |  |  | Combustion turbine |  |  |  |  | 39.347 | 364147 | 22147.01 | 30.5013 | 39.347 |  | 364147 | 22147.01 | 39.347 |  | 39.347 |  | 39.347 |  | 39.347 |  | 39.347 |  | 39.347 |  | 39.347 |  | 39.347 | 39.347 | Not Coal Steam or O/G Steam | 0.21611 | 0.21611 |  | 7.805%
Greens Bayou | Texas |  | X | X | 3464 | GBY83 | 89956 | Combustion Turbine |  |  |  | Combustion turbine |  |  |  |  | 36.484 | 344520.9 | 22349.24 | 30.648 | 36.484 |  | 344520.9 | 22349.24 | 36.484 |  | 36.484 |  | 36.484 |  | 36.484 |  | 36.484 |  | 36.484 |  | 36.484 |  | 36.484 | 36.484 | Not Coal Steam or O/G Steam | 0.2118 | 0.2118 |  | 8.029%
Greens Bayou | Texas |  | X | X | 3464 | GBY84 | 89957 | Combustion Turbine |  |  |  | Combustion turbine |  |  |  |  | 27.012 | 254621.4 | 16174.71 | 26.589 | 27.012 |  | 254621.4 | 16174.71 | 27.012 |  | 27.012 |  | 27.012 |  | 27.012 |  | 27.012 |  | 27.012 |  | 27.012 |  | 27.012 | 27.012 | Not Coal Steam or O/G Steam | 0.21217 | 0.21217 |  | 6.914%
Gregory Power Facility | Texas |  | X | X | 55086 | 101 | 3863 | Combined Cycle |  |  |  | Combined cycle |  |  |  |  | 40.081 | 3288358.547 | 339004.77 | 28.6777 | 40.081 |  | 3288358.547 | 339004.77 | 40.081 |  | 40.081 |  | 40.081 |  | 40.081 |  | 40.081 |  | 40.081 |  | 40.081 |  | 40.081 | 40.081 | Not Coal Steam or O/G Steam | 0.024378 | 0.024378 |  | 25.7%
Gregory Power Facility | Texas |  | X | X | 55086 | 102 | 3864 | Combined Cycle |  |  |  | Combined cycle |  |  |  |  | 41.325 | 3257550.529 | 343444.92 | 33.9257 | 41.325 |  | 3257550.529 | 343444.92 | 41.325 |  | 41.325 |  | 41.325 |  | 41.325 |  | 41.325 |  | 41.325 |  | 41.325 |  | 41.325 | 41.325 | Not Coal Steam or O/G Steam | 0.025372 | 0.025372 |  | 28.98%
Guadalupe Generating Station | Texas |  | X | X | 55153 | CTG-1 | 4028 | Combined Cycle |  |  |  | Combined cycle |  |  |  |  | 87.132 | 5979111.97 | 810516.4 | 85.7763 | 87.132 |  | 5979111.97 | 810516.4 | 87.132 |  | 87.132 |  | 87.132 |  | 87.132 |  | 87.132 |  | 87.132 |  | 87.132 |  | 87.132 | 87.132 | Not Coal Steam or O/G Steam | 0.029145 | 0.029145 |  | 69.26%
Guadalupe Generating Station | Texas |  | X | X | 55153 | CTG-2 | 4029 | Combined Cycle |  |  |  | Combined cycle |  |  |  |  | 83.669 | 5395764.738 | 751084.21 | 86.07 | 83.669 |  | 5395764.738 | 751084.21 | 83.669 |  | 83.669 |  | 83.669 |  | 83.669 |  | 83.669 |  | 83.669 |  | 83.669 |  | 83.669 | 83.669 | Not Coal Steam or O/G Steam | 0.031013 | 0.031013 |  | 67.52%
Guadalupe Generating Station | Texas |  | X | X | 55153 | CTG-3 | 4030 | Combined Cycle |  |  |  | Combined cycle |  |  |  |  | 78.348 | 5120791.498 | 689059.73 | 88.7833 | 78.348 |  | 5120791.498 | 689059.73 | 78.348 |  | 78.348 |  | 78.348 |  | 78.348 |  | 78.348 |  | 78.348 |  | 78.348 |  | 78.348 | 78.348 | Not Coal Steam or O/G Steam | 0.0306 | 0.0306 |  | 71.22%
Guadalupe Generating Station | Texas |  | X | X | 55153 | CTG-4 | 4031 | Combined Cycle |  |  |  | Combined cycle |  |  |  |  | 74.437 | 4699904.852 | 650558.2 | 87.9687 | 74.437 |  | 4699904.852 | 650558.2 | 74.437 |  | 74.437 |  | 74.437 |  | 74.437 |  | 74.437 |  | 74.437 |  | 74.437 |  | 74.437 | 74.437 | Not Coal Steam or O/G Steam | 0.031676 | 0.031676 |  | 66.77%
H W Pirkey Power Plant | Texas |  | X | X | 7902 | 1 | 3360 | Coal Steam | 3 | 2023 | 2023 | Dry bottom wall-fired boiler |  |  |  | 721 | 1367.149 | 13957774.071 | 1281022.51 | 1143.891 | 0 | Y | 0 | 0 | 0 |  | 0 |  | 0 |  | 0 |  | 0 |  | 0 |  | 0 |  | 0 | 0 | Retired | 0 | 0 |  | 48.44%
Handley Generating Station | Texas |  | X | X | 3491 | 3 | 2413 | O/G Steam |  |  |  | Dry bottom wall-fired boiler | Y |  |  | 395 | 36.43 | 3334072.162 | 298760.08 | 37.972 | 36.43 |  | 3334072.162 | 298760.08 | 36.43 |  | 36.43 |  | 36.43 |  | 36.43 |  | 36.43 |  | 36.43 |  | 36.43 |  | 36.43 | 36.43 | Existing SCR | 0.021853 | 0.021853 |  | 18.29%
Handley Generating Station | Texas |  | X | X | 3491 | 4 | 2414 | O/G Steam |  |  |  | Dry bottom wall-fired boiler | Y |  |  | 435 | 19.762 | 3002398.332 | 263159.14 | 13.3087 | 19.762 |  | 3002398.332 | 263159.14 | 19.762 |  | 19.762 |  | 19.762 |  | 19.762 |  | 19.762 |  | 19.762 |  | 19.762 |  | 19.762 | 19.762 | Existing SCR | 0.013164 | 0.013164 |  | 9.447%
Handley Generating Station | Texas |  | X | X | 3491 | 5 | 2415 | O/G Steam |  |  |  | Dry bottom wall-fired boiler | Y |  |  | 435 | 16.767 | 2723097.29 | 226800.96 | 16.179 | 16.767 |  | 2723097.29 | 226800.96 | 16.767 |  | 16.767 |  | 16.767 |  | 16.767 |  | 16.767 |  | 16.767 |  | 16.767 |  | 16.767 | 16.767 | Existing SCR | 0.012315 | 0.012315 |  | 9.68%
Hardin County Peaking Facility | Texas |  | X | X | 56604 | HCCT1 | 91256 | Combustion Turbine |  |  |  | Combustion turbine |  |  |  |  | 1.593 | 102580.786 | 8166.55 | 3.1177 | 1.593 |  | 102580.786 | 8166.55 | 1.593 |  | 1.593 |  | 1.593 |  | 1.593 |  | 1.593 |  | 1.593 |  | 1.593 |  | 1.593 | 1.593 | Not Coal Steam or O/G Steam | 0.031058 | 0.031058 |  | 5.308%
Hardin County Peaking Facility | Texas |  | X | X | 56604 | HCCT2 | 91259 | Combustion Turbine |  |  |  | Combustion turbine |  |  |  |  | 1.62 | 99585.871 | 7899.86 | 3.6237 | 1.62 |  | 99585.871 | 7899.86 | 1.62 |  | 1.62 |  | 1.62 |  | 1.62 |  | 1.62 |  | 1.62 |  | 1.62 |  | 1.62 | 1.62 | Not Coal Steam or O/G Steam | 0.032535 | 0.032535 |  | 5.683%
Harrington Station | Texas |  | X | X | 6193 | 061B | 2838 | Coal Steam |  |  |  | Tangentially-fired |  |  |  | 339 | 618.488 | 8058197.277 | 811654.88 | 480.314 | 618.488 |  | 8058197.277 | 811654.88 | 618.488 |  | 618.488 |  | 618.488 |  | 618.488 |  | 618.488 |  | 618.488 |  | 618.488 |  | 409.9715 | 201.4549 | Coal Steam SCR Retrofit | 0.15351 | 0.05 |  | 35.33%
Harrington Station | Texas |  | X | X | 6193 | 062B | 2839 | Coal Steam |  |  |  | Tangentially-fired |  |  |  | 339 | 643.218 | 8773829.25 | 892076.12 | 473.2833 | 643.218 |  | 8773829.25 | 892076.12 | 643.218 |  | 643.218 |  | 643.218 |  | 643.218 |  | 643.218 |  | 643.218 |  | 643.218 |  | 431.2819 | 219.3457 | Coal Steam SCR Retrofit | 0.14662 | 0.05 |  | 42.79%
Harrington Station | Texas |  | X | X | 6193 | 063B | 2840 | Coal Steam |  |  |  | Tangentially-fired |  |  |  | 340 | 753.929 | 9215696.027 | 911647.58 | 558.1723 | 753.929 |  | 9215696.027 | 911647.58 | 753.929 |  | 753.929 |  | 753.929 |  | 753.929 |  | 753.929 |  | 753.929 |  | 753.929 |  | 492.1607 | 230.3924 | Coal Steam SCR Retrofit | 0.16362 | 0.05 |  | 47.87%
Harrison County Power Project | Texas |  | X | X | 55664 | GT-1 | 8788 | Combined Cycle |  |  |  | Combined cycle | Y |  |  |  | 38.687 | 4495005.756 | 637931.59 | 40.0963 | 38.687 |  | 4495005.756 | 637931.59 | 38.687 |  | 38.687 |  | 38.687 |  | 26.97 | Optimize SCR | 26.97 |  | 26.97 |  | 26.97 |  | 26.97 | 26.97 | Not Coal Steam or O/G Steam | 0.012 | 0.012 |  | 61.32%
Harrison County Power Project | Texas |  | X | X | 55664 | GT-2 | 8790 | Combined Cycle |  |  |  | Combined cycle | Y |  |  |  | 40.454 | 4703128.893 | 674869.39 | 39.6283 | 40.454 |  | 4703128.893 | 674869.39 | 40.454 |  | 40.454 |  | 40.454 |  | 28.2188 | Optimize SCR | 28.2188 |  | 28.2188 |  | 28.2188 |  | 28.2188 | 28.2188 | Not Coal Steam or O/G Steam | 0.012 | 0.012 |  | 54.61%
Hays Energy Facility | Texas |  | X | X | 55144 | STK1 | 4002 | Combined Cycle |  |  |  | Combined cycle | Y |  |  |  | 19.688 | 2187200.051 | 292642.94 | 22.0437 | 19.688 |  | 2187200.051 | 292642.94 | 19.688 |  | 19.688 |  | 19.688 |  | 13.1232 | Optimize SCR | 13.1232 |  | 13.1232 |  | 13.1232 |  | 13.1232 | 13.1232 | Not Coal Steam or O/G Steam | 0.012 | 0.012 |  | 31.4%
Hays Energy Facility | Texas |  | X | X | 55144 | STK2 | 4003 | Combined Cycle |  |  |  | Combined cycle | Y |  |  |  | 20.802 | 2479941.182 | 328716.94 | 27.2243 | 20.802 |  | 2479941.182 | 328716.94 | 20.802 |  | 20.802 |  | 20.802 |  | 14.8796 | Optimize SCR | 14.8796 |  | 14.8796 |  | 14.8796 |  | 14.8796 | 14.8796 | Not Coal Steam or O/G Steam | 0.012 | 0.012 |  | 40.61%
Hays Energy Facility | Texas |  | X | X | 55144 | STK3 | 4004 | Combined Cycle |  |  |  | Combined cycle | Y |  |  |  | 21.611 | 2419864.187 | 320241.74 | 20.386 | 21.611 |  | 2419864.187 | 320241.74 | 21.611 |  | 21.611 |  | 21.611 |  | 14.5192 | Optimize SCR | 14.5192 |  | 14.5192 |  | 14.5192 |  | 14.5192 | 14.5192 | Not Coal Steam or O/G Steam | 0.012 | 0.012 |  | 33.11%
Hays Energy Facility | Texas |  | X | X | 55144 | STK4 | 4005 | Combined Cycle |  |  |  | Combined cycle | Y |  |  |  | 28.399 | 2945421.56 | 395437.79 | 28.683 | 28.399 |  | 2945421.56 | 395437.79 | 28.399 |  | 28.399 |  | 28.399 |  | 17.6725 | Optimize SCR | 17.6725 |  | 17.6725 |  | 17.6725 |  | 17.6725 | 17.6725 | Not Coal Steam or O/G Steam | 0.012 | 0.012 |  | 40.67%
J K Spruce | Texas |  | X | X | 7097 | **1 | 2939 | Coal Steam | 12 | 2028 | 2029 | Tangentially-fired |  |  |  | 560 | 1118.343 | 16514677.712 | 1504397.6 | 969.3783 | 1118.343 |  | 16514677.712 | 1504397.6 | 1118.343 |  | 1118.343 |  | 1118.343 |  | 1118.343 |  | 1118.343 |  | 1118.343 |  | 1118.343 |  | 765.605 | 412.8669 | Coal Steam SCR Retrofit | 0.13544 | 0.05 |  | 59.09%
J K Spruce | Texas |  | X | X | 7097 | **2 | 2940 | Coal Steam |  |  |  | Tangentially-fired | Y |  |  | 785 | 532.43 | 24818423.94 | 2242238.66 | 507.2267 | 532.43 |  | 24818423.94 | 2242238.66 | 532.43 |  | 532.43 |  | 532.43 |  | 532.43 |  | 532.43 |  | 532.43 |  | 532.43 |  | 532.43 | 532.43 | Existing SCR | 0.042906 | 0.042906 |  | 65.53%
J Robert Massengale Generating Station | Texas |  | X | X | 3604 | GT1 | 2474 | Combined Cycle |  |  |  | Combined cycle | Y |  |  |  | 3.859 | 226345.07 | 25423.05 | 7.9993 | 3.859 |  | 226345.07 | 25423.05 | 3.859 |  | 3.859 |  | 3.859 |  | 1.3581 | Optimize SCR | 1.3581 |  | 1.3581 |  | 1.3581 |  | 1.3581 | 1.3581 | Not Coal Steam or O/G Steam | 0.012 | 0.012 |  | 26.61%
J T Deely | Texas |  | X | X | 6181 | 1 | 2832 | Coal Steam | 12 | 2024 | 2025 | Tangentially-fired |  |  | Y | 420 | [24 empty] | Coal Steam Under 0.08 lb/mmBtu | 0 | 0
J T Deely | Texas |  | X | X | 6181 | 2 | 2833 | Coal Steam | 12 | 2024 | 2025 | Tangentially-fired | Y |  | Y | 420 | [24 empty] | Existing SCR | 0 | 0
Jack County Generation Facility | Texas |  | X | X | 55230 | CT-1 | 4236 | Combined Cycle |  |  |  | Combined cycle | Y |  |  |  | 33.337 | 3738533.995 | 505987.62 | 36.6857 | 33.337 |  | 3738533.995 | 505987.62 | 33.337 |  | 33.337 |  | 33.337 |  | 22.4312 | Optimize SCR | 22.4312 |  | 22.4312 |  | 22.4312 |  | 22.4312 | 22.4312 | Not Coal Steam or O/G Steam | 0.012 | 0.012 |  | 36.92%
Jack County Generation Facility | Texas |  | X | X | 55230 | CT-2 | 4237 | Combined Cycle |  |  |  | Combined cycle | Y |  |  |  | 36.107 | 4046176.94 | 548061.85 | 40.0503 | 36.107 |  | 4046176.94 | 548061.85 | 36.107 |  | 36.107 |  | 36.107 |  | 24.2771 | Optimize SCR | 24.2771 |  | 24.2771 |  | 24.2771 |  | 24.2771 | 24.2771 | Not Coal Steam or O/G Steam | 0.012 | 0.012 |  | 37.73%
Jack County Generation Facility | Texas |  | X | X | 55230 | CT-3 | 90582 | Combined Cycle |  |  |  | Combined cycle | Y |  |  |  | 18.254 | 4333824.87 | 600372.5 | 17.035 | 18.254 |  | 4333824.87 | 600372.5 | 18.254 |  | 18.254 |  | 18.254 |  | 18.254 |  | 18.254 |  | 18.254 |  | 18.254 |  | 18.254 | 18.254 | Not Coal Steam or O/G Steam | 0.008424 | 0.008424 |  | 41.95%
Jack County Generation Facility | Texas |  | X | X | 55230 | CT-4 | 90583 | Combined Cycle |  |  |  | Combined cycle | Y |  |  |  | 12.764 | 3688806.451 | 516503.53 | 14.6677 | 12.764 |  | 3688806.451 | 516503.53 | 12.764 |  | 12.764 |  | 12.764 |  | 12.764 |  | 12.764 |  | 12.764 |  | 12.764 |  | 12.764 | 12.764 | Not Coal Steam or O/G Steam | 0.0069204 | 0.0069204 |  | 41.58%
Johnson County Generation Facility | Texas |  | X | X | 54817 | EAST | 3804 | Combined Cycle |  |  |  | Combined cycle | Y |  |  |  | 54.823 | 3625660.89 | 448646.41 | 61.6243 | 54.823 |  | 3625660.89 | 448646.41 | 54.823 |  | 54.823 |  | 54.823 |  | 21.754 | Optimize SCR | 21.754 |  | 21.754 |  | 21.754 |  | 21.754 | 21.754 | Not Coal Steam or O/G Steam | 0.012 | 0.012 |  | 41.38%
Jones Station | Texas |  | X | X | 3482 | 151B | 2394 | O/G Steam |  |  |  | Tangentially-fired |  |  |  | 243 | 102.393 | 1918774.516 | 182401.94 | 264.415 | 102.393 |  | 1918774.516 | 182401.94 | 102.393 |  | 102.393 |  | 102.393 |  | 102.393 |  | 102.393 |  | 102.393 |  | 102.393 |  | 65.5873 | 28.7816 | O/G Steam SCR Retrofit | 0.10673 | 0.03 |  | 36.33%
Jones Station | Texas |  | X | X | 3482 | 152B | 2395 | O/G Steam | 12 | 2031 | 2032 | Tangentially-fired |  |  |  | 243 | 126.39 | 2642631.652 | 242788.85 | 201.9377 | 126.39 |  | 2642631.652 | 242788.85 | 126.39 |  | 126.39 |  | 126.39 |  | 126.39 |  | 126.39 |  | 126.39 |  | 126.39 |  | 83.0147 | 39.6395 | O/G Steam SCR Retrofit | 0.095655 | 0.03 |  | 31.38%
Jones Station | Texas |  | X | X | 3482 | 153T | 90700 | Combustion Turbine |  |  |  | Combustion turbine |  |  |  |  | 24.929 | 1757441.752 | 164670.97 | 32.352 | 24.929 |  | 1757441.752 | 164670.97 | 24.929 |  | 24.929 |  | 24.929 |  | 24.929 |  | 24.929 |  | 24.929 |  | 24.929 |  | 24.929 | 24.929 | Not Coal Steam or O/G Steam | 0.02837 | 0.02837 |  | 29.05%
Jones Station | Texas |  | X | X | 3482 | 154T | 90833 | Combustion Turbine |  |  |  | Combustion turbine |  |  |  |  | 17.191 | 1160946.679 | 109151.13 | 31.9377 | 17.191 |  | 1160946.679 | 109151.13 | 17.191 |  | 17.191 |  | 17.191 |  | 17.191 |  | 17.191 |  | 17.191 |  | 17.191 |  | 17.191 | 17.191 | Not Coal Steam or O/G Steam | 0.029615 | 0.029615 |  | 28.87%
Knox Lee Power Plant | Texas |  | X | X | 3476 | 5 | 2388 | O/G Steam |  |  |  | Tangentially-fired |  |  |  | 342 | 50.711 | 997334.312 | 90378.44 | 50.2113 | 50.711 |  | 997334.312 | 90378.44 | 50.711 |  | 50.711 |  | 50.711 |  | 50.711 |  | 50.711 |  | 50.711 |  | 50.711 |  | 50.711 | 50.711 | Oil/Gas Steam Under 150 Tons (2019-2021 Average) | 0.10169 | 0.10169 |  | 7.842%
LaPorte Generating Station | Texas |  | X | X | 55365 | GT-1 | 4559 | Combustion Turbine |  |  |  | Combustion turbine |  |  |  |  | 11.743 | 128684.6 | 9650.6 | 15.7677 | 11.743 |  | 128684.6 | 9650.6 | 11.743 |  | 11.743 |  | 11.743 |  | 11.743 |  | 11.743 |  | 11.743 |  | 11.743 |  | 11.743 | 11.743 | Not Coal Steam or O/G Steam | 0.18251 | 0.18251 |  | 9.287%
LaPorte Generating Station | Texas |  | X | X | 55365 | GT-2 | 4560 | Combustion Turbine |  |  |  | Combustion turbine |  |  |  |  | 14.054 | 165423.2 | 12385.85 | 15.2713 | 14.054 |  | 165423.2 | 12385.85 | 14.054 |  | 14.054 |  | 14.054 |  | 14.054 |  | 14.054 |  | 14.054 |  | 14.054 |  | 14.054 | 14.054 | Not Coal Steam or O/G Steam | 0.16992 | 0.16992 |  | 9.391%
LaPorte Generating Station | Texas |  | X | X | 55365 | GT-3 | 4561 | Combustion Turbine |  |  |  | Combustion turbine |  |  |  |  | 12.741 | 142893.6 | 10689.48 | 15.079 | 12.741 |  | 142893.6 | 10689.48 | 12.741 |  | 12.741 |  | 12.741 |  | 12.741 |  | 12.741 |  | 12.741 |  | 12.741 |  | 12.741 | 12.741 | Not Coal Steam or O/G Steam | 0.17833 | 0.17833 |  | 8.572%
LaPorte Generating Station | Texas |  | X | X | 55365 | GT-4 | 4562 | Combustion Turbine |  |  |  | Combustion turbine |  |  |  |  | 13.781 | 162206.5 | 12133.59 | 13.3313 | 13.781 |  | 162206.5 | 12133.59 | 13.781 |  | 13.781 |  | 13.781 |  | 13.781 |  | 13.781 |  | 13.781 |  | 13.781 |  | 13.781 | 13.781 | Not Coal Steam or O/G Steam | 0.16992 | 0.16992 |  | 7.672%
Lake Hubbard | Texas |  | X | X | 3452 | 1 | 2313 | O/G Steam |  |  |  | Dry bottom wall-fired boiler |  |  |  | 392 | 45.227 | 757423.689 | 59876.64 | 60.8907 | 45.227 |  | 757423.689 | 59876.64 | 45.227 |  | 45.227 |  | 45.227 |  | 45.227 |  | 45.227 |  | 45.227 |  | 45.227 |  | 45.227 | 45.227 | Oil/Gas Steam Under 150 Tons (2019-2021 Average) | 0.11942 | 0.11942 |  | 5.739%
Lake Hubbard | Texas |  | X | X | 3452 | 2 | 2314 | O/G Steam |  |  |  | Dry bottom wall-fired boiler | Y |  |  | 523 | 43.754 | 2445312.141 | 223716.74 | 42.0163 | 43.754 |  | 2445312.141 | 223716.74 | 43.754 |  | 43.754 |  | 43.754 |  | 36.6797 | Optimize SCR | 36.6797 |  | 36.6797 |  | 36.6797 |  | 36.6797 | 36.6797 | Existing SCR | 0.03 | 0.03 |  | 12.58%
Lamar Power Plant | Texas |  | X | X | 55097 | 1 | 3879 | Combined Cycle |  |  |  | Combined cycle |  |  |  |  | 76.038 | 4610455.446 | 655241.26 | 87.6087 | 76.038 |  | 4610455.446 | 655241.26 | 76.038 |  | 76.038 |  | 76.038 |  | 76.038 |  | 76.038 |  | 76.038 |  | 76.038 |  | 76.038 | 76.038 | Not Coal Steam or O/G Steam | 0.032985 | 0.032985 |  | 68.51%
Lamar Power Plant | Texas |  | X | X | 55097 | 2 | 3880 | Combined Cycle |  |  |  | Combined cycle |  |  |  |  | 77.798 | 4574416.606 | 654286.38 | 86.6923 | 77.798 |  | 4574416.606 | 654286.38 | 77.798 |  | 77.798 |  | 77.798 |  | 77.798 |  | 77.798 |  | 77.798 |  | 77.798 |  | 77.798 | 77.798 | Not Coal Steam or O/G Steam | 0.034014 | 0.034014 |  | 67.66%
Lamar Power Plant | Texas |  | X | X | 55097 | 3 | 3881 | Combined Cycle |  |  |  | Combined cycle |  |  |  |  | 77.984 | 4815771.632 | 686484.08 | 83.3303 | 77.984 |  | 4815771.632 | 686484.08 | 77.984 |  | 77.984 |  | 77.984 |  | 77.984 |  | 77.984 |  | 77.984 |  | 77.984 |  | 77.984 | 77.984 | Not Coal Steam or O/G Steam | 0.032387 | 0.032387 |  | 67.47%
Lamar Power Plant | Texas |  | X | X | 55097 | 4 | 3882 | Combined Cycle |  |  |  | Combined cycle |  |  |  |  | 76.726 | 4769442.304 | 686961.87 | 84.2603 | 76.726 |  | 4769442.304 | 686961.87 | 76.726 |  | 76.726 |  | 76.726 |  | 76.726 |  | 76.726 |  | 76.726 |  | 76.726 |  | 76.726 | 76.726 | Not Coal Steam or O/G Steam | 0.032174 | 0.032174 |  | 66.95%
Laredo | Texas |  | X | X | 3439 | 4 | 90196 | Combustion Turbine |  |  |  | Combustion turbine | Y |  |  |  | 1.34 | 244260.569 | 26431.97 | 1.3857 | 1.34 |  | 244260.569 | 26431.97 | 1.34 |  | 1.34 |  | 1.34 |  | 1.34 |  | 1.34 |  | 1.34 |  | 1.34 |  | 1.34 | 1.34 | Not Coal Steam or O/G Steam | 0.010972 | 0.010972 |  | 6.776%
Laredo | Texas |  | X | X | 3439 | 5 | 90197 | Combustion Turbine |  |  |  | Combustion turbine | Y |  |  |  | 0.623 | 120090.67 | 12602.43 | 1.2083 | 0.623 |  | 120090.67 | 12602.43 | 0.623 |  | 0.623 |  | 0.623 |  | 0.623 |  | 0.623 |  | 0.623 |  | 0.623 |  | 0.623 | 0.623 | Not Coal Steam or O/G Steam | 0.010375 | 0.010375 |  | 6.721%
Leon Creek | Texas |  | X | X | 3609 | CGT1 | 89297 | Combustion Turbine |  |  |  | Combustion turbine | Y |  |  |  | 0.533 | 66552.877 | 6856.88 | 1.1787 | 0.533 |  | 66552.877 | 6856.88 | 0.533 |  | 0.533 |  | 0.533 |  | 0.533 |  | 0.533 |  | 0.533 |  | 0.533 |  | 0.533 | 0.533 | Not Coal Steam or O/G Steam | 0.016017 | 0.016017 |  | 6.738%
Leon Creek | Texas |  | X | X | 3609 | CGT2 | 89298 | Combustion Turbine |  |  |  | Combustion turbine | Y |  |  |  | 0.525 | 65871.363 | 6604.03 | 1.2387 | 0.525 |  | 65871.363 | 6604.03 | 0.525 |  | 0.525 |  | 0.525 |  | 0.525 |  | 0.525 |  | 0.525 |  | 0.525 |  | 0.525 | 0.525 | Not Coal Steam or O/G Steam | 0.01594 | 0.01594 |  | 8.403%
Leon Creek | Texas |  | X | X | 3609 | CGT3 | 89299 | Combustion Turbine |  |  |  | Combustion turbine | Y |  |  |  | 0.636 | 81429.371 | 8435.11 | 1.4067 | 0.636 |  | 81429.371 | 8435.11 | 0.636 |  | 0.636 |  | 0.636 |  | 0.636 |  | 0.636 |  | 0.636 |  | 0.636 |  | 0.636 | 0.636 | Not Coal Steam or O/G Steam | 0.015621 | 0.015621 |  | 9.532%
Leon Creek | Texas |  | X | X | 3609 | CGT4 | 89300 | Combustion Turbine |  |  |  | Combustion turbine | Y |  |  |  | 0.796 | 90701.939 | 9222.17 | 1.302 | 0.796 |  | 90701.939 | 9222.17 | 0.796 |  | 0.796 |  | 0.796 |  | 0.796 |  | 0.796 |  | 0.796 |  | 0.796 |  | 0.796 | 0.796 | Not Coal Steam or O/G Steam | 0.017552 | 0.017552 |  | 8.378%
Lewis Creek | Texas |  | X | X | 3457 | 1 | 2332 | O/G Steam |  |  |  | Dry bottom wall-fired boiler | Y |  |  | 252 | 45.857 | 4012942.324 | 365367 | 62.3163 | 45.857 |  | 4012942.324 | 365367 | 45.857 |  | 45.857 |  | 45.857 |  | 45.857 |  | 45.857 |  | 45.857 |  | 45.857 |  | 45.857 | 45.857 | Existing SCR | 0.022855 | 0.022855 |  | 51.27%
Lewis Creek | Texas |  | X | X | 3457 | 2 | 2333 | O/G Steam |  |  |  | Dry bottom wall-fired boiler | Y |  |  | 253 | 31.369 | 2957494.171 | 287757.13 | 53.328 | 31.369 |  | 2957494.171 | 287757.13 | 31.369 |  | 31.369 |  | 31.369 |  | 31.369 |  | 31.369 |  | 31.369 |  | 31.369 |  | 31.369 | 31.369 | Existing SCR | 0.021213 | 0.021213 |  | 39.67%
Limestone | Texas |  | X | X | 298 | LIM1 | 176 | Coal Steam | 12 | 2029 | 2030 | Tangentially-fired |  | Y |  | 831 | 626.71 | 9122867.516 | 919724.26 | 1174.6587 | 626.71 |  | 9122867.516 | 919724.26 | 626.71 |  | 626.71 |  | 626.71 |  | 626.71 |  | 626.71 |  | 626.71 |  | 626.71 |  | 427.3908 | 228.0717 | Coal Steam SCR Retrofit | 0.13739 | 0.05 |  | 39.56%
Limestone | Texas |  | X | X | 298 | LIM2 | 177 | Coal Steam | 12 | 2029 | 2030 | Tangentially-fired |  | Y |  | 858 | 1480.018 | 16432611.873 | 1669419.31 | 1553.2047 | 1480.018 |  | 16432611.873 | 1669419.31 | 1480.018 |  | 1480.018 |  | 1480.018 |  | 1480.018 |  | 1480.018 |  | 1341.0655 | Y | 1341.0655 |  | 875.9404 | 410.8153 | Coal Steam SCR Retrofit | 0.16322 | 0.05 |  | 45.83%
Lost Pines 1 | Texas |  | X | X | 55154 | 1 | 4032 | Combined Cycle |  |  |  | Combined cycle | Y |  |  |  | 32.07 | 3416529.69 | 310850.24 | 41.523 | 32.07 |  | 3416529.69 | 310850.24 | 32.07 |  | 32.07 |  | 32.07 |  | 20.4992 | Optimize SCR | 20.4992 |  | 20.4992 |  | 20.4992 |  | 20.4992 | 20.4992 | Not Coal Steam or O/G Steam | 0.012 | 0.012 |  | 60.83%
Lost Pines 1 | Texas |  | X | X | 55154 | 2 | 4033 | Combined Cycle |  |  |  | Combined cycle | Y |  |  |  | 33.185 | 3529567.221 | 320720.31 | 42.8493 | 33.185 |  | 3529567.221 | 320720.31 | 33.185 |  | 33.185 |  | 33.185 |  | 21.1774 | Optimize SCR | 21.1774 |  | 21.1774 |  | 21.1774 |  | 21.1774 | 21.1774 | Not Coal Steam or O/G Steam | 0.012 | 0.012 |  | 63.29%
Magic Valley Generating Station | Texas |  | X | X | 55123 | CTG-1 | 3951 | Combined Cycle |  |  |  | Combined cycle | Y |  |  |  | 46.034 | 6387633.497 | 957760.33 | 46.4107 | 46.034 |  | 6387633.497 | 957760.33 | 46.034 |  | 46.034 |  | 46.034 |  | 38.3258 | Optimize SCR | 38.3258 |  | 38.3258 |  | 38.3258 |  | 38.3258 | 38.3258 | Not Coal Steam or O/G Steam | 0.012 | 0.012 |  | 66.38%
Magic Valley Generating Station | Texas |  | X | X | 55123 | CTG-2 | 3952 | Combined Cycle |  |  |  | Combined cycle | Y |  |  |  | 43.487 | 5809213.215 | 870718.34 | 46.6607 | 43.487 |  | 5809213.215 | 870718.34 | 43.487 |  | 43.487 |  | 43.487 |  | 34.8553 | Optimize SCR | 34.8553 |  | 34.8553 |  | 34.8553 |  | 34.8553 | 34.8553 | Not Coal Steam or O/G Steam | 0.012 | 0.012 |  | 66.36%
Martin Lake | Texas |  | X | X | 6146 | 1 | 2804 | Coal Steam |  |  |  | Tangentially-fired |  |  |  | 800 | 1627.772 | 23060121.716 | 2364161.16 | 1460.259 | 1627.772 |  | 23060121.716 | 2364161.16 | 1627.772 |  | 1627.772 |  | 1627.772 |  | 1627.772 |  | 1627.772 |  | 1627.772 |  | 1627.772 |  | 1102.1375 | 576.503 | Coal Steam SCR Retrofit | 0.14118 | 0.05 |  | 59.97%
Martin Lake | Texas |  | X | X | 6146 | 2 | 2805 | Coal Steam |  |  |  | Tangentially-fired |  |  |  | 805 | 1264.022 | 17896844.21 | 1850664 | 1372.739 | 1264.022 |  | 17896844.21 | 1850664 | 1264.022 |  | 1264.022 |  | 1264.022 |  | 1264.022 |  | 1264.022 |  | 1264.022 |  | 1264.022 |  | 855.7216 | 447.4211 | Coal Steam SCR Retrofit | 0.14126 | 0.05 |  | 56.37%
Martin Lake | Texas |  | X | X | 6146 | 3 | 2806 | Coal Steam |  |  |  | Tangentially-fired |  |  |  | 805 | 1584.706 | 23757418.635 | 2641751.4 | 1416.308 | 1584.706 |  | 23757418.635 | 2641751.4 | 1584.706 |  | 1584.706 |  | 1584.706 |  | 1584.706 |  | 1584.706 |  | 1584.706 |  | 1584.706 |  | 1089.3207 | 593.9355 | Coal Steam SCR Retrofit | 0.13341 | 0.05 |  | 59.35%
Midlothian Energy | Texas |  | X | X | 55091 | STK1 | 3873 | Combined Cycle |  |  |  | Combined cycle | Y |  |  |  | 18.528 | 2529304.868 | 324196.62 | 20.4563 | 18.528 |  | 2529304.868 | 324196.62 | 18.528 |  | 18.528 |  | 18.528 |  | 15.1758 | Optimize SCR | 15.1758 |  | 15.1758 |  | 15.1758 |  | 15.1758 | 15.1758 | Not Coal Steam or O/G Steam | 0.012 | 0.012 |  | 36.02%
Midlothian Energy | Texas |  | X | X | 55091 | STK2 | 3874 | Combined Cycle |  |  |  | Combined cycle | Y |  |  |  | 18.608 | 2436623.991 | 321529.58 | 20.4683 | 18.608 |  | 2436623.991 | 321529.58 | 18.608 |  | 18.608 |  | 18.608 |  | 14.6197 | Optimize SCR | 14.6197 |  | 14.6197 |  | 14.6197 |  | 14.6197 | 14.6197 | Not Coal Steam or O/G Steam | 0.012 | 0.012 |  | 35.41%
Midlothian Energy | Texas |  | X | X | 55091 | STK3 | 3875 | Combined Cycle |  |  |  | Combined cycle | Y |  |  |  | 15.122 | 1908233.13 | 253923.34 | 19.2697 | 15.122 |  | 1908233.13 | 253923.34 | 15.122 |  | 15.122 |  | 15.122 |  | 11.4494 | Optimize SCR | 11.4494 |  | 11.4494 |  | 11.4494 |  | 11.4494 | 11.4494 | Not Coal Steam or O/G Steam | 0.012 | 0.012 |  | 32.29%
Midlothian Energy | Texas |  | X | X | 55091 | STK4 | 3876 | Combined Cycle |  |  |  | Combined cycle | Y |  |  |  | 17.077 | 2216053.204 | 291726.78 | 19.8573 | 17.077 |  | 2216053.204 | 291726.78 | 17.077 |  | 17.077 |  | 17.077 |  | 13.2963 | Optimize SCR | 13.2963 |  | 13.2963 |  | 13.2963 |  | 13.2963 | 13.2963 | Not Coal Steam or O/G Steam | 0.012 | 0.012 |  | 33.39%
Midlothian Energy | Texas |  | X | X | 55091 | STK5 | 3877 | Combined Cycle |  |  |  | Combined cycle | Y |  |  |  | 20.762 | 2569105.063 | 341198.91 | 25.414 | 20.762 |  | 2569105.063 | 341198.91 | 20.762 |  | 20.762 |  | 20.762 |  | 15.4146 | Optimize SCR | 15.4146 |  | 15.4146 |  | 15.4146 |  | 15.4146 | 15.4146 | Not Coal Steam or O/G Steam | 0.012 | 0.012 |  | 35.01%
Midlothian Energy | Texas |  | X | X | 55091 | STK6 | 3878 | Combined Cycle |  |  |  | Combined cycle | Y |  |  |  | 25.246 | 3203958.811 | 427279.68 | 26.0207 | 25.246 |  | 3203958.811 | 427279.68 | 25.246 |  | 25.246 |  | 25.246 |  | 19.2238 | Optimize SCR | 19.2238 |  | 19.2238 |  | 19.2238 |  | 19.2238 | 19.2238 | Not Coal Steam or O/G Steam | 0.012 | 0.012 |  | 37.69%
Montana Power Station | Texas |  | X | X | 58562 | GT-1 | 90902 | Combustion Turbine |  |  |  | Combustion turbine | Y |  |  |  | 7.317 | 1286029.957 | 137884.55 | 7.5067 | 7.317 |  | 1286029.957 | 137884.55 | 7.317 |  | 7.317 |  | 7.317 |  | 7.317 |  | 7.317 |  | 7.317 |  | 7.317 |  | 7.317 | 7.317 | Not Coal Steam or O/G Steam | 0.011379 | 0.011379 |  | 41.88%
Montana Power Station | Texas |  | X | X | 58562 | GT-2 | 90903 | Combustion Turbine |  |  |  | Combustion turbine | Y |  |  |  | 7.208 | 1151350.344 | 124759.09 | 6.616 | 7.208 |  | 1151350.344 | 124759.09 | 7.208 |  | 7.208 |  | 7.208 |  | 7.208 |  | 7.208 |  | 7.208 |  | 7.208 |  | 7.208 | 7.208 | Not Coal Steam or O/G Steam | 0.012521 | 0.012521 |  | 35.41%
Montana Power Station | Texas |  | X | X | 58562 | GT-3 | 90904 | Combustion Turbine |  |  |  | Combustion turbine | Y |  |  |  | 5.716 | 939065.593 | 99026.2 | 5.055 | 5.716 |  | 939065.593 | 99026.2 | 5.716 |  | 5.716 |  | 5.716 |  | 5.716 |  | 5.716 |  | 5.716 |  | 5.716 |  | 5.716 | 5.716 | Not Coal Steam or O/G Steam | 0.012174 | 0.012174 |  | 27.37%
Montana Power Station | Texas |  | X | X | 58562 | GT-4 | 90905 | Combustion Turbine |  |  |  | Combustion turbine | Y |  |  |  | 5.418 | 929171.035 | 101359.81 | 5.6867 | 5.418 |  | 929171.035 | 101359.81 | 5.418 |  | 5.418 |  | 5.418 |  | 5.418 |  | 5.418 |  | 5.418 |  | 5.418 |  | 5.418 | 5.418 | Not Coal Steam or O/G Steam | 0.011662 | 0.011662 |  | 31.04%
Montgomery County Power Station | Texas |  | X | X | 60925 | CT1 | 91291 | Combined Cycle |  |  |  | Combined cycle | Y |  |  |  | 26.266 | 8586638.735 | 1273042.48 | 8.7553 | 26.266 |  | 8586638.735 | 1273042.48 | 26.266 |  | 26.266 |  | 26.266 |  | 26.266 |  | 26.266 |  | 26.266 |  | 26.266 |  | 26.266 | 26.266 | Not Coal Steam or O/G Steam | 0.0061179 | 0.0061179 |  | 20.51%
Montgomery County Power Station | Texas |  | X | X | 60925 | CT2 | 91292 | Combined Cycle |  |  |  | Combined cycle | Y |  |  |  | 25.966 | 8411454.754 | 1252036.01 | 8.6553 | 25.966 |  | 8411454.754 | 1252036.01 | 25.966 |  | 25.966 |  | 25.966 |  | 25.966 |  | 25.966 |  | 25.966 |  | 25.966 |  | 25.966 | 25.966 | Not Coal Steam or O/G Steam | 0.006174 | 0.006174 |  | 20.09%
Morgan Creek | Texas |  | X | X | 3492 | CT1 | 90017 | Combustion Turbine |  |  |  | Combustion turbine |  |  |  |  | 5.258 | 11810.8 | 761.91 | 4.4317 | 5.258 |  | 11810.8 | 761.91 | 5.258 |  | 5.258 |  | 5.258 |  | 5.258 |  | 5.258 |  | 5.258 |  | 5.258 |  | 5.258 | 5.258 | Not Coal Steam or O/G Steam | 0.89037 | 0.89037 |  | 0.2898%
Morgan Creek | Texas |  | X | X | 3492 | CT2 | 90018 | Combustion Turbine |  |  |  | Combustion turbine |  |  |  |  | 11.291 | 27969.1 | 1840.48 | 8.4713 | 11.291 |  | 27969.1 | 1840.48 | 11.291 |  | 11.291 |  | 11.291 |  | 11.291 |  | 11.291 |  | 11.291 |  | 11.291 |  | 11.291 | 11.291 | Not Coal Steam or O/G Steam | 0.80739 | 0.80739 |  | 0.5699%
Morgan Creek | Texas |  | X | X | 3492 | CT3 | 90019 | Combustion Turbine |  |  |  | Combustion turbine |  |  |  |  | 7.559 | 18145.4 | 1055.18 | 6.129 | 7.559 |  | 18145.4 | 1055.18 | 7.559 |  | 7.559 |  | 7.559 |  | 7.559 |  | 7.559 |  | 7.559 |  | 7.559 |  | 7.559 | 7.559 | Not Coal Steam or O/G Steam | 0.83316 | 0.83316 |  | 0.4101%
Morgan Creek | Texas |  | X | X | 3492 | CT4 | 90020 | Combustion Turbine |  |  |  | Combustion turbine |  |  |  |  | 7.539 | 18513.9 | 1209.32 | 5.0823 | 7.539 |  | 18513.9 | 1209.32 | 7.539 |  | 7.539 |  | 7.539 |  | 7.539 |  | 7.539 |  | 7.539 |  | 7.539 |  | 7.539 | 7.539 | Not Coal Steam or O/G Steam | 0.81442 | 0.81442 |  | 0.2751%
Morgan Creek | Texas |  | X | X | 3492 | CT5 | 90021 | Combustion Turbine |  |  |  | Combustion turbine |  |  |  |  | 8.868 | 21480.7 | 1396.8 | 6.5827 | 8.868 |  | 21480.7 | 1396.8 | 8.868 |  | 8.868 |  | 8.868 |  | 8.868 |  | 8.868 |  | 8.868 |  | 8.868 |  | 8.868 | 8.868 | Not Coal Steam or O/G Steam | 0.82567 | 0.82567 |  | 0.4389%
Morgan Creek | Texas |  | X | X | 3492 | CT6 | 90022 | Combustion Turbine |  |  |  | Combustion turbine |  |  |  |  | 4.624 | 8170.1 | 535.68 | 4.3377 | 4.624 |  | 8170.1 | 535.68 | 4.624 |  | 4.624 |  | 4.624 |  | 4.624 |  | 4.624 |  | 4.624 |  | 4.624 |  | 4.624 | 4.624 | Not Coal Steam or O/G Steam | 1.1319 | 1.1319 |  | 0.2517%
Mountain Creek Generating Station | Texas |  | X | X | 3453 | 6 | 2318 | O/G Steam |  |  |  | Dry bottom wall-fired boiler |  |  |  | 122 | 32.981 | 648050.573 | 51845.59 | 30.6647 | 32.981 |  | 648050.573 | 51845.59 | 32.981 |  | 32.981 |  | 32.981 |  | 32.981 |  | 32.981 |  | 32.981 |  | 32.981 |  | 32.981 | 32.981 | Oil/Gas Steam Under 150 Tons (2019-2021 Average) | 0.10179 | 0.10179 |  | 10.28%
Mountain Creek Generating Station | Texas |  | X | X | 3453 | 7 | 2319 | O/G Steam |  |  |  | Dry bottom wall-fired boiler |  |  |  | 118 | 92.916 | 865902.585 | 68628.59 | 68.6133 | 92.916 |  | 865902.585 | 68628.59 | 92.916 |  | 92.916 |  | 92.916 |  | 92.916 |  | 92.916 |  | 92.916 |  | 92.916 |  | 92.916 | 92.916 | Oil/Gas Steam Under 150 Tons (2019-2021 Average) | 0.21461 | 0.21461 |  | 10.79%
Mountain Creek Generating Station | Texas |  | X | X | 3453 | 8 | 2320 | O/G Steam |  |  |  | Tangentially-fired | Y |  |  | 568 | 36.32 | 3667049.754 | 316600.02 | 38.8373 | 36.32 |  | 3667049.754 | 316600.02 | 36.32 |  | 36.32 |  | 36.32 |  | 36.32 |  | 36.32 |  | 36.32 |  | 36.32 |  | 36.32 | 36.32 | Existing SCR | 0.019809 | 0.019809 |  | 15.02%
Mustang Station | Texas |  | X | X | 55065 | 1 | 3851 | Combined Cycle |  |  |  | Combined cycle |  |  |  |  | 28.159 | 1546170.376 | 134616.64 | 66.2973 | 28.159 |  | 1546170.376 | 134616.64 | 28.159 |  | 28.159 |  | 28.159 |  | 28.159 |  | 28.159 |  | 28.159 |  | 28.159 |  | 28.159 | 28.159 | Not Coal Steam or O/G Steam | 0.036424 | 0.036424 |  | 49.43%
Mustang Station | Texas |  | X | X | 55065 | 2 | 3852 | Combined Cycle |  |  |  | Combined cycle |  |  |  |  | 27.505 | 1653472.014 | 137828.49 | 52.7277 | 27.505 |  | 1653472.014 | 137828.49 | 27.505 |  | 27.505 |  | 27.505 |  | 27.505 |  | 27.505 |  | 27.505 |  | 27.505 |  | 27.505 | 27.505 | Not Coal Steam or O/G Steam | 0.033269 | 0.033269 |  | 50.29%
Mustang Station (56326) | Texas |  | X | X | 56326 | GEN1 | 89654 | Combustion Turbine |  |  |  | Combustion turbine |  |  |  |  | 8.963 | 693056.461 | 65434.33 | 33.815 | 8.963 |  | 693056.461 | 65434.33 | 8.963 |  | 8.963 |  | 8.963 |  | 8.963 |  | 8.963 |  | 8.963 |  | 8.963 |  | 8.963 | 8.963 | Not Coal Steam or O/G Steam | 0.025865 | 0.025865 |  | 41.03%
Mustang Station (56326) | Texas |  | X | X | 56326 | GEN2 | 89751 | Combustion Turbine |  |  |  | Combustion turbine |  |  |  |  | 7.063 | 517301.312 | 48098.57 | 33.6383 | 7.063 |  | 517301.312 | 48098.57 | 7.063 |  | 7.063 |  | 7.063 |  | 7.063 |  | 7.063 |  | 7.063 |  | 7.063 |  | 7.063 | 7.063 | Not Coal Steam or O/G Steam | 0.027307 | 0.027307 |  | 38.78%
Mustang Station (56326) | Texas |  | X | X | 56326 | GEN3 | 90776 | Combustion Turbine |  |  |  | Combustion turbine |  |  |  |  | 7.097 | 507951.377 | 44026.91 | 17.6427 | 7.097 |  | 507951.377 | 44026.91 | 7.097 |  | 7.097 |  | 7.097 |  | 7.097 |  | 7.097 |  | 7.097 |  | 7.097 |  | 7.097 | 7.097 | Not Coal Steam or O/G Steam | 0.027944 | 0.027944 |  | 20.15%
Nacogdoches Generating Facility | Texas |  | X | X | 55708 | BFB-1 | 9227 | Biomass |  |  |  | Bubbling fluidized bed boiler |  | Y |  |  | 100.688 | 2375233.263 | 182189.4 | 55.0027 | 100.688 |  | 2375233.263 | 182189.4 | 100.688 |  | 100.688 |  | 100.688 |  | 100.688 |  | 100.688 |  | 97.919 | Y | 97.919 |  | 97.919 | 97.919 | Not Coal Steam or O/G Steam | 0.08245 | 0.08245 |  | 23.75%
New Gulf Power Facility | Texas |  | X | X | 50137 | 1 | 3640 | Combustion Turbine | 11 | 2020 | 2023 | Combustion turbine | [7 empty] | 11.505 | 0 | Y | 0 | 0 | 0 |  | 0 |  | 0 |  | 0 |  | 0 |  | 0 |  | 0 |  | 0 | 0 | Not Coal Steam or O/G Steam | 0 | 0 |  | 2.26%
Newman Power Station | Texas |  | X | X | 3456 | **4 | 2327 | Combined Cycle | 12 | 2031 | 2032 | Combined cycle |  |  |  |  | 177.211 | 2681236.954 | 269443.75 | 197.3517 | 177.211 |  | 2681236.954 | 269443.75 | 177.211 |  | 177.211 |  | 177.211 |  | 177.211 |  | 177.211 |  | 177.211 |  | 177.211 |  | 177.211 | 177.211 | Not Coal Steam or O/G Steam | 0.13219 | 0.13219 |  | 66.52%
Newman Power Station | Texas |  | X | X | 3456 | **5 | 2328 | Combined Cycle | 12 | 2031 | 2032 | Combined cycle |  |  |  |  | 185.879 | 2565360.414 | 255357.41 | 187.22 | 185.879 |  | 2565360.414 | 255357.41 | 185.879 |  | 185.879 |  | 185.879 |  | 185.879 |  | 185.879 |  | 185.879 |  | 185.879 |  | 185.879 | 185.879 | Not Coal Steam or O/G Steam | 0.14491 | 0.14491 |  | 64.03%
Newman Power Station | Texas |  | X | X | 3456 | 1 | 2329 | O/G Steam | 12 | 2024 | 2025 | Dry bottom wall-fired boiler |  |  |  | 82 | 156.212 | 1580535.531 | 131849.33 | 168.345 | 156.212 |  | 1580535.531 | 131849.33 | 156.212 |  | 156.212 |  | 156.212 |  | 156.212 |  | 156.212 |  | 156.212 |  | 156.212 |  | 156.212 | 156.212 | O/G Steam Under 100 MW | 0.19767 | 0.19767 |  | 52.85%
Newman Power Station | Texas |  | X | X | 3456 | 2 | 2330 | O/G Steam | 12 | 2024 | 2025 | Dry bottom wall-fired boiler |  |  |  | 81 | 205.763 | 2027003.453 | 181756.24 | 180.4767 | 205.763 |  | 2027003.453 | 181756.24 | 205.763 |  | 205.763 |  | 205.763 |  | 205.763 |  | 205.763 |  | 205.763 |  | 205.763 |  | 205.763 | 205.763 | O/G Steam Under 100 MW | 0.20302 | 0.20302 |  | 62.12%
Newman Power Station | Texas |  | X | X | 3456 | 3 | 2331 | O/G Steam | 12 | 2031 | 2032 | Dry bottom wall-fired boiler |  |  |  | 97 | 166.474 | 1978699.272 | 181067.68 | 141.7287 | 166.474 |  | 1978699.272 | 181067.68 | 166.474 |  | 166.474 |  | 166.474 |  | 166.474 |  | 166.474 |  | 166.474 |  | 166.474 |  | 166.474 | 166.474 | O/G Steam Under 100 MW | 0.16827 | 0.16827 |  | 49.14%
Newman Power Station | Texas |  | X | X | 3456 | GT-6A | 91266 | Combined Cycle |  |  |  | Combined cycle | Y |  |  |  | 15.071 | 2468044.026 | 299977.32 | 13.7503 | 15.071 |  | 2468044.026 | 299977.32 | 15.071 |  | 15.071 |  | 15.071 |  | 14.8083 | Optimize SCR | 14.8083 |  | 14.8083 |  | 14.8083 |  | 14.8083 | 14.8083 | Not Coal Steam or O/G Steam | 0.012 | 0.012 |  | 67.5%
Newman Power Station | Texas |  | X | X | 3456 | GT-6B | 91267 | Combined Cycle |  |  |  | Combined cycle | Y |  |  |  | 15.149 | 2832396.469 | 341077.73 | 11.7693 | 15.149 |  | 2832396.469 | 341077.73 | 15.149 |  | 15.149 |  | 15.149 |  | 15.149 |  | 15.149 |  | 15.149 |  | 15.149 |  | 15.149 | 15.149 | Not Coal Steam or O/G Steam | 0.010697 | 0.010697 |  | 63.92%
Nichols Station | Texas |  | X | X | 3484 | 141B | 2398 | O/G Steam | 12 | 2028 | 2029 | Tangentially-fired |  |  |  | 107 | 52.145 | 1031474.951 | 97810.94 | 66.1577 | 52.145 |  | 1031474.951 | 97810.94 | 52.145 |  | 52.145 |  | 52.145 |  | 52.145 |  | 52.145 |  | 52.145 |  | 52.145 |  | 52.145 | 52.145 | Oil/Gas Steam Under 150 Tons (2019-2021 Average) | 0.10111 | 0.10111 |  | 33.01%
Nichols Station | Texas |  | X | X | 3484 | 142B | 2399 | O/G Steam | 12 | 2027 | 2028 | Tangentially-fired |  |  |  | 106 | 38.787 | 718974.53 | 60048.28 | 81.1457 | 38.787 |  | 718974.53 | 60048.28 | 38.787 |  | 38.787 |  | 38.787 |  | 38.787 |  | 38.787 |  | 38.787 |  | 38.787 |  | 38.787 | 38.787 | Oil/Gas Steam Under 150 Tons (2019-2021 Average) | 0.1079 | 0.1079 |  | 34.56%
Nichols Station | Texas |  | X | X | 3484 | 143B | 2400 | O/G Steam |  |  |  | Tangentially-fired |  |  |  | 244 | 135.588 | 1819658.434 | 160392.55 | 197.114 | 135.588 |  | 1819658.434 | 160392.55 | 135.588 |  | 135.588 |  | 135.588 |  | 135.588 |  | 135.588 |  | 135.588 |  | 135.588 |  | 81.4414 | 27.2949 | O/G Steam SCR Retrofit | 0.14903 | 0.03 |  | 24.62%
Nueces Bay | Texas |  | X | X | 3441 | 8 | 90242 | Combined Cycle |  |  |  | Combined cycle | Y |  |  |  | 26.497 | 3688018.57 | 505184.13 | 27.0077 | 26.497 |  | 3688018.57 | 505184.13 | 26.497 |  | 26.497 |  | 26.497 |  | 22.1281 | Optimize SCR | 22.1281 |  | 22.1281 |  | 22.1281 |  | 22.1281 | 22.1281 | Not Coal Steam or O/G Steam | 0.012 | 0.012 |  | 37.72%
Nueces Bay | Texas |  | X | X | 3441 | 9 | 90243 | Combined Cycle |  |  |  | Combined cycle | Y |  |  |  | 27.706 | 4092118.57 | 552339.19 | 26.6373 | 27.706 |  | 4092118.57 | 552339.19 | 27.706 |  | 27.706 |  | 27.706 |  | 24.5527 | Optimize SCR | 24.5527 |  | 24.5527 |  | 24.5527 |  | 24.5527 | 24.5527 | Not Coal Steam or O/G Steam | 0.012 | 0.012 |  | 37.95%
O W Sommers | Texas |  | X | X | 3611 | 1 | 2479 | O/G Steam | 3 | 2027 | 2027 | Tangentially-fired |  |  |  | 420 | 291.808 | 4125219.273 | 372645.47 | 286.164 | 291.808 |  | 4125219.273 | 372645.47 | 291.808 |  | 291.808 |  | 291.808 |  | 291.808 |  | 291.808 |  | 291.808 |  | 291.808 |  | 176.8431 | 61.8783 | O/G Steam SCR Retrofit | 0.14148 | 0.03 |  | 18.55%
O W Sommers | Texas |  | X | X | 3611 | 2 | 2480 | O/G Steam | 3 | 2029 | 2029 | Tangentially-fired |  |  |  | 410 | 214.802 | 3903479.845 | 319472.56 | 252.942 | 214.802 |  | 3903479.845 | 319472.56 | 214.802 |  | 214.802 |  | 214.802 |  | 214.802 |  | 214.802 |  | 214.802 |  | 214.802 |  | 136.6771 | 58.5522 | O/G Steam SCR Retrofit | 0.11006 | 0.03 |  | 24.89%
Oak Grove | Texas |  | X | X | 6180 | 1 | 2830 | Coal Steam |  |  |  | Tangentially-fired | Y |  |  | 855 | 1112.728 | 31102032.486 | 3175496.19 | 1101.5047 | 1112.728 |  | 31102032.486 | 3175496.19 | 1112.728 |  | 1112.728 |  | 1112.728 |  | 1112.728 |  | 1112.728 |  | 1112.728 |  | 1112.728 |  | 1112.728 | 1112.728 | Existing SCR | 0.071553 | 0.071553 |  | 83.65%
Oak Grove | Texas |  | X | X | 6180 | 2 | 2831 | Coal Steam |  |  |  | Dry bottom wall-fired boiler | Y |  |  | 855 | 1099.161 | 30927392.376 | 3129214.34 | 1055.6423 | 1099.161 |  | 30927392.376 | 3129214.34 | 1099.161 |  | 1099.161 |  | 1099.161 |  | 1099.161 |  | 1099.161 |  | 1099.161 |  | 1099.161 |  | 1099.161 | 1099.161 | Existing SCR | 0.07108 | 0.07108 |  | 81.08%
Odessa Ector Generating Station | Texas |  | X | X | 55215 | GT1 | 4149 | Combined Cycle |  |  |  | Combined cycle |  |  |  |  | 49.303 | 3355811.15 | 496364.43 | 63.5577 | 49.303 |  | 3355811.15 | 496364.43 | 49.303 |  | 49.303 |  | 49.303 |  | 49.303 |  | 49.303 |  | 49.303 |  | 49.303 |  | 49.303 | 49.303 | Not Coal Steam or O/G Steam | 0.029384 | 0.029384 |  | 59.53%
Odessa Ector Generating Station | Texas |  | X | X | 55215 | GT2 | 4150 | Combined Cycle |  |  |  | Combined cycle |  |  |  |  | 45.746 | 3368306.774 | 495195.3 | 62.1713 | 45.746 |  | 3368306.774 | 495195.3 | 45.746 |  | 45.746 |  | 45.746 |  | 45.746 |  | 45.746 |  | 45.746 |  | 45.746 |  | 45.746 | 45.746 | Not Coal Steam or O/G Steam | 0.027163 | 0.027163 |  | 55.98%
Odessa Ector Generating Station | Texas |  | X | X | 55215 | GT3 | 4151 | Combined Cycle |  |  |  | Combined cycle |  |  |  |  | 57.576 | 3892178.322 | 570654.51 | 76.442 | 57.576 |  | 3892178.322 | 570654.51 | 57.576 |  | 57.576 |  | 57.576 |  | 57.576 |  | 57.576 |  | 57.576 |  | 57.576 |  | 57.576 | 57.576 | Not Coal Steam or O/G Steam | 0.029585 | 0.029585 |  | 64.67%
Odessa Ector Generating Station | Texas |  | X | X | 55215 | GT4 | 4152 | Combined Cycle |  |  |  | Combined cycle |  |  |  |  | 51.843 | 3702984.519 | 547389.82 | 72.9173 | 51.843 |  | 3702984.519 | 547389.82 | 51.843 |  | 51.843 |  | 51.843 |  | 51.843 |  | 51.843 |  | 51.843 |  | 51.843 |  | 51.843 | 51.843 | Not Coal Steam or O/G Steam | 0.028001 | 0.028001 |  | 64.05%
Odyssey Energy Altura Cogen, LLC | Texas |  | X | X | 50815 | ENG101 | 10087 | Combined Cycle |  |  |  | Combined cycle |  |  |  |  | 38.583 | 2832007.599 | 249820.62 | 29.8543 | 38.583 |  | 2832007.599 | 249820.62 | 38.583 |  | 38.583 |  | 38.583 |  | 38.583 |  | 38.583 |  | 38.583 |  | 38.583 |  | 38.583 | 38.583 | Not Coal Steam or O/G Steam | 0.027248 | 0.027248 |  | 63.89%
Odyssey Energy Altura Cogen, LLC | Texas |  | X | X | 50815 | ENG201 | 10088 | Combined Cycle |  |  |  | Combined cycle |  |  |  |  | 33.125 | 2973574.958 | 259564.8 | 29.1723 | 33.125 |  | 2973574.958 | 259564.8 | 33.125 |  | 33.125 |  | 33.125 |  | 33.125 |  | 33.125 |  | 33.125 |  | 33.125 |  | 33.125 | 33.125 | Not Coal Steam or O/G Steam | 0.02228 | 0.02228 |  | 67.32%
Odyssey Energy Altura Cogen, LLC | Texas |  | X | X | 50815 | ENG301 | 10089 | Combined Cycle |  |  |  | Combined cycle |  |  |  |  | 31.661 | 2714662.321 | 244747.6 | 28.767 | 31.661 |  | 2714662.321 | 244747.6 | 31.661 |  | 31.661 |  | 31.661 |  | 31.661 |  | 31.661 |  | 31.661 |  | 31.661 |  | 31.661 | 31.661 | Not Coal Steam or O/G Steam | 0.023326 | 0.023326 |  | 70.01%
Odyssey Energy Altura Cogen, LLC | Texas |  | X | X | 50815 | ENG401 | 10090 | Combined Cycle |  |  |  | Combined cycle |  |  |  |  | 27.948 | 2735378.477 | 247065.76 | 26.0253 | 27.948 |  | 2735378.477 | 247065.76 | 27.948 |  | 27.948 |  | 27.948 |  | 27.948 |  | 27.948 |  | 27.948 |  | 27.948 |  | 27.948 | 27.948 | Not Coal Steam or O/G Steam | 0.020434 | 0.020434 |  | 70.66%
Odyssey Energy Altura Cogen, LLC | Texas |  | X | X | 50815 | ENG501 | 10091 | Combined Cycle |  |  |  | Combined cycle |  |  |  |  | 22.057 | 2781433.883 | 249064.57 | 21.3657 | 22.057 |  | 2781433.883 | 249064.57 | 22.057 |  | 22.057 |  | 22.057 |  | 22.057 |  | 22.057 |  | 22.057 |  | 22.057 |  | 22.057 | 22.057 | Not Coal Steam or O/G Steam | 0.01586 | 0.01586 |  | 70.76%
Odyssey Energy Altura Cogen, LLC | Texas |  | X | X | 50815 | ENG601 | 10092 | Combined Cycle |  |  |  | Combined cycle |  |  |  |  | 19.168 | 2499075.722 | 222444.92 | 20.0417 | 19.168 |  | 2499075.722 | 222444.92 | 19.168 |  | 19.168 |  | 19.168 |  | 19.168 |  | 19.168 |  | 19.168 |  | 19.168 |  | 19.168 | 19.168 | Not Coal Steam or O/G Steam | 0.01534 | 0.01534 |  | 64.14%
Oklaunion Power Station | Texas |  | X | X | 127 | 1 | 81 | Coal Steam | 9 | 2020 | 2023 |  |  |  |  | 650 |  |  |  | 1642.9713 | 0 | Y | 0 | 0 | 0 |  | 0 |  | 0 |  | 0 |  | 0 |  | 0 |  | 0 |  | 0 | 0 | Retired | 0 | 0 |  | 34.93%
Panda Sherman Power Station | Texas |  | X | X | 58005 | CTG1 | 90809 | Combined Cycle |  |  |  | Combined cycle | Y |  |  |  | 19.601 | 5894316.035 | 824169.98 | 20.2833 | 19.601 |  | 5894316.035 | 824169.98 | 19.601 |  | 19.601 |  | 19.601 |  | 19.601 |  | 19.601 |  | 19.601 |  | 19.601 |  | 19.601 | 19.601 | Not Coal Steam or O/G Steam | 0.0066508 | 0.0066508 |  | 58.46%
Panda Sherman Power Station | Texas |  | X | X | 58005 | CTG2 | 90810 | Combined Cycle |  |  |  | Combined cycle | Y |  |  |  | 19.739 | 5931485.283 | 827866.52 | 20.6297 | 19.739 |  | 5931485.283 | 827866.52 | 19.739 |  | 19.739 |  | 19.739 |  | 19.739 |  | 19.739 |  | 19.739 |  | 19.739 |  | 19.739 | 19.739 | Not Coal Steam or O/G Steam | 0.0066557 | 0.0066557 |  | 58.4%
Panda Temple Power Station | Texas |  | X | X | 58001 | CTG1 | 90804 | Combined Cycle |  |  |  | Combined cycle | Y |  |  |  | 26.861 | 7638040.008 | 976345.99 | 22.2183 | 26.861 |  | 7638040.008 | 976345.99 | 26.861 |  | 26.861 |  | 26.861 |  | 26.861 |  | 26.861 |  | 26.861 |  | 26.861 |  | 26.861 | 26.861 | Not Coal Steam or O/G Steam | 0.0070335 | 0.0070335 |  | 55.86%
Panda Temple Power Station | Texas |  | X | X | 58001 | CTG2 | 90806 | Combined Cycle |  |  |  | Combined cycle | Y |  |  |  | 26.309 | 7477806.589 | 960579.74 | 24.808 | 26.309 |  | 7477806.589 | 960579.74 | 26.309 |  | 26.309 |  | 26.309 |  | 26.309 |  | 26.309 |  | 26.309 |  | 26.309 |  | 26.309 | 26.309 | Not Coal Steam or O/G Steam | 0.0070366 | 0.0070366 |  | 61.89%
Panda Temple Power Station | Texas |  | X | X | 58001 | CTG3 | 90807 | Combined Cycle |  |  |  | Combined cycle | Y |  |  |  | 21.082 | 5937172.242 | 772973.61 | 22.301 | 21.082 |  | 5937172.242 | 772973.61 | 21.082 |  | 21.082 |  | 21.082 |  | 21.082 |  | 21.082 |  | 21.082 |  | 21.082 |  | 21.082 | 21.082 | Not Coal Steam or O/G Steam | 0.0071017 | 0.0071017 |  | 60.23%
Panda Temple Power Station | Texas |  | X | X | 58001 | CTG4 | 90808 | Combined Cycle |  |  |  | Combined cycle | Y |  |  |  | 20.887 | 5870181.766 | 801421.04 | 22.538 | 20.887 |  | 5870181.766 | 801421.04 | 20.887 |  | 20.887 |  | 20.887 |  | 20.887 |  | 20.887 |  | 20.887 |  | 20.887 |  | 20.887 | 20.887 | Not Coal Steam or O/G Steam | 0.0071163 | 0.0071163 |  | 59.2%
Paris Energy Center | Texas |  | X | X | 50109 | HRSG1 | 89668 | Combined Cycle |  |  |  | Combined cycle |  |  |  |  | 68.194 | 1236921.689 | 142717.81 | 69.437 | 68.194 |  | 1236921.689 | 142717.81 | 68.194 |  | 68.194 |  | 68.194 |  | 68.194 |  | 68.194 |  | 68.194 |  | 68.194 |  | 68.194 | 68.194 | Not Coal Steam or O/G Steam | 0.11026 | 0.11026 |  | 26.17%
Paris Energy Center | Texas |  | X | X | 50109 | HRSG2 | 89669 | Combined Cycle |  |  |  | Combined cycle |  |  |  |  | 75.889 | 1313696.517 | 150432.65 | 71.4573 | 75.889 |  | 1313696.517 | 150432.65 | 75.889 |  | 75.889 |  | 75.889 |  | 75.889 |  | 75.889 |  | 75.889 |  | 75.889 |  | 75.889 | 75.889 | Not Coal Steam or O/G Steam | 0.11554 | 0.11554 |  | 25.65%
Pasadena Power Plant | Texas |  | X | X | 55047 | CG-1 | 3831 | Combined Cycle |  |  |  | Combined cycle | Y |  |  |  | 33.532 | 4851546.1 | 721829.48 | 37.1327 | 33.532 |  | 4851546.1 | 721829.48 | 33.532 |  | 33.532 |  | 33.532 |  | 29.1093 | Optimize SCR | 29.1093 |  | 29.1093 |  | 29.1093 |  | 29.1093 | 29.1093 | Not Coal Steam or O/G Steam | 0.012 | 0.012 |  | 72.63%
Pasadena Power Plant | Texas |  | X | X | 55047 | CG-2 | 3832 | Combined Cycle |  |  |  | Combined cycle | Y |  |  |  | 87.912 | 5455429.036 | 776665.26 | 80.141 | 87.912 |  | 5455429.036 | 776665.26 | 87.912 |  | 87.912 |  | 87.912 |  | 32.7326 | Optimize SCR | 32.7326 |  | 32.7326 |  | 32.7326 |  | 32.7326 | 32.7326 | Not Coal Steam or O/G Steam | 0.012 | 0.012 |  | 70.69%
Pasadena Power Plant | Texas |  | X | X | 55047 | CG-3 | 3833 | Combined Cycle |  |  |  | Combined cycle | Y |  |  |  | 48.051 | 4500418.988 | 691358.3 | 48.759 | 48.051 |  | 4500418.988 | 691358.3 | 48.051 |  | 48.051 |  | 48.051 |  | 27.0025 | Optimize SCR | 27.0025 |  | 27.0025 |  | 27.0025 |  | 27.0025 | 27.0025 | Not Coal Steam or O/G Steam | 0.012 | 0.012 |  | 63.18%
Permian Basin | Texas |  | X | X | 3494 | CT1 | 90023 | Combustion Turbine |  |  |  | Combustion turbine |  |  |  |  | 1.076 | 12024.116 | 866.91 | 13.3683 | 1.076 |  | 12024.116 | 866.91 | 1.076 |  | 1.076 |  | 1.076 |  | 1.076 |  | 1.076 |  | 1.076 |  | 1.076 |  | 1.076 | 1.076 | Not Coal Steam or O/G Steam | 0.17897 | 0.17897 |  | 2.432%
Permian Basin | Texas |  | X | X | 3494 | CT2 | 90024 | Combustion Turbine |  |  |  | Combustion turbine |  |  |  |  | 1.166 | 10371.145 | 760.18 | 36.077 | 1.166 |  | 10371.145 | 760.18 | 1.166 |  | 1.166 |  | 1.166 |  | 1.166 |  | 1.166 |  | 1.166 |  | 1.166 |  | 1.166 | 1.166 | Not Coal Steam or O/G Steam | 0.22485 | 0.22485 |  | 5.769%
Permian Basin | Texas |  | X | X | 3494 | CT3 | 90025 | Combustion Turbine |  |  |  | Combustion turbine |  |  |  |  | 1.453 | 12710.616 | 901.3 | 64.6133 | 1.453 |  | 12710.616 | 901.3 | 1.453 |  | 1.453 |  | 1.453 |  | 1.453 |  | 1.453 |  | 1.453 |  | 1.453 |  | 1.453 | 1.453 | Not Coal Steam or O/G Steam | 0.22863 | 0.22863 |  | 10.74%
Permian Basin | Texas |  | X | X | 3494 | CT4 | 90026 | Combustion Turbine |  |  |  | Combustion turbine |  |  |  |  | 1.671 | 14492.669 | 990.13 | 86.424 | 1.671 |  | 14492.669 | 990.13 | 1.671 |  | 1.671 |  | 1.671 |  | 1.671 |  | 1.671 |  | 1.671 |  | 1.671 |  | 1.671 | 1.671 | Not Coal Steam or O/G Steam | 0.2306 | 0.2306 |  | 14.68%
Permian Basin | Texas |  | X | X | 3494 | CT5 | 90027 | Combustion Turbine |  |  |  | Combustion turbine |  |  |  |  | 1.428 | 12213.786 | 888.73 | 48.42 | 1.428 |  | 12213.786 | 888.73 | 1.428 |  | 1.428 |  | 1.428 |  | 1.428 |  | 1.428 |  | 1.428 |  | 1.428 |  | 1.428 | 1.428 | Not Coal Steam or O/G Steam | 0.23383 | 0.23383 |  | 8.401%
Plant X | Texas |  | X | X | 3485 | 111B | 2401 | O/G Steam |  |  |  | Dry bottom wall-fired boiler |  |  |  | 48 | 28.534 | 120741.49 | 8654.63 | 124.9883 | 28.534 |  | 120741.49 | 8654.63 | 28.534 |  | 28.534 |  | 28.534 |  | 28.534 |  | 28.534 |  | 28.534 |  | 28.534 |  | 28.534 | 28.534 | O/G Steam Under 100 MW | 0.47265 | 0.47265 |  | 22.81%
Plant X | Texas |  | X | X | 3485 | 112B | 2402 | O/G Steam |  |  |  | Tangentially-fired |  |  |  | 102 | 12.017 | 271283.48 | 23919.48 | 31.8847 | 12.017 |  | 271283.48 | 23919.48 | 12.017 |  | 12.017 |  | 12.017 |  | 12.017 |  | 12.017 |  | 12.017 |  | 12.017 |  | 12.017 | 12.017 | Oil/Gas Steam Under 150 Tons (2019-2021 Average) | 0.088594 | 0.088594 |  | 17.91%
Plant X | Texas |  | X | X | 3485 | 113B | 2403 | O/G Steam | 12 | 2022 | 2023 | Tangentially-fired |  |  |  | 93 |  |  |  | 56.963 | 0 | Y | 0 | 0 | 0 |  | 0 |  | 0 |  | 0 |  | 0 |  | 0 |  | 0 |  | 0 | 0 | Retired | 0 | 0 |  | 14.14%
Plant X | Texas |  | X | X | 3485 | 114B | 2404 | O/G Steam | 12 | 2027 | 2028 | Tangentially-fired |  |  |  | 190 | 56.471 | 1194008.859 | 113455.04 | 71.7263 | 56.471 |  | 1194008.859 | 113455.04 | 56.471 |  | 56.471 |  | 56.471 |  | 56.471 |  | 56.471 |  | 56.471 |  | 56.471 |  | 56.471 | 56.471 | Oil/Gas Steam Under 150 Tons (2019-2021 Average) | 0.094591 | 0.094591 |  | 14.82%
Port Comfort Peaking Facility | Texas |  | X | X | 60459 | CT1 | 91150 | Combustion Turbine |  |  |  | Combustion turbine | Y |  |  |  | 1.394 | 86860.819 | 7946.55 | 1.277 | 1.394 |  | 86860.819 | 7946.55 | 1.394 |  | 1.394 |  | 1.394 |  | 1.3029 | Optimize SCR | 1.3029 |  | 1.3029 |  | 1.3029 |  | 1.3029 | 1.3029 | Not Coal Steam or O/G Steam | 0.03 | 0.03 |  | 7.07%
Port Comfort Peaking Facility | Texas |  | X | X | 60459 | CT2 | 91151 | Combustion Turbine |  |  |  | Combustion turbine | Y |  |  |  | 0.79 | 95275.503 | 9337.33 | 1.1143 | 0.79 |  | 95275.503 | 9337.33 | 0.79 |  | 0.79 |  | 0.79 |  | 0.79 |  | 0.79 |  | 0.79 |  | 0.79 |  | 0.79 | 0.79 | Not Coal Steam or O/G Steam | 0.016583 | 0.016583 |  | 7.371%
Power Lane Steam Plant | Texas |  | X | X | 4195 | 2 | 2640 | O/G Steam |  |  |  | Dry bottom wall-fired boiler |  |  |  | 24 | 6.482 | 58953.525 | 4591.25 | 6.0423 | 6.482 |  | 58953.525 | 4591.25 | 6.482 |  | 6.482 |  | 6.482 |  | 6.482 |  | 6.482 |  | 6.482 |  | 6.482 |  | 6.482 | 6.482 | O/G Steam Under 100 MW | 0.2199 | 0.2199 |  | 4.97%
Power Lane Steam Plant | Texas |  | X | X | 4195 | 3 | 2641 | O/G Steam |  |  |  | Dry bottom wall-fired boiler |  |  |  | 41 | 6.898 | 92064.575 | 7085.25 | 4.8027 | 6.898 |  | 92064.575 | 7085.25 | 6.898 |  | 6.898 |  | 6.898 |  | 6.898 |  | 6.898 |  | 6.898 |  | 6.898 |  | 6.898 | 6.898 | O/G Steam Under 100 MW | 0.14985 | 0.14985 |  | 3.438%
Quail Run Energy Center | Texas |  | X | X | 56349 | CT1A | 89698 | Combined Cycle |  |  |  | Combined cycle | Y |  |  |  | 9.343 | 825623.51 | 93041.5 | 16.4107 | 9.343 |  | 825623.51 | 93041.5 | 9.343 |  | 9.343 |  | 9.343 |  | 4.9537 | Optimize SCR | 4.9537 |  | 4.9537 |  | 4.9537 |  | 4.9537 | 4.9537 | Not Coal Steam or O/G Steam | 0.012 | 0.012 |  | 43.75%
Quail Run Energy Center | Texas |  | X | X | 56349 | CT1B | 89699 | Combined Cycle |  |  |  | Combined cycle | Y |  |  |  | 8.096 | 729160.29 | 84630.42 | 13.4123 | 8.096 |  | 729160.29 | 84630.42 | 8.096 |  | 8.096 |  | 8.096 |  | 4.375 | Optimize SCR | 4.375 |  | 4.375 |  | 4.375 |  | 4.375 | 4.375 | Not Coal Steam or O/G Steam | 0.012 | 0.012 |  | 35.91%
Quail Run Energy Center | Texas |  | X | X | 56349 | CT2A | 91262 | Combined Cycle |  |  |  | Combined cycle | Y |  |  |  | 11.327 | 536006.906 | 57429.23 | 16.6463 | 11.327 |  | 536006.906 | 57429.23 | 11.327 |  | 11.327 |  | 11.327 |  | 3.216 | Optimize SCR | 3.216 |  | 3.216 |  | 3.216 |  | 3.216 | 3.216 | Not Coal Steam or O/G Steam | 0.012 | 0.012 |  | 38.27%
Quail Run Energy Center | Texas |  | X | X | 56349 | CT2B | 91263 | Combined Cycle |  |  |  | Combined cycle | Y |  |  |  | 4.969 | 480011.94 | 52666.53 | 13.5403 | 4.969 |  | 480011.94 | 52666.53 | 4.969 |  | 4.969 |  | 4.969 |  | 2.8801 | Optimize SCR | 2.8801 |  | 2.8801 |  | 2.8801 |  | 2.8801 | 2.8801 | Not Coal Steam or O/G Steam | 0.012 | 0.012 |  | 39.8%
R W Miller | Texas |  | X | X | 3628 | **4 | 2491 | Combustion Turbine |  |  |  | Combustion turbine |  |  |  |  | 5.323 | 95501.14 | 7405.39 | 10.945 | 5.323 |  | 95501.14 | 7405.39 | 5.323 |  | 5.323 |  | 5.323 |  | 5.323 |  | 5.323 |  | 5.323 |  | 5.323 |  | 5.323 | 5.323 | Not Coal Steam or O/G Steam | 0.11148 | 0.11148 |  | 4.461%
R W Miller | Texas |  | X | X | 3628 | **5 | 2492 | Combustion Turbine |  |  |  | Combustion turbine |  |  |  |  | 5.416 | 93184.299 | 6839.78 | 11.515 | 5.416 |  | 93184.299 | 6839.78 | 5.416 |  | 5.416 |  | 5.416 |  | 5.416 |  | 5.416 |  | 5.416 |  | 5.416 |  | 5.416 | 5.416 | Not Coal Steam or O/G Steam | 0.11624 | 0.11624 |  | 4.087%
R W Miller | Texas |  | X | X | 3628 | 1 | 2493 | O/G Steam |  |  |  | Dry bottom wall-fired boiler |  |  |  | 66 |  |  |  | 8.0567 | [20 empty] | O/G Steam Under 100 MW | 0 | 0 |  | 3.443%
R W Miller | Texas |  | X | X | 3628 | 2 | 2494 | O/G Steam |  |  |  | Dry bottom wall-fired boiler |  |  |  | 100 | 52.576 | 469021.169 | 40779.1 | 71.244 | 52.576 |  | 469021.169 | 40779.1 | 52.576 |  | 52.576 |  | 52.576 |  | 52.576 |  | 52.576 |  | 52.576 |  | 52.576 |  | 52.576 | 52.576 | Oil/Gas Steam Under 150 Tons (2019-2021 Average) | 0.22419 | 0.22419 |  | 10.47%
R W Miller | Texas |  | X | X | 3628 | 3 | 2495 | O/G Steam |  |  |  | Dry bottom wall-fired boiler |  |  |  | 200 | 47.895 | 872583.245 | 90674.57 | 61.0927 | 47.895 |  | 872583.245 | 90674.57 | 47.895 |  | 47.895 |  | 47.895 |  | 47.895 |  | 47.895 |  | 47.895 |  | 47.895 |  | 47.895 | 47.895 | Oil/Gas Steam Under 150 Tons (2019-2021 Average) | 0.10978 | 0.10978 |  | 11.32%
Ray Olinger | Texas |  | X | X | 3576 | BW2 | 2464 | O/G Steam |  |  |  | Dry bottom wall-fired boiler |  |  |  | 107 | 4.097 | 164448.025 | 12768.25 | 4.866 | 4.097 |  | 164448.025 | 12768.25 | 4.097 |  | 4.097 |  | 4.097 |  | 4.097 |  | 4.097 |  | 4.097 |  | 4.097 |  | 4.097 | 4.097 | Oil/Gas Steam Under 150 Tons (2019-2021 Average) | 0.049827 | 0.049827 |  | 4.081%
Ray Olinger | Texas |  | X | X | 3576 | BW3 | 2465 | O/G Steam |  |  |  | Dry bottom wall-fired boiler |  |  |  | 138 | 4.719 | 180332.35 | 17409.25 | 6.7933 | 4.719 |  | 180332.35 | 17409.25 | 4.719 |  | 4.719 |  | 4.719 |  | 4.719 |  | 4.719 |  | 4.719 |  | 4.719 |  | 4.719 | 4.719 | Oil/Gas Steam Under 150 Tons (2019-2021 Average) | 0.052337 | 0.052337 |  | 4.748%
Ray Olinger | Texas |  | X | X | 3576 | CE1 | 2466 | O/G Steam |  |  |  | Tangentially-fired |  |  |  | 75 |  |  |  | 0.93667 | [20 empty] | O/G Steam Under 100 MW | 0 | 0 |  | 1.014%
Ray Olinger | Texas |  | X | X | 3576 | GE4 | 2467 | Combustion Turbine |  |  |  | Combustion turbine |  |  |  |  | 0.314 | 23238.75 | 1937.25 | 0.77333 | 0.314 |  | 23238.75 | 1937.25 | 0.314 |  | 0.314 |  | 0.314 |  | 0.314 |  | 0.314 |  | 0.314 |  | 0.314 |  | 0.314 | 0.314 | Not Coal Steam or O/G Steam | 0.027024 | 0.027024 |  | 1.398%
Rio Nogales Power Project, LP | Texas |  | X | X | 55137 | CTG-1 | 3975 | Combined Cycle |  |  |  | Combined cycle |  |  |  |  | 49.815 | 5585614.416 | 862022.02 | 46.3987 | 49.815 |  | 5585614.416 | 862022.02 | 49.815 |  | 49.815 |  | 49.815 |  | 49.815 |  | 49.815 |  | 49.815 |  | 49.815 |  | 49.815 | 49.815 | Not Coal Steam or O/G Steam | 0.017837 | 0.017837 |  | 69.99%
Rio Nogales Power Project, LP | Texas |  | X | X | 55137 | CTG-2 | 3976 | Combined Cycle |  |  |  | Combined cycle |  |  |  |  | 45.817 | 5510038.222 | 847573.23 | 63.345 | 45.817 |  | 5510038.222 | 847573.23 | 45.817 |  | 45.817 |  | 45.817 |  | 45.817 |  | 45.817 |  | 45.817 |  | 45.817 |  | 45.817 | 45.817 | Not Coal Steam or O/G Steam | 0.01663 | 0.01663 |  | 64.63%
Rio Nogales Power Project, LP | Texas |  | X | X | 55137 | CTG-3 | 3977 | Combined Cycle |  |  |  | Combined cycle |  |  |  |  | 48.102 | 5660683.509 | 861032.44 | 58.7353 | 48.102 |  | 5660683.509 | 861032.44 | 48.102 |  | 48.102 |  | 48.102 |  | 48.102 |  | 48.102 |  | 48.102 |  | 48.102 |  | 48.102 | 48.102 | Not Coal Steam or O/G Steam | 0.016995 | 0.016995 |  | 71.22%
Roland C. Dansby Power Plant | Texas |  | X | X | 6243 | 1 | 2860 | O/G Steam |  |  |  | Dry bottom wall-fired boiler |  |  |  | 110 | 27.28 | 914136.274 | 65382.6 | 31.963 | 27.28 |  | 914136.274 | 65382.6 | 27.28 |  | 27.28 |  | 27.28 |  | 27.28 |  | 27.28 |  | 27.28 |  | 27.28 |  | 27.28 | 27.28 | Oil/Gas Steam Under 150 Tons (2019-2021 Average) | 0.059685 | 0.059685 |  | 17.77%
Roland C. Dansby Power Plant | Texas |  | X | X | 6243 | 2 | 89412 | Combustion Turbine |  |  |  | Combustion turbine | Y |  |  |  | 0.945 | 126749.523 | 13064.61 | 0.97867 | 0.945 |  | 126749.523 | 13064.61 | 0.945 |  | 0.945 |  | 0.945 |  | 0.945 |  | 0.945 |  | 0.945 |  | 0.945 |  | 0.945 | 0.945 | Not Coal Steam or O/G Steam | 0.014911 | 0.014911 |  | 7.586%
Roland C. Dansby Power Plant | Texas |  | X | X | 6243 | 3 | 90415 | Combustion Turbine |  |  |  | Combustion turbine | Y |  |  |  | 1.426 | 138111.452 | 14159.87 | 1.539 | 1.426 |  | 138111.452 | 14159.87 | 1.426 |  | 1.426 |  | 1.426 |  | 1.426 |  | 1.426 |  | 1.426 |  | 1.426 |  | 1.426 | 1.426 | Not Coal Steam or O/G Steam | 0.02065 | 0.02065 |  | 4.564%
SRO Cogen Limited Partnership | Texas |  | X | X | 55120 | CTG-1 | 3945 | Combined Cycle |  |  |  | Combined cycle | Y |  |  |  | 50.831 | 5423697.531 | 591399.2 | 52.9527 | 50.831 |  | 5423697.531 | 591399.2 | 50.831 |  | 50.831 |  | 50.831 |  | 32.5422 | Optimize SCR | 32.5422 |  | 32.5422 |  | 32.5422 |  | 32.5422 | 32.5422 | Not Coal Steam or O/G Steam | 0.012 | 0.012 |  | 68.28%
SRO Cogen Limited Partnership | Texas |  | X | X | 55120 | CTG-2 | 3946 | Combined Cycle |  |  |  | Combined cycle | Y |  |  |  | 58.173 | 6050332.5 | 763075 | 49.8383 | 58.173 |  | 6050332.5 | 763075 | 58.173 |  | 58.173 |  | 58.173 |  | 36.302 | Optimize SCR | 36.302 |  | 36.302 |  | 36.302 |  | 36.302 | 36.302 | Not Coal Steam or O/G Steam | 0.012 | 0.012 |  | 64.31%
Sabine | Texas |  | X | X | 3459 | 1 | 2338 | O/G Steam | 6 | 2026 | 2027 | Tangentially-fired |  |  |  | 212 | 118.321 | 1621540.419 | 190418.24 | 198.2397 | 118.321 |  | 1621540.419 | 190418.24 | 118.321 |  | 118.321 |  | 118.321 |  | 118.321 |  | 118.321 |  | 118.321 |  | 118.321 |  | 71.3221 | 24.3231 | O/G Steam SCR Retrofit | 0.14594 | 0.03 |  | 32.5%
Sabine | Texas |  | X | X | 3459 | 3 | 2340 | O/G Steam | 6 | 2026 | 2027 | Tangentially-fired |  |  |  | 411 | 159.356 | 3683692.28 | 343020.08 | 194.6687 | 159.356 |  | 3683692.28 | 343020.08 | 159.356 |  | 159.356 |  | 159.356 |  | 159.356 |  | 159.356 |  | 159.356 |  | 159.356 |  | 107.3057 | 55.2554 | O/G Steam SCR Retrofit | 0.08652 | 0.03 |  | 31.16%
Sabine | Texas |  | X | X | 3459 | 4 | 2341 | O/G Steam | 6 | 2026 | 2027 | Dry bottom wall-fired boiler |  |  |  | 533 | 469.107 | 6755841.214 | 661714.93 | 672.1403 | 469.107 |  | 6755841.214 | 661714.93 | 469.107 |  | 469.107 |  | 469.107 |  | 469.107 |  | 469.107 |  | 469.107 |  | 469.107 |  | 285.2223 | 101.3376 | O/G Steam SCR Retrofit | 0.13887 | 0.03 |  | 33.39%
Sabine | Texas |  | X | X | 3459 | 5 | 2342 | O/G Steam |  |  |  | Tangentially-fired |  |  |  | 448 | 174.17 | 4683212.349 | 426335.41 | 266.8407 | 174.17 |  | 4683212.349 | 426335.41 | 174.17 |  | 174.17 |  | 174.17 |  | 174.17 |  | 174.17 |  | 174.17 |  | 174.17 |  | 122.2091 | 70.2482 | O/G Steam SCR Retrofit | 0.074381 | 0.03 |  | 32.83%
Sam Rayburn Plant | Texas |  | X | X | 3631 | CT7 | 8334 | Combined Cycle |  |  |  | Combined cycle | Y |  |  |  | 3.781 | 375182.906 | 32841.78 | 3.319 | 3.781 |  | 375182.906 | 32841.78 | 3.781 |  | 3.781 |  | 3.781 |  | 2.2511 | Optimize SCR | 2.2511 |  | 2.2511 |  | 2.2511 |  | 2.2511 | 2.2511 | Not Coal Steam or O/G Steam | 0.012 | 0.012 |  | 17.91%
Sam Rayburn Plant | Texas |  | X | X | 3631 | CT8 | 8336 | Combined Cycle |  |  |  | Combined cycle | Y |  |  |  | 2.59 | 243194.215 | 20512.84 | 2.7327 | 2.59 |  | 243194.215 | 20512.84 | 2.59 |  | 2.59 |  | 2.59 |  | 1.4592 | Optimize SCR | 1.4592 |  | 1.4592 |  | 1.4592 |  | 1.4592 | 1.4592 | Not Coal Steam or O/G Steam | 0.012 | 0.012 |  | 14.35%
Sam Rayburn Plant | Texas |  | X | X | 3631 | CT9 | 8338 | Combined Cycle |  |  |  | Combined cycle | Y |  |  |  | 13.835 | 356476.653 | 31811.31 | 6.6303 | 13.835 |  | 356476.653 | 31811.31 | 13.835 |  | 13.835 |  | 13.835 |  | 2.1389 | Optimize SCR | 2.1389 |  | 2.1389 |  | 2.1389 |  | 2.1389 | 2.1389 | Not Coal Steam or O/G Steam | 0.012 | 0.012 |  | 18.02%
Sam Seymour | Texas |  | X | X | 6179 | 1 | 2827 | Coal Steam |  |  |  | Tangentially-fired |  |  |  | 590 | 1084.103 | 19921924.9 | 2030599 | 925.65 | 1084.103 |  | 19921924.9 | 2030599 | 1084.103 |  | 1084.103 |  | 1084.103 |  | 1084.103 |  | 1084.103 |  | 1084.103 |  | 1084.103 |  | 791.0756 | 498.0481 | Coal Steam SCR Retrofit | 0.10884 | 0.05 |  | 53.62%
Sam Seymour | Texas |  | X | X | 6179 | 2 | 2828 | Coal Steam |  |  |  | Tangentially-fired |  |  |  | 590 | 1186.235 | 22436169.896 | 1976588.6 | 1029.37 | 1186.235 |  | 22436169.896 | 1976588.6 | 1186.235 |  | 1186.235 |  | 1186.235 |  | 1186.235 |  | 1186.235 |  | 1186.235 |  | 1186.235 |  | 873.5696 | 560.9042 | Coal Steam SCR Retrofit | 0.10574 | 0.05 |  | 59.54%
Sam Seymour | Texas |  | X | X | 6179 | 3 | 2829 | Coal Steam |  |  |  | Tangentially-fired |  |  |  | 435 | 869.551 | 16328243.412 | 1545548.67 | 884.728 | 869.551 |  | 16328243.412 | 1545548.67 | 869.551 |  | 869.551 |  | 869.551 |  | 869.551 |  | 869.551 |  | 869.551 |  | 869.551 |  | 638.8785 | 408.2061 | Coal Steam SCR Retrofit | 0.10651 | 0.05 |  | 65.47%
San Jacinto County Peaking Facility | Texas |  | X | X | 56603 | SJCCT1 | 91257 | Combustion Turbine |  |  |  | Combustion turbine |  |  |  |  | 7.576 | 603960.759 | 46232.22 | 7.1537 | 7.576 |  | 603960.759 | 46232.22 | 7.576 |  | 7.576 |  | 7.576 |  | 7.576 |  | 7.576 |  | 7.576 |  | 7.576 |  | 7.576 | 7.576 | Not Coal Steam or O/G Steam | 0.025088 | 0.025088 |  | 14.12%
San Jacinto County Peaking Facility | Texas |  | X | X | 56603 | SJCCT2 | 91258 | Combustion Turbine |  |  |  | Combustion turbine |  |  |  |  | 8.016 | 618692.749 | 47732.76 | 9.6217 | 8.016 |  | 618692.749 | 47732.76 | 8.016 |  | 8.016 |  | 8.016 |  | 8.016 |  | 8.016 |  | 8.016 |  | 8.016 |  | 8.016 | 8.016 | Not Coal Steam or O/G Steam | 0.025913 | 0.025913 |  | 19%
San Jacinto Steam Electric Station | Texas |  | X | X | 7325 | SJS1 | 3095 | Combustion Turbine |  |  |  | Combustion turbine |  |  |  |  | 30.455 | 2524363.349 | 183270.5 | 26.9823 | 30.455 |  | 2524363.349 | 183270.5 | 30.455 |  | 30.455 |  | 30.455 |  | 30.455 |  | 30.455 |  | 30.455 |  | 30.455 |  | 30.455 | 30.455 | Not Coal Steam or O/G Steam | 0.024129 | 0.024129 |  | 36.82%
San Jacinto Steam Electric Station | Texas |  | X | X | 7325 | SJS2 | 3096 | Combustion Turbine |  |  |  | Combustion turbine |  |  |  |  | 20.898 | 2545434.55 | 186886.37 | 27.639 | 20.898 |  | 2545434.55 | 186886.37 | 20.898 |  | 20.898 |  | 20.898 |  | 20.898 |  | 20.898 |  | 20.898 |  | 20.898 |  | 20.898 | 20.898 | Not Coal Steam or O/G Steam | 0.01642 | 0.01642 |  | 38.59%
San Miguel | Texas |  | X | X | 6183 | SM-1 | 2835 | Coal Steam |  |  |  | Dry bottom wall-fired boiler |  | Y |  | 391 | 984.079 | 11965450.478 | 1102640.14 | 1026.5047 | 984.079 |  | 11965450.478 | 1102640.14 | 984.079 |  | 984.079 |  | 984.079 |  | 984.079 |  | 984.079 |  | 950.1166 | Y | 950.1166 |  | 624.6264 | 299.1363 | Coal Steam SCR Retrofit | 0.15881 | 0.05 |  | 51.55%
Sand Hill Energy Center | Texas |  | X | X | 7900 | SH1 | 1149 | Combustion Turbine |  |  |  | Combustion turbine | Y |  |  |  | 2.661 | 265394.778 | 27441.78 | 2.2147 | 2.661 |  | 265394.778 | 27441.78 | 2.661 |  | 2.661 |  | 2.661 |  | 2.661 |  | 2.661 |  | 2.661 |  | 2.661 |  | 2.661 | 2.661 | Not Coal Steam or O/G Steam | 0.020053 | 0.020053 |  | 15.64%
Sand Hill Energy Center | Texas |  | X | X | 7900 | SH2 | 1150 | Combustion Turbine |  |  |  | Combustion turbine | Y |  |  |  | 3.037 | 296393.836 | 30637.2 | 2.5113 | 3.037 |  | 296393.836 | 30637.2 | 3.037 |  | 3.037 |  | 3.037 |  | 3.037 |  | 3.037 |  | 3.037 |  | 3.037 |  | 3.037 | 3.037 | Not Coal Steam or O/G Steam | 0.020493 | 0.020493 |  | 16.78%
Sand Hill Energy Center | Texas |  | X | X | 7900 | SH3 | 1151 | Combustion Turbine |  |  |  | Combustion turbine | Y |  |  |  | 2.562 | 263064.861 | 27587.57 | 2.3083 | 2.562 |  | 263064.861 | 27587.57 | 2.562 |  | 2.562 |  | 2.562 |  | 2.562 |  | 2.562 |  | 2.562 |  | 2.562 |  | 2.562 | 2.562 | Not Coal Steam or O/G Steam | 0.019478 | 0.019478 |  | 15.79%
Sand Hill Energy Center | Texas |  | X | X | 7900 | SH4 | 1152 | Combustion Turbine |  |  |  | Combustion turbine | Y |  |  |  | 3.013 | 294463.763 | 30504.48 | 2.495 | 3.013 |  | 294463.763 | 30504.48 | 3.013 |  | 3.013 |  | 3.013 |  | 3.013 |  | 3.013 |  | 3.013 |  | 3.013 |  | 3.013 | 3.013 | Not Coal Steam or O/G Steam | 0.020464 | 0.020464 |  | 16.7%
Sand Hill Energy Center | Texas |  | X | X | 7900 | SH5 | 10015 | Combined Cycle |  |  |  | Combined cycle | Y |  |  |  | 27.264 | 4468223.162 | 586674.75 | 29.6427 | 27.264 |  | 4468223.162 | 586674.75 | 27.264 |  | 27.264 |  | 27.264 |  | 26.8093 | Optimize SCR | 26.8093 |  | 26.8093 |  | 26.8093 |  | 26.8093 | 26.8093 | Not Coal Steam or O/G Steam | 0.012 | 0.012 |  | 49.42%
Sand Hill Energy Center | Texas |  | X | X | 7900 | SH6 | 90519 | Combustion Turbine |  |  |  | Combustion turbine | Y |  |  |  | 1.55 | 192402.313 | 20125.63 | 1.6033 | 1.55 |  | 192402.313 | 20125.63 | 1.55 |  | 1.55 |  | 1.55 |  | 1.55 |  | 1.55 |  | 1.55 |  | 1.55 |  | 1.55 | 1.55 | Not Coal Steam or O/G Steam | 0.016112 | 0.016112 |  | 11.27%
Sand Hill Energy Center | Texas |  | X | X | 7900 | SH7 | 90520 | Combustion Turbine |  |  |  | Combustion turbine | Y |  |  |  | 1.595 | 201274.449 | 21104.62 | 1.6427 | 1.595 |  | 201274.449 | 21104.62 | 1.595 |  | 1.595 |  | 1.595 |  | 1.595 |  | 1.595 |  | 1.595 |  | 1.595 |  | 1.595 | 1.595 | Not Coal Steam or O/G Steam | 0.015849 | 0.015849 |  | 11.53%
Sandy Creek Energy Station | Texas |  | X | X | 56611 | S01 | 90551 | Coal Steam |  |  |  | Dry bottom wall-fired boiler | Y |  |  | 933 | 625.398 | 26878564.79 | 2717959.2 | 530.0243 | 625.398 |  | 26878564.79 | 2717959.2 | 625.398 |  | 625.398 |  | 625.398 |  | 625.398 |  | 625.398 |  | 625.398 |  | 625.398 |  | 625.398 | 625.398 | Existing SCR | 0.046535 | 0.046535 |  | 52.39%
Silas Ray | Texas |  | X | X | 3559 | 10 | 89523 | Combustion Turbine |  |  |  | Combustion turbine | Y |  |  |  | 0.804 | 167426.465 | 14990.91 | 1.4227 | 0.804 |  | 167426.465 | 14990.91 | 0.804 |  | 0.804 |  | 0.804 |  | 0.804 |  | 0.804 |  | 0.804 |  | 0.804 |  | 0.804 | 0.804 | Not Coal Steam or O/G Steam | 0.0096042 | 0.0096042 |  | 14.48%
Silas Ray | Texas |  | X | X | 3559 | 9 | 2461 | Combined Cycle |  |  |  | Combined cycle |  |  |  |  | 15.044 | 446118.606 | 30132.44 | 13.1243 | 15.044 |  | 446118.606 | 30132.44 | 15.044 |  | 15.044 |  | 15.044 |  | 15.044 |  | 15.044 |  | 15.044 |  | 15.044 |  | 15.044 | 15.044 | Not Coal Steam or O/G Steam | 0.067444 | 0.067444 |  | 16.46%
Sim Gideon | Texas |  | X | X | 3601 | 1 | 2468 | O/G Steam |  |  |  | Dry bottom wall-fired boiler |  |  |  | 136 | 53.561 | 633708.378 | 62354.91 | 65.6177 | 53.561 |  | 633708.378 | 62354.91 | 53.561 |  | 53.561 |  | 53.561 |  | 53.561 |  | 53.561 |  | 53.561 |  | 53.561 |  | 53.561 | 53.561 | Oil/Gas Steam Under 150 Tons (2019-2021 Average) | 0.16904 | 0.16904 |  | 14.97%
Sim Gideon | Texas |  | X | X | 3601 | 2 | 2469 | O/G Steam |  |  |  | Dry bottom wall-fired boiler |  |  |  | 136 | 51.866 | 736082.613 | 73872.29 | 69.3027 | 51.866 |  | 736082.613 | 73872.29 | 51.866 |  | 51.866 |  | 51.866 |  | 51.866 |  | 51.866 |  | 51.866 |  | 51.866 |  | 51.866 | 51.866 | Oil/Gas Steam Under 150 Tons (2019-2021 Average) | 0.14092 | 0.14092 |  | 17.18%
Sim Gideon | Texas |  | X | X | 3601 | 3 | 2470 | O/G Steam |  |  |  | Tangentially-fired |  |  |  | 335 | 219.84 | 2915805.939 | 276144.65 | 286.717 | 219.84 |  | 2915805.939 | 276144.65 | 219.84 |  | 219.84 |  | 219.84 |  | 219.84 |  | 219.84 |  | 219.84 |  | 219.84 |  | 131.7885 | 43.7371 | O/G Steam SCR Retrofit | 0.15079 | 0.03 |  | 26.92%
South Houston Green Power Site | Texas |  | X | X | 55470 | EPN801 | 4843 | Combined Cycle |  |  |  | Combined cycle | Y |  |  |  | 32.758 | 6410704.865 |  | 32.171 | 32.758 |  | 6410704.865 |  | 32.758 |  | 32.758 |  | 32.758 |  | 32.758 |  | 32.758 |  | 32.758 |  | 32.758 |  | 32.758 | 32.758 | Not Coal Steam or O/G Steam | 0.01022 | 0.01022 |  | 58.69%
South Houston Green Power Site | Texas |  | X | X | 55470 | EPN802 | 4844 | Combined Cycle |  |  |  | Combined cycle | Y |  |  |  | 42.054 | 7773512.9 | 570205 | 39.248 | 42.054 |  | 7773512.9 | 570205 | 42.054 |  | 42.054 |  | 42.054 |  | 42.054 |  | 42.054 |  | 42.054 |  | 42.054 |  | 42.054 | 42.054 | Not Coal Steam or O/G Steam | 0.01082 | 0.01082 |  | 72.28%
South Houston Green Power Site | Texas |  | X | X | 55470 | EPN803 | 4845 | Combined Cycle |  |  |  | Combined cycle | Y |  |  |  | 38.945 | 7740409.1 |  | 38.3763 | 38.945 |  | 7740409.1 |  | 38.945 |  | 38.945 |  | 38.945 |  | 38.945 |  | 38.945 |  | 38.945 |  | 38.945 |  | 38.945 | 38.945 | Not Coal Steam or O/G Steam | 0.010063 | 0.010063 |  | 69.1%
Spencer | Texas |  | X | X | 4266 | 4 | 2651 | O/G Steam |  |  |  | Dry bottom wall-fired boiler |  |  |  | 61 | 2.605 | 101154.25 | 7492.75 | 2.5877 | 2.605 |  | 101154.25 | 7492.75 | 2.605 |  | 2.605 |  | 2.605 |  | 2.605 |  | 2.605 |  | 2.605 |  | 2.605 |  | 2.605 | 2.605 | O/G Steam Under 100 MW | 0.051505 | 0.051505 |  | 3.387%
Spencer | Texas |  | X | X | 4266 | 5 | 2652 | O/G Steam |  |  |  | Dry bottom wall-fired boiler |  |  |  | 61 |  |  |  | 2.198 | [20 empty] | O/G Steam Under 100 MW | 0 | 0 |  | 2.61%
Stryker Creek | Texas |  | X | X | 3504 | 1 | 2429 | O/G Steam |  |  |  | Dry bottom wall-fired boiler |  |  |  | 167 | 23.756 | 270961.744 | 19836.37 | 29.997 | 23.756 |  | 270961.744 | 19836.37 | 23.756 |  | 23.756 |  | 23.756 |  | 23.756 |  | 23.756 |  | 23.756 |  | 23.756 |  | 23.756 | 23.756 | Oil/Gas Steam Under 150 Tons (2019-2021 Average) | 0.17535 | 0.17535 |  | 4.157%
Stryker Creek | Texas |  | X | X | 3504 | 2 | 2430 | O/G Steam |  |  |  | Tangentially-fired |  |  |  | 502 | 69.649 | 1714679.76 | 147575.01 | 77.4977 | 69.649 |  | 1714679.76 | 147575.01 | 69.649 |  | 69.649 |  | 69.649 |  | 69.649 |  | 69.649 |  | 69.649 |  | 69.649 |  | 69.649 | 69.649 | Oil/Gas Steam Under 150 Tons (2019-2021 Average) | 0.081238 | 0.081238 |  | 9.474%
Sweeny Cogeneration Facility | Texas |  | X | X | 55015 | 1 | 3814 | Combustion Turbine |  |  |  | Combustion turbine |  |  |  |  | 35.286 | 5520818.195 | 346709.48 | 75.1133 | 35.286 |  | 5520818.195 | 346709.48 | 35.286 |  | 35.286 |  | 35.286 |  | 35.286 |  | 35.286 |  | 35.286 |  | 35.286 |  | 35.286 | 35.286 | Not Coal Steam or O/G Steam | 0.012783 | 0.012783 |  | 56.95%
Sweeny Cogeneration Facility | Texas |  | X | X | 55015 | 2 | 3815 | Combustion Turbine |  |  |  | Combustion turbine |  |  |  |  | 26.357 | 5463784.531 | 312696.68 | 58.9203 | 26.357 |  | 5463784.531 | 312696.68 | 26.357 |  | 26.357 |  | 26.357 |  | 26.357 |  | 26.357 |  | 26.357 |  | 26.357 |  | 26.357 | 26.357 | Not Coal Steam or O/G Steam | 0.0096479 | 0.0096479 |  | 78.92%
Sweeny Cogeneration Facility | Texas |  | X | X | 55015 | 3 | 3816 | Combustion Turbine |  |  |  | Combustion turbine |  |  |  |  | 19.098 | 8093002.389 | 363966.16 | 43.9127 | 19.098 |  | 8093002.389 | 363966.16 | 19.098 |  | 19.098 |  | 19.098 |  | 19.098 |  | 19.098 |  | 19.098 |  | 19.098 |  | 19.098 | 19.098 | Not Coal Steam or O/G Steam | 0.0047196 | 0.0047196 |  | 86%
Sweeny Cogeneration Facility | Texas |  | X | X | 55015 | 4 | 3817 | Combustion Turbine |  |  |  | Combustion turbine |  |  |  |  | 15.802 | 7786557.614 | 353749.76 | 33.7533 | 15.802 |  | 7786557.614 | 353749.76 | 15.802 |  | 15.802 |  | 15.802 |  | 15.802 |  | 15.802 |  | 15.802 |  | 15.802 |  | 15.802 | 15.802 | Not Coal Steam or O/G Steam | 0.0040588 | 0.0040588 |  | 72.57%
T C Ferguson Power Plant | Texas |  | X | X | 4937 | CT-1 | 90812 | Combined Cycle |  |  |  | Combined cycle | Y |  |  |  | 14.699 | 5008712.848 | 475551 | 15.6717 | 14.699 |  | 5008712.848 | 475551 | 14.699 |  | 14.699 |  | 14.699 |  | 14.699 |  | 14.699 |  | 14.699 |  | 14.699 |  | 14.699 | 14.699 | Not Coal Steam or O/G Steam | 0.0058694 | 0.0058694 |  | 61.64%
T C Ferguson Power Plant | Texas |  | X | X | 4937 | CT-2 | 90813 | Combined Cycle |  |  |  | Combined cycle | Y |  |  |  | 13.695 | 4999161.049 | 476553.32 | 14.3913 | 13.695 |  | 4999161.049 | 476553.32 | 13.695 |  | 13.695 |  | 13.695 |  | 13.695 |  | 13.695 |  | 13.695 |  | 13.695 |  | 13.695 | 13.695 | Not Coal Steam or O/G Steam | 0.0054789 | 0.0054789 |  | 70.31%
T H Wharton | Texas |  | X | X | 3469 | THW31 | 89958 | Combined Cycle |  |  |  | Combined cycle |  |  |  |  | 7.197 | 875596.238 | 63147.91 | 5.5073 | 7.197 |  | 875596.238 | 63147.91 | 7.197 |  | 7.197 |  | 7.197 |  | 7.197 |  | 7.197 |  | 7.197 |  | 7.197 |  | 7.197 | 7.197 | Not Coal Steam or O/G Steam | 0.016439 | 0.016439 |  | 19.74%
T H Wharton | Texas |  | X | X | 3469 | THW32 | 89959 | Combined Cycle |  |  |  | Combined cycle |  |  |  |  | 6.993 | 874659.179 | 66301.29 | 5.2643 | 6.993 |  | 874659.179 | 66301.29 | 6.993 |  | 6.993 |  | 6.993 |  | 6.993 |  | 6.993 |  | 6.993 |  | 6.993 |  | 6.993 | 6.993 | Not Coal Steam or O/G Steam | 0.01599 | 0.01599 |  | 18.63%
T H Wharton | Texas |  | X | X | 3469 | THW33 | 89960 | Combined Cycle |  |  |  | Combined cycle |  |  |  |  | 6.995 | 854928.269 | 63523.94 | 5.5707 | 6.995 |  | 854928.269 | 63523.94 | 6.995 |  | 6.995 |  | 6.995 |  | 6.995 |  | 6.995 |  | 6.995 |  | 6.995 |  | 6.995 | 6.995 | Not Coal Steam or O/G Steam | 0.016364 | 0.016364 |  | 19.64%
T H Wharton | Texas |  | X | X | 3469 | THW34 | 89961 | Combined Cycle |  |  |  | Combined cycle |  |  |  |  | 6.914 | 894379.6 | 66086.93 | 5.4017 | 6.914 |  | 894379.6 | 66086.93 | 6.914 |  | 6.914 |  | 6.914 |  | 6.914 |  | 6.914 |  | 6.914 |  | 6.914 |  | 6.914 | 6.914 | Not Coal Steam or O/G Steam | 0.015461 | 0.015461 |  | 19.94%
T H Wharton | Texas |  | X | X | 3469 | THW41 | 89962 | Combined Cycle |  |  |  | Combined cycle |  |  |  |  | 6.52 | 815755.836 | 58766.53 | 5.5307 | 6.52 |  | 815755.836 | 58766.53 | 6.52 |  | 6.52 |  | 6.52 |  | 6.52 |  | 6.52 |  | 6.52 |  | 6.52 |  | 6.52 | 6.52 | Not Coal Steam or O/G Steam | 0.015985 | 0.015985 |  | 19.42%
T H Wharton | Texas |  | X | X | 3469 | THW42 | 89963 | Combined Cycle |  |  |  | Combined cycle |  |  |  |  | 6.748 | 886736.133 | 65142.44 | 4.9793 | 6.748 |  | 886736.133 | 65142.44 | 6.748 |  | 6.748 |  | 6.748 |  | 6.748 |  | 6.748 |  | 6.748 |  | 6.748 |  | 6.748 | 6.748 | Not Coal Steam or O/G Steam | 0.01522 | 0.01522 |  | 20.15%
T H Wharton | Texas |  | X | X | 3469 | THW43 | 89964 | Combined Cycle |  |  |  | Combined cycle |  |  |  |  | 6.986 | 902742.253 | 66238.47 | 5.3913 | 6.986 |  | 902742.253 | 66238.47 | 6.986 |  | 6.986 |  | 6.986 |  | 6.986 |  | 6.986 |  | 6.986 |  | 6.986 |  | 6.986 | 6.986 | Not Coal Steam or O/G Steam | 0.015477 | 0.015477 |  | 20.19%
T H Wharton | Texas |  | X | X | 3469 | THW44 | 89965 | Combined Cycle |  |  |  | Combined cycle |  |  |  |  | 6.896 | 880818.274 | 65141.36 | 5.6897 | 6.896 |  | 880818.274 | 65141.36 | 6.896 |  | 6.896 |  | 6.896 |  | 6.896 |  | 6.896 |  | 6.896 |  | 6.896 |  | 6.896 | 6.896 | Not Coal Steam or O/G Steam | 0.015658 | 0.015658 |  | 20.46%
T H Wharton | Texas |  | X | X | 3469 | THW51 | 89966 | Combustion Turbine |  |  |  | Combustion turbine |  |  |  |  | 54.797 | 584350.8 | 30236.57 | 39.6373 | 54.797 |  | 584350.8 | 30236.57 | 54.797 |  | 54.797 |  | 54.797 |  | 54.797 |  | 54.797 |  | 54.797 |  | 54.797 |  | 54.797 | 54.797 | Not Coal Steam or O/G Steam | 0.18755 | 0.18755 |  | 10.12%
T H Wharton | Texas |  | X | X | 3469 | THW52 | 89967 | Combustion Turbine |  |  |  | Combustion turbine |  |  |  |  | 57.548 | 612694.1 | 29670.76 | 40.6513 | 57.548 |  | 612694.1 | 29670.76 | 57.548 |  | 57.548 |  | 57.548 |  | 57.548 |  | 57.548 |  | 57.548 |  | 57.548 |  | 57.548 | 57.548 | Not Coal Steam or O/G Steam | 0.18785 | 0.18785 |  | 10.38%
T H Wharton | Texas |  | X | X | 3469 | THW53 | 89968 | Combustion Turbine |  |  |  | Combustion turbine |  |  |  |  | 55.021 | 582644.2 | 28266.88 | 42.7783 | 55.021 |  | 582644.2 | 28266.88 | 55.021 |  | 55.021 |  | 55.021 |  | 55.021 |  | 55.021 |  | 55.021 |  | 55.021 |  | 55.021 | 55.021 | Not Coal Steam or O/G Steam | 0.18887 | 0.18887 |  | 10.86%
T H Wharton | Texas |  | X | X | 3469 | THW54 | 89969 | Combustion Turbine |  |  |  | Combustion turbine |  |  |  |  | 56.001 | 595055.8 | 28370.97 | 42.5813 | 56.001 |  | 595055.8 | 28370.97 | 56.001 |  | 56.001 |  | 56.001 |  | 56.001 |  | 56.001 |  | 56.001 |  | 56.001 |  | 56.001 | 56.001 | Not Coal Steam or O/G Steam | 0.18822 | 0.18822 |  | 10.85%
T H Wharton | Texas |  | X | X | 3469 | THW55 | 89970 | Combustion Turbine |  |  |  | Combustion turbine |  |  |  |  | 55.129 | 586469.7 | 28908.98 | 39.2203 | 55.129 |  | 586469.7 | 28908.98 | 55.129 |  | 55.129 |  | 55.129 |  | 55.129 |  | 55.129 |  | 55.129 |  | 55.129 |  | 55.129 | 55.129 | Not Coal Steam or O/G Steam | 0.188 | 0.188 |  | 9.981%
T H Wharton | Texas |  | X | X | 3469 | THW56 | 89971 | Combustion Turbine |  |  |  | Combustion turbine |  |  |  |  | 53.666 | 568244.4 | 27575.15 | 39.4057 | 53.666 |  | 568244.4 | 27575.15 | 53.666 |  | 53.666 |  | 53.666 |  | 53.666 |  | 53.666 |  | 53.666 |  | 53.666 |  | 53.666 | 53.666 | Not Coal Steam or O/G Steam | 0.18888 | 0.18888 |  | 9.959%
Tejas Power Generation Unit 1 | Texas |  | X | X | 60468 | CT-1 | 91283 | Combustion Turbine |  |  |  | Combustion turbine | Y |  |  |  | 5.687 | 262658.426 | 20010.44 | 4.458 | 5.687 |  | 262658.426 | 20010.44 | 5.687 |  | 5.687 |  | 5.687 |  | 3.9399 | Optimize SCR | 3.9399 |  | 3.9399 |  | 3.9399 |  | 3.9399 | 3.9399 | Not Coal Steam or O/G Steam | 0.03 | 0.03 |  | 7.185%
Tenaska Frontier Generating Station | Texas |  | X | X | 55062 | 1 | 3843 | Combined Cycle |  |  |  | Combined cycle |  |  |  |  | 75.463 | 3821190.38 | 522152.32 | 85.7317 | 75.463 |  | 3821190.38 | 522152.32 | 75.463 |  | 75.463 |  | 75.463 |  | 75.463 |  | 75.463 |  | 75.463 |  | 75.463 |  | 75.463 | 75.463 | Not Coal Steam or O/G Steam | 0.039497 | 0.039497 |  | 52.36%
Tenaska Frontier Generating Station | Texas |  | X | X | 55062 | 2 | 3844 | Combined Cycle |  |  |  | Combined cycle |  |  |  |  | 69.92 | 3922885.926 | 536240.63 | 84.5707 | 69.92 |  | 3922885.926 | 536240.63 | 69.92 |  | 69.92 |  | 69.92 |  | 69.92 |  | 69.92 |  | 69.92 |  | 69.92 |  | 69.92 | 69.92 | Not Coal Steam or O/G Steam | 0.035647 | 0.035647 |  | 51.47%
Tenaska Frontier Generating Station | Texas |  | X | X | 55062 | 3 | 3845 | Combined Cycle |  |  |  | Combined cycle |  |  |  |  | 65.842 | 3819819.242 | 528006.55 | 91.719 | 65.842 |  | 3819819.242 | 528006.55 | 65.842 |  | 65.842 |  | 65.842 |  | 65.842 |  | 65.842 |  | 65.842 |  | 65.842 |  | 65.842 | 65.842 | Not Coal Steam or O/G Steam | 0.034474 | 0.034474 |  | 55.58%
Tenaska Gateway Generating Station | Texas |  | X | X | 55132 | OGTDB1 | 3970 | Combined Cycle |  |  |  | Combined cycle |  |  |  |  | 91.672 | 5597937.999 | 786766.36 | 96.9223 | 91.672 |  | 5597937.999 | 786766.36 | 91.672 |  | 91.672 |  | 91.672 |  | 91.672 |  | 91.672 |  | 91.672 |  | 91.672 |  | 91.672 | 91.672 | Not Coal Steam or O/G Steam | 0.032752 | 0.032752 |  | 64.48%
Tenaska Gateway Generating Station | Texas |  | X | X | 55132 | OGTDB2 | 3971 | Combined Cycle |  |  |  | Combined cycle |  |  |  |  | 98.658 | 5563841.225 | 786112.24 | 99.6507 | 98.658 |  | 5563841.225 | 786112.24 | 98.658 |  | 98.658 |  | 98.658 |  | 98.658 |  | 98.658 |  | 98.658 |  | 98.658 |  | 98.658 | 98.658 | Not Coal Steam or O/G Steam | 0.035464 | 0.035464 |  | 65.57%
Tenaska Gateway Generating Station | Texas |  | X | X | 55132 | OGTDB3 | 3972 | Combined Cycle |  |  |  | Combined cycle |  |  |  |  | 95.75 | 5485702.857 | 766132.8 | 99.679 | 95.75 |  | 5485702.857 | 766132.8 | 95.75 |  | 95.75 |  | 95.75 |  | 95.75 |  | 95.75 |  | 95.75 |  | 95.75 |  | 95.75 | 95.75 | Not Coal Steam or O/G Steam | 0.034909 | 0.034909 |  | 65.03%
Texas City Cogeneration | Texas |  | X | X | 52088 | GT-A | 89949 | Combined Cycle |  |  |  | Combined cycle |  |  |  |  | 99.262 | 1869284.33 | 257193.77 | 88.9207 | 99.262 |  | 1869284.33 | 257193.77 | 99.262 |  | 99.262 |  | 99.262 |  | 99.262 |  | 99.262 |  | 99.262 |  | 99.262 |  | 99.262 | 99.262 | Not Coal Steam or O/G Steam | 0.1062 | 0.1062 |  | 26.44%
Texas City Cogeneration | Texas |  | X | X | 52088 | GT-B | 89950 | Combined Cycle |  |  |  | Combined cycle |  |  |  |  | 51.008 | 3656383.798 | 488117.81 | 41.986 | 51.008 |  | 3656383.798 | 488117.81 | 51.008 |  | 51.008 |  | 51.008 |  | 51.008 |  | 51.008 |  | 51.008 |  | 51.008 |  | 51.008 | 51.008 | Not Coal Steam or O/G Steam | 0.027901 | 0.027901 |  | 46.76%
Texas City Cogeneration | Texas |  | X | X | 52088 | GT-C | 89951 | Combined Cycle |  |  |  | Combined cycle |  |  |  |  | 41.555 | 3073464.466 | 411146.27 | 42.931 | 41.555 |  | 3073464.466 | 411146.27 | 41.555 |  | 41.555 |  | 41.555 |  | 41.555 |  | 41.555 |  | 41.555 |  | 41.555 |  | 41.555 | 41.555 | Not Coal Steam or O/G Steam | 0.027041 | 0.027041 |  | 50.22%
Tolk Station | Texas |  | X | X | 6194 | 171B | 2841 | Coal Steam | 12 | 2028 | 2029 | Tangentially-fired |  |  |  | 532 | 661.538 | 7732482.404 | 749194.98 | 561.6587 | 661.538 |  | 7732482.404 | 749194.98 | 661.538 |  | 661.538 |  | 661.538 |  | 661.538 |  | 661.538 |  | 661.538 |  | 661.538 |  | 427.425 | 193.3121 | Coal Steam SCR Retrofit | 0.17111 | 0.05 |  | 29.59%
Tolk Station | Texas |  | X | X | 6194 | 172B | 2842 | Coal Steam | 12 | 2028 | 2029 | Tangentially-fired |  |  |  | 535 | 1007.739 | 10843171.909 | 988316.97 | 766.092 | 1007.739 |  | 10843171.909 | 988316.97 | 1007.739 |  | 1007.739 |  | 1007.739 |  | 1007.739 |  | 1007.739 |  | 1007.739 |  | 1007.739 |  | 639.4091 | 271.0793 | Coal Steam SCR Retrofit | 0.18588 | 0.05 |  | 36.95%
Trinidad | Texas |  | X | X | 3507 | 9 | 2435 | O/G Steam |  |  |  | Tangentially-fired |  |  |  | 235 | 58.979 | 596740.493 | 39110.86 | 57.385 | 58.979 |  | 596740.493 | 39110.86 | 58.979 |  | 58.979 |  | 58.979 |  | 58.979 |  | 58.979 |  | 58.979 |  | 58.979 |  | 58.979 | 58.979 | Oil/Gas Steam Under 150 Tons (2019-2021 Average) | 0.19767 | 0.19767 |  | 6.195%
Twin Oaks | Texas |  | X | X | 7030 | U1 | 2920 | Coal Steam |  |  |  | Circulating fluidized bed boiler |  | Y |  | 152 | 329.652 | 6807554.782 | 619985 | 308.1857 | 329.652 |  | 6807554.782 | 619985 | 329.652 |  | 329.652 |  | 329.652 |  | 329.652 |  | 329.652 |  | 291.091 | Y | 291.091 |  | 291.091 | 291.091 | Coal Steam, Circulating fluidized bed, Existing SNCR | 0.08552 | 0.08552 |  | 76.39%
Twin Oaks | Texas |  | X | X | 7030 | U2 | 2921 | Coal Steam |  |  |  | Circulating fluidized bed boiler |  | Y |  | 153 | 296.661 | 6173432.3 | 632754 | 280.461 | 296.661 |  | 6173432.3 | 632754 | 296.661 |  | 296.661 |  | 296.661 |  | 296.661 |  | 296.661 |  | 278.2366 | Y | 278.2366 |  | 278.2366 | 278.2366 | Coal Steam, Circulating fluidized bed, Existing SNCR | 0.09014 | 0.09014 |  | 80.01%
V H Braunig | Texas |  | X | X | 3612 | 1 | 2481 | O/G Steam | 3 | 2025 | 2025 | Tangentially-fired |  |  |  | 217 | 144.185 | 1297343.519 | 114058.38 | 142.1433 | 144.185 |  | 1297343.519 | 114058.38 | 144.185 |  | 144.185 |  | 144.185 |  | 144.185 |  | 144.185 |  | 144.185 |  | 144.185 |  | 144.185 | 144.185 | Oil/Gas Steam Under 150 Tons (2019-2021 Average) | 0.22228 | 0.22228 |  | 16.65%
V H Braunig | Texas |  | X | X | 3612 | 2 | 2482 | O/G Steam | 3 | 2025 | 2025 | Tangentially-fired |  |  |  | 230 | 77.862 | 960229.958 | 87169.55 | 75.006 | 77.862 |  | 960229.958 | 87169.55 | 77.862 |  | 77.862 |  | 77.862 |  | 77.862 |  | 77.862 |  | 77.862 |  | 77.862 |  | 77.862 | 77.862 | Oil/Gas Steam Under 150 Tons (2019-2021 Average) | 0.16217 | 0.16217 |  | 9.937%
V H Braunig | Texas |  | X | X | 3612 | 3 | 2483 | O/G Steam | 3 | 2027 | 2027 | Tangentially-fired |  |  |  | 412 | 238.701 | 3933806.408 | 364718.17 | 280.6917 | 238.701 |  | 3933806.408 | 364718.17 | 238.701 |  | 238.701 |  | 238.701 |  | 238.701 |  | 238.701 |  | 238.701 |  | 238.701 |  | 148.854 | 59.0071 | O/G Steam SCR Retrofit | 0.12136 | 0.03 |  | 24.74%
V H Braunig | Texas |  | X | X | 3612 | CGT5 | 89837 | Combustion Turbine |  |  |  | Combustion turbine | Y |  |  |  | 0.973 | 133554.553 | 13814.45 | 1.188 | 0.973 |  | 133554.553 | 13814.45 | 0.973 |  | 0.973 |  | 0.973 |  | 0.973 |  | 0.973 |  | 0.973 |  | 0.973 |  | 0.973 | 0.973 | Not Coal Steam or O/G Steam | 0.014571 | 0.014571 |  | 9.158%
V H Braunig | Texas |  | X | X | 3612 | CGT6 | 89838 | Combustion Turbine |  |  |  | Combustion turbine | Y |  |  |  | 0.94 | 129154.527 | 13205.18 | 1.2143 | 0.94 |  | 129154.527 | 13205.18 | 0.94 |  | 0.94 |  | 0.94 |  | 0.94 |  | 0.94 |  | 0.94 |  | 0.94 |  | 0.94 | 0.94 | Not Coal Steam or O/G Steam | 0.014556 | 0.014556 |  | 10.05%
V H Braunig | Texas |  | X | X | 3612 | CGT7 | 89839 | Combustion Turbine |  |  |  | Combustion turbine | Y |  |  |  | 0.828 | 111554.185 | 11467.48 | 1.4557 | 0.828 |  | 111554.185 | 11467.48 | 0.828 |  | 0.828 |  | 0.828 |  | 0.828 |  | 0.828 |  | 0.828 |  | 0.828 |  | 0.828 | 0.828 | Not Coal Steam or O/G Steam | 0.014845 | 0.014845 |  | 11.59%
V H Braunig | Texas |  | X | X | 3612 | CGT8 | 89840 | Combustion Turbine |  |  |  | Combustion turbine | Y |  |  |  | 0.669 | 96017.452 | 9997.26 | 1.292 | 0.669 |  | 96017.452 | 9997.26 | 0.669 |  | 0.669 |  | 0.669 |  | 0.669 |  | 0.669 |  | 0.669 |  | 0.669 |  | 0.669 | 0.669 | Not Coal Steam or O/G Steam | 0.013935 | 0.013935 |  | 10.26%
V H Braunig | Texas |  | X | X | 3612 | CT01 | 2484 | Combined Cycle |  |  |  | Combined cycle | Y |  |  |  | 47.04 | 4273326.603 | 604419.08 | 52.1963 | 47.04 |  | 4273326.603 | 604419.08 | 47.04 |  | 47.04 |  | 47.04 |  | 25.64 | Optimize SCR | 25.64 |  | 25.64 |  | 25.64 |  | 25.64 | 25.64 | Not Coal Steam or O/G Steam | 0.012 | 0.012 |  | 66.8%
V H Braunig | Texas |  | X | X | 3612 | CT02 | 2485 | Combined Cycle |  |  |  | Combined cycle | Y |  |  |  | 59.187 | 5317953.267 | 749581.02 | 60.2277 | 59.187 |  | 5317953.267 | 749581.02 | 59.187 |  | 59.187 |  | 59.187 |  | 31.9077 | Optimize SCR | 31.9077 |  | 31.9077 |  | 31.9077 |  | 31.9077 | 31.9077 | Not Coal Steam or O/G Steam | 0.012 | 0.012 |  | 75.04%
Victoria City Peaking Facility | Texas |  | X | X | 61241 | CT1 | 91226 | Combustion Turbine |  |  |  | Combustion turbine | Y |  |  |  | 0.411 | 63092.983 | 6666.71 | 0.52267 | 0.411 |  | 63092.983 | 6666.71 | 0.411 |  | 0.411 |  | 0.411 |  | 0.411 |  | 0.411 |  | 0.411 |  | 0.411 |  | 0.411 | 0.411 | Not Coal Steam or O/G Steam | 0.013028 | 0.013028 |  | 5.593%
Victoria City Peaking Facility | Texas |  | X | X | 61241 | CT2 | 91227 | Combustion Turbine |  |  |  | Combustion turbine | Y |  |  |  | 0.404 | 69291.131 | 7184.75 | 0.50133 | 0.404 |  | 69291.131 | 7184.75 | 0.404 |  | 0.404 |  | 0.404 |  | 0.404 |  | 0.404 |  | 0.404 |  | 0.404 |  | 0.404 | 0.404 | Not Coal Steam or O/G Steam | 0.011661 | 0.011661 |  | 5.19%
Victoria Port Peaking Facility | Texas |  | X | X | 61242 | CT1 | 91228 | Combustion Turbine |  |  |  | Combustion turbine | Y |  |  |  | 0.348 | 54384.728 | 5768.5 | 7.53 | 0.348 |  | 54384.728 | 5768.5 | 0.348 |  | 0.348 |  | 0.348 |  | 0.348 |  | 0.348 |  | 0.348 |  | 0.348 |  | 0.348 | 0.348 | Not Coal Steam or O/G Steam | 0.012798 | 0.012798 |  | 9.683%
Victoria Port Peaking Facility | Texas |  | X | X | 61242 | CT2 | 91229 | Combustion Turbine |  |  |  | Combustion turbine | Y | [6 empty] | 3.2747 | [20 empty] | Not Coal Steam or O/G Steam | 0 | 0 |  | 6.196%
Victoria Power Station | Texas |  | X | X | 3443 | 9 | 90094 | Combined Cycle |  |  |  | Combined cycle | Y |  |  |  | 36.981 | 4184821.405 | 532782.07 | 40.799 | 36.981 |  | 4184821.405 | 532782.07 | 36.981 |  | 36.981 |  | 36.981 |  | 25.1089 | Optimize SCR | 25.1089 |  | 25.1089 |  | 25.1089 |  | 25.1089 | 25.1089 | Not Coal Steam or O/G Steam | 0.012 | 0.012 |  | 53.41%
W A Parish | Texas |  | X | X | 3470 | WAP1 | 2374 | O/G Steam | 12 | 2026 | 2027 | Dry bottom wall-fired boiler |  |  |  | 169 | 152.041 | 1316661.112 | 113098.87 | 137.7713 | 152.041 |  | 1316661.112 | 113098.87 | 152.041 |  | 152.041 |  | 152.041 |  | 152.041 |  | 152.041 |  | 152.041 |  | 152.041 |  | 152.041 | 152.041 | Oil/Gas Steam Under 150 Tons (2019-2021 Average) | 0.23095 | 0.23095 |  | 16.81%
W A Parish | Texas |  | X | X | 3470 | WAP2 | 2375 | O/G Steam | 12 | 2026 | 2027 | Dry bottom wall-fired boiler |  |  |  | 169 | 89.038 | 1464160.669 | 126347.69 | 89.2713 | 89.038 |  | 1464160.669 | 126347.69 | 89.038 |  | 89.038 |  | 89.038 |  | 89.038 |  | 89.038 |  | 89.038 |  | 89.038 |  | 89.038 | 89.038 | Oil/Gas Steam Under 150 Tons (2019-2021 Average) | 0.12162 | 0.12162 |  | 19.64%
W A Parish | Texas |  | X | X | 3470 | WAP3 | 2376 | O/G Steam | 12 | 2026 | 2027 | Dry bottom wall-fired boiler |  |  |  | 273 | 322.706 | 2605770.204 | 263649.74 | 316.7567 | 322.706 |  | 2605770.204 | 263649.74 | 322.706 |  | 322.706 |  | 322.706 |  | 322.706 |  | 322.706 |  | 322.706 |  | 322.706 |  | 180.8963 | 39.0866 | O/G Steam SCR Retrofit | 0.24769 | 0.03 |  | 19.19%
W A Parish | Texas |  | X | X | 3470 | WAP4 | 2377 | O/G Steam | 12 | 2026 | 2027 | Tangentially-fired |  |  |  | 552 | 582.171 | 7552589.701 | 706303.39 | 396.2553 | 582.171 |  | 7552589.701 | 706303.39 | 582.171 |  | 582.171 |  | 582.171 |  | 582.171 |  | 582.171 |  | 582.171 |  | 582.171 |  | 347.7299 | 113.2888 | O/G Steam SCR Retrofit | 0.15416 | 0.03 |  | 24.09%
W A Parish | Texas |  | X | X | 3470 | WAP5 | 2378 | Coal Steam |  |  |  | Dry bottom wall-fired boiler | Y |  |  | 659 | 523.244 | 17380816.106 | 1850289.43 | 472.6777 | 523.244 |  | 17380816.106 | 1850289.43 | 523.244 |  | 523.244 |  | 523.244 |  | 523.244 |  | 523.244 |  | 523.244 |  | 523.244 |  | 523.244 | 523.244 | Existing SCR | 0.060209 | 0.060209 |  | 50.14%
W A Parish | Texas |  | X | X | 3470 | WAP6 | 2379 | Coal Steam |  |  |  | Dry bottom wall-fired boiler | Y |  |  | 653 | 657.573 | 20665669.996 | 1939997.04 | 505.26 | 657.573 |  | 20665669.996 | 1939997.04 | 657.573 |  | 657.573 |  | 657.573 |  | 657.573 |  | 657.573 |  | 657.573 |  | 657.573 |  | 657.573 | 657.573 | Existing SCR | 0.063639 | 0.063639 |  | 38.85%
W A Parish | Texas |  | X | X | 3470 | WAP7 | 2380 | Coal Steam |  |  |  | Tangentially-fired | Y |  |  | 577 | 499.957 | 15655072.338 | 1816370.08 | 363.555 | 499.957 |  | 15655072.338 | 1816370.08 | 499.957 |  | 499.957 |  | 499.957 |  | 499.957 |  | 499.957 |  | 499.957 |  | 499.957 |  | 499.957 | 499.957 | Existing SCR | 0.063872 | 0.063872 |  | 47.03%
W A Parish | Texas |  | X | X | 3470 | WAP8 | 2381 | Coal Steam |  |  |  | Tangentially-fired | Y |  |  | 610 | 365.026 | 15880792.197 | 1660635.95 | 346.3837 | 365.026 |  | 15880792.197 | 1660635.95 | 365.026 |  | 365.026 |  | 365.026 |  | 365.026 |  | 365.026 |  | 365.026 |  | 365.026 |  | 365.026 | 365.026 | Existing SCR | 0.045971 | 0.045971 |  | 44.62%
Welsh Power Plant | Texas |  | X | X | 6139 | 1 | 2801 | Coal Steam |  |  |  | Dry bottom wall-fired boiler |  |  |  | 528 | 1628.586 | 16796444.6 | 1554493 | 1251.3277 | 1628.586 |  | 16796444.6 | 1554493 | 1628.586 |  | 1628.586 |  | 1628.586 |  | 1628.586 |  | 1628.586 |  | 1628.586 |  | 1628.586 |  | 1024.2486 | 419.9111 | Coal Steam SCR Retrofit | 0.19392 | 0.05 |  | 54.07%
Welsh Power Plant | Texas |  | X | X | 6139 | 3 | 2803 | Coal Steam | 1 | 2028 | 2028 | Dry bottom wall-fired boiler |  |  |  | 528 | 1458.442 | 14228544.095 | 1335801.46 | 1065.0853 | 1458.442 |  | 14228544.095 | 1335801.46 | 1458.442 |  | 1458.442 |  | 1458.442 |  | 1458.442 |  | 1458.442 |  | 1458.442 |  | 1458.442 |  | 907.0778 | 355.7136 | Coal Steam SCR Retrofit | 0.205 | 0.05 |  | 42.25%
Wilkes Power Plant | Texas |  | X | X | 3478 | 1 | 2390 | O/G Steam |  |  |  | Tangentially-fired |  |  |  | 174 | 84.956 | 1127977.758 | 95627.67 | 99.2543 | 84.956 |  | 1127977.758 | 95627.67 | 84.956 |  | 84.956 |  | 84.956 |  | 84.956 |  | 84.956 |  | 84.956 |  | 84.956 |  | 84.956 | 84.956 | Oil/Gas Steam Under 150 Tons (2019-2021 Average) | 0.15063 | 0.15063 |  | 23.8%
Wilkes Power Plant | Texas |  | X | X | 3478 | 2 | 2391 | O/G Steam |  |  |  | Dry bottom wall-fired boiler |  |  |  | 355 | 175.345 | 2463202.521 | 221622.21 | 127.6957 | 175.345 |  | 2463202.521 | 221622.21 | 175.345 |  | 175.345 |  | 175.345 |  | 175.345 |  | 175.345 |  | 175.345 |  | 175.345 |  | 175.345 | 175.345 | Oil/Gas Steam Under 150 Tons (2019-2021 Average) | 0.14237 | 0.14237 |  | 16.82%
Wilkes Power Plant | Texas |  | X | X | 3478 | 3 | 2392 | O/G Steam |  |  |  | Dry bottom wall-fired boiler |  |  |  | 354 | 164.307 | 2524703.298 | 249533.75 | 119.5293 | 164.307 |  | 2524703.298 | 249533.75 | 164.307 |  | 164.307 |  | 164.307 |  | 164.307 |  | 164.307 |  | 164.307 |  | 164.307 |  | 164.307 | 164.307 | Oil/Gas Steam Under 150 Tons (2019-2021 Average) | 0.13016 | 0.13016 |  | 18.33%
Winchester Power Park | Texas |  | X | X | 56674 | 1 | 90317 | Combustion Turbine |  |  |  | Combustion turbine | Y |  |  |  | 0.391 | 78183.048 | 8079.8 | 0.32633 | 0.391 |  | 78183.048 | 8079.8 | 0.391 |  | 0.391 |  | 0.391 |  | 0.391 |  | 0.391 |  | 0.391 |  | 0.391 |  | 0.391 | 0.391 | Not Coal Steam or O/G Steam | 0.010002 | 0.010002 |  | 4.24%
Winchester Power Park | Texas |  | X | X | 56674 | 2 | 90318 | Combustion Turbine |  |  |  | Combustion turbine | Y |  |  |  | 0.224 | 80160.483 | 8120.01 | 0.29267 | 0.224 |  | 80160.483 | 8120.01 | 0.224 |  | 0.224 |  | 0.224 |  | 0.224 |  | 0.224 |  | 0.224 |  | 0.224 |  | 0.224 | 0.224 | Not Coal Steam or O/G Steam | 0.0055888 | 0.0055888 |  | 4.742%
Winchester Power Park | Texas |  | X | X | 56674 | 3 | 90319 | Combustion Turbine |  |  |  | Combustion turbine | Y |  |  |  | 0.275 | 42416.741 | 4133.18 | 0.268 | 0.275 |  | 42416.741 | 4133.18 | 0.275 |  | 0.275 |  | 0.275 |  | 0.275 |  | 0.275 |  | 0.275 |  | 0.275 |  | 0.275 | 0.275 | Not Coal Steam or O/G Steam | 0.012967 | 0.012967 |  | 2.946%
Winchester Power Park | Texas |  | X | X | 56674 | 4 | 90320 | Combustion Turbine |  |  |  | Combustion turbine | Y |  |  |  | 0.245 | 43357.071 | 4325.79 | 0.175 | 0.245 |  | 43357.071 | 4325.79 | 0.245 |  | 0.245 |  | 0.245 |  | 0.245 |  | 0.245 |  | 0.245 |  | 0.245 |  | 0.245 | 0.245 | Not Coal Steam or O/G Steam | 0.011302 | 0.011302 |  | 3.115%
Wise County Power Company, LLC | Texas |  | X | X | 55320 | GT-1 | 8524 | Combined Cycle |  |  |  | Combined cycle | Y |  |  |  | 38.375 | 4284780.097 | 584222.55 | 36.4303 | 38.375 |  | 4284780.097 | 584222.55 | 38.375 |  | 38.375 |  | 38.375 |  | 25.7087 | Optimize SCR | 25.7087 |  | 25.7087 |  | 25.7087 |  | 25.7087 | 25.7087 | Not Coal Steam or O/G Steam | 0.012 | 0.012 |  | 35.96%
Wise County Power Company, LLC | Texas |  | X | X | 55320 | GT-2 | 8526 | Combined Cycle |  |  |  | Combined cycle | Y |  |  |  | 40.498 | 4350792.956 | 599419.2 | 34.5247 | 40.498 |  | 4350792.956 | 599419.2 | 40.498 |  | 40.498 |  | 40.498 |  | 26.1048 | Optimize SCR | 26.1048 |  | 26.1048 |  | 26.1048 |  | 26.1048 | 26.1048 | Not Coal Steam or O/G Steam | 0.012 | 0.012 |  | 33.71%
Wolf Hollow Generating Station | Texas |  | X | X | 55139 | CTG1 | 3981 | Combined Cycle |  |  |  | Combined cycle | Y |  |  |  | 59.478 | 5127299.605 | 691985.98 | 66.339 | 59.478 |  | 5127299.605 | 691985.98 | 59.478 |  | 59.478 |  | 59.478 |  | 30.7638 | Optimize SCR | 30.7638 |  | 30.7638 |  | 30.7638 |  | 30.7638 | 30.7638 | Not Coal Steam or O/G Steam | 0.012 | 0.012 |  | 49.96%
Wolf Hollow Generating Station | Texas |  | X | X | 55139 | CTG2 | 3982 | Combined Cycle |  |  |  | Combined cycle | Y |  |  |  | 55.404 | 4847198.562 | 662063.33 | 61.3007 | 55.404 |  | 4847198.562 | 662063.33 | 55.404 |  | 55.404 |  | 55.404 |  | 29.0832 | Optimize SCR | 29.0832 |  | 29.0832 |  | 29.0832 |  | 29.0832 | 29.0832 | Not Coal Steam or O/G Steam | 0.012 | 0.012 |  | 47.1%
Wolf Hollow II | Texas |  | X | X | 59812 | CGT4 | 91202 | Combined Cycle |  |  |  | Combined cycle | Y |  |  |  | 24.397 | 10346472.058 | 1568664.54 | 24.1033 | 24.397 |  | 10346472.058 | 1568664.54 | 24.397 |  | 24.397 |  | 24.397 |  | 24.397 |  | 24.397 |  | 24.397 |  | 24.397 |  | 24.397 | 24.397 | Not Coal Steam or O/G Steam | 0.004716 | 0.004716 |  | 63.36%
Wolf Hollow II | Texas |  | X | X | 59812 | CGT5 | 91203 | Combined Cycle |  |  |  | Combined cycle | Y |  |  |  | 21.549 | 8944093.431 | 1366220.98 | 23.1347 | 21.549 |  | 8944093.431 | 1366220.98 | 21.549 |  | 21.549 |  | 21.549 |  | 21.549 |  | 21.549 |  | 21.549 |  | 21.549 |  | 21.549 | 21.549 | Not Coal Steam or O/G Steam | 0.0048186 | 0.0048186 |  | 60.67%
Bonanza | Utah |  | X | X | 7790 | 1-1 | 3228 | Coal Steam |  |  |  | Dry bottom wall-fired boiler |  |  |  | 458 | 1835.708 | 15299875.896 | 1531787 | 1928.217 | 1835.708 |  | 15299875.896 | 1531787 | 1835.708 |  | 1835.708 |  | 1835.708 |  | 1835.708 |  | 1835.708 |  | 1835.708 |  | 1835.708 |  | 1109.1024 | 382.4969 | Coal Steam SCR Retrofit | 0.23996 | 0.05 |  | 76.5%
Currant Creek Power Project | Utah |  | X | X | 56102 | CTG1A | 89419 | Combined Cycle |  |  |  | Combined cycle | Y |  |  |  | 17.913 | 4547318.021 | 618783.67 | 17.5933 | 17.913 |  | 4547318.021 | 618783.67 | 17.913 |  | 17.913 |  | 17.913 |  | 17.913 |  | 17.913 |  | 17.913 |  | 17.913 |  | 17.913 | 17.913 | Not Coal Steam or O/G Steam | 0.0078785 | 0.0078785 |  | 53.69%
Currant Creek Power Project | Utah |  | X | X | 56102 | CTG1B | 89420 | Combined Cycle |  |  |  | Combined cycle | Y |  |  |  | 17.008 | 4685907.373 | 642499.09 | 16.1903 | 17.008 |  | 4685907.373 | 642499.09 | 17.008 |  | 17.008 |  | 17.008 |  | 17.008 |  | 17.008 |  | 17.008 |  | 17.008 |  | 17.008 | 17.008 | Not Coal Steam or O/G Steam | 0.0072592 | 0.0072592 |  | 56.19%
Gadsby | Utah |  | X | X | 3648 | 1 | 2498 | O/G Steam |  |  |  | Dry bottom wall-fired boiler |  |  |  | 64 | 22.729 | 363652.42 | 19617.82 | 21.7407 | 22.729 |  | 363652.42 | 19617.82 | 22.729 |  | 22.729 |  | 22.729 |  | 22.729 |  | 22.729 |  | 22.729 |  | 22.729 |  | 22.729 | 22.729 | O/G Steam Under 100 MW | 0.125 | 0.125 |  | 9.455%
Gadsby | Utah |  | X | X | 3648 | 2 | 2499 | O/G Steam |  |  |  | Dry bottom wall-fired boiler |  |  |  | 69 | 19.476 | 405962.311 | 26127.61 | 19.2897 | 19.476 |  | 405962.311 | 26127.61 | 19.476 |  | 19.476 |  | 19.476 |  | 19.476 |  | 19.476 |  | 19.476 |  | 19.476 |  | 19.476 | 19.476 | O/G Steam Under 100 MW | 0.09595 | 0.09595 |  | 11.53%
Gadsby | Utah |  | X | X | 3648 | 3 | 2500 | O/G Steam |  |  |  | Tangentially-fired |  |  |  | 104 | 28.432 | 608171.134 | 48130.26 | 26.6357 | 28.432 |  | 608171.134 | 48130.26 | 28.432 |  | 28.432 |  | 28.432 |  | 28.432 |  | 28.432 |  | 28.432 |  | 28.432 |  | 28.432 | 28.432 | Oil/Gas Steam Under 150 Tons (2019-2021 Average) | 0.0935 | 0.0935 |  | 14.94%
Gadsby | Utah |  | X | X | 3648 | 4 | 9559 | Combustion Turbine |  |  |  | Combustion turbine | Y |  |  |  | 0.342 | 26280.132 | 2493.04 | 0.62267 | 0.342 |  | 26280.132 | 2493.04 | 0.342 |  | 0.342 |  | 0.342 |  | 0.342 |  | 0.342 |  | 0.342 |  | 0.342 |  | 0.342 | 0.342 | Not Coal Steam or O/G Steam | 0.026027 | 0.026027 |  | 4.39%
Gadsby | Utah |  | X | X | 3648 | 5 | 9560 | Combustion Turbine |  |  |  | Combustion turbine | Y |  |  |  | 0.576 | 35724.962 | 3285.7 | 0.723 | 0.576 |  | 35724.962 | 3285.7 | 0.576 |  | 0.576 |  | 0.576 |  | 0.53587 | Optimize SCR | 0.53587 |  | 0.53587 |  | 0.53587 |  | 0.53587 | 0.53587 | Not Coal Steam or O/G Steam | 0.03 | 0.03 |  | 4.753%
Gadsby | Utah |  | X | X | 3648 | 6 | 9561 | Combustion Turbine |  |  |  | Combustion turbine | Y |  |  |  | 0.622 | 33989.267 | 3198.06 | 0.724 | 0.622 |  | 33989.267 | 3198.06 | 0.622 |  | 0.622 |  | 0.622 |  | 0.50984 | Optimize SCR | 0.50984 |  | 0.50984 |  | 0.50984 |  | 0.50984 | 0.50984 | Not Coal Steam or O/G Steam | 0.03 | 0.03 |  | 4.715%
Hunter | Utah |  | X | X | 6165 | 1 | 2816 | Coal Steam |  |  |  | Tangentially-fired |  |  |  | 471 | 1297.526 | 13487679.495 | 1395843.8 | 1284.1807 | 1297.526 |  | 13487679.495 | 1395843.8 | 1297.526 |  | 1297.526 |  | 1297.526 |  | 1297.526 |  | 1297.526 |  | 1297.526 |  | 1297.526 |  | 817.359 | 337.192 | Coal Steam SCR Retrofit | 0.1924 | 0.05 |  | 64.77%
Hunter | Utah |  | X | X | 6165 | 2 | 2817 | Coal Steam |  |  |  | Tangentially-fired |  |  |  | 430 | 1242.787 | 14130500.32 | 1419301.62 | 1280.25 | 1242.787 |  | 14130500.32 | 1419301.62 | 1242.787 |  | 1242.787 |  | 1242.787 |  | 1242.787 |  | 1242.787 |  | 1242.787 |  | 1242.787 |  | 798.0248 | 353.2625 | Coal Steam SCR Retrofit | 0.1759 | 0.05 |  | 59.49%
Hunter | Utah |  | X | X | 6165 | 3 | 2818 | Coal Steam |  |  |  | Dry bottom wall-fired boiler |  |  |  | 460 | 2177.932 | 14739261.732 | 1489874.46 | 1738.402 | 2177.932 |  | 14739261.732 | 1489874.46 | 2177.932 |  | 2177.932 |  | 2177.932 |  | 2177.932 |  | 2177.932 |  | 2177.932 |  | 2177.932 |  | 1273.2068 | 368.4815 | Coal Steam SCR Retrofit | 0.29553 | 0.05 |  | 58.13%
Huntington | Utah |  | X | X | 8069 | 1 | 3459 | Coal Steam |  |  |  | Tangentially-fired |  |  |  | 459 | 1380.101 | 15108640.42 | 1529852.15 | 1130.373 | 1380.101 |  | 15108640.42 | 1529852.15 | 1380.101 |  | 1380.101 |  | 1380.101 |  | 1380.101 |  | 1380.101 |  | 1380.101 |  | 1380.101 |  | 878.9085 | 377.716 | Coal Steam SCR Retrofit | 0.18269 | 0.05 |  | 61.15%
Huntington | Utah |  | X | X | 8069 | 2 | 3460 | Coal Steam |  |  |  | Tangentially-fired |  |  |  | 450 | 1593.047 | 15105631.901 | 1531026.52 | 1169.2383 | 1593.047 |  | 15105631.901 | 1531026.52 | 1593.047 |  | 1593.047 |  | 1593.047 |  | 1593.047 |  | 1593.047 |  | 1593.047 |  | 1593.047 |  | 985.3439 | 377.6408 | Coal Steam SCR Retrofit | 0.21092 | 0.05 |  | 54.31%
Intermountain | Utah |  | X | X | 6481 | 1SGA | 2887 | Coal Steam | 7 | 2025 | 2026 | Dry bottom wall-fired boiler |  |  |  | 900 | 2665.975 | 19264964.25 | 2155318 | 2087.2767 | 2665.975 |  | 19264964.25 | 2155318 | 2665.975 |  | 2665.975 |  | 2665.975 |  | 2665.975 |  | 2665.975 |  | 2665.975 |  | 2665.975 |  | 1573.7996 | 481.6241 | Coal Steam SCR Retrofit | 0.27677 | 0.05 |  | 42.79%
Intermountain | Utah |  | X | X | 6481 | 2SGA | 2888 | Coal Steam | 7 | 2025 | 2026 | Dry bottom wall-fired boiler |  |  |  | 900 | 3327.683 | 19925461.4 | 2301147 | 2343.1347 | 3327.683 |  | 19925461.4 | 2301147 | 3327.683 |  | 3327.683 |  | 3327.683 |  | 3327.683 |  | 3327.683 |  | 3327.683 |  | 3327.683 |  | 1912.9098 | 498.1365 | Coal Steam SCR Retrofit | 0.33401 | 0.05 |  | 42.04%
Lake Side Power Plant | Utah |  | X | X | 56237 | CT01 | 89557 | Combined Cycle |  |  |  | Combined cycle | Y |  |  |  | 16.376 | 4410075.911 | 615900.93 | 15.513 | 16.376 |  | 4410075.911 | 615900.93 | 16.376 |  | 16.376 |  | 16.376 |  | 16.376 |  | 16.376 |  | 16.376 |  | 16.376 |  | 16.376 | 16.376 | Not Coal Steam or O/G Steam | 0.0074266 | 0.0074266 |  | 57.11%
Lake Side Power Plant | Utah |  | X | X | 56237 | CT02 | 89558 | Combined Cycle |  |  |  | Combined cycle | Y |  |  |  | 13.585 | 5051473.881 | 717874.21 | 14.1897 | 13.585 |  | 5051473.881 | 717874.21 | 13.585 |  | 13.585 |  | 13.585 |  | 13.585 |  | 13.585 |  | 13.585 |  | 13.585 |  | 13.585 | 13.585 | Not Coal Steam or O/G Steam | 0.0053786 | 0.0053786 |  | 53.32%
Lake Side Power Plant | Utah |  | X | X | 56237 | CT03 | 90915 | Combined Cycle |  |  |  | Combined cycle | Y |  |  |  | 16.423 | 5738917.776 | 824819.25 | 16.0147 | 16.423 |  | 5738917.776 | 824819.25 | 16.423 |  | 16.423 |  | 16.423 |  | 16.423 |  | 16.423 |  | 16.423 |  | 16.423 |  | 16.423 | 16.423 | Not Coal Steam or O/G Steam | 0.0057234 | 0.0057234 |  | 59.06%
Lake Side Power Plant | Utah |  | X | X | 56237 | CT04 | 90916 | Combined Cycle |  |  |  | Combined cycle | Y |  |  |  | 15.893 | 5486425.672 | 785771.05 | 16.882 | 15.893 |  | 5486425.672 | 785771.05 | 15.893 |  | 15.893 |  | 15.893 |  | 15.893 |  | 15.893 |  | 15.893 |  | 15.893 |  | 15.893 | 15.893 | Not Coal Steam or O/G Steam | 0.0057936 | 0.0057936 |  | 55.55%
Millcreek Power | Utah |  | X | X | 56253 | MC-1 | 89566 | Combustion Turbine |  |  |  | Combustion turbine |  |  |  |  | 23.976 | 631353.6 | 65309.5 | 16.0277 | 23.976 |  | 631353.6 | 65309.5 | 23.976 |  | 23.976 |  | 23.976 |  | 23.976 |  | 23.976 |  | 23.976 |  | 23.976 |  | 23.976 | 23.976 | Not Coal Steam or O/G Steam | 0.075951 | 0.075951 |  | 33.78%
Millcreek Power | Utah |  | X | X | 56253 | MC-2 | 90575 | Combustion Turbine |  |  |  | Combustion turbine | Y |  |  |  | 2.028 | 576581.281 | 59800.79 | 2.076 | 2.028 |  | 576581.281 | 59800.79 | 2.028 |  | 2.028 |  | 2.028 |  | 2.028 |  | 2.028 |  | 2.028 |  | 2.028 |  | 2.028 | 2.028 | Not Coal Steam or O/G Steam | 0.0070346 | 0.0070346 |  | 36.61%
Nebo Power Station | Utah |  | X | X | 56177 | U1 | 89496 | Combined Cycle |  |  |  | Combined cycle | Y |  |  |  | 24.52 | 2928946.171 | 381532.84 | 18.8143 | 24.52 |  | 2928946.171 | 381532.84 | 24.52 |  | 24.52 |  | 24.52 |  | 17.5737 | Optimize SCR | 17.5737 |  | 17.5737 |  | 17.5737 |  | 17.5737 | 17.5737 | Not Coal Steam or O/G Steam | 0.012 | 0.012 |  | 46.17%
West Valley Power Plant | Utah |  | X | X | 55622 | U1 | 8650 | Combustion Turbine |  |  |  | Combustion turbine | Y |  |  |  | 5.046 | 371579.28 | 33960.63 | 3.269 | 5.046 |  | 371579.28 | 33960.63 | 5.046 |  | 5.046 |  | 5.046 |  | 5.046 |  | 5.046 |  | 5.046 |  | 5.046 |  | 5.046 | 5.046 | Not Coal Steam or O/G Steam | 0.02716 | 0.02716 |  | 14.81%
West Valley Power Plant | Utah |  | X | X | 55622 | U2 | 8652 | Combustion Turbine |  |  |  | Combustion turbine | Y |  |  |  | 2.897 | 373278.305 | 33157.78 | 2.7133 | 2.897 |  | 373278.305 | 33157.78 | 2.897 |  | 2.897 |  | 2.897 |  | 2.897 |  | 2.897 |  | 2.897 |  | 2.897 |  | 2.897 | 2.897 | Not Coal Steam or O/G Steam | 0.015522 | 0.015522 |  | 16.85%
West Valley Power Plant | Utah |  | X | X | 55622 | U3 | 8654 | Combustion Turbine |  |  |  | Combustion turbine | Y |  |  |  | 5.526 | 356428.889 | 33594.6 | 3.8677 | 5.526 |  | 356428.889 | 33594.6 | 5.526 |  | 5.526 |  | 5.526 |  | 5.3464 | Optimize SCR | 5.3464 |  | 5.3464 |  | 5.3464 |  | 5.3464 | 5.3464 | Not Coal Steam or O/G Steam | 0.03 | 0.03 |  | 18.46%
West Valley Power Plant | Utah |  | X | X | 55622 | U4 | 8656 | Combustion Turbine |  |  |  | Combustion turbine | Y |  |  |  | 3.056 | 412209.341 | 37475.33 | 3.0457 | 3.056 |  | 412209.341 | 37475.33 | 3.056 |  | 3.056 |  | 3.056 |  | 3.056 |  | 3.056 |  | 3.056 |  | 3.056 |  | 3.056 | 3.056 | Not Coal Steam or O/G Steam | 0.014827 | 0.014827 |  | 19.42%
West Valley Power Plant | Utah |  | X | X | 55622 | U5 | 10041 | Combustion Turbine |  |  |  | Combustion turbine | Y |  |  |  | 4.948 | 413356.925 | 37984.02 | 3.7267 | 4.948 |  | 413356.925 | 37984.02 | 4.948 |  | 4.948 |  | 4.948 |  | 4.948 |  | 4.948 |  | 4.948 |  | 4.948 |  | 4.948 | 4.948 | Not Coal Steam or O/G Steam | 0.023941 | 0.023941 |  | 19.08%
J C McNeil | Vermont |  |  |  | 589 | 1 | 377 | Biomass |  |  |  | Other boiler | Y |  |  |  | 53.946 | 1571908.1 | 113425 | 49.814 | 53.946 |  | 1571908.1 | 113425 | 53.946 |  | 53.946 |  | 53.946 |  | 53.946 |  | 53.946 |  | 53.946 |  | 53.946 |  | 53.946 | 53.946 | Not Coal Steam or O/G Steam | 0.068638 | 0.068638 |  | 46.64%
Altavista Power Station | Virginia | X | X | X | 10773 | 1 | 3593 | Biomass | 1 | 2029 | 2029 | Stoker |  | Y | Y |  | 65.865 | 1056114.173 |  | 63.646 | 65.865 |  | 1056114.173 |  | 65.865 |  | 65.865 |  | 65.865 |  | 65.865 |  | 65.865 |  | 62.1629 | Y | 62.1629 |  | 62.1629 | 62.1629 | Not Coal Steam or O/G Steam | 0.11772 | 0.11772 |  | 71.93%
Altavista Power Station | Virginia | X | X | X | 10773 | 2 | 3594 | Biomass | 1 | 2029 | 2029 | Stoker |  | Y | Y |  | 66.594 | 1068193.431 |  | 63.8513 | 66.594 |  | 1068193.431 |  | 66.594 |  | 66.594 |  | 66.594 |  | 66.594 |  | 66.594 |  | 62.7724 | Y | 62.7724 |  | 62.7724 | 62.7724 | Not Coal Steam or O/G Steam | 0.11753 | 0.11753 |  | 72.23%
Bear Garden Generating Station | Virginia | X | X | X | 56807 | 1A | 90440 | Combined Cycle |  |  |  | Combined cycle | Y |  |  |  | 19.504 | 4807450.521 | 690789.97 | 19.219 | 19.504 |  | 4807450.521 | 690789.97 | 19.504 |  | 19.504 |  | 19.504 |  | 19.504 |  | 19.504 |  | 19.504 |  | 19.504 |  | 19.504 | 19.504 | Not Coal Steam or O/G Steam | 0.0081141 | 0.0081141 |  | 56.69%
Bear Garden Generating Station | Virginia | X | X | X | 56807 | 1B | 90441 | Combined Cycle |  |  |  | Combined cycle | Y |  |  |  | 21.056 | 5712177.636 | 766193.56 | 18.1997 | 21.056 |  | 5712177.636 | 766193.56 | 21.056 |  | 21.056 |  | 21.056 |  | 21.056 |  | 21.056 |  | 21.056 |  | 21.056 |  | 21.056 | 21.056 | Not Coal Steam or O/G Steam | 0.0073723 | 0.0073723 |  | 59.11%
Birchwood Power Facility | Virginia | X | X | X | 54304 | 001 | 10104 | Coal Steam | 3 | 2021 | 2023 |  | Y |  |  | 240 |  |  |  | 8.243 | 0 | Y | 0 | 0 | 0 |  | 0 |  | 0 |  | 0 |  | 0 |  | 0 |  | 0 |  | 0 | 0 | Retired | 0 | 0 |  | 1.642%
Brunswick County Power Station | Virginia | X | X | X | 58260 | 1A | 90888 | Combined Cycle |  |  |  | Combined cycle | Y |  |  |  | 26.093 | 9145333.249 | 1322127.57 | 30.399 | 26.093 |  | 9145333.249 | 1322127.57 | 26.093 |  | 26.093 |  | 26.093 |  | 26.093 |  | 26.093 |  | 26.093 |  | 26.093 |  | 26.093 | 26.093 | Not Coal Steam or O/G Steam | 0.0057063 | 0.0057063 |  | 76.61%
Brunswick County Power Station | Virginia | X | X | X | 58260 | 1B | 90889 | Combined Cycle |  |  |  | Combined cycle | Y |  |  |  | 27.938 | 8488529.228 | 1232914.32 | 32.0603 | 27.938 |  | 8488529.228 | 1232914.32 | 27.938 |  | 27.938 |  | 27.938 |  | 27.938 |  | 27.938 |  | 27.938 |  | 27.938 |  | 27.938 | 27.938 | Not Coal Steam or O/G Steam | 0.0065825 | 0.0065825 |  | 74.88%
Brunswick County Power Station | Virginia | X | X | X | 58260 | 1C | 90890 | Combined Cycle |  |  |  | Combined cycle | Y |  |  |  | 30.741 | 9335051.219 | 1349006.68 | 31.933 | 30.741 |  | 9335051.219 | 1349006.68 | 30.741 |  | 30.741 |  | 30.741 |  | 30.741 |  | 30.741 |  | 30.741 |  | 30.741 |  | 30.741 | 30.741 | Not Coal Steam or O/G Steam | 0.0065861 | 0.0065861 |  | 77.4%
Buchanan Units 1 & 2 | Virginia | X | X | X | 55738 | 1 | 9248 | Combustion Turbine | 6 | 2023 | 2024 | Combustion turbine |  |  |  |  | 21.232 | 594309.256 | 59610.58 | 26.1147 | 21.232 |  | 594309.256 | 59610.58 | 21.232 |  | 21.232 |  | 21.232 |  | 21.232 |  | 21.232 |  | 21.232 |  | 21.232 |  | 21.232 | 21.232 | Not Coal Steam or O/G Steam | 0.071451 | 0.071451 |  | 44.65%
Buchanan Units 1 & 2 | Virginia | X | X | X | 55738 | 2 | 9249 | Combustion Turbine | 6 | 2023 | 2024 | Combustion turbine |  |  |  |  | 23.027 | 662739.938 | 68911.98 | 25.407 | 23.027 |  | 662739.938 | 68911.98 | 23.027 |  | 23.027 |  | 23.027 |  | 23.027 |  | 23.027 |  | 23.027 |  | 23.027 |  | 23.027 | 23.027 | Not Coal Steam or O/G Steam | 0.06949 | 0.06949 |  | 44.56%
Chesterfield Power Station | Virginia | X | X | X | 3797 | **8A | 2515 | Combined Cycle |  |  |  | Combined cycle |  |  |  |  | 194.938 | 3011768.758 | 412065.23 | 124.4457 | 194.938 |  | 3011768.758 | 412065.23 | 194.938 |  | 194.938 |  | 194.938 |  | 194.938 |  | 194.938 |  | 194.938 |  | 194.938 |  | 194.938 | 194.938 | Not Coal Steam or O/G Steam | 0.12945 | 0.12945 |  | 28.16%
Chesterfield Power Station | Virginia | X | X | X | 3797 | 5 | 2519 | Coal Steam | 5 | 2023 | 2024 | Tangentially-fired | Y |  |  | 336 | 129.539 | 3768659.793 | 384698.85 | 96.1567 | 129.539 |  | 3768659.793 | 384698.85 | 129.539 |  | 129.539 |  | 129.539 |  | 129.539 |  | 129.539 |  | 129.539 |  | 129.539 |  | 129.539 | 129.539 | Existing SCR | 0.068745 | 0.068745 |  | 26.41%
Chesterfield Power Station | Virginia | X | X | X | 3797 | 6 | 2520 | Coal Steam | 5 | 2023 | 2024 | Tangentially-fired | Y |  |  | 670 | 97.791 | 3349094.972 | 334044.74 | 140.6437 | 97.791 |  | 3349094.972 | 334044.74 | 97.791 |  | 97.791 |  | 97.791 |  | 97.791 |  | 97.791 |  | 97.791 |  | 97.791 |  | 97.791 | 97.791 | Existing SCR | 0.058398 | 0.058398 |  | 17.59%
Chesterfield Power Station | Virginia | X | X | X | 3797 | 7 | 89200 | Combined Cycle |  |  |  | Combined cycle |  |  |  |  | 209.675 | 3257520.524 | 430469.2 | 248.4303 | 209.675 |  | 3257520.524 | 430469.2 | 209.675 |  | 209.675 |  | 209.675 |  | 209.675 |  | 209.675 |  | 209.675 |  | 209.675 |  | 209.675 | 209.675 | Not Coal Steam or O/G Steam | 0.12873 | 0.12873 |  | 54.94%
Clinch River | Virginia | X | X | X | 3775 | 1 | 2502 | O/G Steam |  |  |  | Dry bottom vertically-fired boiler |  | Y | Y | 230 | 41.101 | 640251.271 | 53752.3 | 65.5747 | 41.101 |  | 640251.271 | 53752.3 | 41.101 |  | 41.101 |  | 41.101 |  | 41.101 |  | 41.101 |  | 41.101 |  | 41.101 |  | 41.101 | 41.101 | Oil/Gas Steam Under 150 Tons (2019-2021 Average) | 0.12839 | 0.12839 |  | 10.74%
Clinch River | Virginia | X | X | X | 3775 | 2 | 2503 | O/G Steam |  |  |  | Dry bottom vertically-fired boiler |  | Y | Y | 230 | 32.898 | 501936.871 | 43728.21 | 86.973 | 32.898 |  | 501936.871 | 43728.21 | 32.898 |  | 32.898 |  | 32.898 |  | 32.898 |  | 32.898 |  | 32.6736 | Y | 32.6736 |  | 32.6736 | 32.6736 | Oil/Gas Steam Under 150 Tons (2019-2021 Average) | 0.13019 | 0.13019 |  | 13.7%
Clover Power Station | Virginia | X | X | X | 7213 | 1 | 3007 | Coal Steam |  |  |  | Tangentially-fired |  | Y |  | 440 | 293.727 | 2762203.174 | 253679.72 | 512.725 | 293.727 |  | 2762203.174 | 253679.72 | 293.727 |  | 293.727 |  | 293.727 |  | 293.727 |  | 274.8392 | SOA CC | 293.727 |  | 274.8392 | SOA CC | 171.9471 | 69.0551 | Coal Steam SCR Retrofit | 0.199 | 0.05 |  | 20.35%
Clover Power Station | Virginia | X | X | X | 7213 | 2 | 3008 | Coal Steam |  |  |  | Tangentially-fired |  | Y |  | 437 | 295.638 | 2381764.705 | 222478.63 | 446.365 | 295.638 |  | 2381764.705 | 222478.63 | 295.638 |  | 295.638 |  | 295.638 |  | 295.638 |  | 236.9856 | SOA CC | 295.638 |  | 236.9856 | SOA CC | 148.2649 | 59.5441 | Coal Steam SCR Retrofit | 0.199 | 0.05 |  | 17.24%
Commonwealth Chesapeake | Virginia | X | X | X | 55381 | CT-001 | 4600 | Combustion Turbine |  |  |  | Combustion turbine |  |  |  |  | 1.428 | 20827.164 | 2181.79 | 1.1167 | 1.428 |  | 20827.164 | 2181.79 | 1.428 |  | 1.428 |  | 1.428 |  | 1.428 |  | 1.428 |  | 1.428 |  | 1.428 |  | 1.428 | 1.428 | Not Coal Steam or O/G Steam | 0.13713 | 0.13713 |  | 0.9609%
Commonwealth Chesapeake | Virginia | X | X | X | 55381 | CT-002 | 4601 | Combustion Turbine |  |  |  | Combustion turbine |  |  |  |  | 1.242 | 19994.88 | 2048.93 | 1.61 | 1.242 |  | 19994.88 | 2048.93 | 1.242 |  | 1.242 |  | 1.242 |  | 1.242 |  | 1.242 |  | 1.242 |  | 1.242 |  | 1.242 | 1.242 | Not Coal Steam or O/G Steam | 0.12423 | 0.12423 |  | 1.519%
Commonwealth Chesapeake | Virginia | X | X | X | 55381 | CT-003 | 4602 | Combustion Turbine |  |  |  | Combustion turbine |  |  |  |  | 1.266 | 18966.584 | 1992.79 | 1.345 | 1.266 |  | 18966.584 | 1992.79 | 1.266 |  | 1.266 |  | 1.266 |  | 1.266 |  | 1.266 |  | 1.266 |  | 1.266 |  | 1.266 | 1.266 | Not Coal Steam or O/G Steam | 0.1335 | 0.1335 |  | 1.232%
Commonwealth Chesapeake | Virginia | X | X | X | 55381 | CT-004 | 4603 | Combustion Turbine |  |  |  | Combustion turbine |  |  |  |  | 0.407 | 6924.195 | 569.27 | 0.59233 | 0.407 |  | 6924.195 | 569.27 | 0.407 |  | 0.407 |  | 0.407 |  | 0.407 |  | 0.407 |  | 0.407 |  | 0.407 |  | 0.407 | 0.407 | Not Coal Steam or O/G Steam | 0.11756 | 0.11756 |  | 0.5855%
Commonwealth Chesapeake | Virginia | X | X | X | 55381 | CT-005 | 4604 | Combustion Turbine |  |  |  | Combustion turbine |  |  |  |  | 0.446 | 8439.68 | 711.21 | 0.597 | 0.446 |  | 8439.68 | 711.21 | 0.446 |  | 0.446 |  | 0.446 |  | 0.446 |  | 0.446 |  | 0.446 |  | 0.446 |  | 0.446 | 0.446 | Not Coal Steam or O/G Steam | 0.10569 | 0.10569 |  | 0.6675%
Commonwealth Chesapeake | Virginia | X | X | X | 55381 | CT-006 | 4605 | Combustion Turbine |  |  |  | Combustion turbine |  |  |  |  | 0.727 | 12109.395 | 1084.1 | 0.74667 | 0.727 |  | 12109.395 | 1084.1 | 0.727 |  | 0.727 |  | 0.727 |  | 0.727 |  | 0.727 |  | 0.727 |  | 0.727 |  | 0.727 | 0.727 | Not Coal Steam or O/G Steam | 0.12007 | 0.12007 |  | 0.7199%
Commonwealth Chesapeake | Virginia | X | X | X | 55381 | CT-007 | 4606 | Combustion Turbine |  |  |  | Combustion turbine |  |  |  |  | 0.664 | 13002.271 | 1095.9 | 0.74633 | 0.664 |  | 13002.271 | 1095.9 | 0.664 |  | 0.664 |  | 0.664 |  | 0.664 |  | 0.664 |  | 0.664 |  | 0.664 |  | 0.664 | 0.664 | Not Coal Steam or O/G Steam | 0.10214 | 0.10214 |  | 0.8334%
Darbytown Combustion Turbine | Virginia | X | X | X | 7212 | 1 | 88242 | Combustion Turbine |  |  |  | Combustion turbine |  |  |  |  | 4.329 | 50201.9 | 3680.82 | 3.4013 | 4.329 |  | 50201.9 | 3680.82 | 4.329 |  | 4.329 |  | 4.329 |  | 4.329 |  | 4.329 |  | 4.329 |  | 4.329 |  | 4.329 | 4.329 | Not Coal Steam or O/G Steam | 0.17246 | 0.17246 |  | 0.833%
Darbytown Combustion Turbine | Virginia | X | X | X | 7212 | 2 | 88243 | Combustion Turbine |  |  |  | Combustion turbine |  |  |  |  | 7.447 | 92009.7 | 6801.72 | 4.8833 | 7.447 |  | 92009.7 | 6801.72 | 7.447 |  | 7.447 |  | 7.447 |  | 7.447 |  | 7.447 |  | 7.447 |  | 7.447 |  | 7.447 | 7.447 | Not Coal Steam or O/G Steam | 0.16187 | 0.16187 |  | 1.246%
Darbytown Combustion Turbine | Virginia | X | X | X | 7212 | 3 | 88244 | Combustion Turbine |  |  |  | Combustion turbine |  |  |  |  | 10.805 | 140214.9 | 10322.23 | 9.7317 | 10.805 |  | 140214.9 | 10322.23 | 10.805 |  | 10.805 |  | 10.805 |  | 10.805 |  | 10.805 |  | 10.805 |  | 10.805 |  | 10.805 | 10.805 | Not Coal Steam or O/G Steam | 0.15412 | 0.15412 |  | 2.577%
Darbytown Combustion Turbine | Virginia | X | X | X | 7212 | 4 | 88245 | Combustion Turbine |  |  |  | Combustion turbine |  |  |  |  | 2.984 | 37933.1 | 2806.5 | 15.7087 | 2.984 |  | 37933.1 | 2806.5 | 2.984 |  | 2.984 |  | 2.984 |  | 2.984 |  | 2.984 |  | 2.984 |  | 2.984 |  | 2.984 | 2.984 | Not Coal Steam or O/G Steam | 0.15733 | 0.15733 |  | 4.251%
Doswell Limited Partnership | Virginia | X | X | X | 52019 | 501 | 10033 | Combined Cycle |  |  |  | Combined cycle | Y |  |  |  | 58.648 | 3268610.577 | 361926.97 | 62.1003 | 58.648 |  | 3268610.577 | 361926.97 | 58.648 |  | 58.648 |  | 58.648 |  | 19.6117 | Optimize SCR | 19.6117 |  | 19.6117 |  | 19.6117 |  | 19.6117 | 19.6117 | Not Coal Steam or O/G Steam | 0.012 | 0.012 |  | 62.32%
Doswell Limited Partnership | Virginia | X | X | X | 52019 | 502 | 10034 | Combined Cycle |  |  |  | Combined cycle | Y |  |  |  | 53.721 | 3128140.059 | 359328.37 | 61.9543 | 53.721 |  | 3128140.059 | 359328.37 | 53.721 |  | 53.721 |  | 53.721 |  | 18.7688 | Optimize SCR | 18.7688 |  | 18.7688 |  | 18.7688 |  | 18.7688 | 18.7688 | Not Coal Steam or O/G Steam | 0.012 | 0.012 |  | 59.13%
Doswell Limited Partnership | Virginia | X | X | X | 52019 | 601 | 10035 | Combined Cycle |  |  |  | Combined cycle | Y |  |  |  | 44.819 | 2602325.714 | 299902.71 | 58.228 | 44.819 |  | 2602325.714 | 299902.71 | 44.819 |  | 44.819 |  | 44.819 |  | 15.614 | Optimize SCR | 15.614 |  | 15.614 |  | 15.614 |  | 15.614 | 15.614 | Not Coal Steam or O/G Steam | 0.012 | 0.012 |  | 60.88%
Doswell Limited Partnership | Virginia | X | X | X | 52019 | 602 | 10036 | Combined Cycle |  |  |  | Combined cycle | Y |  |  |  | 45.135 | 2538133.896 | 289371.85 | 56.7437 | 45.135 |  | 2538133.896 | 289371.85 | 45.135 |  | 45.135 |  | 45.135 |  | 15.2288 | Optimize SCR | 15.2288 |  | 15.2288 |  | 15.2288 |  | 15.2288 | 15.2288 | Not Coal Steam or O/G Steam | 0.012 | 0.012 |  | 60.32%
Doswell Limited Partnership | Virginia | X | X | X | 52019 | CT1 | 3712 | Combustion Turbine |  |  |  | Combustion turbine |  |  |  |  | 31.72 | 1721112.906 | 148237.5 | 38.1207 | 31.72 |  | 1721112.906 | 148237.5 | 31.72 |  | 31.72 |  | 31.72 |  | 31.72 |  | 31.72 |  | 31.72 |  | 31.72 |  | 31.72 | 31.72 | Not Coal Steam or O/G Steam | 0.03686 | 0.03686 |  | 29.45%
Doswell Limited Partnership | Virginia | X | X | X | 52019 | CT2 | 91240 | Combustion Turbine |  |  |  | Combustion turbine |  |  |  |  | 33.57 | 1868570.629 | 161760.64 | 37.0407 | 33.57 |  | 1868570.629 | 161760.64 | 33.57 |  | 33.57 |  | 33.57 |  | 33.57 |  | 33.57 |  | 33.57 |  | 33.57 |  | 33.57 | 33.57 | Not Coal Steam or O/G Steam | 0.035931 | 0.035931 |  | 29.92%
Doswell Limited Partnership | Virginia | X | X | X | 52019 | CT3 | 91239 | Combustion Turbine |  |  |  | Combustion turbine |  |  |  |  | 33.335 | 1783798.478 | 154762.94 | 38.657 | 33.335 |  | 1783798.478 | 154762.94 | 33.335 |  | 33.335 |  | 33.335 |  | 33.335 |  | 33.335 |  | 33.335 |  | 33.335 |  | 33.335 | 33.335 | Not Coal Steam or O/G Steam | 0.037375 | 0.037375 |  | 30.04%
Elizabeth River Combustion Turbine Sta | Virginia | X | X | X | 52087 | CT-1 | 88298 | Combustion Turbine |  |  |  | Combustion turbine |  |  |  |  | 7.009 | 70189.1 | 5485.51 | 11.9643 | 7.009 |  | 70189.1 | 5485.51 | 7.009 |  | 7.009 |  | 7.009 |  | 7.009 |  | 7.009 |  | 7.009 |  | 7.009 |  | 7.009 | 7.009 | Not Coal Steam or O/G Steam | 0.19972 | 0.19972 |  | 2.81%
Elizabeth River Combustion Turbine Sta | Virginia | X | X | X | 52087 | CT-2 | 88299 | Combustion Turbine |  |  |  | Combustion turbine |  |  |  |  | 9.942 | 132236.1 | 10335.84 | 13.073 | 9.942 |  | 132236.1 | 10335.84 | 9.942 |  | 9.942 |  | 9.942 |  | 9.942 |  | 9.942 |  | 9.942 |  | 9.942 |  | 9.942 | 9.942 | Not Coal Steam or O/G Steam | 0.15037 | 0.15037 |  | 3.317%
Elizabeth River Combustion Turbine Sta | Virginia | X | X | X | 52087 | CT-3 | 88300 | Combustion Turbine |  |  |  | Combustion turbine |  |  |  |  | 4.825 | 44218 | 3479.15 | 18.2873 | 4.825 |  | 44218 | 3479.15 | 4.825 |  | 4.825 |  | 4.825 |  | 4.825 |  | 4.825 |  | 4.825 |  | 4.825 |  | 4.825 | 4.825 | Not Coal Steam or O/G Steam | 0.21824 | 0.21824 |  | 5.117%
Gordonsville Power Station | Virginia | X | X | X | 54844 | 1 | 10119 | Combined Cycle |  |  |  | Combined cycle | Y |  |  |  | 30.165 | 2250219.781 | 270735.89 | 32.904 | 30.165 |  | 2250219.781 | 270735.89 | 30.165 |  | 30.165 |  | 30.165 |  | 13.5013 | Optimize SCR | 13.5013 |  | 13.5013 |  | 13.5013 |  | 13.5013 | 13.5013 | Not Coal Steam or O/G Steam | 0.012 | 0.012 |  | 45.04%
Gordonsville Power Station | Virginia | X | X | X | 54844 | 2 | 10120 | Combined Cycle |  |  |  | Combined cycle | Y |  |  |  | 25.694 | 1898097.433 | 227733.66 | 30.9807 | 25.694 |  | 1898097.433 | 227733.66 | 25.694 |  | 25.694 |  | 25.694 |  | 11.3886 | Optimize SCR | 11.3886 |  | 11.3886 |  | 11.3886 |  | 11.3886 | 11.3886 | Not Coal Steam or O/G Steam | 0.012 | 0.012 |  | 42.17%
Gravel Neck Combustion Turbine | Virginia | X | X | X | 7032 | 3 | 88238 | Combustion Turbine |  |  |  | Combustion turbine |  |  |  |  | 8.169 | 105731 | 7777.39 | 14.7063 | 8.169 |  | 105731 | 7777.39 | 8.169 |  | 8.169 |  | 8.169 |  | 8.169 |  | 8.169 |  | 8.169 |  | 8.169 |  | 8.169 | 8.169 | Not Coal Steam or O/G Steam | 0.15452 | 0.15452 |  | 3.977%
Gravel Neck Combustion Turbine | Virginia | X | X | X | 7032 | 4 | 88239 | Combustion Turbine |  |  |  | Combustion turbine |  |  |  |  | 0.945 | 12335.5 | 909.01 | 9.947 | 0.945 |  | 12335.5 | 909.01 | 0.945 |  | 0.945 |  | 0.945 |  | 0.945 |  | 0.945 |  | 0.945 |  | 0.945 |  | 0.945 | 0.945 | Not Coal Steam or O/G Steam | 0.15322 | 0.15322 |  | 2.675%
Gravel Neck Combustion Turbine | Virginia | X | X | X | 7032 | 5 | 88240 | Combustion Turbine |  |  |  | Combustion turbine |  |  |  |  | 3.707 | 47356.1 | 3472.66 | 19.3823 | 3.707 |  | 47356.1 | 3472.66 | 3.707 |  | 3.707 |  | 3.707 |  | 3.707 |  | 3.707 |  | 3.707 |  | 3.707 |  | 3.707 | 3.707 | Not Coal Steam or O/G Steam | 0.15656 | 0.15656 |  | 5.275%
Gravel Neck Combustion Turbine | Virginia | X | X | X | 7032 | 6 | 88241 | Combustion Turbine |  |  |  | Combustion turbine |  |  |  |  | 0.631 | 5860.1 | 431.03 | 14.2297 | 0.631 |  | 5860.1 | 431.03 | 0.631 |  | 0.631 |  | 0.631 |  | 0.631 |  | 0.631 |  | 0.631 |  | 0.631 |  | 0.631 | 0.631 | Not Coal Steam or O/G Steam | 0.21535 | 0.21535 |  | 3.852%
Greensville County Power Station | Virginia | X | X | X | 59913 | 1A | 91099 | Combined Cycle |  |  |  | Combined cycle | Y |  |  |  | 30.143 | 11916787.57 | 1940640.11 | 26.5997 | 30.143 |  | 11916787.57 | 1940640.11 | 30.143 |  | 30.143 |  | 30.143 |  | 30.143 |  | 30.143 |  | 30.143 |  | 30.143 |  | 30.143 | 30.143 | Not Coal Steam or O/G Steam | 0.0050589 | 0.0050589 |  | 64.17%
Greensville County Power Station | Virginia | X | X | X | 59913 | 1B | 91100 | Combined Cycle |  |  |  | Combined cycle | Y |  |  |  | 30.978 | 11973893.298 | 1833067.07 | 29.568 | 30.978 |  | 11973893.298 | 1833067.07 | 30.978 |  | 30.978 |  | 30.978 |  | 30.978 |  | 30.978 |  | 30.978 |  | 30.978 |  | 30.978 | 30.978 | Not Coal Steam or O/G Steam | 0.0051743 | 0.0051743 |  | 66.38%
Greensville County Power Station | Virginia | X | X | X | 59913 | 1C | 91101 | Combined Cycle |  |  |  | Combined cycle | Y |  |  |  | 29.615 | 11620637.776 | 1809182.18 | 26.9673 | 29.615 |  | 11620637.776 | 1809182.18 | 29.615 |  | 29.615 |  | 29.615 |  | 29.615 |  | 29.615 |  | 29.615 |  | 29.615 |  | 29.615 | 29.615 | Not Coal Steam or O/G Steam | 0.005097 | 0.005097 |  | 64.01%
Hopewell Cogeneration Facility | Virginia | X | X | X | 10633 | 1 | 88335 | Combined Cycle |  |  |  | Combined cycle |  |  |  |  | 78.597 | 1432532.257 | 121790.63 | 124.1463 | 78.597 |  | 1432532.257 | 121790.63 | 78.597 |  | 78.597 |  | 78.597 |  | 78.597 |  | 78.597 |  | 78.597 |  | 78.597 |  | 78.597 | 78.597 | Not Coal Steam or O/G Steam | 0.10973 | 0.10973 |  | 42.68%
Hopewell Cogeneration Facility | Virginia | X | X | X | 10633 | 2 | 88336 | Combined Cycle |  |  |  | Combined cycle |  |  |  |  | 83.663 | 1444041.898 | 122769.9 | 115.706 | 83.663 |  | 1444041.898 | 122769.9 | 83.663 |  | 83.663 |  | 83.663 |  | 83.663 |  | 83.663 |  | 83.663 |  | 83.663 |  | 83.663 | 83.663 | Not Coal Steam or O/G Steam | 0.11587 | 0.11587 |  | 36.99%
Hopewell Cogeneration Facility | Virginia | X | X | X | 10633 | 3 | 88337 | Combined Cycle |  |  |  | Combined cycle |  |  |  |  | 72.301 | 1352311.268 | 115460.72 | 117.491 | 72.301 |  | 1352311.268 | 115460.72 | 72.301 |  | 72.301 |  | 72.301 |  | 72.301 |  | 72.301 |  | 72.301 |  | 72.301 |  | 72.301 | 72.301 | Not Coal Steam or O/G Steam | 0.10693 | 0.10693 |  | 42.01%
Hopewell Power Station | Virginia | X | X | X | 10771 | 1 | 3591 | Biomass | 1 | 2029 | 2029 | Stoker |  | Y | Y |  | 75.872 | 1272081.959 |  | 46.068 | 75.872 |  | 1272081.959 |  | 75.872 |  | 75.872 |  | 75.872 |  | 75.872 |  | 75.872 |  | 73.3673 | Y | 73.3673 |  | 73.3673 | 73.3673 | Not Coal Steam or O/G Steam | 0.11535 | 0.11535 |  | 52.41%
Hopewell Power Station | Virginia | X | X | X | 10771 | 2 | 3592 | Biomass | 1 | 2029 | 2029 | Stoker |  | Y | Y |  | 73.647 | 1234330.356 |  | 45.799 | 73.647 |  | 1234330.356 |  | 73.647 |  | 73.647 |  | 73.647 |  | 73.647 |  | 73.647 |  | 71.2394 | Y | 71.2394 |  | 71.2394 | 71.2394 | Not Coal Steam or O/G Steam | 0.11543 | 0.11543 |  | 51.78%
Ladysmith Combustion Turbine Sta | Virginia | X | X | X | 7839 | 1 | 3279 | Combustion Turbine |  |  |  | Combustion turbine |  |  |  |  | 2.681 | 90051.169 | 8507.78 | 12.119 | 2.681 |  | 90051.169 | 8507.78 | 2.681 |  | 2.681 |  | 2.681 |  | 2.681 |  | 2.681 |  | 2.681 |  | 2.681 |  | 2.681 | 2.681 | Not Coal Steam or O/G Steam | 0.059544 | 0.059544 |  | 10.15%
Ladysmith Combustion Turbine Sta | Virginia | X | X | X | 7839 | 2 | 3280 | Combustion Turbine |  |  |  | Combustion turbine |  |  |  |  | 2.795 | 105178.415 | 10174.91 | 14.6463 | 2.795 |  | 105178.415 | 10174.91 | 2.795 |  | 2.795 |  | 2.795 |  | 2.795 |  | 2.795 |  | 2.795 |  | 2.795 |  | 2.795 | 2.795 | Not Coal Steam or O/G Steam | 0.053148 | 0.053148 |  | 12.11%
Ladysmith Combustion Turbine Sta | Virginia | X | X | X | 7839 | 3 | 90273 | Combustion Turbine |  |  |  | Combustion turbine |  |  |  |  | 6.401 | 355979.488 | 35150.07 | 15.4347 | 6.401 |  | 355979.488 | 35150.07 | 6.401 |  | 6.401 |  | 6.401 |  | 6.401 |  | 6.401 |  | 6.401 |  | 6.401 |  | 6.401 | 6.401 | Not Coal Steam or O/G Steam | 0.035963 | 0.035963 |  | 13.18%
Ladysmith Combustion Turbine Sta | Virginia | X | X | X | 7839 | 4 | 90274 | Combustion Turbine |  |  |  | Combustion turbine |  |  |  |  | 16.026 | 1143069.075 | 111633.21 | 17.9757 | 16.026 |  | 1143069.075 | 111633.21 | 16.026 |  | 16.026 |  | 16.026 |  | 16.026 |  | 16.026 |  | 16.026 |  | 16.026 |  | 16.026 | 16.026 | Not Coal Steam or O/G Steam | 0.02804 | 0.02804 |  | 16.32%
Ladysmith Combustion Turbine Sta | Virginia | X | X | X | 7839 | 5 | 90276 | Combustion Turbine |  |  |  | Combustion turbine |  |  |  |  | 8.488 | 579703.999 | 56974.35 | 6.7477 | 8.488 |  | 579703.999 | 56974.35 | 8.488 |  | 8.488 |  | 8.488 |  | 8.488 |  | 8.488 |  | 8.488 |  | 8.488 |  | 8.488 | 8.488 | Not Coal Steam or O/G Steam | 0.029284 | 0.029284 |  | 5.31%
Louisa Generation Facility | Virginia | X | X | X | 7837 | EU1 | 3274 | Combustion Turbine |  |  |  | Combustion turbine |  |  |  |  | 3.843 | 279378.796 | 22892.75 | 5.0123 | 3.843 |  | 279378.796 | 22892.75 | 3.843 |  | 3.843 |  | 3.843 |  | 3.843 |  | 3.843 |  | 3.843 |  | 3.843 |  | 3.843 | 3.843 | Not Coal Steam or O/G Steam | 0.027511 | 0.027511 |  | 8.757%
Louisa Generation Facility | Virginia | X | X | X | 7837 | EU2 | 3275 | Combustion Turbine |  |  |  | Combustion turbine |  |  |  |  | 3.089 | 272569.187 | 23368.76 | 5.649 | 3.089 |  | 272569.187 | 23368.76 | 3.089 |  | 3.089 |  | 3.089 |  | 3.089 |  | 3.089 |  | 3.089 |  | 3.089 |  | 3.089 | 3.089 | Not Coal Steam or O/G Steam | 0.022666 | 0.022666 |  | 9.249%
Louisa Generation Facility | Virginia | X | X | X | 7837 | EU3 | 3276 | Combustion Turbine |  |  |  | Combustion turbine |  |  |  |  | 4.513 | 292502.201 | 25018.29 | 5.3687 | 4.513 |  | 292502.201 | 25018.29 | 4.513 |  | 4.513 |  | 4.513 |  | 4.513 |  | 4.513 |  | 4.513 |  | 4.513 |  | 4.513 | 4.513 | Not Coal Steam or O/G Steam | 0.030858 | 0.030858 |  | 8.458%
Louisa Generation Facility | Virginia | X | X | X | 7837 | EU4 | 3277 | Combustion Turbine |  |  |  | Combustion turbine |  |  |  |  | 4.855 | 327967.211 | 28106.32 | 5.414 | 4.855 |  | 327967.211 | 28106.32 | 4.855 |  | 4.855 |  | 4.855 |  | 4.855 |  | 4.855 |  | 4.855 |  | 4.855 |  | 4.855 | 4.855 | Not Coal Steam or O/G Steam | 0.029607 | 0.029607 |  | 9.281%
Louisa Generation Facility | Virginia | X | X | X | 7837 | EU5 | 3278 | Combustion Turbine |  |  |  | Combustion turbine |  |  |  |  | 17.947 | 969040.154 | 93048.18 | 17.986 | 17.947 |  | 969040.154 | 93048.18 | 17.947 |  | 17.947 |  | 17.947 |  | 17.947 |  | 17.947 |  | 17.947 |  | 17.947 |  | 17.947 | 17.947 | Not Coal Steam or O/G Steam | 0.037041 | 0.037041 |  | 11.94%
Marsh Run Generation Facility | Virginia | X | X | X | 7836 | EU1 | 3270 | Combustion Turbine |  |  |  | Combustion turbine |  |  |  |  | 15.878 | 1030191.432 | 99968.06 | 20.139 | 15.878 |  | 1030191.432 | 99968.06 | 15.878 |  | 15.878 |  | 15.878 |  | 15.878 |  | 15.878 |  | 15.878 |  | 15.878 |  | 15.878 | 15.878 | Not Coal Steam or O/G Steam | 0.030825 | 0.030825 |  | 14.83%
Marsh Run Generation Facility | Virginia | X | X | X | 7836 | EU2 | 3271 | Combustion Turbine |  |  |  | Combustion turbine |  |  |  |  | 14.225 | 861867.356 | 82173.07 | 18.8287 | 14.225 |  | 861867.356 | 82173.07 | 14.225 |  | 14.225 |  | 14.225 |  | 14.225 |  | 14.225 |  | 14.225 |  | 14.225 |  | 14.225 | 14.225 | Not Coal Steam or O/G Steam | 0.03301 | 0.03301 |  | 13.69%
Marsh Run Generation Facility | Virginia | X | X | X | 7836 | EU3 | 3272 | Combustion Turbine |  |  |  | Combustion turbine |  |  |  |  | 16.085 | 983378.294 | 94300.76 | 21.8197 | 16.085 |  | 983378.294 | 94300.76 | 16.085 |  | 16.085 |  | 16.085 |  | 16.085 |  | 16.085 |  | 16.085 |  | 16.085 |  | 16.085 | 16.085 | Not Coal Steam or O/G Steam | 0.032714 | 0.032714 |  | 14.8%
Possum Point Power Station | Virginia | X | X | X | 3804 | 6A | 8340 | Combined Cycle |  |  |  | Combined cycle | Y |  |  |  | 21.389 | 4254522.552 | 363201.72 | 28.2137 | 21.389 |  | 4254522.552 | 363201.72 | 21.389 |  | 21.389 |  | 21.389 |  | 21.389 |  | 21.389 |  | 21.389 |  | 21.389 |  | 21.389 | 21.389 | Not Coal Steam or O/G Steam | 0.010055 | 0.010055 |  | 61.86%
Possum Point Power Station | Virginia | X | X | X | 3804 | 6B | 8342 | Combined Cycle |  |  |  | Combined cycle | Y |  |  |  | 24.337 | 4294397.219 | 369320.33 | 27.9483 | 24.337 |  | 4294397.219 | 369320.33 | 24.337 |  | 24.337 |  | 24.337 |  | 24.337 |  | 24.337 |  | 24.337 |  | 24.337 |  | 24.337 | 24.337 | Not Coal Steam or O/G Steam | 0.011334 | 0.011334 |  | 60.63%
Potomac Energy Center, LLC | Virginia | X | X | X | 59004 | CT1 | 91025 | Combined Cycle |  |  |  | Combined cycle | Y |  |  |  | 20.536 | 7926927.247 | 1171390.75 | 15.889 | 20.536 |  | 7926927.247 | 1171390.75 | 20.536 |  | 20.536 |  | 20.536 |  | 20.536 |  | 20.536 |  | 20.536 |  | 20.536 |  | 20.536 | 20.536 | Not Coal Steam or O/G Steam | 0.0051813 | 0.0051813 |  | 57.79%
Potomac Energy Center, LLC | Virginia | X | X | X | 59004 | CT2 | 91026 | Combined Cycle |  |  |  | Combined cycle | Y |  |  |  | 19.332 | 7695899.238 | 1135361.16 | 15.7353 | 19.332 |  | 7695899.238 | 1135361.16 | 19.332 |  | 19.332 |  | 19.332 |  | 19.332 |  | 19.332 |  | 19.332 |  | 19.332 |  | 19.332 | 19.332 | Not Coal Steam or O/G Steam | 0.005024 | 0.005024 |  | 57.04%
Remington Combustion Turbine Station | Virginia | X | X | X | 7838 | 1 | 3281 | Combustion Turbine |  |  |  | Combustion turbine |  |  |  |  | 14.699 | 921674.858 | 88743.79 | 17.8553 | 14.699 |  | 921674.858 | 88743.79 | 14.699 |  | 14.699 |  | 14.699 |  | 14.699 |  | 14.699 |  | 14.699 |  | 14.699 |  | 14.699 | 14.699 | Not Coal Steam or O/G Steam | 0.031896 | 0.031896 |  | 14.24%
Remington Combustion Turbine Station | Virginia | X | X | X | 7838 | 2 | 3282 | Combustion Turbine |  |  |  | Combustion turbine |  |  |  |  | 7.803 | 438162.723 | 42010.94 | 10.9977 | 7.803 |  | 438162.723 | 42010.94 | 7.803 |  | 7.803 |  | 7.803 |  | 7.803 |  | 7.803 |  | 7.803 |  | 7.803 |  | 7.803 | 7.803 | Not Coal Steam or O/G Steam | 0.035617 | 0.035617 |  | 8.495%
Remington Combustion Turbine Station | Virginia | X | X | X | 7838 | 3 | 3283 | Combustion Turbine |  |  |  | Combustion turbine |  |  |  |  | 14.796 | 1037022.786 | 100151.21 | 14.4427 | 14.796 |  | 1037022.786 | 100151.21 | 14.796 |  | 14.796 |  | 14.796 |  | 14.796 |  | 14.796 |  | 14.796 |  | 14.796 |  | 14.796 | 14.796 | Not Coal Steam or O/G Steam | 0.028536 | 0.028536 |  | 13.3%
Remington Combustion Turbine Station | Virginia | X | X | X | 7838 | 4 | 3284 | Combustion Turbine |  |  |  | Combustion turbine |  |  |  |  | 8.273 | 510907.873 | 48709.27 | 10.605 | 8.273 |  | 510907.873 | 48709.27 | 8.273 |  | 8.273 |  | 8.273 |  | 8.273 |  | 8.273 |  | 8.273 |  | 8.273 |  | 8.273 | 8.273 | Not Coal Steam or O/G Steam | 0.032385 | 0.032385 |  | 8.852%
Southampton Power Station | Virginia | X | X | X | 10774 | 1 | 3595 | Biomass | 1 | 2029 | 2029 | Stoker |  | Y | Y |  | 81.456 | 1296657.402 |  | 66.5327 | 81.456 |  | 1296657.402 |  | 81.456 |  | 81.456 |  | 81.456 |  | 81.456 |  | 81.456 |  | 77.8448 | Y | 77.8448 |  | 77.8448 | 77.8448 | Not Coal Steam or O/G Steam | 0.12007 | 0.12007 |  | 68.1%
Southampton Power Station | Virginia | X | X | X | 10774 | 2 | 3596 | Biomass | 1 | 2029 | 2029 | Stoker |  | Y | Y |  | 77.891 | 1239754.889 |  | 65.6643 | 77.891 |  | 1239754.889 |  | 77.891 |  | 77.891 |  | 77.891 |  | 77.891 |  | 77.891 |  | 74.4473 | Y | 74.4473 |  | 74.4473 | 74.4473 | Not Coal Steam or O/G Steam | 0.1201 | 0.1201 |  | 67.18%
Spruance Genco, LLC | Virginia | X | X | X | 54081 | BLR01A | 88188 | Coal Steam |  |  | 2023 | Stoker |  |  | Y | 26.25 |  |  |  | 31.6783 | 0 | Y | 0 | 0 | 0 |  | 0 |  | 0 |  | 0 |  | 0 |  | 0 |  | 0 |  | 0 | 0 | Retired | 0 | 0 |  | 11.48%
Spruance Genco, LLC | Virginia | X | X | X | 54081 | BLR01B | 88189 | Coal Steam |  |  | 2023 | Stoker |  |  | Y | 26.25 |  |  |  | 30.4853 | 0 | Y | 0 | 0 | 0 |  | 0 |  | 0 |  | 0 |  | 0 |  | 0 |  | 0 |  | 0 | 0 | Retired | 0 | 0 |  | 11.24%
Spruance Genco, LLC | Virginia | X | X | X | 54081 | BLR02A | 88190 | Coal Steam |  |  | 2023 | Stoker |  |  | Y | 26.25 |  |  |  | 30.9123 | 0 | Y | 0 | 0 | 0 |  | 0 |  | 0 |  | 0 |  | 0 |  | 0 |  | 0 |  | 0 | 0 | Retired | 0 | 0 |  | 10.78%
Spruance Genco, LLC | Virginia | X | X | X | 54081 | BLR02B | 88191 | Coal Steam |  |  | 2023 | Stoker |  |  | Y | 26.25 |  |  |  | 33.3937 | 0 | Y | 0 | 0 | 0 |  | 0 |  | 0 |  | 0 |  | 0 |  | 0 |  | 0 |  | 0 | 0 | Retired | 0 | 0 |  | 11.58%
Spruance Genco, LLC | Virginia | X | X | X | 54081 | BLR03A | 88192 | O/G Steam |  |  |  | Stoker |  | Y |  | 21.2 | 6.181 | 397746.488 |  | 5.4743 | 6.181 |  | 397746.488 |  | 6.181 |  | 6.181 |  | 6.181 |  | 6.181 |  | 6.181 |  | 5.7275 | Y | 5.7275 |  | 5.7275 | 5.7275 | O/G Steam Under 100 MW | 0.0288 | 0.0288 |  | 25.27%
Spruance Genco, LLC | Virginia | X | X | X | 54081 | BLR03B | 88193 | O/G Steam |  |  |  | Stoker |  | Y |  | 21.2 | 8.731 | 595105.654 |  | 6.7437 | 8.731 |  | 595105.654 |  | 8.731 |  | 8.731 |  | 8.731 |  | 8.731 |  | 8.731 |  | 8.731 |  | 8.731 |  | 8.731 | 8.731 | O/G Steam Under 100 MW | 0.029343 | 0.029343 |  | 23.69%
Spruance Genco, LLC | Virginia | X | X | X | 54081 | BLR04A | 88194 | O/G Steam |  |  |  | Stoker |  | Y |  | 6.2 | 10.749 | 761763.654 |  | 6.9093 | 10.749 |  | 761763.654 |  | 10.749 |  | 10.749 |  | 10.749 |  | 10.749 |  | 10.749 |  | 9.8458 | Y | 9.8458 |  | 9.8458 | 9.8458 | O/G Steam Under 100 MW | 0.02585 | 0.02585 |  | 34.55%
Spruance Genco, LLC | Virginia | X | X | X | 54081 | BLR04B | 88195 | O/G Steam |  |  |  | Stoker |  | Y |  | 6.2 | 9.658 | 725771.595 |  | 6.6917 | 9.658 |  | 725771.595 |  | 9.658 |  | 9.658 |  | 9.658 |  | 9.658 |  | 9.658 |  | 9.0975 | Y | 9.0975 |  | 9.0975 | 9.0975 | O/G Steam Under 100 MW | 0.02507 | 0.02507 |  | 34.54%
Tasley Energy Center | Virginia | X | X | X | 3785 | TA10 | 89335 | Combustion Turbine |  |  |  | Combustion turbine |  |  |  |  | 5.695 | 9492 | 261 | 4.746 | 5.695 |  | 9492 | 261 | 5.695 |  | 5.695 |  | 5.695 |  | 5.695 |  | 5.695 |  | 5.695 |  | 5.695 |  | 5.695 | 5.695 | Not Coal Steam or O/G Steam | 1.2 | 1.2 |  | 0.4488%
Tenaska Virginia Generating Station | Virginia | X | X | X | 55439 | CTGDB1 | 4755 | Combined Cycle |  |  |  | Combined cycle | Y |  |  |  | 19.876 | 4273862.533 | 595659.41 | 22.1133 | 19.876 |  | 4273862.533 | 595659.41 | 19.876 |  | 19.876 |  | 19.876 |  | 19.876 |  | 19.876 |  | 19.876 |  | 19.876 |  | 19.876 | 19.876 | Not Coal Steam or O/G Steam | 0.0093012 | 0.0093012 |  | 57.52%
Tenaska Virginia Generating Station | Virginia | X | X | X | 55439 | CTGDB2 | 4756 | Combined Cycle |  |  |  | Combined cycle | Y |  |  |  | 22.44 | 4318430.324 | 607938.22 | 24.439 | 22.44 |  | 4318430.324 | 607938.22 | 22.44 |  | 22.44 |  | 22.44 |  | 22.44 |  | 22.44 |  | 22.44 |  | 22.44 |  | 22.44 | 22.44 | Not Coal Steam or O/G Steam | 0.010393 | 0.010393 |  | 57.28%
Tenaska Virginia Generating Station | Virginia | X | X | X | 55439 | CTGDB3 | 4757 | Combined Cycle |  |  |  | Combined cycle | Y |  |  |  | 23.743 | 4237651.533 | 601768.89 | 24.378 | 23.743 |  | 4237651.533 | 601768.89 | 23.743 |  | 23.743 |  | 23.743 |  | 23.743 |  | 23.743 |  | 23.743 |  | 23.743 |  | 23.743 | 23.743 | Not Coal Steam or O/G Steam | 0.011206 | 0.011206 |  | 56.71%
Virginia City Hybrid Energy Center | Virginia | X | X | X | 56808 | 1 | 90448 | Coal Steam |  |  |  | Circulating fluidized bed boiler |  | Y |  | 305 | 96.907 | 3159343.507 |  | 71.3173 | 96.907 |  | 3159343.507 |  | 96.907 |  | 96.907 |  | 96.907 |  | 96.907 |  | 96.907 |  | 96.907 |  | 96.907 |  | 96.907 | 96.907 | Coal Steam, Circulating fluidized bed, Under 0.08 | 0.061346 | 0.061346 |  | 16.78%
Virginia City Hybrid Energy Center | Virginia | X | X | X | 56808 | 2 | 90449 | Coal Steam |  |  |  | Circulating fluidized bed boiler |  | Y |  | 305 | 73.936 | 2371717.996 |  | 137.2903 | 73.936 |  | 2371717.996 |  | 73.936 |  | 73.936 |  | 73.936 |  | 73.936 |  | 73.936 |  | 73.936 |  | 73.936 |  | 73.936 | 73.936 | Coal Steam, Circulating fluidized bed, Under 0.08 | 0.062348 | 0.062348 |  | 31.23%
Warren County Power Station | Virginia | X | X | X | 55939 | 1A | 90817 | Combined Cycle |  |  |  | Combined cycle | Y |  |  |  | 17.871 | 6370103.264 | 939681.67 | 23.378 | 17.871 |  | 6370103.264 | 939681.67 | 17.871 |  | 17.871 |  | 17.871 |  | 17.871 |  | 17.871 |  | 17.871 |  | 17.871 |  | 17.871 | 17.871 | Not Coal Steam or O/G Steam | 0.0056109 | 0.0056109 |  | 65.08%
Warren County Power Station | Virginia | X | X | X | 55939 | 1B | 90818 | Combined Cycle |  |  |  | Combined cycle | Y |  |  |  | 17.914 | 6318000.183 | 929164.75 | 23.2263 | 17.914 |  | 6318000.183 | 929164.75 | 17.914 |  | 17.914 |  | 17.914 |  | 17.914 |  | 17.914 |  | 17.914 |  | 17.914 |  | 17.914 | 17.914 | Not Coal Steam or O/G Steam | 0.0056708 | 0.0056708 |  | 65.02%
Warren County Power Station | Virginia | X | X | X | 55939 | 1C | 90819 | Combined Cycle |  |  |  | Combined cycle | Y |  |  |  | 18.974 | 6788560.08 | 991328.2 | 23.5793 | 18.974 |  | 6788560.08 | 991328.2 | 18.974 |  | 18.974 |  | 18.974 |  | 18.974 |  | 18.974 |  | 18.974 |  | 18.974 |  | 18.974 | 18.974 | Not Coal Steam or O/G Steam | 0.00559 | 0.00559 |  | 65.8%
Wolf Hills Energy | Virginia | X | X | X | 55285 | WH01 | 4436 | Combustion Turbine |  |  |  | Combustion turbine |  |  |  |  | 6.242 | 56170.5 | 4829.42 | 9.2833 | 6.242 |  | 56170.5 | 4829.42 | 6.242 |  | 6.242 |  | 6.242 |  | 6.242 |  | 6.242 |  | 6.242 |  | 6.242 |  | 6.242 | 6.242 | Not Coal Steam or O/G Steam | 0.22225 | 0.22225 |  | 9.354%
Wolf Hills Energy | Virginia | X | X | X | 55285 | WH02 | 4437 | Combustion Turbine |  |  |  | Combustion turbine |  |  |  |  | 6.435 | 58597.3 | 5038.02 | 9.4847 | 6.435 |  | 58597.3 | 5038.02 | 6.435 |  | 6.435 |  | 6.435 |  | 6.435 |  | 6.435 |  | 6.435 |  | 6.435 |  | 6.435 | 6.435 | Not Coal Steam or O/G Steam | 0.21963 | 0.21963 |  | 9.645%
Wolf Hills Energy | Virginia | X | X | X | 55285 | WH03 | 4438 | Combustion Turbine |  |  |  | Combustion turbine |  |  |  |  | 5.389 | 45013.6 | 3867.99 | 8.8383 | 5.389 |  | 45013.6 | 3867.99 | 5.389 |  | 5.389 |  | 5.389 |  | 5.389 |  | 5.389 |  | 5.389 |  | 5.389 |  | 5.389 | 5.389 | Not Coal Steam or O/G Steam | 0.23944 | 0.23944 |  | 8.782%
Wolf Hills Energy | Virginia | X | X | X | 55285 | WH04 | 4439 | Combustion Turbine |  |  |  | Combustion turbine |  |  |  |  | 5.736 | 47882.4 | 4114.43 | 9.581 | 5.736 |  | 47882.4 | 4114.43 | 5.736 |  | 5.736 |  | 5.736 |  | 5.736 |  | 5.736 |  | 5.736 |  | 5.736 |  | 5.736 | 5.736 | Not Coal Steam or O/G Steam | 0.23959 | 0.23959 |  | 9.27%
Wolf Hills Energy | Virginia | X | X | X | 55285 | WH05 | 4440 | Combustion Turbine |  |  |  | Combustion turbine |  |  |  |  | 2.427 | 15738.7 | 1359.05 | 7.179 | 2.427 |  | 15738.7 | 1359.05 | 2.427 |  | 2.427 |  | 2.427 |  | 2.427 |  | 2.427 |  | 2.427 |  | 2.427 |  | 2.427 | 2.427 | Not Coal Steam or O/G Steam | 0.30841 | 0.30841 |  | 6.864%
Wolf Hills Energy | Virginia | X | X | X | 55285 | WH06 | 4441 | Combustion Turbine |  |  |  | Combustion turbine |  |  |  |  | 2.248 | 14783.1 | 1276.94 | 6.89 | 2.248 |  | 14783.1 | 1276.94 | 2.248 |  | 2.248 |  | 2.248 |  | 2.248 |  | 2.248 |  | 2.248 |  | 2.248 |  | 2.248 | 2.248 | Not Coal Steam or O/G Steam | 0.30413 | 0.30413 |  | 6.567%
Wolf Hills Energy | Virginia | X | X | X | 55285 | WH07 | 4442 | Combustion Turbine |  |  |  | Combustion turbine |  |  |  |  | 8.426 | 72161.5 | 6200.17 | 8.5513 | 8.426 |  | 72161.5 | 6200.17 | 8.426 |  | 8.426 |  | 8.426 |  | 8.426 |  | 8.426 |  | 8.426 |  | 8.426 |  | 8.426 | 8.426 | Not Coal Steam or O/G Steam | 0.23353 | 0.23353 |  | 7.526%
Wolf Hills Energy | Virginia | X | X | X | 55285 | WH08 | 4443 | Combustion Turbine |  |  |  | Combustion turbine |  |  |  |  | 7.851 | 68358.9 | 5872.36 | 8.6843 | 7.851 |  | 68358.9 | 5872.36 | 7.851 |  | 7.851 |  | 7.851 |  | 7.851 |  | 7.851 |  | 7.851 |  | 7.851 |  | 7.851 | 7.851 | Not Coal Steam or O/G Steam | 0.2297 | 0.2297 |  | 7.543%
Wolf Hills Energy | Virginia | X | X | X | 55285 | WH09 | 4444 | Combustion Turbine |  |  |  | Combustion turbine |  |  |  |  | 6.171 | 54764.9 | 4699.73 | 7.4317 | 6.171 |  | 54764.9 | 4699.73 | 6.171 |  | 6.171 |  | 6.171 |  | 6.171 |  | 6.171 |  | 6.171 |  | 6.171 |  | 6.171 | 6.171 | Not Coal Steam or O/G Steam | 0.22536 | 0.22536 |  | 7.451%
Wolf Hills Energy | Virginia | X | X | X | 55285 | WH10 | 4445 | Combustion Turbine |  |  |  | Combustion turbine |  |  |  |  | 4.178 | 35425.6 | 3026.49 | 6.625 | 4.178 |  | 35425.6 | 3026.49 | 4.178 |  | 4.178 |  | 4.178 |  | 4.178 |  | 4.178 |  | 4.178 |  | 4.178 |  | 4.178 | 4.178 | Not Coal Steam or O/G Steam | 0.23587 | 0.23587 |  | 6.629%
Yorktown Power Station | Virginia | X | X | X | 3809 | 3 | 2532 | O/G Steam | 5 | 2023 | 2024 | Tangentially-fired |  | Y |  | 790 | 37.659 | 563268.326 | 54660.42 | 50.8987 | 37.659 |  | 563268.326 | 54660.42 | 37.659 |  | 37.659 |  | 37.659 |  | 37.659 |  | 37.659 |  | 37.659 |  | 37.659 |  | 37.659 | 37.659 | Oil/Gas Steam Under 150 Tons (2019-2021 Average) | 0.13372 | 0.13372 |  | 2.019%
Centralia | Washington |  |  |  | 3845 | BW22 | 2534 | Coal Steam |  |  | 2026 | Tangentially-fired |  | Y |  | 670 | 1472.354 | 15294435.884 | 1366052.31 | 1172.2177 | 1472.354 |  | 15294435.884 | 1366052.31 | 1472.354 |  | 1472.354 |  | 1472.354 |  | 1472.354 |  | 1472.354 |  | 1472.354 |  | 1472.354 |  | 927.3574 | 382.3609 | Coal Steam SCR Retrofit | 0.19253 | 0.05 |  | 35.03%
Chehalis Generation Facility | Washington |  |  |  | 55662 | CT1 | 8780 | Combined Cycle |  |  |  | Combined cycle | Y |  |  |  | 20.36 | 3595582.528 | 502405.21 | 20.257 | 20.36 |  | 3595582.528 | 502405.21 | 20.36 |  | 20.36 |  | 20.36 |  | 20.36 |  | 20.36 |  | 20.36 |  | 20.36 |  | 20.36 | 20.36 | Not Coal Steam or O/G Steam | 0.011325 | 0.011325 |  | 47.47%
Chehalis Generation Facility | Washington |  |  |  | 55662 | CT2 | 8782 | Combined Cycle |  |  |  | Combined cycle | Y |  |  |  | 19.112 | 3599433.87 | 510244.61 | 18.6417 | 19.112 |  | 3599433.87 | 510244.61 | 19.112 |  | 19.112 |  | 19.112 |  | 19.112 |  | 19.112 |  | 19.112 |  | 19.112 |  | 19.112 | 19.112 | Not Coal Steam or O/G Steam | 0.010619 | 0.010619 |  | 49.12%
Encogen Generating Station | Washington |  |  |  | 7870 | CT1 | 89576 | Combined Cycle |  |  |  | Combined cycle | Y |  |  |  | 13.707 | 1075112.279 | 84363.45 | 9.4133 | 13.707 |  | 1075112.279 | 84363.45 | 13.707 |  | 13.707 |  | 13.707 |  | 6.4507 | Optimize SCR | 6.4507 |  | 6.4507 |  | 6.4507 |  | 6.4507 | 6.4507 | Not Coal Steam or O/G Steam | 0.012 | 0.012 |  | 38.66%
Encogen Generating Station | Washington |  |  |  | 7870 | CT2 | 89577 | Combined Cycle |  |  |  | Combined cycle | Y |  |  |  | 14.572 | 1101968.363 | 84598.62 | 10.2213 | 14.572 |  | 1101968.363 | 84598.62 | 14.572 |  | 14.572 |  | 14.572 |  | 6.6118 | Optimize SCR | 6.6118 |  | 6.6118 |  | 6.6118 |  | 6.6118 | 6.6118 | Not Coal Steam or O/G Steam | 0.012 | 0.012 |  | 40.09%
Encogen Generating Station | Washington |  |  |  | 7870 | CT3 | 89578 | Combined Cycle |  |  |  | Combined cycle | Y |  |  |  | 14.247 | 1110700.685 | 83449.12 | 10.0353 | 14.247 |  | 1110700.685 | 83449.12 | 14.247 |  | 14.247 |  | 14.247 |  | 6.6642 | Optimize SCR | 6.6642 |  | 6.6642 |  | 6.6642 |  | 6.6642 | 6.6642 | Not Coal Steam or O/G Steam | 0.012 | 0.012 |  | 41.17%
Ferndale Generating Station | Washington |  |  |  | 54537 | CT-1A | 90752 | Combined Cycle |  |  |  | Combined cycle | Y |  |  |  | 32.199 | 2810164.038 | 214316.5 | 26.8397 | 32.199 |  | 2810164.038 | 214316.5 | 32.199 |  | 32.199 |  | 32.199 |  | 16.861 | Optimize SCR | 16.861 |  | 16.861 |  | 16.861 |  | 16.861 | 16.861 | Not Coal Steam or O/G Steam | 0.012 | 0.012 |  | 46.92%
Ferndale Generating Station | Washington |  |  |  | 54537 | CT-1B | 90753 | Combined Cycle |  |  |  | Combined cycle | Y |  |  |  | 30.446 | 2672967.66 | 201393.26 | 26.721 | 30.446 |  | 2672967.66 | 201393.26 | 30.446 |  | 30.446 |  | 30.446 |  | 16.0378 | Optimize SCR | 16.0378 |  | 16.0378 |  | 16.0378 |  | 16.0378 | 16.0378 | Not Coal Steam or O/G Steam | 0.012 | 0.012 |  | 46.11%
Frederickson Power LP | Washington |  |  |  | 55818 | F1CT | 88233 | Combined Cycle |  |  |  | Combined cycle | Y |  |  |  | 26.824 | 5123075.619 | 729182.38 | 21.853 | 26.824 |  | 5123075.619 | 729182.38 | 26.824 |  | 26.824 |  | 26.824 |  | 26.824 |  | 26.824 |  | 26.824 |  | 26.824 |  | 26.824 | 26.824 | Not Coal Steam or O/G Steam | 0.010472 | 0.010472 |  | 52.34%
Fredonia Generating Station | Washington |  |  |  | 607 | CT3 | 9183 | Combustion Turbine |  |  |  | Combustion turbine | Y |  |  |  | 130.617 | 629150.647 | 61358.11 | 44.0057 | 130.617 |  | 629150.647 | 61358.11 | 130.617 |  | 130.617 |  | 130.617 |  | 9.4373 | Optimize SCR | 9.4373 |  | 9.4373 |  | 9.4373 |  | 9.4373 | 9.4373 | Not Coal Steam or O/G Steam | 0.03 | 0.03 |  | 10.45%
Fredonia Generating Station | Washington |  |  |  | 607 | CT4 | 9184 | Combustion Turbine |  |  |  | Combustion turbine | Y |  |  |  | 98.59 | 601905.368 | 58542.3 | 33.7457 | 98.59 |  | 601905.368 | 58542.3 | 98.59 |  | 98.59 |  | 98.59 |  | 9.0286 | Optimize SCR | 9.0286 |  | 9.0286 |  | 9.0286 |  | 9.0286 | 9.0286 | Not Coal Steam or O/G Steam | 0.03 | 0.03 |  | 13.12%
Goldendale Generating Station | Washington |  |  |  | 55482 | CT-1 | 4863 | Combined Cycle |  |  |  | Combined cycle | Y |  |  |  | 20.303 | 5652881.347 | 830753.51 | 19.907 | 20.303 |  | 5652881.347 | 830753.51 | 20.303 |  | 20.303 |  | 20.303 |  | 20.303 |  | 20.303 |  | 20.303 |  | 20.303 |  | 20.303 | 20.303 | Not Coal Steam or O/G Steam | 0.0071832 | 0.0071832 |  | 57.1%
Grays Harbor Energy Center | Washington |  |  |  | 7999 | 1 | 89846 | Combined Cycle |  |  |  | Combined cycle | Y |  |  |  | 15.495 | 4805817.568 | 685699.16 | 14.7773 | 15.495 |  | 4805817.568 | 685699.16 | 15.495 |  | 15.495 |  | 15.495 |  | 15.495 |  | 15.495 |  | 15.495 |  | 15.495 |  | 15.495 | 15.495 | Not Coal Steam or O/G Steam | 0.0064484 | 0.0064484 |  | 41.62%
Grays Harbor Energy Center | Washington |  |  |  | 7999 | 2 | 89847 | Combined Cycle |  |  |  | Combined cycle | Y |  |  |  | 14.688 | 4609141.965 | 664403.6 | 15.224 | 14.688 |  | 4609141.965 | 664403.6 | 14.688 |  | 14.688 |  | 14.688 |  | 14.688 |  | 14.688 |  | 14.688 |  | 14.688 |  | 14.688 | 14.688 | Not Coal Steam or O/G Steam | 0.0063734 | 0.0063734 |  | 40.28%
Mint Farm Generating Station | Washington |  |  |  | 55700 | CTG1 | 8960 | Combined Cycle |  |  |  | Combined cycle | Y |  |  |  | 23.669 | 5523447.314 | 747931.94 | 23.5807 | 23.669 |  | 5523447.314 | 747931.94 | 23.669 |  | 23.669 |  | 23.669 |  | 23.669 |  | 23.669 |  | 23.669 |  | 23.669 |  | 23.669 | 23.669 | Not Coal Steam or O/G Steam | 0.0085704 | 0.0085704 |  | 55.06%
River Road | Washington |  |  |  | 7605 | 1 | 3137 | Combined Cycle |  |  |  | Combined cycle | Y |  |  |  | 28.736 | 4696904.057 | 681838.44 | 29.2727 | 28.736 |  | 4696904.057 | 681838.44 | 28.736 |  | 28.736 |  | 28.736 |  | 28.1814 | Optimize SCR | 28.1814 |  | 28.1814 |  | 28.1814 |  | 28.1814 | 28.1814 | Not Coal Steam or O/G Steam | 0.012 | 0.012 |  | 57.58%
Sumas Generating Station | Washington |  |  |  | 54476 | CT-1 | 90428 | Combined Cycle |  |  |  | Combined cycle | Y |  |  |  | 23.325 | 2845564.624 | 224728.85 | 19.0673 | 23.325 |  | 2845564.624 | 224728.85 | 23.325 |  | 23.325 |  | 23.325 |  | 17.0734 | Optimize SCR | 17.0734 |  | 17.0734 |  | 17.0734 |  | 17.0734 | 17.0734 | Not Coal Steam or O/G Steam | 0.012 | 0.012 |  | 51.29%
Big Sandy Peaker Plant | West Virginia | X | X | X | 55284 | GS01 | 4424 | Combustion Turbine |  |  |  | Combustion turbine |  |  |  |  | 13.248 | 124330.9 | 10714.49 | 13.0157 | 13.248 |  | 124330.9 | 10714.49 | 13.248 |  | 13.248 |  | 13.248 |  | 13.248 |  | 13.248 |  | 13.248 |  | 13.248 |  | 13.248 | 13.248 | Not Coal Steam or O/G Steam | 0.21311 | 0.21311 |  | 10.3%
Big Sandy Peaker Plant | West Virginia | X | X | X | 55284 | GS02 | 4425 | Combustion Turbine |  |  |  | Combustion turbine |  |  |  |  | 10.733 | 125543.6 | 10819.2 | 11.5723 | 10.733 |  | 125543.6 | 10819.2 | 10.733 |  | 10.733 |  | 10.733 |  | 10.733 |  | 10.733 |  | 10.733 |  | 10.733 |  | 10.733 | 10.733 | Not Coal Steam or O/G Steam | 0.17098 | 0.17098 |  | 10.66%
Big Sandy Peaker Plant | West Virginia | X | X | X | 55284 | GS03 | 4426 | Combustion Turbine |  |  |  | Combustion turbine |  |  |  |  | 15.757 | 115654.1 | 9975.7 | 12.5997 | 15.757 |  | 115654.1 | 9975.7 | 15.757 |  | 15.757 |  | 15.757 |  | 15.757 |  | 15.757 |  | 15.757 |  | 15.757 |  | 15.757 | 15.757 | Not Coal Steam or O/G Steam | 0.27248 | 0.27248 |  | 10.33%
Big Sandy Peaker Plant | West Virginia | X | X | X | 55284 | GS04 | 4427 | Combustion Turbine |  |  |  | Combustion turbine |  |  |  |  | 12.337 | 118818.9 | 10242.74 | 11.3913 | 12.337 |  | 118818.9 | 10242.74 | 12.337 |  | 12.337 |  | 12.337 |  | 12.337 |  | 12.337 |  | 12.337 |  | 12.337 |  | 12.337 | 12.337 | Not Coal Steam or O/G Steam | 0.20766 | 0.20766 |  | 10.42%
Big Sandy Peaker Plant | West Virginia | X | X | X | 55284 | GS05 | 4428 | Combustion Turbine |  |  |  | Combustion turbine |  |  |  |  | 13.455 | 107554.1 | 9274.19 | 17.3477 | 13.455 |  | 107554.1 | 9274.19 | 13.455 |  | 13.455 |  | 13.455 |  | 13.455 |  | 13.455 |  | 13.455 |  | 13.455 |  | 13.455 | 13.455 | Not Coal Steam or O/G Steam | 0.2502 | 0.2502 |  | 10.58%
Big Sandy Peaker Plant | West Virginia | X | X | X | 55284 | GS06 | 4429 | Combustion Turbine |  |  |  | Combustion turbine |  |  |  |  | 10.417 | 98510.5 | 8494.54 | 11.8547 | 10.417 |  | 98510.5 | 8494.54 | 10.417 |  | 10.417 |  | 10.417 |  | 10.417 |  | 10.417 |  | 10.417 |  | 10.417 |  | 10.417 | 10.417 | Not Coal Steam or O/G Steam | 0.21149 | 0.21149 |  | 9.986%
Big Sandy Peaker Plant | West Virginia | X | X | X | 55284 | GS07 | 4430 | Combustion Turbine |  |  |  | Combustion turbine |  |  |  |  | 10.498 | 97629.7 | 8416.38 | 12.3537 | 10.498 |  | 97629.7 | 8416.38 | 10.498 |  | 10.498 |  | 10.498 |  | 10.498 |  | 10.498 |  | 10.498 |  | 10.498 |  | 10.498 | 10.498 | Not Coal Steam or O/G Steam | 0.21506 | 0.21506 |  | 10.38%
Big Sandy Peaker Plant | West Virginia | X | X | X | 55284 | GS08 | 4431 | Combustion Turbine |  |  |  | Combustion turbine |  |  |  |  | 11.655 | 94129.3 | 8114.85 | 13.6573 | 11.655 |  | 94129.3 | 8114.85 | 11.655 |  | 11.655 |  | 11.655 |  | 11.655 |  | 11.655 |  | 11.655 |  | 11.655 |  | 11.655 | 11.655 | Not Coal Steam or O/G Steam | 0.24764 | 0.24764 |  | 10.25%
Big Sandy Peaker Plant | West Virginia | X | X | X | 55284 | GS09 | 4432 | Combustion Turbine |  |  |  | Combustion turbine |  |  |  |  | 10.702 | 95036 | 8192.41 | 14.026 | 10.702 |  | 95036 | 8192.41 | 10.702 |  | 10.702 |  | 10.702 |  | 10.702 |  | 10.702 |  | 10.702 |  | 10.702 |  | 10.702 | 10.702 | Not Coal Steam or O/G Steam | 0.22522 | 0.22522 |  | 11.78%
Big Sandy Peaker Plant | West Virginia | X | X | X | 55284 | GS10 | 4433 | Combustion Turbine |  |  |  | Combustion turbine |  |  |  |  | 9.3 | 82844.4 | 7139.6 | 12.767 | 9.3 |  | 82844.4 | 7139.6 | 9.3 |  | 9.3 |  | 9.3 |  | 9.3 |  | 9.3 |  | 9.3 |  | 9.3 |  | 9.3 | 9.3 | Not Coal Steam or O/G Steam | 0.22452 | 0.22452 |  | 10.92%
Big Sandy Peaker Plant | West Virginia | X | X | X | 55284 | GS11 | 4434 | Combustion Turbine |  |  |  | Combustion turbine |  |  |  |  | 14.701 | 123607.4 | 10653.19 | 16.385 | 14.701 |  | 123607.4 | 10653.19 | 14.701 |  | 14.701 |  | 14.701 |  | 14.701 |  | 14.701 |  | 14.701 |  | 14.701 |  | 14.701 | 14.701 | Not Coal Steam or O/G Steam | 0.23787 | 0.23787 |  | 12.3%
Big Sandy Peaker Plant | West Virginia | X | X | X | 55284 | GS12 | 4435 | Combustion Turbine |  |  |  | Combustion turbine |  |  |  |  | 13.827 | 127318.7 | 10973.02 | 15.732 | 13.827 |  | 127318.7 | 10973.02 | 13.827 |  | 13.827 |  | 13.827 |  | 13.827 |  | 13.827 |  | 13.827 |  | 13.827 |  | 13.827 | 13.827 | Not Coal Steam or O/G Steam | 0.2172 | 0.2172 |  | 12.67%
Ceredo Generating Station | West Virginia | X | X | X | 55276 | 01 | 4397 | Combustion Turbine |  |  |  | Combustion turbine |  |  |  |  | 6.448 | 314060.2 | 24968.84 | 4.6267 | 6.448 |  | 314060.2 | 24968.84 | 6.448 |  | 6.448 |  | 6.448 |  | 6.448 |  | 6.448 |  | 6.448 |  | 6.448 |  | 6.448 | 6.448 | Not Coal Steam or O/G Steam | 0.041062 | 0.041062 |  | 6.236%
Ceredo Generating Station | West Virginia | X | X | X | 55276 | 02 | 4398 | Combustion Turbine |  |  |  | Combustion turbine |  |  |  |  | 5.14 | 289842.1 | 23035.04 | 4.037 | 5.14 |  | 289842.1 | 23035.04 | 5.14 |  | 5.14 |  | 5.14 |  | 5.14 |  | 5.14 |  | 5.14 |  | 5.14 |  | 5.14 | 5.14 | Not Coal Steam or O/G Steam | 0.035468 | 0.035468 |  | 5.869%
Ceredo Generating Station | West Virginia | X | X | X | 55276 | 03 | 4399 | Combustion Turbine |  |  |  | Combustion turbine |  |  |  |  | 4.859 | 282935.8 | 22488.73 | 3.999 | 4.859 |  | 282935.8 | 22488.73 | 4.859 |  | 4.859 |  | 4.859 |  | 4.859 |  | 4.859 |  | 4.859 |  | 4.859 |  | 4.859 | 4.859 | Not Coal Steam or O/G Steam | 0.034347 | 0.034347 |  | 5.71%
Ceredo Generating Station | West Virginia | X | X | X | 55276 | 04 | 4400 | Combustion Turbine |  |  |  | Combustion turbine |  |  |  |  | 5.628 | 309328.9 | 24591.41 | 4.2983 | 5.628 |  | 309328.9 | 24591.41 | 5.628 |  | 5.628 |  | 5.628 |  | 5.628 |  | 5.628 |  | 5.628 |  | 5.628 |  | 5.628 | 5.628 | Not Coal Steam or O/G Steam | 0.036388 | 0.036388 |  | 6.159%
Ceredo Generating Station | West Virginia | X | X | X | 55276 | 05 | 4401 | Combustion Turbine |  |  |  | Combustion turbine |  |  |  |  | 4.9 | 280837.5 | 22320.85 | 3.771 | 4.9 |  | 280837.5 | 22320.85 | 4.9 |  | 4.9 |  | 4.9 |  | 4.9 |  | 4.9 |  | 4.9 |  | 4.9 |  | 4.9 | 4.9 | Not Coal Steam or O/G Steam | 0.034896 | 0.034896 |  | 5.48%
Ceredo Generating Station | West Virginia | X | X | X | 55276 | 06 | 4402 | Combustion Turbine |  |  |  | Combustion turbine |  |  |  |  | 4.856 | 283860.3 | 22555.74 | 3.727 | 4.856 |  | 283860.3 | 22555.74 | 4.856 |  | 4.856 |  | 4.856 |  | 4.856 |  | 4.856 |  | 4.856 |  | 4.856 |  | 4.856 | 4.856 | Not Coal Steam or O/G Steam | 0.034214 | 0.034214 |  | 5.444%
Fort Martin Power Station | West Virginia | X | X | X | 3943 | 1 | 2551 | Coal Steam |  |  |  | Tangentially-fired |  | Y |  | 552 | 1759.893 | 12205120.329 | 1356862.81 | 1703.8067 | 1759.893 |  | 12205120.329 | 1356862.81 | 1759.893 |  | 1759.893 |  | 1759.893 |  | 1759.893 |  | 1214.4095 | SOA CC | 1699.8071 | Y | 1214.4095 | SOA CC | 759.7687 | 305.128 | Coal Steam SCR Retrofit | 0.199 | 0.05 |  | 50.55%
Fort Martin Power Station | West Virginia | X | X | X | 3943 | 2 | 2552 | Coal Steam |  |  |  | Cell burner boiler |  | Y |  | 546 | 1666.56 | 11835747.012 | 1253210 | 1800.2593 | 1666.56 |  | 11835747.012 | 1253210 | 1666.56 |  | 1666.56 |  | 1666.56 |  | 1666.56 |  | 1666.56 |  | 1666.56 |  | 1666.56 |  | 981.2268 | 295.8937 | Coal Steam SCR Retrofit | 0.28161 | 0.05 |  | 58.13%
Grant Town Power Plant | West Virginia | X | X | X | 10151 | 1A | 10068 | Coal Steam |  |  |  | Circulating fluidized bed boiler |  | Y | Y | 40 | 286.104 | 1758683.572 |  | 288.7837 | 286.104 |  | 1758683.572 |  | 286.104 |  | 286.104 |  | 286.104 |  | 286.104 |  | 286.104 |  | 141.6795 | Y | 141.6795 |  | 141.6795 | 141.6795 | Coal Steam Under 100 MW, Existing SNCR | 0.16112 | 0.16112 |  | 57.27%
Grant Town Power Plant | West Virginia | X | X | X | 10151 | 1B | 10069 | Coal Steam |  |  |  | Circulating fluidized bed boiler |  | Y | Y | 40 | 269.521 | 1666283.329 |  | 272.6623 | 269.521 |  | 1666283.329 |  | 269.521 |  | 269.521 |  | 269.521 |  | 269.521 |  | 269.521 |  | 133.286 | Y | 133.286 |  | 133.286 | 133.286 | Coal Steam Under 100 MW, Existing SNCR | 0.15998 | 0.15998 |  | 54.5%
Harrison Power Station | West Virginia | X | X | X | 3944 | 1 | 2553 | Coal Steam |  |  |  | Dry bottom wall-fired boiler | Y |  |  | 652 | 397.588 | 13870437.648 | 1530199.98 | 602.74 | 397.588 |  | 13870437.648 | 1530199.98 | 397.588 |  | 397.588 |  | 397.588 |  | 397.588 |  | 397.588 |  | 397.588 |  | 397.588 |  | 397.588 | 397.588 | Existing SCR | 0.057329 | 0.057329 |  | 54.67%
Harrison Power Station | West Virginia | X | X | X | 3944 | 2 | 2554 | Coal Steam |  |  |  | Dry bottom wall-fired boiler | Y |  |  | 651 | 495.034 | 15988204.353 | 1791445.6 | 546.8107 | 495.034 |  | 15988204.353 | 1791445.6 | 495.034 |  | 495.034 |  | 495.034 |  | 495.034 |  | 495.034 |  | 495.034 |  | 495.034 |  | 495.034 | 495.034 | Existing SCR | 0.061925 | 0.061925 |  | 54.12%
Harrison Power Station | West Virginia | X | X | X | 3944 | 3 | 2555 | Coal Steam |  |  |  | Dry bottom wall-fired boiler | Y |  |  | 651 | 639.635 | 20092943.498 | 1930817.87 | 630.8617 | 639.635 |  | 20092943.498 | 1930817.87 | 639.635 |  | 639.635 |  | 639.635 |  | 639.635 |  | 639.635 |  | 639.635 |  | 639.635 |  | 639.635 | 639.635 | Existing SCR | 0.063668 | 0.063668 |  | 61.05%
John E Amos | West Virginia | X | X | X | 3935 | 1 | 2538 | Coal Steam |  |  |  | Dry bottom wall-fired boiler | Y |  |  | 800 | 711.969 | 17702307.312 | 1858025.58 | 566.0007 | 711.969 |  | 17702307.312 | 1858025.58 | 711.969 |  | 711.969 |  | 711.969 |  | 708.0923 | Optimize SCR | 708.0923 |  | 708.0923 |  | 708.0923 |  | 708.0923 | 708.0923 | Existing SCR | 0.08 | 0.08 |  | 54.68%
John E Amos | West Virginia | X | X | X | 3935 | 2 | 2539 | Coal Steam |  |  |  | Dry bottom wall-fired boiler | Y |  |  | 800 | 670.784 | 17100070.075 | 1784657.78 | 598.2623 | 670.784 |  | 17100070.075 | 1784657.78 | 670.784 |  | 670.784 |  | 670.784 |  | 670.784 |  | 670.784 |  | 670.784 |  | 670.784 |  | 670.784 | 670.784 | Existing SCR | 0.078454 | 0.078454 |  | 63.02%
John E Amos | West Virginia | X | X | X | 3935 | 3 | 2540 | Coal Steam |  |  |  | Cell burner boiler | Y |  |  | 1300 | 1812.335 | 35623937.903 | 3823613.63 | 1505.3513 | 1812.335 |  | 35623937.903 | 3823613.63 | 1812.335 |  | 1812.335 |  | 1812.335 |  | 1424.9575 | Optimize SCR | 1424.9575 |  | 1424.9575 |  | 1424.9575 |  | 1424.9575 | 1424.9575 | Existing SCR | 0.08 | 0.08 |  | 67.39%
Longview Power | West Virginia | X | X | X | 56671 | 001 | 90398 | Coal Steam |  |  |  | Dry bottom wall-fired boiler | Y |  |  | 700 | 613.336 | 20121905.971 | 2426341.82 | 591.208 | 613.336 |  | 20121905.971 | 2426341.82 | 613.336 |  | 613.336 |  | 613.336 |  | 613.336 |  | 613.336 |  | 613.336 |  | 613.336 |  | 613.336 | 613.336 | Existing SCR | 0.060962 | 0.060962 |  | 71.94%
Mitchell (WV) | West Virginia | X | X | X | 3948 | 1 | 2563 | Coal Steam |  |  |  | Dry bottom wall-fired boiler | Y |  |  | 770 | 479.817 | 12280637.307 | 1247583.37 | 440.4917 | 479.817 |  | 12280637.307 | 1247583.37 | 479.817 |  | 479.817 |  | 479.817 |  | 479.817 |  | 479.817 |  | 479.817 |  | 479.817 |  | 479.817 | 479.817 | Existing SCR | 0.078142 | 0.078142 |  | 41.28%
Mitchell (WV) | West Virginia | X | X | X | 3948 | 2 | 2564 | Coal Steam |  |  |  | Dry bottom wall-fired boiler | Y |  |  | 790 | 628.253 | 18875943.461 | 2003310.36 | 514.4453 | 628.253 |  | 18875943.461 | 2003310.36 | 628.253 |  | 628.253 |  | 628.253 |  | 628.253 |  | 628.253 |  | 628.253 |  | 628.253 |  | 628.253 | 628.253 | Existing SCR | 0.066567 | 0.066567 |  | 54.51%
Morgantown Energy Facility | West Virginia | X | X | X | 10743 | CFB1 | 10078 | Coal Steam |  |  |  | Circulating fluidized bed boiler |  | Y | Y | 25 |  |  |  | 78.3267 | [20 empty] | Coal Steam Under 100 MW, Existing SNCR | 0 | 0 |  | 20.78%
Morgantown Energy Facility | West Virginia | X | X | X | 10743 | CFB2 | 10079 | Coal Steam |  |  | 2023 | Circulating fluidized bed boiler |  | Y | Y | 25 |  |  |  | 75.7787 | 0 | Y | 0 | 0 | 0 |  | 0 |  | 0 |  | 0 |  | 0 |  | 0 |  | 0 |  | 0 | 0 | Retired | 0 | 0 |  | 19.17%
Mount Storm Power Station | West Virginia | X | X | X | 3954 | 1 | 2565 | Coal Steam |  |  |  | Tangentially-fired | Y |  | Y | 554 | 297.847 | 7761449.115 | 787506.45 | 369.4063 | 297.847 |  | 7761449.115 | 787506.45 | 297.847 |  | 297.847 |  | 297.847 |  | 297.847 |  | 297.847 |  | 297.847 |  | 297.847 |  | 297.847 | 297.847 | Existing SCR | 0.07675 | 0.07675 |  | 30.64%
Mount Storm Power Station | West Virginia | X | X | X | 3954 | 2 | 2566 | Coal Steam |  |  |  | Tangentially-fired | Y |  | Y | 555 | 359.461 | 10730693.721 | 1069698.58 | 369.8433 | 359.461 |  | 10730693.721 | 1069698.58 | 359.461 |  | 359.461 |  | 359.461 |  | 359.461 |  | 359.461 |  | 359.461 |  | 359.461 |  | 359.461 | 359.461 | Existing SCR | 0.066997 | 0.066997 |  | 41.59%
Mount Storm Power Station | West Virginia | X | X | X | 3954 | 3 | 2567 | Coal Steam |  |  |  | Tangentially-fired | Y |  |  | 520 | 385.14 | 10263505.302 | 1097881.79 | 274.947 | 385.14 |  | 10263505.302 | 1097881.79 | 385.14 |  | 385.14 |  | 385.14 |  | 385.14 |  | 385.14 |  | 385.14 |  | 385.14 |  | 385.14 | 385.14 | Existing SCR | 0.07505 | 0.07505 |  | 37.03%
Mountaineer (1301) | West Virginia | X | X | X | 6264 | 1 | 2879 | Coal Steam |  |  |  | Dry bottom wall-fired boiler | Y |  |  | 1299 | 1445.407 | 35883290.362 | 3836003.04 | 1567.9703 | 1445.407 |  | 35883290.362 | 3836003.04 | 1445.407 |  | 1445.407 |  | 1445.407 |  | 1435.3316 | Optimize SCR | 1435.3316 |  | 1435.3316 |  | 1435.3316 |  | 1435.3316 | 1435.3316 | Existing SCR | 0.08 | 0.08 |  | 82.58%
Pleasants Energy, LLC | West Virginia | X | X | X | 55349 | 1 | 4539 | Combustion Turbine |  |  |  | Combustion turbine |  |  |  |  | 48.531 | 3336251.429 | 324581.64 | 56.066 | 48.531 |  | 3336251.429 | 324581.64 | 48.531 |  | 48.531 |  | 48.531 |  | 48.531 |  | 48.531 |  | 48.531 |  | 48.531 |  | 48.531 | 48.531 | Not Coal Steam or O/G Steam | 0.029093 | 0.029093 |  | 51.08%
Pleasants Energy, LLC | West Virginia | X | X | X | 55349 | 2 | 4540 | Combustion Turbine |  |  |  | Combustion turbine |  |  |  |  | 39.651 | 2982702.72 | 291933.25 | 49.6157 | 39.651 |  | 2982702.72 | 291933.25 | 39.651 |  | 39.651 |  | 39.651 |  | 39.651 |  | 39.651 |  | 39.651 |  | 39.651 |  | 39.651 | 39.651 | Not Coal Steam or O/G Steam | 0.026587 | 0.026587 |  | 47.11%
Pleasants Power Station | West Virginia | X | X | X | 6004 | 1 | 2673 | Coal Steam | 6 | 2023 | 2024 | Dry bottom wall-fired boiler | Y |  |  | 644 | 715.688 | 15904219.835 | 1677124.11 | 913.958 | 715.688 |  | 15904219.835 | 1677124.11 | 715.688 |  | 715.688 |  | 715.688 |  | 636.1688 | Optimize SCR | 636.1688 |  | 636.1688 |  | 636.1688 |  | 636.1688 | 636.1688 | Existing SCR | 0.08 | 0.08 |  | 47.27%
Pleasants Power Station | West Virginia | X | X | X | 6004 | 2 | 2674 | Coal Steam | 6 | 2023 | 2024 | Dry bottom wall-fired boiler | Y |  |  | 644 | 784.625 | 17789318.511 | 1688669.37 | 909.9493 | 784.625 |  | 17789318.511 | 1688669.37 | 784.625 |  | 784.625 |  | 784.625 |  | 711.5727 | Optimize SCR | 711.5727 |  | 711.5727 |  | 711.5727 |  | 711.5727 | 711.5727 | Existing SCR | 0.08 | 0.08 |  | 44.14%
Willow Island Power Station | West Virginia | X | X | X | 3946 | 1 | 2558 | Coal Steam | [7 empty] | 54 | [24 empty] | Coal Steam Under 100 MW, Under 0.08 | 0 | 0
Willow Island Power Station | West Virginia | X | X | X | 3946 | 2 | 2559 | Coal Steam | [7 empty] | 181 | [24 empty] | Coal Steam Under 0.08 lb/mmBtu | 0 | 0
Appleton Property Ventures LLC | Wisconsin |  | X |  | 55558 | B06 | 4988 | Combined Cycle |  |  |  | Combined cycle | Y |  |  |  | 9.261 | 1597775.233 | 153850.24 | 8.4227 | 9.261 |  | 1597775.233 | 153850.24 | 9.261 |  | 9.261 |  | 9.261 |  | 9.261 |  | 9.261 |  | 9.261 |  | 9.261 |  | 9.261 | 9.261 | Not Coal Steam or O/G Steam | 0.011592 | 0.011592 |  | 71.57%
Bay Front | Wisconsin |  | X |  | 3982 | 1 | 2568 | Biomass |  |  |  | Stoker |  | Y |  |  | 64.54 | 626420.865 | 42659.63 | 65.482 | 64.54 |  | 626420.865 | 42659.63 | 64.54 |  | 64.54 |  | 64.54 |  | 64.54 |  | 64.54 |  | 64.54 |  | 64.54 |  | 64.54 | 64.54 | Not Coal Steam or O/G Steam | 0.20606 | 0.20606 |  | 48.4%
Bay Front | Wisconsin |  | X |  | 3982 | 2 | 2569 | Biomass |  |  |  | Stoker |  | Y |  |  | 68.558 | 655254.737 | 39201.43 | 72.9693 | 68.558 |  | 655254.737 | 39201.43 | 68.558 |  | 68.558 |  | 68.558 |  | 68.558 |  | 68.558 |  | 68.558 |  | 68.558 |  | 68.558 | 68.558 | Not Coal Steam or O/G Steam | 0.20926 | 0.20926 |  | 53.58%
Bay Front | Wisconsin |  | X |  | 3982 | 5 | 2572 | Biomass | 12 | 2021 | 2023 | Cyclone boiler |  | Y | [6 empty] | 0 | Y | 0 | 0 | 0 |  | 0 |  | 0 |  | 0 |  | 0 |  | 0 |  | 0 |  | 0 | 0 | Not Coal Steam or O/G Steam | 0 | 0
Blount Street | Wisconsin |  | X |  | 3992 | 8 | 2578 | O/G Steam |  |  |  | Dry bottom wall-fired boiler |  |  |  | 47 |  |  |  | 17.3043 | [20 empty] | O/G Steam Under 100 MW | 0 | 0 |  | 6.805%
Blount Street | Wisconsin |  | X |  | 3992 | 9 | 2579 | O/G Steam |  |  |  | Dry bottom wall-fired boiler |  |  |  | 47 | 6.531 | 58314.199 | 3018.73 | 28.4817 | 6.531 |  | 58314.199 | 3018.73 | 6.531 |  | 6.531 |  | 6.531 |  | 6.531 |  | 6.531 |  | 6.531 |  | 6.531 |  | 6.531 | 6.531 | O/G Steam Under 100 MW | 0.22399 | 0.22399 |  | 6.787%
Columbia | Wisconsin |  | X |  | 8023 | 1 | 3431 | Coal Steam | 6 | 2026 | 2027 | Tangentially-fired |  |  |  | 575 | 1024.565 | 17113934.509 | 1604877.53 | 962.0127 | 1024.565 |  | 17113934.509 | 1604877.53 | 1024.565 |  | 1024.565 |  | 1024.565 |  | 1024.565 |  | 1024.565 |  | 1024.565 |  | 1024.565 |  | 726.2067 | 427.8484 | Coal Steam SCR Retrofit | 0.11973 | 0.05 |  | 61.16%
Columbia | Wisconsin |  | X |  | 8023 | 2 | 3432 | Coal Steam | 6 | 2026 | 2027 | Tangentially-fired | Y |  |  | 570 | 549.487 | 17012254.167 | 1656550 | 380.537 | 549.487 |  | 17012254.167 | 1656550 | 549.487 |  | 549.487 |  | 549.487 |  | 549.487 |  | 549.487 |  | 549.487 |  | 549.487 |  | 549.487 | 549.487 | Existing SCR | 0.064599 | 0.064599 |  | 57.54%
Concord | Wisconsin |  | X |  | 7159 | **1 | 2985 | Combustion Turbine |  |  |  | Combustion turbine |  |  |  |  | 7.222 | 204020.607 | 15175.91 | 6.716 | 7.222 |  | 204020.607 | 15175.91 | 7.222 |  | 7.222 |  | 7.222 |  | 7.222 |  | 7.222 |  | 7.222 |  | 7.222 |  | 7.222 | 7.222 | Not Coal Steam or O/G Steam | 0.070797 | 0.070797 |  | 3.89%
Concord | Wisconsin |  | X |  | 7159 | **2 | 2986 | Combustion Turbine |  |  |  | Combustion turbine |  |  |  |  | 11.423 | 291984.82 | 21404.88 | 9.6287 | 11.423 |  | 291984.82 | 21404.88 | 11.423 |  | 11.423 |  | 11.423 |  | 11.423 |  | 11.423 |  | 11.423 |  | 11.423 |  | 11.423 | 11.423 | Not Coal Steam or O/G Steam | 0.078244 | 0.078244 |  | 5.347%
Concord | Wisconsin |  | X |  | 7159 | **3 | 2987 | Combustion Turbine |  |  |  | Combustion turbine |  |  |  |  | 17.971 | 512701.107 | 37791.71 | 11.8153 | 17.971 |  | 512701.107 | 37791.71 | 17.971 |  | 17.971 |  | 17.971 |  | 17.971 |  | 17.971 |  | 17.971 |  | 17.971 |  | 17.971 | 17.971 | Not Coal Steam or O/G Steam | 0.070103 | 0.070103 |  | 7.22%
Concord | Wisconsin |  | X |  | 7159 | **4 | 2988 | Combustion Turbine |  |  |  | Combustion turbine |  |  |  |  | 14.569 | 390674.29 | 28665.89 | 11.1863 | 14.569 |  | 390674.29 | 28665.89 | 14.569 |  | 14.569 |  | 14.569 |  | 14.569 |  | 14.569 |  | 14.569 |  | 14.569 |  | 14.569 | 14.569 | Not Coal Steam or O/G Steam | 0.074584 | 0.074584 |  | 6.5%
Depere Energy Center | Wisconsin |  | X |  | 55029 | B01 | 3819 | Combustion Turbine |  |  |  | Combustion turbine |  |  |  |  | 58.484 | 1345035.99 | 118465.56 | 43.183 | 58.484 |  | 1345035.99 | 118465.56 | 58.484 |  | 58.484 |  | 58.484 |  | 58.484 |  | 58.484 |  | 58.484 |  | 58.484 |  | 58.484 | 58.484 | Not Coal Steam or O/G Steam | 0.086963 | 0.086963 |  | 12.28%
Edgewater (4050) | Wisconsin |  | X |  | 4050 | 5 | 2600 | Coal Steam | 6 | 2025 | 2026 | Dry bottom wall-fired boiler | Y |  |  | 416 | 364.451 | 13150392.9 | 1251844 | 209.1523 | 364.451 |  | 13150392.9 | 1251844 | 364.451 |  | 364.451 |  | 364.451 |  | 364.451 |  | 364.451 |  | 364.451 |  | 364.451 |  | 364.451 | 364.451 | Existing SCR | 0.055428 | 0.055428 |  | 44.56%
Elk Mound Generating Station | Wisconsin |  | X |  | 7863 | 1 | 3327 | Combustion Turbine |  |  |  | Combustion turbine |  |  |  |  | 7.125 | 279185.8 | 21791.2 | 2.6563 | 7.125 |  | 279185.8 | 21791.2 | 7.125 |  | 7.125 |  | 7.125 |  | 7.125 |  | 7.125 |  | 7.125 |  | 7.125 |  | 7.125 | 7.125 | Not Coal Steam or O/G Steam | 0.051041 | 0.051041 |  | 5.017%
Elk Mound Generating Station | Wisconsin |  | X |  | 7863 | 2 | 3328 | Combustion Turbine |  |  |  | Combustion turbine |  |  |  |  | 6.897 | 269853.7 | 21416.61 | 2.7917 | 6.897 |  | 269853.7 | 21416.61 | 6.897 |  | 6.897 |  | 6.897 |  | 6.897 |  | 6.897 |  | 6.897 |  | 6.897 |  | 6.897 | 6.897 | Not Coal Steam or O/G Steam | 0.051117 | 0.051117 |  | 5.266%
Elm Road Generating Station | Wisconsin |  | X |  | 56068 | 1 | 89796 | Coal Steam |  |  |  | Dry bottom wall-fired boiler | Y |  |  | 633 | 614.471 | 19597959.365 | 2223404.13 | 587.05 | 614.471 |  | 19597959.365 | 2223404.13 | 614.471 |  | 614.471 |  | 614.471 |  | 614.471 |  | 614.471 |  | 614.471 |  | 614.471 |  | 614.471 | 614.471 | Existing SCR | 0.062708 | 0.062708 |  | 76.85%
Elm Road Generating Station | Wisconsin |  | X |  | 56068 | 2 | 89798 | Coal Steam |  |  |  | Dry bottom wall-fired boiler | Y |  |  | 633 | 675.362 | 21022158.4 | 2292054 | 570.0773 | 675.362 |  | 21022158.4 | 2292054 | 675.362 |  | 675.362 |  | 675.362 |  | 675.362 |  | 675.362 |  | 675.362 |  | 675.362 |  | 675.362 | 675.362 | Existing SCR | 0.064252 | 0.064252 |  | 73.7%
Fitchburg Generating Station | Wisconsin |  | X |  | 3991 | 1 | 90092 | Combustion Turbine |  |  |  | Combustion turbine | [7 empty] | 0.12733 | [20 empty] | Not Coal Steam or O/G Steam | 0 | 0 |  | 0.02705%
Fitchburg Generating Station | Wisconsin |  | X |  | 3991 | 2 | 90093 | Combustion Turbine |  |  |  | Combustion turbine | [7 empty] | 0.13133 | [20 empty] | Not Coal Steam or O/G Steam | 0 | 0 |  | 0.02796%
Fox Energy Center | Wisconsin |  | X |  | 56031 | CTG-1 | 89359 | Combined Cycle |  |  |  | Combined cycle | Y |  |  |  | 23.26 | 5614893.639 | 819572.42 | 22.908 | 23.26 |  | 5614893.639 | 819572.42 | 23.26 |  | 23.26 |  | 23.26 |  | 23.26 |  | 23.26 |  | 23.26 |  | 23.26 |  | 23.26 | 23.26 | Not Coal Steam or O/G Steam | 0.0082851 | 0.0082851 |  | 52.74%
Fox Energy Center | Wisconsin |  | X |  | 56031 | CTG-2 | 89360 | Combined Cycle |  |  |  | Combined cycle | Y |  |  |  | 22.154 | 5382636.864 | 822269.63 | 22.009 | 22.154 |  | 5382636.864 | 822269.63 | 22.154 |  | 22.154 |  | 22.154 |  | 22.154 |  | 22.154 |  | 22.154 |  | 22.154 |  | 22.154 | 22.154 | Not Coal Steam or O/G Steam | 0.0082317 | 0.0082317 |  | 57.13%
French Island | Wisconsin |  | X |  | 4005 | 3 | 90016 | Combustion Turbine | 12 | 2030 | 2031 | Combustion turbine |  |  |  |  | 4.459 | 7432.2 | 390.6 | 3.7617 | 4.459 |  | 7432.2 | 390.6 | 4.459 |  | 4.459 |  | 4.459 |  | 4.459 |  | 4.459 |  | 4.459 |  | 4.459 |  | 4.459 | 4.459 | Not Coal Steam or O/G Steam | 1.1999 | 1.1999 |  | 0.1571%
French Island | Wisconsin |  | X |  | 4005 | 4 | 90032 | Combustion Turbine | 12 | 2030 | 2031 | Combustion turbine |  |  |  |  | 4.251 | 7084.1 | 390.1 | 2.9337 | 4.251 |  | 7084.1 | 390.1 | 4.251 |  | 4.251 |  | 4.251 |  | 4.251 |  | 4.251 |  | 4.251 |  | 4.251 |  | 4.251 | 4.251 | Not Coal Steam or O/G Steam | 1.2002 | 1.2002 |  | 0.1314%
Genoa | Wisconsin |  | X |  | 4143 | 1 | 2630 | Coal Steam |  |  | 2023 | Tangentially-fired |  |  |  | 349.31 |  |  |  | 162.048 | 0 | Y | 0 | 0 | 0 |  | 0 |  | 0 |  | 0 |  | 0 |  | 0 |  | 0 |  | 0 | 0 | Retired | 0 | 0 |  | 22.81%
Germantown Power Plant | Wisconsin |  | X |  | 6253 | **5 | 2873 | Combustion Turbine |  |  |  | Combustion turbine |  |  |  |  | 1.948 | 132186.039 | 10206.32 | 1.9523 | 1.948 |  | 132186.039 | 10206.32 | 1.948 |  | 1.948 |  | 1.948 |  | 1.948 |  | 1.948 |  | 1.948 |  | 1.948 |  | 1.948 | 1.948 | Not Coal Steam or O/G Steam | 0.029474 | 0.029474 |  | 2.662%
Germantown Power Plant | Wisconsin |  | X |  | 6253 | P30 | 90037 | Combustion Turbine |  |  |  | Combustion turbine |  |  |  |  | 10.433 | 17388.1 |  | 3.819 | 10.433 |  | 17388.1 |  | 10.433 |  | 10.433 |  | 10.433 |  | 10.433 |  | 10.433 |  | 10.433 |  | 10.433 |  | 10.433 | 10.433 | Not Coal Steam or O/G Steam | 1.2 | 1.2 |  | 0.2743%
Germantown Power Plant | Wisconsin |  | X |  | 6253 | P31 | 90038 | Combustion Turbine |  |  |  | Combustion turbine |  |  |  |  | 10.433 | 17388.1 |  | 4.4207 | 10.433 |  | 17388.1 |  | 10.433 |  | 10.433 |  | 10.433 |  | 10.433 |  | 10.433 |  | 10.433 |  | 10.433 |  | 10.433 | 10.433 | Not Coal Steam or O/G Steam | 1.2 | 1.2 |  | 0.3174%
Germantown Power Plant | Wisconsin |  | X |  | 6253 | P32 | 90039 | Combustion Turbine |  |  |  | Combustion turbine |  |  |  |  | 8.629 | 14381.8 |  | 4.0627 | 8.629 |  | 14381.8 |  | 8.629 |  | 8.629 |  | 8.629 |  | 8.629 |  | 8.629 |  | 8.629 |  | 8.629 |  | 8.629 | 8.629 | Not Coal Steam or O/G Steam | 1.2 | 1.2 |  | 0.2918%
Germantown Power Plant | Wisconsin |  | X |  | 6253 | P33 | 90040 | Combustion Turbine |  |  |  | Combustion turbine |  |  |  |  | 1.17 | 1950.1 |  | 1.609 | 1.17 |  | 1950.1 |  | 1.17 |  | 1.17 |  | 1.17 |  | 1.17 |  | 1.17 |  | 1.17 |  | 1.17 |  | 1.17 | 1.17 | Not Coal Steam or O/G Steam | 1.1999 | 1.1999 |  | 0.1155%
Germantown Power Plant | Wisconsin |  | X |  | 6253 | P34 | 90234 | Combustion Turbine |  |  |  | Combustion turbine |  |  |  |  | 10.092 | 16819.5 |  | 4.4367 | 10.092 |  | 16819.5 |  | 10.092 |  | 10.092 |  | 10.092 |  | 10.092 |  | 10.092 |  | 10.092 |  | 10.092 |  | 10.092 | 10.092 | Not Coal Steam or O/G Steam | 1.2 | 1.2 |  | 0.3186%
Germantown Power Plant | Wisconsin |  | X |  | 6253 | P35 | 90235 | Combustion Turbine |  |  |  | Combustion turbine |  |  |  |  | 10.092 | 16819.5 |  | 4.3717 | 10.092 |  | 16819.5 |  | 10.092 |  | 10.092 |  | 10.092 |  | 10.092 |  | 10.092 |  | 10.092 |  | 10.092 |  | 10.092 | 10.092 | Not Coal Steam or O/G Steam | 1.2 | 1.2 |  | 0.314%
Germantown Power Plant | Wisconsin |  | X |  | 6253 | P36 | 90236 | Combustion Turbine |  |  |  | Combustion turbine |  |  |  |  | 10.141 | 16900.7 |  | 4.567 | 10.141 |  | 16900.7 |  | 10.141 |  | 10.141 |  | 10.141 |  | 10.141 |  | 10.141 |  | 10.141 |  | 10.141 |  | 10.141 | 10.141 | Not Coal Steam or O/G Steam | 1.2001 | 1.2001 |  | 0.328%
Germantown Power Plant | Wisconsin |  | X |  | 6253 | P37 | 90237 | Combustion Turbine |  |  |  | Combustion turbine |  |  |  |  | 10.141 | 16900.7 |  | 4.502 | 10.141 |  | 16900.7 |  | 10.141 |  | 10.141 |  | 10.141 |  | 10.141 |  | 10.141 |  | 10.141 |  | 10.141 |  | 10.141 | 10.141 | Not Coal Steam or O/G Steam | 1.2001 | 1.2001 |  | 0.3233%
Island Street Peaking Plant | Wisconsin |  | X |  | 55836 | 1A | 89407 | Combustion Turbine |  |  |  | Combustion turbine |  |  |  |  | 1.934 | 35802.18 | 2609.51 | 1.143 | 1.934 |  | 35802.18 | 2609.51 | 1.934 |  | 1.934 |  | 1.934 |  | 1.934 |  | 1.934 |  | 1.934 |  | 1.934 |  | 1.934 | 1.934 | Not Coal Steam or O/G Steam | 0.10804 | 0.10804 |  | 1.785%
Island Street Peaking Plant | Wisconsin |  | X |  | 55836 | 1B | 89408 | Combustion Turbine |  |  |  | Combustion turbine |  |  |  |  | 1.727 | 34776.645 | 2470.01 | 1.0287 | 1.727 |  | 34776.645 | 2470.01 | 1.727 |  | 1.727 |  | 1.727 |  | 1.727 |  | 1.727 |  | 1.727 |  | 1.727 |  | 1.727 | 1.727 | Not Coal Steam or O/G Steam | 0.09932 | 0.09932 |  | 1.742%
J P Madgett | Wisconsin |  | X |  | 4271 | B1 | 2653 | Coal Steam |  |  |  | Dry bottom turbo-fired boiler | Y |  |  | 390 | 333.792 | 8941523.763 | 817994.85 | 302.238 | 333.792 |  | 8941523.763 | 817994.85 | 333.792 |  | 333.792 |  | 333.792 |  | 333.792 |  | 333.792 |  | 333.792 |  | 333.792 |  | 333.792 | 333.792 | Existing SCR | 0.074661 | 0.074661 |  | 43.87%
Manitowoc | Wisconsin |  | X |  | 4125 | 8 | 2621 | Biomass |  |  |  | Circulating fluidized bed boiler |  |  |  |  | 5.935 | 178382.43 |  | 3.375 | 5.935 |  | 178382.43 |  | 5.935 |  | 5.935 |  | 5.935 |  | 5.935 |  | 5.935 |  | 5.935 |  | 5.935 |  | 5.935 | 5.935 | Not Coal Steam or O/G Steam | 0.066542 | 0.066542 |  | 7.891%
Manitowoc | Wisconsin |  | X |  | 4125 | 9 | 2622 | Coal Steam |  |  |  | Circulating fluidized bed boiler |  | Y |  | 58 | 44.593 | 1092116.531 |  | 33.8827 | 44.593 |  | 1092116.531 |  | 44.593 |  | 44.593 |  | 44.593 |  | 44.593 |  | 44.593 |  | 25.3589 | Y | 25.3589 |  | 25.3589 | 25.3589 | Coal Steam Under 100 MW, Existing SNCR | 0.04644 | 0.04644 |  | 34.63%
Marshfield Utilities Combustion Turbine | Wisconsin |  | X |  | 56480 | 1A | 89761 | Combustion Turbine |  |  |  | Combustion turbine |  |  |  |  | 1.657 | 38078.603 | 3466.39 | 0.64933 | 1.657 |  | 38078.603 | 3466.39 | 1.657 |  | 1.657 |  | 1.657 |  | 1.657 |  | 1.657 |  | 1.657 |  | 1.657 |  | 1.657 | 1.657 | Not Coal Steam or O/G Steam | 0.087031 | 0.087031 |  | 1.246%
Marshfield Utilities Combustion Turbine | Wisconsin |  | X |  | 56480 | 1B | 89762 | Combustion Turbine |  |  |  | Combustion turbine |  |  |  |  | 1.472 | 38063.522 | 3330.24 | 0.58167 | 1.472 |  | 38063.522 | 3330.24 | 1.472 |  | 1.472 |  | 1.472 |  | 1.472 |  | 1.472 |  | 1.472 |  | 1.472 |  | 1.472 | 1.472 | Not Coal Steam or O/G Steam | 0.077344 | 0.077344 |  | 1.243%
Neenah Energy Facility | Wisconsin |  | X |  | 55135 | CT01 | 3973 | Combustion Turbine |  |  |  | Combustion turbine |  |  |  |  | 46.806 | 1544904.9 | 134441.37 | 38.0387 | 46.806 |  | 1544904.9 | 134441.37 | 46.806 |  | 46.806 |  | 46.806 |  | 46.806 |  | 46.806 |  | 46.806 |  | 46.806 |  | 46.806 | 46.806 | Not Coal Steam or O/G Steam | 0.060594 | 0.060594 |  | 21.57%
Neenah Energy Facility | Wisconsin |  | X |  | 55135 | CT02 | 3974 | Combustion Turbine |  |  |  | Combustion turbine |  |  |  |  | 48.96 | 1476280.3 | 129513.52 | 39.754 | 48.96 |  | 1476280.3 | 129513.52 | 48.96 |  | 48.96 |  | 48.96 |  | 48.96 |  | 48.96 |  | 48.96 |  | 48.96 |  | 48.96 | 48.96 | Not Coal Steam or O/G Steam | 0.066329 | 0.066329 |  | 21.09%
Paris | Wisconsin |  | X |  | 7270 | **1 | 3066 | Combustion Turbine |  |  |  | Combustion turbine |  |  |  |  | 11.844 | 296772.933 | 20960.95 | 11.179 | 11.844 |  | 296772.933 | 20960.95 | 11.844 |  | 11.844 |  | 11.844 |  | 11.844 |  | 11.844 |  | 11.844 |  | 11.844 |  | 11.844 | 11.844 | Not Coal Steam or O/G Steam | 0.079819 | 0.079819 |  | 6.107%
Paris | Wisconsin |  | X |  | 7270 | **2 | 3067 | Combustion Turbine |  |  |  | Combustion turbine |  |  |  |  | 14.562 | 357725.1 | 25771.66 | 7.6093 | 14.562 |  | 357725.1 | 25771.66 | 14.562 |  | 14.562 |  | 14.562 |  | 14.562 |  | 14.562 |  | 14.562 |  | 14.562 |  | 14.562 | 14.562 | Not Coal Steam or O/G Steam | 0.081414 | 0.081414 |  | 3.647%
Paris | Wisconsin |  | X |  | 7270 | **3 | 3068 | Combustion Turbine |  |  |  | Combustion turbine |  |  |  |  | 12.326 | 310168.771 | 22906.31 | 8.878 | 12.326 |  | 310168.771 | 22906.31 | 12.326 |  | 12.326 |  | 12.326 |  | 12.326 |  | 12.326 |  | 12.326 |  | 12.326 |  | 12.326 | 12.326 | Not Coal Steam or O/G Steam | 0.079479 | 0.079479 |  | 4.266%
Paris | Wisconsin |  | X |  | 7270 | **4 | 3069 | Combustion Turbine |  |  |  | Combustion turbine |  |  |  |  | 9.882 | 254706.878 | 18641.71 | 10.974 | 9.882 |  | 254706.878 | 18641.71 | 9.882 |  | 9.882 |  | 9.882 |  | 9.882 |  | 9.882 |  | 9.882 |  | 9.882 |  | 9.882 | 9.882 | Not Coal Steam or O/G Steam | 0.077595 | 0.077595 |  | 6.203%
Port Washington Generating Station | Wisconsin |  | X |  | 4040 | 11 | 89429 | Combined Cycle |  |  |  | Combined cycle | Y |  |  |  | 28.787 | 5234237.099 | 761887.09 | 28.2127 | 28.787 |  | 5234237.099 | 761887.09 | 28.787 |  | 28.787 |  | 28.787 |  | 28.787 |  | 28.787 |  | 28.787 |  | 28.787 |  | 28.787 | 28.787 | Not Coal Steam or O/G Steam | 0.011 | 0.011 |  | 62.7%
Port Washington Generating Station | Wisconsin |  | X |  | 4040 | 12 | 89430 | Combined Cycle |  |  |  | Combined cycle | Y |  |  |  | 22.232 | 5286185.772 | 774296.24 | 26.309 | 22.232 |  | 5286185.772 | 774296.24 | 22.232 |  | 22.232 |  | 22.232 |  | 22.232 |  | 22.232 |  | 22.232 |  | 22.232 |  | 22.232 | 22.232 | Not Coal Steam or O/G Steam | 0.0084114 | 0.0084114 |  | 62.56%
Port Washington Generating Station | Wisconsin |  | X |  | 4040 | 21 | 89431 | Combined Cycle |  |  |  | Combined cycle | Y |  |  |  | 29.328 | 5404726.83 | 791590.93 | 29.5743 | 29.328 |  | 5404726.83 | 791590.93 | 29.328 |  | 29.328 |  | 29.328 |  | 29.328 |  | 29.328 |  | 29.328 |  | 29.328 |  | 29.328 | 29.328 | Not Coal Steam or O/G Steam | 0.010853 | 0.010853 |  | 66.7%
Port Washington Generating Station | Wisconsin |  | X |  | 4040 | 22 | 89432 | Combined Cycle |  |  |  | Combined cycle | Y |  |  |  | 27.855 | 5505561.695 | 806529.02 | 30.737 | 27.855 |  | 5505561.695 | 806529.02 | 27.855 |  | 27.855 |  | 27.855 |  | 27.855 |  | 27.855 |  | 27.855 |  | 27.855 |  | 27.855 | 27.855 | Not Coal Steam or O/G Steam | 0.010119 | 0.010119 |  | 67.52%
Pulliam | Wisconsin |  | X |  | 4072 | 32 | 9282 | Combustion Turbine |  |  |  | Combustion turbine |  |  |  |  | 6.002 | 441166.106 | 35280.49 | 4.6503 | 6.002 |  | 441166.106 | 35280.49 | 6.002 |  | 6.002 |  | 6.002 |  | 6.002 |  | 6.002 |  | 6.002 |  | 6.002 |  | 6.002 | 6.002 | Not Coal Steam or O/G Steam | 0.02721 | 0.02721 |  | 8.496%
Riverside Energy Center | Wisconsin |  | X |  | 55641 | CT-01 | 8684 | Combined Cycle |  |  |  | Combined cycle | Y |  |  |  | 12.262 | 4254382.898 | 635055.2 | 12 | 12.262 |  | 4254382.898 | 635055.2 | 12.262 |  | 12.262 |  | 12.262 |  | 12.262 |  | 12.262 |  | 12.262 |  | 12.262 |  | 12.262 | 12.262 | Not Coal Steam or O/G Steam | 0.0057644 | 0.0057644 |  | 51.67%
Riverside Energy Center | Wisconsin |  | X |  | 55641 | CT-02 | 8686 | Combined Cycle |  |  |  | Combined cycle | Y |  |  |  | 12.726 | 4113486.978 | 609965.27 | 10.7423 | 12.726 |  | 4113486.978 | 609965.27 | 12.726 |  | 12.726 |  | 12.726 |  | 12.726 |  | 12.726 |  | 12.726 |  | 12.726 |  | 12.726 | 12.726 | Not Coal Steam or O/G Steam | 0.0061875 | 0.0061875 |  | 44.13%
Riverside Energy Center | Wisconsin |  | X |  | 55641 | CT-03 | 91315 | Combined Cycle |  |  |  | Combined cycle | Y |  |  |  | 17.95 | 4068850.46 | 612506.01 | 10.2903 | 17.95 |  | 4068850.46 | 612506.01 | 17.95 |  | 17.95 |  | 17.95 |  | 17.95 |  | 17.95 |  | 17.95 |  | 17.95 |  | 17.95 | 17.95 | Not Coal Steam or O/G Steam | 0.0088231 | 0.0088231 |  | 27.42%
Riverside Energy Center | Wisconsin |  | X |  | 55641 | CT-04 | 91316 | Combined Cycle |  |  |  | Combined cycle | Y |  |  |  | 19.912 | 4854628.377 | 705274.97 | 11.518 | 19.912 |  | 4854628.377 | 705274.97 | 19.912 |  | 19.912 |  | 19.912 |  | 19.912 |  | 19.912 |  | 19.912 |  | 19.912 |  | 19.912 | 19.912 | Not Coal Steam or O/G Steam | 0.0082033 | 0.0082033 |  | 32.35%
Rockgen Energy Center | Wisconsin |  | X |  | 55391 | CT-1 | 4652 | Combustion Turbine |  |  |  | Combustion turbine |  |  |  |  | 36.924 | 1663985.719 | 146434.48 | 31.4117 | 36.924 |  | 1663985.719 | 146434.48 | 36.924 |  | 36.924 |  | 36.924 |  | 36.924 |  | 36.924 |  | 36.924 |  | 36.924 |  | 36.924 | 36.924 | Not Coal Steam or O/G Steam | 0.04438 | 0.04438 |  | 17.93%
Rockgen Energy Center | Wisconsin |  | X |  | 55391 | CT-2 | 4653 | Combustion Turbine |  |  |  | Combustion turbine |  |  |  |  | 29.024 | 1452446.756 | 127952.45 | 24.862 | 29.024 |  | 1452446.756 | 127952.45 | 29.024 |  | 29.024 |  | 29.024 |  | 29.024 |  | 29.024 |  | 29.024 |  | 29.024 |  | 29.024 | 29.024 | Not Coal Steam or O/G Steam | 0.039966 | 0.039966 |  | 16%
Rockgen Energy Center | Wisconsin |  | X |  | 55391 | CT-3 | 4654 | Combustion Turbine |  |  |  | Combustion turbine |  |  |  |  | 40.849 | 1597779.969 | 140581.13 | 29.09 | 40.849 |  | 1597779.969 | 140581.13 | 40.849 |  | 40.849 |  | 40.849 |  | 40.849 |  | 40.849 |  | 40.849 |  | 40.849 |  | 40.849 | 40.849 | Not Coal Steam or O/G Steam | 0.051132 | 0.051132 |  | 16.93%
Rothschild Biomass Cogeneration Facility | Wisconsin |  | X |  | 58124 | 1 | 90829 | Biomass |  |  |  | Circulating fluidized bed boiler |  | Y |  |  | 56.21 | 1451242.354 |  | 42.148 | 56.21 |  | 1451242.354 |  | 56.21 |  | 56.21 |  | 56.21 |  | 56.21 |  | 56.21 |  | 56.0978 | Y | 56.0978 |  | 56.0978 | 56.0978 | Not Coal Steam or O/G Steam | 0.07731 | 0.07731 |  | 34.8%
Sheboygan Falls Energy Facility | Wisconsin |  | X |  | 56166 | 1 | 89520 | Combustion Turbine |  |  |  | Combustion turbine |  |  |  |  | 22.063 | 1415495.283 | 126998.13 | 23.3573 | 22.063 |  | 1415495.283 | 126998.13 | 22.063 |  | 22.063 |  | 22.063 |  | 22.063 |  | 22.063 |  | 22.063 |  | 22.063 |  | 22.063 | 22.063 | Not Coal Steam or O/G Steam | 0.031174 | 0.031174 |  | 22.97%
Sheboygan Falls Energy Facility | Wisconsin |  | X |  | 56166 | 2 | 89521 | Combustion Turbine |  |  |  | Combustion turbine |  |  |  |  | 25.501 | 1580235.275 | 141610.26 | 21.4087 | 25.501 |  | 1580235.275 | 141610.26 | 25.501 |  | 25.501 |  | 25.501 |  | 25.501 |  | 25.501 |  | 25.501 |  | 25.501 |  | 25.501 | 25.501 | Not Coal Steam or O/G Steam | 0.032275 | 0.032275 |  | 20.6%
South Fond Du Lac | Wisconsin |  | X |  | 7203 | **CT1 | 2999 | Combustion Turbine |  |  |  | Combustion turbine |  |  |  |  | 5.133 | 187348.674 | 11031.75 | 3.5597 | 5.133 |  | 187348.674 | 11031.75 | 5.133 |  | 5.133 |  | 5.133 |  | 5.133 |  | 5.133 |  | 5.133 |  | 5.133 |  | 5.133 | 5.133 | Not Coal Steam or O/G Steam | 0.054796 | 0.054796 |  | 2.446%
South Fond Du Lac | Wisconsin |  | X |  | 7203 | **CT2 | 3000 | Combustion Turbine |  |  |  | Combustion turbine |  |  |  |  | 8.003 | 218069.888 | 13046.94 | 4.78 | 8.003 |  | 218069.888 | 13046.94 | 8.003 |  | 8.003 |  | 8.003 |  | 8.003 |  | 8.003 |  | 8.003 |  | 8.003 |  | 8.003 | 8.003 | Not Coal Steam or O/G Steam | 0.073398 | 0.073398 |  | 2.669%
South Fond Du Lac | Wisconsin |  | X |  | 7203 | **CT3 | 3001 | Combustion Turbine |  |  |  | Combustion turbine |  |  |  |  | 6.309 | 211905.047 | 12880.9 | 3.9633 | 6.309 |  | 211905.047 | 12880.9 | 6.309 |  | 6.309 |  | 6.309 |  | 6.309 |  | 6.309 |  | 6.309 |  | 6.309 |  | 6.309 | 6.309 | Not Coal Steam or O/G Steam | 0.059546 | 0.059546 |  | 2.666%
South Fond Du Lac | Wisconsin |  | X |  | 7203 | **CT4 | 3002 | Combustion Turbine |  |  |  | Combustion turbine |  |  |  |  | 6.736 | 212165.724 | 12735.72 | 4.1683 | 6.736 |  | 212165.724 | 12735.72 | 6.736 |  | 6.736 |  | 6.736 |  | 6.736 |  | 6.736 |  | 6.736 |  | 6.736 |  | 6.736 | 6.736 | Not Coal Steam or O/G Steam | 0.063498 | 0.063498 |  | 2.616%
South Oak Creek | Wisconsin |  | X |  | 4041 | 5 | 2590 | Coal Steam | 5 | 2024 | 2025 | Dry bottom wall-fired boiler | Y |  | Y | 241 | 39.557 | 988664.213 | 91503.7 | 70.2883 | 39.557 |  | 988664.213 | 91503.7 | 39.557 |  | 39.557 |  | 39.557 |  | 39.5466 | Optimize SCR | 39.5466 |  | 39.5466 |  | 39.5466 |  | 39.5466 | 39.5466 | Existing SCR | 0.08 | 0.08 |  | 15.07%
South Oak Creek | Wisconsin |  | X |  | 4041 | 6 | 2591 | Coal Steam | 5 | 2024 | 2025 | Dry bottom wall-fired boiler | Y |  | Y | 245 | 267.625 | 6765183.507 | 635505.84 | 163.5333 | 267.625 |  | 6765183.507 | 635505.84 | 267.625 |  | 267.625 |  | 267.625 |  | 267.625 |  | 267.625 |  | 267.625 |  | 267.625 |  | 267.625 | 267.625 | Existing SCR | 0.079118 | 0.079118 |  | 40.84%
South Oak Creek | Wisconsin |  | X |  | 4041 | 7 | 2592 | Coal Steam | 12 | 2025 | 2026 | Tangentially-fired | Y |  | Y | 303 | 216.904 | 6681842.487 | 666064.88 | 232.483 | 216.904 |  | 6681842.487 | 666064.88 | 216.904 |  | 216.904 |  | 216.904 |  | 216.904 |  | 216.904 |  | 216.904 |  | 216.904 |  | 216.904 | 216.904 | Existing SCR | 0.064923 | 0.064923 |  | 44.76%
South Oak Creek | Wisconsin |  | X |  | 4041 | 8 | 2593 | Coal Steam | 12 | 2025 | 2026 | Tangentially-fired | Y |  | Y | 309 | 206.843 | 6394861.566 | 633447.32 | 193.317 | 206.843 |  | 6394861.566 | 633447.32 | 206.843 |  | 206.843 |  | 206.843 |  | 206.843 |  | 206.843 |  | 206.843 |  | 206.843 |  | 206.843 | 206.843 | Existing SCR | 0.06469 | 0.06469 |  | 39.85%
Valley (WEPCO) | Wisconsin |  | X |  | 4042 | 1 | 2594 | O/G Steam |  |  |  | Dry bottom wall-fired boiler |  |  | Y | 64 | 17.137 | 534712.289 |  | 24.4093 | 17.137 |  | 534712.289 |  | 17.137 |  | 17.137 |  | 17.137 |  | 17.137 |  | 17.137 |  | 17.137 |  | 17.137 |  | 17.137 | 17.137 | O/G Steam Under 100 MW | 0.064098 | 0.064098 |  | 21.02%
Valley (WEPCO) | Wisconsin |  | X |  | 4042 | 2 | 2595 | O/G Steam |  |  |  | Dry bottom wall-fired boiler |  |  | Y | 64 | 17.659 | 554115.834 |  | 23.967 | 17.659 |  | 554115.834 |  | 17.659 |  | 17.659 |  | 17.659 |  | 17.659 |  | 17.659 |  | 17.659 |  | 17.659 |  | 17.659 | 17.659 | O/G Steam Under 100 MW | 0.063738 | 0.063738 |  | 21.52%
Valley (WEPCO) | Wisconsin |  | X |  | 4042 | 3 | 2596 | O/G Steam |  |  |  | Dry bottom wall-fired boiler |  |  | Y | 70 | 27.079 | 800859.317 |  | 24.255 | 27.079 |  | 800859.317 |  | 27.079 |  | 27.079 |  | 27.079 |  | 27.079 |  | 27.079 |  | 27.079 |  | 27.079 |  | 27.079 | 27.079 | O/G Steam Under 100 MW | 0.067625 | 0.067625 |  | 16.76%
Valley (WEPCO) | Wisconsin |  | X |  | 4042 | 4 | 2597 | O/G Steam |  |  |  | Dry bottom wall-fired boiler |  |  | Y | 70 | 27.225 | 805983.407 |  | 24.089 | 27.225 |  | 805983.407 |  | 27.225 |  | 27.225 |  | 27.225 |  | 27.225 |  | 27.225 |  | 27.225 |  | 27.225 |  | 27.225 | 27.225 | O/G Steam Under 100 MW | 0.067557 | 0.067557 |  | 19.58%
West Campus Cogeneration Facility | Wisconsin |  | X |  | 7991 | U1 | 10043 | Combined Cycle |  |  |  | Combined cycle | Y |  |  |  | 3.569 | 697707.539 | 86349.88 | 4.1257 | 3.569 |  | 697707.539 | 86349.88 | 3.569 |  | 3.569 |  | 3.569 |  | 3.569 |  | 3.569 |  | 3.569 |  | 3.569 |  | 3.569 | 3.569 | Not Coal Steam or O/G Steam | 0.010231 | 0.010231 |  | 32.73%
West Campus Cogeneration Facility | Wisconsin |  | X |  | 7991 | U2 | 10044 | Combined Cycle |  |  |  | Combined cycle | Y |  |  |  | 3.504 | 727548.635 | 88475.27 | 4.435 | 3.504 |  | 727548.635 | 88475.27 | 3.504 |  | 3.504 |  | 3.504 |  | 3.504 |  | 3.504 |  | 3.504 |  | 3.504 |  | 3.504 | 3.504 | Not Coal Steam or O/G Steam | 0.0096323 | 0.0096323 |  | 34.84%
West Marinette | Wisconsin |  | X |  | 4076 | **33 | 2611 | Combustion Turbine |  |  |  | Combustion turbine |  |  |  |  | 18 | 280285.8 | 22403.74 | 10.55 | 18 |  | 280285.8 | 22403.74 | 18 |  | 18 |  | 18 |  | 18 |  | 18 |  | 18 |  | 18 |  | 18 | 18 | Not Coal Steam or O/G Steam | 0.12844 | 0.12844 |  | 3.481%
West Marinette | Wisconsin |  | X |  | 4076 | **34 | 2612 | Combustion Turbine |  |  |  | Combustion turbine |  |  |  |  | 12.829 | 384835 | 28519.1 | 11.6353 | 12.829 |  | 384835 | 28519.1 | 12.829 |  | 12.829 |  | 12.829 |  | 12.829 |  | 12.829 |  | 12.829 |  | 12.829 |  | 12.829 | 12.829 | Not Coal Steam or O/G Steam | 0.066673 | 0.066673 |  | 9.83%
West Marinette | Wisconsin |  | X |  | 4076 | 31A | 89871 | Combustion Turbine |  |  |  | Combustion turbine |  |  |  |  | 6.851 | 46563.482 | 2614.26 | 4.117 | 6.851 |  | 46563.482 | 2614.26 | 6.851 |  | 6.851 |  | 6.851 |  | 6.851 |  | 6.851 |  | 6.851 |  | 6.851 |  | 6.851 | 6.851 | Not Coal Steam or O/G Steam | 0.29426 | 0.29426 |  | 2.155%
West Marinette | Wisconsin |  | X |  | 4076 | 31B | 89872 | Combustion Turbine |  |  |  | Combustion turbine |  |  |  |  | 6.398 | 45735.169 | 2575.64 | 4.105 | 6.398 |  | 45735.169 | 2575.64 | 6.398 |  | 6.398 |  | 6.398 |  | 6.398 |  | 6.398 |  | 6.398 |  | 6.398 |  | 6.398 | 6.398 | Not Coal Steam or O/G Steam | 0.27978 | 0.27978 |  | 2.074%
West Marinette | Wisconsin |  | X |  | 4076 | 32A | 89873 | Combustion Turbine |  |  |  | Combustion turbine |  |  |  |  | 11.835 | 74178.155 | 4362.81 | 6.6793 | 11.835 |  | 74178.155 | 4362.81 | 11.835 |  | 11.835 |  | 11.835 |  | 11.835 |  | 11.835 |  | 11.835 |  | 11.835 |  | 11.835 | 11.835 | Not Coal Steam or O/G Steam | 0.3191 | 0.3191 |  | 3.07%
West Marinette | Wisconsin |  | X |  | 4076 | 32B | 89874 | Combustion Turbine |  |  |  | Combustion turbine |  |  |  |  | 11.465 | 70314.106 | 4169.12 | 6.0197 | 11.465 |  | 70314.106 | 4169.12 | 11.465 |  | 11.465 |  | 11.465 |  | 11.465 |  | 11.465 |  | 11.465 |  | 11.465 |  | 11.465 | 11.465 | Not Coal Steam or O/G Steam | 0.32611 | 0.32611 |  | 2.911%
Weston | Wisconsin |  | X |  | 4078 | 2 | 2614 | O/G Steam | 1 | 2024 | 2024 | Dry bottom wall-fired boiler |  |  |  | 78 | 0.053 | 2126.426 | 0 | 0.67767 | 0.053 |  | 2126.426 | 0 | 0.053 |  | 0.053 |  | 0.053 |  | 0.053 |  | 0.053 |  | 0.053 |  | 0.053 |  | 0.053 | 0.053 | O/G Steam Under 100 MW | 0.049849 | 0.049849 |  | 0.2662%
Weston | Wisconsin |  | X |  | 4078 | 3 | 2615 | Coal Steam |  |  |  | Tangentially-fired |  |  |  | 327 | 235.975 | 8328866.281 | 922160.76 | 161.041 | 235.975 |  | 8328866.281 | 922160.76 | 235.975 |  | 235.975 |  | 235.975 |  | 235.975 |  | 235.975 |  | 235.975 |  | 235.975 |  | 235.975 | 235.975 | Coal Steam Under 0.08 lb/mmBtu | 0.056664 | 0.056664 |  | 34.23%
Weston | Wisconsin |  | X |  | 4078 | 32A | 89867 | Combustion Turbine |  |  |  | Combustion turbine |  |  |  |  | 11.878 | 61525.945 | 4001.6 | 3.9593 | 11.878 |  | 61525.945 | 4001.6 | 11.878 |  | 11.878 |  | 11.878 |  | 11.878 |  | 11.878 |  | 11.878 |  | 11.878 |  | 11.878 | 11.878 | Not Coal Steam or O/G Steam | 0.38611 | 0.38611 |  | 1.287%
Weston | Wisconsin |  | X |  | 4078 | 32B | 89875 | Combustion Turbine |  |  |  | Combustion turbine |  |  |  |  | 11.555 | 61192.047 | 4004.39 | 4.6973 | 11.555 |  | 61192.047 | 4004.39 | 11.555 |  | 11.555 |  | 11.555 |  | 11.555 |  | 11.555 |  | 11.555 |  | 11.555 |  | 11.555 | 11.555 | Not Coal Steam or O/G Steam | 0.37766 | 0.37766 |  | 1.552%
Weston | Wisconsin |  | X |  | 4078 | 4 | 89565 | Coal Steam |  |  |  | Dry bottom wall-fired boiler | Y |  |  | 550 | 355.621 | 12998136.206 | 1567376.94 | 375.392 | 355.621 |  | 12998136.206 | 1567376.94 | 355.621 |  | 355.621 |  | 355.621 |  | 355.621 |  | 355.621 |  | 355.621 |  | 355.621 |  | 355.621 | 355.621 | Existing SCR | 0.054719 | 0.054719 |  | 72.48%
Wheaton Generating Plant | Wisconsin |  | X |  | 4014 | 1 | 89998 | Combustion Turbine | 12 | 2025 | 2026 | Combustion turbine |  |  |  |  | 43.145 | 292513.8 | 20015.55 | 19.7363 | 43.145 |  | 292513.8 | 20015.55 | 43.145 |  | 43.145 |  | 43.145 |  | 43.145 |  | 43.145 |  | 43.145 |  | 43.145 |  | 43.145 | 43.145 | Not Coal Steam or O/G Steam | 0.29499 | 0.29499 |  | 4.203%
Wheaton Generating Plant | Wisconsin |  | X |  | 4014 | 2 | 89999 | Combustion Turbine | 12 | 2025 | 2026 | Combustion turbine |  |  |  |  | 60.022 | 351000.5 | 24851.78 | 29.6867 | 60.022 |  | 351000.5 | 24851.78 | 60.022 |  | 60.022 |  | 60.022 |  | 60.022 |  | 60.022 |  | 60.022 |  | 60.022 |  | 60.022 | 60.022 | Not Coal Steam or O/G Steam | 0.34201 | 0.34201 |  | 5.449%
Wheaton Generating Plant | Wisconsin |  | X |  | 4014 | 3 | 90000 | Combustion Turbine | 12 | 2025 | 2026 | Combustion turbine |  |  |  |  | 47.311 | 320748.9 | 22172.62 | 22.358 | 47.311 |  | 320748.9 | 22172.62 | 47.311 |  | 47.311 |  | 47.311 |  | 47.311 |  | 47.311 |  | 47.311 |  | 47.311 |  | 47.311 | 47.311 | Not Coal Steam or O/G Steam | 0.295 | 0.295 |  | 4.756%
Wheaton Generating Plant | Wisconsin |  | X |  | 4014 | 4 | 90001 | Combustion Turbine | 12 | 2025 | 2026 | Combustion turbine |  |  |  |  | 54.476 | 369323.7 | 26581.52 | 26.275 | 54.476 |  | 369323.7 | 26581.52 | 54.476 |  | 54.476 |  | 54.476 |  | 54.476 |  | 54.476 |  | 54.476 |  | 54.476 |  | 54.476 | 54.476 | Not Coal Steam or O/G Steam | 0.295 | 0.295 |  | 5.591%
Wheaton Generating Plant | Wisconsin |  | X |  | 4014 | 5 | 90002 | Combustion Turbine |  |  | 2023 | Combustion turbine | [8 empty] | 0 | Y | 0 | 0 | 0 |  | 0 |  | 0 |  | 0 |  | 0 |  | 0 |  | 0 |  | 0 | 0 | Not Coal Steam or O/G Steam | 0 | 0
Wheaton Generating Plant | Wisconsin |  | X |  | 4014 | 6 | 90003 | Combustion Turbine | 12 | 2025 | 2026 | Combustion turbine |  |  |  |  | 4.889 | 8148 | 456.89 | 2.9763 | 4.889 |  | 8148 | 456.89 | 4.889 |  | 4.889 |  | 4.889 |  | 4.889 |  | 4.889 |  | 4.889 |  | 4.889 |  | 4.889 | 4.889 | Not Coal Steam or O/G Steam | 1.2 | 1.2 |  | 0.1485%
Whitewater Cogeneration Facility | Wisconsin |  | X |  | 55011 | 01 | 3813 | Combined Cycle |  |  |  | Combined cycle | Y |  |  |  | 24.657 | 3003403.931 | 370963.57 | 25.1807 | 24.657 |  | 3003403.931 | 370963.57 | 24.657 |  | 24.657 |  | 24.657 |  | 18.0204 | Optimize SCR | 18.0204 |  | 18.0204 |  | 18.0204 |  | 18.0204 | 18.0204 | Not Coal Steam or O/G Steam | 0.012 | 0.012 |  | 37.6%
Cheyenne Prairie Generating Station | Wyoming |  |  |  | 57703 | CT01 | 90707 | Combined Cycle |  |  |  | Combined cycle | Y |  |  |  | 2.318 | 577426.416 | 59763.32 | 1.8457 | 2.318 |  | 577426.416 | 59763.32 | 2.318 |  | 2.318 |  | 2.318 |  | 2.318 |  | 2.318 |  | 2.318 |  | 2.318 |  | 2.318 | 2.318 | Not Coal Steam or O/G Steam | 0.0080287 | 0.0080287 |  | 32.85%
Cheyenne Prairie Generating Station | Wyoming |  |  |  | 57703 | CT02 | 90708 | Combined Cycle |  |  |  | Combined cycle | Y |  |  |  | 1.73 | 411782.804 | 39764.08 | 1.9397 | 1.73 |  | 411782.804 | 39764.08 | 1.73 |  | 1.73 |  | 1.73 |  | 1.73 |  | 1.73 |  | 1.73 |  | 1.73 |  | 1.73 | 1.73 | Not Coal Steam or O/G Steam | 0.0084025 | 0.0084025 |  | 34.82%
Cheyenne Prairie Generating Station | Wyoming |  |  |  | 57703 | CT03 | 90709 | Combustion Turbine |  |  |  | Combustion turbine | Y |  |  |  | 0.201 | 23503.034 | 2296 | 0.26533 | 0.201 |  | 23503.034 | 2296 | 0.201 |  | 0.201 |  | 0.201 |  | 0.201 |  | 0.201 |  | 0.201 |  | 0.201 |  | 0.201 | 0.201 | Not Coal Steam or O/G Steam | 0.017104 | 0.017104 |  | 2.346%
Dave Johnston | Wyoming |  |  |  | 4158 | BW41 | 2633 | Coal Steam | 12 | 2027 | 2028 | Dry bottom wall-fired boiler |  |  |  | 93 | 521.549 | 3102809.779 | 292480.68 | 559.5643 | 521.549 |  | 3102809.779 | 292480.68 | 521.549 |  | 521.549 |  | 521.549 |  | 521.549 |  | 308.7296 | SOA CC | 521.549 |  | 308.7296 | SOA CC | 193.1499 | 77.5702 | Coal Steam SCR Retrofit | 0.199 | 0.05 |  | 51.68%
Dave Johnston | Wyoming |  |  |  | 4158 | BW42 | 2634 | Coal Steam | 12 | 2027 | 2028 | Dry bottom wall-fired boiler |  |  |  | 105 | 690.94 | 3119415.388 | 282163.92 | 680.6083 | 690.94 |  | 3119415.388 | 282163.92 | 690.94 |  | 690.94 |  | 690.94 |  | 690.94 |  | 310.3818 | SOA CC | 690.94 |  | 310.3818 | SOA CC | 194.1836 | 77.9854 | Coal Steam SCR Retrofit | 0.199 | 0.05 |  | 55.11%
Dave Johnston | Wyoming |  |  |  | 4158 | BW43 | 2635 | Coal Steam | 12 | 2027 | 2028 | Dry bottom wall-fired boiler |  |  |  | 220 | 700.308 | 6270799.168 | 590070.07 | 691.4583 | 700.308 |  | 6270799.168 | 590070.07 | 700.308 |  | 700.308 |  | 700.308 |  | 700.308 |  | 700.308 |  | 700.308 |  | 700.308 |  | 428.539 | 156.77 | Coal Steam SCR Retrofit | 0.22336 | 0.05 |  | 50.45%
Dave Johnston | Wyoming |  |  |  | 4158 | BW44 | 2636 | Coal Steam | 12 | 2027 | 2028 | Tangentially-fired |  |  |  | 330 | 539.592 | 8188227.878 | 752395.13 | 611.0573 | 539.592 |  | 8188227.878 | 752395.13 | 539.592 |  | 539.592 |  | 539.592 |  | 539.592 |  | 539.592 |  | 539.592 |  | 539.592 |  | 372.1488 | 204.7057 | Coal Steam SCR Retrofit | 0.1318 | 0.05 |  | 53.36%
Dry Fork Station | Wyoming |  |  |  | 56609 | 01 | 90531 | Coal Steam |  |  |  | Dry bottom wall-fired boiler | Y |  |  | 380 | 263.883 | 11924144.645 | 1246299.88 | 263.3393 | 263.883 |  | 11924144.645 | 1246299.88 | 263.883 |  | 263.883 |  | 263.883 |  | 263.883 |  | 263.883 |  | 263.883 |  | 263.883 |  | 263.883 | 263.883 | Existing SCR | 0.04426 | 0.04426 |  | 56.82%
Jim Bridger | Wyoming |  |  |  | 8066 | BW71 | 3455 | Coal Steam |  |  |  | Tangentially-fired |  |  |  | 531 | 1257.555 | 13910847.804 | 1409775.14 | 1096.7163 | 1257.555 |  | 13910847.804 | 1409775.14 | 1257.555 |  | 1257.555 |  | 1257.555 | BART | 1257.555 |  | 1257.555 |  | 1257.555 |  | 1257.555 |  | 802.6631 | 347.7712 | Coal Steam SCR Retrofit | 0.1808 | 0.05 |  | 40.7%
Jim Bridger | Wyoming |  |  |  | 8066 | BW72 | 3456 | Coal Steam |  |  |  | Tangentially-fired |  |  |  | 527 | 1170.03 | 13980213.105 | 1385002.08 | 1109.2983 | 1170.03 |  | 13980213.105 | 1385002.08 | 1170.03 |  | 1170.03 |  | 1170.03 | BART | 1170.03 |  | 1170.03 |  | 1170.03 |  | 1170.03 |  | 759.7677 | 349.5053 | Coal Steam SCR Retrofit | 0.16738 | 0.05 |  | 44.13%
Jim Bridger | Wyoming |  |  |  | 8066 | BW73 | 3457 | Coal Steam |  |  |  | Tangentially-fired | Y |  |  | 523 | 320.08 | 13479403.031 | 1325579.15 | 290.616 | 320.08 |  | 13479403.031 | 1325579.15 | 320.08 |  | 320.08 |  | 320.08 |  | 320.08 |  | 320.08 |  | 320.08 |  | 320.08 |  | 320.08 | 320.08 | Existing SCR | 0.047492 | 0.047492 |  | 42.55%
Jim Bridger | Wyoming |  |  |  | 8066 | BW74 | 3458 | Coal Steam |  |  |  | Tangentially-fired | Y |  |  | 530 | 322.068 | 12578500.338 | 1234662.83 | 324.206 | 322.068 |  | 12578500.338 | 1234662.83 | 322.068 |  | 322.068 |  | 322.068 |  | 322.068 |  | 322.068 |  | 322.068 |  | 322.068 |  | 322.068 | 322.068 | Existing SCR | 0.051209 | 0.051209 |  | 44.04%
Laramie River | Wyoming |  |  |  | 6204 | 1 | 2844 | Coal Steam |  |  |  | Dry bottom wall-fired boiler | Y |  |  | 570 | 319.584 | 12935200.067 | 1069323.32 | 275.77 | 319.584 |  | 12935200.067 | 1069323.32 | 319.584 |  | 319.584 |  | 319.584 |  | 319.584 |  | 319.584 |  | 319.584 |  | 319.584 |  | 319.584 | 319.584 | Existing SCR | 0.049413 | 0.049413 |  | 40.65%
Laramie River | Wyoming |  |  |  | 6204 | 2 | 2845 | Coal Steam |  |  |  | Dry bottom wall-fired boiler |  | Y |  | 570 | 1254.989 | 17605568.993 | 1668951 | 1217.337 | 1254.989 |  | 17605568.993 | 1668951 | 1254.989 |  | 1254.989 |  | 1254.989 |  | 1254.989 |  | 1254.989 |  | 1241.9849 | Y | 1241.9849 |  | 841.062 | 440.1392 | Coal Steam SCR Retrofit | 0.14109 | 0.05 |  | 66.79%
Laramie River | Wyoming |  |  |  | 6204 | 3 | 2846 | Coal Steam |  |  |  | Dry bottom wall-fired boiler |  | Y |  | 570 | 1318.657 | 18676557.107 | 1603921.23 | 1236.277 | 1318.657 |  | 18676557.107 | 1603921.23 | 1318.657 |  | 1318.657 |  | 1318.657 |  | 1318.657 |  | 1318.657 |  | 1318.657 |  | 1318.657 |  | 892.7855 | 466.9139 | Coal Steam SCR Retrofit | 0.14121 | 0.05 |  | 61.21%
Naughton | Wyoming |  |  |  | 4162 | 1 | 2637 | Coal Steam | 12 | 2025 | 2026 | Tangentially-fired |  |  |  | 156 | 587.967 | 5887155.968 | 558031.22 | 581.8557 | 587.967 |  | 5887155.968 | 558031.22 | 587.967 |  | 587.967 |  | 587.967 |  | 587.967 |  | 585.772 | SOA CC | 587.967 |  | 585.772 | SOA CC | 366.4755 | 147.1789 | Coal Steam SCR Retrofit | 0.199 | 0.05 |  | 52.45%
Naughton | Wyoming |  |  |  | 4162 | 2 | 2638 | Coal Steam | 12 | 2025 | 2026 | Tangentially-fired |  |  |  | 201 | 443.996 | 4846392.857 | 460487.75 | 563.6237 | 443.996 |  | 4846392.857 | 460487.75 | 443.996 |  | 443.996 |  | 443.996 |  | 443.996 |  | 443.996 |  | 443.996 |  | 443.996 |  | 282.5779 | 121.1598 | Coal Steam SCR Retrofit | 0.18323 | 0.05 |  | 52.06%
Naughton | Wyoming |  |  |  | 4162 | 3 | 2639 | O/G Steam |  |  | 2026 | Tangentially-fired |  |  |  | 330 | 105.634 | 3115792.331 | 299774.02 | 74.737 | 105.634 |  | 3115792.331 | 299774.02 | 105.634 |  | 105.634 |  | 105.634 |  | 105.634 |  | 105.634 |  | 105.634 |  | 105.634 |  | 105.634 | 105.634 | Oil/Gas Steam Under 150 Tons (2019-2021 Average) | 0.067806 | 0.067806 |  | 15.38%
Neil Simpson II | Wyoming |  |  |  | 7504 | 001 | 3120 | Coal Steam |  |  |  | Dry bottom wall-fired boiler |  |  |  | 80 | 233.797 | 3106144.45 | 270639.62 | 274.7473 | 233.797 |  | 3106144.45 | 270639.62 | 233.797 |  | 233.797 |  | 233.797 |  | 233.797 |  | 233.797 |  | 233.797 |  | 233.797 |  | 175.3477 | 175.3477 | Coal Steam Under 100 MW, SNCR Retrofit | 0.15054 | 0.1129 |  | 75.1%
Neil Simpson II | Wyoming |  |  |  | 7504 | CT1 | 3121 | Combustion Turbine |  |  |  | Combustion turbine |  |  |  |  | 13.729 | 462851.94 | 47770.77 | 10.8013 | 13.729 |  | 462851.94 | 47770.77 | 13.729 |  | 13.729 |  | 13.729 |  | 13.729 |  | 13.729 |  | 13.729 |  | 13.729 |  | 13.729 | 13.729 | Not Coal Steam or O/G Steam | 0.059324 | 0.059324 |  | 25.12%
Neil Simpson II (CT2) | Wyoming |  |  |  | 55477 | CT2 | 4849 | Combustion Turbine |  |  |  | Combustion turbine |  |  |  |  | 4.31 | 145740.976 | 14448.14 | 3.5363 | 4.31 |  | 145740.976 | 14448.14 | 4.31 |  | 4.31 |  | 4.31 |  | 4.31 |  | 4.31 |  | 4.31 |  | 4.31 |  | 4.31 | 4.31 | Not Coal Steam or O/G Steam | 0.059146 | 0.059146 |  | 8.986%
Wygen I | Wyoming |  |  |  | 55479 | 001 | 4852 | Coal Steam |  |  |  | Dry bottom wall-fired boiler | Y |  |  | 85 | 216.331 | 3367461.915 | 287631.41 | 243.7 | 216.331 |  | 3367461.915 | 287631.41 | 216.331 |  | 216.331 |  | 216.331 |  | 134.6985 | Optimize SCR | 134.6985 |  | 134.6985 |  | 134.6985 |  | 134.6985 | 134.6985 | Existing SCR | 0.08 | 0.08 |  | 74.99%
Wygen II | Wyoming |  |  |  | 56319 | 001 | 89633 | Coal Steam |  |  |  | Dry bottom wall-fired boiler | Y |  |  | 90 | 122.042 | 3819385.675 | 328089.93 | 117.7857 | 122.042 |  | 3819385.675 | 328089.93 | 122.042 |  | 122.042 |  | 122.042 |  | 122.042 |  | 122.042 |  | 122.042 |  | 122.042 |  | 122.042 | 122.042 | Existing SCR | 0.063907 | 0.063907 |  | 80.64%
Wygen III | Wyoming |  |  |  | 56596 | 001 | 90109 | Coal Steam |  |  |  | Dry bottom wall-fired boiler | Y |  |  | 100 | 96.072 | 4224555.743 | 407239.11 | 81.8767 | 96.072 |  | 4224555.743 | 407239.11 | 96.072 |  | 96.072 |  | 96.072 |  | 96.072 |  | 96.072 |  | 96.072 |  | 96.072 |  | 96.072 | 96.072 | Existing SCR | 0.045483 | 0.045483 |  | 78.4%
Wyodak | Wyoming |  |  |  | 6101 | BW91 | 2777 | Coal Steam |  |  |  | Dry bottom wall-fired boiler |  |  |  | 332 | 1135.353 | 10027354.547 | 906383.8 | 1086.53 | 1135.353 |  | 10027354.547 | 906383.8 | 1135.353 |  | 1135.353 |  | 1135.353 |  | 1135.353 |  | 1135.353 |  | 1135.353 |  | 1135.353 |  | 693.0184 | 250.6839 | Coal Steam SCR Retrofit | 0.22645 | 0.05 |  | 49.32%
Note on Q1: This column displays the net summer available capacity for Coal Steam and O/G Steam units. Determinations of units >= 100 MW were made on nameplate capacity (not displayed). It should be noted that for Dave Johnston unit BW41, the net summer capacity is 93 MW but the nameplate capacity is 133.6 MW (source: EIA860M November 2022). Therefore in the Engineering Analysis, this unit receives emission reductions commensurate with the retrofit of SCR, rather than SNCR as for units less than 100 MW. This is the only unit where: 1) the nameplate and net summer capacities fall on opposite sides of the 100 MW line and 2) the unit is eligible for an SCR/SNCR retrofit.

## Unit 2024
Facility | State | RCU State | 2023 EGU control strategy | 2026 EGU control strategy | ORIS | Boiler | CAMD ID | Plant Type | Retirement Month Check | Retirement Year Check | Retired Before EA Year | Unit Type | Existing SCR | Existing SNCR | Common Stack | Capacity (MW) | 2021 NOx (tons) | 2021 Heat Input (mmBtu) | 2021 Gross Generation (mWh) | 2019 to 2021 Average NOx (tons) | 2021 NOx (tons), Retired Before 2024 | Flag | 2021 Heat Input (mmBtu), Retired Before 2024 | 2021 Gross Generation (mWh) Retired Before 2024 | 2021 NOx (tons), Retired Before 2024, Coal to Gas Conversion Before 2024 | Flag | 2021 NOx (tons), Retired Before 2024, Coal to Gas Conversion Before 2024, New SCRs Before 2024 | Flag | 2021 NOx (tons), Retired Before 2024, Coal to Gas Conversion Before 2024, New SCRs Before 2024, BART Limits and other specific EPA Limits (see flag) | Flag | 2021 NOx (tons), SCR Optimize | Flag | 2021 NOx (tons), SCR Optimize + Eligible SOA CC | Flag | 2021 NOx (tons), SCR Optimize + SNCR Optimize | Flag | 2021 NOx (tons), SCR Optimize + Eligible SOA CC + SNCR Optimize | Flag | 2021 NOx (tons), SCR Optimize + Eligible SOA CC + SNCR Optimize + SCR (Half)/SNCR Retrofit on All Boilers | 2021 NOx (tons), SCR Optimize + Eligible SOA CC + SNCR Optimize + SCR/SNCR Retrofit on All Boilers | Flag | Pre SCR/SNCR Retrofit on All Boilers NOx Rate (lb/mmBtu) | Post SCR/SNCR Retrofit on All Boilers NOx Rate (lb/mmBtu) | Additional (Not ARP or CSAPR) Unit | 2019 to 2021 Average Capacity Factor (%)
AMEA Sylacauga Plant | Alabama |  | X |  | 56018 | 1 | 89313 | Combustion Turbine |  |  |  | Combustion turbine |  |  |  |  | 7.795 | 185596.9 | 18995 | 7.5843 | 7.795 |  | 185596.9 | 18995 | 7.795 |  | 7.795 |  | 7.795 |  | 7.795 |  | 7.795 |  | 7.795 |  | 7.795 |  | 7.795 | 7.795 | Not Coal Steam or O/G Steam | 0.083999 | 0.083999 |  | 9.719%
AMEA Sylacauga Plant | Alabama |  | X |  | 56018 | 2 | 89314 | Combustion Turbine |  |  |  | Combustion turbine |  |  |  |  | 7.935 | 186690.6 | 18957 | 7.7193 | 7.935 |  | 186690.6 | 18957 | 7.935 |  | 7.935 |  | 7.935 |  | 7.935 |  | 7.935 |  | 7.935 |  | 7.935 |  | 7.935 | 7.935 | Not Coal Steam or O/G Steam | 0.085007 | 0.085007 |  | 9.896%
Barry | Alabama |  | X |  | 3 | 1 | 1 | O/G Steam |  |  |  | Tangentially-fired |  | Y | Y | 56 |  |  |  | 3.1627 | [20 empty] | O/G Steam Under 100 MW | 0 | 0 |  | 1.297%
Barry | Alabama |  | X |  | 3 | 2 | 2 | O/G Steam |  |  |  | Tangentially-fired |  | Y | Y | 56 |  |  |  | 2.7167 | [20 empty] | O/G Steam Under 100 MW | 0 | 0 |  | 1.024%
Barry | Alabama |  | X |  | 3 | 4 | 4 | O/G Steam |  |  |  | Tangentially-fired |  | Y |  | 362 | 472.895 | 3513716.575 | 370509.5 | 288.3123 | 472.895 |  | 3513716.575 | 370509.5 | 236.4475 | Y | 236.4475 |  | 236.4475 |  | 236.4475 |  | 236.4475 |  | 236.4475 |  | 236.4475 |  | 144.5766 | 52.7057 | O/G Steam SCR Retrofit | 0.13459 | 0.03 |  | 9.18%
Barry | Alabama |  | X |  | 3 | 5 | 5 | Coal Steam | 12 | 2028 | 2029 | Tangentially-fired | Y |  |  | 756 | 698.496 | 20662771.2 | 2091270 | 601.3607 | 698.496 |  | 20662771.2 | 2091270 | 698.496 |  | 698.496 |  | 698.496 |  | 698.496 |  | 698.496 |  | 698.496 |  | 698.496 |  | 698.496 | 698.496 | Existing SCR | 0.067609 | 0.067609 |  | 42.93%
Barry | Alabama |  | X |  | 3 | 6A | 6 | Combined Cycle |  |  |  | Combined cycle | Y |  |  |  | 23.033 | 5071075.45 | 735632.75 | 23.7053 | 23.033 |  | 5071075.45 | 735632.75 | 23.033 |  | 23.033 |  | 23.033 |  | 23.033 |  | 23.033 |  | 23.033 |  | 23.033 |  | 23.033 | 23.033 | Not Coal Steam or O/G Steam | 0.0090841 | 0.0090841 |  | 51.82%
Barry | Alabama |  | X |  | 3 | 6B | 7 | Combined Cycle |  |  |  | Combined cycle | Y |  |  |  | 29.763 | 6566770.8 | 930237.5 | 26.802 | 29.763 |  | 6566770.8 | 930237.5 | 29.763 |  | 29.763 |  | 29.763 |  | 29.763 |  | 29.763 |  | 29.763 |  | 29.763 |  | 29.763 | 29.763 | Not Coal Steam or O/G Steam | 0.0090647 | 0.0090647 |  | 60.66%
Barry | Alabama |  | X |  | 3 | 7A | 8 | Combined Cycle |  |  |  | Combined cycle | Y |  |  |  | 30.881 | 6777467.2 | 937068.25 | 28.8127 | 30.881 |  | 6777467.2 | 937068.25 | 30.881 |  | 30.881 |  | 30.881 |  | 30.881 |  | 30.881 |  | 30.881 |  | 30.881 |  | 30.881 | 30.881 | Not Coal Steam or O/G Steam | 0.0091128 | 0.0091128 |  | 62.26%
Barry | Alabama |  | X |  | 3 | 7B | 9 | Combined Cycle |  |  |  | Combined cycle | Y |  |  |  | 27.737 | 6717794.65 | 934109.5 | 28.3173 | 27.737 |  | 6717794.65 | 934109.5 | 27.737 |  | 27.737 |  | 27.737 |  | 27.737 |  | 27.737 |  | 27.737 |  | 27.737 |  | 27.737 | 27.737 | Not Coal Steam or O/G Steam | 0.0082578 | 0.0082578 |  | 62.93%
Calhoun Generating Facility | Alabama |  | X |  | 55409 | CT1 | 4688 | Combustion Turbine |  |  |  | Combustion turbine |  |  |  |  | 2.085 | 125245.958 | 11994.62 | 6.2053 | 2.085 |  | 125245.958 | 11994.62 | 2.085 |  | 2.085 |  | 2.085 |  | 2.085 |  | 2.085 |  | 2.085 |  | 2.085 |  | 2.085 | 2.085 | Not Coal Steam or O/G Steam | 0.033294 | 0.033294 |  | 4.936%
Calhoun Generating Facility | Alabama |  | X |  | 55409 | CT2 | 4689 | Combustion Turbine |  |  |  | Combustion turbine |  |  |  |  | 1.01 | 58243.067 | 5552.29 | 4.974 | 1.01 |  | 58243.067 | 5552.29 | 1.01 |  | 1.01 |  | 1.01 |  | 1.01 |  | 1.01 |  | 1.01 |  | 1.01 |  | 1.01 | 1.01 | Not Coal Steam or O/G Steam | 0.034682 | 0.034682 |  | 4.389%
Calhoun Generating Facility | Alabama |  | X |  | 55409 | CT3 | 4690 | Combustion Turbine |  |  |  | Combustion turbine |  |  |  |  | 0.995 | 54667.268 | 5021.66 | 4.6887 | 0.995 |  | 54667.268 | 5021.66 | 0.995 |  | 0.995 |  | 0.995 |  | 0.995 |  | 0.995 |  | 0.995 |  | 0.995 |  | 0.995 | 0.995 | Not Coal Steam or O/G Steam | 0.036402 | 0.036402 |  | 4.087%
Calhoun Generating Facility | Alabama |  | X |  | 55409 | CT4 | 4691 | Combustion Turbine |  |  |  | Combustion turbine |  |  |  |  | 2.142 | 128934.031 | 12186.29 | 5.7067 | 2.142 |  | 128934.031 | 12186.29 | 2.142 |  | 2.142 |  | 2.142 |  | 2.142 |  | 2.142 |  | 2.142 |  | 2.142 |  | 2.142 | 2.142 | Not Coal Steam or O/G Steam | 0.033226 | 0.033226 |  | 4.849%
Central Alabama Gen Station | Alabama |  | X |  | 55440 | CTGDB1 | 4758 | Combined Cycle |  |  |  | Combined cycle | Y |  |  |  | 20.109 | 4347066.15 | 596810 | 25.9073 | 20.109 |  | 4347066.15 | 596810 | 20.109 |  | 20.109 |  | 20.109 |  | 20.109 |  | 20.109 |  | 20.109 |  | 20.109 |  | 20.109 | 20.109 | Not Coal Steam or O/G Steam | 0.0092518 | 0.0092518 |  | 55.24%
Central Alabama Gen Station | Alabama |  | X |  | 55440 | CTGDB2 | 4759 | Combined Cycle |  |  |  | Combined cycle | Y |  |  |  | 22.105 | 5511402.2 | 740229 | 27.6557 | 22.105 |  | 5511402.2 | 740229 | 22.105 |  | 22.105 |  | 22.105 |  | 22.105 |  | 22.105 |  | 22.105 |  | 22.105 |  | 22.105 | 22.105 | Not Coal Steam or O/G Steam | 0.0080216 | 0.0080216 |  | 61.05%
Central Alabama Gen Station | Alabama |  | X |  | 55440 | CTGDB3 | 4760 | Combined Cycle |  |  |  | Combined cycle | Y |  |  |  | 16.009 | 4205115.175 | 583590.5 | 35.5633 | 16.009 |  | 4205115.175 | 583590.5 | 16.009 |  | 16.009 |  | 16.009 |  | 16.009 |  | 16.009 |  | 16.009 |  | 16.009 |  | 16.009 | 16.009 | Not Coal Steam or O/G Steam | 0.0076141 | 0.0076141 |  | 52.09%
Colbert | Alabama |  | X |  | 47 | CCT1 | 88150 | Combustion Turbine |  |  |  | Combustion turbine |  |  |  |  | 1.6 | 7823.2 | 566 | 1.2877 | 1.6 |  | 7823.2 | 566 | 1.6 |  | 1.6 |  | 1.6 |  | 1.6 |  | 1.6 |  | 1.6 |  | 1.6 |  | 1.6 | 1.6 | Not Coal Steam or O/G Steam | 0.40904 | 0.40904 |  | 0.2153%
Colbert | Alabama |  | X |  | 47 | CCT2 | 88151 | Combustion Turbine |  |  |  | Combustion turbine |  |  |  |  | 1.566 | 7659.2 | 551 | 1.299 | 1.566 |  | 7659.2 | 551 | 1.566 |  | 1.566 |  | 1.566 |  | 1.566 |  | 1.566 |  | 1.566 |  | 1.566 |  | 1.566 | 1.566 | Not Coal Steam or O/G Steam | 0.40892 | 0.40892 |  | 0.2166%
Colbert | Alabama |  | X |  | 47 | CCT3 | 88152 | Combustion Turbine |  |  |  | Combustion turbine |  |  |  |  | 2.352 | 11681.2 | 853 | 0.784 | 2.352 |  | 11681.2 | 853 | 2.352 |  | 2.352 |  | 2.352 |  | 2.352 |  | 2.352 |  | 2.352 |  | 2.352 |  | 2.352 | 2.352 | Not Coal Steam or O/G Steam | 0.4027 | 0.4027 |  | 0.1395%
Colbert | Alabama |  | X |  | 47 | CCT4 | 88153 | Combustion Turbine |  |  |  | Combustion turbine |  |  |  |  | 1.434 | 7163.1 | 502 | 1.2527 | 1.434 |  | 7163.1 | 502 | 1.434 |  | 1.434 |  | 1.434 |  | 1.434 |  | 1.434 |  | 1.434 |  | 1.434 |  | 1.434 | 1.434 | Not Coal Steam or O/G Steam | 0.40039 | 0.40039 |  | 0.2071%
Colbert | Alabama |  | X |  | 47 | CCT5 | 88154 | Combustion Turbine |  |  |  | Combustion turbine |  |  |  |  | 2.635 | 13095.9 | 948 | 1.6923 | 2.635 |  | 13095.9 | 948 | 2.635 |  | 2.635 |  | 2.635 |  | 2.635 |  | 2.635 |  | 2.635 |  | 2.635 |  | 2.635 | 2.635 | Not Coal Steam or O/G Steam | 0.40242 | 0.40242 |  | 0.2911%
Colbert | Alabama |  | X |  | 47 | CCT6 | 88155 | Combustion Turbine |  |  |  | Combustion turbine |  |  |  |  | 2.779 | 13835 | 1013 | 1.733 | 2.779 |  | 13835 | 1013 | 2.779 |  | 2.779 |  | 2.779 |  | 2.779 |  | 2.779 |  | 2.779 |  | 2.779 |  | 2.779 | 2.779 | Not Coal Steam or O/G Steam | 0.40173 | 0.40173 |  | 0.2998%
Colbert | Alabama |  | X |  | 47 | CCT7 | 88156 | Combustion Turbine |  |  |  | Combustion turbine |  |  |  |  | 2.881 | 14341.2 | 992 | 1.541 | 2.881 |  | 14341.2 | 992 | 2.881 |  | 2.881 |  | 2.881 |  | 2.881 |  | 2.881 |  | 2.881 |  | 2.881 |  | 2.881 | 2.881 | Not Coal Steam or O/G Steam | 0.40178 | 0.40178 |  | 0.2755%
Colbert | Alabama |  | X |  | 47 | CCT8 | 88157 | Combustion Turbine |  |  |  | Combustion turbine |  |  |  |  | 2.842 | 14141.9 | 1012 | 1.5067 | 2.842 |  | 14141.9 | 1012 | 2.842 |  | 2.842 |  | 2.842 |  | 2.842 |  | 2.842 |  | 2.842 |  | 2.842 |  | 2.842 | 2.842 | Not Coal Steam or O/G Steam | 0.40193 | 0.40193 |  | 0.2663%
Decatur Energy Center | Alabama |  | X |  | 55292 | CTG-1 | 4459 | Combined Cycle |  |  |  | Combined cycle | Y |  |  |  | 8.754 | 1549359.526 | 207172.33 | 9.879 | 8.754 |  | 1549359.526 | 207172.33 | 8.754 |  | 8.754 |  | 8.754 |  | 8.754 |  | 8.754 |  | 8.754 |  | 8.754 |  | 8.754 | 8.754 | Not Coal Steam or O/G Steam | 0.0113 | 0.0113 |  | 26.12%
Decatur Energy Center | Alabama |  | X |  | 55292 | CTG-2 | 4460 | Combined Cycle |  |  |  | Combined cycle | Y |  |  |  | 8.924 | 1612639.198 | 216288.78 | 10.9303 | 8.924 |  | 1612639.198 | 216288.78 | 8.924 |  | 8.924 |  | 8.924 |  | 8.924 |  | 8.924 |  | 8.924 |  | 8.924 |  | 8.924 | 8.924 | Not Coal Steam or O/G Steam | 0.011068 | 0.011068 |  | 27.75%
Decatur Energy Center | Alabama |  | X |  | 55292 | CTG-3 | 4461 | Combined Cycle |  |  |  | Combined cycle | Y |  |  |  | 10.223 | 1729017.306 | 226349.34 | 12.0503 | 10.223 |  | 1729017.306 | 226349.34 | 10.223 |  | 10.223 |  | 10.223 |  | 10.223 |  | 10.223 |  | 10.223 |  | 10.223 |  | 10.223 | 10.223 | Not Coal Steam or O/G Steam | 0.011825 | 0.011825 |  | 28.31%
E B Harris Generating Plant | Alabama |  | X |  | 7897 | 1A | 3355 | Combined Cycle |  |  |  | Combined cycle | Y |  |  |  | 29.059 | 4018789.6 | 580820.75 | 24.8683 | 29.059 |  | 4018789.6 | 580820.75 | 29.059 |  | 29.059 |  | 29.059 |  | 24.1127 | Optimize SCR | 24.1127 |  | 24.1127 |  | 24.1127 |  | 24.1127 | 24.1127 | Not Coal Steam or O/G Steam | 0.012 | 0.012 |  | 46.18%
E B Harris Generating Plant | Alabama |  | X |  | 7897 | 1B | 3356 | Combined Cycle |  |  |  | Combined cycle | Y |  |  |  | 24.813 | 5006869.675 | 726341.75 | 23.578 | 24.813 |  | 5006869.675 | 726341.75 | 24.813 |  | 24.813 |  | 24.813 |  | 24.813 |  | 24.813 |  | 24.813 |  | 24.813 |  | 24.813 | 24.813 | Not Coal Steam or O/G Steam | 0.0099116 | 0.0099116 |  | 49.71%
E B Harris Generating Plant | Alabama |  | X |  | 7897 | 2A | 3357 | Combined Cycle |  |  |  | Combined cycle | Y |  |  |  | 8.253 | 2030949.625 | 301272.75 | 13.803 | 8.253 |  | 2030949.625 | 301272.75 | 8.253 |  | 8.253 |  | 8.253 |  | 8.253 |  | 8.253 |  | 8.253 |  | 8.253 |  | 8.253 | 8.253 | Not Coal Steam or O/G Steam | 0.0081272 | 0.0081272 |  | 31.73%
E B Harris Generating Plant | Alabama |  | X |  | 7897 | 2B | 3358 | Combined Cycle |  |  |  | Combined cycle | Y |  |  |  | 15.376 | 3768466.6 | 558246 | 15.6647 | 15.376 |  | 3768466.6 | 558246 | 15.376 |  | 15.376 |  | 15.376 |  | 15.376 |  | 15.376 |  | 15.376 |  | 15.376 |  | 15.376 | 15.376 | Not Coal Steam or O/G Steam | 0.0081603 | 0.0081603 |  | 36.87%
E C Gaston | Alabama |  | X |  | 26 | 1 | 30 | O/G Steam |  |  |  | Dry bottom wall-fired boiler |  |  | Y | 254 | 107.882 | 2331795.15 | 225046 | 183.9367 | 107.882 |  | 2331795.15 | 225046 | 107.882 |  | 107.882 |  | 107.882 |  | 107.882 |  | 107.882 |  | 107.882 |  | 107.882 |  | 71.4295 | 34.9769 | O/G Steam SCR Retrofit | 0.092531 | 0.03 |  | 17.7%
E C Gaston | Alabama |  | X |  | 26 | 2 | 31 | O/G Steam |  |  |  | Dry bottom wall-fired boiler |  |  | Y | 256 | 105.961 | 2193061.425 | 210107.5 | 198.1807 | 105.961 |  | 2193061.425 | 210107.5 | 105.961 |  | 105.961 |  | 105.961 |  | 105.961 |  | 105.961 |  | 105.961 |  | 105.961 |  | 69.4285 | 32.8959 | O/G Steam SCR Retrofit | 0.096633 | 0.03 |  | 19.64%
E C Gaston | Alabama |  | X |  | 26 | 3 | 32 | O/G Steam |  |  |  | Dry bottom wall-fired boiler |  |  | Y | 254 | 146.013 | 2775937.55 | 263529 | 217.2213 | 146.013 |  | 2775937.55 | 263529 | 146.013 |  | 146.013 |  | 146.013 |  | 146.013 |  | 146.013 |  | 146.013 |  | 146.013 |  | 93.826 | 41.6391 | O/G Steam SCR Retrofit | 0.1052 | 0.03 |  | 19.83%
E C Gaston | Alabama |  | X |  | 26 | 4 | 33 | O/G Steam |  |  |  | Dry bottom wall-fired boiler |  |  | Y | 256 | 83.382 | 1514556.1 | 150379.25 | 178.042 | 83.382 |  | 1514556.1 | 150379.25 | 83.382 |  | 83.382 |  | 83.382 |  | 83.382 |  | 83.382 |  | 83.382 |  | 83.382 |  | 53.0502 | 22.7183 | O/G Steam SCR Retrofit | 0.11011 | 0.03 |  | 22.78%
E C Gaston | Alabama |  | X |  | 26 | 5 | 34 | Coal Steam |  |  |  | Tangentially-fired | Y |  |  | 832 | 719.623 | 17304087.7 | 1717288 | 810.8983 | 719.623 |  | 17304087.7 | 1717288 | 719.623 |  | 719.623 |  | 719.623 |  | 692.1635 | Optimize SCR | 692.1635 |  | 692.1635 |  | 692.1635 |  | 692.1635 | 692.1635 | Existing SCR | 0.08 | 0.08 |  | 30.33%
Gadsden | Alabama |  | X |  | 7 | 1 | 11 | O/G Steam | 1 | 2023 | 2023 | Tangentially-fired |  |  | Y | 64 |  |  |  | 22.952 | 0 | Y | 0 | 0 | 0 |  | 0 |  | 0 |  | 0 |  | 0 |  | 0 |  | 0 |  | 0 | 0 | Retired | 0 | 0 |  | 9.083%
Gadsden | Alabama |  | X |  | 7 | 2 | 12 | O/G Steam | 1 | 2023 | 2023 | Tangentially-fired |  |  | Y | 66 |  |  |  |  | 0 | Y | 0 | 0 | 0 |  | 0 |  | 0 |  | 0 |  | 0 |  | 0 |  | 0 |  | 0 | 0 | Retired | 0 | 0
Greene County | Alabama |  | X |  | 10 | 1 | 19 | O/G Steam | 12 | 2025 | 2026 | Cell burner boiler |  |  | Y | 258 | 150.445 | 2634644.9 | 264873.25 | 295.8917 | 150.445 |  | 2634644.9 | 264873.25 | 150.445 |  | 150.445 |  | 150.445 |  | 150.445 |  | 150.445 |  | 150.445 |  | 150.445 |  | 94.9823 | 39.5197 | O/G Steam SCR Retrofit | 0.11421 | 0.03 |  | 30.2%
Greene County | Alabama |  | X |  | 10 | 2 | 20 | O/G Steam | 12 | 2026 | 2027 | Dry bottom wall-fired boiler |  |  | Y | 258 | 102.704 | 1745393.275 | 169799 | 272.375 | 102.704 |  | 1745393.275 | 169799 | 102.704 |  | 102.704 |  | 102.704 |  | 102.704 |  | 102.704 |  | 102.704 |  | 102.704 |  | 64.4424 | 26.1809 | O/G Steam SCR Retrofit | 0.11769 | 0.03 |  | 27.81%
Greene County | Alabama |  | X |  | 10 | CT10 | 21 | Combustion Turbine |  |  |  | Combustion turbine |  |  |  |  | 1.896 | 42285.175 | 3099 | 1.731 | 1.896 |  | 42285.175 | 3099 | 1.896 |  | 1.896 |  | 1.896 |  | 1.896 |  | 1.896 |  | 1.896 |  | 1.896 |  | 1.896 | 1.896 | Not Coal Steam or O/G Steam | 0.089677 | 0.089677 |  | 0.8753%
Greene County | Alabama |  | X |  | 10 | CT2 | 22 | Combustion Turbine |  |  |  | Combustion turbine |  |  |  |  | 4.43 | 119397.8 | 8668.75 | 2.682 | 4.43 |  | 119397.8 | 8668.75 | 4.43 |  | 4.43 |  | 4.43 |  | 4.43 |  | 4.43 |  | 4.43 |  | 4.43 |  | 4.43 | 4.43 | Not Coal Steam or O/G Steam | 0.074206 | 0.074206 |  | 1.443%
Greene County | Alabama |  | X |  | 10 | CT3 | 23 | Combustion Turbine |  |  |  | Combustion turbine |  |  |  |  | 1.782 | 55380.375 | 4064.75 | 1.9367 | 1.782 |  | 55380.375 | 4064.75 | 1.782 |  | 1.782 |  | 1.782 |  | 1.782 |  | 1.782 |  | 1.782 |  | 1.782 |  | 1.782 | 1.782 | Not Coal Steam or O/G Steam | 0.064355 | 0.064355 |  | 1.194%
Greene County | Alabama |  | X |  | 10 | CT4 | 24 | Combustion Turbine |  |  |  | Combustion turbine |  |  |  |  | 1.411 | 36616.1 | 2709.5 | 2.0027 | 1.411 |  | 36616.1 | 2709.5 | 1.411 |  | 1.411 |  | 1.411 |  | 1.411 |  | 1.411 |  | 1.411 |  | 1.411 |  | 1.411 | 1.411 | Not Coal Steam or O/G Steam | 0.07707 | 0.07707 |  | 1.041%
Greene County | Alabama |  | X |  | 10 | CT5 | 25 | Combustion Turbine |  |  |  | Combustion turbine |  |  |  |  | 2.233 | 72495.625 | 5297 | 2 | 2.233 |  | 72495.625 | 5297 | 2.233 |  | 2.233 |  | 2.233 |  | 2.233 |  | 2.233 |  | 2.233 |  | 2.233 |  | 2.233 | 2.233 | Not Coal Steam or O/G Steam | 0.061604 | 0.061604 |  | 1.347%
Greene County | Alabama |  | X |  | 10 | CT6 | 26 | Combustion Turbine |  |  |  | Combustion turbine |  |  |  |  | 0.225 | 6699.825 | 493.5 | 1.104 | 0.225 |  | 6699.825 | 493.5 | 0.225 |  | 0.225 |  | 0.225 |  | 0.225 |  | 0.225 |  | 0.225 |  | 0.225 |  | 0.225 | 0.225 | Not Coal Steam or O/G Steam | 0.067166 | 0.067166 |  | 0.6982%
Greene County | Alabama |  | X |  | 10 | CT7 | 27 | Combustion Turbine |  |  |  | Combustion turbine |  |  |  |  | 0.181 | 4790.85 | 353 | 2.096 | 0.181 |  | 4790.85 | 353 | 0.181 |  | 0.181 |  | 0.181 |  | 0.181 |  | 0.181 |  | 0.181 |  | 0.181 |  | 0.181 | 0.181 | Not Coal Steam or O/G Steam | 0.075561 | 0.075561 |  | 1.006%
Greene County | Alabama |  | X |  | 10 | CT8 | 28 | Combustion Turbine |  |  |  | Combustion turbine |  |  |  |  | 0.186 | 5064.9 | 370.75 | 0.714 | 0.186 |  | 5064.9 | 370.75 | 0.186 |  | 0.186 |  | 0.186 |  | 0.186 |  | 0.186 |  | 0.186 |  | 0.186 |  | 0.186 | 0.186 | Not Coal Steam or O/G Steam | 0.073447 | 0.073447 |  | 0.3335%
Greene County | Alabama |  | X |  | 10 | CT9 | 29 | Combustion Turbine |  |  |  | Combustion turbine |  |  |  |  | 0.167 | 5436.925 | 392.5 | 0.76167 | 0.167 |  | 5436.925 | 392.5 | 0.167 |  | 0.167 |  | 0.167 |  | 0.167 |  | 0.167 |  | 0.167 |  | 0.167 |  | 0.167 | 0.167 | Not Coal Steam or O/G Steam | 0.061432 | 0.061432 |  | 0.4568%
Hillabee Energy Center | Alabama |  | X |  | 55411 | CT1 | 4695 | Combined Cycle |  |  |  | Combined cycle | Y |  |  |  | 30.925 | 8678934.749 | 1262006 | 30.6657 | 30.925 |  | 8678934.749 | 1262006 | 30.925 |  | 30.925 |  | 30.925 |  | 30.925 |  | 30.925 |  | 30.925 |  | 30.925 |  | 30.925 | 30.925 | Not Coal Steam or O/G Steam | 0.0071265 | 0.0071265 |  | 75.45%
Hillabee Energy Center | Alabama |  | X |  | 55411 | CT2 | 4696 | Combined Cycle |  |  |  | Combined cycle | Y |  |  |  | 30.233 | 8142191.476 | 1186416.2 | 30.4943 | 30.233 |  | 8142191.476 | 1186416.2 | 30.233 |  | 30.233 |  | 30.233 |  | 30.233 |  | 30.233 |  | 30.233 |  | 30.233 |  | 30.233 | 30.233 | Not Coal Steam or O/G Steam | 0.0074263 | 0.0074263 |  | 73.19%
Hog Bayou Energy Center | Alabama |  | X |  | 55241 | COG01 | 4286 | Combined Cycle |  |  |  | Combined cycle | Y |  |  |  | 21.938 | 5331554.278 | 700967.2 | 25.394 | 21.938 |  | 5331554.278 | 700967.2 | 21.938 |  | 21.938 |  | 21.938 |  | 21.938 |  | 21.938 |  | 21.938 |  | 21.938 |  | 21.938 | 21.938 | Not Coal Steam or O/G Steam | 0.0082295 | 0.0082295 |  | 59.33%
James H Miller Jr | Alabama |  | X |  | 6002 | 1 | 2669 | Coal Steam |  |  |  | Dry bottom wall-fired boiler | Y |  |  | 688 | 628.014 | 17926122.025 | 1835427 | 688.0107 | 628.014 |  | 17926122.025 | 1835427 | 628.014 |  | 628.014 |  | 628.014 |  | 628.014 |  | 628.014 |  | 628.014 |  | 628.014 |  | 628.014 | 628.014 | Existing SCR | 0.070067 | 0.070067 |  | 45.29%
James H Miller Jr | Alabama |  | X |  | 6002 | 2 | 2670 | Coal Steam |  |  |  | Dry bottom wall-fired boiler | Y |  |  | 695 | 835.169 | 25301757.6 | 2491921.25 | 716.8497 | 835.169 |  | 25301757.6 | 2491921.25 | 835.169 |  | 835.169 |  | 835.169 |  | 835.169 |  | 835.169 |  | 835.169 |  | 835.169 |  | 835.169 | 835.169 | Existing SCR | 0.066017 | 0.066017 |  | 59.7%
James H Miller Jr | Alabama |  | X |  | 6002 | 3 | 2671 | Coal Steam |  |  |  | Dry bottom wall-fired boiler | Y |  |  | 687 | 908.277 | 25321700.35 | 2568283 | 816.8013 | 908.277 |  | 25321700.35 | 2568283 | 908.277 |  | 908.277 |  | 908.277 |  | 908.277 |  | 908.277 |  | 908.277 |  | 908.277 |  | 908.277 | 908.277 | Existing SCR | 0.071739 | 0.071739 |  | 56.6%
James H Miller Jr | Alabama |  | X |  | 6002 | 4 | 2672 | Coal Steam |  |  |  | Dry bottom wall-fired boiler | Y |  |  | 699 | 796.953 | 26945179.1 | 2595001 | 755.1147 | 796.953 |  | 26945179.1 | 2595001 | 796.953 |  | 796.953 |  | 796.953 |  | 796.953 |  | 796.953 |  | 796.953 |  | 796.953 |  | 796.953 | 796.953 | Existing SCR | 0.059154 | 0.059154 |  | 54.29%
McIntosh (7063) | Alabama |  | X |  | 7063 | **1 | 2924 | Combustion Turbine |  |  |  | Other turbine |  |  |  |  | 6.346 | 56741.176 | 12273.28 | 2.9917 | 6.346 |  | 56741.176 | 12273.28 | 6.346 |  | 6.346 |  | 6.346 |  | 6.346 |  | 6.346 |  | 6.346 |  | 6.346 |  | 6.346 | 6.346 | Not Coal Steam or O/G Steam | 0.22368 | 0.22368 |  | 0.8534%
McIntosh (7063) | Alabama |  | X |  | 7063 | **2 | 2925 | Combustion Turbine |  |  |  | Combustion turbine |  |  |  |  | 8.415 | 265465.664 | 22114.59 | 6.503 | 8.415 |  | 265465.664 | 22114.59 | 8.415 |  | 8.415 |  | 8.415 |  | 8.415 |  | 8.415 |  | 8.415 |  | 8.415 |  | 8.415 | 8.415 | Not Coal Steam or O/G Steam | 0.063398 | 0.063398 |  | 4.037%
McIntosh (7063) | Alabama |  | X |  | 7063 | **3 | 2926 | Combustion Turbine |  |  |  | Combustion turbine |  |  |  |  | 8.57 | 285331.334 | 23310.88 | 10.3903 | 8.57 |  | 285331.334 | 23310.88 | 8.57 |  | 8.57 |  | 8.57 |  | 8.57 |  | 8.57 |  | 8.57 |  | 8.57 |  | 8.57 | 8.57 | Not Coal Steam or O/G Steam | 0.060071 | 0.060071 |  | 7.267%
McIntosh (7063) | Alabama |  | X |  | 7063 | **4 | 90423 | Combustion Turbine |  |  |  | Combustion turbine |  |  |  |  | 25.33 | 1467499.793 | 141160.87 | 27.341 | 25.33 |  | 1467499.793 | 141160.87 | 25.33 |  | 25.33 |  | 25.33 |  | 25.33 |  | 25.33 |  | 25.33 |  | 25.33 |  | 25.33 | 25.33 | Not Coal Steam or O/G Steam | 0.034521 | 0.034521 |  | 19.41%
McIntosh (7063) | Alabama |  | X |  | 7063 | **5 | 90424 | Combustion Turbine |  |  |  | Combustion turbine |  |  |  |  | 25.973 | 1514612.924 | 145511.02 | 24.0043 | 25.973 |  | 1514612.924 | 145511.02 | 25.973 |  | 25.973 |  | 25.973 |  | 25.973 |  | 25.973 |  | 25.973 |  | 25.973 |  | 25.973 | 25.973 | Not Coal Steam or O/G Steam | 0.034297 | 0.034297 |  | 17.37%
McWilliams | Alabama |  | X |  | 533 | **4 | 320 | Combined Cycle |  |  |  | Combined cycle |  |  |  |  | 31.215 | 1590753.803 | 154869.55 | 31.8493 | 31.215 |  | 1590753.803 | 154869.55 | 31.215 |  | 31.215 |  | 31.215 |  | 31.215 |  | 31.215 |  | 31.215 |  | 31.215 |  | 31.215 | 31.215 | Not Coal Steam or O/G Steam | 0.039246 | 0.039246 |  | 30.98%
McWilliams | Alabama |  | X |  | 533 | **V1 | 324 | Combined Cycle |  |  |  | Combined cycle | Y |  |  |  | 31.07 | 5529427.938 | 528888.96 | 32.6387 | 31.07 |  | 5529427.938 | 528888.96 | 31.07 |  | 31.07 |  | 31.07 |  | 31.07 |  | 31.07 |  | 31.07 |  | 31.07 |  | 31.07 | 31.07 | Not Coal Steam or O/G Steam | 0.011238 | 0.011238 |  | 76.33%
McWilliams | Alabama |  | X |  | 533 | **V2 | 325 | Combined Cycle |  |  |  | Combined cycle | Y |  |  |  | 33.567 | 6081831.169 | 577847.24 | 34.6677 | 33.567 |  | 6081831.169 | 577847.24 | 33.567 |  | 33.567 |  | 33.567 |  | 33.567 |  | 33.567 |  | 33.567 |  | 33.567 |  | 33.567 | 33.567 | Not Coal Steam or O/G Steam | 0.011038 | 0.011038 |  | 81.24%
Morgan Energy Center | Alabama |  | X |  | 55293 | CT-1 | 4462 | Combined Cycle |  |  |  | Combined cycle | Y |  |  |  | 11.114 | 4273227.761 | 568395.99 | 12.6597 | 11.114 |  | 4273227.761 | 568395.99 | 11.114 |  | 11.114 |  | 11.114 |  | 11.114 |  | 11.114 |  | 11.114 |  | 11.114 |  | 11.114 | 11.114 | Not Coal Steam or O/G Steam | 0.0052017 | 0.0052017 |  | 46.01%
Morgan Energy Center | Alabama |  | X |  | 55293 | CT-2 | 4463 | Combined Cycle |  |  |  | Combined cycle | Y |  |  |  | 15.11 | 4278585.48 | 559931.39 | 14.6893 | 15.11 |  | 4278585.48 | 559931.39 | 15.11 |  | 15.11 |  | 15.11 |  | 15.11 |  | 15.11 |  | 15.11 |  | 15.11 |  | 15.11 | 15.11 | Not Coal Steam or O/G Steam | 0.0070631 | 0.0070631 |  | 48.31%
Morgan Energy Center | Alabama |  | X |  | 55293 | CT-3 | 4464 | Combined Cycle |  |  |  | Combined cycle | Y |  |  |  | 14.095 | 3980535.232 | 524697.98 | 12.9873 | 14.095 |  | 3980535.232 | 524697.98 | 14.095 |  | 14.095 |  | 14.095 |  | 14.095 |  | 14.095 |  | 14.095 |  | 14.095 |  | 14.095 | 14.095 | Not Coal Steam or O/G Steam | 0.007082 | 0.007082 |  | 43.14%
Plant H. Allen Franklin | Alabama |  | X |  | 7710 | 1A | 3285 | Combined Cycle |  |  |  | Combined cycle | Y |  |  |  | 26.964 | 5683093.675 | 854718.5 | 26.8893 | 26.964 |  | 5683093.675 | 854718.5 | 26.964 |  | 26.964 |  | 26.964 |  | 26.964 |  | 26.964 |  | 26.964 |  | 26.964 |  | 26.964 | 26.964 | Not Coal Steam or O/G Steam | 0.0094892 | 0.0094892 |  | 64.49%
Plant H. Allen Franklin | Alabama |  | X |  | 7710 | 1B | 3286 | Combined Cycle |  |  |  | Combined cycle | Y |  |  |  | 26.633 | 5811106.325 | 870408.5 | 26.69 | 26.633 |  | 5811106.325 | 870408.5 | 26.633 |  | 26.633 |  | 26.633 |  | 26.633 |  | 26.633 |  | 26.633 |  | 26.633 |  | 26.633 | 26.633 | Not Coal Steam or O/G Steam | 0.0091662 | 0.0091662 |  | 65.41%
Plant H. Allen Franklin | Alabama |  | X |  | 7710 | 2A | 3287 | Combined Cycle |  |  |  | Combined cycle | Y |  |  |  | 21.54 | 4712039.85 | 679586.75 | 26.6793 | 21.54 |  | 4712039.85 | 679586.75 | 21.54 |  | 21.54 |  | 21.54 |  | 21.54 |  | 21.54 |  | 21.54 |  | 21.54 |  | 21.54 | 21.54 | Not Coal Steam or O/G Steam | 0.0091425 | 0.0091425 |  | 65.37%
Plant H. Allen Franklin | Alabama |  | X |  | 7710 | 2B | 3288 | Combined Cycle |  |  |  | Combined cycle | Y |  |  |  | 20.8 | 4641663.15 | 680062.25 | 26.3757 | 20.8 |  | 4641663.15 | 680062.25 | 20.8 |  | 20.8 |  | 20.8 |  | 20.8 |  | 20.8 |  | 20.8 |  | 20.8 |  | 20.8 | 20.8 | Not Coal Steam or O/G Steam | 0.0089623 | 0.0089623 |  | 64.86%
Plant H. Allen Franklin | Alabama |  | X |  | 7710 | 3A | 3289 | Combined Cycle |  |  |  | Combined cycle | Y |  |  |  | 26.362 | 6251194.25 | 899427 | 27.2057 | 26.362 |  | 6251194.25 | 899427 | 26.362 |  | 26.362 |  | 26.362 |  | 26.362 |  | 26.362 |  | 26.362 |  | 26.362 |  | 26.362 | 26.362 | Not Coal Steam or O/G Steam | 0.0084342 | 0.0084342 |  | 68.61%
Plant H. Allen Franklin | Alabama |  | X |  | 7710 | 3B | 3290 | Combined Cycle |  |  |  | Combined cycle | Y |  |  |  | 28.147 | 5849572.7 | 853043.75 | 28.1523 | 28.147 |  | 5849572.7 | 853043.75 | 28.147 |  | 28.147 |  | 28.147 |  | 28.147 |  | 28.147 |  | 28.147 |  | 28.147 |  | 28.147 | 28.147 | Not Coal Steam or O/G Steam | 0.0096236 | 0.0096236 |  | 66.14%
SABIC Innovative Plastics - Burkville | Alabama |  | X |  | 7698 | CC1 | 3140 | Combined Cycle |  |  |  | Combined cycle |  |  |  |  | 31.922 | 2368503.75 | 345343.75 | 29.029 | 31.922 |  | 2368503.75 | 345343.75 | 31.922 |  | 31.922 |  | 31.922 |  | 31.922 |  | 31.922 |  | 31.922 |  | 31.922 |  | 31.922 | 31.922 | Not Coal Steam or O/G Steam | 0.026955 | 0.026955 |  | 40.53%
Tenaska Lindsay Hill Generating Station | Alabama |  | X |  | 55271 | CT1 | 4383 | Combined Cycle |  |  |  | Combined cycle | Y |  |  |  | 2.082 | 381101.178 | 51366.44 | 6.5823 | 2.082 |  | 381101.178 | 51366.44 | 2.082 |  | 2.082 |  | 2.082 |  | 2.082 |  | 2.082 |  | 2.082 |  | 2.082 |  | 2.082 | 2.082 | Not Coal Steam or O/G Steam | 0.010926 | 0.010926 |  | 18.73%
Tenaska Lindsay Hill Generating Station | Alabama |  | X |  | 55271 | CT2 | 4384 | Combined Cycle |  |  |  | Combined cycle | Y |  |  |  | 2.304 | 411876.27 | 50349.39 | 7.4693 | 2.304 |  | 411876.27 | 50349.39 | 2.304 |  | 2.304 |  | 2.304 |  | 2.304 |  | 2.304 |  | 2.304 |  | 2.304 |  | 2.304 | 2.304 | Not Coal Steam or O/G Steam | 0.011188 | 0.011188 |  | 20.37%
Tenaska Lindsay Hill Generating Station | Alabama |  | X |  | 55271 | CT3 | 4385 | Combined Cycle |  |  |  | Combined cycle | Y |  |  |  | 23.955 | 6665235.178 | 874204.66 | 13.5563 | 23.955 |  | 6665235.178 | 874204.66 | 23.955 |  | 23.955 |  | 23.955 |  | 23.955 |  | 23.955 |  | 23.955 |  | 23.955 |  | 23.955 | 23.955 | Not Coal Steam or O/G Steam | 0.007188 | 0.007188 |  | 42.37%
Theodore Cogeneration | Alabama |  | X |  | 7721 | CC1 | 3151 | Combined Cycle |  |  |  | Combined cycle | Y |  |  |  | 17.706 | 5096523.2 | 850554 | 20.4007 | 17.706 |  | 5096523.2 | 850554 | 17.706 |  | 17.706 |  | 17.706 |  | 17.706 |  | 17.706 |  | 17.706 |  | 17.706 |  | 17.706 | 17.706 | Not Coal Steam or O/G Steam | 0.0069483 | 0.0069483 |  | 58.95%
Walton Discover Power Facility | Alabama |  | X |  | 55138 | 1A | 88304 | Combustion Turbine |  |  |  | Combustion turbine | [7 empty] | 1.0333 | [20 empty] | Not Coal Steam or O/G Steam | 0 | 0 |  | 0.6344%
Walton Discover Power Facility | Alabama |  | X |  | 55138 | 1B | 88305 | Combustion Turbine |  |  |  | Combustion turbine | [7 empty] | 1.942 | [20 empty] | Not Coal Steam or O/G Steam | 0 | 0 |  | 0.7621%
Walton Discover Power Facility | Alabama |  | X |  | 55138 | 2A | 88306 | Combustion Turbine |  |  |  | Combustion turbine | [7 empty] | 0.034 | [20 empty] | Not Coal Steam or O/G Steam | 0 | 0 |  | 0.01136%
Walton Discover Power Facility | Alabama |  | X |  | 55138 | 2B | 88307 | Combustion Turbine |  |  |  | Combustion turbine | [7 empty] | 0.029 | [20 empty] | Not Coal Steam or O/G Steam | 0 | 0 |  | 0.01105%
Washington County Cogen (Olin) | Alabama |  | X |  | 7697 | CC1 | 3139 | Combined Cycle |  |  |  | Combined cycle |  |  |  |  | 42.272 | 3428146.95 | 469534.25 | 61.7593 | 42.272 |  | 3428146.95 | 469534.25 | 42.272 |  | 42.272 |  | 42.272 |  | 42.272 |  | 42.272 |  | 42.272 |  | 42.272 |  | 42.272 | 42.272 | Not Coal Steam or O/G Steam | 0.024662 | 0.024662 |  | 70.82%
APS Saguaro Power Plant | Arizona |  |  |  | 118 | CT3 | 8250 | Combustion Turbine |  |  |  | Combustion turbine |  |  |  |  | 6.458 | 378022.376 | 29313.07 | 5.4483 | 6.458 |  | 378022.376 | 29313.07 | 6.458 |  | 6.458 |  | 6.458 |  | 6.458 |  | 6.458 |  | 6.458 |  | 6.458 |  | 6.458 | 6.458 | Not Coal Steam or O/G Steam | 0.034167 | 0.034167 |  | 8.484%
APS West Phoenix Power Plant | Arizona |  |  |  | 117 | CC4 | 70 | Combined Cycle |  |  |  | Combined cycle |  |  |  |  | 21.892 | 1495040.925 | 183566.01 | 22.499 | 21.892 |  | 1495040.925 | 183566.01 | 21.892 |  | 21.892 |  | 21.892 |  | 21.892 |  | 21.892 |  | 21.892 |  | 21.892 |  | 21.892 | 21.892 | Not Coal Steam or O/G Steam | 0.029286 | 0.029286 |  | 35.89%
APS West Phoenix Power Plant | Arizona |  |  |  | 117 | CC5A | 71 | Combined Cycle |  |  |  | Combined cycle | Y |  |  |  | 25.511 | 3369384.036 | 495792.9 | 24.5637 | 25.511 |  | 3369384.036 | 495792.9 | 25.511 |  | 25.511 |  | 25.511 |  | 20.2163 | Optimize SCR | 20.2163 |  | 20.2163 |  | 20.2163 |  | 20.2163 | 20.2163 | Not Coal Steam or O/G Steam | 0.012 | 0.012 |  | 46.18%
APS West Phoenix Power Plant | Arizona |  |  |  | 117 | CC5B | 88097 | Combined Cycle |  |  |  | Combined cycle | Y |  |  |  | 30.566 | 4320051.786 | 625126.63 | 27.6973 | 30.566 |  | 4320051.786 | 625126.63 | 30.566 |  | 30.566 |  | 30.566 |  | 25.9203 | Optimize SCR | 25.9203 |  | 25.9203 |  | 25.9203 |  | 25.9203 | 25.9203 | Not Coal Steam or O/G Steam | 0.012 | 0.012 |  | 51.86%
Agua Fria Generating Station | Arizona |  |  |  | 141 | 1 | 86 | O/G Steam |  |  |  | Dry bottom wall-fired boiler |  |  |  | 113 | 33.164 | 295880.089 | 27372.79 | 79.9177 | 33.164 |  | 295880.089 | 27372.79 | 33.164 |  | 33.164 |  | 33.164 |  | 33.164 |  | 33.164 |  | 33.164 |  | 33.164 |  | 33.164 | 33.164 | Oil/Gas Steam Under 150 Tons (2019-2021 Average) | 0.22417 | 0.22417 |  | 7.582%
Agua Fria Generating Station | Arizona |  |  |  | 141 | 2 | 87 | O/G Steam |  |  |  | Dry bottom wall-fired boiler |  |  |  | 113 | 29.795 | 278807.191 | 25771.72 | 66.5953 | 29.795 |  | 278807.191 | 25771.72 | 29.795 |  | 29.795 |  | 29.795 |  | 29.795 |  | 29.795 |  | 29.795 |  | 29.795 |  | 29.795 | 29.795 | Oil/Gas Steam Under 150 Tons (2019-2021 Average) | 0.21373 | 0.21373 |  | 7.285%
Agua Fria Generating Station | Arizona |  |  |  | 141 | 3 | 88 | O/G Steam |  |  |  | Dry bottom turbo-fired boiler |  |  |  | 181 | 87.824 | 520440.423 | 48234.61 | 225.907 | 87.824 |  | 520440.423 | 48234.61 | 87.824 |  | 87.824 |  | 87.824 |  | 87.824 |  | 87.824 |  | 87.824 |  | 87.824 |  | 47.8153 | 7.8066 | O/G Steam SCR Retrofit | 0.3375 | 0.03 |  | 11.26%
Apache Station | Arizona |  |  |  | 160 | 1 | 92 | O/G Steam |  |  |  | Dry bottom wall-fired boiler |  |  |  | 72 | 16.282 | 828334.84 | 73604.75 | 21.8313 | 16.282 |  | 828334.84 | 73604.75 | 16.282 |  | 16.282 |  | 16.282 |  | 16.282 |  | 16.282 |  | 16.282 |  | 16.282 |  | 16.282 | 16.282 | O/G Steam Under 100 MW | 0.039313 | 0.039313 |  | 30.78%
Apache Station | Arizona |  |  |  | 160 | 2 | 93 | O/G Steam |  |  |  | Dry bottom turbo-fired boiler |  |  |  | 175 | 139.225 | 4503917.483 | 432037.14 | 177.7293 | 139.225 |  | 4503917.483 | 432037.14 | 139.225 |  | 139.225 |  | 139.225 |  | 139.225 |  | 139.225 |  | 139.225 |  | 139.225 |  | 103.3919 | 67.5588 | O/G Steam SCR Retrofit | 0.061824 | 0.03 |  | 75.81%
Apache Station | Arizona |  |  |  | 160 | 3 | 94 | Coal Steam |  |  |  | Dry bottom turbo-fired boiler |  | Y |  | 175 | 749.477 | 6681655.777 | 646160.95 | 514.837 | 749.477 |  | 6681655.777 | 646160.95 | 749.477 |  | 749.477 |  | 749.477 |  | 749.477 |  | 749.477 |  | 619.2224 | Y | 619.2224 |  | 393.1319 | 167.0414 | Coal Steam SCR Retrofit | 0.18535 | 0.05 |  | 77.27%
Apache Station | Arizona |  |  |  | 160 | 4 | 88320 | Combustion Turbine |  |  |  | Combustion turbine | Y |  |  |  | 3.294 | 304800.246 | 28975.17 | 3.839 | 3.294 |  | 304800.246 | 28975.17 | 3.294 |  | 3.294 |  | 3.294 |  | 3.294 |  | 3.294 |  | 3.294 |  | 3.294 |  | 3.294 | 3.294 | Not Coal Steam or O/G Steam | 0.021614 | 0.021614 |  | 23.95%
Arlington Valley Energy Facility | Arizona |  |  |  | 55282 | CTG1 | 4420 | Combined Cycle |  |  |  | Combined cycle | Y |  |  |  | 18.328 | 4288359.851 | 605882.93 | 18.0133 | 18.328 |  | 4288359.851 | 605882.93 | 18.328 |  | 18.328 |  | 18.328 |  | 18.328 |  | 18.328 |  | 18.328 |  | 18.328 |  | 18.328 | 18.328 | Not Coal Steam or O/G Steam | 0.0085478 | 0.0085478 |  | 53.71%
Arlington Valley Energy Facility | Arizona |  |  |  | 55282 | CTG2 | 4421 | Combined Cycle |  |  |  | Combined cycle | Y |  |  |  | 19.22 | 4384775.399 | 617124.84 | 18.0137 | 19.22 |  | 4384775.399 | 617124.84 | 19.22 |  | 19.22 |  | 19.22 |  | 19.22 |  | 19.22 |  | 19.22 |  | 19.22 |  | 19.22 | 19.22 | Not Coal Steam or O/G Steam | 0.0087667 | 0.0087667 |  | 56.59%
Black Mountain Generating Station | Arizona |  |  |  | 56482 | 1 | 89755 | Combustion Turbine |  |  |  | Combustion turbine |  |  |  |  | 24.318 | 457265.457 | 46048.79 | 15.8377 | 24.318 |  | 457265.457 | 46048.79 | 24.318 |  | 24.318 |  | 24.318 |  | 24.318 |  | 24.318 |  | 24.318 |  | 24.318 |  | 24.318 | 24.318 | Not Coal Steam or O/G Steam | 0.10636 | 0.10636 |  | 18.12%
Black Mountain Generating Station | Arizona |  |  |  | 56482 | 2 | 89756 | Combustion Turbine |  |  |  | Combustion turbine |  |  |  |  | 16.592 | 374569.966 | 36626.99 | 17.6487 | 16.592 |  | 374569.966 | 36626.99 | 16.592 |  | 16.592 |  | 16.592 |  | 16.592 |  | 16.592 |  | 16.592 |  | 16.592 |  | 16.592 | 16.592 | Not Coal Steam or O/G Steam | 0.088592 | 0.088592 |  | 23.64%
Cholla | Arizona |  |  |  | 113 | 1 | 62 | Coal Steam |  |  | 2026 | Tangentially-fired |  |  |  | 116 | 388.953 | 4361811.698 | 376546.66 | 277.5987 | 388.953 |  | 4361811.698 | 376546.66 | 388.953 |  | 388.953 |  | 388.953 |  | 388.953 |  | 388.953 |  | 388.953 |  | 388.953 |  | 248.9991 | 109.0453 | Coal Steam SCR Retrofit | 0.17834 | 0.05 |  | 58.7%
Cholla | Arizona |  |  |  | 113 | 3 | 64 | Coal Steam |  |  | 2026 | Tangentially-fired |  |  |  | 271 | 815.886 | 8564103.815 | 732404.59 | 682.6567 | 815.886 |  | 8564103.815 | 732404.59 | 815.886 |  | 815.886 |  | 815.886 |  | 815.886 |  | 815.886 |  | 815.886 |  | 815.886 |  | 514.9943 | 214.1026 | Coal Steam SCR Retrofit | 0.19054 | 0.05 |  | 33.33%
Coolidge Generating Station | Arizona |  |  |  | 56948 | CT01 | 90464 | Combustion Turbine |  |  |  | Combustion turbine | Y |  |  |  | 0.203 | 59490.73 | 5904.68 | 0.34433 | 0.203 |  | 59490.73 | 5904.68 | 0.203 |  | 0.203 |  | 0.203 |  | 0.203 |  | 0.203 |  | 0.203 |  | 0.203 |  | 0.203 | 0.203 | Not Coal Steam or O/G Steam | 0.0068246 | 0.0068246 |  | 6.316%
Coolidge Generating Station | Arizona |  |  |  | 56948 | CT02 | 90465 | Combustion Turbine |  |  |  | Combustion turbine | Y |  |  |  | 0.236 | 62592.875 | 6161.22 | 0.38067 | 0.236 |  | 62592.875 | 6161.22 | 0.236 |  | 0.236 |  | 0.236 |  | 0.236 |  | 0.236 |  | 0.236 |  | 0.236 |  | 0.236 | 0.236 | Not Coal Steam or O/G Steam | 0.0075408 | 0.0075408 |  | 6.493%
Coolidge Generating Station | Arizona |  |  |  | 56948 | CT03 | 90466 | Combustion Turbine |  |  |  | Combustion turbine | Y |  |  |  | 0.465 | 69733.276 | 6942.81 | 0.52167 | 0.465 |  | 69733.276 | 6942.81 | 0.465 |  | 0.465 |  | 0.465 |  | 0.465 |  | 0.465 |  | 0.465 |  | 0.465 |  | 0.465 | 0.465 | Not Coal Steam or O/G Steam | 0.013337 | 0.013337 |  | 7.16%
Coolidge Generating Station | Arizona |  |  |  | 56948 | CT04 | 90467 | Combustion Turbine |  |  |  | Combustion turbine | Y |  |  |  | 0.329 | 86681.177 | 8452.14 | 0.45133 | 0.329 |  | 86681.177 | 8452.14 | 0.329 |  | 0.329 |  | 0.329 |  | 0.329 |  | 0.329 |  | 0.329 |  | 0.329 |  | 0.329 | 0.329 | Not Coal Steam or O/G Steam | 0.007591 | 0.007591 |  | 7.945%
Coolidge Generating Station | Arizona |  |  |  | 56948 | CT05 | 90468 | Combustion Turbine |  |  |  | Combustion turbine | Y |  |  |  | 0.705 | 176610.967 | 18034.81 | 0.61067 | 0.705 |  | 176610.967 | 18034.81 | 0.705 |  | 0.705 |  | 0.705 |  | 0.705 |  | 0.705 |  | 0.705 |  | 0.705 |  | 0.705 | 0.705 | Not Coal Steam or O/G Steam | 0.0079836 | 0.0079836 |  | 9.149%
Coolidge Generating Station | Arizona |  |  |  | 56948 | CT06 | 90469 | Combustion Turbine |  |  |  | Combustion turbine | Y |  |  |  | 0.559 | 166396.773 | 16622.81 | 0.543 | 0.559 |  | 166396.773 | 16622.81 | 0.559 |  | 0.559 |  | 0.559 |  | 0.559 |  | 0.559 |  | 0.559 |  | 0.559 |  | 0.559 | 0.559 | Not Coal Steam or O/G Steam | 0.0067189 | 0.0067189 |  | 9.863%
Coolidge Generating Station | Arizona |  |  |  | 56948 | CT07 | 90470 | Combustion Turbine |  |  |  | Combustion turbine | Y |  |  |  | 0.792 | 184447.682 | 18525.38 | 0.80367 | 0.792 |  | 184447.682 | 18525.38 | 0.792 |  | 0.792 |  | 0.792 |  | 0.792 |  | 0.792 |  | 0.792 |  | 0.792 |  | 0.792 | 0.792 | Not Coal Steam or O/G Steam | 0.0085878 | 0.0085878 |  | 11.35%
Coolidge Generating Station | Arizona |  |  |  | 56948 | CT08 | 90471 | Combustion Turbine |  |  |  | Combustion turbine | Y |  |  |  | 0.711 | 193961.575 | 19750.82 | 0.86267 | 0.711 |  | 193961.575 | 19750.82 | 0.711 |  | 0.711 |  | 0.711 |  | 0.711 |  | 0.711 |  | 0.711 |  | 0.711 |  | 0.711 | 0.711 | Not Coal Steam or O/G Steam | 0.0073313 | 0.0073313 |  | 13.14%
Coolidge Generating Station | Arizona |  |  |  | 56948 | CT09 | 90472 | Combustion Turbine |  |  |  | Combustion turbine | Y |  |  |  | 0.443 | 114866.329 | 11802.37 | 0.69667 | 0.443 |  | 114866.329 | 11802.37 | 0.443 |  | 0.443 |  | 0.443 |  | 0.443 |  | 0.443 |  | 0.443 |  | 0.443 |  | 0.443 | 0.443 | Not Coal Steam or O/G Steam | 0.0077133 | 0.0077133 |  | 9.758%
Coolidge Generating Station | Arizona |  |  |  | 56948 | CT10 | 90473 | Combustion Turbine |  |  |  | Combustion turbine | Y |  |  |  | 0.457 | 137695.959 | 13940.62 | 0.66633 | 0.457 |  | 137695.959 | 13940.62 | 0.457 |  | 0.457 |  | 0.457 |  | 0.457 |  | 0.457 |  | 0.457 |  | 0.457 |  | 0.457 | 0.457 | Not Coal Steam or O/G Steam | 0.0066378 | 0.0066378 |  | 10.66%
Coolidge Generating Station | Arizona |  |  |  | 56948 | CT11 | 90474 | Combustion Turbine |  |  |  | Combustion turbine | Y |  |  |  | 0.583 | 149092.1 | 14929.18 | 0.84633 | 0.583 |  | 149092.1 | 14929.18 | 0.583 |  | 0.583 |  | 0.583 |  | 0.583 |  | 0.583 |  | 0.583 |  | 0.583 |  | 0.583 | 0.583 | Not Coal Steam or O/G Steam | 0.0078207 | 0.0078207 |  | 12.41%
Coolidge Generating Station | Arizona |  |  |  | 56948 | CT12 | 90475 | Combustion Turbine |  |  |  | Combustion turbine | Y |  |  |  | 0.645 | 156828.47 | 15855.36 | 0.86633 | 0.645 |  | 156828.47 | 15855.36 | 0.645 |  | 0.645 |  | 0.645 |  | 0.645 |  | 0.645 |  | 0.645 |  | 0.645 |  | 0.645 | 0.645 | Not Coal Steam or O/G Steam | 0.0082255 | 0.0082255 |  | 12.75%
Coronado Generating Station | Arizona |  |  |  | 6177 | U1B | 2823 | Coal Steam |  |  |  | Dry bottom turbo-fired boiler |  |  |  | 380 | 1542.467 | 10458154.369 | 1025816.73 | 1209.233 | 1542.467 |  | 10458154.369 | 1025816.73 | 1542.467 |  | 1542.467 |  | 1542.467 |  | 1542.467 |  | 1542.467 |  | 1542.467 |  | 1542.467 |  | 901.9604 | 261.4539 | Coal Steam SCR Retrofit | 0.29498 | 0.05 |  | 50.83%
Coronado Generating Station | Arizona |  |  |  | 6177 | U2B | 2824 | Coal Steam |  |  |  | Dry bottom turbo-fired boiler | Y |  |  | 382 | 376.526 | 12360918.751 | 1143782.67 | 295.3293 | 376.526 |  | 12360918.751 | 1143782.67 | 376.526 |  | 376.526 |  | 376.526 |  | 376.526 |  | 376.526 |  | 376.526 |  | 376.526 |  | 376.526 | 376.526 | Existing SCR | 0.060922 | 0.060922 |  | 58.59%
De Moss Petrie Generating Station | Arizona |  |  |  | 124 | GT1 | 76 | Combustion Turbine |  |  |  | Combustion turbine |  |  |  |  | 0.391 | 10331.926 | 815.32 | 1.193 | 0.391 |  | 10331.926 | 815.32 | 0.391 |  | 0.391 |  | 0.391 |  | 0.391 |  | 0.391 |  | 0.391 |  | 0.391 |  | 0.391 | 0.391 | Not Coal Steam or O/G Steam | 0.075688 | 0.075688 |  | 1.656%
Desert Basin Generating Station | Arizona |  |  |  | 55129 | DBG1 | 3964 | Combined Cycle |  |  |  | Combined cycle | Y |  |  |  | 24.234 | 4322770.394 | 562629.68 | 24.1607 | 24.234 |  | 4322770.394 | 562629.68 | 24.234 |  | 24.234 |  | 24.234 |  | 24.234 |  | 24.234 |  | 24.234 |  | 24.234 |  | 24.234 | 24.234 | Not Coal Steam or O/G Steam | 0.011212 | 0.011212 |  | 47.78%
Desert Basin Generating Station | Arizona |  |  |  | 55129 | DBG2 | 3965 | Combined Cycle |  |  |  | Combined cycle | Y |  |  |  | 25.638 | 4531191.202 | 589399.74 | 27.23 | 25.638 |  | 4531191.202 | 589399.74 | 25.638 |  | 25.638 |  | 25.638 |  | 25.638 |  | 25.638 |  | 25.638 |  | 25.638 |  | 25.638 | 25.638 | Not Coal Steam or O/G Steam | 0.011316 | 0.011316 |  | 53.73%
Gila River Power Station | Arizona |  |  |  | 55306 | 1CTGA | 8508 | Combined Cycle |  |  |  | Combined cycle | Y |  |  |  | 17.914 | 4392962.577 | 616584.97 | 19.5523 | 17.914 |  | 4392962.577 | 616584.97 | 17.914 |  | 17.914 |  | 17.914 |  | 17.914 |  | 17.914 |  | 17.914 |  | 17.914 |  | 17.914 | 17.914 | Not Coal Steam or O/G Steam | 0.0081558 | 0.0081558 |  | 50.68%
Gila River Power Station | Arizona |  |  |  | 55306 | 1CTGB | 8510 | Combined Cycle |  |  |  | Combined cycle | Y |  |  |  | 18.611 | 4311080.878 | 599447.55 | 19.6403 | 18.611 |  | 4311080.878 | 599447.55 | 18.611 |  | 18.611 |  | 18.611 |  | 18.611 |  | 18.611 |  | 18.611 |  | 18.611 |  | 18.611 | 18.611 | Not Coal Steam or O/G Steam | 0.008634 | 0.008634 |  | 53.13%
Gila River Power Station | Arizona |  |  |  | 55306 | 2CTGA | 8512 | Combined Cycle |  |  |  | Combined cycle | Y |  |  |  | 19.514 | 5538281.698 | 770046.27 | 19.927 | 19.514 |  | 5538281.698 | 770046.27 | 19.514 |  | 19.514 |  | 19.514 |  | 19.514 |  | 19.514 |  | 19.514 |  | 19.514 |  | 19.514 | 19.514 | Not Coal Steam or O/G Steam | 0.007047 | 0.007047 |  | 67.37%
Gila River Power Station | Arizona |  |  |  | 55306 | 2CTGB | 8514 | Combined Cycle |  |  |  | Combined cycle | Y |  |  |  | 19.828 | 5628830.258 | 784374.92 | 19.8683 | 19.828 |  | 5628830.258 | 784374.92 | 19.828 |  | 19.828 |  | 19.828 |  | 19.828 |  | 19.828 |  | 19.828 |  | 19.828 |  | 19.828 | 19.828 | Not Coal Steam or O/G Steam | 0.0070452 | 0.0070452 |  | 65.17%
Gila River Power Station | Arizona |  |  |  | 55306 | 3CTGA | 8516 | Combined Cycle |  |  |  | Combined cycle | Y |  |  |  | 19.745 | 5133843.56 | 719119.84 | 18.7227 | 19.745 |  | 5133843.56 | 719119.84 | 19.745 |  | 19.745 |  | 19.745 |  | 19.745 |  | 19.745 |  | 19.745 |  | 19.745 |  | 19.745 | 19.745 | Not Coal Steam or O/G Steam | 0.0076921 | 0.0076921 |  | 53.08%
Gila River Power Station | Arizona |  |  |  | 55306 | 3CTGB | 8518 | Combined Cycle |  |  |  | Combined cycle | Y |  |  |  | 18.112 | 5129974.353 | 718137.13 | 18.3853 | 18.112 |  | 5129974.353 | 718137.13 | 18.112 |  | 18.112 |  | 18.112 |  | 18.112 |  | 18.112 |  | 18.112 |  | 18.112 |  | 18.112 | 18.112 | Not Coal Steam or O/G Steam | 0.0070612 | 0.0070612 |  | 52.84%
Gila River Power Station | Arizona |  |  |  | 55306 | 4CTGA | 8520 | Combined Cycle |  |  |  | Combined cycle | Y |  |  |  | 20.118 | 5075262.342 | 699878.49 | 15.7403 | 20.118 |  | 5075262.342 | 699878.49 | 20.118 |  | 20.118 |  | 20.118 |  | 20.118 |  | 20.118 |  | 20.118 |  | 20.118 |  | 20.118 | 20.118 | Not Coal Steam or O/G Steam | 0.0079279 | 0.0079279 |  | 43.45%
Gila River Power Station | Arizona |  |  |  | 55306 | 4CTGB | 8522 | Combined Cycle |  |  |  | Combined cycle | Y |  |  |  | 21.517 | 4833465.225 | 670765.93 | 16.9297 | 21.517 |  | 4833465.225 | 670765.93 | 21.517 |  | 21.517 |  | 21.517 |  | 21.517 |  | 21.517 |  | 21.517 |  | 21.517 |  | 21.517 | 21.517 | Not Coal Steam or O/G Steam | 0.0089033 | 0.0089033 |  | 42.79%
Griffith Energy Project | Arizona |  |  |  | 55124 | P1 | 3953 | Combined Cycle |  |  |  | Combined cycle | Y |  |  |  | 25.876 | 4810670.584 | 678137.39 | 24.4027 | 25.876 |  | 4810670.584 | 678137.39 | 25.876 |  | 25.876 |  | 25.876 |  | 25.876 |  | 25.876 |  | 25.876 |  | 25.876 |  | 25.876 | 25.876 | Not Coal Steam or O/G Steam | 0.010758 | 0.010758 |  | 48.8%
Griffith Energy Project | Arizona |  |  |  | 55124 | P2 | 3954 | Combined Cycle |  |  |  | Combined cycle | Y |  |  |  | 23.787 | 5330786.729 | 753272.36 | 22.2697 | 23.787 |  | 5330786.729 | 753272.36 | 23.787 |  | 23.787 |  | 23.787 |  | 23.787 |  | 23.787 |  | 23.787 |  | 23.787 |  | 23.787 | 23.787 | Not Coal Steam or O/G Steam | 0.0089244 | 0.0089244 |  | 56.03%
Irvington Generating Station | Arizona |  |  |  | 126 | 3 | 79 | O/G Steam |  |  |  | Tangentially-fired |  |  |  | 104 | 124.357 | 1521462.008 | 141576.7 | 183.9277 | 124.357 |  | 1521462.008 | 141576.7 | 124.357 |  | 124.357 |  | 124.357 |  | 124.357 |  | 124.357 |  | 124.357 |  | 124.357 |  | 73.5895 | 22.8219 | O/G Steam SCR Retrofit | 0.16347 | 0.03 |  | 42.56%
Irvington Generating Station | Arizona |  |  |  | 126 | 4 | 80 | O/G Steam |  |  |  | Dry bottom wall-fired boiler |  |  |  | 156 | 147.101 | 2119035.372 | 206166.98 | 203.0287 | 147.101 |  | 2119035.372 | 206166.98 | 147.101 |  | 147.101 |  | 147.101 |  | 147.101 |  | 147.101 |  | 147.101 |  | 147.101 |  | 89.4433 | 31.7855 | O/G Steam SCR Retrofit | 0.13884 | 0.03 |  | 42.62%
Kyrene Generating Station | Arizona |  |  |  | 147 | K-7 | 91 | Combined Cycle |  |  |  | Combined cycle | Y |  |  |  | 21.44 | 4823012.462 | 702959.18 | 21.2867 | 21.44 |  | 4823012.462 | 702959.18 | 21.44 |  | 21.44 |  | 21.44 |  | 21.44 |  | 21.44 |  | 21.44 |  | 21.44 |  | 21.44 | 21.44 | Not Coal Steam or O/G Steam | 0.0088907 | 0.0088907 |  | 58.14%
Mesquite Generating Station | Arizona |  |  |  | 55481 | 1 | 4859 | Combined Cycle |  |  |  | Combined cycle | Y |  |  |  | 22.8 | 4917124.971 | 704266.36 | 24.1867 | 22.8 |  | 4917124.971 | 704266.36 | 22.8 |  | 22.8 |  | 22.8 |  | 22.8 |  | 22.8 |  | 22.8 |  | 22.8 |  | 22.8 | 22.8 | Not Coal Steam or O/G Steam | 0.0092737 | 0.0092737 |  | 60.04%
Mesquite Generating Station | Arizona |  |  |  | 55481 | 2 | 4860 | Combined Cycle |  |  |  | Combined cycle | Y |  |  |  | 26.186 | 5051907.973 | 710392.57 | 26.727 | 26.186 |  | 5051907.973 | 710392.57 | 26.186 |  | 26.186 |  | 26.186 |  | 26.186 |  | 26.186 |  | 26.186 |  | 26.186 |  | 26.186 | 26.186 | Not Coal Steam or O/G Steam | 0.010367 | 0.010367 |  | 59.5%
Mesquite Generating Station | Arizona |  |  |  | 55481 | 5 | 4861 | Combined Cycle |  |  |  | Combined cycle | Y |  |  |  | 26.445 | 6503542.408 | 910801.98 | 25.025 | 26.445 |  | 6503542.408 | 910801.98 | 26.445 |  | 26.445 |  | 26.445 |  | 26.445 |  | 26.445 |  | 26.445 |  | 26.445 |  | 26.445 | 26.445 | Not Coal Steam or O/G Steam | 0.0081325 | 0.0081325 |  | 71.31%
Mesquite Generating Station | Arizona |  |  |  | 55481 | 6 | 4862 | Combined Cycle |  |  |  | Combined cycle | Y |  |  |  | 25.941 | 6422119.538 | 907030.7 | 24.8877 | 25.941 |  | 6422119.538 | 907030.7 | 25.941 |  | 25.941 |  | 25.941 |  | 25.941 |  | 25.941 |  | 25.941 |  | 25.941 |  | 25.941 | 25.941 | Not Coal Steam or O/G Steam | 0.0080786 | 0.0080786 |  | 70.09%
New Harquahala Generating Company | Arizona |  |  |  | 55372 | CTG1 | 8536 | Combined Cycle |  |  |  | Combined cycle | Y |  |  |  | 24.01 | 4798477.468 | 445871.14 | 8.0033 | 24.01 |  | 4798477.468 | 445871.14 | 24.01 |  | 24.01 |  | 24.01 |  | 24.01 |  | 24.01 |  | 24.01 |  | 24.01 |  | 24.01 | 24.01 | Not Coal Steam or O/G Steam | 0.010007 | 0.010007 |  | 17.21%
New Harquahala Generating Company | Arizona |  |  |  | 55372 | CTG2 | 8538 | Combined Cycle |  |  |  | Combined cycle | Y |  |  |  | 23.553 | 4673714.629 | 453518.79 | 7.851 | 23.553 |  | 4673714.629 | 453518.79 | 23.553 |  | 23.553 |  | 23.553 |  | 23.553 |  | 23.553 |  | 23.553 |  | 23.553 |  | 23.553 | 23.553 | Not Coal Steam or O/G Steam | 0.010079 | 0.010079 |  | 16.76%
New Harquahala Generating Company | Arizona |  |  |  | 55372 | CTG3 | 8540 | Combined Cycle |  |  |  | Combined cycle | Y |  |  |  | 22.583 | 5532400.985 | 515927.22 | 7.5277 | 22.583 |  | 5532400.985 | 515927.22 | 22.583 |  | 22.583 |  | 22.583 |  | 22.583 |  | 22.583 |  | 22.583 |  | 22.583 |  | 22.583 | 22.583 | Not Coal Steam or O/G Steam | 0.0081639 | 0.0081639 |  | 19.84%
Ocotillo Power Plant | Arizona |  |  |  | 116 | GT3 | 91277 | Combustion Turbine |  |  |  | Combustion turbine | Y |  |  |  | 3.085 | 698575.828 | 74576.53 | 2.862 | 3.085 |  | 698575.828 | 74576.53 | 3.085 |  | 3.085 |  | 3.085 |  | 3.085 |  | 3.085 |  | 3.085 |  | 3.085 |  | 3.085 | 3.085 | Not Coal Steam or O/G Steam | 0.0088323 | 0.0088323 |  | 18.26%
Ocotillo Power Plant | Arizona |  |  |  | 116 | GT4 | 91278 | Combustion Turbine |  |  |  | Combustion turbine | Y |  |  |  | 3.213 | 791080.132 | 84394.4 | 2.9227 | 3.213 |  | 791080.132 | 84394.4 | 3.213 |  | 3.213 |  | 3.213 |  | 3.213 |  | 3.213 |  | 3.213 |  | 3.213 |  | 3.213 | 3.213 | Not Coal Steam or O/G Steam | 0.0081231 | 0.0081231 |  | 19.34%
Ocotillo Power Plant | Arizona |  |  |  | 116 | GT5 | 91279 | Combustion Turbine |  |  |  | Combustion turbine | Y |  |  |  | 2.64 | 639583.968 | 69103.24 | 2.589 | 2.64 |  | 639583.968 | 69103.24 | 2.64 |  | 2.64 |  | 2.64 |  | 2.64 |  | 2.64 |  | 2.64 |  | 2.64 |  | 2.64 | 2.64 | Not Coal Steam or O/G Steam | 0.0082554 | 0.0082554 |  | 17%
Ocotillo Power Plant | Arizona |  |  |  | 116 | GT6 | 91280 | Combustion Turbine |  |  |  | Combustion turbine | Y |  |  |  | 3.089 | 754507.714 | 81727.09 | 2.9983 | 3.089 |  | 754507.714 | 81727.09 | 3.089 |  | 3.089 |  | 3.089 |  | 3.089 |  | 3.089 |  | 3.089 |  | 3.089 |  | 3.089 | 3.089 | Not Coal Steam or O/G Steam | 0.0081881 | 0.0081881 |  | 19.81%
Ocotillo Power Plant | Arizona |  |  |  | 116 | GT7 | 91281 | Combustion Turbine |  |  |  | Combustion turbine | Y |  |  |  | 2.332 | 568243.683 | 60842.41 | 2.431 | 2.332 |  | 568243.683 | 60842.41 | 2.332 |  | 2.332 |  | 2.332 |  | 2.332 |  | 2.332 |  | 2.332 |  | 2.332 |  | 2.332 | 2.332 | Not Coal Steam or O/G Steam | 0.0082077 | 0.0082077 |  | 16.05%
Redhawk Generating Facility | Arizona |  |  |  | 55455 | CC1A | 4796 | Combined Cycle |  |  |  | Combined cycle | Y |  |  |  | 19.141 | 4436221.197 | 653136.37 | 19.107 | 19.141 |  | 4436221.197 | 653136.37 | 19.141 |  | 19.141 |  | 19.141 |  | 19.141 |  | 19.141 |  | 19.141 |  | 19.141 |  | 19.141 | 19.141 | Not Coal Steam or O/G Steam | 0.0086294 | 0.0086294 |  | 56.33%
Redhawk Generating Facility | Arizona |  |  |  | 55455 | CC1B | 4797 | Combined Cycle |  |  |  | Combined cycle | Y |  |  |  | 18.795 | 4281731.437 | 625100.07 | 19.414 | 18.795 |  | 4281731.437 | 625100.07 | 18.795 |  | 18.795 |  | 18.795 |  | 18.795 |  | 18.795 |  | 18.795 |  | 18.795 |  | 18.795 | 18.795 | Not Coal Steam or O/G Steam | 0.0087792 | 0.0087792 |  | 55.92%
Redhawk Generating Facility | Arizona |  |  |  | 55455 | CC2A | 4799 | Combined Cycle |  |  |  | Combined cycle | Y |  |  |  | 19.559 | 4524868.572 | 674872.73 | 19.471 | 19.559 |  | 4524868.572 | 674872.73 | 19.559 |  | 19.559 |  | 19.559 |  | 19.559 |  | 19.559 |  | 19.559 |  | 19.559 |  | 19.559 | 19.559 | Not Coal Steam or O/G Steam | 0.0086451 | 0.0086451 |  | 58.48%
Redhawk Generating Facility | Arizona |  |  |  | 55455 | CC2B | 4800 | Combined Cycle |  |  |  | Combined cycle | Y |  |  |  | 20.464 | 4752822.142 | 692227.93 | 19.204 | 20.464 |  | 4752822.142 | 692227.93 | 20.464 |  | 20.464 |  | 20.464 |  | 20.464 |  | 20.464 |  | 20.464 |  | 20.464 |  | 20.464 | 20.464 | Not Coal Steam or O/G Steam | 0.0086113 | 0.0086113 |  | 57.71%
Santan | Arizona |  |  |  | 8068 | 5A | 10065 | Combined Cycle |  |  |  | Combined cycle | Y |  |  |  | 16.439 | 5679643.476 | 794016.21 | 17.9753 | 16.439 |  | 5679643.476 | 794016.21 | 16.439 |  | 16.439 |  | 16.439 |  | 16.439 |  | 16.439 |  | 16.439 |  | 16.439 |  | 16.439 | 16.439 | Not Coal Steam or O/G Steam | 0.0057887 | 0.0057887 |  | 59.57%
Santan | Arizona |  |  |  | 8068 | 5B | 10066 | Combined Cycle |  |  |  | Combined cycle | Y |  |  |  | 18.027 | 5800315.429 | 804160.59 | 17.229 | 18.027 |  | 5800315.429 | 804160.59 | 18.027 |  | 18.027 |  | 18.027 |  | 18.027 |  | 18.027 |  | 18.027 |  | 18.027 |  | 18.027 | 18.027 | Not Coal Steam or O/G Steam | 0.0062159 | 0.0062159 |  | 63.2%
Santan | Arizona |  |  |  | 8068 | 6A | 10067 | Combined Cycle |  |  |  | Combined cycle | Y |  |  |  | 16.947 | 5785540.501 | 788448.59 | 17.62 | 16.947 |  | 5785540.501 | 788448.59 | 16.947 |  | 16.947 |  | 16.947 |  | 16.947 |  | 16.947 |  | 16.947 |  | 16.947 |  | 16.947 | 16.947 | Not Coal Steam or O/G Steam | 0.0058584 | 0.0058584 |  | 71.47%
South Point Energy Center, LLC | Arizona |  |  |  | 55177 | A | 4067 | Combined Cycle |  |  |  | Combined cycle | Y |  |  |  | 17.763 | 4955388.368 | 674139.64 | 21.0253 | 17.763 |  | 4955388.368 | 674139.64 | 17.763 |  | 17.763 |  | 17.763 |  | 17.763 |  | 17.763 |  | 17.763 |  | 17.763 |  | 17.763 | 17.763 | Not Coal Steam or O/G Steam | 0.0071692 | 0.0071692 |  | 62.01%
South Point Energy Center, LLC | Arizona |  |  |  | 55177 | B | 4068 | Combined Cycle |  |  |  | Combined cycle | Y |  |  |  | 14.067 | 4378532.059 | 582954.23 | 24.5223 | 14.067 |  | 4378532.059 | 582954.23 | 14.067 |  | 14.067 |  | 14.067 |  | 14.067 |  | 14.067 |  | 14.067 |  | 14.067 |  | 14.067 | 14.067 | Not Coal Steam or O/G Steam | 0.0064254 | 0.0064254 |  | 60.01%
Springerville Generating Station | Arizona |  |  |  | 8223 | 1 | 3470 | Coal Steam |  |  | 2028 | Tangentially-fired |  |  |  | 387 | 224.391 | 2532622.365 | 270440.22 | 650.3417 | 224.391 |  | 2532622.365 | 270440.22 | 224.391 |  | 224.391 |  | 224.391 |  | 224.391 |  | 224.391 |  | 224.391 |  | 224.391 |  | 143.8533 | 63.3156 | Coal Steam SCR Retrofit | 0.1772 | 0.05 |  | 42.4%
Springerville Generating Station | Arizona |  |  |  | 8223 | 2 | 3471 | Coal Steam |  |  |  | Tangentially-fired |  |  |  | 406 | 1164.218 | 11005640.842 | 1229801.84 | 947.0367 | 1164.218 |  | 11005640.842 | 1229801.84 | 1164.218 |  | 1164.218 |  | 1164.218 |  | 1164.218 |  | 1095.0613 | SOA CC | 1164.218 |  | 1095.0613 | SOA CC | 685.1011 | 275.141 | Coal Steam SCR Retrofit | 0.199 | 0.05 |  | 57.07%
Springerville Generating Station | Arizona |  |  |  | 8223 | 4 | 90132 | Coal Steam |  |  |  | Dry bottom wall-fired boiler | Y |  |  | 415 | 380.986 | 10754500.475 | 1092324.87 | 274.478 | 380.986 |  | 10754500.475 | 1092324.87 | 380.986 |  | 380.986 |  | 380.986 |  | 380.986 |  | 380.986 |  | 380.986 |  | 380.986 |  | 380.986 | 380.986 | Existing SCR | 0.070851 | 0.070851 |  | 45.57%
Springerville Generating Station | Arizona |  |  |  | 8223 | TS3 | 89514 | Coal Steam |  |  |  | Dry bottom wall-fired boiler | Y |  |  | 417 | 625.406 | 13775151.521 | 1321669.54 | 473.3007 | 625.406 |  | 13775151.521 | 1321669.54 | 625.406 |  | 625.406 |  | 625.406 |  | 551.0061 | Optimize SCR | 551.0061 |  | 551.0061 |  | 551.0061 |  | 551.0061 | 551.0061 | Existing SCR | 0.08 | 0.08 |  | 62.21%
Sundance Power Plant | Arizona |  |  |  | 55522 | CT01 | 9951 | Combustion Turbine |  |  |  | Combustion turbine | Y |  |  |  | 1.437 | 181435.408 | 17057.23 | 1.4217 | 1.437 |  | 181435.408 | 17057.23 | 1.437 |  | 1.437 |  | 1.437 |  | 1.437 |  | 1.437 |  | 1.437 |  | 1.437 |  | 1.437 | 1.437 | Not Coal Steam or O/G Steam | 0.01584 | 0.01584 |  | 9.595%
Sundance Power Plant | Arizona |  |  |  | 55522 | CT02 | 9952 | Combustion Turbine |  |  |  | Combustion turbine | Y |  |  |  | 1.572 | 204491.497 | 20166.95 | 1.4213 | 1.572 |  | 204491.497 | 20166.95 | 1.572 |  | 1.572 |  | 1.572 |  | 1.572 |  | 1.572 |  | 1.572 |  | 1.572 |  | 1.572 | 1.572 | Not Coal Steam or O/G Steam | 0.015375 | 0.015375 |  | 9.872%
Sundance Power Plant | Arizona |  |  |  | 55522 | CT03 | 9953 | Combustion Turbine |  |  |  | Combustion turbine | Y |  |  |  | 1.459 | 199870.81 | 19809.38 | 1.6403 | 1.459 |  | 199870.81 | 19809.38 | 1.459 |  | 1.459 |  | 1.459 |  | 1.459 |  | 1.459 |  | 1.459 |  | 1.459 |  | 1.459 | 1.459 | Not Coal Steam or O/G Steam | 0.014599 | 0.014599 |  | 11.42%
Sundance Power Plant | Arizona |  |  |  | 55522 | CT04 | 9954 | Combustion Turbine |  |  |  | Combustion turbine | Y |  |  |  | 2.104 | 265806.078 | 26291.84 | 1.8037 | 2.104 |  | 265806.078 | 26291.84 | 2.104 |  | 2.104 |  | 2.104 |  | 2.104 |  | 2.104 |  | 2.104 |  | 2.104 |  | 2.104 | 2.104 | Not Coal Steam or O/G Steam | 0.015831 | 0.015831 |  | 11.79%
Sundance Power Plant | Arizona |  |  |  | 55522 | CT05 | 9955 | Combustion Turbine |  |  |  | Combustion turbine | Y |  |  |  | 1.409 | 190508.79 | 18562.1 | 1.79 | 1.409 |  | 190508.79 | 18562.1 | 1.409 |  | 1.409 |  | 1.409 |  | 1.409 |  | 1.409 |  | 1.409 |  | 1.409 |  | 1.409 | 1.409 | Not Coal Steam or O/G Steam | 0.014792 | 0.014792 |  | 12.4%
Sundance Power Plant | Arizona |  |  |  | 55522 | CT06 | 9956 | Combustion Turbine |  |  |  | Combustion turbine | Y |  |  |  | 1.989 | 256660.379 | 25154.5 | 1.7113 | 1.989 |  | 256660.379 | 25154.5 | 1.989 |  | 1.989 |  | 1.989 |  | 1.989 |  | 1.989 |  | 1.989 |  | 1.989 |  | 1.989 | 1.989 | Not Coal Steam or O/G Steam | 0.015499 | 0.015499 |  | 11.29%
Sundance Power Plant | Arizona |  |  |  | 55522 | CT07 | 9957 | Combustion Turbine |  |  |  | Combustion turbine | Y |  |  |  | 1.311 | 171782.533 | 16806.73 | 1.6567 | 1.311 |  | 171782.533 | 16806.73 | 1.311 |  | 1.311 |  | 1.311 |  | 1.311 |  | 1.311 |  | 1.311 |  | 1.311 |  | 1.311 | 1.311 | Not Coal Steam or O/G Steam | 0.015263 | 0.015263 |  | 10.72%
Sundance Power Plant | Arizona |  |  |  | 55522 | CT08 | 9958 | Combustion Turbine |  |  |  | Combustion turbine | Y |  |  |  | 1.585 | 197239.052 | 19563.25 | 1.4527 | 1.585 |  | 197239.052 | 19563.25 | 1.585 |  | 1.585 |  | 1.585 |  | 1.585 |  | 1.585 |  | 1.585 |  | 1.585 |  | 1.585 | 1.585 | Not Coal Steam or O/G Steam | 0.016072 | 0.016072 |  | 9.321%
Sundance Power Plant | Arizona |  |  |  | 55522 | CT09 | 9959 | Combustion Turbine |  |  |  | Combustion turbine | Y |  |  |  | 1.372 | 185290.167 | 17940.28 | 1.4867 | 1.372 |  | 185290.167 | 17940.28 | 1.372 |  | 1.372 |  | 1.372 |  | 1.372 |  | 1.372 |  | 1.372 |  | 1.372 |  | 1.372 | 1.372 | Not Coal Steam or O/G Steam | 0.014809 | 0.014809 |  | 10.22%
Sundance Power Plant | Arizona |  |  |  | 55522 | CT10 | 9960 | Combustion Turbine |  |  |  | Combustion turbine | Y |  |  |  | 1.396 | 185735.383 | 18040.88 | 1.3753 | 1.396 |  | 185735.383 | 18040.88 | 1.396 |  | 1.396 |  | 1.396 |  | 1.396 |  | 1.396 |  | 1.396 |  | 1.396 |  | 1.396 | 1.396 | Not Coal Steam or O/G Steam | 0.015032 | 0.015032 |  | 9.727%
Yucca Power Plant | Arizona |  |  |  | 120 | 1 | 74 | O/G Steam |  |  |  | Tangentially-fired |  |  |  | 75 | 46.811 | 1133120.961 | 103894.47 | 64.655 | 46.811 |  | 1133120.961 | 103894.47 | 46.811 |  | 46.811 |  | 46.811 |  | 46.811 |  | 46.811 |  | 46.811 |  | 46.811 |  | 46.811 | 46.811 | O/G Steam Under 100 MW | 0.082623 | 0.082623 |  | 42.69%
Yucca Power Plant | Arizona |  |  |  | 120 | CT5 | 89724 | Combustion Turbine |  |  |  | Combustion turbine | Y |  |  |  | 1.723 | 412937.148 | 39983.51 | 1.8297 | 1.723 |  | 412937.148 | 39983.51 | 1.723 |  | 1.723 |  | 1.723 |  | 1.723 |  | 1.723 |  | 1.723 |  | 1.723 |  | 1.723 | 1.723 | Not Coal Steam or O/G Steam | 0.0083451 | 0.0083451 |  | 21.55%
Yucca Power Plant | Arizona |  |  |  | 120 | CT6 | 89725 | Combustion Turbine |  |  |  | Combustion turbine | Y |  |  |  | 1.993 | 414014 | 40555.48 | 1.8623 | 1.993 |  | 414014 | 40555.48 | 1.993 |  | 1.993 |  | 1.993 |  | 1.993 |  | 1.993 |  | 1.993 |  | 1.993 |  | 1.993 | 1.993 | Not Coal Steam or O/G Steam | 0.0096277 | 0.0096277 |  | 20.25%
Yuma Cogeneration Associates | Arizona |  |  |  | 54694 | 4101 | 91085 | Combined Cycle |  |  |  | Combined cycle |  |  |  |  | 14.811 | 433541.825 | 47477.24 | 15.7883 | 14.811 |  | 433541.825 | 47477.24 | 14.811 |  | 14.811 |  | 14.811 |  | 14.811 |  | 14.811 |  | 14.811 |  | 14.811 |  | 14.811 | 14.811 | Not Coal Steam or O/G Steam | 0.068326 | 0.068326 |  | 17.38%
Carl Bailey | Arkansas |  | X | X | 202 | 01 | 111 | O/G Steam |  |  |  | Dry bottom wall-fired boiler |  |  |  | 122 |  |  |  | 5.641 | [20 empty] | Oil/Gas Steam Under 150 Tons (2019-2021 Average) | 0 | 0 |  | 1.194%
City Water & Light - City of Jonesboro | Arkansas |  | X | X | 56505 | SN04 | 89827 | Combustion Turbine |  |  |  | Combustion turbine |  |  |  |  | 1.116 | 25652.9 | 2419 | 1.286 | 1.116 |  | 25652.9 | 2419 | 1.116 |  | 1.116 |  | 1.116 |  | 1.116 |  | 1.116 |  | 1.116 |  | 1.116 |  | 1.116 | 1.116 | Not Coal Steam or O/G Steam | 0.087008 | 0.087008 |  | 1.153%
City Water & Light - City of Jonesboro | Arkansas |  | X | X | 56505 | SN06 | 89828 | Combustion Turbine |  |  |  | Combustion turbine |  |  |  |  | 3.878 | 68613.7 | 6469 | 3.389 | 3.878 |  | 68613.7 | 6469 | 3.878 |  | 3.878 |  | 3.878 |  | 3.878 |  | 3.878 |  | 3.878 |  | 3.878 |  | 3.878 | 3.878 | Not Coal Steam or O/G Steam | 0.11304 | 0.11304 |  | 3.482%
City Water & Light - City of Jonesboro | Arkansas |  | X | X | 56505 | SN07 | 89829 | Combustion Turbine |  |  |  | Combustion turbine |  |  |  |  | 3.883 | 93590.8 | 8962 | 2.0083 | 3.883 |  | 93590.8 | 8962 | 3.883 |  | 3.883 |  | 3.883 |  | 3.883 |  | 3.883 |  | 3.883 |  | 3.883 |  | 3.883 | 3.883 | Not Coal Steam or O/G Steam | 0.082978 | 0.082978 |  | 2.816%
Dell Power Plant | Arkansas |  | X | X | 55340 | 1 | 4517 | Combined Cycle |  |  |  | Combined cycle | Y |  |  |  | 23.504 | 5634951.407 | 734933.28 | 20.9153 | 23.504 |  | 5634951.407 | 734933.28 | 23.504 |  | 23.504 |  | 23.504 |  | 23.504 |  | 23.504 |  | 23.504 |  | 23.504 |  | 23.504 | 23.504 | Not Coal Steam or O/G Steam | 0.0083422 | 0.0083422 |  | 39.33%
Dell Power Plant | Arkansas |  | X | X | 55340 | 2 | 4518 | Combined Cycle |  |  |  | Combined cycle | Y |  |  |  | 25.168 | 5679273.318 | 737274.71 | 21.3113 | 25.168 |  | 5679273.318 | 737274.71 | 25.168 |  | 25.168 |  | 25.168 |  | 25.168 |  | 25.168 |  | 25.168 |  | 25.168 |  | 25.168 | 25.168 | Not Coal Steam or O/G Steam | 0.0088631 | 0.0088631 |  | 34.94%
Flint Creek Power Plant | Arkansas |  | X | X | 6138 | 1 | 2800 | Coal Steam |  |  |  | Dry bottom wall-fired boiler |  |  |  | 528 | 1495.449 | 15768803.628 | 1555009.23 | 1194.3273 | 1495.449 |  | 15768803.628 | 1555009.23 | 1495.449 |  | 1495.449 |  | 1495.449 |  | 1495.449 |  | 1495.449 |  | 1495.449 |  | 1495.449 |  | 944.8345 | 394.2201 | Coal Steam SCR Retrofit | 0.18967 | 0.05 |  | 55.13%
Fulton | Arkansas |  | X | X | 7825 | CT1 | 3247 | Combustion Turbine |  |  |  | Combustion turbine |  |  |  |  | 16.019 | 597448.557 | 55265.91 | 18.6063 | 16.019 |  | 597448.557 | 55265.91 | 16.019 |  | 16.019 |  | 16.019 |  | 16.019 |  | 16.019 |  | 16.019 |  | 16.019 |  | 16.019 | 16.019 | Not Coal Steam or O/G Steam | 0.053625 | 0.053625 |  | 10.59%
Harry D. Mattison Power Plant | Arkansas |  | X | X | 56328 | 1 | 89740 | Combustion Turbine |  |  |  | Combustion turbine |  |  |  |  | 2.988 | 94266.1 | 7539.61 | 4.1743 | 2.988 |  | 94266.1 | 7539.61 | 2.988 |  | 2.988 |  | 2.988 |  | 2.988 |  | 2.988 |  | 2.988 |  | 2.988 |  | 2.988 | 2.988 | Not Coal Steam or O/G Steam | 0.063395 | 0.063395 |  | 3.853%
Harry D. Mattison Power Plant | Arkansas |  | X | X | 56328 | 2 | 89741 | Combustion Turbine |  |  |  | Combustion turbine |  |  |  |  | 0.916 | 33948.8 | 2598.02 | 3.593 | 0.916 |  | 33948.8 | 2598.02 | 0.916 |  | 0.916 |  | 0.916 |  | 0.916 |  | 0.916 |  | 0.916 |  | 0.916 |  | 0.916 | 0.916 | Not Coal Steam or O/G Steam | 0.053964 | 0.053964 |  | 3.693%
Harry D. Mattison Power Plant | Arkansas |  | X | X | 56328 | 3 | 91249 | Combustion Turbine |  |  |  | Combustion turbine |  |  |  |  | 3.903 | 83975.8 | 6998.27 | 6.7997 | 3.903 |  | 83975.8 | 6998.27 | 3.903 |  | 3.903 |  | 3.903 |  | 3.903 |  | 3.903 |  | 3.903 |  | 3.903 |  | 3.903 | 3.903 | Not Coal Steam or O/G Steam | 0.092955 | 0.092955 |  | 4.235%
Harry D. Mattison Power Plant | Arkansas |  | X | X | 56328 | 4 | 91250 | Combustion Turbine |  |  |  | Combustion turbine |  |  |  |  | 3.982 | 79820.2 | 6370.32 | 7.315 | 3.982 |  | 79820.2 | 6370.32 | 3.982 |  | 3.982 |  | 3.982 |  | 3.982 |  | 3.982 |  | 3.982 |  | 3.982 |  | 3.982 | 3.982 | Not Coal Steam or O/G Steam | 0.099774 | 0.099774 |  | 4.285%
Hot Spring Energy Facility | Arkansas |  | X | X | 55418 | CT-1 | 4705 | Combined Cycle |  |  |  | Combined cycle | Y |  |  |  | 16.349 | 2701410.194 | 373476.82 | 19.418 | 16.349 |  | 2701410.194 | 373476.82 | 16.349 |  | 16.349 |  | 16.349 |  | 16.2085 | Optimize SCR | 16.2085 |  | 16.2085 |  | 16.2085 |  | 16.2085 | 16.2085 | Not Coal Steam or O/G Steam | 0.012 | 0.012 |  | 35.08%
Hot Spring Energy Facility | Arkansas |  | X | X | 55418 | CT-2 | 4706 | Combined Cycle |  |  |  | Combined cycle | Y |  |  |  | 15.236 | 2650790.334 | 368818.23 | 19.2713 | 15.236 |  | 2650790.334 | 368818.23 | 15.236 |  | 15.236 |  | 15.236 |  | 15.236 |  | 15.236 |  | 15.236 |  | 15.236 |  | 15.236 | 15.236 | Not Coal Steam or O/G Steam | 0.011495 | 0.011495 |  | 34.87%
Independence | Arkansas |  | X | X | 6641 | 1 | 2898 | Coal Steam |  |  |  | Tangentially-fired |  |  |  | 809 | 1584.887 | 21771725.945 | 2014568.32 | 1364.497 | 1584.887 |  | 21771725.945 | 2014568.32 | 1584.887 |  | 1584.887 |  | 1584.887 |  | 1584.887 |  | 1584.887 |  | 1584.887 |  | 1584.887 |  | 1064.5901 | 544.2931 | Coal Steam SCR Retrofit | 0.14559 | 0.05 |  | 48.66%
Independence | Arkansas |  | X | X | 6641 | 2 | 2899 | Coal Steam |  |  |  | Tangentially-fired |  |  |  | 842 | 317.632 | 4806052.212 | 413727.25 | 878.9233 | 317.632 |  | 4806052.212 | 413727.25 | 317.632 |  | 317.632 |  | 317.632 |  | 317.632 |  | 317.632 |  | 317.632 |  | 317.632 |  | 218.8917 | 120.1513 | Coal Steam SCR Retrofit | 0.13218 | 0.05 |  | 30.29%
John W. Turk Jr. Power Plant | Arkansas |  | X | X | 56564 | SN-01 | 90325 | Coal Steam |  |  |  | Dry bottom wall-fired boiler | Y |  |  | 609 | 363.614 | 16488573.766 | 1801065.81 | 304.7497 | 363.614 |  | 16488573.766 | 1801065.81 | 363.614 |  | 363.614 |  | 363.614 |  | 363.614 |  | 363.614 |  | 363.614 |  | 363.614 |  | 363.614 | 363.614 | Existing SCR | 0.044105 | 0.044105 |  | 66.61%
Lake Catherine | Arkansas |  | X | X | 170 | 4 | 107 | O/G Steam | 6 | 2025 | 2026 | Dry bottom wall-fired boiler |  |  |  | 522 | 226.986 | 1922508.729 | 171813.5 | 328.8937 | 226.986 |  | 1922508.729 | 171813.5 | 226.986 |  | 226.986 |  | 226.986 |  | 226.986 |  | 226.986 |  | 226.986 |  | 226.986 |  | 127.9118 | 28.8376 | O/G Steam SCR Retrofit | 0.23614 | 0.03 |  | 9.462%
Magnet Cove Generating Station | Arkansas |  | X | X | 55714 | SN-01 | 9298 | Combined Cycle |  |  |  | Combined cycle | Y |  |  |  | 10.618 | 1396943.15 | 218718.05 | 16.6957 | 10.618 |  | 1396943.15 | 218718.05 | 10.618 |  | 10.618 |  | 10.618 |  | 8.3817 | Optimize SCR | 8.3817 |  | 8.3817 |  | 8.3817 |  | 8.3817 | 8.3817 | Not Coal Steam or O/G Steam | 0.012 | 0.012 |  | 24.59%
Magnet Cove Generating Station | Arkansas |  | X | X | 55714 | SN-02 | 9299 | Combined Cycle |  |  |  | Combined cycle | Y |  |  |  | 16.111 | 2278140.541 | 358279.16 | 23.3287 | 16.111 |  | 2278140.541 | 358279.16 | 16.111 |  | 16.111 |  | 16.111 |  | 13.6688 | Optimize SCR | 13.6688 |  | 13.6688 |  | 13.6688 |  | 13.6688 | 13.6688 | Not Coal Steam or O/G Steam | 0.012 | 0.012 |  | 34.51%
McClellan | Arkansas |  | X | X | 203 | 01 | 112 | O/G Steam |  |  |  | Dry bottom wall-fired boiler |  |  |  | 134 | 11.47 | 114281.873 |  | 23.264 | 11.47 |  | 114281.873 |  | 11.47 |  | 11.47 |  | 11.47 |  | 11.47 |  | 11.47 |  | 11.47 |  | 11.47 |  | 11.47 | 11.47 | Oil/Gas Steam Under 150 Tons (2019-2021 Average) | 0.20073 | 0.20073 |  | 4.36%
Oswald Generating Station | Arkansas |  | X | X | 55221 | G1 | 4167 | Combined Cycle |  |  |  | Combined cycle |  |  |  |  | 22.864 | 367998.162 | 47797.9 | 18.5777 | 22.864 |  | 367998.162 | 47797.9 | 22.864 |  | 22.864 |  | 22.864 |  | 22.864 |  | 22.864 |  | 22.864 |  | 22.864 |  | 22.864 | 22.864 | Not Coal Steam or O/G Steam | 0.12426 | 0.12426 |  | 15.32%
Oswald Generating Station | Arkansas |  | X | X | 55221 | G2 | 4168 | Combined Cycle |  |  |  | Combined cycle |  |  |  |  | 20.839 | 381756.339 | 51662.95 | 17.559 | 20.839 |  | 381756.339 | 51662.95 | 20.839 |  | 20.839 |  | 20.839 |  | 20.839 |  | 20.839 |  | 20.839 |  | 20.839 |  | 20.839 | 20.839 | Not Coal Steam or O/G Steam | 0.10917 | 0.10917 |  | 15.31%
Oswald Generating Station | Arkansas |  | X | X | 55221 | G3 | 4169 | Combined Cycle |  |  |  | Combined cycle |  |  |  |  | 22.831 | 403366.696 | 52634.47 | 19.282 | 22.831 |  | 403366.696 | 52634.47 | 22.831 |  | 22.831 |  | 22.831 |  | 22.831 |  | 22.831 |  | 22.831 |  | 22.831 |  | 22.831 | 22.831 | Not Coal Steam or O/G Steam | 0.1132 | 0.1132 |  | 16.34%
Oswald Generating Station | Arkansas |  | X | X | 55221 | G4 | 4170 | Combined Cycle |  |  |  | Combined cycle |  |  |  |  | 23.162 | 397341.831 | 52675.04 | 19.586 | 23.162 |  | 397341.831 | 52675.04 | 23.162 |  | 23.162 |  | 23.162 |  | 23.162 |  | 23.162 |  | 23.162 |  | 23.162 |  | 23.162 | 23.162 | Not Coal Steam or O/G Steam | 0.11658 | 0.11658 |  | 16.27%
Oswald Generating Station | Arkansas |  | X | X | 55221 | G5 | 4171 | Combined Cycle |  |  |  | Combined cycle |  |  |  |  | 22.868 | 393151.923 | 52147.47 | 19.7837 | 22.868 |  | 393151.923 | 52147.47 | 22.868 |  | 22.868 |  | 22.868 |  | 22.868 |  | 22.868 |  | 22.868 |  | 22.868 |  | 22.868 | 22.868 | Not Coal Steam or O/G Steam | 0.11633 | 0.11633 |  | 15.9%
Oswald Generating Station | Arkansas |  | X | X | 55221 | G6 | 4172 | Combined Cycle |  |  |  | Combined cycle |  |  |  |  | 22.298 | 393780.398 | 52995.1 | 19.4503 | 22.298 |  | 393780.398 | 52995.1 | 22.298 |  | 22.298 |  | 22.298 |  | 22.298 |  | 22.298 |  | 22.298 |  | 22.298 |  | 22.298 | 22.298 | Not Coal Steam or O/G Steam | 0.11325 | 0.11325 |  | 16.01%
Oswald Generating Station | Arkansas |  | X | X | 55221 | G7 | 4173 | Combined Cycle |  |  |  | Combined cycle |  |  |  |  | 27.839 | 839765.744 | 90724.9 | 30.7267 | 27.839 |  | 839765.744 | 90724.9 | 27.839 |  | 27.839 |  | 27.839 |  | 27.839 |  | 27.839 |  | 27.839 |  | 27.839 |  | 27.839 | 27.839 | Not Coal Steam or O/G Steam | 0.066302 | 0.066302 |  | 16.23%
Pine Bluff Energy Center | Arkansas |  | X | X | 55075 | CT-1 | 3855 | Combined Cycle |  |  |  | Combined cycle |  |  |  |  | 64.208 | 2949612.173 | 425571.4 | 81.0323 | 64.208 |  | 2949612.173 | 425571.4 | 64.208 |  | 64.208 |  | 64.208 |  | 64.208 |  | 64.208 |  | 64.208 |  | 64.208 |  | 64.208 | 64.208 | Not Coal Steam or O/G Steam | 0.043537 | 0.043537 |  | 51.47%
Plum Point Energy Station | Arkansas |  | X | X | 56456 | 1 | 90208 | Coal Steam |  |  |  | Dry bottom wall-fired boiler | Y |  |  | 680 | 870.576 | 21295491.588 | 2186294.4 | 719.9583 | 870.576 |  | 21295491.588 | 2186294.4 | 870.576 |  | 870.576 |  | 870.576 |  | 851.8197 | Optimize SCR | 851.8197 |  | 851.8197 |  | 851.8197 |  | 851.8197 | 851.8197 | Existing SCR | 0.08 | 0.08 |  | 63.55%
Thomas Fitzhugh | Arkansas |  | X | X | 201 | 2 | 88375 | Combined Cycle |  |  |  | Combined cycle |  |  |  |  | 36.909 | 1088341.161 | 122985.42 | 55.9943 | 36.909 |  | 1088341.161 | 122985.42 | 36.909 |  | 36.909 |  | 36.909 |  | 36.909 |  | 36.909 |  | 36.909 |  | 36.909 |  | 36.909 | 36.909 | Not Coal Steam or O/G Steam | 0.067826 | 0.067826 |  | 24.36%
Union Power Station | Arkansas |  | X | X | 55380 | CTG-1 | 4590 | Combined Cycle |  |  |  | Combined cycle | Y |  |  |  | 27.119 | 4424166.357 | 619239.98 | 30.481 | 27.119 |  | 4424166.357 | 619239.98 | 27.119 |  | 27.119 |  | 27.119 |  | 26.545 | Optimize SCR | 26.545 |  | 26.545 |  | 26.545 |  | 26.545 | 26.545 | Not Coal Steam or O/G Steam | 0.012 | 0.012 |  | 62.03%
Union Power Station | Arkansas |  | X | X | 55380 | CTG-2 | 4592 | Combined Cycle |  |  |  | Combined cycle | Y |  |  |  | 28.018 | 4653776.297 | 645360.57 | 31.723 | 28.018 |  | 4653776.297 | 645360.57 | 28.018 |  | 28.018 |  | 28.018 |  | 27.9227 | Optimize SCR | 27.9227 |  | 27.9227 |  | 27.9227 |  | 27.9227 | 27.9227 | Not Coal Steam or O/G Steam | 0.012 | 0.012 |  | 63.39%
Union Power Station | Arkansas |  | X | X | 55380 | CTG-3 | 4593 | Combined Cycle |  |  |  | Combined cycle | Y |  |  |  | 30.355 | 5215302.207 | 720124.33 | 30.2803 | 30.355 |  | 5215302.207 | 720124.33 | 30.355 |  | 30.355 |  | 30.355 |  | 30.355 |  | 30.355 |  | 30.355 |  | 30.355 |  | 30.355 | 30.355 | Not Coal Steam or O/G Steam | 0.011641 | 0.011641 |  | 59.44%
Union Power Station | Arkansas |  | X | X | 55380 | CTG-4 | 4594 | Combined Cycle |  |  |  | Combined cycle | Y |  |  |  | 29.622 | 5168943.413 | 716097.39 | 29.531 | 29.622 |  | 5168943.413 | 716097.39 | 29.622 |  | 29.622 |  | 29.622 |  | 29.622 |  | 29.622 |  | 29.622 |  | 29.622 |  | 29.622 | 29.622 | Not Coal Steam or O/G Steam | 0.011462 | 0.011462 |  | 59.5%
Union Power Station | Arkansas |  | X | X | 55380 | CTG-5 | 4595 | Combined Cycle |  |  |  | Combined cycle | Y |  |  |  | 30.726 | 4818552.042 | 681964.66 | 20.9557 | 30.726 |  | 4818552.042 | 681964.66 | 30.726 |  | 30.726 |  | 30.726 |  | 28.9113 | Optimize SCR | 28.9113 |  | 28.9113 |  | 28.9113 |  | 28.9113 | 28.9113 | Not Coal Steam or O/G Steam | 0.012 | 0.012 |  | 42.41%
Union Power Station | Arkansas |  | X | X | 55380 | CTG-6 | 4596 | Combined Cycle |  |  |  | Combined cycle | Y |  |  |  | 30.107 | 4853362.413 | 684964.13 | 21.396 | 30.107 |  | 4853362.413 | 684964.13 | 30.107 |  | 30.107 |  | 30.107 |  | 29.1202 | Optimize SCR | 29.1202 |  | 29.1202 |  | 29.1202 |  | 29.1202 | 29.1202 | Not Coal Steam or O/G Steam | 0.012 | 0.012 |  | 44.65%
Union Power Station | Arkansas |  | X | X | 55380 | CTG-7 | 4597 | Combined Cycle |  |  |  | Combined cycle | Y |  |  |  | 24.693 | 4000146.907 | 565393.58 | 24.9033 | 24.693 |  | 4000146.907 | 565393.58 | 24.693 |  | 24.693 |  | 24.693 |  | 24.0009 | Optimize SCR | 24.0009 |  | 24.0009 |  | 24.0009 |  | 24.0009 | 24.0009 | Not Coal Steam or O/G Steam | 0.012 | 0.012 |  | 46.69%
Union Power Station | Arkansas |  | X | X | 55380 | CTG-8 | 4598 | Combined Cycle |  |  |  | Combined cycle | Y |  |  |  | 23.471 | 3996434.502 | 566404.41 | 23.923 | 23.471 |  | 3996434.502 | 566404.41 | 23.471 |  | 23.471 |  | 23.471 |  | 23.471 |  | 23.471 |  | 23.471 |  | 23.471 |  | 23.471 | 23.471 | Not Coal Steam or O/G Steam | 0.011746 | 0.011746 |  | 47.22%
White Bluff | Arkansas |  | X | X | 6009 | 1 | 2675 | Coal Steam |  |  |  | Tangentially-fired |  |  |  | 818 | 1818.706 | 22747547.981 | 2073557.11 | 1657.5823 | 1818.706 |  | 22747547.981 | 2073557.11 | 1818.706 |  | 1818.706 |  | 1818.706 |  | 1818.706 |  | 1818.706 |  | 1818.706 |  | 1818.706 |  | 1193.6973 | 568.6887 | Coal Steam SCR Retrofit | 0.1599 | 0.05 |  | 56.86%
White Bluff | Arkansas |  | X | X | 6009 | 2 | 2676 | Coal Steam |  |  |  | Tangentially-fired |  |  |  | 819 | 1633.602 | 22163950.877 | 2189783.95 | 1323.773 | 1633.602 |  | 22163950.877 | 2189783.95 | 1633.602 |  | 1633.602 |  | 1633.602 |  | 1633.602 |  | 1633.602 |  | 1633.602 |  | 1633.602 |  | 1093.8504 | 554.0988 | Coal Steam SCR Retrofit | 0.14741 | 0.05 |  | 46.53%
AES Alamitos | California |  |  |  | 315 | 3 | 201 | O/G Steam | 12 | 2023 | 2024 | Tangentially-fired | Y |  |  | 332 | 7.172 | 1870001.8 | 148590 | 14.9643 | 0 | Y | 0 | 0 | 0 |  | 0 |  | 0 |  | 0 |  | 0 |  | 0 |  | 0 |  | 0 | 0 | Retired | 0 | 0 |  | 14.5%
AES Alamitos | California |  |  |  | 315 | 4 | 202 | O/G Steam | 12 | 2023 | 2024 | Tangentially-fired | Y |  |  | 335 | 6.239 | 1976947.5 | 160654 | 4.5937 | 0 | Y | 0 | 0 | 0 |  | 0 |  | 0 |  | 0 |  | 0 |  | 0 |  | 0 |  | 0 | 0 | Retired | 0 | 0 |  | 11.8%
AES Alamitos | California |  |  |  | 315 | 5 | 203 | O/G Steam | 12 | 2023 | 2024 | Dry bottom wall-fired boiler | Y |  |  | 485 | 7.937 | 2273041.9 | 182656 | 9.0127 | 0 | Y | 0 | 0 | 0 |  | 0 |  | 0 |  | 0 |  | 0 |  | 0 |  | 0 |  | 0 | 0 | Retired | 0 | 0 |  | 8.941%
AES Alamitos | California |  |  |  | 315 | CT1 | 91303 | Combined Cycle |  |  |  | Combined cycle | Y |  |  |  | 9.815 | 4311559.625 | 624622.28 | 5.8453 | 9.815 |  | 4311559.625 | 624622.28 | 9.815 |  | 9.815 |  | 9.815 |  | 9.815 |  | 9.815 |  | 9.815 |  | 9.815 |  | 9.815 | 9.815 | Not Coal Steam or O/G Steam | 0.0045529 | 0.0045529 |  | 25.4%
AES Alamitos | California |  |  |  | 315 | CT2 | 91304 | Combined Cycle |  |  |  | Combined cycle | Y |  |  |  | 11.687 | 4669973.69 | 678550.05 | 6.133 | 11.687 |  | 4669973.69 | 678550.05 | 11.687 |  | 11.687 |  | 11.687 |  | 11.687 |  | 11.687 |  | 11.687 |  | 11.687 |  | 11.687 | 11.687 | Not Coal Steam or O/G Steam | 0.0050052 | 0.0050052 |  | 26.94%
AES Huntington Beach | California |  |  |  | 335 | 2 | 224 | O/G Steam | 12 | 2023 | 2024 | Dry bottom wall-fired boiler | Y |  |  | 225.8 | 3.686 | 986017.3 | 87522 | 4.052 | 0 | Y | 0 | 0 | 0 |  | 0 |  | 0 |  | 0 |  | 0 |  | 0 |  | 0 |  | 0 | 0 | Retired | 0 | 0 |  | 10.05%
AES Huntington Beach | California |  |  |  | 335 | CT1 | 91305 | Combined Cycle |  |  |  | Combined cycle | Y |  |  |  | 20.039 | 5805954.309 | 859856.3 | 9.1493 | 20.039 |  | 5805954.309 | 859856.3 | 20.039 |  | 20.039 |  | 20.039 |  | 20.039 |  | 20.039 |  | 20.039 |  | 20.039 |  | 20.039 | 20.039 | Not Coal Steam or O/G Steam | 0.0069029 | 0.0069029 |  | 31.12%
AES Huntington Beach | California |  |  |  | 335 | CT2 | 91306 | Combined Cycle |  |  |  | Combined cycle | Y |  |  |  | 19.476 | 5703643.49 | 845812.43 | 8.8723 | 19.476 |  | 5703643.49 | 845812.43 | 19.476 |  | 19.476 |  | 19.476 |  | 19.476 |  | 19.476 |  | 19.476 |  | 19.476 |  | 19.476 | 19.476 | Not Coal Steam or O/G Steam | 0.0068293 | 0.0068293 |  | 31.1%
AES Redondo Beach | California |  |  |  | 356 | 5 | 238 | O/G Steam | 12 | 2023 | 2024 | Dry bottom wall-fired boiler | Y |  |  | 175 | 3.039 | 667950.6 | 41011 | 2.752 | 0 | Y | 0 | 0 | 0 |  | 0 |  | 0 |  | 0 |  | 0 |  | 0 |  | 0 |  | 0 | 0 | Retired | 0 | 0 |  | 7.792%
AES Redondo Beach | California |  |  |  | 356 | 6 | 239 | O/G Steam | 12 | 2023 | 2024 | Dry bottom wall-fired boiler | Y |  |  | 175 | 4.085 | 989132.4 | 54918 | 4.0667 | 0 | Y | 0 | 0 | 0 |  | 0 |  | 0 |  | 0 |  | 0 |  | 0 |  | 0 |  | 0 | 0 | Retired | 0 | 0 |  | 11.9%
AES Redondo Beach | California |  |  |  | 356 | 8 | 241 | O/G Steam | 12 | 2023 | 2024 | Dry bottom wall-fired boiler | Y |  |  | 480 | 9.134 | 1691265.4 | 145521 | 7.2543 | 0 | Y | 0 | 0 | 0 |  | 0 |  | 0 |  | 0 |  | 0 |  | 0 |  | 0 |  | 0 | 0 | Retired | 0 | 0 |  | 8.522%
Agua Mansa Power | California |  |  |  | 55951 | AMP-1 | 89370 | Combustion Turbine |  |  |  | Combustion turbine | Y |  |  |  | 1.052 | 134046.325 | 12686.25 | 0.73367 | 1.052 |  | 134046.325 | 12686.25 | 1.052 |  | 1.052 |  | 1.052 |  | 1.052 |  | 1.052 |  | 1.052 |  | 1.052 |  | 1.052 | 1.052 | Not Coal Steam or O/G Steam | 0.015696 | 0.015696 |  | 5.48%
Algonquin Power Sanger | California |  |  |  | 57564 | 8 | 91241 | Combined Cycle |  |  |  | Combined cycle | Y |  |  |  | 5.746 | 789224.015 | 76471.35 | 2.946 | 5.746 |  | 789224.015 | 76471.35 | 5.746 |  | 5.746 |  | 5.746 |  | 4.7353 | Optimize SCR | 4.7353 |  | 4.7353 |  | 4.7353 |  | 4.7353 | 4.7353 | Not Coal Steam or O/G Steam | 0.012 | 0.012 |  | 25.27%
Almond Power Plant | California |  |  |  | 7315 | 1 | 3093 | Combustion Turbine |  |  |  | Combustion turbine | Y |  |  |  | 3.407 | 584091.431 | 62340.97 | 2.491 | 3.407 |  | 584091.431 | 62340.97 | 3.407 |  | 3.407 |  | 3.407 |  | 3.407 |  | 3.407 |  | 3.407 |  | 3.407 |  | 3.407 | 3.407 | Not Coal Steam or O/G Steam | 0.011666 | 0.011666 |  | 24.16%
Almond Power Plant | California |  |  |  | 7315 | 2 | 90500 | Combustion Turbine |  |  |  | Combustion turbine | Y |  |  |  | 1.675 | 362099.919 | 37497.39 | 0.96533 | 1.675 |  | 362099.919 | 37497.39 | 1.675 |  | 1.675 |  | 1.675 |  | 1.675 |  | 1.675 |  | 1.675 |  | 1.675 |  | 1.675 | 1.675 | Not Coal Steam or O/G Steam | 0.0092516 | 0.0092516 |  | 11.6%
Almond Power Plant | California |  |  |  | 7315 | 3 | 90501 | Combustion Turbine |  |  |  | Combustion turbine | Y |  |  |  | 3.439 | 755859.047 | 75760.96 | 2.118 | 3.439 |  | 755859.047 | 75760.96 | 3.439 |  | 3.439 |  | 3.439 |  | 3.439 |  | 3.439 |  | 3.439 |  | 3.439 |  | 3.439 | 3.439 | Not Coal Steam or O/G Steam | 0.0090996 | 0.0090996 |  | 26.28%
Almond Power Plant | California |  |  |  | 7315 | 4 | 90502 | Combustion Turbine |  |  |  | Combustion turbine | Y |  |  |  | 2.184 | 490157.223 | 50914.2 | 1.856 | 2.184 |  | 490157.223 | 50914.2 | 2.184 |  | 2.184 |  | 2.184 |  | 2.184 |  | 2.184 |  | 2.184 |  | 2.184 |  | 2.184 | 2.184 | Not Coal Steam or O/G Steam | 0.0089114 | 0.0089114 |  | 23.01%
Badger Creek Limited | California |  |  |  | 10650 | GT1 | 91244 | Combustion Turbine |  |  |  | Combustion turbine | Y |  |  |  | 1.099 | 133007.325 | 21604.5 | 4.808 | 1.099 |  | 133007.325 | 21604.5 | 1.099 |  | 1.099 |  | 1.099 |  | 1.099 |  | 1.099 |  | 1.099 |  | 1.099 |  | 1.099 | 1.099 | Not Coal Steam or O/G Steam | 0.016525 | 0.016525 |  | 7.089%
Barre Generating Station | California |  |  |  | 56474 | CT1 | 90072 | Combustion Turbine |  |  |  | Combustion turbine | Y |  |  |  | 0.378 | 112538.043 | 11448.74 | 0.556 | 0.378 |  | 112538.043 | 11448.74 | 0.378 |  | 0.378 |  | 0.378 |  | 0.378 |  | 0.378 |  | 0.378 |  | 0.378 |  | 0.378 | 0.378 | Not Coal Steam or O/G Steam | 0.0067177 | 0.0067177 |  | 7.804%
Bear Mountain Limited | California |  |  |  | 10649 | GT1 | 91243 | Combustion Turbine |  |  |  | Combustion turbine | Y |  |  |  | 3.254 | 431876.475 | 50529.25 | 4.578 | 3.254 |  | 431876.475 | 50529.25 | 3.254 |  | 3.254 |  | 3.254 |  | 3.254 |  | 3.254 |  | 3.254 |  | 3.254 |  | 3.254 | 3.254 | Not Coal Steam or O/G Steam | 0.015069 | 0.015069 |  | 19.52%
Blythe Energy | California |  |  |  | 55295 | 1 | 4467 | Combined Cycle |  |  |  | Combined cycle | Y |  |  |  | 13.71 | 3766969.484 | 341098.82 | 11.8557 | 13.71 |  | 3766969.484 | 341098.82 | 13.71 |  | 13.71 |  | 13.71 |  | 13.71 |  | 13.71 |  | 13.71 |  | 13.71 |  | 13.71 | 13.71 | Not Coal Steam or O/G Steam | 0.0072791 | 0.0072791 |  | 43.84%
Blythe Energy | California |  |  |  | 55295 | 2 | 4468 | Combined Cycle |  |  |  | Combined cycle | Y |  |  |  | 15.061 | 4251814.103 | 378070.29 | 15.423 | 15.061 |  | 4251814.103 | 378070.29 | 15.061 |  | 15.061 |  | 15.061 |  | 15.061 |  | 15.061 |  | 15.061 |  | 15.061 |  | 15.061 | 15.061 | Not Coal Steam or O/G Steam | 0.0070845 | 0.0070845 |  | 53.42%
Cabrillo Power I Encina Power Station | California |  |  |  | 302 | 10 | 91208 | Combustion Turbine |  |  |  | Combustion turbine | Y |  |  |  | 1.165 | 320406.971 | 31989.69 | 2.088 | 1.165 |  | 320406.971 | 31989.69 | 1.165 |  | 1.165 |  | 1.165 |  | 1.165 |  | 1.165 |  | 1.165 |  | 1.165 |  | 1.165 | 1.165 | Not Coal Steam or O/G Steam | 0.007272 | 0.007272 |  | 8.384%
Cabrillo Power I Encina Power Station | California |  |  |  | 302 | 6 | 90228 | Combustion Turbine |  |  |  | Combustion turbine | Y |  |  |  | 1.95 | 510621.421 | 48514.77 | 2.2457 | 1.95 |  | 510621.421 | 48514.77 | 1.95 |  | 1.95 |  | 1.95 |  | 1.95 |  | 1.95 |  | 1.95 |  | 1.95 |  | 1.95 | 1.95 | Not Coal Steam or O/G Steam | 0.0076378 | 0.0076378 |  | 10.72%
Cabrillo Power I Encina Power Station | California |  |  |  | 302 | 7 | 90229 | Combustion Turbine |  |  |  | Combustion turbine | Y |  |  |  | 1.809 | 538670.844 | 50815.77 | 1.576 | 1.809 |  | 538670.844 | 50815.77 | 1.809 |  | 1.809 |  | 1.809 |  | 1.809 |  | 1.809 |  | 1.809 |  | 1.809 |  | 1.809 | 1.809 | Not Coal Steam or O/G Steam | 0.0067165 | 0.0067165 |  | 10.92%
Cabrillo Power I Encina Power Station | California |  |  |  | 302 | 8 | 91206 | Combustion Turbine |  |  |  | Combustion turbine | Y |  |  |  | 1.523 | 453592.562 | 43138.28 | 1.4383 | 1.523 |  | 453592.562 | 43138.28 | 1.523 |  | 1.523 |  | 1.523 |  | 1.523 |  | 1.523 |  | 1.523 |  | 1.523 |  | 1.523 | 1.523 | Not Coal Steam or O/G Steam | 0.0067153 | 0.0067153 |  | 10.62%
Cabrillo Power I Encina Power Station | California |  |  |  | 302 | 9 | 91207 | Combustion Turbine |  |  |  | Combustion turbine | Y |  |  |  | 1.68 | 493547.293 | 46656.12 | 1.3943 | 1.68 |  | 493547.293 | 46656.12 | 1.68 |  | 1.68 |  | 1.68 |  | 1.68 |  | 1.68 |  | 1.68 |  | 1.68 |  | 1.68 | 1.68 | Not Coal Steam or O/G Steam | 0.0068079 | 0.0068079 |  | 11.15%
CalPeak Power - Border | California |  |  |  | 55510 | GT-1 | 4917 | Combustion Turbine |  |  |  | Combustion turbine | Y |  |  |  | 0.719 | 131263.587 | 12321.11 | 0.64967 | 0.719 |  | 131263.587 | 12321.11 | 0.719 |  | 0.719 |  | 0.719 |  | 0.719 |  | 0.719 |  | 0.719 |  | 0.719 |  | 0.719 | 0.719 | Not Coal Steam or O/G Steam | 0.010955 | 0.010955 |  | 4.555%
CalPeak Power - Border | California |  |  |  | 55510 | GT-2 | 4918 | Combustion Turbine | [32 empty] | Not Coal Steam or O/G Steam | 0 | 0
CalPeak Power - Enterprise | California |  |  |  | 55513 | GT-1 | 4923 | Combustion Turbine |  |  |  | Combustion turbine | Y |  |  |  | 0.643 | 94924.77 | 8946.84 | 0.569 | 0.643 |  | 94924.77 | 8946.84 | 0.643 |  | 0.643 |  | 0.643 |  | 0.643 |  | 0.643 |  | 0.643 |  | 0.643 |  | 0.643 | 0.643 | Not Coal Steam or O/G Steam | 0.013548 | 0.013548 |  | 3.637%
CalPeak Power - Enterprise | California |  |  |  | 55513 | GT-2 | 4924 | Combustion Turbine | [32 empty] | Not Coal Steam or O/G Steam | 0 | 0
CalPeak Power - Panoche | California |  |  |  | 55508 | GT-1 | 4913 | Combustion Turbine |  |  |  | Combustion turbine | Y |  |  |  | 0.707 | 122339.099 | 11225.63 | 0.454 | 0.707 |  | 122339.099 | 11225.63 | 0.707 |  | 0.707 |  | 0.707 |  | 0.707 |  | 0.707 |  | 0.707 |  | 0.707 |  | 0.707 | 0.707 | Not Coal Steam or O/G Steam | 0.011558 | 0.011558 |  | 3.566%
CalPeak Power - Panoche | California |  |  |  | 55508 | GT-2 | 4914 | Combustion Turbine | [32 empty] | Not Coal Steam or O/G Steam | 0 | 0
CalPeak Power - Vaca Dixon | California |  |  |  | 55499 | GT-1 | 4893 | Combustion Turbine |  |  |  | Combustion turbine | Y |  |  |  | 0.979 | 169261.908 | 15993.28 | 0.64433 | 0.979 |  | 169261.908 | 15993.28 | 0.979 |  | 0.979 |  | 0.979 |  | 0.979 |  | 0.979 |  | 0.979 |  | 0.979 |  | 0.979 | 0.979 | Not Coal Steam or O/G Steam | 0.011568 | 0.011568 |  | 4.815%
CalPeak Power - Vaca Dixon | California |  |  |  | 55499 | GT-2 | 4894 | Combustion Turbine | [32 empty] | Not Coal Steam or O/G Steam | 0 | 0
Calpine Gilroy Cogen, LP | California |  |  |  | 10034 | S-100 | 89552 | Combined Cycle |  |  |  | Combined cycle |  |  |  |  | 8.999 | 560456.443 | 66941.29 | 7.6027 | 8.999 |  | 560456.443 | 66941.29 | 8.999 |  | 8.999 |  | 8.999 |  | 8.999 |  | 8.999 |  | 8.999 |  | 8.999 |  | 8.999 | 8.999 | Not Coal Steam or O/G Steam | 0.032113 | 0.032113 |  | 11.76%
Calpine Sutter Energy Center | California |  |  |  | 55112 | CT01 | 3928 | Combined Cycle |  |  |  | Combined cycle | Y |  |  |  | 16.746 | 4749282.533 | 702702.75 | 12.529 | 16.746 |  | 4749282.533 | 702702.75 | 16.746 |  | 16.746 |  | 16.746 |  | 16.746 |  | 16.746 |  | 16.746 |  | 16.746 |  | 16.746 | 16.746 | Not Coal Steam or O/G Steam | 0.007052 | 0.007052 |  | 39.11%
Calpine Sutter Energy Center | California |  |  |  | 55112 | CT02 | 3929 | Combined Cycle |  |  |  | Combined cycle | Y |  |  |  | 14.035 | 3155478.692 | 470620.91 | 7.7947 | 14.035 |  | 3155478.692 | 470620.91 | 14.035 |  | 14.035 |  | 14.035 |  | 14.035 |  | 14.035 |  | 14.035 |  | 14.035 |  | 14.035 | 14.035 | Not Coal Steam or O/G Steam | 0.0088956 | 0.0088956 |  | 22.04%
Campbell Power Plant | California |  |  |  | 7552 | 1 | 3132 | Combined Cycle |  |  |  | Combined cycle | Y |  |  |  | 13.531 | 2751908.171 | 379923.57 | 10.4327 | 13.531 |  | 2751908.171 | 379923.57 | 13.531 |  | 13.531 |  | 13.531 |  | 13.531 |  | 13.531 |  | 13.531 |  | 13.531 |  | 13.531 | 13.531 | Not Coal Steam or O/G Steam | 0.0098339 | 0.0098339 |  | 36.7%
Canyon Power Plant | California |  |  |  | 57027 | 1 | 90584 | Combustion Turbine |  |  |  | Combustion turbine |  |  |  |  | 0.608 | 126902.471 | 12522.42 | 0.70133 | 0.608 |  | 126902.471 | 12522.42 | 0.608 |  | 0.608 |  | 0.608 |  | 0.608 |  | 0.608 |  | 0.608 |  | 0.608 |  | 0.608 | 0.608 | Not Coal Steam or O/G Steam | 0.0095822 | 0.0095822 |  | 8.222%
Canyon Power Plant | California |  |  |  | 57027 | 2 | 90585 | Combustion Turbine |  |  |  | Combustion turbine |  |  |  |  | 0.55 | 132978.072 | 13198.01 | 0.54367 | 0.55 |  | 132978.072 | 13198.01 | 0.55 |  | 0.55 |  | 0.55 |  | 0.55 |  | 0.55 |  | 0.55 |  | 0.55 |  | 0.55 | 0.55 | Not Coal Steam or O/G Steam | 0.008272 | 0.008272 |  | 7.007%
Canyon Power Plant | California |  |  |  | 57027 | 3 | 90586 | Combustion Turbine |  |  |  | Combustion turbine |  |  |  |  | 0.438 | 109692.512 | 10980.46 | 0.52467 | 0.438 |  | 109692.512 | 10980.46 | 0.438 |  | 0.438 |  | 0.438 |  | 0.438 |  | 0.438 |  | 0.438 |  | 0.438 |  | 0.438 | 0.438 | Not Coal Steam or O/G Steam | 0.007986 | 0.007986 |  | 7.209%
Canyon Power Plant | California |  |  |  | 57027 | 4 | 90587 | Combustion Turbine |  |  |  | Combustion turbine |  |  |  |  | 0.625 | 122018.895 | 11976.47 | 0.79633 | 0.625 |  | 122018.895 | 11976.47 | 0.625 |  | 0.625 |  | 0.625 |  | 0.625 |  | 0.625 |  | 0.625 |  | 0.625 |  | 0.625 | 0.625 | Not Coal Steam or O/G Steam | 0.010244 | 0.010244 |  | 9.13%
Carson Cogeneration Company | California |  |  |  | 10169 | D1 | 89366 | Combined Cycle |  |  |  | Combined cycle | Y |  |  |  | 4.346 | 143272.634 | 12826.44 | 14.148 | 4.346 |  | 143272.634 | 12826.44 | 4.346 |  | 4.346 |  | 4.346 |  | 0.85964 | Optimize SCR | 0.85964 |  | 0.85964 |  | 0.85964 |  | 0.85964 | 0.85964 | Not Coal Steam or O/G Steam | 0.012 | 0.012 |  | 9.935%
Carson Power Plant | California |  |  |  | 7527 | 1 | 3125 | Combustion Turbine |  |  |  | Combined cycle | Y |  |  |  | 3.839 | 973828.456 | 109295.06 | 3.1377 | 3.839 |  | 973828.456 | 109295.06 | 3.839 |  | 3.839 |  | 3.839 |  | 3.839 |  | 3.839 |  | 3.839 |  | 3.839 |  | 3.839 | 3.839 | Not Coal Steam or O/G Steam | 0.0078843 | 0.0078843 |  | 40.32%
Carson Power Plant | California |  |  |  | 7527 | 2 | 3126 | Combined Cycle |  |  |  | Combustion turbine | Y |  |  |  | 0.799 | 91540.83 | 8773.62 | 0.517 | 0.799 |  | 91540.83 | 8773.62 | 0.799 |  | 0.799 |  | 0.799 |  | 0.54924 | Optimize SCR | 0.54924 |  | 0.54924 |  | 0.54924 |  | 0.54924 | 0.54924 | Not Coal Steam or O/G Steam | 0.012 | 0.012 |  | 3.696%
Center Generating Station | California |  |  |  | 56475 | CT1 | 90073 | Combustion Turbine |  |  |  | Combustion turbine |  |  |  |  | 1.19 | 152649.405 | 14926.93 | 0.69267 | 1.19 |  | 152649.405 | 14926.93 | 1.19 |  | 1.19 |  | 1.19 |  | 1.19 |  | 1.19 |  | 1.19 |  | 1.19 |  | 1.19 | 1.19 | Not Coal Steam or O/G Steam | 0.015591 | 0.015591 |  | 6.429%
Chula Vista Energy Center | California |  |  |  | 55540 | 1A | 4973 | Combustion Turbine |  |  |  | Combustion turbine | Y |  | Y |  | 1.559 | 15204.842 | 877.08 | 0.601 | 1.559 |  | 15204.842 | 877.08 | 1.559 |  | 1.559 |  | 1.559 |  | 0.22807 | Optimize SCR | 0.22807 |  | 0.22807 |  | 0.22807 |  | 0.22807 | 0.22807 | Not Coal Steam or O/G Steam | 0.03 | 0.03 |  | 1.32%
Chula Vista Energy Center | California |  |  |  | 55540 | 1B | 4974 | Combustion Turbine |  |  |  | Combustion turbine | Y |  | Y |  | 1.573 | 15419.311 | 888.25 | 0.607 | 1.573 |  | 15419.311 | 888.25 | 1.573 |  | 1.573 |  | 1.573 |  | 0.23129 | Optimize SCR | 0.23129 |  | 0.23129 |  | 0.23129 |  | 0.23129 | 0.23129 | Not Coal Steam or O/G Steam | 0.03 | 0.03 |  | 1.342%
Coalinga Cogeneration Facility | California |  |  |  | 50131 | 1 | 89976 | Combustion Turbine |  |  | 2023 | Combustion turbine | Y | [7 empty] | 0 | Y | 0 | 0 | 0 |  | 0 |  | 0 |  | 0 |  | 0 |  | 0 |  | 0 |  | 0 | 0 | Not Coal Steam or O/G Steam | 0 | 0
Colusa Generating Station | California |  |  |  | 56532 | CT1 | 90561 | Combined Cycle |  |  |  | Combined cycle | Y |  |  |  | 7.093 | 3719895.555 | 500993.08 | 8.101 | 7.093 |  | 3719895.555 | 500993.08 | 7.093 |  | 7.093 |  | 7.093 |  | 7.093 |  | 7.093 |  | 7.093 |  | 7.093 |  | 7.093 | 7.093 | Not Coal Steam or O/G Steam | 0.0038135 | 0.0038135 |  | 38.72%
Colusa Generating Station | California |  |  |  | 56532 | CT2 | 90562 | Combined Cycle |  |  |  | Combined cycle | Y |  |  |  | 7.244 | 3368822.528 | 473093.06 | 7.6847 | 7.244 |  | 3368822.528 | 473093.06 | 7.244 |  | 7.244 |  | 7.244 |  | 7.244 |  | 7.244 |  | 7.244 |  | 7.244 |  | 7.244 | 7.244 | Not Coal Steam or O/G Steam | 0.0043006 | 0.0043006 |  | 38.45%
Cosumnes Power Plant | California |  |  |  | 55970 | 2 | 88365 | Combined Cycle |  |  |  | Combined cycle | Y |  |  |  | 18.01 | 6346819.7 | 930207 | 14.931 | 18.01 |  | 6346819.7 | 930207 | 18.01 |  | 18.01 |  | 18.01 |  | 18.01 |  | 18.01 |  | 18.01 |  | 18.01 |  | 18.01 | 18.01 | Not Coal Steam or O/G Steam | 0.0056753 | 0.0056753 |  | 70.68%
Cosumnes Power Plant | California |  |  |  | 55970 | 3 | 88366 | Combined Cycle |  |  |  | Combined cycle | Y |  |  |  | 17.417 | 6341347.1 | 925920 | 13.726 | 17.417 |  | 6341347.1 | 925920 | 17.417 |  | 17.417 |  | 17.417 |  | 17.417 |  | 17.417 |  | 17.417 |  | 17.417 |  | 17.417 | 17.417 | Not Coal Steam or O/G Steam | 0.0054932 | 0.0054932 |  | 69.2%
Creed Energy Center | California |  |  |  | 55625 | UNIT1 | 5005 | Combustion Turbine |  |  |  | Combustion turbine | Y |  |  |  | 0.835 | 112704.958 | 10860.64 | 0.711 | 0.835 |  | 112704.958 | 10860.64 | 0.835 |  | 0.835 |  | 0.835 |  | 0.835 |  | 0.835 |  | 0.835 |  | 0.835 |  | 0.835 | 0.835 | Not Coal Steam or O/G Steam | 0.014817 | 0.014817 |  | 5.439%
Cuyamaca Peak Energy | California |  |  |  | 55512 | GT-1 | 4921 | Combustion Turbine |  |  |  | Combustion turbine | Y |  |  |  | 0.312 | 56114.816 | 5049.44 | 0.265 | 0.312 |  | 56114.816 | 5049.44 | 0.312 |  | 0.312 |  | 0.312 |  | 0.312 |  | 0.312 |  | 0.312 |  | 0.312 |  | 0.312 | 0.312 | Not Coal Steam or O/G Steam | 0.01112 | 0.01112 |  | 2.055%
Cuyamaca Peak Energy | California |  |  |  | 55512 | GT-2 | 4922 | Combustion Turbine | [32 empty] | Not Coal Steam or O/G Steam | 0 | 0
DTE Stockton | California |  |  |  | 54238 | BIOMS1 | 90649 | Biomass |  |  |  | Stoker | Y |  |  |  | 44.94 | 2501595.167 | 178449.66 | 43.9397 | 44.94 |  | 2501595.167 | 178449.66 | 44.94 |  | 44.94 |  | 44.94 |  | 44.94 |  | 44.94 |  | 44.94 |  | 44.94 |  | 44.94 | 44.94 | Not Coal Steam or O/G Steam | 0.035929 | 0.035929 |  | 87.25%
Delano Energy Center, LLC | California |  |  |  | 58122 | GEN1 | 91268 | Combustion Turbine |  |  |  | Combustion turbine | Y |  |  |  | 0.277 | 64622.327 | 6095.62 | 0.177 | 0.277 |  | 64622.327 | 6095.62 | 0.277 |  | 0.277 |  | 0.277 |  | 0.277 |  | 0.277 |  | 0.277 |  | 0.277 |  | 0.277 | 0.277 | Not Coal Steam or O/G Steam | 0.0085729 | 0.0085729 |  | 2.253%
Delta Energy Center, LLC | California |  |  |  | 55333 | 1 | 3739 | Combined Cycle |  |  |  | Combined cycle | Y |  |  |  | 19.288 | 4843553.673 | 710024.4 | 16.847 | 19.288 |  | 4843553.673 | 710024.4 | 19.288 |  | 19.288 |  | 19.288 |  | 19.288 |  | 19.288 |  | 19.288 |  | 19.288 |  | 19.288 | 19.288 | Not Coal Steam or O/G Steam | 0.0079644 | 0.0079644 |  | 50.32%
Delta Energy Center, LLC | California |  |  |  | 55333 | 2 | 3740 | Combined Cycle |  |  |  | Combined cycle | Y |  |  |  | 15.471 | 4072554.554 | 590934.43 | 13.7177 | 15.471 |  | 4072554.554 | 590934.43 | 15.471 |  | 15.471 |  | 15.471 |  | 15.471 |  | 15.471 |  | 15.471 |  | 15.471 |  | 15.471 | 15.471 | Not Coal Steam or O/G Steam | 0.0075977 | 0.0075977 |  | 41.49%
Delta Energy Center, LLC | California |  |  |  | 55333 | 3 | 3741 | Combined Cycle |  |  |  | Combined cycle | Y |  |  |  | 14.598 | 3725214.786 | 532675.39 | 12.6117 | 14.598 |  | 3725214.786 | 532675.39 | 14.598 |  | 14.598 |  | 14.598 |  | 14.598 |  | 14.598 |  | 14.598 |  | 14.598 |  | 14.598 | 14.598 | Not Coal Steam or O/G Steam | 0.0078374 | 0.0078374 |  | 38.8%
Donald Von Raesfeld | California |  |  |  | 56026 | PCT1 | 88292 | Combined Cycle |  |  |  | Combined cycle | Y |  |  |  | 4.091 | 1328879.618 | 173975.77 | 3.8607 | 4.091 |  | 1328879.618 | 173975.77 | 4.091 |  | 4.091 |  | 4.091 |  | 4.091 |  | 4.091 |  | 4.091 |  | 4.091 |  | 4.091 | 4.091 | Not Coal Steam or O/G Steam | 0.0061571 | 0.0061571 |  | 55.21%
Donald Von Raesfeld | California |  |  |  | 56026 | PCT2 | 88293 | Combined Cycle |  |  |  | Combined cycle | Y |  |  |  | 4.271 | 1378362.839 | 176102.17 | 4.275 | 4.271 |  | 1378362.839 | 176102.17 | 4.271 |  | 4.271 |  | 4.271 |  | 4.271 |  | 4.271 |  | 4.271 |  | 4.271 |  | 4.271 | 4.271 | Not Coal Steam or O/G Steam | 0.0061972 | 0.0061972 |  | 57.36%
E. F. Oxnard Energy Facility | California |  |  |  | 10776 | GTG | 91465 | Combustion Turbine | [32 empty] | Not Coal Steam or O/G Steam | 0 | 0
El Cajon Energy Center | California |  |  |  | 57001 | 1 | 90510 | Combustion Turbine |  |  |  | Combustion turbine | Y |  |  |  | 0.585 | 52484.698 | 5074.56 | 0.51267 | 0.585 |  | 52484.698 | 5074.56 | 0.585 |  | 0.585 |  | 0.585 |  | 0.585 |  | 0.585 |  | 0.585 |  | 0.585 |  | 0.585 | 0.585 | Not Coal Steam or O/G Steam | 0.022292 | 0.022292 |  | 2.582%
El Centro | California |  |  |  | 389 | 2-2 | 255 | Combined Cycle |  |  |  | Combined cycle | Y |  |  |  | 32.755 | 2094764.905 | 227745.64 | 26.6747 | 32.755 |  | 2094764.905 | 227745.64 | 32.755 |  | 32.755 |  | 32.755 |  | 12.5686 | Optimize SCR | 12.5686 |  | 12.5686 |  | 12.5686 |  | 12.5686 | 12.5686 | Not Coal Steam or O/G Steam | 0.012 | 0.012 |  | 45.95%
El Centro | California |  |  |  | 389 | 3-1 | 90785 | Combined Cycle |  |  |  | Combined cycle | Y |  |  |  | 3.652 | 1398856.413 | 186291.58 | 4.1327 | 3.652 |  | 1398856.413 | 186291.58 | 3.652 |  | 3.652 |  | 3.652 |  | 3.652 |  | 3.652 |  | 3.652 |  | 3.652 |  | 3.652 | 3.652 | Not Coal Steam or O/G Steam | 0.0052214 | 0.0052214 |  | 63.24%
El Centro | California |  |  |  | 389 | 3-2 | 90786 | Combined Cycle |  |  |  | Combined cycle | Y |  |  |  | 3.062 | 1250271.442 | 167226.77 | 4.5203 | 3.062 |  | 1250271.442 | 167226.77 | 3.062 |  | 3.062 |  | 3.062 |  | 3.062 |  | 3.062 |  | 3.062 |  | 3.062 |  | 3.062 | 3.062 | Not Coal Steam or O/G Steam | 0.0048981 | 0.0048981 |  | 63.22%
El Centro | California |  |  |  | 389 | 4 | 257 | O/G Steam |  |  |  | Dry bottom wall-fired boiler | Y |  |  | 70 | 23.947 | 848945.593 | 76232.99 | 13.1023 | 23.947 |  | 848945.593 | 76232.99 | 23.947 |  | 23.947 |  | 23.947 |  | 12.7342 | Optimize SCR | 12.7342 |  | 12.7342 |  | 12.7342 |  | 12.7342 | 12.7342 | Existing SCR | 0.03 | 0.03 |  | 15.16%
El Segundo | California |  |  |  | 330 | 5 | 90376 | Combined Cycle |  |  |  | Combined cycle | Y |  |  |  | 1.357 | 578392.043 | 68328.01 | 2.1457 | 1.357 |  | 578392.043 | 68328.01 | 1.357 |  | 1.357 |  | 1.357 |  | 1.357 |  | 1.357 |  | 1.357 |  | 1.357 |  | 1.357 | 1.357 | Not Coal Steam or O/G Steam | 0.0046923 | 0.0046923 |  | 10.63%
El Segundo | California |  |  |  | 330 | 7 | 90377 | Combined Cycle |  |  |  | Combined cycle | Y |  |  |  | 1.865 | 668379.207 | 80474.51 | 3.0123 | 1.865 |  | 668379.207 | 80474.51 | 1.865 |  | 1.865 |  | 1.865 |  | 1.865 |  | 1.865 |  | 1.865 |  | 1.865 |  | 1.865 | 1.865 | Not Coal Steam or O/G Steam | 0.0055807 | 0.0055807 |  | 13.88%
Elk Hills Power | California |  |  |  | 55400 | CTG-1 | 88308 | Combined Cycle |  |  |  | Combined cycle | Y |  |  |  | 13.827 | 5433533.718 | 878918.29 | 14.798 | 13.827 |  | 5433533.718 | 878918.29 | 13.827 |  | 13.827 |  | 13.827 |  | 13.827 |  | 13.827 |  | 13.827 |  | 13.827 |  | 13.827 | 13.827 | Not Coal Steam or O/G Steam | 0.0050895 | 0.0050895 |  | 77.27%
Elk Hills Power | California |  |  |  | 55400 | CTG-2 | 88309 | Combined Cycle |  |  |  | Combined cycle | Y |  |  |  | 15.11 | 5361810.982 | 870548.49 | 15.6737 | 15.11 |  | 5361810.982 | 870548.49 | 15.11 |  | 15.11 |  | 15.11 |  | 15.11 |  | 15.11 |  | 15.11 |  | 15.11 |  | 15.11 | 15.11 | Not Coal Steam or O/G Steam | 0.0056362 | 0.0056362 |  | 76.92%
Escondido Energy Center, LLC | California |  |  |  | 55538 | CTG1 | 90893 | Combustion Turbine |  |  |  | Combustion turbine |  |  |  |  | 0.296 | 46014.77 | 4544.78 | 0.43567 | 0.296 |  | 46014.77 | 4544.78 | 0.296 |  | 0.296 |  | 0.296 |  | 0.296 |  | 0.296 |  | 0.296 |  | 0.296 |  | 0.296 | 0.296 | Not Coal Steam or O/G Steam | 0.012865 | 0.012865 |  | 3.917%
Feather River Energy Center | California |  |  |  | 55847 | UNIT1 | 10240 | Combustion Turbine |  |  |  | Combustion turbine | Y |  |  |  | 17.962 | 559058.372 | 53014.43 | 12.5693 | 17.962 |  | 559058.372 | 53014.43 | 17.962 |  | 17.962 |  | 17.962 |  | 8.3859 | Optimize SCR | 8.3859 |  | 8.3859 |  | 8.3859 |  | 8.3859 | 8.3859 | Not Coal Steam or O/G Steam | 0.03 | 0.03 |  | 15.59%
Fresno Cogeneration Partners, LP | California |  |  |  | 10156 | GEN1 | 89509 | Combined Cycle |  |  |  | Combined cycle | Y |  |  |  | 0.253 | 38341.41 | 3517.53 | 0.14567 | 0.253 |  | 38341.41 | 3517.53 | 0.253 |  | 0.253 |  | 0.253 |  | 0.23005 | Optimize SCR | 0.23005 |  | 0.23005 |  | 0.23005 |  | 0.23005 | 0.23005 | Not Coal Steam or O/G Steam | 0.012 | 0.012 |  | 1.459%
Gateway Generating Station | California |  |  |  | 56476 | GT1 | 89759 | Combined Cycle |  |  |  | Combined cycle | Y |  |  |  | 13.526 | 4515664.772 | 628470.09 | 12.539 | 13.526 |  | 4515664.772 | 628470.09 | 13.526 |  | 13.526 |  | 13.526 |  | 13.526 |  | 13.526 |  | 13.526 |  | 13.526 |  | 13.526 | 13.526 | Not Coal Steam or O/G Steam | 0.0059907 | 0.0059907 |  | 47.95%
Gateway Generating Station | California |  |  |  | 56476 | GT2 | 89760 | Combined Cycle |  |  |  | Combined cycle | Y |  |  |  | 14.836 | 4668343.191 | 644152.72 | 14.1447 | 14.836 |  | 4668343.191 | 644152.72 | 14.836 |  | 14.836 |  | 14.836 |  | 14.836 |  | 14.836 |  | 14.836 |  | 14.836 |  | 14.836 | 14.836 | Not Coal Steam or O/G Steam | 0.006356 | 0.006356 |  | 50.38%
Gilroy Energy Center, LLC | California |  |  |  | 55810 | S-3 | 88230 | Combustion Turbine |  |  |  | Combustion turbine | Y |  |  |  | 0.637 | 63526.834 | 6341.66 | 0.712 | 0.637 |  | 63526.834 | 6341.66 | 0.637 |  | 0.637 |  | 0.637 |  | 0.637 |  | 0.637 |  | 0.637 |  | 0.637 |  | 0.637 | 0.637 | Not Coal Steam or O/G Steam | 0.020055 | 0.020055 |  | 3.488%
Gilroy Energy Center, LLC | California |  |  |  | 55810 | S-4 | 88231 | Combustion Turbine |  |  |  | Combustion turbine | Y |  |  |  | 0.525 | 57507.917 | 5421.22 | 0.62867 | 0.525 |  | 57507.917 | 5421.22 | 0.525 |  | 0.525 |  | 0.525 |  | 0.525 |  | 0.525 |  | 0.525 |  | 0.525 |  | 0.525 | 0.525 | Not Coal Steam or O/G Steam | 0.018258 | 0.018258 |  | 3.252%
Gilroy Energy Center, LLC | California |  |  |  | 55810 | S-5 | 88232 | Combustion Turbine |  |  |  | Combustion turbine | Y |  |  |  | 0.783 | 57814.753 | 5687.03 | 0.77133 | 0.783 |  | 57814.753 | 5687.03 | 0.783 |  | 0.783 |  | 0.783 |  | 0.783 |  | 0.783 |  | 0.783 |  | 0.783 |  | 0.783 | 0.783 | Not Coal Steam or O/G Steam | 0.027087 | 0.027087 |  | 3.343%
Glenarm | California |  |  |  | 422 | GT3 | 88258 | Combustion Turbine |  |  |  | Combustion turbine | Y |  |  |  | 0.2 | 15982.426 | 1381.61 | 0.84333 | 0.2 |  | 15982.426 | 1381.61 | 0.2 |  | 0.2 |  | 0.2 |  | 0.2 |  | 0.2 |  | 0.2 |  | 0.2 |  | 0.2 | 0.2 | Not Coal Steam or O/G Steam | 0.025027 | 0.025027 |  | 3.42%
Glenarm | California |  |  |  | 422 | GT4 | 88259 | Combustion Turbine |  |  |  | Combustion turbine | Y |  |  |  | 0.332 | 21662.93 | 1798.87 | 0.77967 | 0.332 |  | 21662.93 | 1798.87 | 0.332 |  | 0.332 |  | 0.332 |  | 0.32494 | Optimize SCR | 0.32494 |  | 0.32494 |  | 0.32494 |  | 0.32494 | 0.32494 | Not Coal Steam or O/G Steam | 0.03 | 0.03 |  | 3.058%
Glenarm | California |  |  |  | 422 | GT5 | 90975 | Combined Cycle |  |  |  | Combined cycle | Y |  |  |  | 0.313 | 59503.358 | 5688.9 | 0.54033 | 0.313 |  | 59503.358 | 5688.9 | 0.313 |  | 0.313 |  | 0.313 |  | 0.313 |  | 0.313 |  | 0.313 |  | 0.313 |  | 0.313 | 0.313 | Not Coal Steam or O/G Steam | 0.01052 | 0.01052 |  | 5.55%
Goal Line | California |  |  |  | 54749 | 1 | 3795 | Combined Cycle |  |  |  | Combined cycle | Y |  |  |  | 1.163 | 153655.631 | 17748.73 | 0.997 | 1.163 |  | 153655.631 | 17748.73 | 1.163 |  | 1.163 |  | 1.163 |  | 0.92193 | Optimize SCR | 0.92193 |  | 0.92193 |  | 0.92193 |  | 0.92193 | 0.92193 | Not Coal Steam or O/G Steam | 0.012 | 0.012 |  | 6.843%
Goose Haven Energy Center | California |  |  |  | 55627 | UNIT1 | 5007 | Combustion Turbine |  |  |  | Combustion turbine | Y |  |  |  | 0.796 | 102330.651 | 9760.5 | 0.70967 | 0.796 |  | 102330.651 | 9760.5 | 0.796 |  | 0.796 |  | 0.796 |  | 0.796 |  | 0.796 |  | 0.796 |  | 0.796 |  | 0.796 | 0.796 | Not Coal Steam or O/G Steam | 0.015557 | 0.015557 |  | 5.081%
Grapeland Generating Station | California |  |  |  | 56472 | CT1 | 90070 | Combustion Turbine |  |  |  | Combustion turbine |  |  |  |  | 17.32 | 85709.491 | 8472.2 | 5.9617 | 17.32 |  | 85709.491 | 8472.2 | 17.32 |  | 17.32 |  | 17.32 |  | 17.32 |  | 17.32 |  | 17.32 |  | 17.32 |  | 17.32 | 17.32 | Not Coal Steam or O/G Steam | 0.40416 | 0.40416 |  | 3.276%
Grayson Power Plant | California |  |  |  | 377 | 4 | 248 | O/G Steam |  |  |  | Dry bottom wall-fired boiler |  |  |  | 40 | 7.579 | 392006.275 | 28613.4 | 8.1563 | 7.579 |  | 392006.275 | 28613.4 | 7.579 |  | 7.579 |  | 7.579 |  | 7.579 |  | 7.579 |  | 7.579 |  | 7.579 |  | 7.579 | 7.579 | O/G Steam Under 100 MW | 0.038668 | 0.038668 |  | 18.99%
Grayson Power Plant | California |  |  |  | 377 | 5 | 249 | O/G Steam |  |  |  | Dry bottom wall-fired boiler |  |  |  | 40 | 4.869 | 366233.445 | 23400.62 | 4.7033 | 4.869 |  | 366233.445 | 23400.62 | 4.869 |  | 4.869 |  | 4.869 |  | 4.869 |  | 4.869 |  | 4.869 |  | 4.869 |  | 4.869 | 4.869 | O/G Steam Under 100 MW | 0.02659 | 0.02659 |  | 13.73%
Grayson Power Plant | California |  |  |  | 377 | 9 | 89495 | Combustion Turbine |  |  |  | Combustion turbine | Y |  |  |  | 2 | 215826.625 | 20029.18 | 1.4603 | 2 |  | 215826.625 | 20029.18 | 2 |  | 2 |  | 2 |  | 2 |  | 2 |  | 2 |  | 2 |  | 2 | 2 | Not Coal Steam or O/G Steam | 0.018533 | 0.018533 |  | 8.409%
Hanford Energy Park Peaker | California |  |  |  | 55698 | HEP1 | 8954 | Combustion Turbine |  |  |  | Combustion turbine | Y |  |  |  | 0.276 | 32447.322 | 3288.15 | 0.32767 | 0.276 |  | 32447.322 | 3288.15 | 0.276 |  | 0.276 |  | 0.276 |  | 0.276 |  | 0.276 |  | 0.276 |  | 0.276 |  | 0.276 | 0.276 | Not Coal Steam or O/G Steam | 0.017012 | 0.017012 |  | 2.45%
Hanford Energy Park Peaker | California |  |  |  | 55698 | HEP2 | 8956 | Combustion Turbine |  |  |  | Combustion turbine | Y |  |  |  | 0.244 | 35190.396 | 3547.04 | 0.34533 | 0.244 |  | 35190.396 | 3547.04 | 0.244 |  | 0.244 |  | 0.244 |  | 0.244 |  | 0.244 |  | 0.244 |  | 0.244 |  | 0.244 | 0.244 | Not Coal Steam or O/G Steam | 0.013867 | 0.013867 |  | 2.157%
Harbor Generating Station | California |  |  |  | 399 | **10A | 259 | Combined Cycle |  |  |  | Combined cycle | Y |  |  |  | 4.074 | 351851.364 | 36548.97 | 2.4547 | 4.074 |  | 351851.364 | 36548.97 | 4.074 |  | 4.074 |  | 4.074 |  | 2.1111 | Optimize SCR | 2.1111 |  | 2.1111 |  | 2.1111 |  | 2.1111 | 2.1111 | Not Coal Steam or O/G Steam | 0.012 | 0.012 |  | 5.549%
Harbor Generating Station | California |  |  |  | 399 | **10B | 260 | Combined Cycle |  |  |  | Combined cycle | Y |  |  |  | 2.947 | 283262.802 | 31013.98 | 2.4657 | 2.947 |  | 283262.802 | 31013.98 | 2.947 |  | 2.947 |  | 2.947 |  | 1.6996 | Optimize SCR | 1.6996 |  | 1.6996 |  | 1.6996 |  | 1.6996 | 1.6996 | Not Coal Steam or O/G Steam | 0.012 | 0.012 |  | 5.93%
Harbor Generating Station | California |  |  |  | 399 | 10 | 262 | Combustion Turbine |  |  |  | Combustion turbine | Y |  |  |  | 0.716 | 65573.703 | 5930.42 | 0.56033 | 0.716 |  | 65573.703 | 5930.42 | 0.716 |  | 0.716 |  | 0.716 |  | 0.716 |  | 0.716 |  | 0.716 |  | 0.716 |  | 0.716 | 0.716 | Not Coal Steam or O/G Steam | 0.021838 | 0.021838 |  | 2.861%
Harbor Generating Station | California |  |  |  | 399 | 11 | 263 | Combustion Turbine |  |  |  | Combustion turbine | Y |  |  |  | 0.443 | 47936.271 | 4168.67 | 0.373 | 0.443 |  | 47936.271 | 4168.67 | 0.443 |  | 0.443 |  | 0.443 |  | 0.443 |  | 0.443 |  | 0.443 |  | 0.443 |  | 0.443 | 0.443 | Not Coal Steam or O/G Steam | 0.018483 | 0.018483 |  | 1.292%
Harbor Generating Station | California |  |  |  | 399 | 12 | 264 | Combustion Turbine |  |  |  | Combustion turbine | Y |  |  |  | 0.415 | 48501.96 | 4185.62 | 0.48133 | 0.415 |  | 48501.96 | 4185.62 | 0.415 |  | 0.415 |  | 0.415 |  | 0.415 |  | 0.415 |  | 0.415 |  | 0.415 |  | 0.415 | 0.415 | Not Coal Steam or O/G Steam | 0.017113 | 0.017113 |  | 1.857%
Harbor Generating Station | California |  |  |  | 399 | 13 | 265 | Combustion Turbine |  |  |  | Combustion turbine | Y |  |  |  | 0.307 | 35796.043 | 3157.24 | 0.44567 | 0.307 |  | 35796.043 | 3157.24 | 0.307 |  | 0.307 |  | 0.307 |  | 0.307 |  | 0.307 |  | 0.307 |  | 0.307 |  | 0.307 | 0.307 | Not Coal Steam or O/G Steam | 0.017153 | 0.017153 |  | 2.386%
Harbor Generating Station | California |  |  |  | 399 | 14 | 266 | Combustion Turbine |  |  |  | Combustion turbine | Y |  |  |  | 0.345 | 43739.371 | 3743.2 | 0.37933 | 0.345 |  | 43739.371 | 3743.2 | 0.345 |  | 0.345 |  | 0.345 |  | 0.345 |  | 0.345 |  | 0.345 |  | 0.345 |  | 0.345 | 0.345 | Not Coal Steam or O/G Steam | 0.015775 | 0.015775 |  | 2.024%
Haynes Generating Station | California |  |  |  | 400 | 1 | 271 | O/G Steam |  |  |  | Dry bottom wall-fired boiler | Y |  |  | 222 | 0.215 | 330809.18 | 29838.67 | 0.593 | 0.215 |  | 330809.18 | 29838.67 | 0.215 |  | 0.215 |  | 0.215 |  | 0.215 |  | 0.215 |  | 0.215 |  | 0.215 |  | 0.215 | 0.215 | Existing SCR | 0.0012998 | 0.0012998 |  | 7.644%
Haynes Generating Station | California |  |  |  | 400 | 10 | 89434 | Combined Cycle |  |  |  | Combined cycle | Y |  |  |  | 15.124 | 4345722.404 | 624817.65 | 14.796 | 15.124 |  | 4345722.404 | 624817.65 | 15.124 |  | 15.124 |  | 15.124 |  | 15.124 |  | 15.124 |  | 15.124 |  | 15.124 |  | 15.124 | 15.124 | Not Coal Steam or O/G Steam | 0.0069604 | 0.0069604 |  | 57.37%
Haynes Generating Station | California |  |  |  | 400 | 11 | 90755 | Combustion Turbine |  |  |  | Combustion turbine | Y |  |  |  | 1.001 | 204612.663 | 21526.01 | 1.223 | 1.001 |  | 204612.663 | 21526.01 | 1.001 |  | 1.001 |  | 1.001 |  | 1.001 |  | 1.001 |  | 1.001 |  | 1.001 |  | 1.001 | 1.001 | Not Coal Steam or O/G Steam | 0.0097843 | 0.0097843 |  | 8.698%
Haynes Generating Station | California |  |  |  | 400 | 12 | 90756 | Combustion Turbine |  |  |  | Combustion turbine | Y |  |  |  | 2.17 | 533104.864 | 56948.36 | 1.2403 | 2.17 |  | 533104.864 | 56948.36 | 2.17 |  | 2.17 |  | 2.17 |  | 2.17 |  | 2.17 |  | 2.17 |  | 2.17 |  | 2.17 | 2.17 | Not Coal Steam or O/G Steam | 0.008141 | 0.008141 |  | 9.054%
Haynes Generating Station | California |  |  |  | 400 | 13 | 90757 | Combustion Turbine |  |  |  | Combustion turbine | Y |  |  |  | 0.814 | 163514.581 | 17114.52 | 1.3663 | 0.814 |  | 163514.581 | 17114.52 | 0.814 |  | 0.814 |  | 0.814 |  | 0.814 |  | 0.814 |  | 0.814 |  | 0.814 |  | 0.814 | 0.814 | Not Coal Steam or O/G Steam | 0.0099563 | 0.0099563 |  | 9.417%
Haynes Generating Station | California |  |  |  | 400 | 14 | 90758 | Combustion Turbine |  |  |  | Combustion turbine | Y |  |  |  | 0.253 | 55735.758 | 5952.92 | 0.78833 | 0.253 |  | 55735.758 | 5952.92 | 0.253 |  | 0.253 |  | 0.253 |  | 0.253 |  | 0.253 |  | 0.253 |  | 0.253 |  | 0.253 | 0.253 | Not Coal Steam or O/G Steam | 0.0090786 | 0.0090786 |  | 5.728%
Haynes Generating Station | California |  |  |  | 400 | 15 | 90759 | Combustion Turbine |  |  |  | Combustion turbine | Y |  |  |  | 1.926 | 452339.748 | 47818.12 | 1.59 | 1.926 |  | 452339.748 | 47818.12 | 1.926 |  | 1.926 |  | 1.926 |  | 1.926 |  | 1.926 |  | 1.926 |  | 1.926 |  | 1.926 | 1.926 | Not Coal Steam or O/G Steam | 0.0085157 | 0.0085157 |  | 11.06%
Haynes Generating Station | California |  |  |  | 400 | 16 | 90760 | Combustion Turbine |  |  |  | Combustion turbine | Y |  |  |  | 1.261 | 324699.307 | 34098.86 | 1.062 | 1.261 |  | 324699.307 | 34098.86 | 1.261 |  | 1.261 |  | 1.261 |  | 1.261 |  | 1.261 |  | 1.261 |  | 1.261 |  | 1.261 | 1.261 | Not Coal Steam or O/G Steam | 0.0077672 | 0.0077672 |  | 7.831%
Haynes Generating Station | California |  |  |  | 400 | 2 | 272 | O/G Steam |  |  |  | Dry bottom wall-fired boiler | Y |  |  | 222 | 0.664 | 378684.413 | 34932.34 | 0.453 | 0.664 |  | 378684.413 | 34932.34 | 0.664 |  | 0.664 |  | 0.664 |  | 0.664 |  | 0.664 |  | 0.664 |  | 0.664 |  | 0.664 | 0.664 | Existing SCR | 0.0035069 | 0.0035069 |  | 4.299%
Haynes Generating Station | California |  |  |  | 400 | 9 | 89433 | Combined Cycle |  |  |  | Combined cycle | Y |  |  |  | 15.533 | 4747382.223 | 677365.53 | 15.4773 | 15.533 |  | 4747382.223 | 677365.53 | 15.533 |  | 15.533 |  | 15.533 |  | 15.533 |  | 15.533 |  | 15.533 |  | 15.533 |  | 15.533 | 15.533 | Not Coal Steam or O/G Steam | 0.0065438 | 0.0065438 |  | 64.24%
Henrietta Peaker Plant | California |  |  |  | 55807 | HPP1 | 88086 | Combustion Turbine |  |  |  | Combustion turbine | Y |  |  |  | 0.68 | 92622.435 | 9545.08 | 0.686 | 0.68 |  | 92622.435 | 9545.08 | 0.68 |  | 0.68 |  | 0.68 |  | 0.68 |  | 0.68 |  | 0.68 |  | 0.68 |  | 0.68 | 0.68 | Not Coal Steam or O/G Steam | 0.014683 | 0.014683 |  | 4.517%
Henrietta Peaker Plant | California |  |  |  | 55807 | HPP2 | 88087 | Combustion Turbine |  |  |  | Combustion turbine | Y |  |  |  | 0.585 | 82088.084 | 8691.56 | 0.62067 | 0.585 |  | 82088.084 | 8691.56 | 0.585 |  | 0.585 |  | 0.585 |  | 0.585 |  | 0.585 |  | 0.585 |  | 0.585 |  | 0.585 | 0.585 | Not Coal Steam or O/G Steam | 0.014253 | 0.014253 |  | 4.197%
High Desert Power Project | California |  |  |  | 55518 | CTG1 | 4932 | Combined Cycle |  |  |  | Combined cycle | Y |  |  |  | 19.796 | 4858714.015 | 674829.45 | 14.0113 | 19.796 |  | 4858714.015 | 674829.45 | 19.796 |  | 19.796 |  | 19.796 |  | 19.796 |  | 19.796 |  | 19.796 |  | 19.796 |  | 19.796 | 19.796 | Not Coal Steam or O/G Steam | 0.0081487 | 0.0081487 |  | 43.53%
High Desert Power Project | California |  |  |  | 55518 | CTG2 | 4933 | Combined Cycle |  |  |  | Combined cycle | Y |  |  |  | 19.936 | 4849589.015 | 673083.2 | 14.3037 | 19.936 |  | 4849589.015 | 673083.2 | 19.936 |  | 19.936 |  | 19.936 |  | 19.936 |  | 19.936 |  | 19.936 |  | 19.936 |  | 19.936 | 19.936 | Not Coal Steam or O/G Steam | 0.0082217 | 0.0082217 |  | 45.45%
High Desert Power Project | California |  |  |  | 55518 | CTG3 | 4934 | Combined Cycle |  |  |  | Combined cycle | Y |  |  |  | 20.75 | 4977533.202 | 686851.85 | 14.571 | 20.75 |  | 4977533.202 | 686851.85 | 20.75 |  | 20.75 |  | 20.75 |  | 20.75 |  | 20.75 |  | 20.75 |  | 20.75 |  | 20.75 | 20.75 | Not Coal Steam or O/G Steam | 0.0083375 | 0.0083375 |  | 48.4%
Indigo Generation Facility | California |  |  |  | 55541 | 1 | 8640 | Combustion Turbine |  |  |  | Combustion turbine | Y |  |  |  | 0.775 | 88237.327 | 8626.23 | 0.861 | 0.775 |  | 88237.327 | 8626.23 | 0.775 |  | 0.775 |  | 0.775 |  | 0.775 |  | 0.775 |  | 0.775 |  | 0.775 |  | 0.775 | 0.775 | Not Coal Steam or O/G Steam | 0.017566 | 0.017566 |  | 4.913%
Indigo Generation Facility | California |  |  |  | 55541 | 2 | 8642 | Combustion Turbine |  |  |  | Combustion turbine | Y |  |  |  | 0.883 | 86524.738 | 8366.98 | 1.0217 | 0.883 |  | 86524.738 | 8366.98 | 0.883 |  | 0.883 |  | 0.883 |  | 0.883 |  | 0.883 |  | 0.883 |  | 0.883 |  | 0.883 | 0.883 | Not Coal Steam or O/G Steam | 0.02041 | 0.02041 |  | 5.336%
Indigo Generation Facility | California |  |  |  | 55541 | 3 | 8644 | Combustion Turbine |  |  |  | Combustion turbine | Y |  |  |  | 0.756 | 66003.05 | 6753.71 | 0.77267 | 0.756 |  | 66003.05 | 6753.71 | 0.756 |  | 0.756 |  | 0.756 |  | 0.756 |  | 0.756 |  | 0.756 |  | 0.756 |  | 0.756 | 0.756 | Not Coal Steam or O/G Steam | 0.022908 | 0.022908 |  | 3.922%
Ivanpah 1 | California |  |  |  | 57074 | BLR1 | 90615 | Solar Thermal |  |  |  | Other boiler |  |  |  |  | 1.433 | 261978.4 |  | 1.3513 | 1.433 |  | 261978.4 |  | 1.433 |  | 1.433 |  | 1.433 |  | 1.433 |  | 1.433 |  | 1.433 |  | 1.433 |  | 1.433 | 1.433 | Not Coal Steam or O/G Steam | 0.01094 | 0.01094 |  | 26.91%
Ivanpah 2 | California |  |  |  | 57073 | BLR1 | 90614 | Solar Thermal |  |  |  | Other boiler |  |  |  |  | 1.253 | 227073 |  | 1.443 | 1.253 |  | 227073 |  | 1.253 |  | 1.253 |  | 1.253 |  | 1.253 |  | 1.253 |  | 1.253 |  | 1.253 |  | 1.253 | 1.253 | Not Coal Steam or O/G Steam | 0.011036 | 0.011036 |  | 28.62%
Ivanpah 3 | California |  |  |  | 57075 | BLR1 | 90616 | Solar Thermal |  |  |  | Other boiler |  |  |  |  | 1.261 | 227864 |  | 1.2227 | 1.261 |  | 227864 |  | 1.261 |  | 1.261 |  | 1.261 |  | 1.261 |  | 1.261 |  | 1.261 |  | 1.261 |  | 1.261 | 1.261 | Not Coal Steam or O/G Steam | 0.011068 | 0.011068 |  | 24.26%
King City Power Plant | California |  |  |  | 10294 | 2 | 8434 | Combustion Turbine |  |  |  | Combustion turbine | Y |  |  |  | 0.483 | 80054.558 | 7935.71 | 0.41033 | 0.483 |  | 80054.558 | 7935.71 | 0.483 |  | 0.483 |  | 0.483 |  | 0.483 |  | 0.483 |  | 0.483 |  | 0.483 |  | 0.483 | 0.483 | Not Coal Steam or O/G Steam | 0.012067 | 0.012067 |  | 3.222%
King City Power Plant | California |  |  |  | 10294 | GTG | 91323 | Combined Cycle |  |  |  | Combined cycle | Y |  |  |  | 10.73 | 582157.331 | 70843.68 | 6.4187 | 10.73 |  | 582157.331 | 70843.68 | 10.73 |  | 10.73 |  | 10.73 |  | 3.4929 | Optimize SCR | 3.4929 |  | 3.4929 |  | 3.4929 |  | 3.4929 | 3.4929 | Not Coal Steam or O/G Steam | 0.012 | 0.012 |  | 9.129%
Kingsburg Cogen Facility | California |  |  |  | 10405 | 1 | 90775 | Combined Cycle |  |  |  | Combined cycle | Y |  |  |  | 0.821 | 119505.337 | 9297.7 | 0.378 | 0.821 |  | 119505.337 | 9297.7 | 0.821 |  | 0.821 |  | 0.821 |  | 0.71703 | Optimize SCR | 0.71703 |  | 0.71703 |  | 0.71703 |  | 0.71703 | 0.71703 | Not Coal Steam or O/G Steam | 0.012 | 0.012 |  | 3.392%
La Paloma Generating Plant | California |  |  |  | 55151 | CTG-1 | 4024 | Combined Cycle |  |  |  | Combined cycle | Y |  |  |  | 9.666 | 2149348.257 | 287596.26 | 6.4533 | 9.666 |  | 2149348.257 | 287596.26 | 9.666 |  | 9.666 |  | 9.666 |  | 9.666 |  | 9.666 |  | 9.666 |  | 9.666 |  | 9.666 | 9.666 | Not Coal Steam or O/G Steam | 0.0089944 | 0.0089944 |  | 18.81%
La Paloma Generating Plant | California |  |  |  | 55151 | CTG-2 | 4025 | Combined Cycle |  |  |  | Combined cycle | Y |  |  |  | 7.518 | 1884342.23 | 227943.45 | 5.9147 | 7.518 |  | 1884342.23 | 227943.45 | 7.518 |  | 7.518 |  | 7.518 |  | 7.518 |  | 7.518 |  | 7.518 |  | 7.518 |  | 7.518 | 7.518 | Not Coal Steam or O/G Steam | 0.0079794 | 0.0079794 |  | 16.83%
La Paloma Generating Plant | California |  |  |  | 55151 | CTG-3 | 4026 | Combined Cycle |  |  |  | Combined cycle | Y |  |  |  | 5.019 | 2083400.566 | 281795.65 | 3.3717 | 5.019 |  | 2083400.566 | 281795.65 | 5.019 |  | 5.019 |  | 5.019 |  | 5.019 |  | 5.019 |  | 5.019 |  | 5.019 |  | 5.019 | 5.019 | Not Coal Steam or O/G Steam | 0.0048181 | 0.0048181 |  | 15.87%
La Paloma Generating Plant | California |  |  |  | 55151 | CTG-4 | 4027 | Combined Cycle |  |  |  | Combined cycle | Y |  |  |  | 5.973 | 1505091.187 | 198244.28 | 4.0653 | 5.973 |  | 1505091.187 | 198244.28 | 5.973 |  | 5.973 |  | 5.973 |  | 5.973 |  | 5.973 |  | 5.973 |  | 5.973 |  | 5.973 | 5.973 | Not Coal Steam or O/G Steam | 0.0079371 | 0.0079371 |  | 12.47%
Lake | California |  |  |  | 7987 | 01 | 9888 | Combustion Turbine |  |  |  | Combustion turbine | Y |  |  |  | 2.274 | 219394.936 | 22305.69 | 1.6707 | 2.274 |  | 219394.936 | 22305.69 | 2.274 |  | 2.274 |  | 2.274 |  | 2.274 |  | 2.274 |  | 2.274 |  | 2.274 |  | 2.274 | 2.274 | Not Coal Steam or O/G Steam | 0.02073 | 0.02073 |  | 9.549%
Lambie Energy Center | California |  |  |  | 55626 | UNIT1 | 5006 | Combustion Turbine |  |  |  | Combustion turbine | Y |  |  |  | 0.731 | 95736.905 | 9222.85 | 0.73567 | 0.731 |  | 95736.905 | 9222.85 | 0.731 |  | 0.731 |  | 0.731 |  | 0.731 |  | 0.731 |  | 0.731 |  | 0.731 |  | 0.731 | 0.731 | Not Coal Steam or O/G Steam | 0.015271 | 0.015271 |  | 5.065%
Larkspur Energy Faciity | California |  |  |  | 55542 | 1 | 8646 | Combustion Turbine |  |  |  | Combustion turbine | Y |  |  |  | 1.022 | 123260.402 | 11809.64 | 1.303 | 1.022 |  | 123260.402 | 11809.64 | 1.022 |  | 1.022 |  | 1.022 |  | 1.022 |  | 1.022 |  | 1.022 |  | 1.022 |  | 1.022 | 1.022 | Not Coal Steam or O/G Steam | 0.016583 | 0.016583 |  | 8.363%
Larkspur Energy Faciity | California |  |  |  | 55542 | 2 | 8648 | Combustion Turbine |  |  |  | Combustion turbine | Y |  |  |  | 0.826 | 111444.837 | 12068.4 | 1.1657 | 0.826 |  | 111444.837 | 12068.4 | 0.826 |  | 0.826 |  | 0.826 |  | 0.826 |  | 0.826 |  | 0.826 |  | 0.826 |  | 0.826 | 0.826 | Not Coal Steam or O/G Steam | 0.014823 | 0.014823 |  | 7.331%
Live Oak Limited | California |  |  |  | 54768 | GT1 | 91245 | Combustion Turbine |  |  |  | Combustion turbine | Y |  |  |  | 2.309 | 198196.6 | 21545.25 | 12.8317 | 2.309 |  | 198196.6 | 21545.25 | 2.309 |  | 2.309 |  | 2.309 |  | 2.309 |  | 2.309 |  | 2.309 |  | 2.309 |  | 2.309 | 2.309 | Not Coal Steam or O/G Steam | 0.0233 | 0.0233 |  | 8.598%
Lodi Energy Center | California |  |  |  | 57978 | CT1 | 90795 | Combined Cycle |  |  |  | Combined cycle | Y |  |  |  | 20.207 | 6631751.061 | 633900.92 | 11.7257 | 20.207 |  | 6631751.061 | 633900.92 | 20.207 |  | 20.207 |  | 20.207 |  | 20.207 |  | 20.207 |  | 20.207 |  | 20.207 |  | 20.207 | 20.207 | Not Coal Steam or O/G Steam | 0.006094 | 0.006094 |  | 45.13%
Long Beach Generating Station | California |  |  |  | 341 | 1 | 89768 | Combustion Turbine |  |  |  | Combustion turbine | Y |  |  |  | 0.629 | 46793.692 | 2983.91 | 0.888 | 0.629 |  | 46793.692 | 2983.91 | 0.629 |  | 0.629 |  | 0.629 |  | 0.629 |  | 0.629 |  | 0.629 |  | 0.629 |  | 0.629 | 0.629 | Not Coal Steam or O/G Steam | 0.026884 | 0.026884 |  | 1.521%
Long Beach Generating Station | California |  |  |  | 341 | 2 | 89769 | Combustion Turbine |  |  |  | Combustion turbine | Y |  |  |  | 0.539 | 41317.068 | 2575.09 | 0.86967 | 0.539 |  | 41317.068 | 2575.09 | 0.539 |  | 0.539 |  | 0.539 |  | 0.539 |  | 0.539 |  | 0.539 |  | 0.539 |  | 0.539 | 0.539 | Not Coal Steam or O/G Steam | 0.026091 | 0.026091 |  | 1.531%
Long Beach Generating Station | California |  |  |  | 341 | 3 | 89770 | Combustion Turbine |  |  |  | Combustion turbine | Y |  |  |  | 0.572 | 49568.143 | 2918.81 | 0.78267 | 0.572 |  | 49568.143 | 2918.81 | 0.572 |  | 0.572 |  | 0.572 |  | 0.572 |  | 0.572 |  | 0.572 |  | 0.572 |  | 0.572 | 0.572 | Not Coal Steam or O/G Steam | 0.023079 | 0.023079 |  | 1.428%
Long Beach Generating Station | California |  |  |  | 341 | 4 | 89771 | Combustion Turbine |  |  |  | Combustion turbine | Y |  |  |  | 0.596 | 53221.424 | 3029.09 | 0.84567 | 0.596 |  | 53221.424 | 3029.09 | 0.596 |  | 0.596 |  | 0.596 |  | 0.596 |  | 0.596 |  | 0.596 |  | 0.596 |  | 0.596 | 0.596 | Not Coal Steam or O/G Steam | 0.022397 | 0.022397 |  | 1.543%
Los Esteros Critical Energy Facility | California |  |  |  | 55748 | CTG1 | 9250 | Combined Cycle |  |  |  | Combined cycle | Y |  |  |  | 1.371 | 586562.512 | 73168.28 | 0.97267 | 1.371 |  | 586562.512 | 73168.28 | 1.371 |  | 1.371 |  | 1.371 |  | 1.371 |  | 1.371 |  | 1.371 |  | 1.371 |  | 1.371 | 1.371 | Not Coal Steam or O/G Steam | 0.0046747 | 0.0046747 |  | 15.59%
Los Esteros Critical Energy Facility | California |  |  |  | 55748 | CTG2 | 9251 | Combined Cycle |  |  |  | Combined cycle | Y |  |  |  | 0.993 | 387117.34 | 50507.96 | 0.85333 | 0.993 |  | 387117.34 | 50507.96 | 0.993 |  | 0.993 |  | 0.993 |  | 0.993 |  | 0.993 |  | 0.993 |  | 0.993 |  | 0.993 | 0.993 | Not Coal Steam or O/G Steam | 0.0051302 | 0.0051302 |  | 13.89%
Los Esteros Critical Energy Facility | California |  |  |  | 55748 | CTG3 | 9252 | Combined Cycle |  |  |  | Combined cycle | Y |  |  |  | 1.301 | 513171.281 | 63651.5 | 1.085 | 1.301 |  | 513171.281 | 63651.5 | 1.301 |  | 1.301 |  | 1.301 |  | 1.301 |  | 1.301 |  | 1.301 |  | 1.301 |  | 1.301 | 1.301 | Not Coal Steam or O/G Steam | 0.0050704 | 0.0050704 |  | 17.38%
Los Esteros Critical Energy Facility | California |  |  |  | 55748 | CTG4 | 9253 | Combined Cycle |  |  |  | Combined cycle | Y |  |  |  | 1.219 | 485535.848 | 60591.81 | 0.89367 | 1.219 |  | 485535.848 | 60591.81 | 1.219 |  | 1.219 |  | 1.219 |  | 1.219 |  | 1.219 |  | 1.219 |  | 1.219 |  | 1.219 | 1.219 | Not Coal Steam or O/G Steam | 0.0050213 | 0.0050213 |  | 15.66%
Los Medanos Energy Center, LLC | California |  |  |  | 55217 | X724 | 4153 | Combined Cycle |  |  |  | Combined cycle | Y |  |  |  | 21.791 | 5931249.231 | 836859.71 | 15.6807 | 21.791 |  | 5931249.231 | 836859.71 | 21.791 |  | 21.791 |  | 21.791 |  | 21.791 |  | 21.791 |  | 21.791 |  | 21.791 |  | 21.791 | 21.791 | Not Coal Steam or O/G Steam | 0.0073479 | 0.0073479 |  | 48.5%
Los Medanos Energy Center, LLC | California |  |  |  | 55217 | X725 | 4154 | Combined Cycle |  |  |  | Combined cycle | Y |  |  |  | 21.519 | 5900260.975 | 868221.24 | 20.7127 | 21.519 |  | 5900260.975 | 868221.24 | 21.519 |  | 21.519 |  | 21.519 |  | 21.519 |  | 21.519 |  | 21.519 |  | 21.519 |  | 21.519 | 21.519 | Not Coal Steam or O/G Steam | 0.0072943 | 0.0072943 |  | 71.87%
Magnolia Power Project | California |  |  |  | 56046 | 1 | 89568 | Combined Cycle |  |  |  | Combined cycle | Y |  |  |  | 11.55 | 4484119.519 | 617587.19 | 12.0633 | 11.55 |  | 4484119.519 | 617587.19 | 11.55 |  | 11.55 |  | 11.55 |  | 11.55 |  | 11.55 |  | 11.55 |  | 11.55 |  | 11.55 | 11.55 | Not Coal Steam or O/G Steam | 0.0051515 | 0.0051515 |  | 53.82%
Malaga Power | California |  |  |  | 56239 | GT-1 | 89579 | Combustion Turbine |  |  |  | Combustion turbine | Y |  |  |  | 0.722 | 96395.261 | 9900.08 | 0.49667 | 0.722 |  | 96395.261 | 9900.08 | 0.722 |  | 0.722 |  | 0.722 |  | 0.722 |  | 0.722 |  | 0.722 |  | 0.722 |  | 0.722 | 0.722 | Not Coal Steam or O/G Steam | 0.01498 | 0.01498 |  | 3.382%
Malaga Power | California |  |  |  | 56239 | GT-2 | 89580 | Combustion Turbine |  |  |  | Combustion turbine | Y |  |  |  | 0.854 | 113761.045 | 11666.07 | 0.519 | 0.854 |  | 113761.045 | 11666.07 | 0.854 |  | 0.854 |  | 0.854 |  | 0.854 |  | 0.854 |  | 0.854 |  | 0.854 |  | 0.854 | 0.854 | Not Coal Steam or O/G Steam | 0.015014 | 0.015014 |  | 3.722%
Malburg Generating Station | California |  |  |  | 56041 | M1 | 89631 | Combined Cycle |  |  |  | Combined cycle | Y |  |  |  | 4.546 | 1136120.091 | 141923.82 | 4.1583 | 4.546 |  | 1136120.091 | 141923.82 | 4.546 |  | 4.546 |  | 4.546 |  | 4.546 |  | 4.546 |  | 4.546 |  | 4.546 |  | 4.546 | 4.546 | Not Coal Steam or O/G Steam | 0.0080027 | 0.0080027 |  | 50.33%
Malburg Generating Station | California |  |  |  | 56041 | M2 | 89632 | Combined Cycle |  |  |  | Combined cycle | Y |  |  |  | 4.034 | 1177115.192 | 148671.66 | 3.9577 | 4.034 |  | 1177115.192 | 148671.66 | 4.034 |  | 4.034 |  | 4.034 |  | 4.034 |  | 4.034 |  | 4.034 |  | 4.034 |  | 4.034 | 4.034 | Not Coal Steam or O/G Steam | 0.006854 | 0.006854 |  | 50.49%
Mariposa Energy Project | California |  |  |  | 57483 | GT-1 | 90692 | Combustion Turbine |  |  |  | Combustion turbine | Y |  |  |  | 0.902 | 151159.125 | 15575.37 | 0.89433 | 0.902 |  | 151159.125 | 15575.37 | 0.902 |  | 0.902 |  | 0.902 |  | 0.902 |  | 0.902 |  | 0.902 |  | 0.902 |  | 0.902 | 0.902 | Not Coal Steam or O/G Steam | 0.011934 | 0.011934 |  | 8.74%
Mariposa Energy Project | California |  |  |  | 57483 | GT-2 | 90693 | Combustion Turbine |  |  |  | Combustion turbine | Y |  |  |  | 0.825 | 140890.59 | 14393.51 | 0.89167 | 0.825 |  | 140890.59 | 14393.51 | 0.825 |  | 0.825 |  | 0.825 |  | 0.825 |  | 0.825 |  | 0.825 |  | 0.825 |  | 0.825 | 0.825 | Not Coal Steam or O/G Steam | 0.011711 | 0.011711 |  | 8.553%
Mariposa Energy Project | California |  |  |  | 57483 | GT-3 | 90694 | Combustion Turbine |  |  |  | Combustion turbine | Y |  |  |  | 0.763 | 123805.191 | 12792.45 | 0.862 | 0.763 |  | 123805.191 | 12792.45 | 0.763 |  | 0.763 |  | 0.763 |  | 0.763 |  | 0.763 |  | 0.763 |  | 0.763 |  | 0.763 | 0.763 | Not Coal Steam or O/G Steam | 0.012326 | 0.012326 |  | 7.897%
Mariposa Energy Project | California |  |  |  | 57483 | GT-4 | 90695 | Combustion Turbine |  |  |  | Combustion turbine | Y |  |  |  | 0.937 | 143887.05 | 14681.06 | 0.91967 | 0.937 |  | 143887.05 | 14681.06 | 0.937 |  | 0.937 |  | 0.937 |  | 0.937 |  | 0.937 |  | 0.937 |  | 0.937 |  | 0.937 | 0.937 | Not Coal Steam or O/G Steam | 0.013024 | 0.013024 |  | 7.984%
Marsh Landing Generating Station | California |  |  |  | 57267 | 1 | 90637 | Combustion Turbine |  |  |  | Combustion turbine | Y |  |  |  | 0.867 | 224297.797 | 20966.48 | 0.761 | 0.867 |  | 224297.797 | 20966.48 | 0.867 |  | 0.867 |  | 0.867 |  | 0.867 |  | 0.867 |  | 0.867 |  | 0.867 |  | 0.867 | 0.867 | Not Coal Steam or O/G Steam | 0.0077308 | 0.0077308 |  | 2.403%
Marsh Landing Generating Station | California |  |  |  | 57267 | 2 | 90638 | Combustion Turbine |  |  |  | Combustion turbine | Y |  |  |  | 2.273 | 570186.158 | 52744.55 | 1.82 | 2.273 |  | 570186.158 | 52744.55 | 2.273 |  | 2.273 |  | 2.273 |  | 2.273 |  | 2.273 |  | 2.273 |  | 2.273 |  | 2.273 | 2.273 | Not Coal Steam or O/G Steam | 0.0079728 | 0.0079728 |  | 5.838%
Marsh Landing Generating Station | California |  |  |  | 57267 | 3 | 90639 | Combustion Turbine |  |  |  | Combustion turbine | Y |  |  |  | 1.262 | 333250.639 | 30933.49 | 1.053 | 1.262 |  | 333250.639 | 30933.49 | 1.262 |  | 1.262 |  | 1.262 |  | 1.262 |  | 1.262 |  | 1.262 |  | 1.262 |  | 1.262 | 1.262 | Not Coal Steam or O/G Steam | 0.0075739 | 0.0075739 |  | 3.276%
Marsh Landing Generating Station | California |  |  |  | 57267 | 4 | 90640 | Combustion Turbine |  |  |  | Combustion turbine | Y |  |  |  | 2.793 | 840699.2 | 78590.05 | 2.0183 | 2.793 |  | 840699.2 | 78590.05 | 2.793 |  | 2.793 |  | 2.793 |  | 2.793 |  | 2.793 |  | 2.793 |  | 2.793 |  | 2.793 | 2.793 | Not Coal Steam or O/G Steam | 0.0066445 | 0.0066445 |  | 7.412%
McGrath Generating Station | California |  |  |  | 56471 | CT1 | 90074 | Combustion Turbine |  |  |  | Combustion turbine | Y |  |  |  | 0.275 | 37519.988 | 3867.1 | 0.45933 | 0.275 |  | 37519.988 | 3867.1 | 0.275 |  | 0.275 |  | 0.275 |  | 0.275 |  | 0.275 |  | 0.275 |  | 0.275 |  | 0.275 | 0.275 | Not Coal Steam or O/G Steam | 0.014659 | 0.014659 |  | 3.406%
McKittrick Limited | California |  |  |  | 50612 | GT1 | 91284 | Combustion Turbine |  |  |  | Combustion turbine | Y |  |  |  | 1.772 | 160616.475 | 16772.5 | 10.4677 | 1.772 |  | 160616.475 | 16772.5 | 1.772 |  | 1.772 |  | 1.772 |  | 1.772 |  | 1.772 |  | 1.772 |  | 1.772 |  | 1.772 | 1.772 | Not Coal Steam or O/G Steam | 0.022065 | 0.022065 |  | 7.603%
Metcalf Energy Center | California |  |  |  | 55393 | 1 | 4665 | Combined Cycle |  |  |  | Combined cycle | Y |  |  |  | 15.771 | 4316736.344 | 606315.99 | 13.9397 | 15.771 |  | 4316736.344 | 606315.99 | 15.771 |  | 15.771 |  | 15.771 |  | 15.771 |  | 15.771 |  | 15.771 |  | 15.771 |  | 15.771 | 15.771 | Not Coal Steam or O/G Steam | 0.0073069 | 0.0073069 |  | 48.99%
Metcalf Energy Center | California |  |  |  | 55393 | 2 | 4666 | Combined Cycle |  |  |  | Combined cycle | Y |  |  |  | 13.137 | 3629881.292 | 518012.18 | 13.3673 | 13.137 |  | 3629881.292 | 518012.18 | 13.137 |  | 13.137 |  | 13.137 |  | 13.137 |  | 13.137 |  | 13.137 |  | 13.137 |  | 13.137 | 13.137 | Not Coal Steam or O/G Steam | 0.0072383 | 0.0072383 |  | 43.09%
Midway Peaking | California |  |  |  | 56639 | 1 | 90382 | Combustion Turbine |  |  |  | Combustion turbine | Y |  |  |  | 0.509 | 67862.697 | 6176.21 | 0.606 | 0.509 |  | 67862.697 | 6176.21 | 0.509 |  | 0.509 |  | 0.509 |  | 0.509 |  | 0.509 |  | 0.509 |  | 0.509 |  | 0.509 | 0.509 | Not Coal Steam or O/G Steam | 0.015001 | 0.015001 |  | 2.765%
Midway Peaking | California |  |  |  | 56639 | 2 | 90383 | Combustion Turbine |  |  |  | Combustion turbine | Y |  |  |  | 0.473 | 68355.942 | 6159.07 | 0.58067 | 0.473 |  | 68355.942 | 6159.07 | 0.473 |  | 0.473 |  | 0.473 |  | 0.473 |  | 0.473 |  | 0.473 |  | 0.473 |  | 0.473 | 0.473 | Not Coal Steam or O/G Steam | 0.013839 | 0.013839 |  | 2.674%
Mira Loma Generating Station | California |  |  |  | 56473 | CT1 | 90071 | Combustion Turbine |  |  |  | Combustion turbine | Y |  |  |  | 0.69 | 119883.033 | 12149.32 | 0.597 | 0.69 |  | 119883.033 | 12149.32 | 0.69 |  | 0.69 |  | 0.69 |  | 0.69 |  | 0.69 |  | 0.69 |  | 0.69 |  | 0.69 | 0.69 | Not Coal Steam or O/G Steam | 0.011511 | 0.011511 |  | 5.229%
Miramar Energy Facility | California |  |  |  | 56232 | 1 | 89534 | Combustion Turbine |  |  |  | Combustion turbine | Y |  |  |  | 0.492 | 53890.557 | 5402.9 | 0.70467 | 0.492 |  | 53890.557 | 5402.9 | 0.492 |  | 0.492 |  | 0.492 |  | 0.492 |  | 0.492 |  | 0.492 |  | 0.492 |  | 0.492 | 0.492 | Not Coal Steam or O/G Steam | 0.018259 | 0.018259 |  | 4.397%
Miramar Energy Facility | California |  |  |  | 56232 | 2 | 90490 | Combustion Turbine |  |  |  | Combustion turbine | Y |  |  |  | 0.521 | 52555.113 | 5196.36 | 0.852 | 0.521 |  | 52555.113 | 5196.36 | 0.521 |  | 0.521 |  | 0.521 |  | 0.521 |  | 0.521 |  | 0.521 |  | 0.521 |  | 0.521 | 0.521 | Not Coal Steam or O/G Steam | 0.019827 | 0.019827 |  | 5.284%
Moss Landing Power Plant | California |  |  |  | 260 | 1A | 149 | Combined Cycle |  |  |  | Combined cycle | Y |  |  |  | 21.697 | 4854757.922 | 690188.52 | 18.329 | 21.697 |  | 4854757.922 | 690188.52 | 21.697 |  | 21.697 |  | 21.697 |  | 21.697 |  | 21.697 |  | 21.697 |  | 21.697 |  | 21.697 | 21.697 | Not Coal Steam or O/G Steam | 0.0089384 | 0.0089384 |  | 50.49%
Moss Landing Power Plant | California |  |  |  | 260 | 2A | 152 | Combined Cycle |  |  |  | Combined cycle | Y |  |  |  | 20.577 | 4490668.527 | 641113.14 | 18.3277 | 20.577 |  | 4490668.527 | 641113.14 | 20.577 |  | 20.577 |  | 20.577 |  | 20.577 |  | 20.577 |  | 20.577 |  | 20.577 |  | 20.577 | 20.577 | Not Coal Steam or O/G Steam | 0.0091643 | 0.0091643 |  | 53.36%
Moss Landing Power Plant | California |  |  |  | 260 | 3A | 150 | Combined Cycle |  |  |  | Combined cycle | Y |  |  |  | 17.258 | 3749472.993 | 527049.59 | 15.2297 | 17.258 |  | 3749472.993 | 527049.59 | 17.258 |  | 17.258 |  | 17.258 |  | 17.258 |  | 17.258 |  | 17.258 |  | 17.258 |  | 17.258 | 17.258 | Not Coal Steam or O/G Steam | 0.0092056 | 0.0092056 |  | 41.97%
Moss Landing Power Plant | California |  |  |  | 260 | 4A | 153 | Combined Cycle |  |  |  | Combined cycle | Y |  |  |  | 15.944 | 3499048.491 | 491725.97 | 14.8943 | 15.944 |  | 3499048.491 | 491725.97 | 15.944 |  | 15.944 |  | 15.944 |  | 15.944 |  | 15.944 |  | 15.944 |  | 15.944 |  | 15.944 | 15.944 | Not Coal Steam or O/G Steam | 0.0091133 | 0.0091133 |  | 42.27%
Mountainview Generating Station | California |  |  |  | 358 | 3-1 | 89500 | Combined Cycle |  |  |  | Combined cycle | Y |  |  |  | 7.903 | 2395638.308 | 329866.51 | 7.8743 | 7.903 |  | 2395638.308 | 329866.51 | 7.903 |  | 7.903 |  | 7.903 |  | 7.903 |  | 7.903 |  | 7.903 |  | 7.903 |  | 7.903 | 7.903 | Not Coal Steam or O/G Steam | 0.0065978 | 0.0065978 |  | 31.31%
Mountainview Generating Station | California |  |  |  | 358 | 3-2 | 89501 | Combined Cycle |  |  |  | Combined cycle | Y |  |  |  | 7.907 | 2164109.798 | 300069.73 | 7.0057 | 7.907 |  | 2164109.798 | 300069.73 | 7.907 |  | 7.907 |  | 7.907 |  | 7.907 |  | 7.907 |  | 7.907 |  | 7.907 |  | 7.907 | 7.907 | Not Coal Steam or O/G Steam | 0.0073074 | 0.0073074 |  | 29.53%
Mountainview Generating Station | California |  |  |  | 358 | 4-1 | 89502 | Combined Cycle |  |  |  | Combined cycle | Y |  |  |  | 7.564 | 2054241.3 | 280001.38 | 7.2733 | 7.564 |  | 2054241.3 | 280001.38 | 7.564 |  | 7.564 |  | 7.564 |  | 7.564 |  | 7.564 |  | 7.564 |  | 7.564 |  | 7.564 | 7.564 | Not Coal Steam or O/G Steam | 0.0073643 | 0.0073643 |  | 27.75%
Mountainview Generating Station | California |  |  |  | 358 | 4-2 | 89503 | Combined Cycle |  |  |  | Combined cycle | Y |  |  |  | 6.887 | 2012083.167 | 276359.5 | 6.3003 | 6.887 |  | 2012083.167 | 276359.5 | 6.887 |  | 6.887 |  | 6.887 |  | 6.887 |  | 6.887 |  | 6.887 |  | 6.887 |  | 6.887 | 6.887 | Not Coal Steam or O/G Steam | 0.0068456 | 0.0068456 |  | 26.5%
NCPA Combustion Turbine Project #2 | California |  |  |  | 7449 | NA1 | 3117 | Combustion Turbine |  |  |  | Combustion turbine | Y |  |  |  | 1.562 | 200665.541 | 25175.25 | 1.083 | 1.562 |  | 200665.541 | 25175.25 | 1.562 |  | 1.562 |  | 1.562 |  | 1.562 |  | 1.562 |  | 1.562 |  | 1.562 |  | 1.562 | 1.562 | Not Coal Steam or O/G Steam | 0.015568 | 0.015568 |  | 8.491%
Niland Gas Turbine Plant | California |  |  |  | 56569 | 1 | 90279 | Combustion Turbine |  |  |  | Combustion turbine | Y |  |  |  | 1.033 | 268686.283 | 28977.56 | 0.866 | 1.033 |  | 268686.283 | 28977.56 | 1.033 |  | 1.033 |  | 1.033 |  | 1.033 |  | 1.033 |  | 1.033 |  | 1.033 |  | 1.033 | 1.033 | Not Coal Steam or O/G Steam | 0.0076893 | 0.0076893 |  | 15.91%
Niland Gas Turbine Plant | California |  |  |  | 56569 | 2 | 90280 | Combustion Turbine |  |  |  | Combustion turbine | Y |  |  |  | 0.902 | 229439.864 | 24516.98 | 0.96 | 0.902 |  | 229439.864 | 24516.98 | 0.902 |  | 0.902 |  | 0.902 |  | 0.902 |  | 0.902 |  | 0.902 |  | 0.902 |  | 0.902 | 0.902 | Not Coal Steam or O/G Steam | 0.0078626 | 0.0078626 |  | 17.36%
Olive | California |  |  |  | 6013 | 01 | 2677 | O/G Steam |  |  |  | Dry bottom wall-fired boiler | Y |  |  | 44 | [24 empty] | Existing SCR | 0 | 0
Olive | California |  |  |  | 6013 | 02 | 2678 | O/G Steam |  |  |  | Dry bottom wall-fired boiler | Y |  |  | 55 | [24 empty] | Existing SCR | 0 | 0
Orange Grove Project | California |  |  |  | 56914 | CTG1 | 90426 | Combustion Turbine |  |  |  | Combustion turbine | Y |  |  |  | 0.252 | 51579.681 | 5004.37 | 0.299 | 0.252 |  | 51579.681 | 5004.37 | 0.252 |  | 0.252 |  | 0.252 |  | 0.252 |  | 0.252 |  | 0.252 |  | 0.252 |  | 0.252 | 0.252 | Not Coal Steam or O/G Steam | 0.0097713 | 0.0097713 |  | 2.612%
Orange Grove Project | California |  |  |  | 56914 | CTG2 | 90427 | Combustion Turbine |  |  |  | Combustion turbine | Y |  |  |  | 0.279 | 55780.441 | 5463.79 | 0.253 | 0.279 |  | 55780.441 | 5463.79 | 0.279 |  | 0.279 |  | 0.279 |  | 0.279 |  | 0.279 |  | 0.279 |  | 0.279 |  | 0.279 | 0.279 | Not Coal Steam or O/G Steam | 0.010004 | 0.010004 |  | 2.539%
Ormond Beach Power, LLC. | California |  |  |  | 350 | 1 | 229 | O/G Steam | 1 | 2024 | 2024 | Dry bottom wall-fired boiler | Y |  |  | 741 | 6.801 | 1712276.874 | 146724.03 | 5.958 | 0 | Y | 0 | 0 | 0 |  | 0 |  | 0 |  | 0 |  | 0 |  | 0 |  | 0 |  | 0 | 0 | Retired | 0 | 0 |  | 5.361%
Ormond Beach Power, LLC. | California |  |  |  | 350 | 2 | 230 | O/G Steam | 1 | 2024 | 2024 | Dry bottom wall-fired boiler | Y |  |  | 750 | 9.629 | 2871317.958 | 252988.56 | 8.5377 | 0 | Y | 0 | 0 | 0 |  | 0 |  | 0 |  | 0 |  | 0 |  | 0 |  | 0 |  | 0 | 0 | Retired | 0 | 0 |  | 8.326%
Otay Mesa Energy Center, LLC | California |  |  |  | 55345 | CTG-1 | 4523 | Combined Cycle |  |  |  | Combined cycle | Y |  |  |  | 8.353 | 3021980.483 | 431329.78 | 7.459 | 8.353 |  | 3021980.483 | 431329.78 | 8.353 |  | 8.353 |  | 8.353 |  | 8.353 |  | 8.353 |  | 8.353 |  | 8.353 |  | 8.353 | 8.353 | Not Coal Steam or O/G Steam | 0.0055282 | 0.0055282 |  | 30.79%
Otay Mesa Energy Center, LLC | California |  |  |  | 55345 | CTG-2 | 4524 | Combined Cycle |  |  |  | Combined cycle | Y |  |  |  | 9.719 | 3483425.071 | 493245.15 | 7.7957 | 9.719 |  | 3483425.071 | 493245.15 | 9.719 |  | 9.719 |  | 9.719 |  | 9.719 |  | 9.719 |  | 9.719 |  | 9.719 |  | 9.719 | 9.719 | Not Coal Steam or O/G Steam | 0.0055801 | 0.0055801 |  | 34.71%
Palomar Energy Center | California |  |  |  | 55985 | CTG1 | 89252 | Combined Cycle |  |  |  | Combined cycle | Y |  |  |  | 11.412 | 3308907.697 | 475800.6 | 9.9373 | 11.412 |  | 3308907.697 | 475800.6 | 11.412 |  | 11.412 |  | 11.412 |  | 11.412 |  | 11.412 |  | 11.412 |  | 11.412 |  | 11.412 | 11.412 | Not Coal Steam or O/G Steam | 0.0068977 | 0.0068977 |  | 39.73%
Palomar Energy Center | California |  |  |  | 55985 | CTG2 | 89253 | Combined Cycle |  |  |  | Combined cycle | Y |  |  |  | 11.673 | 3354085.603 | 486337.22 | 9.4633 | 11.673 |  | 3354085.603 | 486337.22 | 11.673 |  | 11.673 |  | 11.673 |  | 11.673 |  | 11.673 |  | 11.673 |  | 11.673 |  | 11.673 | 11.673 | Not Coal Steam or O/G Steam | 0.0069605 | 0.0069605 |  | 38.48%
Panoche Energy Center | California |  |  |  | 56803 | 1 | 90388 | Combustion Turbine |  |  |  | Combustion turbine | Y |  |  |  | 2.951 | 694334.188 | 78461.87 | 2.9167 | 2.951 |  | 694334.188 | 78461.87 | 2.951 |  | 2.951 |  | 2.951 |  | 2.951 |  | 2.951 |  | 2.951 |  | 2.951 |  | 2.951 | 2.951 | Not Coal Steam or O/G Steam | 0.0085002 | 0.0085002 |  | 17.55%
Panoche Energy Center | California |  |  |  | 56803 | 2 | 90389 | Combustion Turbine |  |  |  | Combustion turbine | Y |  |  |  | 3.453 | 749337.112 | 83831.32 | 3.346 | 3.453 |  | 749337.112 | 83831.32 | 3.453 |  | 3.453 |  | 3.453 |  | 3.453 |  | 3.453 |  | 3.453 |  | 3.453 |  | 3.453 | 3.453 | Not Coal Steam or O/G Steam | 0.0092161 | 0.0092161 |  | 18.99%
Panoche Energy Center | California |  |  |  | 56803 | 3 | 90390 | Combustion Turbine |  |  |  | Combustion turbine | Y |  |  |  | 3.463 | 730628.392 | 82700.43 | 3.2347 | 3.463 |  | 730628.392 | 82700.43 | 3.463 |  | 3.463 |  | 3.463 |  | 3.463 |  | 3.463 |  | 3.463 |  | 3.463 |  | 3.463 | 3.463 | Not Coal Steam or O/G Steam | 0.0094795 | 0.0094795 |  | 18.47%
Panoche Energy Center | California |  |  |  | 56803 | 4 | 90391 | Combustion Turbine |  |  |  | Combustion turbine | Y |  |  |  | 3.341 | 749833.805 | 83677.1 | 3.4017 | 3.341 |  | 749833.805 | 83677.1 | 3.341 |  | 3.341 |  | 3.341 |  | 3.341 |  | 3.341 |  | 3.341 |  | 3.341 |  | 3.341 | 3.341 | Not Coal Steam or O/G Steam | 0.0089113 | 0.0089113 |  | 18.72%
Pastoria Energy Facility | California |  |  |  | 55656 | CT001 | 8770 | Combined Cycle |  |  |  | Combined cycle | Y |  |  |  | 15.687 | 4580193.971 | 517250.62 | 14.6977 | 15.687 |  | 4580193.971 | 517250.62 | 15.687 |  | 15.687 |  | 15.687 |  | 15.687 |  | 15.687 |  | 15.687 |  | 15.687 |  | 15.687 | 15.687 | Not Coal Steam or O/G Steam | 0.0068499 | 0.0068499 |  | 60.85%
Pastoria Energy Facility | California |  |  |  | 55656 | CT002 | 8772 | Combined Cycle |  |  |  | Combined cycle | Y |  |  |  | 16.153 | 4593017.301 | 523079.38 | 16.1087 | 16.153 |  | 4593017.301 | 523079.38 | 16.153 |  | 16.153 |  | 16.153 |  | 16.153 |  | 16.153 |  | 16.153 |  | 16.153 |  | 16.153 | 16.153 | Not Coal Steam or O/G Steam | 0.0070337 | 0.0070337 |  | 59.06%
Pastoria Energy Facility | California |  |  |  | 55656 | CT004 | 8774 | Combined Cycle |  |  |  | Combined cycle | Y |  |  |  | 18.699 | 5357938.048 | 716406.48 | 16.137 | 18.699 |  | 5357938.048 | 716406.48 | 18.699 |  | 18.699 |  | 18.699 |  | 18.699 |  | 18.699 |  | 18.699 |  | 18.699 |  | 18.699 | 18.699 | Not Coal Steam or O/G Steam | 0.0069799 | 0.0069799 |  | 64.7%
Pio Pico Energy Center LLC | California |  |  |  | 57555 | CTG1 | 90696 | Combustion Turbine |  |  |  | Combustion turbine | Y |  |  |  | 0.561 | 94078.32 | 9507.77 | 0.752 | 0.561 |  | 94078.32 | 9507.77 | 0.561 |  | 0.561 |  | 0.561 |  | 0.561 |  | 0.561 |  | 0.561 |  | 0.561 |  | 0.561 | 0.561 | Not Coal Steam or O/G Steam | 0.011926 | 0.011926 |  | 3.515%
Pio Pico Energy Center LLC | California |  |  |  | 57555 | CTG2 | 90697 | Combustion Turbine |  |  |  | Combustion turbine | Y |  |  |  | 0.887 | 156329.85 | 16445.83 | 1.0927 | 0.887 |  | 156329.85 | 16445.83 | 0.887 |  | 0.887 |  | 0.887 |  | 0.887 |  | 0.887 |  | 0.887 |  | 0.887 |  | 0.887 | 0.887 | Not Coal Steam or O/G Steam | 0.011348 | 0.011348 |  | 5.047%
Pio Pico Energy Center LLC | California |  |  |  | 57555 | CTG3 | 90698 | Combustion Turbine |  |  |  | Combustion turbine | Y |  |  |  | 0.759 | 137261.362 | 14599.29 | 0.91767 | 0.759 |  | 137261.362 | 14599.29 | 0.759 |  | 0.759 |  | 0.759 |  | 0.759 |  | 0.759 |  | 0.759 |  | 0.759 |  | 0.759 | 0.759 | Not Coal Steam or O/G Steam | 0.011059 | 0.011059 |  | 4.406%
Procter and Gamble Power Plant | California |  |  |  | 7551 | 1A | 3129 | Combined Cycle |  |  |  | Combined cycle | Y |  |  |  | 4.267 | 1173337.064 | 136977.56 | 4.5897 | 4.267 |  | 1173337.064 | 136977.56 | 4.267 |  | 4.267 |  | 4.267 |  | 4.267 |  | 4.267 |  | 4.267 |  | 4.267 |  | 4.267 | 4.267 | Not Coal Steam or O/G Steam | 0.0072733 | 0.0072733 |  | 57.5%
Procter and Gamble Power Plant | California |  |  |  | 7551 | 1B | 3130 | Combined Cycle |  |  |  | Combined cycle | Y |  |  |  | 5.135 | 1429616.556 | 156607.93 | 4.2693 | 5.135 |  | 1429616.556 | 156607.93 | 5.135 |  | 5.135 |  | 5.135 |  | 5.135 |  | 5.135 |  | 5.135 |  | 5.135 |  | 5.135 | 5.135 | Not Coal Steam or O/G Steam | 0.0071837 | 0.0071837 |  | 56.96%
Procter and Gamble Power Plant | California |  |  |  | 7551 | 1C | 3131 | Combustion Turbine |  |  |  | Combustion turbine | Y |  |  |  | 0.703 | 145613.339 | 15746.89 | 0.57467 | 0.703 |  | 145613.339 | 15746.89 | 0.703 |  | 0.703 |  | 0.703 |  | 0.703 |  | 0.703 |  | 0.703 |  | 0.703 |  | 0.703 | 0.703 | Not Coal Steam or O/G Steam | 0.0096557 | 0.0096557 |  | 6.214%
Redding Power Plant | California |  |  |  | 7307 | 5 | 9189 | Combined Cycle |  |  |  | Combined cycle | Y |  |  |  | 1.116 | 802430.097 | 100618.21 | 1.1363 | 1.116 |  | 802430.097 | 100618.21 | 1.116 |  | 1.116 |  | 1.116 |  | 1.116 |  | 1.116 |  | 1.116 |  | 1.116 |  | 1.116 | 1.116 | Not Coal Steam or O/G Steam | 0.0027816 | 0.0027816 |  | 34.13%
Redding Power Plant | California |  |  |  | 7307 | 6 | 89746 | Combined Cycle |  |  |  | Combustion turbine | Y |  |  |  | 1.115 | 767357.452 | 94289.75 | 1.1567 | 1.115 |  | 767357.452 | 94289.75 | 1.115 |  | 1.115 |  | 1.115 |  | 1.115 |  | 1.115 |  | 1.115 |  | 1.115 |  | 1.115 | 1.115 | Not Coal Steam or O/G Steam | 0.0029061 | 0.0029061 |  | 33.24%
Ripon Generation Station | California |  |  |  | 56135 | 1 | 89441 | Combustion Turbine |  |  |  | Combustion turbine | Y |  |  |  | 0.772 | 128989.086 | 11223.18 | 0.51467 | 0.772 |  | 128989.086 | 11223.18 | 0.772 |  | 0.772 |  | 0.772 |  | 0.772 |  | 0.772 |  | 0.772 |  | 0.772 |  | 0.772 | 0.772 | Not Coal Steam or O/G Steam | 0.01197 | 0.01197 |  | 5.059%
Ripon Generation Station | California |  |  |  | 56135 | 2 | 89442 | Combustion Turbine |  |  |  | Combustion turbine | Y |  |  |  | 0.601 | 98054.868 | 9383.06 | 0.41367 | 0.601 |  | 98054.868 | 9383.06 | 0.601 |  | 0.601 |  | 0.601 |  | 0.601 |  | 0.601 |  | 0.601 |  | 0.601 |  | 0.601 | 0.601 | Not Coal Steam or O/G Steam | 0.012258 | 0.012258 |  | 3.883%
Riverside Energy Resource Center | California |  |  |  | 56143 | 1 | 89663 | Combustion Turbine |  |  |  | Combustion turbine | Y |  |  |  | 0.676 | 132341.258 | 13165.42 | 0.712 | 0.676 |  | 132341.258 | 13165.42 | 0.676 |  | 0.676 |  | 0.676 |  | 0.676 |  | 0.676 |  | 0.676 |  | 0.676 |  | 0.676 | 0.676 | Not Coal Steam or O/G Steam | 0.010216 | 0.010216 |  | 7.61%
Riverside Energy Resource Center | California |  |  |  | 56143 | 2 | 89664 | Combustion Turbine |  |  |  | Combustion turbine | Y |  |  |  | 0.566 | 104781.196 | 9932.36 | 0.54433 | 0.566 |  | 104781.196 | 9932.36 | 0.566 |  | 0.566 |  | 0.566 |  | 0.566 |  | 0.566 |  | 0.566 |  | 0.566 |  | 0.566 | 0.566 | Not Coal Steam or O/G Steam | 0.010803 | 0.010803 |  | 5.867%
Riverside Energy Resource Center | California |  |  |  | 56143 | 3 | 90688 | Combustion Turbine |  |  |  | Combustion turbine | Y |  |  |  | 0.411 | 75544.162 | 7226.17 | 0.45467 | 0.411 |  | 75544.162 | 7226.17 | 0.411 |  | 0.411 |  | 0.411 |  | 0.411 |  | 0.411 |  | 0.411 |  | 0.411 |  | 0.411 | 0.411 | Not Coal Steam or O/G Steam | 0.010881 | 0.010881 |  | 4.631%
Riverside Energy Resource Center | California |  |  |  | 56143 | 4 | 90690 | Combustion Turbine |  |  |  | Combustion turbine | Y |  |  |  | 0.407 | 72143.61 | 7033.24 | 0.459 | 0.407 |  | 72143.61 | 7033.24 | 0.407 |  | 0.407 |  | 0.407 |  | 0.407 |  | 0.407 |  | 0.407 |  | 0.407 |  | 0.407 | 0.407 | Not Coal Steam or O/G Steam | 0.011283 | 0.011283 |  | 4.527%
Riverview Energy Center | California |  |  |  | 55963 | 1 | 88362 | Combustion Turbine |  |  |  | Combustion turbine | Y |  |  |  | 1.094 | 131386.739 | 12582.89 | 0.93667 | 1.094 |  | 131386.739 | 12582.89 | 1.094 |  | 1.094 |  | 1.094 |  | 1.094 |  | 1.094 |  | 1.094 |  | 1.094 |  | 1.094 | 1.094 | Not Coal Steam or O/G Steam | 0.016653 | 0.016653 |  | 6.571%
Roseville Energy Park | California |  |  |  | 56298 | CT001 | 89721 | Combined Cycle |  |  |  | Combined cycle | Y |  |  |  | 3.442 | 1199382.219 | 151748.83 | 2.3977 | 3.442 |  | 1199382.219 | 151748.83 | 3.442 |  | 3.442 |  | 3.442 |  | 3.442 |  | 3.442 |  | 3.442 |  | 3.442 |  | 3.442 | 3.442 | Not Coal Steam or O/G Steam | 0.0057396 | 0.0057396 |  | 29.66%
Roseville Energy Park | California |  |  |  | 56298 | CT002 | 89722 | Combined Cycle |  |  |  | Combined cycle | Y |  |  |  | 4.041 | 1212491.089 | 147311.62 | 2.5493 | 4.041 |  | 1212491.089 | 147311.62 | 4.041 |  | 4.041 |  | 4.041 |  | 4.041 |  | 4.041 |  | 4.041 |  | 4.041 |  | 4.041 | 4.041 | Not Coal Steam or O/G Steam | 0.0066656 | 0.0066656 |  | 30.02%
Russell City Energy Company LLC | California |  |  |  | 56467 | CT1 | 89932 | Combined Cycle |  |  |  | Combined cycle | Y |  |  |  | 1.762 | 429258.14 | 61092.02 | 4.1417 | 1.762 |  | 429258.14 | 61092.02 | 1.762 |  | 1.762 |  | 1.762 |  | 1.762 |  | 1.762 |  | 1.762 |  | 1.762 |  | 1.762 | 1.762 | Not Coal Steam or O/G Steam | 0.0082095 | 0.0082095 |  | 13.4%
Russell City Energy Company LLC | California |  |  |  | 56467 | CT2 | 89933 | Combined Cycle |  |  |  | Combined cycle | Y |  |  |  | 2.648 | 556201.521 | 76072.73 | 4.568 | 2.648 |  | 556201.521 | 76072.73 | 2.648 |  | 2.648 |  | 2.648 |  | 2.648 |  | 2.648 |  | 2.648 |  | 2.648 |  | 2.648 | 2.648 | Not Coal Steam or O/G Steam | 0.0095217 | 0.0095217 |  | 13.22%
Salinas River Cogeneration Facility | California |  |  |  | 50865 | 1 | 89975 | Combustion Turbine |  |  |  | Combustion turbine | Y |  |  |  | 9.913 | 1504279.811 | 111185.67 | 7.3977 | 9.913 |  | 1504279.811 | 111185.67 | 9.913 |  | 9.913 |  | 9.913 |  | 9.913 |  | 9.913 |  | 9.913 |  | 9.913 |  | 9.913 | 9.913 | Not Coal Steam or O/G Steam | 0.01318 | 0.01318 |  | 71.14%
Sargent Canyon Cogen Facility | California |  |  |  | 50864 | 1 | 89974 | Combustion Turbine |  |  | 2023 | Combustion turbine | Y | [7 empty] | 0 | Y | 0 | 0 | 0 |  | 0 |  | 0 |  | 0 |  | 0 |  | 0 |  | 0 |  | 0 | 0 | Not Coal Steam or O/G Steam | 0 | 0
Scattergood Generating Station | California |  |  |  | 404 | 1 | 277 | O/G Steam | 12 | 2024 | 2025 | Dry bottom wall-fired boiler | Y |  |  | 112 | 0.781 | 338705.729 | 30248.38 | 0.41267 | 0.781 |  | 338705.729 | 30248.38 | 0.781 |  | 0.781 |  | 0.781 |  | 0.781 |  | 0.781 |  | 0.781 |  | 0.781 |  | 0.781 | 0.781 | Existing SCR | 0.0046117 | 0.0046117 |  | 8.078%
Scattergood Generating Station | California |  |  |  | 404 | 2 | 278 | O/G Steam | 12 | 2024 | 2025 | Dry bottom wall-fired boiler | Y |  |  | 156 | 0.514 | 5163.145 | 0 | 1.0633 | 0.514 |  | 5163.145 | 0 | 0.514 |  | 0.514 |  | 0.514 |  | 0.077447 | Optimize SCR | 0.077447 |  | 0.077447 |  | 0.077447 |  | 0.077447 | 0.077447 | Existing SCR | 0.03 | 0.03 |  | 8.832%
Scattergood Generating Station | California |  |  |  | 404 | 4 | 90958 | Combined Cycle |  |  |  | Combined cycle | Y |  |  |  | 16.679 | 5903375.337 | 839603.25 | 13.2013 | 16.679 |  | 5903375.337 | 839603.25 | 16.679 |  | 16.679 |  | 16.679 |  | 16.679 |  | 16.679 |  | 16.679 |  | 16.679 |  | 16.679 | 16.679 | Not Coal Steam or O/G Steam | 0.0056507 | 0.0056507 |  | 61.45%
Scattergood Generating Station | California |  |  |  | 404 | 6 | 90959 | Combustion Turbine |  |  |  | Combustion turbine | Y |  |  |  | 1.105 | 239237.405 | 24174.1 | 1.2953 | 1.105 |  | 239237.405 | 24174.1 | 1.105 |  | 1.105 |  | 1.105 |  | 1.105 |  | 1.105 |  | 1.105 |  | 1.105 |  | 1.105 | 1.105 | Not Coal Steam or O/G Steam | 0.0092377 | 0.0092377 |  | 9.071%
Scattergood Generating Station | California |  |  |  | 404 | 7 | 90960 | Combustion Turbine |  |  |  | Combustion turbine | Y |  |  |  | 0.539 | 120971.041 | 12314.55 | 0.984 | 0.539 |  | 120971.041 | 12314.55 | 0.539 |  | 0.539 |  | 0.539 |  | 0.539 |  | 0.539 |  | 0.539 |  | 0.539 |  | 0.539 | 0.539 | Not Coal Steam or O/G Steam | 0.0089112 | 0.0089112 |  | 7.081%
Sentinel Energy Center, LLC | California |  |  |  | 57482 | 1 | 90714 | Combustion Turbine |  |  |  | Combustion turbine | Y |  |  |  | 2.065 | 409998.61 | 44609.01 | 1.8677 | 2.065 |  | 409998.61 | 44609.01 | 2.065 |  | 2.065 |  | 2.065 |  | 2.065 |  | 2.065 |  | 2.065 |  | 2.065 |  | 2.065 | 2.065 | Not Coal Steam or O/G Steam | 0.010073 | 0.010073 |  | 10.22%
Sentinel Energy Center, LLC | California |  |  |  | 57482 | 2 | 90715 | Combustion Turbine |  |  |  | Combustion turbine | Y |  |  |  | 1.459 | 284108.743 | 31239.07 | 1.817 | 1.459 |  | 284108.743 | 31239.07 | 1.459 |  | 1.459 |  | 1.459 |  | 1.459 |  | 1.459 |  | 1.459 |  | 1.459 |  | 1.459 | 1.459 | Not Coal Steam or O/G Steam | 0.010271 | 0.010271 |  | 10.55%
Sentinel Energy Center, LLC | California |  |  |  | 57482 | 3 | 90716 | Combustion Turbine |  |  |  | Combustion turbine | Y |  |  |  | 1.729 | 348757.288 | 37584.49 | 1.705 | 1.729 |  | 348757.288 | 37584.49 | 1.729 |  | 1.729 |  | 1.729 |  | 1.729 |  | 1.729 |  | 1.729 |  | 1.729 |  | 1.729 | 1.729 | Not Coal Steam or O/G Steam | 0.0099152 | 0.0099152 |  | 9.09%
Sentinel Energy Center, LLC | California |  |  |  | 57482 | 4 | 90717 | Combustion Turbine |  |  |  | Combustion turbine | Y |  |  |  | 1.821 | 368270.48 | 39582.99 | 1.756 | 1.821 |  | 368270.48 | 39582.99 | 1.821 |  | 1.821 |  | 1.821 |  | 1.821 |  | 1.821 |  | 1.821 |  | 1.821 |  | 1.821 | 1.821 | Not Coal Steam or O/G Steam | 0.0098895 | 0.0098895 |  | 9.8%
Sentinel Energy Center, LLC | California |  |  |  | 57482 | 5 | 90718 | Combustion Turbine |  |  |  | Combustion turbine | Y |  |  |  | 2.216 | 447997.419 | 48390.67 | 1.8427 | 2.216 |  | 447997.419 | 48390.67 | 2.216 |  | 2.216 |  | 2.216 |  | 2.216 |  | 2.216 |  | 2.216 |  | 2.216 |  | 2.216 | 2.216 | Not Coal Steam or O/G Steam | 0.0098929 | 0.0098929 |  | 10.24%
Sentinel Energy Center, LLC | California |  |  |  | 57482 | 6 | 90719 | Combustion Turbine |  |  |  | Combustion turbine | Y |  |  |  | 2.02 | 414414.66 | 45097.78 | 1.827 | 2.02 |  | 414414.66 | 45097.78 | 2.02 |  | 2.02 |  | 2.02 |  | 2.02 |  | 2.02 |  | 2.02 |  | 2.02 |  | 2.02 | 2.02 | Not Coal Steam or O/G Steam | 0.0097487 | 0.0097487 |  | 10.87%
Sentinel Energy Center, LLC | California |  |  |  | 57482 | 7 | 90720 | Combustion Turbine |  |  |  | Combustion turbine | Y |  |  |  | 2.275 | 385255.363 | 41788.91 | 2.1717 | 2.275 |  | 385255.363 | 41788.91 | 2.275 |  | 2.275 |  | 2.275 |  | 2.275 |  | 2.275 |  | 2.275 |  | 2.275 |  | 2.275 | 2.275 | Not Coal Steam or O/G Steam | 0.01181 | 0.01181 |  | 11.85%
Sentinel Energy Center, LLC | California |  |  |  | 57482 | 8 | 90721 | Combustion Turbine |  |  |  | Combustion turbine | Y |  |  |  | 1.678 | 359106.233 | 39630.17 | 1.9797 | 1.678 |  | 359106.233 | 39630.17 | 1.678 |  | 1.678 |  | 1.678 |  | 1.678 |  | 1.678 |  | 1.678 |  | 1.678 |  | 1.678 | 1.678 | Not Coal Steam or O/G Steam | 0.0093454 | 0.0093454 |  | 10.6%
Stanton Energy Reliability Center | California |  |  |  | 60698 | D1 | 91348 | Combustion Turbine |  |  |  | Combustion turbine | Y |  |  |  | 0.014 | 2768.472 | 254.84 | 0.25833 | 0.014 |  | 2768.472 | 254.84 | 0.014 |  | 0.014 |  | 0.014 |  | 0.014 |  | 0.014 |  | 0.014 |  | 0.014 |  | 0.014 | 0.014 | Not Coal Steam or O/G Steam | 0.010114 | 0.010114 |  | 3.3%
Stanton Energy Reliability Center | California |  |  |  | 60698 | D7 | 91349 | Combustion Turbine |  |  |  | Combustion turbine | Y |  |  |  | 0.013 | 2382.737 | 209.41 | 0.24133 | 0.013 |  | 2382.737 | 209.41 | 0.013 |  | 0.013 |  | 0.013 |  | 0.013 |  | 0.013 |  | 0.013 |  | 0.013 |  | 0.013 | 0.013 | Not Coal Steam or O/G Steam | 0.010912 | 0.010912 |  | 3.512%
Sunrise Power Company | California |  |  |  | 55182 | CTG1 | 8458 | Combined Cycle |  |  |  | Combined cycle | Y |  |  |  | 17.926 | 4288844.967 | 631596.49 | 13.459 | 17.926 |  | 4288844.967 | 631596.49 | 17.926 |  | 17.926 |  | 17.926 |  | 17.926 |  | 17.926 |  | 17.926 |  | 17.926 |  | 17.926 | 17.926 | Not Coal Steam or O/G Steam | 0.0083594 | 0.0083594 |  | 50.12%
Sunrise Power Company | California |  |  |  | 55182 | CTG2 | 8460 | Combined Cycle |  |  |  | Combined cycle | Y |  |  |  | 16.239 | 4328413.448 | 645437.87 | 11.7773 | 16.239 |  | 4328413.448 | 645437.87 | 16.239 |  | 16.239 |  | 16.239 |  | 16.239 |  | 16.239 |  | 16.239 |  | 16.239 |  | 16.239 | 16.239 | Not Coal Steam or O/G Steam | 0.0075034 | 0.0075034 |  | 48.93%
Tracy Combined Cycle Power Plant | California |  |  |  | 55933 | TPP1 | 88312 | Combined Cycle |  |  |  | Combined cycle | Y |  |  |  | 6.31 | 1484122.582 | 187032.22 | 7.5463 | 6.31 |  | 1484122.582 | 187032.22 | 6.31 |  | 6.31 |  | 6.31 |  | 6.31 |  | 6.31 |  | 6.31 |  | 6.31 |  | 6.31 | 6.31 | Not Coal Steam or O/G Steam | 0.0085033 | 0.0085033 |  | 26.01%
Tracy Combined Cycle Power Plant | California |  |  |  | 55933 | TPP2 | 88313 | Combined Cycle |  |  |  | Combined cycle | Y |  |  |  | 10.258 | 1923329.755 | 241537.51 | 8.2707 | 10.258 |  | 1923329.755 | 241537.51 | 10.258 |  | 10.258 |  | 10.258 |  | 10.258 |  | 10.258 |  | 10.258 |  | 10.258 |  | 10.258 | 10.258 | Not Coal Steam or O/G Steam | 0.010667 | 0.010667 |  | 31.16%
Valley Generating Station | California |  |  |  | 408 | 5 | 284 | Combustion Turbine |  |  |  | Combustion turbine | Y |  |  |  | 0.511 | 42603.642 | 3899.52 | 0.558 | 0.511 |  | 42603.642 | 3899.52 | 0.511 |  | 0.511 |  | 0.511 |  | 0.511 |  | 0.511 |  | 0.511 |  | 0.511 |  | 0.511 | 0.511 | Not Coal Steam or O/G Steam | 0.023989 | 0.023989 |  | 2.827%
Valley Generating Station | California |  |  |  | 408 | 6 | 89304 | Combined Cycle |  |  |  | Combined cycle | Y |  |  |  | 9.849 | 1809190.502 | 258559.15 | 11.3917 | 9.849 |  | 1809190.502 | 258559.15 | 9.849 |  | 9.849 |  | 9.849 |  | 9.849 |  | 9.849 |  | 9.849 |  | 9.849 |  | 9.849 | 9.849 | Not Coal Steam or O/G Steam | 0.010888 | 0.010888 |  | 28.42%
Valley Generating Station | California |  |  |  | 408 | 7 | 89305 | Combined Cycle |  |  |  | Combined cycle | Y |  |  |  | 12.037 | 2608070.113 | 368103.61 | 9.0543 | 12.037 |  | 2608070.113 | 368103.61 | 12.037 |  | 12.037 |  | 12.037 |  | 12.037 |  | 12.037 |  | 12.037 |  | 12.037 |  | 12.037 | 12.037 | Not Coal Steam or O/G Steam | 0.0092306 | 0.0092306 |  | 24.77%
Walnut Creek Energy Park | California |  |  |  | 57515 | GT1 | 90677 | Combustion Turbine |  |  |  | Combustion turbine | Y |  |  |  | 1.702 | 261105.318 | 29863.2 | 2.3883 | 1.702 |  | 261105.318 | 29863.2 | 1.702 |  | 1.702 |  | 1.702 |  | 1.702 |  | 1.702 |  | 1.702 |  | 1.702 |  | 1.702 | 1.702 | Not Coal Steam or O/G Steam | 0.013037 | 0.013037 |  | 12.84%
Walnut Creek Energy Park | California |  |  |  | 57515 | GT2 | 90678 | Combustion Turbine |  |  |  | Combustion turbine | Y |  |  |  | 1.257 | 217050.882 | 24809.12 | 1.885 | 1.257 |  | 217050.882 | 24809.12 | 1.257 |  | 1.257 |  | 1.257 |  | 1.257 |  | 1.257 |  | 1.257 |  | 1.257 |  | 1.257 | 1.257 | Not Coal Steam or O/G Steam | 0.011583 | 0.011583 |  | 10.67%
Walnut Creek Energy Park | California |  |  |  | 57515 | GT3 | 90679 | Combustion Turbine |  |  |  | Combustion turbine | Y |  |  |  | 1.469 | 237904.816 | 27284.84 | 1.989 | 1.469 |  | 237904.816 | 27284.84 | 1.469 |  | 1.469 |  | 1.469 |  | 1.469 |  | 1.469 |  | 1.469 |  | 1.469 |  | 1.469 | 1.469 | Not Coal Steam or O/G Steam | 0.012349 | 0.012349 |  | 10.9%
Walnut Creek Energy Park | California |  |  |  | 57515 | GT4 | 90680 | Combustion Turbine |  |  |  | Combustion turbine | Y |  |  |  | 1.285 | 211851.583 | 23746.91 | 1.8863 | 1.285 |  | 211851.583 | 23746.91 | 1.285 |  | 1.285 |  | 1.285 |  | 1.285 |  | 1.285 |  | 1.285 |  | 1.285 |  | 1.285 | 1.285 | Not Coal Steam or O/G Steam | 0.012131 | 0.012131 |  | 10.46%
Walnut Creek Energy Park | California |  |  |  | 57515 | GT5 | 90681 | Combustion Turbine |  |  |  | Combustion turbine | Y |  |  |  | 1.151 | 204160.821 | 23040.2 | 1.8433 | 1.151 |  | 204160.821 | 23040.2 | 1.151 |  | 1.151 |  | 1.151 |  | 1.151 |  | 1.151 |  | 1.151 |  | 1.151 |  | 1.151 | 1.151 | Not Coal Steam or O/G Steam | 0.011275 | 0.011275 |  | 11.43%
Walnut Energy Center | California |  |  |  | 56078 | 1 | 89628 | Combined Cycle |  |  |  | Combined cycle | Y |  |  |  | 8.385 | 2460559.143 | 307318.55 | 7.159 | 8.385 |  | 2460559.143 | 307318.55 | 8.385 |  | 8.385 |  | 8.385 |  | 8.385 |  | 8.385 |  | 8.385 |  | 8.385 |  | 8.385 | 8.385 | Not Coal Steam or O/G Steam | 0.0068155 | 0.0068155 |  | 55.16%
Walnut Energy Center | California |  |  |  | 56078 | 2 | 89629 | Combined Cycle |  |  |  | Combined cycle | Y |  |  |  | 8.744 | 2572599.766 | 321855.34 | 7.92 | 8.744 |  | 2572599.766 | 321855.34 | 8.744 |  | 8.744 |  | 8.744 |  | 8.744 |  | 8.744 |  | 8.744 |  | 8.744 |  | 8.744 | 8.744 | Not Coal Steam or O/G Steam | 0.0067978 | 0.0067978 |  | 61%
Wolfskill Energy Center | California |  |  |  | 55855 | UNIT1 | 10241 | Combustion Turbine |  |  |  | Combustion turbine | Y |  |  |  | 0.701 | 69842.079 | 6713.3 | 0.50667 | 0.701 |  | 69842.079 | 6713.3 | 0.701 |  | 0.701 |  | 0.701 |  | 0.701 |  | 0.701 |  | 0.701 |  | 0.701 |  | 0.701 | 0.701 | Not Coal Steam or O/G Steam | 0.020074 | 0.020074 |  | 3.031%
Woodland Generation Station | California |  |  |  | 7266 | 1 | 3065 | Combustion Turbine |  |  |  | Combustion turbine | Y |  |  |  | 0.803 | 148483.254 | 15559.37 | 1.0933 | 0.803 |  | 148483.254 | 15559.37 | 0.803 |  | 0.803 |  | 0.803 |  | 0.803 |  | 0.803 |  | 0.803 |  | 0.803 |  | 0.803 | 0.803 | Not Coal Steam or O/G Steam | 0.010816 | 0.010816 |  | 12.38%
Woodland Generation Station | California |  |  |  | 7266 | 2 | 9046 | Combined Cycle |  |  |  | Combined cycle | Y |  |  |  | 3.732 | 1135870.488 | 123271.78 | 4.1393 | 3.732 |  | 1135870.488 | 123271.78 | 3.732 |  | 3.732 |  | 3.732 |  | 3.732 |  | 3.732 |  | 3.732 |  | 3.732 |  | 3.732 | 3.732 | Not Coal Steam or O/G Steam | 0.0065712 | 0.0065712 |  | 47.94%
Yuba City Energy Center | California |  |  |  | 10349 | 2 | 8436 | Combustion Turbine |  |  |  | Combustion turbine | Y |  |  |  | 340.935 | 679615.741 | 67692.38 | 118.8487 | 340.935 |  | 679615.741 | 67692.38 | 340.935 |  | 340.935 |  | 340.935 |  | 10.1942 | Optimize SCR | 10.1942 |  | 10.1942 |  | 10.1942 |  | 10.1942 | 10.1942 | Not Coal Steam or O/G Steam | 0.03 | 0.03 |  | 24.17%
Arapahoe Combustion Turbine Facility | Colorado |  |  |  | 55200 | CT5 | 4124 | Combined Cycle |  |  |  | Combined cycle | Y |  |  |  | 4.302 | 425948.612 | 51088.97 | 4.3667 | 4.302 |  | 425948.612 | 51088.97 | 4.302 |  | 4.302 |  | 4.302 |  | 2.5557 | Optimize SCR | 2.5557 |  | 2.5557 |  | 2.5557 |  | 2.5557 | 2.5557 | Not Coal Steam or O/G Steam | 0.012 | 0.012 |  | 20.09%
Arapahoe Combustion Turbine Facility | Colorado |  |  |  | 55200 | CT6 | 4125 | Combined Cycle |  |  |  | Combined cycle | Y |  |  |  | 4.867 | 456931.816 | 52603.32 | 5.23 | 4.867 |  | 456931.816 | 52603.32 | 4.867 |  | 4.867 |  | 4.867 |  | 2.7416 | Optimize SCR | 2.7416 |  | 2.7416 |  | 2.7416 |  | 2.7416 | 2.7416 | Not Coal Steam or O/G Steam | 0.012 | 0.012 |  | 21.13%
Blue Spruce Energy Center | Colorado |  |  |  | 55645 | CT-01 | 8706 | Combustion Turbine |  |  |  | Combustion turbine |  |  |  |  | 13.946 | 629604.806 | 51174.25 | 16.9813 | 13.946 |  | 629604.806 | 51174.25 | 13.946 |  | 13.946 |  | 13.946 |  | 13.946 |  | 13.946 |  | 13.946 |  | 13.946 |  | 13.946 | 13.946 | Not Coal Steam or O/G Steam | 0.044301 | 0.044301 |  | 10.25%
Blue Spruce Energy Center | Colorado |  |  |  | 55645 | CT-02 | 8708 | Combustion Turbine |  |  |  | Combustion turbine |  |  |  |  | 11.001 | 585544.335 | 50095.66 | 14.782 | 11.001 |  | 585544.335 | 50095.66 | 11.001 |  | 11.001 |  | 11.001 |  | 11.001 |  | 11.001 |  | 11.001 |  | 11.001 |  | 11.001 | 11.001 | Not Coal Steam or O/G Steam | 0.037575 | 0.037575 |  | 8.467%
Brush Power Projects | Colorado |  |  |  | 10682 | GT2 | 3576 | Combustion Turbine |  |  |  | Combustion turbine |  |  |  |  | 3.603 | 79617.154 | 4971.66 | 4.592 | 3.603 |  | 79617.154 | 4971.66 | 3.603 |  | 3.603 |  | 3.603 |  | 3.603 |  | 3.603 |  | 3.603 |  | 3.603 |  | 3.603 | 3.603 | Not Coal Steam or O/G Steam | 0.090508 | 0.090508 |  | 3.96%
Brush Power Projects | Colorado |  |  |  | 10682 | GT4 | 4142 | Combined Cycle |  |  |  | Combined cycle |  |  |  |  | 14.542 | 338447.886 | 29429.24 | 12.3877 | 14.542 |  | 338447.886 | 29429.24 | 14.542 |  | 14.542 |  | 14.542 |  | 14.542 |  | 14.542 |  | 14.542 |  | 14.542 |  | 14.542 | 14.542 | Not Coal Steam or O/G Steam | 0.085933 | 0.085933 |  | 9.249%
Brush Power Projects | Colorado |  |  |  | 10682 | GT5 | 4143 | Combined Cycle |  |  |  | Combined cycle |  |  |  |  | 14.326 | 338420.847 | 29397.06 | 12.412 | 14.326 |  | 338420.847 | 29397.06 | 14.326 |  | 14.326 |  | 14.326 |  | 14.326 |  | 14.326 |  | 14.326 |  | 14.326 |  | 14.326 | 14.326 | Not Coal Steam or O/G Steam | 0.084664 | 0.084664 |  | 9.286%
Cherokee | Colorado |  |  |  | 469 | 4 | 298 | O/G Steam |  |  | 2028 | Tangentially-fired |  |  |  | 310 | 215.667 | 5379487.921 | 537508.05 | 233.5253 | 215.667 |  | 5379487.921 | 537508.05 | 215.667 |  | 215.667 |  | 215.667 |  | 215.667 |  | 215.667 |  | 215.667 |  | 215.667 |  | 148.1797 | 80.6923 | O/G Steam SCR Retrofit | 0.080181 | 0.03 |  | 37.68%
Cherokee | Colorado |  |  |  | 469 | 5 | 90850 | Combined Cycle |  |  |  | Combined cycle | Y |  |  |  | 24.68 | 4088082.918 | 578382.13 | 25.528 | 24.68 |  | 4088082.918 | 578382.13 | 24.68 |  | 24.68 |  | 24.68 |  | 24.5285 | Optimize SCR | 24.5285 |  | 24.5285 |  | 24.5285 |  | 24.5285 | 24.5285 | Not Coal Steam or O/G Steam | 0.012 | 0.012 |  | 44.55%
Cherokee | Colorado |  |  |  | 469 | 6 | 90851 | Combined Cycle |  |  |  | Combined cycle | Y |  |  |  | 22.838 | 3845895.515 | 543810.97 | 25.025 | 22.838 |  | 3845895.515 | 543810.97 | 22.838 |  | 22.838 |  | 22.838 |  | 22.838 |  | 22.838 |  | 22.838 |  | 22.838 |  | 22.838 | 22.838 | Not Coal Steam or O/G Steam | 0.011877 | 0.011877 |  | 48.45%
Comanche (470) | Colorado |  |  |  | 470 | 1 | 299 | Coal Steam |  |  | 2023 | Tangentially-fired |  |  |  | 366 | 503.728 | 8764441.365 | 899373.22 | 503.566 | 0 | Y | 0 | 0 | 0 |  | 0 |  | 0 |  | 0 |  | 0 |  | 0 |  | 0 |  | 0 | 0 | Retired | 0 | 0 |  | 63.2%
Comanche (470) | Colorado |  |  |  | 470 | 2 | 300 | Coal Steam |  |  | 2026 | Dry bottom wall-fired boiler |  |  |  | 335 | 806.057 | 11043686.842 | 1032882.04 | 767.836 | 806.057 |  | 11043686.842 | 1032882.04 | 806.057 |  | 806.057 |  | 806.057 |  | 806.057 |  | 806.057 |  | 806.057 |  | 806.057 |  | 541.0746 | 276.0922 | Coal Steam SCR Retrofit | 0.14598 | 0.05 |  | 63.04%
Comanche (470) | Colorado |  |  |  | 470 | 3 | 89734 | Coal Steam |  |  |  | Tangentially-fired | Y |  |  | 750 | 601.314 | 18519910.289 | 2076139.49 | 413.8777 | 601.314 |  | 18519910.289 | 2076139.49 | 601.314 |  | 601.314 |  | 601.314 |  | 601.314 |  | 601.314 |  | 601.314 |  | 601.314 |  | 601.314 | 601.314 | Existing SCR | 0.064937 | 0.064937 |  | 38.04%
Craig | Colorado |  |  |  | 6021 | C1 | 2684 | Coal Steam |  |  | 2026 | Dry bottom wall-fired boiler |  |  |  | 427 | 1181.145 | 10120966.023 | 983152.42 | 1262.0283 | 1181.145 |  | 10120966.023 | 983152.42 | 1181.145 |  | 1181.145 |  | 1181.145 |  | 1181.145 |  | 1181.145 |  | 1181.145 |  | 1181.145 |  | 717.0846 | 253.0242 | Coal Steam SCR Retrofit | 0.23341 | 0.05 |  | 54.03%
Craig | Colorado |  |  |  | 6021 | C2 | 2685 | Coal Steam | 9 | 2028 | 2029 | Dry bottom wall-fired boiler | Y |  |  | 410 | 411.091 | 12322682.5 | 1164779.43 | 368.2907 | 411.091 |  | 12322682.5 | 1164779.43 | 411.091 |  | 411.091 |  | 411.091 |  | 411.091 |  | 411.091 |  | 411.091 |  | 411.091 |  | 411.091 | 411.091 | Existing SCR | 0.066721 | 0.066721 |  | 58.83%
Craig | Colorado |  |  |  | 6021 | C3 | 2686 | Coal Steam | 12 | 2029 | 2030 | Dry bottom wall-fired boiler |  | Y |  | 448 | 906.536 | 8832822.506 | 962879.9 | 1054.059 | 906.536 |  | 8832822.506 | 962879.9 | 906.536 |  | 906.536 |  | 906.536 |  | 906.536 |  | 906.536 |  | 906.536 |  | 906.536 |  | 563.6783 | 220.8206 | Coal Steam SCR Retrofit | 0.20527 | 0.05 |  | 48.65%
Fort St. Vrain | Colorado |  |  |  | 6112 | 2 | 2779 | Combined Cycle |  |  |  | Combined cycle | Y |  |  |  | 56.572 | 3934070.132 | 515727.06 | 66.7913 | 56.572 |  | 3934070.132 | 515727.06 | 56.572 |  | 56.572 |  | 56.572 |  | 23.6044 | Optimize SCR | 23.6044 |  | 23.6044 |  | 23.6044 |  | 23.6044 | 23.6044 | Not Coal Steam or O/G Steam | 0.012 | 0.012 |  | 52.23%
Fort St. Vrain | Colorado |  |  |  | 6112 | 3 | 2780 | Combined Cycle |  |  |  | Combined cycle | Y |  |  |  | 62.193 | 3627232.225 | 456399.4 | 70.095 | 62.193 |  | 3627232.225 | 456399.4 | 62.193 |  | 62.193 |  | 62.193 |  | 21.7634 | Optimize SCR | 21.7634 |  | 21.7634 |  | 21.7634 |  | 21.7634 | 21.7634 | Not Coal Steam or O/G Steam | 0.012 | 0.012 |  | 51.63%
Fort St. Vrain | Colorado |  |  |  | 6112 | 4 | 2781 | Combined Cycle |  |  |  | Combined cycle | Y |  |  |  | 22.816 | 3772067.094 | 489629.73 | 25.5947 | 22.816 |  | 3772067.094 | 489629.73 | 22.816 |  | 22.816 |  | 22.816 |  | 22.6324 | Optimize SCR | 22.6324 |  | 22.6324 |  | 22.6324 |  | 22.6324 | 22.6324 | Not Coal Steam or O/G Steam | 0.012 | 0.012 |  | 50.5%
Fort St. Vrain | Colorado |  |  |  | 6112 | 5 | 90254 | Combustion Turbine |  |  |  | Combustion turbine |  |  |  |  | 1.931 | 102946.117 | 8587.94 | 4.801 | 1.931 |  | 102946.117 | 8587.94 | 1.931 |  | 1.931 |  | 1.931 |  | 1.931 |  | 1.931 |  | 1.931 |  | 1.931 |  | 1.931 | 1.931 | Not Coal Steam or O/G Steam | 0.037515 | 0.037515 |  | 4.245%
Fort St. Vrain | Colorado |  |  |  | 6112 | 6 | 90255 | Combustion Turbine |  |  |  | Combustion turbine |  |  |  |  | 1.799 | 98470.157 | 7912.17 | 4.2507 | 1.799 |  | 98470.157 | 7912.17 | 1.799 |  | 1.799 |  | 1.799 |  | 1.799 |  | 1.799 |  | 1.799 |  | 1.799 |  | 1.799 | 1.799 | Not Coal Steam or O/G Steam | 0.036539 | 0.036539 |  | 4.217%
Fountain Valley Power Plant | Colorado |  |  |  | 55453 | 1 | 4790 | Combustion Turbine |  |  |  | Combustion turbine |  |  |  |  | 5.101 | 78316.232 | 6981.84 | 5.638 | 5.101 |  | 78316.232 | 6981.84 | 5.101 |  | 5.101 |  | 5.101 |  | 5.101 |  | 5.101 |  | 5.101 |  | 5.101 |  | 5.101 | 5.101 | Not Coal Steam or O/G Steam | 0.13027 | 0.13027 |  | 5.857%
Fountain Valley Power Plant | Colorado |  |  |  | 55453 | 2 | 4791 | Combustion Turbine |  |  |  | Combustion turbine |  |  |  |  | 5.178 | 85299.55 | 7498.94 | 4.7577 | 5.178 |  | 85299.55 | 7498.94 | 5.178 |  | 5.178 |  | 5.178 |  | 5.178 |  | 5.178 |  | 5.178 |  | 5.178 |  | 5.178 | 5.178 | Not Coal Steam or O/G Steam | 0.12141 | 0.12141 |  | 5.513%
Fountain Valley Power Plant | Colorado |  |  |  | 55453 | 3 | 4792 | Combustion Turbine |  |  |  | Combustion turbine |  |  |  |  | 5.3 | 79143.714 | 7053.02 | 5.6663 | 5.3 |  | 79143.714 | 7053.02 | 5.3 |  | 5.3 |  | 5.3 |  | 5.3 |  | 5.3 |  | 5.3 |  | 5.3 |  | 5.3 | 5.3 | Not Coal Steam or O/G Steam | 0.13393 | 0.13393 |  | 6.067%
Fountain Valley Power Plant | Colorado |  |  |  | 55453 | 4 | 4793 | Combustion Turbine |  |  |  | Combustion turbine |  |  |  |  | 4.054 | 72014.036 | 6529.76 | 3.835 | 4.054 |  | 72014.036 | 6529.76 | 4.054 |  | 4.054 |  | 4.054 |  | 4.054 |  | 4.054 |  | 4.054 |  | 4.054 |  | 4.054 | 4.054 | Not Coal Steam or O/G Steam | 0.11259 | 0.11259 |  | 4.894%
Fountain Valley Power Plant | Colorado |  |  |  | 55453 | 5 | 4794 | Combustion Turbine |  |  |  | Combustion turbine |  |  |  |  | 4.233 | 73983.099 | 6549.78 | 4.357 | 4.233 |  | 73983.099 | 6549.78 | 4.233 |  | 4.233 |  | 4.233 |  | 4.233 |  | 4.233 |  | 4.233 |  | 4.233 |  | 4.233 | 4.233 | Not Coal Steam or O/G Steam | 0.11443 | 0.11443 |  | 5.313%
Fountain Valley Power Plant | Colorado |  |  |  | 55453 | 6 | 4795 | Combustion Turbine |  |  |  | Combustion turbine |  |  |  |  | 0.175 | 2449.52 | 211.01 | 3.1533 | 0.175 |  | 2449.52 | 211.01 | 0.175 |  | 0.175 |  | 0.175 |  | 0.175 |  | 0.175 |  | 0.175 |  | 0.175 |  | 0.175 | 0.175 | Not Coal Steam or O/G Steam | 0.14289 | 0.14289 |  | 3.874%
Frank Knutson Station | Colorado |  |  |  | 55505 | BR1 | 4905 | Combustion Turbine |  |  |  | Combustion turbine |  |  |  |  | 4.302 | 302289.646 | 24331.86 | 3.4253 | 4.302 |  | 302289.646 | 24331.86 | 4.302 |  | 4.302 |  | 4.302 |  | 4.302 |  | 4.302 |  | 4.302 |  | 4.302 |  | 4.302 | 4.302 | Not Coal Steam or O/G Steam | 0.028463 | 0.028463 |  | 6.509%
Frank Knutson Station | Colorado |  |  |  | 55505 | BR2 | 4906 | Combustion Turbine |  |  |  | Combustion turbine |  |  |  |  | 7.078 | 569730.526 | 46476.75 | 4.5487 | 7.078 |  | 569730.526 | 46476.75 | 7.078 |  | 7.078 |  | 7.078 |  | 7.078 |  | 7.078 |  | 7.078 |  | 7.078 |  | 7.078 | 7.078 | Not Coal Steam or O/G Steam | 0.024847 | 0.024847 |  | 9.602%
Front Range Power Plant | Colorado |  |  |  | 55283 | 1 | 4422 | Combined Cycle |  |  |  | Combined cycle |  |  |  |  | 70.981 | 4630071.106 | 572801.14 | 81.8187 | 70.981 |  | 4630071.106 | 572801.14 | 70.981 |  | 70.981 |  | 70.981 |  | 70.981 |  | 70.981 |  | 70.981 |  | 70.981 |  | 70.981 | 70.981 | Not Coal Steam or O/G Steam | 0.030661 | 0.030661 |  | 65.98%
Front Range Power Plant | Colorado |  |  |  | 55283 | 2 | 4423 | Combined Cycle |  |  |  | Combined cycle |  |  |  |  | 69.959 | 4090495.604 | 549909.48 | 71.9457 | 69.959 |  | 4090495.604 | 549909.48 | 69.959 |  | 69.959 |  | 69.959 |  | 69.959 |  | 69.959 |  | 69.959 |  | 69.959 |  | 69.959 | 69.959 | Not Coal Steam or O/G Steam | 0.034206 | 0.034206 |  | 55.69%
Hayden | Colorado |  |  |  | 525 | H1 | 317 | Coal Steam |  |  | 2029 | Dry bottom wall-fired boiler | Y |  |  | 179 | 108.276 | 4633317.981 | 430531.32 | 123.844 | 108.276 |  | 4633317.981 | 430531.32 | 108.276 |  | 108.276 |  | 108.276 |  | 108.276 |  | 108.276 |  | 108.276 |  | 108.276 |  | 108.276 | 108.276 | Existing SCR | 0.046738 | 0.046738 |  | 52.42%
Hayden | Colorado |  |  |  | 525 | H2 | 318 | Coal Steam |  |  | 2028 | Tangentially-fired | Y |  |  | 262 | 202.285 | 7725748.674 | 770462.34 | 168.6697 | 202.285 |  | 7725748.674 | 770462.34 | 202.285 |  | 202.285 |  | 202.285 |  | 202.285 |  | 202.285 |  | 202.285 |  | 202.285 |  | 202.285 | 202.285 | Existing SCR | 0.052366 | 0.052366 |  | 56.94%
J M Shafer | Colorado |  |  |  | 50707 | S001 | 90505 | Combined Cycle |  |  |  | Combined cycle |  |  |  |  | 38.752 | 863508.815 | 83993.98 | 32.66 | 38.752 |  | 863508.815 | 83993.98 | 38.752 |  | 38.752 |  | 38.752 |  | 38.752 |  | 38.752 |  | 38.752 |  | 38.752 |  | 38.752 | 38.752 | Not Coal Steam or O/G Steam | 0.089755 | 0.089755 |  | 31.25%
J M Shafer | Colorado |  |  |  | 50707 | S002 | 90506 | Combined Cycle |  |  |  | Combined cycle |  |  |  |  | 30.656 | 654194.321 | 72061.35 | 27.229 | 30.656 |  | 654194.321 | 72061.35 | 30.656 |  | 30.656 |  | 30.656 |  | 30.656 |  | 30.656 |  | 30.656 |  | 30.656 |  | 30.656 | 30.656 | Not Coal Steam or O/G Steam | 0.093721 | 0.093721 |  | 24.17%
J M Shafer | Colorado |  |  |  | 50707 | S003 | 90507 | Combined Cycle |  |  |  | Combined cycle |  |  |  |  | 34.724 | 785659.34 | 85419.15 | 30.0323 | 34.724 |  | 785659.34 | 85419.15 | 34.724 |  | 34.724 |  | 34.724 |  | 34.724 |  | 34.724 |  | 34.724 |  | 34.724 |  | 34.724 | 34.724 | Not Coal Steam or O/G Steam | 0.088395 | 0.088395 |  | 30.83%
J M Shafer | Colorado |  |  |  | 50707 | S004 | 90509 | Combined Cycle |  |  |  | Combined cycle |  |  |  |  | 36.854 | 793450.903 | 72442.31 | 29.9023 | 36.854 |  | 793450.903 | 72442.31 | 36.854 |  | 36.854 |  | 36.854 |  | 36.854 |  | 36.854 |  | 36.854 |  | 36.854 |  | 36.854 | 36.854 | Not Coal Steam or O/G Steam | 0.092895 | 0.092895 |  | 28.75%
J M Shafer | Colorado |  |  |  | 50707 | S005 | 90508 | Combined Cycle |  |  |  | Combined cycle |  |  |  |  | 32.489 | 722300.758 | 76157.76 | 28.1273 | 32.489 |  | 722300.758 | 76157.76 | 32.489 |  | 32.489 |  | 32.489 |  | 32.489 |  | 32.489 |  | 32.489 |  | 32.489 |  | 32.489 | 32.489 | Not Coal Steam or O/G Steam | 0.08996 | 0.08996 |  | 28.16%
Limon Generating Station | Colorado |  |  |  | 55504 | L1 | 4903 | Combustion Turbine |  |  |  | Combustion turbine |  |  |  |  | 3.238 | 274965.966 | 21297.5 | 2.566 | 3.238 |  | 274965.966 | 21297.5 | 3.238 |  | 3.238 |  | 3.238 |  | 3.238 |  | 3.238 |  | 3.238 |  | 3.238 |  | 3.238 | 3.238 | Not Coal Steam or O/G Steam | 0.023552 | 0.023552 |  | 5.49%
Limon Generating Station | Colorado |  |  |  | 55504 | L2 | 4904 | Combustion Turbine |  |  |  | Combustion turbine |  |  |  |  | 7.737 | 545318.742 | 41830.29 | 4.3787 | 7.737 |  | 545318.742 | 41830.29 | 7.737 |  | 7.737 |  | 7.737 |  | 7.737 |  | 7.737 |  | 7.737 |  | 7.737 |  | 7.737 | 7.737 | Not Coal Steam or O/G Steam | 0.028376 | 0.028376 |  | 8.042%
Manchief Generating Station | Colorado |  |  |  | 55127 | CT1 | 3958 | Combustion Turbine |  |  |  | Combustion turbine |  |  |  |  | 19.038 | 664019.216 | 60232.81 | 25.027 | 19.038 |  | 664019.216 | 60232.81 | 19.038 |  | 19.038 |  | 19.038 |  | 19.038 |  | 19.038 |  | 19.038 |  | 19.038 |  | 19.038 | 19.038 | Not Coal Steam or O/G Steam | 0.057342 | 0.057342 |  | 16.03%
Manchief Generating Station | Colorado |  |  |  | 55127 | CT2 | 3959 | Combustion Turbine |  |  |  | Combustion turbine |  |  |  |  | 14.519 | 473493.23 | 44545.61 | 18.9663 | 14.519 |  | 473493.23 | 44545.61 | 14.519 |  | 14.519 |  | 14.519 |  | 14.519 |  | 14.519 |  | 14.519 |  | 14.519 |  | 14.519 | 14.519 | Not Coal Steam or O/G Steam | 0.061327 | 0.061327 |  | 11.61%
Martin Drake | Colorado |  |  |  | 492 | 6 | 314 | Coal Steam |  |  | 2023 | Dry bottom wall-fired boiler |  |  |  | 77 | 263.501 | 2528785.486 | 210162 | 168.1693 | 0 | Y | 0 | 0 | 0 |  | 0 |  | 0 |  | 0 |  | 0 |  | 0 |  | 0 |  | 0 | 0 | Retired | 0 | 0 |  | 41%
Martin Drake | Colorado |  |  |  | 492 | 7 | 315 | Coal Steam |  |  | 2023 | Dry bottom wall-fired boiler |  |  |  | 131 | 75.84 | 1301705.698 | 117118.96 | 133.759 | 0 | Y | 0 | 0 | 0 |  | 0 |  | 0 |  | 0 |  | 0 |  | 0 |  | 0 |  | 0 | 0 | Retired | 0 | 0 |  | 26.31%
Pawnee | Colorado |  |  |  | 6248 | 1 | 2866 | Coal Steam |  |  |  | Dry bottom wall-fired boiler | Y |  |  | 505 | 395.869 | 14148304.551 | 1343109.69 | 373.0507 | 395.869 |  | 14148304.551 | 1343109.69 | 395.869 |  | 395.869 |  | 395.869 |  | 395.869 |  | 395.869 |  | 395.869 |  | 395.869 |  | 395.869 | 395.869 | Existing SCR | 0.05596 | 0.05596 |  | 57.01%
Pueblo Airport Generating Station | Colorado |  |  |  | 56998 | CT01 | 90496 | Combustion Turbine |  |  |  | Combustion turbine | Y |  |  |  | 4.322 | 968961.609 | 95281.67 | 2.614 | 4.322 |  | 968961.609 | 95281.67 | 4.322 |  | 4.322 |  | 4.322 |  | 4.322 |  | 4.322 |  | 4.322 |  | 4.322 |  | 4.322 | 4.322 | Not Coal Steam or O/G Steam | 0.0089209 | 0.0089209 |  | 19.38%
Pueblo Airport Generating Station | Colorado |  |  |  | 56998 | CT02 | 90497 | Combustion Turbine |  |  |  | Combustion turbine | Y |  |  |  | 2.219 | 445974.252 | 46578.73 | 5.101 | 2.219 |  | 445974.252 | 46578.73 | 2.219 |  | 2.219 |  | 2.219 |  | 2.219 |  | 2.219 |  | 2.219 |  | 2.219 |  | 2.219 | 2.219 | Not Coal Steam or O/G Steam | 0.0099512 | 0.0099512 |  | 14.75%
Pueblo Airport Generating Station | Colorado |  |  |  | 56998 | CT04 | 90499 | Combined Cycle |  |  |  | Combined cycle | Y |  |  |  | 2.549 | 953222.472 | 86475.6 | 2.42 | 2.549 |  | 953222.472 | 86475.6 | 2.549 |  | 2.549 |  | 2.549 |  | 2.549 |  | 2.549 |  | 2.549 |  | 2.549 |  | 2.549 | 2.549 | Not Coal Steam or O/G Steam | 0.0053482 | 0.0053482 |  | 63.57%
Pueblo Airport Generating Station | Colorado |  |  |  | 56998 | CT05 | 90557 | Combined Cycle |  |  |  | Combined cycle | Y |  |  |  | 1.82 | 918526.104 | 83421.61 | 1.8567 | 1.82 |  | 918526.104 | 83421.61 | 1.82 |  | 1.82 |  | 1.82 |  | 1.82 |  | 1.82 |  | 1.82 |  | 1.82 |  | 1.82 | 1.82 | Not Coal Steam or O/G Steam | 0.0039629 | 0.0039629 |  | 62.95%
Pueblo Airport Generating Station | Colorado |  |  |  | 56998 | CT06 | 90559 | Combined Cycle |  |  |  | Combined cycle | Y |  |  |  | 2.218 | 965089.407 | 87409.41 | 1.904 | 2.218 |  | 965089.407 | 87409.41 | 2.218 |  | 2.218 |  | 2.218 |  | 2.218 |  | 2.218 |  | 2.218 |  | 2.218 |  | 2.218 | 2.218 | Not Coal Steam or O/G Steam | 0.0045965 | 0.0045965 |  | 61.43%
Pueblo Airport Generating Station | Colorado |  |  |  | 56998 | CT07 | 90560 | Combined Cycle |  |  |  | Combined cycle | Y |  |  |  | 1.962 | 903355.729 | 81010.92 | 1.7833 | 1.962 |  | 903355.729 | 81010.92 | 1.962 |  | 1.962 |  | 1.962 |  | 1.962 |  | 1.962 |  | 1.962 |  | 1.962 |  | 1.962 | 1.962 | Not Coal Steam or O/G Steam | 0.0043438 | 0.0043438 |  | 61.72%
Pueblo Airport Generating Station | Colorado |  |  |  | 56998 | CT08 | 90863 | Combustion Turbine |  |  |  | Combustion turbine | Y |  |  |  | 1.163 | 62901.5 | 6636.67 | 0.945 | 1.163 |  | 62901.5 | 6636.67 | 1.163 |  | 1.163 |  | 1.163 |  | 0.94352 | Optimize SCR | 0.94352 |  | 0.94352 |  | 0.94352 |  | 0.94352 | 0.94352 | Not Coal Steam or O/G Steam | 0.03 | 0.03 |  | 3.711%
Rawhide Energy Station | Colorado |  |  |  | 6761 | 101 | 2906 | Coal Steam |  |  |  | Tangentially-fired |  |  |  | 280 | 484.016 | 8161961.35 | 877433.3 | 460.7953 | 484.016 |  | 8161961.35 | 877433.3 | 484.016 |  | 484.016 |  | 484.016 |  | 484.016 |  | 484.016 |  | 484.016 |  | 484.016 |  | 344.0325 | 204.049 | Coal Steam SCR Retrofit | 0.1186 | 0.05 |  | 61.79%
Rawhide Energy Station | Colorado |  |  |  | 6761 | A | 8360 | Combustion Turbine |  |  |  | Combustion turbine |  |  |  |  | 4.117 | 296583.74 | 23767.74 | 3.417 | 4.117 |  | 296583.74 | 23767.74 | 4.117 |  | 4.117 |  | 4.117 |  | 4.117 |  | 4.117 |  | 4.117 |  | 4.117 |  | 4.117 | 4.117 | Not Coal Steam or O/G Steam | 0.027763 | 0.027763 |  | 6.687%
Rawhide Energy Station | Colorado |  |  |  | 6761 | B | 8362 | Combustion Turbine |  |  |  | Combustion turbine |  |  |  |  | 4.143 | 275947.429 | 21615.09 | 3.334 | 4.143 |  | 275947.429 | 21615.09 | 4.143 |  | 4.143 |  | 4.143 |  | 4.143 |  | 4.143 |  | 4.143 |  | 4.143 |  | 4.143 | 4.143 | Not Coal Steam or O/G Steam | 0.030027 | 0.030027 |  | 6.09%
Rawhide Energy Station | Colorado |  |  |  | 6761 | C | 8364 | Combustion Turbine |  |  |  | Combustion turbine |  |  |  |  | 3.701 | 274919.366 | 21762.7 | 2.726 | 3.701 |  | 274919.366 | 21762.7 | 3.701 |  | 3.701 |  | 3.701 |  | 3.701 |  | 3.701 |  | 3.701 |  | 3.701 |  | 3.701 | 3.701 | Not Coal Steam or O/G Steam | 0.026924 | 0.026924 |  | 5.525%
Rawhide Energy Station | Colorado |  |  |  | 6761 | D | 89476 | Combustion Turbine |  |  |  | Combustion turbine |  |  |  |  | 5.918 | 251720.123 | 20282.97 | 3.512 | 5.918 |  | 251720.123 | 20282.97 | 5.918 |  | 5.918 |  | 5.918 |  | 5.918 |  | 5.918 |  | 5.918 |  | 5.918 |  | 5.918 | 5.918 | Not Coal Steam or O/G Steam | 0.04702 | 0.04702 |  | 5.436%
Rawhide Energy Station | Colorado |  |  |  | 6761 | F | 90256 | Combustion Turbine |  |  |  | Combustion turbine |  |  |  |  | 14.401 | 832782.368 | 69246.73 | 10.3993 | 14.401 |  | 832782.368 | 69246.73 | 14.401 |  | 14.401 |  | 14.401 |  | 14.401 |  | 14.401 |  | 14.401 |  | 14.401 |  | 14.401 | 14.401 | Not Coal Steam or O/G Steam | 0.034585 | 0.034585 |  | 9.708%
Ray D Nixon | Colorado |  |  |  | 8219 | 1 | 3466 | Coal Steam |  |  | 2030 | Dry bottom wall-fired boiler |  |  |  | 208 | 377.576 | 5212468.375 | 547283.65 | 372.412 | 377.576 |  | 5212468.375 | 547283.65 | 377.576 |  | 377.576 |  | 377.576 |  | 377.576 |  | 377.576 |  | 377.576 |  | 377.576 |  | 253.9439 | 130.3117 | Coal Steam SCR Retrofit | 0.14487 | 0.05 |  | 50.11%
Ray D Nixon | Colorado |  |  |  | 8219 | 2 | 3467 | Combustion Turbine |  |  |  | Combustion turbine |  |  |  |  | 0.209 | 13779.29 | 1212.98 | 0.203 | 0.209 |  | 13779.29 | 1212.98 | 0.209 |  | 0.209 |  | 0.209 |  | 0.209 |  | 0.209 |  | 0.209 |  | 0.209 |  | 0.209 | 0.209 | Not Coal Steam or O/G Steam | 0.030335 | 0.030335 |  | 0.736%
Ray D Nixon | Colorado |  |  |  | 8219 | 3 | 3468 | Combustion Turbine |  |  |  | Combustion turbine |  |  |  |  | 0.367 | 19683.342 | 1446.91 | 0.32167 | 0.367 |  | 19683.342 | 1446.91 | 0.367 |  | 0.367 |  | 0.367 |  | 0.367 |  | 0.367 |  | 0.367 |  | 0.367 |  | 0.367 | 0.367 | Not Coal Steam or O/G Steam | 0.03729 | 0.03729 |  | 1.084%
Rocky Mountain Energy Center | Colorado |  |  |  | 55835 | 1 | 10173 | Combined Cycle |  |  |  | Combined cycle | Y |  |  |  | 20.349 | 4276078.629 | 533183.92 | 25.301 | 20.349 |  | 4276078.629 | 533183.92 | 20.349 |  | 20.349 |  | 20.349 |  | 20.349 |  | 20.349 |  | 20.349 |  | 20.349 |  | 20.349 | 20.349 | Not Coal Steam or O/G Steam | 0.0095176 | 0.0095176 |  | 53.42%
Rocky Mountain Energy Center | Colorado |  |  |  | 55835 | 2 | 10174 | Combined Cycle |  |  |  | Combined cycle | Y |  |  |  | 21.048 | 4234382.591 | 518750.72 | 31.3453 | 21.048 |  | 4234382.591 | 518750.72 | 21.048 |  | 21.048 |  | 21.048 |  | 21.048 |  | 21.048 |  | 21.048 |  | 21.048 |  | 21.048 | 21.048 | Not Coal Steam or O/G Steam | 0.0099415 | 0.0099415 |  | 54.73%
Spindle Hill Energy Center | Colorado |  |  |  | 56445 | CT-01 | 89736 | Combustion Turbine |  |  |  | Combustion turbine |  |  |  |  | 12.502 | 574805.748 | 52166.15 | 17.7997 | 12.502 |  | 574805.748 | 52166.15 | 12.502 |  | 12.502 |  | 12.502 |  | 12.502 |  | 12.502 |  | 12.502 |  | 12.502 |  | 12.502 | 12.502 | Not Coal Steam or O/G Steam | 0.0435 | 0.0435 |  | 8.253%
Spindle Hill Energy Center | Colorado |  |  |  | 56445 | CT-02 | 89737 | Combustion Turbine |  |  |  | Combustion turbine |  |  |  |  | 13.835 | 641661.944 | 57818.6 | 16.7233 | 13.835 |  | 641661.944 | 57818.6 | 13.835 |  | 13.835 |  | 13.835 |  | 13.835 |  | 13.835 |  | 13.835 |  | 13.835 |  | 13.835 | 13.835 | Not Coal Steam or O/G Steam | 0.043122 | 0.043122 |  | 7.561%
Valmont Combustion Turbine Facility | Colorado |  |  |  | 55207 | CT7 | 4141 | Combustion Turbine |  |  |  | Combustion turbine |  |  |  |  | 3.467 | 69259.263 | 6058.25 | 1.9063 | 3.467 |  | 69259.263 | 6058.25 | 3.467 |  | 3.467 |  | 3.467 |  | 3.467 |  | 3.467 |  | 3.467 |  | 3.467 |  | 3.467 | 3.467 | Not Coal Steam or O/G Steam | 0.10012 | 0.10012 |  | 2.414%
Valmont Combustion Turbine Facility | Colorado |  |  |  | 55207 | CT8 | 8478 | Combustion Turbine |  |  |  | Combustion turbine |  |  |  |  | 3.274 | 68780.403 | 5842.74 | 1.9437 | 3.274 |  | 68780.403 | 5842.74 | 3.274 |  | 3.274 |  | 3.274 |  | 3.274 |  | 3.274 |  | 3.274 |  | 3.274 |  | 3.274 | 3.274 | Not Coal Steam or O/G Steam | 0.095202 | 0.095202 |  | 2.5%
Alfred L Pierce Generating Station | Connecticut |  |  |  | 6635 | AP-1 | 90114 | Combustion Turbine |  |  |  | Combustion turbine |  |  |  |  | 0.386 | 20907.211 | 1803.55 | 0.24 | 0.386 |  | 20907.211 | 1803.55 | 0.386 |  | 0.386 |  | 0.386 |  | 0.386 |  | 0.386 |  | 0.386 |  | 0.386 |  | 0.386 | 0.386 | Not Coal Steam or O/G Steam | 0.036925 | 0.036925 |  | 0.2105%
Bridgeport Energy | Connecticut |  |  |  | 55042 | BE1 | 3828 | Combined Cycle |  |  |  | Combined cycle | Y |  |  |  | 30.043 | 2966120.924 | 428204.94 | 32.5727 | 30.043 |  | 2966120.924 | 428204.94 | 30.043 |  | 30.043 |  | 30.043 |  | 17.7967 | Optimize SCR | 17.7967 |  | 17.7967 |  | 17.7967 |  | 17.7967 | 17.7967 | Not Coal Steam or O/G Steam | 0.012 | 0.012 |  | 41.63%
Bridgeport Energy | Connecticut |  |  |  | 55042 | BE2 | 3829 | Combined Cycle |  |  |  | Combined cycle | Y |  |  |  | 32.525 | 3039109.684 | 438427.84 | 34.1687 | 32.525 |  | 3039109.684 | 438427.84 | 32.525 |  | 32.525 |  | 32.525 |  | 18.2347 | Optimize SCR | 18.2347 |  | 18.2347 |  | 18.2347 |  | 18.2347 | 18.2347 | Not Coal Steam or O/G Steam | 0.012 | 0.012 |  | 42.46%
Bridgeport Harbor Station | Connecticut |  |  |  | 568 | BHB3 | 373 | Coal Steam |  |  | 2023 | Tangentially-fired |  |  |  | 372.2 |  |  |  | 1.759 | 0 | Y | 0 | 0 | 0 |  | 0 |  | 0 |  | 0 |  | 0 |  | 0 |  | 0 |  | 0 | 0 | Retired | 0 | 0 |  | 0.1444%
Bridgeport Harbor Station | Connecticut |  |  |  | 568 | BHB5 | 91155 | Combined Cycle |  |  |  | Combined cycle | Y |  |  |  | 32.126 | 10691211 | 1659284 | 20.7503 | 32.126 |  | 10691211 | 1659284 | 32.126 |  | 32.126 |  | 32.126 |  | 32.126 |  | 32.126 |  | 32.126 |  | 32.126 |  | 32.126 | 32.126 | Not Coal Steam or O/G Steam | 0.0060098 | 0.0060098 |  | 50.7%
CPV Towantic Energy Center | Connecticut |  |  |  | 56047 | 1 | 91061 | Combined Cycle |  |  |  | Combined cycle | Y |  |  |  | 22.918 | 8003027.71 | 1249372.24 | 23.0623 | 22.918 |  | 8003027.71 | 1249372.24 | 22.918 |  | 22.918 |  | 22.918 |  | 22.918 |  | 22.918 |  | 22.918 |  | 22.918 |  | 22.918 | 22.918 | Not Coal Steam or O/G Steam | 0.0057273 | 0.0057273 |  | 75.21%
CPV Towantic Energy Center | Connecticut |  |  |  | 56047 | 2 | 91062 | Combined Cycle |  |  |  | Combined cycle | Y |  |  |  | 24.034 | 8532605.071 | 1312952.06 | 16.9833 | 24.034 |  | 8532605.071 | 1312952.06 | 24.034 |  | 24.034 |  | 24.034 |  | 24.034 |  | 24.034 |  | 24.034 |  | 24.034 |  | 24.034 | 24.034 | Not Coal Steam or O/G Steam | 0.0056334 | 0.0056334 |  | 56.2%
Capitol District Energy Center | Connecticut |  |  |  | 50498 | GT | 3671 | Combined Cycle |  |  | 2023 | [8 empty] | 1.8097 | 0 | Y | 0 | 0 | 0 |  | 0 |  | 0 |  | 0 |  | 0 |  | 0 |  | 0 |  | 0 | 0 | Not Coal Steam or O/G Steam | 0 | 0 |  | 1.378%
Devon | Connecticut |  |  |  | 544 | 11 | 331 | Combustion Turbine |  |  |  | Combustion turbine |  |  |  |  | 2.978 | 4964 | 326.94 | 2.3767 | 2.978 |  | 4964 | 326.94 | 2.978 |  | 2.978 |  | 0.44676 | CT RACT | 0.44676 |  | 0.44676 |  | 0.44676 |  | 0.44676 |  | 0.44676 | 0.44676 | Not Coal Steam or O/G Steam | 0.18 | 0.18 |  | 0.2951%
Devon | Connecticut |  |  |  | 544 | 12 | 332 | Combustion Turbine |  |  |  | Combustion turbine |  |  |  |  | 4.598 | 7664 | 453.18 | 2.4553 | 4.598 |  | 7664 | 453.18 | 4.598 |  | 4.598 |  | 0.68976 | CT RACT | 0.68976 |  | 0.68976 |  | 0.68976 |  | 0.68976 |  | 0.68976 | 0.68976 | Not Coal Steam or O/G Steam | 0.18 | 0.18 |  | 0.2853%
Devon | Connecticut |  |  |  | 544 | 13 | 333 | Combustion Turbine |  |  |  | Combustion turbine |  |  |  |  | 5.486 | 9144 | 569.83 | 3.485 | 5.486 |  | 9144 | 569.83 | 5.486 |  | 5.486 |  | 0.82296 | CT RACT | 0.82296 |  | 0.82296 |  | 0.82296 |  | 0.82296 |  | 0.82296 | 0.82296 | Not Coal Steam or O/G Steam | 0.18 | 0.18 |  | 0.4673%
Devon | Connecticut |  |  |  | 544 | 14 | 334 | Combustion Turbine |  |  |  | Combustion turbine |  |  |  |  | 3.286 | 5476 | 393.06 | 2.572 | 3.286 |  | 5476 | 393.06 | 3.286 |  | 3.286 |  | 0.49284 | CT RACT | 0.49284 |  | 0.49284 |  | 0.49284 |  | 0.49284 |  | 0.49284 | 0.49284 | Not Coal Steam or O/G Steam | 0.18 | 0.18 |  | 0.3595%
Devon | Connecticut |  |  |  | 544 | 15 | 90352 | Combustion Turbine |  |  |  | Combustion turbine | Y |  |  |  | 0.029 | 6180.813 | 650.22 | 0.052333 | 0.029 |  | 6180.813 | 650.22 | 0.029 |  | 0.029 |  | 0.029 |  | 0.029 |  | 0.029 |  | 0.029 |  | 0.029 |  | 0.029 | 0.029 | Not Coal Steam or O/G Steam | 0.0093839 | 0.0093839 |  | 0.4732%
Devon | Connecticut |  |  |  | 544 | 16 | 90353 | Combustion Turbine |  |  |  | Combustion turbine | Y |  |  |  | 0.032 | 9644.123 | 992.43 | 0.053 | 0.032 |  | 9644.123 | 992.43 | 0.032 |  | 0.032 |  | 0.032 |  | 0.032 |  | 0.032 |  | 0.032 |  | 0.032 |  | 0.032 | 0.032 | Not Coal Steam or O/G Steam | 0.0066362 | 0.0066362 |  | 0.553%
Devon | Connecticut |  |  |  | 544 | 17 | 90354 | Combustion Turbine |  |  |  | Combustion turbine | Y |  |  |  | 0.023 | 5922.603 | 625.15 | 0.056 | 0.023 |  | 5922.603 | 625.15 | 0.023 |  | 0.023 |  | 0.023 |  | 0.023 |  | 0.023 |  | 0.023 |  | 0.023 |  | 0.023 | 0.023 | Not Coal Steam or O/G Steam | 0.0077669 | 0.0077669 |  | 0.4343%
Devon | Connecticut |  |  |  | 544 | 18 | 90355 | Combustion Turbine |  |  |  | Combustion turbine | Y |  |  |  | 0.024 | 5993.838 | 612.96 | 0.053667 | 0.024 |  | 5993.838 | 612.96 | 0.024 |  | 0.024 |  | 0.024 |  | 0.024 |  | 0.024 |  | 0.024 |  | 0.024 |  | 0.024 | 0.024 | Not Coal Steam or O/G Steam | 0.0080082 | 0.0080082 |  | 0.4829%
Kleen Energy Systems Project | Connecticut |  |  |  | 56798 | U1 | 90386 | Combined Cycle |  |  |  | Combined cycle | Y |  |  |  | 16.637 | 5150882.991 | 761386.51 | 16.32 | 16.637 |  | 5150882.991 | 761386.51 | 16.637 |  | 16.637 |  | 16.637 |  | 16.637 |  | 16.637 |  | 16.637 |  | 16.637 |  | 16.637 | 16.637 | Not Coal Steam or O/G Steam | 0.0064599 | 0.0064599 |  | 50.12%
Kleen Energy Systems Project | Connecticut |  |  |  | 56798 | U2 | 90387 | Combined Cycle |  |  |  | Combined cycle | Y |  |  |  | 17.616 | 5483775.483 | 806887 | 16.5757 | 17.616 |  | 5483775.483 | 806887 | 17.616 |  | 17.616 |  | 17.616 |  | 17.616 |  | 17.616 |  | 17.616 |  | 17.616 |  | 17.616 | 17.616 | Not Coal Steam or O/G Steam | 0.0064248 | 0.0064248 |  | 51.59%
Lake Road Generating Company | Connecticut |  |  |  | 55149 | LRG1 | 4021 | Combined Cycle |  |  |  | Combined cycle | Y |  |  |  | 18.176 | 5472002.844 | 512129.23 | 17.5387 | 18.176 |  | 5472002.844 | 512129.23 | 18.176 |  | 18.176 |  | 18.176 |  | 18.176 |  | 18.176 |  | 18.176 |  | 18.176 |  | 18.176 | 18.176 | Not Coal Steam or O/G Steam | 0.0066433 | 0.0066433 |  | 66.52%
Lake Road Generating Company | Connecticut |  |  |  | 55149 | LRG2 | 4022 | Combined Cycle |  |  |  | Combined cycle | Y |  |  |  | 18.22 | 5596618.232 | 520940.22 | 17.6013 | 18.22 |  | 5596618.232 | 520940.22 | 18.22 |  | 18.22 |  | 18.22 |  | 18.22 |  | 18.22 |  | 18.22 |  | 18.22 |  | 18.22 | 18.22 | Not Coal Steam or O/G Steam | 0.0065111 | 0.0065111 |  | 68.1%
Lake Road Generating Company | Connecticut |  |  |  | 55149 | LRG3 | 4023 | Combined Cycle |  |  |  | Combined cycle | Y |  |  |  | 17.249 | 5537109.732 | 527805.83 | 15.1553 | 17.249 |  | 5537109.732 | 527805.83 | 17.249 |  | 17.249 |  | 17.249 |  | 17.249 |  | 17.249 |  | 17.249 |  | 17.249 |  | 17.249 | 17.249 | Not Coal Steam or O/G Steam | 0.0062303 | 0.0062303 |  | 65.29%
Middletown | Connecticut |  |  |  | 562 | 12 | 90357 | Combustion Turbine |  |  |  | Combustion turbine | Y |  |  |  | 0.01 | 3900.321 | 374.68 | 0.012333 | 0.01 |  | 3900.321 | 374.68 | 0.01 |  | 0.01 |  | 0.01 |  | 0.01 |  | 0.01 |  | 0.01 |  | 0.01 |  | 0.01 | 0.01 | Not Coal Steam or O/G Steam | 0.0051278 | 0.0051278 |  | 0.2125%
Middletown | Connecticut |  |  |  | 562 | 13 | 90358 | Combustion Turbine |  |  |  | Combustion turbine | Y |  |  |  | 0.043 | 10322.093 | 1025.72 | 0.041 | 0.043 |  | 10322.093 | 1025.72 | 0.043 |  | 0.043 |  | 0.043 |  | 0.043 |  | 0.043 |  | 0.043 |  | 0.043 |  | 0.043 | 0.043 | Not Coal Steam or O/G Steam | 0.0083316 | 0.0083316 |  | 0.499%
Middletown | Connecticut |  |  |  | 562 | 14 | 90359 | Combustion Turbine |  |  |  | Combustion turbine | Y |  |  |  | 0.012 | 6830.492 | 664.64 | 0.023 | 0.012 |  | 6830.492 | 664.64 | 0.012 |  | 0.012 |  | 0.012 |  | 0.012 |  | 0.012 |  | 0.012 |  | 0.012 |  | 0.012 | 0.012 | Not Coal Steam or O/G Steam | 0.0035137 | 0.0035137 |  | 0.3546%
Middletown | Connecticut |  |  |  | 562 | 15 | 90476 | Combustion Turbine |  |  |  | Combustion turbine | Y |  |  |  | 0.01 | 4151.618 | 395.98 | 0.015667 | 0.01 |  | 4151.618 | 395.98 | 0.01 |  | 0.01 |  | 0.01 |  | 0.01 |  | 0.01 |  | 0.01 |  | 0.01 |  | 0.01 | 0.01 | Not Coal Steam or O/G Steam | 0.0048174 | 0.0048174 |  | 0.2865%
Middletown | Connecticut |  |  |  | 562 | 2 | 353 | O/G Steam |  |  |  | Dry bottom wall-fired boiler |  | Y |  | 117 | 24.95 | 625293.433 | 64588.28 | 32.981 | 24.95 |  | 625293.433 | 64588.28 | 24.95 |  | 24.95 |  | 24.95 |  | 24.95 |  | 24.95 |  | 24.95 |  | 24.95 |  | 24.95 | 24.95 | Oil/Gas Steam Under 150 Tons (2019-2021 Average) | 0.079803 | 0.079803 |  | 15.18%
Middletown | Connecticut |  |  |  | 562 | 3 | 354 | O/G Steam |  |  |  | Cyclone boiler |  | Y |  | 236 | 66.002 | 967601.663 | 95518.46 | 95.8913 | 66.002 |  | 967601.663 | 95518.46 | 66.002 |  | 66.002 |  | 48.3801 | CT RACT | 48.3801 |  | 48.3801 |  | 48.3801 |  | 48.3801 |  | 48.3801 | 48.3801 | Oil/Gas Steam Under 150 Tons (2019-2021 Average) | 0.1 | 0.1 |  | 13.9%
Middletown | Connecticut |  |  |  | 562 | 4 | 355 | O/G Steam |  |  |  | Tangentially-fired |  |  |  | 400 | 13.505 | 98267.442 | 4056.58 | 8.1387 | 13.505 |  | 98267.442 | 4056.58 | 13.505 |  | 13.505 |  | 9.8267 | CT RACT | 9.8267 |  | 9.8267 |  | 9.8267 |  | 9.8267 |  | 9.8267 | 9.8267 | Oil/Gas Steam Under 150 Tons (2019-2021 Average) | 0.2 | 0.2 |  | 0.3283%
Milford Power Company LLC | Connecticut |  |  |  | 55126 | CT01 | 3956 | Combined Cycle |  |  |  | Combined cycle | Y |  |  |  | 17.866 | 3909562.333 | 523659.62 | 20.367 | 17.866 |  | 3909562.333 | 523659.62 | 17.866 |  | 17.866 |  | 17.866 |  | 17.866 |  | 17.866 |  | 17.866 |  | 17.866 |  | 17.866 | 17.866 | Not Coal Steam or O/G Steam | 0.0091396 | 0.0091396 |  | 63.05%
Milford Power Company LLC | Connecticut |  |  |  | 55126 | CT02 | 3957 | Combined Cycle |  |  |  | Combined cycle | Y |  |  |  | 20.042 | 4783724.339 | 653009.47 | 18.4157 | 20.042 |  | 4783724.339 | 653009.47 | 20.042 |  | 20.042 |  | 20.042 |  | 20.042 |  | 20.042 |  | 20.042 |  | 20.042 |  | 20.042 | 20.042 | Not Coal Steam or O/G Steam | 0.0083792 | 0.0083792 |  | 64.39%
Montville | Connecticut |  |  |  | 546 | 5 | 343 | O/G Steam |  |  |  | Tangentially-fired |  |  |  | 81 | 3.552 | 130208.487 | 10903.28 | 3.558 | 3.552 |  | 130208.487 | 10903.28 | 3.552 |  | 3.552 |  | 3.552 |  | 3.552 |  | 3.552 |  | 3.552 |  | 3.552 |  | 3.552 | 3.552 | O/G Steam Under 100 MW | 0.054559 | 0.054559 |  | 3.119%
Montville | Connecticut |  |  |  | 546 | 6 | 344 | O/G Steam |  |  |  | Tangentially-fired |  |  |  | 410 | 7.441 | 81418.463 | 5731.17 | 5.035 | 7.441 |  | 81418.463 | 5731.17 | 7.441 |  | 7.441 |  | 7.441 |  | 7.441 |  | 7.441 |  | 7.441 |  | 7.441 |  | 7.441 | 7.441 | Oil/Gas Steam Under 150 Tons (2019-2021 Average) | 0.18278 | 0.18278 |  | 0.2504%
New Haven Harbor | Connecticut |  |  |  | 6156 | NHB1 | 2815 | O/G Steam |  |  |  | Tangentially-fired |  |  |  | 448 | 11.659 | 378912.526 | 31801.77 | 6.8087 | 11.659 |  | 378912.526 | 31801.77 | 11.659 |  | 11.659 |  | 11.659 |  | 11.659 |  | 11.659 |  | 11.659 |  | 11.659 |  | 11.659 | 11.659 | Oil/Gas Steam Under 150 Tons (2019-2021 Average) | 0.061539 | 0.061539 |  | 1.299%
New Haven Harbor | Connecticut |  |  |  | 6156 | NHHS2 | 90569 | Combustion Turbine |  |  |  | Combustion turbine | Y |  |  |  | 0.109 | 10675.936 | 1116.94 | 0.10167 | 0.109 |  | 10675.936 | 1116.94 | 0.109 |  | 0.109 |  | 0.109 |  | 0.109 |  | 0.109 |  | 0.109 |  | 0.109 |  | 0.109 | 0.109 | Not Coal Steam or O/G Steam | 0.02042 | 0.02042 |  | 0.4195%
New Haven Harbor | Connecticut |  |  |  | 6156 | NHHS3 | 90570 | Combustion Turbine |  |  |  | Combustion turbine | Y |  |  |  | 0.08 | 7163.999 | 755.41 | 0.053333 | 0.08 |  | 7163.999 | 755.41 | 0.08 |  | 0.08 |  | 0.08 |  | 0.08 |  | 0.08 |  | 0.08 |  | 0.08 |  | 0.08 | 0.08 | Not Coal Steam or O/G Steam | 0.022334 | 0.022334 |  | 0.2303%
New Haven Harbor | Connecticut |  |  |  | 6156 | NHHS4 | 90571 | Combustion Turbine |  |  |  | Combustion turbine | Y |  |  |  | 0.049 | 5097.591 | 528.24 | 0.056 | 0.049 |  | 5097.591 | 528.24 | 0.049 |  | 0.049 |  | 0.049 |  | 0.049 |  | 0.049 |  | 0.049 |  | 0.049 |  | 0.049 | 0.049 | Not Coal Steam or O/G Steam | 0.019225 | 0.019225 |  | 0.3282%
Wallingford Energy, LLC | Connecticut |  |  |  | 55517 | CT01 | 4927 | Combustion Turbine |  |  |  | Combustion turbine | Y |  |  |  | 0.471 | 95970.965 | 9538.5 | 0.51367 | 0.471 |  | 95970.965 | 9538.5 | 0.471 |  | 0.471 |  | 0.471 |  | 0.471 |  | 0.471 |  | 0.471 |  | 0.471 |  | 0.471 | 0.471 | Not Coal Steam or O/G Steam | 0.0098155 | 0.0098155 |  | 5.267%
Wallingford Energy, LLC | Connecticut |  |  |  | 55517 | CT02 | 4928 | Combustion Turbine |  |  |  | Combustion turbine | Y |  |  |  | 0.535 | 107337.915 | 10523.85 | 0.478 | 0.535 |  | 107337.915 | 10523.85 | 0.535 |  | 0.535 |  | 0.535 |  | 0.535 |  | 0.535 |  | 0.535 |  | 0.535 |  | 0.535 | 0.535 | Not Coal Steam or O/G Steam | 0.0099685 | 0.0099685 |  | 5.023%
Wallingford Energy, LLC | Connecticut |  |  |  | 55517 | CT03 | 4929 | Combustion Turbine |  |  |  | Combustion turbine | Y |  |  |  | 0.491 | 108658.503 | 10729.89 | 0.48467 | 0.491 |  | 108658.503 | 10729.89 | 0.491 |  | 0.491 |  | 0.491 |  | 0.491 |  | 0.491 |  | 0.491 |  | 0.491 |  | 0.491 | 0.491 | Not Coal Steam or O/G Steam | 0.0090375 | 0.0090375 |  | 5.307%
Wallingford Energy, LLC | Connecticut |  |  |  | 55517 | CT04 | 4930 | Combustion Turbine |  |  |  | Combustion turbine | Y |  |  |  | 0.539 | 120555.314 | 11839.08 | 0.49433 | 0.539 |  | 120555.314 | 11839.08 | 0.539 |  | 0.539 |  | 0.539 |  | 0.539 |  | 0.539 |  | 0.539 |  | 0.539 |  | 0.539 | 0.539 | Not Coal Steam or O/G Steam | 0.008942 | 0.008942 |  | 5.715%
Wallingford Energy, LLC | Connecticut |  |  |  | 55517 | CT05 | 4931 | Combustion Turbine |  |  |  | Combustion turbine | Y |  |  |  | 0.474 | 105070.467 | 10431.01 | 0.475 | 0.474 |  | 105070.467 | 10431.01 | 0.474 |  | 0.474 |  | 0.474 |  | 0.474 |  | 0.474 |  | 0.474 |  | 0.474 |  | 0.474 | 0.474 | Not Coal Steam or O/G Steam | 0.0090225 | 0.0090225 |  | 5.156%
Wallingford Energy, LLC | Connecticut |  |  |  | 55517 | CT06 | 91275 | Combustion Turbine |  |  |  | Combustion turbine | Y |  |  |  | 0.504 | 116535.248 | 11699.54 | 0.556 | 0.504 |  | 116535.248 | 11699.54 | 0.504 |  | 0.504 |  | 0.504 |  | 0.504 |  | 0.504 |  | 0.504 |  | 0.504 |  | 0.504 | 0.504 | Not Coal Steam or O/G Steam | 0.0086497 | 0.0086497 |  | 6.896%
Wallingford Energy, LLC | Connecticut |  |  |  | 55517 | CT07 | 91276 | Combustion Turbine |  |  |  | Combustion turbine | Y |  |  |  | 0.552 | 104770.651 | 10543.08 | 0.616 | 0.552 |  | 104770.651 | 10543.08 | 0.552 |  | 0.552 |  | 0.552 |  | 0.552 |  | 0.552 |  | 0.552 |  | 0.552 |  | 0.552 | 0.552 | Not Coal Steam or O/G Steam | 0.010537 | 0.010537 |  | 6.583%
Waterbury Generation | Connecticut |  |  |  | 56629 | 10 | 90207 | Combustion Turbine |  |  |  | Combustion turbine | Y |  |  |  | 1 | 181207.535 | 18749.28 | 0.73667 | 1 |  | 181207.535 | 18749.28 | 1 |  | 1 |  | 1 |  | 1 |  | 1 |  | 1 |  | 1 |  | 1 | 1 | Not Coal Steam or O/G Steam | 0.011037 | 0.011037 |  | 1.772%
Christiana Substation | Delaware |  |  |  | 591 | 11 | 378 | Combustion Turbine |  |  |  | Combustion turbine |  |  |  |  | 0.256 | 1974.1 | 77.6 | 0.27967 | 0.256 |  | 1974.1 | 77.6 | 0.256 |  | 0.256 |  | 0.256 |  | 0.256 |  | 0.256 |  | 0.256 |  | 0.256 |  | 0.256 | 0.256 | Not Coal Steam or O/G Steam | 0.25936 | 0.25936 | Y | 0.1376%
Christiana Substation | Delaware |  |  |  | 591 | 14 | 379 | Combustion Turbine |  |  |  | Combustion turbine |  |  |  |  | 0.184 | 1815.9 | 67.86 | 0.18667 | 0.184 |  | 1815.9 | 67.86 | 0.184 |  | 0.184 |  | 0.184 |  | 0.184 |  | 0.184 |  | 0.184 |  | 0.184 |  | 0.184 | 0.184 | Not Coal Steam or O/G Steam | 0.20265 | 0.20265 | Y | 0.1086%
Delaware City Refinery | Delaware |  |  |  | 52193 | DCPP4 | 3736 | Fossil Waste |  |  |  | Dry bottom wall-fired boiler |  |  |  |  | 30.112 | 1374817.2 |  | 26.445 | 30.112 |  | 1374817.2 |  | 30.112 |  | 30.112 |  | 30.112 |  | 30.112 |  | 30.112 |  | 30.112 |  | 30.112 |  | 30.112 | 30.112 | Not Coal Steam or O/G Steam | 0.043805 | 0.043805 |  | 42.92%
Edge Moor | Delaware |  |  |  | 593 | 3 | 382 | O/G Steam |  |  |  | Tangentially-fired |  | Y |  | 86 | 17.881 | 614677.917 | 39216.49 | 10.792 | 17.881 |  | 614677.917 | 39216.49 | 17.881 |  | 17.881 |  | 17.881 |  | 17.881 |  | 17.881 |  | 17.7335 | Y | 17.7335 |  | 17.7335 | 17.7335 | O/G Steam Under 100 MW | 0.0577 | 0.0577 |  | 7.107%
Edge Moor | Delaware |  |  |  | 593 | 4 | 383 | O/G Steam |  |  |  | Tangentially-fired |  | Y |  | 174 | 21.366 | 834641.081 | 83562.88 | 16.516 | 21.366 |  | 834641.081 | 83562.88 | 21.366 |  | 21.366 |  | 21.366 |  | 21.366 |  | 21.366 |  | 17.1769 | Y | 17.1769 |  | 17.1769 | 17.1769 | Oil/Gas Steam Under 150 Tons (2019-2021 Average) | 0.04116 | 0.04116 |  | 9.611%
Edge Moor | Delaware |  |  |  | 593 | 5 | 384 | O/G Steam |  |  |  | Dry bottom wall-fired boiler |  | Y |  | 450 | 58.221 | 1805148.692 | 155942.87 | 41.638 | 58.221 |  | 1805148.692 | 155942.87 | 58.221 |  | 58.221 |  | 58.221 |  | 58.221 |  | 58.221 |  | 58.221 |  | 58.221 |  | 58.221 | 58.221 | Oil/Gas Steam Under 150 Tons (2019-2021 Average) | 0.064505 | 0.064505 |  | 7.044%
Energy Center Dover LLC | Delaware |  |  |  | 10030 | 2 | 5046 | Combined Cycle |  |  |  | Combined cycle | Y |  |  |  | 1.519 | 382798.567 | 43309.03 | 1.6277 | 1.519 |  | 382798.567 | 43309.03 | 1.519 |  | 1.519 |  | 1.519 |  | 1.519 |  | 1.519 |  | 1.519 |  | 1.519 |  | 1.519 | 1.519 | Not Coal Steam or O/G Steam | 0.0079363 | 0.0079363 |  | 17.09%
Energy Center Dover LLC | Delaware |  |  |  | 10030 | 3 | 5047 | Combustion Turbine |  |  |  | Combustion turbine |  |  |  |  | 8.467 | 223916.138 | 21586.29 | 6.6883 | 8.467 |  | 223916.138 | 21586.29 | 8.467 |  | 8.467 |  | 8.467 |  | 8.467 |  | 8.467 |  | 8.467 |  | 8.467 |  | 8.467 | 8.467 | Not Coal Steam or O/G Steam | 0.075627 | 0.075627 |  | 9.061%
Garrison Energy Center | Delaware |  |  |  | 57349 | 1 | 90682 | Combined Cycle |  |  |  | Combined cycle | Y |  |  |  | 16.728 | 4313885.553 | 619957.27 | 16.2253 | 16.728 |  | 4313885.553 | 619957.27 | 16.728 |  | 16.728 |  | 16.728 |  | 16.728 |  | 16.728 |  | 16.728 |  | 16.728 |  | 16.728 | 16.728 | Not Coal Steam or O/G Steam | 0.0077554 | 0.0077554 |  | 63.05%
Hay Road | Delaware |  |  |  | 7153 | **3 | 2963 | Combined Cycle |  |  |  | Combined cycle |  |  |  |  | 44.595 | 1446292.677 | 113795.05 | 40.0997 | 44.595 |  | 1446292.677 | 113795.05 | 44.595 |  | 44.595 |  | 44.595 |  | 44.595 |  | 44.595 |  | 44.595 |  | 44.595 |  | 44.595 | 44.595 | Not Coal Steam or O/G Steam | 0.061668 | 0.061668 |  | 23.97%
Hay Road | Delaware |  |  |  | 7153 | 1 | 2964 | Combined Cycle |  |  |  | Combined cycle |  |  |  |  | 46.353 | 1354272.222 | 104682.37 | 41.635 | 46.353 |  | 1354272.222 | 104682.37 | 46.353 |  | 46.353 |  | 46.353 |  | 46.353 |  | 46.353 |  | 46.353 |  | 46.353 |  | 46.353 | 46.353 | Not Coal Steam or O/G Steam | 0.068454 | 0.068454 | Y | 23.84%
Hay Road | Delaware |  |  |  | 7153 | 2 | 2965 | Combined Cycle |  |  |  | Combined cycle |  |  |  |  | 43.446 | 1311285.739 | 100487.76 | 48.3963 | 43.446 |  | 1311285.739 | 100487.76 | 43.446 |  | 43.446 |  | 43.446 |  | 43.446 |  | 43.446 |  | 43.446 |  | 43.446 |  | 43.446 | 43.446 | Not Coal Steam or O/G Steam | 0.066265 | 0.066265 | Y | 22.1%
Hay Road | Delaware |  |  |  | 7153 | 5 | 2966 | Combined Cycle |  |  |  | Combined cycle | Y |  |  |  | 20.42 | 1379800.172 | 165280.52 | 15.1947 | 20.42 |  | 1379800.172 | 165280.52 | 20.42 |  | 20.42 |  | 20.42 |  | 8.2788 | Optimize SCR | 8.2788 |  | 8.2788 |  | 8.2788 |  | 8.2788 | 8.2788 | Not Coal Steam or O/G Steam | 0.012 | 0.012 |  | 24.72%
Hay Road | Delaware |  |  |  | 7153 | 6 | 2967 | Combined Cycle |  |  |  | Combined cycle | Y |  |  |  | 2.357 | 324462.231 | 39668.95 | 9.7137 | 2.357 |  | 324462.231 | 39668.95 | 2.357 |  | 2.357 |  | 2.357 |  | 1.9468 | Optimize SCR | 1.9468 |  | 1.9468 |  | 1.9468 |  | 1.9468 | 1.9468 | Not Coal Steam or O/G Steam | 0.012 | 0.012 |  | 18.73%
Hay Road | Delaware |  |  |  | 7153 | 7 | 2968 | Combined Cycle |  |  |  | Combined cycle | Y |  |  |  | 21.832 | 1284679.259 | 158727 | 16.4457 | 21.832 |  | 1284679.259 | 158727 | 21.832 |  | 21.832 |  | 21.832 |  | 7.7081 | Optimize SCR | 7.7081 |  | 7.7081 |  | 7.7081 |  | 7.7081 | 7.7081 | Not Coal Steam or O/G Steam | 0.012 | 0.012 |  | 24.04%
Indian River | Delaware |  |  |  | 594 | 4 | 389 | Coal Steam | 12 | 2026 | 2027 | Dry bottom turbo-fired boiler | Y | Y |  | 410 | 84.175 | 1898027.259 | 181726.36 | 61.8703 | 84.175 |  | 1898027.259 | 181726.36 | 84.175 |  | 84.175 |  | 84.175 |  | 75.9211 | Optimize SCR | 75.9211 |  | 75.9211 |  | 75.9211 |  | 75.9211 | 75.9211 | Existing SCR | 0.08 | 0.08 |  | 7.47%
McKee Run | Delaware |  |  |  | 599 | 3 | 394 | O/G Steam | 5 | 2021 | 2023 | Dry bottom wall-fired boiler |  | Y |  | 103 |  |  |  | 2.3867 | 0 | Y | 0 | 0 | 0 |  | 0 |  | 0 |  | 0 |  | 0 |  | 0 |  | 0 |  | 0 | 0 | Retired | 0 | 0 |  | 0.6412%
Van Sant | Delaware |  |  |  | 7318 | **11 | 3094 | Combustion Turbine |  |  |  | Combustion turbine |  |  |  |  | 4.134 | 62702.268 | 4207.7 | 4.0347 | 4.134 |  | 62702.268 | 4207.7 | 4.134 |  | 4.134 |  | 4.134 |  | 4.134 |  | 4.134 |  | 4.134 |  | 4.134 |  | 4.134 | 4.134 | Not Coal Steam or O/G Steam | 0.13186 | 0.13186 |  | 2.754%
Warren F. Sam Beasley Pwr Station | Delaware |  |  |  | 7962 | 1 | 8426 | Combustion Turbine |  |  |  | Combustion turbine | Y |  |  |  | 0.662 | 84072.887 | 8437.76 | 0.92567 | 0.662 |  | 84072.887 | 8437.76 | 0.662 |  | 0.662 |  | 0.662 |  | 0.662 |  | 0.662 |  | 0.662 |  | 0.662 |  | 0.662 | 0.662 | Not Coal Steam or O/G Steam | 0.015748 | 0.015748 |  | 5.653%
Warren F. Sam Beasley Pwr Station | Delaware |  |  |  | 7962 | 2 | 90703 | Combustion Turbine |  |  |  | Combustion turbine | Y |  |  |  | 0.426 | 76683.178 | 7804.61 | 0.63567 | 0.426 |  | 76683.178 | 7804.61 | 0.426 |  | 0.426 |  | 0.426 |  | 0.426 |  | 0.426 |  | 0.426 |  | 0.426 |  | 0.426 | 0.426 | Not Coal Steam or O/G Steam | 0.011111 | 0.011111 |  | 5.863%
Anclote | Florida |  |  |  | 8048 | 1 | 3438 | O/G Steam |  |  |  | Tangentially-fired |  |  |  | 498 | 604.179 | 7732196.223 | 765189.9 | 445.9377 | 604.179 |  | 7732196.223 | 765189.9 | 604.179 |  | 604.179 |  | 604.179 |  | 604.179 |  | 604.179 |  | 604.179 |  | 604.179 |  | 360.081 | 115.9829 | O/G Steam SCR Retrofit | 0.15628 | 0.03 |  | 31.72%
Anclote | Florida |  |  |  | 8048 | 2 | 3439 | O/G Steam |  |  |  | Tangentially-fired |  |  |  | 505 | 358.751 | 6873057.657 | 639064.52 | 336.507 | 358.751 |  | 6873057.657 | 639064.52 | 358.751 |  | 358.751 |  | 358.751 |  | 358.751 |  | 358.751 |  | 358.751 |  | 358.751 |  | 230.9234 | 103.0959 | O/G Steam SCR Retrofit | 0.10439 | 0.03 |  | 32.42%
Arvah B Hopkins | Florida |  |  |  | 688 | 2A | 89683 | Combined Cycle |  |  |  | Combined cycle | Y |  |  |  | 40.749 | 4863249.29 | 629740.44 | 41.0537 | 40.749 |  | 4863249.29 | 629740.44 | 40.749 |  | 40.749 |  | 40.749 |  | 29.1795 | Optimize SCR | 29.1795 |  | 29.1795 |  | 29.1795 |  | 29.1795 | 29.1795 | Not Coal Steam or O/G Steam | 0.012 | 0.012 |  | 46.47%
Arvah B Hopkins | Florida |  |  |  | 688 | HC3 | 89526 | Combustion Turbine |  |  |  | Combustion turbine | Y |  |  |  | 0.585 | 61325.19 | 6128.45 | 1.254 | 0.585 |  | 61325.19 | 6128.45 | 0.585 |  | 0.585 |  | 0.585 |  | 0.585 |  | 0.585 |  | 0.585 |  | 0.585 |  | 0.585 | 0.585 | Not Coal Steam or O/G Steam | 0.019079 | 0.019079 |  | 8.246%
Arvah B Hopkins | Florida |  |  |  | 688 | HC4 | 89527 | Combustion Turbine |  |  |  | Combustion turbine | Y |  |  |  | 0.499 | 48747.849 | 4867.53 | 1.4793 | 0.499 |  | 48747.849 | 4867.53 | 0.499 |  | 0.499 |  | 0.499 |  | 0.499 |  | 0.499 |  | 0.499 |  | 0.499 |  | 0.499 | 0.499 | Not Coal Steam or O/G Steam | 0.020473 | 0.020473 |  | 8.451%
Bayside Power Station | Florida |  |  |  | 7873 | CT1A | 3339 | Combined Cycle |  |  |  | Combined cycle | Y |  |  |  | 22.868 | 3605829.2 | 325805.41 | 24.7137 | 22.868 |  | 3605829.2 | 325805.41 | 22.868 |  | 22.868 |  | 22.868 |  | 21.635 | Optimize SCR | 21.635 |  | 21.635 |  | 21.635 |  | 21.635 | 21.635 | Not Coal Steam or O/G Steam | 0.012 | 0.012 |  | 58.18%
Bayside Power Station | Florida |  |  |  | 7873 | CT1B | 3340 | Combined Cycle |  |  |  | Combined cycle | Y |  |  |  | 21.504 | 3743996.583 | 338224.49 | 23.4737 | 21.504 |  | 3743996.583 | 338224.49 | 21.504 |  | 21.504 |  | 21.504 |  | 21.504 |  | 21.504 |  | 21.504 |  | 21.504 |  | 21.504 | 21.504 | Not Coal Steam or O/G Steam | 0.011487 | 0.011487 |  | 55.89%
Bayside Power Station | Florida |  |  |  | 7873 | CT1C | 3341 | Combined Cycle |  |  |  | Combined cycle | Y |  |  |  | 21.386 | 3297145.593 | 305451.96 | 22.2923 | 21.386 |  | 3297145.593 | 305451.96 | 21.386 |  | 21.386 |  | 21.386 |  | 19.7829 | Optimize SCR | 19.7829 |  | 19.7829 |  | 19.7829 |  | 19.7829 | 19.7829 | Not Coal Steam or O/G Steam | 0.012 | 0.012 |  | 51.57%
Bayside Power Station | Florida |  |  |  | 7873 | CT2A | 3342 | Combined Cycle |  |  |  | Combined cycle | Y |  |  |  | 24.235 | 4061069.717 | 372585.81 | 24.8577 | 24.235 |  | 4061069.717 | 372585.81 | 24.235 |  | 24.235 |  | 24.235 |  | 24.235 |  | 24.235 |  | 24.235 |  | 24.235 |  | 24.235 | 24.235 | Not Coal Steam or O/G Steam | 0.011935 | 0.011935 |  | 59.66%
Bayside Power Station | Florida |  |  |  | 7873 | CT2B | 3343 | Combined Cycle |  |  |  | Combined cycle | Y |  |  |  | 25.493 | 4180444.919 | 377313.29 | 23.7323 | 25.493 |  | 4180444.919 | 377313.29 | 25.493 |  | 25.493 |  | 25.493 |  | 25.0827 | Optimize SCR | 25.0827 |  | 25.0827 |  | 25.0827 |  | 25.0827 | 25.0827 | Not Coal Steam or O/G Steam | 0.012 | 0.012 |  | 56.59%
Bayside Power Station | Florida |  |  |  | 7873 | CT2C | 3344 | Combined Cycle |  |  |  | Combined cycle | Y |  |  |  | 20.498 | 3349154.363 | 303464.87 | 23.837 | 20.498 |  | 3349154.363 | 303464.87 | 20.498 |  | 20.498 |  | 20.498 |  | 20.0949 | Optimize SCR | 20.0949 |  | 20.0949 |  | 20.0949 |  | 20.0949 | 20.0949 | Not Coal Steam or O/G Steam | 0.012 | 0.012 |  | 57.64%
Bayside Power Station | Florida |  |  |  | 7873 | CT2D | 3345 | Combined Cycle |  |  |  | Combined cycle | Y |  |  |  | 19.37 | 3108062.173 | 283025.8 | 24.5613 | 19.37 |  | 3108062.173 | 283025.8 | 19.37 |  | 19.37 |  | 19.37 |  | 18.6484 | Optimize SCR | 18.6484 |  | 18.6484 |  | 18.6484 |  | 18.6484 | 18.6484 | Not Coal Steam or O/G Steam | 0.012 | 0.012 |  | 58.96%
Bayside Power Station | Florida |  |  |  | 7873 | CT3A | 90399 | Combustion Turbine |  |  |  | Combustion turbine |  |  |  |  | 0.345 | 7137.166 | 199.37 | 0.505 | 0.345 |  | 7137.166 | 199.37 | 0.345 |  | 0.345 |  | 0.345 |  | 0.345 |  | 0.345 |  | 0.345 |  | 0.345 |  | 0.345 | 0.345 | Not Coal Steam or O/G Steam | 0.096677 | 0.096677 |  | 0.8922%
Bayside Power Station | Florida |  |  |  | 7873 | CT3B | 90400 | Combustion Turbine |  |  |  | Combustion turbine |  |  |  |  | 0.316 | 7168.435 | 205.16 | 0.49867 | 0.316 |  | 7168.435 | 205.16 | 0.316 |  | 0.316 |  | 0.316 |  | 0.316 |  | 0.316 |  | 0.316 |  | 0.316 |  | 0.316 | 0.316 | Not Coal Steam or O/G Steam | 0.088164 | 0.088164 |  | 0.9024%
Bayside Power Station | Florida |  |  |  | 7873 | CT4A | 90401 | Combustion Turbine |  |  |  | Combustion turbine |  |  |  |  | 0.469 | 10948.868 | 1035.53 | 0.46533 | 0.469 |  | 10948.868 | 1035.53 | 0.469 |  | 0.469 |  | 0.469 |  | 0.469 |  | 0.469 |  | 0.469 |  | 0.469 |  | 0.469 | 0.469 | Not Coal Steam or O/G Steam | 0.085671 | 0.085671 |  | 0.8803%
Bayside Power Station | Florida |  |  |  | 7873 | CT4B | 90402 | Combustion Turbine |  |  |  | Combustion turbine |  |  |  |  | 0.454 | 10672.122 | 1013.85 | 0.46033 | 0.454 |  | 10672.122 | 1013.85 | 0.454 |  | 0.454 |  | 0.454 |  | 0.454 |  | 0.454 |  | 0.454 |  | 0.454 |  | 0.454 | 0.454 | Not Coal Steam or O/G Steam | 0.085081 | 0.085081 |  | 0.8819%
Bayside Power Station | Florida |  |  |  | 7873 | CT5A | 90403 | Combustion Turbine |  |  |  | Combustion turbine |  |  |  |  | 0.626 | 14326.759 | 1305.45 | 0.95 | 0.626 |  | 14326.759 | 1305.45 | 0.626 |  | 0.626 |  | 0.626 |  | 0.626 |  | 0.626 |  | 0.626 |  | 0.626 |  | 0.626 | 0.626 | Not Coal Steam or O/G Steam | 0.087389 | 0.087389 |  | 1.826%
Bayside Power Station | Florida |  |  |  | 7873 | CT5B | 90404 | Combustion Turbine |  |  |  | Combustion turbine |  |  |  |  | 0.456 | 10539.579 | 992.59 | 0.922 | 0.456 |  | 10539.579 | 992.59 | 0.456 |  | 0.456 |  | 0.456 |  | 0.456 |  | 0.456 |  | 0.456 |  | 0.456 |  | 0.456 | 0.456 | Not Coal Steam or O/G Steam | 0.086531 | 0.086531 |  | 1.683%
Bayside Power Station | Florida |  |  |  | 7873 | CT6A | 90405 | Combustion Turbine |  |  |  | Combustion turbine |  |  |  |  | 0.543 | 11953.275 | 1125.73 | 0.755 | 0.543 |  | 11953.275 | 1125.73 | 0.543 |  | 0.543 |  | 0.543 |  | 0.543 |  | 0.543 |  | 0.543 |  | 0.543 |  | 0.543 | 0.543 | Not Coal Steam or O/G Steam | 0.090854 | 0.090854 |  | 1.377%
Bayside Power Station | Florida |  |  |  | 7873 | CT6B | 90406 | Combustion Turbine |  |  |  | Combustion turbine |  |  |  |  | 0.56 | 11551.188 | 1095.62 | 0.759 | 0.56 |  | 11551.188 | 1095.62 | 0.56 |  | 0.56 |  | 0.56 |  | 0.56 |  | 0.56 |  | 0.56 |  | 0.56 |  | 0.56 | 0.56 | Not Coal Steam or O/G Steam | 0.09696 | 0.09696 |  | 1.361%
Big Bend | Florida |  |  |  | 645 | BB02 | 468 | O/G Steam |  |  | 2023 | Wet bottom turbo-fired boiler | Y |  |  | 411 | 23.161 | 1637480.179 | 137680.6 | 143.5277 | 0 | Y | 0 | 0 | 0 |  | 0 |  | 0 |  | 0 |  | 0 |  | 0 |  | 0 |  | 0 | 0 | Retired | 0 | 0 |  | 17.31%
Big Bend | Florida |  |  |  | 645 | BB03 | 469 | Coal Steam |  |  | 2024 | Wet bottom turbo-fired boiler | Y |  |  | 395 | 346.626 | 7324478.134 | 539857.22 | 243.3603 | 0 | Y | 0 | 0 | 0 |  | 0 |  | 0 |  | 0 |  | 0 |  | 0 |  | 0 |  | 0 | 0 | Retired | 0 | 0 |  | 26.52%
Big Bend | Florida |  |  |  | 645 | BB04 | 470 | Coal Steam |  |  |  | Tangentially-fired | Y |  |  | 437 | 394.326 | 10023875.626 | 958974.04 | 297.7487 | 394.326 |  | 10023875.626 | 958974.04 | 394.326 |  | 394.326 |  | 394.326 |  | 394.326 |  | 394.326 |  | 394.326 |  | 394.326 |  | 394.326 | 394.326 | Existing SCR | 0.078677 | 0.078677 |  | 33.45%
Big Bend | Florida |  |  |  | 645 | CT4A | 90409 | Combustion Turbine |  |  |  | Combustion turbine |  |  |  |  | 0.757 | 17813.356 | 1600.81 | 0.832 | 0.757 |  | 17813.356 | 1600.81 | 0.757 |  | 0.757 |  | 0.757 |  | 0.757 |  | 0.757 |  | 0.757 |  | 0.757 |  | 0.757 | 0.757 | Not Coal Steam or O/G Steam | 0.084992 | 0.084992 |  | 0.9297%
Big Bend | Florida |  |  |  | 645 | CT4B | 90479 | Combustion Turbine |  |  |  | Combustion turbine |  |  |  |  | 0.726 | 16684.569 | 1521.11 | 0.81067 | 0.726 |  | 16684.569 | 1521.11 | 0.726 |  | 0.726 |  | 0.726 |  | 0.726 |  | 0.726 |  | 0.726 |  | 0.726 |  | 0.726 | 0.726 | Not Coal Steam or O/G Steam | 0.087027 | 0.087027 |  | 0.8788%
Brandy Branch | Florida |  |  |  | 7846 | 1 | 3310 | Combustion Turbine |  |  |  | Combustion turbine |  |  |  |  | 10.664 | 616579.368 | 64932.15 | 15.0153 | 10.664 |  | 616579.368 | 64932.15 | 10.664 |  | 10.664 |  | 10.664 |  | 10.664 |  | 10.664 |  | 10.664 |  | 10.664 |  | 10.664 | 10.664 | Not Coal Steam or O/G Steam | 0.034591 | 0.034591 |  | 13%
Brandy Branch | Florida |  |  |  | 7846 | 2 | 3311 | Combined Cycle |  |  |  | Combined cycle | Y |  |  |  | 32.503 | 7201761.748 | 720015 | 32.8537 | 32.503 |  | 7201761.748 | 720015 | 32.503 |  | 32.503 |  | 32.503 |  | 32.503 |  | 32.503 |  | 32.503 |  | 32.503 |  | 32.503 | 32.503 | Not Coal Steam or O/G Steam | 0.0090264 | 0.0090264 |  | 85.17%
Brandy Branch | Florida |  |  |  | 7846 | 3 | 3312 | Combined Cycle |  |  |  | Combined cycle | Y |  |  |  | 31.86 | 7068124.246 | 702607.56 | 34.6533 | 31.86 |  | 7068124.246 | 702607.56 | 31.86 |  | 31.86 |  | 31.86 |  | 31.86 |  | 31.86 |  | 31.86 |  | 31.86 |  | 31.86 | 31.86 | Not Coal Steam or O/G Steam | 0.0090151 | 0.0090151 |  | 85.3%
C D McIntosh Jr Power Plant | Florida |  |  |  | 676 | 3 | 514 | Coal Steam |  |  | 2023 | Dry bottom wall-fired boiler | Y |  |  | 342 |  |  |  | 253.62 | 0 | Y | 0 | 0 | 0 |  | 0 |  | 0 |  | 0 |  | 0 |  | 0 |  | 0 |  | 0 | 0 | Retired | 0 | 0 |  | 20.26%
C D McIntosh Jr Power Plant | Florida |  |  |  | 676 | 5 | 515 | Combined Cycle |  |  |  | Combined cycle | Y |  |  |  | 85.686 | 7217132.033 | 638702.15 | 82.3607 | 85.686 |  | 7217132.033 | 638702.15 | 85.686 |  | 85.686 |  | 85.686 |  | 43.3028 | Optimize SCR | 43.3028 |  | 43.3028 |  | 43.3028 |  | 43.3028 | 43.3028 | Not Coal Steam or O/G Steam | 0.012 | 0.012 |  | 67.64%
C D McIntosh Jr Power Plant | Florida |  |  |  | 676 | MGT2 | 91344 | Combustion Turbine |  |  |  | Combustion turbine |  |  |  |  | 5.618 | 124846.291 | 10548.49 | 5.2803 | 5.618 |  | 124846.291 | 10548.49 | 5.618 |  | 5.618 |  | 5.618 |  | 5.618 |  | 5.618 |  | 5.618 |  | 5.618 |  | 5.618 | 5.618 | Not Coal Steam or O/G Steam | 0.089999 | 0.089999 |  | 1.412%
Cane Island | Florida |  |  |  | 7238 | **1 | 3043 | Combustion Turbine |  |  |  | Combustion turbine |  |  |  |  | 0.386 | 9292.068 | 829.77 | 0.52567 | 0.386 |  | 9292.068 | 829.77 | 0.386 |  | 0.386 |  | 0.386 |  | 0.386 |  | 0.386 |  | 0.386 |  | 0.386 |  | 0.386 | 0.386 | Not Coal Steam or O/G Steam | 0.083082 | 0.083082 |  | 0.737%
Cane Island | Florida |  |  |  | 7238 | 2 | 3044 | Combined Cycle |  |  |  | Combined cycle |  |  |  |  | 19.579 | 1632449.217 | 211392.97 | 21.6213 | 19.579 |  | 1632449.217 | 211392.97 | 19.579 |  | 19.579 |  | 19.579 |  | 19.579 |  | 19.579 |  | 19.579 |  | 19.579 |  | 19.579 | 19.579 | Not Coal Steam or O/G Steam | 0.023987 | 0.023987 |  | 48.8%
Cane Island | Florida |  |  |  | 7238 | 3 | 3045 | Combined Cycle |  |  |  | Combined cycle | Y |  |  |  | 25.926 | 5603032.456 | 787839.48 | 23.9867 | 25.926 |  | 5603032.456 | 787839.48 | 25.926 |  | 25.926 |  | 25.926 |  | 25.926 |  | 25.926 |  | 25.926 |  | 25.926 |  | 25.926 | 25.926 | Not Coal Steam or O/G Steam | 0.0092543 | 0.0092543 |  | 68.05%
Cane Island | Florida |  |  |  | 7238 | 4 | 90643 | Combined Cycle |  |  |  | Combined cycle | Y |  |  |  | 18.479 | 6480000.911 | 937668.59 | 18.18 | 18.479 |  | 6480000.911 | 937668.59 | 18.479 |  | 18.479 |  | 18.479 |  | 18.479 |  | 18.479 |  | 18.479 |  | 18.479 |  | 18.479 | 18.479 | Not Coal Steam or O/G Steam | 0.0057034 | 0.0057034 |  | 68.42%
Cape Canaveral | Florida |  |  |  | 609 | CCCT3A | 90801 | Combined Cycle |  |  |  | Combined cycle | Y |  |  |  | 23.656 | 5568145.042 | 870388.79 | 25.3377 | 23.656 |  | 5568145.042 | 870388.79 | 23.656 |  | 23.656 |  | 23.656 |  | 23.656 |  | 23.656 |  | 23.656 |  | 23.656 |  | 23.656 | 23.656 | Not Coal Steam or O/G Steam | 0.0084969 | 0.0084969 |  | 55.8%
Cape Canaveral | Florida |  |  |  | 609 | CCCT3B | 90802 | Combined Cycle |  |  |  | Combined cycle | Y |  |  |  | 24.884 | 6558703.763 | 1017258.33 | 24.628 | 24.884 |  | 6558703.763 | 1017258.33 | 24.884 |  | 24.884 |  | 24.884 |  | 24.884 |  | 24.884 |  | 24.884 |  | 24.884 |  | 24.884 | 24.884 | Not Coal Steam or O/G Steam | 0.0075881 | 0.0075881 |  | 57.68%
Cape Canaveral | Florida |  |  |  | 609 | CCCT3C | 90803 | Combined Cycle |  |  |  | Combined cycle | Y |  |  |  | 23.014 | 5906407.521 | 921707.27 | 25.4973 | 23.014 |  | 5906407.521 | 921707.27 | 23.014 |  | 23.014 |  | 23.014 |  | 23.014 |  | 23.014 |  | 23.014 |  | 23.014 |  | 23.014 | 23.014 | Not Coal Steam or O/G Steam | 0.0077929 | 0.0077929 |  | 57.21%
Charles Larsen Memorial Power Plant | Florida |  |  |  | 675 | **8 | 509 | Combined Cycle |  |  |  | Combined cycle |  |  |  |  | 22.431 | 816086.458 | 58378.35 | 23.5357 | 22.431 |  | 816086.458 | 58378.35 | 22.431 |  | 22.431 |  | 22.431 |  | 22.431 |  | 22.431 |  | 22.431 |  | 22.431 |  | 22.431 | 22.431 | Not Coal Steam or O/G Steam | 0.054972 | 0.054972 |  | 25.36%
Crystal River | Florida |  |  |  | 628 | 1GTA | 91095 | Combined Cycle |  |  |  | Combined cycle | Y |  |  |  | 191.266 | 8165436.032 | 1225458.73 | 222.1983 | 191.266 |  | 8165436.032 | 1225458.73 | 191.266 |  | 191.266 |  | 191.266 |  | 48.9926 | Optimize SCR | 48.9926 |  | 48.9926 |  | 48.9926 |  | 48.9926 | 48.9926 | Not Coal Steam or O/G Steam | 0.012 | 0.012 |  | 71.84%
Crystal River | Florida |  |  |  | 628 | 1GTB | 91096 | Combined Cycle |  |  |  | Combined cycle | Y |  |  |  | 228.221 | 9020756.404 | 1352226.61 | 244.3873 | 228.221 |  | 9020756.404 | 1352226.61 | 228.221 |  | 228.221 |  | 228.221 |  | 54.1245 | Optimize SCR | 54.1245 |  | 54.1245 |  | 54.1245 |  | 54.1245 | 54.1245 | Not Coal Steam or O/G Steam | 0.012 | 0.012 |  | 74.21%
Crystal River | Florida |  |  |  | 628 | 2GTA | 91097 | Combined Cycle |  |  |  | Combined cycle | Y |  |  |  | 234.782 | 9105896.248 | 1365078.81 | 222.4583 | 234.782 |  | 9105896.248 | 1365078.81 | 234.782 |  | 234.782 |  | 234.782 |  | 54.6354 | Optimize SCR | 54.6354 |  | 54.6354 |  | 54.6354 |  | 54.6354 | 54.6354 | Not Coal Steam or O/G Steam | 0.012 | 0.012 |  | 69.4%
Crystal River | Florida |  |  |  | 628 | 2GTB | 91098 | Combined Cycle |  |  |  | Combined cycle | Y |  |  |  | 182.696 | 8127559.428 | 1226240.53 | 194.5477 | 182.696 |  | 8127559.428 | 1226240.53 | 182.696 |  | 182.696 |  | 182.696 |  | 48.7654 | Optimize SCR | 48.7654 |  | 48.7654 |  | 48.7654 |  | 48.7654 | 48.7654 | Not Coal Steam or O/G Steam | 0.012 | 0.012 |  | 68%
Crystal River | Florida |  |  |  | 628 | 4 | 442 | Coal Steam |  |  |  | Dry bottom wall-fired boiler | Y |  |  | 712 | 441.705 | 17057157.273 | 1642652.02 | 353.282 | 441.705 |  | 17057157.273 | 1642652.02 | 441.705 |  | 441.705 |  | 441.705 |  | 441.705 |  | 441.705 |  | 441.705 |  | 441.705 |  | 441.705 | 441.705 | Existing SCR | 0.051791 | 0.051791 |  | 42.6%
Crystal River | Florida |  |  |  | 628 | 5 | 443 | Coal Steam |  |  |  | Dry bottom wall-fired boiler | Y |  |  | 710 | 408.296 | 14670757.157 | 1604075.03 | 332.575 | 408.296 |  | 14670757.157 | 1604075.03 | 408.296 |  | 408.296 |  | 408.296 |  | 408.296 |  | 408.296 |  | 408.296 |  | 408.296 |  | 408.296 | 408.296 | Existing SCR | 0.055661 | 0.055661 |  | 35.28%
Curtis H. Stanton Energy Center | Florida |  |  |  | 564 | 1 | 368 | Coal Steam |  |  | 2026 | Dry bottom wall-fired boiler |  |  |  | 460 | 1614.735 | 11494919.679 | 1171519.4 | 1448.915 | 1614.735 |  | 11494919.679 | 1171519.4 | 1614.735 |  | 1614.735 |  | 1614.735 |  | 1614.735 |  | 1614.735 |  | 1614.735 |  | 1614.735 |  | 951.054 | 287.373 | Coal Steam SCR Retrofit | 0.28095 | 0.05 |  | 58.92%
Curtis H. Stanton Energy Center | Florida |  |  |  | 564 | 2 | 369 | Coal Steam |  |  |  | Dry bottom wall-fired boiler | Y |  |  | 466 | 869.759 | 12835992.162 | 1290597.95 | 860.0773 | 869.759 |  | 12835992.162 | 1290597.95 | 869.759 |  | 869.759 |  | 869.759 |  | 513.4397 | Optimize SCR | 513.4397 |  | 513.4397 |  | 513.4397 |  | 513.4397 | 513.4397 | Existing SCR | 0.08 | 0.08 |  | 65.08%
Curtis H. Stanton Energy Center | Florida |  |  |  | 564 | CCB | 90549 | Combined Cycle |  |  |  | Combined cycle | Y |  |  |  | 10.441 | 5103420.749 | 605882.55 | 9.9157 | 10.441 |  | 5103420.749 | 605882.55 | 10.441 |  | 10.441 |  | 10.441 |  | 10.441 |  | 10.441 |  | 10.441 |  | 10.441 |  | 10.441 | 10.441 | Not Coal Steam or O/G Steam | 0.0040918 | 0.0040918 |  | 53.77%
Debary | Florida |  |  |  | 6046 | **10 | 2718 | Combustion Turbine |  |  |  | Combustion turbine |  |  |  |  | 2.413 | 35767.297 | 2493.21 | 1.512 | 2.413 |  | 35767.297 | 2493.21 | 2.413 |  | 2.413 |  | 2.413 |  | 2.413 |  | 2.413 |  | 2.413 |  | 2.413 |  | 2.413 | 2.413 | Not Coal Steam or O/G Steam | 0.13493 | 0.13493 |  | 0.5277%
Debary | Florida |  |  |  | 6046 | **7 | 2719 | Combustion Turbine |  |  |  | Combustion turbine |  |  |  |  | 15.718 | 416364.704 | 30828.92 | 13.6343 | 15.718 |  | 416364.704 | 30828.92 | 15.718 |  | 15.718 |  | 15.718 |  | 15.718 |  | 15.718 |  | 15.718 |  | 15.718 |  | 15.718 | 15.718 | Not Coal Steam or O/G Steam | 0.075501 | 0.075501 |  | 7.855%
Debary | Florida |  |  |  | 6046 | **8 | 2720 | Combustion Turbine |  |  |  | Combustion turbine |  |  |  |  | 13.592 | 322968.294 | 23385.31 | 12.9887 | 13.592 |  | 322968.294 | 23385.31 | 13.592 |  | 13.592 |  | 13.592 |  | 13.592 |  | 13.592 |  | 13.592 |  | 13.592 |  | 13.592 | 13.592 | Not Coal Steam or O/G Steam | 0.084169 | 0.084169 |  | 7.198%
Debary | Florida |  |  |  | 6046 | **9 | 2721 | Combustion Turbine |  |  |  | Combustion turbine |  |  |  |  | 18.275 | 462076.778 | 33812.49 | 14.7667 | 18.275 |  | 462076.778 | 33812.49 | 18.275 |  | 18.275 |  | 18.275 |  | 18.275 |  | 18.275 |  | 18.275 |  | 18.275 |  | 18.275 | 18.275 | Not Coal Steam or O/G Steam | 0.079099 | 0.079099 |  | 8.298%
Deerhaven | Florida |  |  |  | 663 | B1 | 486 | O/G Steam |  |  | 2023 | Dry bottom wall-fired boiler |  |  |  | 83 | 99.402 | 1300771.294 | 111775.88 | 99.0557 | 0 | Y | 0 | 0 | 0 |  | 0 |  | 0 |  | 0 |  | 0 |  | 0 |  | 0 |  | 0 | 0 | Retired | 0 | 0 |  | 37.59%
Deerhaven | Florida |  |  |  | 663 | B2 | 487 | O/G Steam |  |  |  | Dry bottom wall-fired boiler | Y |  |  | 232 | 462.395 | 3568298.7 | 338436.46 | 459.9683 | 462.395 |  | 3568298.7 | 338436.46 | 231.1975 | Y | 231.1975 |  | 231.1975 |  | 53.5245 | Optimize SCR | 53.5245 |  | 53.5245 |  | 53.5245 |  | 53.5245 | 53.5245 | Existing SCR | 0.03 | 0.03 |  | 32.45%
Deerhaven | Florida |  |  |  | 663 | CT3 | 488 | Combustion Turbine |  |  |  | Combustion turbine |  |  |  |  | 0.727 | 48016.001 | 3569.44 | 0.70433 | 0.727 |  | 48016.001 | 3569.44 | 0.727 |  | 0.727 |  | 0.727 |  | 0.727 |  | 0.727 |  | 0.727 |  | 0.727 |  | 0.727 | 0.727 | Not Coal Steam or O/G Steam | 0.030282 | 0.030282 |  | 1.144%
Deerhaven Renewable Energy Center | Florida |  |  |  | 57241 | BFB1 | 90626 | Biomass |  |  |  | Bubbling fluidized bed boiler | Y |  |  |  | 128.695 | 4073096.859 | 306332.91 | 125.2687 | 128.695 |  | 4073096.859 | 306332.91 | 128.695 |  | 128.695 |  | 128.695 |  | 128.695 |  | 128.695 |  | 128.695 |  | 128.695 |  | 128.695 | 128.695 | Not Coal Steam or O/G Steam | 0.063193 | 0.063193 |  | 63.93%
Fort Myers | Florida |  |  |  | 612 | FMCT2A | 403 | Combined Cycle |  |  |  | Combined cycle |  |  |  |  | 72.16 | 5657952.346 | 843587.99 | 66.803 | 72.16 |  | 5657952.346 | 843587.99 | 72.16 |  | 72.16 |  | 72.16 |  | 72.16 |  | 72.16 |  | 72.16 |  | 72.16 |  | 72.16 | 72.16 | Not Coal Steam or O/G Steam | 0.025507 | 0.025507 |  | 70.11%
Fort Myers | Florida |  |  |  | 612 | FMCT2B | 404 | Combined Cycle |  |  |  | Combined cycle |  |  |  |  | 76.255 | 5234794.509 | 784569.55 | 68.1963 | 76.255 |  | 5234794.509 | 784569.55 | 76.255 |  | 76.255 |  | 76.255 |  | 76.255 |  | 76.255 |  | 76.255 |  | 76.255 |  | 76.255 | 76.255 | Not Coal Steam or O/G Steam | 0.029134 | 0.029134 |  | 64.63%
Fort Myers | Florida |  |  |  | 612 | FMCT2C | 405 | Combined Cycle |  |  |  | Combined cycle |  |  |  |  | 74.369 | 5189629.289 | 782098.46 | 68.3707 | 74.369 |  | 5189629.289 | 782098.46 | 74.369 |  | 74.369 |  | 74.369 |  | 74.369 |  | 74.369 |  | 74.369 |  | 74.369 |  | 74.369 | 74.369 | Not Coal Steam or O/G Steam | 0.028661 | 0.028661 |  | 62.15%
Fort Myers | Florida |  |  |  | 612 | FMCT2D | 406 | Combined Cycle |  |  |  | Combined cycle |  |  |  |  | 69.365 | 5253416.972 | 789652.46 | 66.5807 | 69.365 |  | 5253416.972 | 789652.46 | 69.365 |  | 69.365 |  | 69.365 |  | 69.365 |  | 69.365 |  | 69.365 |  | 69.365 |  | 69.365 | 69.365 | Not Coal Steam or O/G Steam | 0.026408 | 0.026408 |  | 67.4%
Fort Myers | Florida |  |  |  | 612 | FMCT2E | 407 | Combined Cycle |  |  |  | Combined cycle |  |  |  |  | 80.582 | 5602276.774 | 836423.76 | 72.6103 | 80.582 |  | 5602276.774 | 836423.76 | 80.582 |  | 80.582 |  | 80.582 |  | 80.582 |  | 80.582 |  | 80.582 |  | 80.582 |  | 80.582 | 80.582 | Not Coal Steam or O/G Steam | 0.028768 | 0.028768 |  | 68.86%
Fort Myers | Florida |  |  |  | 612 | FMCT2F | 408 | Combined Cycle |  |  |  | Combined cycle |  |  |  |  | 75.646 | 5325350.801 | 795726.26 | 69.982 | 75.646 |  | 5325350.801 | 795726.26 | 75.646 |  | 75.646 |  | 75.646 |  | 75.646 |  | 75.646 |  | 75.646 |  | 75.646 |  | 75.646 | 75.646 | Not Coal Steam or O/G Steam | 0.02841 | 0.02841 |  | 67.36%
Fort Myers | Florida |  |  |  | 612 | PFM3A | 411 | Combustion Turbine |  |  |  | Combustion turbine |  |  |  |  | 3.187 | 173420.819 | 16255.87 | 3.8523 | 3.187 |  | 173420.819 | 16255.87 | 3.187 |  | 3.187 |  | 3.187 |  | 3.187 |  | 3.187 |  | 3.187 |  | 3.187 |  | 3.187 | 3.187 | Not Coal Steam or O/G Steam | 0.036755 | 0.036755 |  | 3.012%
Fort Myers | Florida |  |  |  | 612 | PFM3B | 412 | Combustion Turbine |  |  |  | Combustion turbine |  |  |  |  | 2.289 | 145758.599 | 13845.14 | 2.5267 | 2.289 |  | 145758.599 | 13845.14 | 2.289 |  | 2.289 |  | 2.289 |  | 2.289 |  | 2.289 |  | 2.289 |  | 2.289 |  | 2.289 | 2.289 | Not Coal Steam or O/G Steam | 0.031408 | 0.031408 |  | 2.005%
Fort Myers | Florida |  |  |  | 612 | PFM3C | 91055 | Combustion Turbine |  |  |  | Combustion turbine |  |  |  |  | 3.98 | 237545.235 | 22188.94 | 6.0973 | 3.98 |  | 237545.235 | 22188.94 | 3.98 |  | 3.98 |  | 3.98 |  | 3.98 |  | 3.98 |  | 3.98 |  | 3.98 |  | 3.98 | 3.98 | Not Coal Steam or O/G Steam | 0.033509 | 0.033509 |  | 4.32%
Fort Myers | Florida |  |  |  | 612 | PFM3D | 91054 | Combustion Turbine |  |  |  | Combustion turbine |  |  |  |  | 5.382 | 325217.433 | 30106.22 | 6.392 | 5.382 |  | 325217.433 | 30106.22 | 5.382 |  | 5.382 |  | 5.382 |  | 5.382 |  | 5.382 |  | 5.382 |  | 5.382 |  | 5.382 | 5.382 | Not Coal Steam or O/G Steam | 0.033098 | 0.033098 |  | 4.498%
Greenland Energy Center | Florida |  |  |  | 56799 | 1 | 90380 | Combustion Turbine |  |  |  | Combustion turbine |  |  |  |  | 27.573 | 2009767.007 | 187119.88 | 27.1567 | 27.573 |  | 2009767.007 | 187119.88 | 27.573 |  | 27.573 |  | 27.573 |  | 27.573 |  | 27.573 |  | 27.573 |  | 27.573 |  | 27.573 | 27.573 | Not Coal Steam or O/G Steam | 0.027439 | 0.027439 |  | 25.15%
Greenland Energy Center | Florida |  |  |  | 56799 | 2 | 90381 | Combustion Turbine |  |  |  | Combustion turbine |  |  |  |  | 24.459 | 1644450.81 | 155162.34 | 28.2987 | 24.459 |  | 1644450.81 | 155162.34 | 24.459 |  | 24.459 |  | 24.459 |  | 24.459 |  | 24.459 |  | 24.459 |  | 24.459 |  | 24.459 | 24.459 | Not Coal Steam or O/G Steam | 0.029747 | 0.029747 |  | 24.38%
Gulf Clean Energy Center | Florida |  |  |  | 641 | 4 | 459 | O/G Steam |  |  | 2025 | Tangentially-fired |  | Y | Y | 75 | 0.691 | 29196.294 | 2219 | 5.1607 | 0.691 |  | 29196.294 | 2219 | 0.691 |  | 0.691 |  | 0.691 |  | 0.691 |  | 0.691 |  | 0.691 |  | 0.691 |  | 0.691 | 0.691 | O/G Steam Under 100 MW | 0.047335 | 0.047335 |  | 2.045%
Gulf Clean Energy Center | Florida |  |  |  | 641 | 5 | 460 | O/G Steam |  |  | 2027 | Tangentially-fired |  | Y | Y | 75 | 0.805 | 33131.19 | 2585.21 | 5.6497 | 0.805 |  | 33131.19 | 2585.21 | 0.805 |  | 0.805 |  | 0.805 |  | 0.805 |  | 0.805 |  | 0.805 |  | 0.805 |  | 0.805 | 0.805 | O/G Steam Under 100 MW | 0.048595 | 0.048595 |  | 2.227%
Gulf Clean Energy Center | Florida |  |  |  | 641 | 6 | 461 | O/G Steam |  |  |  | Dry bottom wall-fired boiler | Y |  | Y | 299 | 374.661 | 4597546.431 | 434470.71 | 318.3123 | 374.661 |  | 4597546.431 | 434470.71 | 374.661 |  | 374.661 |  | 374.661 |  | 68.9632 | Optimize SCR | 68.9632 |  | 68.9632 |  | 68.9632 |  | 68.9632 | 68.9632 | Existing SCR | 0.03 | 0.03 |  | 31.98%
Gulf Clean Energy Center | Florida |  |  |  | 641 | 7 | 462 | O/G Steam |  |  |  | Dry bottom wall-fired boiler | Y |  | Y | 475 | 346.385 | 5501211.257 | 488415.44 | 451.3823 | 346.385 |  | 5501211.257 | 488415.44 | 346.385 |  | 346.385 |  | 346.385 |  | 82.5182 | Optimize SCR | 82.5182 |  | 82.5182 |  | 82.5182 |  | 82.5182 | 82.5182 | Existing SCR | 0.03 | 0.03 |  | 27.28%
Hardee Power Station | Florida |  |  |  | 50949 | CT2B | 3703 | Combustion Turbine |  |  |  | Combustion turbine |  |  |  |  | 0.789 | 70545.426 | 5298.52 | 1.5447 | 0.789 |  | 70545.426 | 5298.52 | 0.789 |  | 0.789 |  | 0.789 |  | 0.789 |  | 0.789 |  | 0.789 |  | 0.789 |  | 0.789 | 0.789 | Not Coal Steam or O/G Steam | 0.022369 | 0.022369 |  | 3.178%
Hines Energy Complex | Florida |  |  |  | 7302 | 1A | 3090 | Combined Cycle |  |  |  | Combined cycle | Y |  |  |  | 68.871 | 3728219.974 | 343868.82 | 80.113 | 68.871 |  | 3728219.974 | 343868.82 | 68.871 |  | 68.871 |  | 68.871 |  | 22.3693 | Optimize SCR | 22.3693 |  | 22.3693 |  | 22.3693 |  | 22.3693 | 22.3693 | Not Coal Steam or O/G Steam | 0.012 | 0.012 |  | 57.57%
Hines Energy Complex | Florida |  |  |  | 7302 | 1B | 3091 | Combined Cycle |  |  |  | Combined cycle | Y |  |  |  | 55.309 | 2964711.383 | 272574.13 | 75.582 | 55.309 |  | 2964711.383 | 272574.13 | 55.309 |  | 55.309 |  | 55.309 |  | 17.7883 | Optimize SCR | 17.7883 |  | 17.7883 |  | 17.7883 |  | 17.7883 | 17.7883 | Not Coal Steam or O/G Steam | 0.012 | 0.012 |  | 55.04%
Hines Energy Complex | Florida |  |  |  | 7302 | 2A | 10029 | Combined Cycle |  |  |  | Combined cycle | Y |  |  |  | 32.504 | 5764414.118 | 512408.16 | 31.4323 | 32.504 |  | 5764414.118 | 512408.16 | 32.504 |  | 32.504 |  | 32.504 |  | 32.504 |  | 32.504 |  | 32.504 |  | 32.504 |  | 32.504 | 32.504 | Not Coal Steam or O/G Steam | 0.011277 | 0.011277 |  | 69.95%
Hines Energy Complex | Florida |  |  |  | 7302 | 2B | 10030 | Combined Cycle |  |  |  | Combined cycle | Y |  |  |  | 30.684 | 5556333.033 | 489890.11 | 31.5137 | 30.684 |  | 5556333.033 | 489890.11 | 30.684 |  | 30.684 |  | 30.684 |  | 30.684 |  | 30.684 |  | 30.684 |  | 30.684 |  | 30.684 | 30.684 | Not Coal Steam or O/G Steam | 0.011045 | 0.011045 |  | 71.95%
Hines Energy Complex | Florida |  |  |  | 7302 | 3A | 89245 | Combined Cycle |  |  |  | Combined cycle | Y |  |  |  | 17.525 | 3776571.927 | 345111.42 | 20.175 | 17.525 |  | 3776571.927 | 345111.42 | 17.525 |  | 17.525 |  | 17.525 |  | 17.525 |  | 17.525 |  | 17.525 |  | 17.525 |  | 17.525 | 17.525 | Not Coal Steam or O/G Steam | 0.0092809 | 0.0092809 |  | 58.05%
Hines Energy Complex | Florida |  |  |  | 7302 | 3B | 89246 | Combined Cycle |  |  |  | Combined cycle | Y |  |  |  | 16.026 | 3787823.63 | 352691.18 | 18.7427 | 16.026 |  | 3787823.63 | 352691.18 | 16.026 |  | 16.026 |  | 16.026 |  | 16.026 |  | 16.026 |  | 16.026 |  | 16.026 |  | 16.026 | 16.026 | Not Coal Steam or O/G Steam | 0.0084619 | 0.0084619 |  | 56.85%
Hines Energy Complex | Florida |  |  |  | 7302 | 4A | 90110 | Combined Cycle |  |  |  | Combined cycle | Y |  |  |  | 22.239 | 5502857.179 | 512888.78 | 21.5203 | 22.239 |  | 5502857.179 | 512888.78 | 22.239 |  | 22.239 |  | 22.239 |  | 22.239 |  | 22.239 |  | 22.239 |  | 22.239 |  | 22.239 | 22.239 | Not Coal Steam or O/G Steam | 0.0080827 | 0.0080827 |  | 66.77%
Hines Energy Complex | Florida |  |  |  | 7302 | 4B | 90111 | Combined Cycle |  |  |  | Combined cycle | Y |  |  |  | 21.914 | 5531567.407 | 512511.29 | 20.8073 | 21.914 |  | 5531567.407 | 512511.29 | 21.914 |  | 21.914 |  | 21.914 |  | 21.914 |  | 21.914 |  | 21.914 |  | 21.914 |  | 21.914 | 21.914 | Not Coal Steam or O/G Steam | 0.0079233 | 0.0079233 |  | 66.77%
Indian River (683) | Florida |  |  |  | 683 | **C | 516 | Combustion Turbine |  |  |  | Combustion turbine |  |  |  |  | 6.42 | 164647.678 | 10077.22 | 4.5307 | 6.42 |  | 164647.678 | 10077.22 | 6.42 |  | 6.42 |  | 6.42 |  | 6.42 |  | 6.42 |  | 6.42 |  | 6.42 |  | 6.42 | 6.42 | Not Coal Steam or O/G Steam | 0.077985 | 0.077985 |  | 2.417%
Indian River (683) | Florida |  |  |  | 683 | **D | 517 | Combustion Turbine |  |  |  | Combustion turbine |  |  |  |  | 6.709 | 193256.166 | 12483.53 | 4.0377 | 6.709 |  | 193256.166 | 12483.53 | 6.709 |  | 6.709 |  | 6.709 |  | 6.709 |  | 6.709 |  | 6.709 |  | 6.709 |  | 6.709 | 6.709 | Not Coal Steam or O/G Steam | 0.069431 | 0.069431 |  | 2.42%
Intercession City | Florida |  |  |  | 8049 | **10 | 3440 | Combustion Turbine |  |  |  | Combustion turbine |  |  |  |  | 6.929 | 163325.379 | 11429.45 | 10.9587 | 6.929 |  | 163325.379 | 11429.45 | 6.929 |  | 6.929 |  | 6.929 |  | 6.929 |  | 6.929 |  | 6.929 |  | 6.929 |  | 6.929 | 6.929 | Not Coal Steam or O/G Steam | 0.084849 | 0.084849 |  | 6.054%
Intercession City | Florida |  |  |  | 8049 | **11 | 3441 | Combustion Turbine |  |  |  | Combustion turbine |  |  |  |  | 2.313 | 33599.308 | 2883.52 | 2.188 | 2.313 |  | 33599.308 | 2883.52 | 2.313 |  | 2.313 |  | 2.313 |  | 2.313 |  | 2.313 |  | 2.313 |  | 2.313 |  | 2.313 | 2.313 | Not Coal Steam or O/G Steam | 0.13768 | 0.13768 |  | 0.4224%
Intercession City | Florida |  |  |  | 8049 | **12 | 3442 | Combustion Turbine |  |  |  | Combustion turbine |  |  |  |  | 5.595 | 359202.741 | 26992.46 | 6.0883 | 5.595 |  | 359202.741 | 26992.46 | 5.595 |  | 5.595 |  | 5.595 |  | 5.595 |  | 5.595 |  | 5.595 |  | 5.595 |  | 5.595 | 5.595 | Not Coal Steam or O/G Steam | 0.031152 | 0.031152 |  | 8.467%
Intercession City | Florida |  |  |  | 8049 | **13 | 3443 | Combustion Turbine |  |  |  | Combustion turbine |  |  |  |  | 7.998 | 548174.991 | 41387.76 | 6.686 | 7.998 |  | 548174.991 | 41387.76 | 7.998 |  | 7.998 |  | 7.998 |  | 7.998 |  | 7.998 |  | 7.998 |  | 7.998 |  | 7.998 | 7.998 | Not Coal Steam or O/G Steam | 0.02918 | 0.02918 |  | 6.74%
Intercession City | Florida |  |  |  | 8049 | **14 | 3444 | Combustion Turbine |  |  |  | Combustion turbine |  |  |  |  | 9.774 | 664156.754 | 49143.74 | 8.1193 | 9.774 |  | 664156.754 | 49143.74 | 9.774 |  | 9.774 |  | 9.774 |  | 9.774 |  | 9.774 |  | 9.774 |  | 9.774 |  | 9.774 | 9.774 | Not Coal Steam or O/G Steam | 0.029433 | 0.029433 |  | 13.74%
Intercession City | Florida |  |  |  | 8049 | **7 | 3445 | Combustion Turbine |  |  |  | Combustion turbine |  |  |  |  | 19.847 | 472766.412 | 34098.36 | 13.1497 | 19.847 |  | 472766.412 | 34098.36 | 19.847 |  | 19.847 |  | 19.847 |  | 19.847 |  | 19.847 |  | 19.847 |  | 19.847 |  | 19.847 | 19.847 | Not Coal Steam or O/G Steam | 0.083961 | 0.083961 |  | 6.916%
Intercession City | Florida |  |  |  | 8049 | **8 | 3446 | Combustion Turbine |  |  |  | Combustion turbine |  |  |  |  | 16.834 | 398396.216 | 27921.11 | 14.1777 | 16.834 |  | 398396.216 | 27921.11 | 16.834 |  | 16.834 |  | 16.834 |  | 16.834 |  | 16.834 |  | 16.834 |  | 16.834 |  | 16.834 | 16.834 | Not Coal Steam or O/G Steam | 0.084509 | 0.084509 |  | 7.968%
Intercession City | Florida |  |  |  | 8049 | **9 | 3447 | Combustion Turbine |  |  |  | Combustion turbine |  |  |  |  | 5.717 | 138504.516 | 9943.22 | 10.8497 | 5.717 |  | 138504.516 | 9943.22 | 5.717 |  | 5.717 |  | 5.717 |  | 5.717 |  | 5.717 |  | 5.717 |  | 5.717 |  | 5.717 | 5.717 | Not Coal Steam or O/G Steam | 0.082553 | 0.082553 |  | 6.16%
J D Kennedy | Florida |  |  |  | 666 | 7 | 493 | Combustion Turbine |  |  |  | Combustion turbine |  |  |  |  | 3.268 | 198503.682 | 18852.25 | 9.3093 | 3.268 |  | 198503.682 | 18852.25 | 3.268 |  | 3.268 |  | 3.268 |  | 3.268 |  | 3.268 |  | 3.268 |  | 3.268 |  | 3.268 | 3.268 | Not Coal Steam or O/G Steam | 0.032926 | 0.032926 |  | 7.919%
J D Kennedy | Florida |  |  |  | 666 | CT8 | 90118 | Combustion Turbine |  |  |  | Combustion turbine |  |  |  |  | 17.458 | 929303.38 | 94413.59 | 9.2023 | 17.458 |  | 929303.38 | 94413.59 | 17.458 |  | 17.458 |  | 17.458 |  | 17.458 |  | 17.458 |  | 17.458 |  | 17.458 |  | 17.458 | 17.458 | Not Coal Steam or O/G Steam | 0.037572 | 0.037572 |  | 6.672%
J R Kelly | Florida |  |  |  | 664 | CC1 | 489 | Combined Cycle |  |  | 2023 | Combined cycle |  |  |  |  | 27.157 | 2131206.91 | 239058.06 | 30.0437 | 0 | Y | 0 | 0 | 0 |  | 0 |  | 0 |  | 0 |  | 0 |  | 0 |  | 0 |  | 0 | 0 | Not Coal Steam or O/G Steam | 0 | 0 |  | 57.96%
Lansing Smith Generating Plant | Florida |  |  |  | 643 | 4 | 8284 | Combined Cycle |  |  |  | Combined cycle |  |  |  |  | 103.731 | 7632039.221 | 1084593.53 | 100.378 | 103.731 |  | 7632039.221 | 1084593.53 | 103.731 |  | 103.731 |  | 103.731 |  | 103.731 |  | 103.731 |  | 103.731 |  | 103.731 |  | 103.731 | 103.731 | Not Coal Steam or O/G Steam | 0.027183 | 0.027183 |  | 67.47%
Lansing Smith Generating Plant | Florida |  |  |  | 643 | 5 | 8286 | Combined Cycle |  |  |  | Combined cycle |  |  |  |  | 106.028 | 7793455.338 | 1109762.98 | 94.3187 | 106.028 |  | 7793455.338 | 1109762.98 | 106.028 |  | 106.028 |  | 106.028 |  | 106.028 |  | 106.028 |  | 106.028 |  | 106.028 |  | 106.028 | 106.028 | Not Coal Steam or O/G Steam | 0.027209 | 0.027209 |  | 64.25%
Lauderdale | Florida |  |  |  | 613 | PFL6A | 91056 | Combustion Turbine |  |  |  | Combustion turbine |  |  |  |  | 3.946 | 261551.095 | 25131.24 | 4.9027 | 3.946 |  | 261551.095 | 25131.24 | 3.946 |  | 3.946 |  | 3.946 |  | 3.946 |  | 3.946 |  | 3.946 |  | 3.946 |  | 3.946 | 3.946 | Not Coal Steam or O/G Steam | 0.030174 | 0.030174 |  | 3.561%
Lauderdale | Florida |  |  |  | 613 | PFL6B | 91057 | Combustion Turbine |  |  |  | Combustion turbine |  |  |  |  | 3.022 | 202550.711 | 19371.82 | 4.9563 | 3.022 |  | 202550.711 | 19371.82 | 3.022 |  | 3.022 |  | 3.022 |  | 3.022 |  | 3.022 |  | 3.022 |  | 3.022 |  | 3.022 | 3.022 | Not Coal Steam or O/G Steam | 0.029839 | 0.029839 |  | 3.646%
Lauderdale | Florida |  |  |  | 613 | PFL6C | 91058 | Combustion Turbine |  |  |  | Combustion turbine |  |  |  |  | 7.533 | 518090.965 | 50552.67 | 6.6807 | 7.533 |  | 518090.965 | 50552.67 | 7.533 |  | 7.533 |  | 7.533 |  | 7.533 |  | 7.533 |  | 7.533 |  | 7.533 |  | 7.533 | 7.533 | Not Coal Steam or O/G Steam | 0.02908 | 0.02908 |  | 4.982%
Lauderdale | Florida |  |  |  | 613 | PFL6D | 91059 | Combustion Turbine |  |  |  | Combustion turbine |  |  |  |  | 9.41 | 642705.739 | 61519.96 | 10.0427 | 9.41 |  | 642705.739 | 61519.96 | 9.41 |  | 9.41 |  | 9.41 |  | 9.41 |  | 9.41 |  | 9.41 |  | 9.41 |  | 9.41 | 9.41 | Not Coal Steam or O/G Steam | 0.029282 | 0.029282 |  | 7.445%
Lauderdale | Florida |  |  |  | 613 | PFL6E | 91060 | Combustion Turbine |  |  |  | Combustion turbine |  |  |  |  | 7.86 | 538227.076 | 54132.58 | 10.2163 | 7.86 |  | 538227.076 | 54132.58 | 7.86 |  | 7.86 |  | 7.86 |  | 7.86 |  | 7.86 |  | 7.86 |  | 7.86 |  | 7.86 | 7.86 | Not Coal Steam or O/G Steam | 0.029207 | 0.029207 |  | 7.759%
Manatee | Florida |  |  |  | 6042 | MTCT3A | 88110 | Combined Cycle |  |  |  | Combined cycle | Y |  |  |  | 20.12 | 4993133.413 | 750507.49 | 21.35 | 20.12 |  | 4993133.413 | 750507.49 | 20.12 |  | 20.12 |  | 20.12 |  | 20.12 |  | 20.12 |  | 20.12 |  | 20.12 |  | 20.12 | 20.12 | Not Coal Steam or O/G Steam | 0.0080591 | 0.0080591 |  | 62.52%
Manatee | Florida |  |  |  | 6042 | MTCT3B | 88111 | Combined Cycle |  |  |  | Combined cycle | Y |  |  |  | 21.286 | 5591996.791 | 850302.55 | 23.5973 | 21.286 |  | 5591996.791 | 850302.55 | 21.286 |  | 21.286 |  | 21.286 |  | 21.286 |  | 21.286 |  | 21.286 |  | 21.286 |  | 21.286 | 21.286 | Not Coal Steam or O/G Steam | 0.007613 | 0.007613 |  | 69.04%
Manatee | Florida |  |  |  | 6042 | MTCT3C | 88112 | Combined Cycle |  |  |  | Combined cycle | Y |  |  |  | 21.794 | 4952384.143 | 738941.68 | 23.3663 | 21.794 |  | 4952384.143 | 738941.68 | 21.794 |  | 21.794 |  | 21.794 |  | 21.794 |  | 21.794 |  | 21.794 |  | 21.794 |  | 21.794 | 21.794 | Not Coal Steam or O/G Steam | 0.0088014 | 0.0088014 |  | 61.63%
Manatee | Florida |  |  |  | 6042 | MTCT3D | 88113 | Combined Cycle |  |  |  | Combined cycle | Y |  |  |  | 20.816 | 4957380.414 | 751817.9 | 23.7023 | 20.816 |  | 4957380.414 | 751817.9 | 20.816 |  | 20.816 |  | 20.816 |  | 20.816 |  | 20.816 |  | 20.816 |  | 20.816 |  | 20.816 | 20.816 | Not Coal Steam or O/G Steam | 0.008398 | 0.008398 |  | 66.88%
Manatee | Florida |  |  |  | 6042 | PMT1 | 2706 | O/G Steam |  |  |  | Dry bottom wall-fired boiler |  |  |  | 809 | 126.422 | 6454035.762 | 571787.92 | 176.8313 | 126.422 |  | 6454035.762 | 571787.92 | 126.422 |  | 126.422 |  | 126.422 |  | 126.422 |  | 126.422 |  | 126.422 |  | 126.422 |  | 111.6163 | 96.8105 | O/G Steam SCR Retrofit | 0.039176 | 0.03 |  | 24.87%
Manatee | Florida |  |  |  | 6042 | PMT2 | 2707 | O/G Steam |  |  |  | Dry bottom wall-fired boiler |  |  |  | 809 | 151.305 | 5408625.872 | 522500.74 | 188.8807 | 151.305 |  | 5408625.872 | 522500.74 | 151.305 |  | 151.305 |  | 151.305 |  | 151.305 |  | 151.305 |  | 151.305 |  | 151.305 |  | 116.2172 | 81.1294 | O/G Steam SCR Retrofit | 0.05595 | 0.03 |  | 21.68%
Martin | Florida |  |  |  | 6043 | HRSG3A | 2710 | Combined Cycle |  |  |  | Combined cycle | Y |  |  |  | 56.772 | 4700318.678 | 638425 | 55.1707 | 56.772 |  | 4700318.678 | 638425 | 56.772 |  | 56.772 |  | 56.772 |  | 28.2019 | Optimize SCR | 28.2019 |  | 28.2019 |  | 28.2019 |  | 28.2019 | 28.2019 | Not Coal Steam or O/G Steam | 0.012 | 0.012 |  | 58.44%
Martin | Florida |  |  |  | 6043 | HRSG3B | 2711 | Combined Cycle |  |  |  | Combined cycle | Y |  |  |  | 45.36 | 3442810.423 | 472383.18 | 49.2617 | 45.36 |  | 3442810.423 | 472383.18 | 45.36 |  | 45.36 |  | 45.36 |  | 20.6569 | Optimize SCR | 20.6569 |  | 20.6569 |  | 20.6569 |  | 20.6569 | 20.6569 | Not Coal Steam or O/G Steam | 0.012 | 0.012 |  | 52.05%
Martin | Florida |  |  |  | 6043 | HRSG4A | 2712 | Combined Cycle |  |  |  | Combined cycle | Y |  |  |  | 45.265 | 3578943.118 | 497702.33 | 47.8003 | 45.265 |  | 3578943.118 | 497702.33 | 45.265 |  | 45.265 |  | 45.265 |  | 21.4737 | Optimize SCR | 21.4737 |  | 21.4737 |  | 21.4737 |  | 21.4737 | 21.4737 | Not Coal Steam or O/G Steam | 0.012 | 0.012 |  | 49.78%
Martin | Florida |  |  |  | 6043 | HRSG4B | 2713 | Combined Cycle |  |  |  | Combined cycle | Y |  |  |  | 44.207 | 3439829.33 | 473833.98 | 53.2693 | 44.207 |  | 3439829.33 | 473833.98 | 44.207 |  | 44.207 |  | 44.207 |  | 20.639 | Optimize SCR | 20.639 |  | 20.639 |  | 20.639 |  | 20.639 | 20.639 | Not Coal Steam or O/G Steam | 0.012 | 0.012 |  | 58.12%
Martin | Florida |  |  |  | 6043 | PMR8A | 2716 | Combined Cycle |  |  |  | Combined cycle | Y |  |  |  | 20.512 | 5673927.837 | 853457.52 | 20.185 | 20.512 |  | 5673927.837 | 853457.52 | 20.512 |  | 20.512 |  | 20.512 |  | 20.512 |  | 20.512 |  | 20.512 |  | 20.512 |  | 20.512 | 20.512 | Not Coal Steam or O/G Steam | 0.0072303 | 0.0072303 |  | 66.23%
Martin | Florida |  |  |  | 6043 | PMR8B | 2717 | Combined Cycle |  |  |  | Combined cycle | Y |  |  |  | 19.694 | 5581655.767 | 836806.86 | 19.1097 | 19.694 |  | 5581655.767 | 836806.86 | 19.694 |  | 19.694 |  | 19.694 |  | 19.694 |  | 19.694 |  | 19.694 |  | 19.694 |  | 19.694 | 19.694 | Not Coal Steam or O/G Steam | 0.0070567 | 0.0070567 |  | 60.93%
Martin | Florida |  |  |  | 6043 | PMR8C | 88114 | Combined Cycle |  |  |  | Combined cycle | Y |  |  |  | 19.872 | 5765541.484 | 874879.9 | 19.965 | 19.872 |  | 5765541.484 | 874879.9 | 19.872 |  | 19.872 |  | 19.872 |  | 19.872 |  | 19.872 |  | 19.872 |  | 19.872 |  | 19.872 | 19.872 | Not Coal Steam or O/G Steam | 0.0068934 | 0.0068934 |  | 67.48%
Martin | Florida |  |  |  | 6043 | PMR8D | 88115 | Combined Cycle |  |  |  | Combined cycle | Y |  |  |  | 17.901 | 4703277.316 | 719954.25 | 19.4543 | 17.901 |  | 4703277.316 | 719954.25 | 17.901 |  | 17.901 |  | 17.901 |  | 17.901 |  | 17.901 |  | 17.901 |  | 17.901 |  | 17.901 | 17.901 | Not Coal Steam or O/G Steam | 0.0076121 | 0.0076121 |  | 62.87%
Midulla Generating Station | Florida |  |  |  | 7380 | 1 | 8366 | Combined Cycle |  |  |  | Combined cycle | Y |  |  |  | 100.671 | 6379864.677 | 597283.21 | 92.9163 | 100.671 |  | 6379864.677 | 597283.21 | 100.671 |  | 100.671 |  | 100.671 |  | 38.2792 | Optimize SCR | 38.2792 |  | 38.2792 |  | 38.2792 |  | 38.2792 | 38.2792 | Not Coal Steam or O/G Steam | 0.012 | 0.012 |  | 75.34%
Midulla Generating Station | Florida |  |  |  | 7380 | 2 | 8368 | Combined Cycle |  |  |  | Combined cycle | Y |  |  |  | 100.778 | 6521416.642 | 595678.64 | 93.3953 | 100.778 |  | 6521416.642 | 595678.64 | 100.778 |  | 100.778 |  | 100.778 |  | 39.1285 | Optimize SCR | 39.1285 |  | 39.1285 |  | 39.1285 |  | 39.1285 | 39.1285 | Not Coal Steam or O/G Steam | 0.012 | 0.012 |  | 76.32%
Midulla Generating Station | Florida |  |  |  | 7380 | 4A | 89703 | Combustion Turbine |  |  |  | Combustion turbine |  |  |  |  | 2.602 | 60657.514 | 5207.63 | 3.3303 | 2.602 |  | 60657.514 | 5207.63 | 2.602 |  | 2.602 |  | 2.602 |  | 2.602 |  | 2.602 |  | 2.602 |  | 2.602 |  | 2.602 | 2.602 | Not Coal Steam or O/G Steam | 0.085793 | 0.085793 |  | 3.794%
Midulla Generating Station | Florida |  |  |  | 7380 | 4B | 89704 | Combustion Turbine |  |  |  | Combustion turbine |  |  |  |  | 2.705 | 69150.98 | 5590.68 | 3.225 | 2.705 |  | 69150.98 | 5590.68 | 2.705 |  | 2.705 |  | 2.705 |  | 2.705 |  | 2.705 |  | 2.705 |  | 2.705 |  | 2.705 | 2.705 | Not Coal Steam or O/G Steam | 0.078235 | 0.078235 |  | 3.809%
Midulla Generating Station | Florida |  |  |  | 7380 | 5A | 89705 | Combustion Turbine |  |  |  | Combustion turbine |  |  |  |  | 3.033 | 64483.759 | 4977.42 | 4.0383 | 3.033 |  | 64483.759 | 4977.42 | 3.033 |  | 3.033 |  | 3.033 |  | 3.033 |  | 3.033 |  | 3.033 |  | 3.033 |  | 3.033 | 3.033 | Not Coal Steam or O/G Steam | 0.09407 | 0.09407 |  | 4.15%
Midulla Generating Station | Florida |  |  |  | 7380 | 5B | 89706 | Combustion Turbine |  |  |  | Combustion turbine |  |  |  |  | 3.278 | 80186.544 | 7334.61 | 3.965 | 3.278 |  | 80186.544 | 7334.61 | 3.278 |  | 3.278 |  | 3.278 |  | 3.278 |  | 3.278 |  | 3.278 |  | 3.278 |  | 3.278 | 3.278 | Not Coal Steam or O/G Steam | 0.081759 | 0.081759 |  | 4.344%
Midulla Generating Station | Florida |  |  |  | 7380 | 6A | 89707 | Combustion Turbine |  |  |  | Combustion turbine |  |  |  |  | 4.313 | 115798.322 | 9771.56 | 3.079 | 4.313 |  | 115798.322 | 9771.56 | 4.313 |  | 4.313 |  | 4.313 |  | 4.313 |  | 4.313 |  | 4.313 |  | 4.313 |  | 4.313 | 4.313 | Not Coal Steam or O/G Steam | 0.074492 | 0.074492 |  | 3.845%
Midulla Generating Station | Florida |  |  |  | 7380 | 6B | 89708 | Combustion Turbine |  |  |  | Combustion turbine |  |  |  |  | 4.484 | 117070.734 | 10126.48 | 3.157 | 4.484 |  | 117070.734 | 10126.48 | 4.484 |  | 4.484 |  | 4.484 |  | 4.484 |  | 4.484 |  | 4.484 |  | 4.484 |  | 4.484 | 4.484 | Not Coal Steam or O/G Steam | 0.076603 | 0.076603 |  | 3.933%
Midulla Generating Station | Florida |  |  |  | 7380 | 7A | 89709 | Combustion Turbine |  |  |  | Combustion turbine |  |  |  |  | 5.191 | 124804.089 | 10532.13 | 4.8937 | 5.191 |  | 124804.089 | 10532.13 | 5.191 |  | 5.191 |  | 5.191 |  | 5.191 |  | 5.191 |  | 5.191 |  | 5.191 |  | 5.191 | 5.191 | Not Coal Steam or O/G Steam | 0.083186 | 0.083186 |  | 5.741%
Midulla Generating Station | Florida |  |  |  | 7380 | 7B | 89710 | Combustion Turbine |  |  |  | Combustion turbine |  |  |  |  | 4.877 | 123829.7 | 10796.69 | 4.936 | 4.877 |  | 123829.7 | 10796.69 | 4.877 |  | 4.877 |  | 4.877 |  | 4.877 |  | 4.877 |  | 4.877 |  | 4.877 |  | 4.877 | 4.877 | Not Coal Steam or O/G Steam | 0.078769 | 0.078769 |  | 6.094%
Midulla Generating Station | Florida |  |  |  | 7380 | 8A | 89711 | Combustion Turbine |  |  |  | Combustion turbine |  |  |  |  | 3.175 | 68021.157 | 5934.27 | 3.2357 | 3.175 |  | 68021.157 | 5934.27 | 3.175 |  | 3.175 |  | 3.175 |  | 3.175 |  | 3.175 |  | 3.175 |  | 3.175 |  | 3.175 | 3.175 | Not Coal Steam or O/G Steam | 0.093353 | 0.093353 |  | 3.474%
Midulla Generating Station | Florida |  |  |  | 7380 | 8B | 89712 | Combustion Turbine |  |  |  | Combustion turbine |  |  |  |  | 3.241 | 84025.26 | 6806.39 | 2.8327 | 3.241 |  | 84025.26 | 6806.39 | 3.241 |  | 3.241 |  | 3.241 |  | 3.241 |  | 3.241 |  | 3.241 |  | 3.241 |  | 3.241 | 3.241 | Not Coal Steam or O/G Steam | 0.077143 | 0.077143 |  | 3.583%
Mulberry Cogeneration Facility | Florida |  |  |  | 54426 | 1 | 3772 | Combined Cycle |  |  |  | Combined cycle |  |  |  |  | 32.166 | 1603383.001 | 203408.14 | 27.0953 | 32.166 |  | 1603383.001 | 203408.14 | 32.166 |  | 32.166 |  | 32.166 |  | 32.166 |  | 32.166 |  | 32.166 |  | 32.166 |  | 32.166 | 32.166 | Not Coal Steam or O/G Steam | 0.040123 | 0.040123 |  | 37.76%
Northside | Florida |  |  |  | 667 | 1A | 497 | Coal Steam |  |  |  | Circulating fluidized bed boiler |  | Y |  | 293 | 75.805 | 2272411.09 | 206214.02 | 224.7363 | 75.805 |  | 2272411.09 | 206214.02 | 75.805 |  | 75.805 |  | 75.805 |  | 75.805 |  | 75.805 |  | 75.805 |  | 75.805 |  | 75.805 | 75.805 | Coal Steam, Circulating fluidized bed, Under 0.08 | 0.066718 | 0.066718 |  | 50.53%
Northside | Florida |  |  |  | 667 | 2A | 499 | Coal Steam |  |  |  | Circulating fluidized bed boiler |  | Y |  | 293 | 109.298 | 6175554.959 | 622090.12 | 105.8017 | 109.298 |  | 6175554.959 | 622090.12 | 109.298 |  | 109.298 |  | 109.298 |  | 109.298 |  | 109.298 |  | 109.298 |  | 109.298 |  | 109.298 | 109.298 | Coal Steam, Circulating fluidized bed, Under 0.08 | 0.035397 | 0.035397 |  | 40.63%
Northside | Florida |  |  |  | 667 | 3 | 500 | O/G Steam |  |  |  | Dry bottom wall-fired boiler |  | Y |  | 524 | 695.796 | 9277927.556 | 826996.49 | 926.543 | 695.796 |  | 9277927.556 | 826996.49 | 695.796 |  | 695.796 |  | 695.796 |  | 695.796 |  | 695.796 |  | 695.796 |  | 695.796 |  | 417.4825 | 139.1689 | O/G Steam SCR Retrofit | 0.14999 | 0.03 |  | 53.52%
Okeechobee Clean Energy Center | Florida |  |  |  | 60345 | OCEC1A | 91288 | Combined Cycle |  |  |  | Combined cycle | Y |  |  |  | 31.979 | 8993101.804 | 1541011.99 | 33.8523 | 31.979 |  | 8993101.804 | 1541011.99 | 31.979 |  | 31.979 |  | 31.979 |  | 31.979 |  | 31.979 |  | 31.979 |  | 31.979 |  | 31.979 | 31.979 | Not Coal Steam or O/G Steam | 0.0071119 | 0.0071119 |  | 83.62%
Okeechobee Clean Energy Center | Florida |  |  |  | 60345 | OCEC1B | 91287 | Combined Cycle |  |  |  | Combined cycle | Y |  |  |  | 16.834 | 4976802.411 | 854088.65 | 23.1577 | 16.834 |  | 4976802.411 | 854088.65 | 16.834 |  | 16.834 |  | 16.834 |  | 16.834 |  | 16.834 |  | 16.834 |  | 16.834 |  | 16.834 | 16.834 | Not Coal Steam or O/G Steam | 0.006765 | 0.006765 |  | 56.94%
Okeechobee Clean Energy Center | Florida |  |  |  | 60345 | OCEC1C | 91289 | Combined Cycle |  |  |  | Combined cycle | Y |  |  |  | 32.449 | 9369172.512 | 1602461.25 | 32.7337 | 32.449 |  | 9369172.512 | 1602461.25 | 32.449 |  | 32.449 |  | 32.449 |  | 32.449 |  | 32.449 |  | 32.449 |  | 32.449 |  | 32.449 | 32.449 | Not Coal Steam or O/G Steam | 0.0069268 | 0.0069268 |  | 81.32%
Oleander Power Project | Florida |  |  |  | 55286 | O-1 | 4446 | Combustion Turbine |  |  |  | Combustion turbine |  |  |  |  | 15.887 | 1237899.714 | 122684.27 | 11.1617 | 15.887 |  | 1237899.714 | 122684.27 | 15.887 |  | 15.887 |  | 15.887 |  | 15.887 |  | 15.887 |  | 15.887 |  | 15.887 |  | 15.887 | 15.887 | Not Coal Steam or O/G Steam | 0.025668 | 0.025668 |  | 11.56%
Oleander Power Project | Florida |  |  |  | 55286 | O-2 | 4447 | Combustion Turbine |  |  |  | Combustion turbine |  |  |  |  | 0.747 | 53815.09 | 5334.13 | 1.9357 | 0.747 |  | 53815.09 | 5334.13 | 0.747 |  | 0.747 |  | 0.747 |  | 0.747 |  | 0.747 |  | 0.747 |  | 0.747 |  | 0.747 | 0.747 | Not Coal Steam or O/G Steam | 0.027762 | 0.027762 |  | 1.633%
Oleander Power Project | Florida |  |  |  | 55286 | O-3 | 4448 | Combustion Turbine |  |  |  | Combustion turbine |  |  |  |  | 0.507 | 37774.16 | 3647.45 | 0.63733 | 0.507 |  | 37774.16 | 3647.45 | 0.507 |  | 0.507 |  | 0.507 |  | 0.507 |  | 0.507 |  | 0.507 |  | 0.507 |  | 0.507 | 0.507 | Not Coal Steam or O/G Steam | 0.026844 | 0.026844 |  | 0.5479%
Oleander Power Project | Florida |  |  |  | 55286 | O-4 | 4449 | Combustion Turbine |  |  |  | Combustion turbine |  |  |  |  | 0.329 | 24580.445 | 2305.59 | 0.49967 | 0.329 |  | 24580.445 | 2305.59 | 0.329 |  | 0.329 |  | 0.329 |  | 0.329 |  | 0.329 |  | 0.329 |  | 0.329 |  | 0.329 | 0.329 | Not Coal Steam or O/G Steam | 0.026769 | 0.026769 |  | 0.432%
Oleander Power Project | Florida |  |  |  | 55286 | O-5 | 4450 | Combustion Turbine |  |  |  | Combustion turbine |  |  |  |  | 1.911 | 141586.499 | 13339.83 | 2.4743 | 1.911 |  | 141586.499 | 13339.83 | 1.911 |  | 1.911 |  | 1.911 |  | 1.911 |  | 1.911 |  | 1.911 |  | 1.911 |  | 1.911 | 1.911 | Not Coal Steam or O/G Steam | 0.026994 | 0.026994 |  | 2.308%
Orange Cogeneration Facility | Florida |  |  |  | 54365 | 1 | 3762 | Combined Cycle |  |  |  | Combined cycle |  |  |  |  | 17.014 | 647277.634 | 83667.89 | 17.5067 | 17.014 |  | 647277.634 | 83667.89 | 17.014 |  | 17.014 |  | 17.014 |  | 17.014 |  | 17.014 |  | 17.014 |  | 17.014 |  | 17.014 | 17.014 | Not Coal Steam or O/G Steam | 0.052571 | 0.052571 |  | 33.42%
Orange Cogeneration Facility | Florida |  |  |  | 54365 | 2 | 3763 | Combined Cycle |  |  |  | Combined cycle |  |  |  |  | 17.866 | 676478.57 | 88462.69 | 17.3353 | 17.866 |  | 676478.57 | 88462.69 | 17.866 |  | 17.866 |  | 17.866 |  | 17.866 |  | 17.866 |  | 17.866 |  | 17.866 |  | 17.866 | 17.866 | Not Coal Steam or O/G Steam | 0.052821 | 0.052821 |  | 30.78%
Orlando CoGen | Florida |  |  |  | 54466 | 1 | 3773 | Combined Cycle |  |  |  | Combined cycle |  |  |  |  | 90.389 | 3555613.516 | 448809.32 | 87.9723 | 90.389 |  | 3555613.516 | 448809.32 | 90.389 |  | 90.389 |  | 90.389 |  | 90.389 |  | 90.389 |  | 90.389 |  | 90.389 |  | 90.389 | 90.389 | Not Coal Steam or O/G Steam | 0.050843 | 0.050843 |  | 75.07%
Osceola | Florida |  |  |  | 55192 | OSC1 | 8462 | Combustion Turbine |  |  |  | Combustion turbine | [28 empty] | Not Coal Steam or O/G Steam | 0 | 0
Osceola | Florida |  |  |  | 55192 | OSC2 | 8464 | Combustion Turbine |  |  |  | Combustion turbine | [28 empty] | Not Coal Steam or O/G Steam | 0 | 0
Osceola | Florida |  |  |  | 55192 | OSC3 | 8466 | Combustion Turbine |  |  |  | Combustion turbine | [28 empty] | Not Coal Steam or O/G Steam | 0 | 0
Osprey Energy Center | Florida |  |  |  | 55412 | CT1 | 8548 | Combined Cycle |  |  |  | Combined cycle | Y |  |  |  | 31.605 | 5543789.073 | 782727.52 | 31.4283 | 31.605 |  | 5543789.073 | 782727.52 | 31.605 |  | 31.605 |  | 31.605 |  | 31.605 |  | 31.605 |  | 31.605 |  | 31.605 |  | 31.605 | 31.605 | Not Coal Steam or O/G Steam | 0.011402 | 0.011402 |  | 67.02%
Osprey Energy Center | Florida |  |  |  | 55412 | CT2 | 8550 | Combined Cycle |  |  |  | Combined cycle | Y |  |  |  | 31.484 | 5464201.788 | 772400.69 | 28.6013 | 31.484 |  | 5464201.788 | 772400.69 | 31.484 |  | 31.484 |  | 31.484 |  | 31.484 |  | 31.484 |  | 31.484 |  | 31.484 |  | 31.484 | 31.484 | Not Coal Steam or O/G Steam | 0.011524 | 0.011524 |  | 58.36%
P L Bartow | Florida |  |  |  | 634 | 4A | 90418 | Combined Cycle |  |  |  | Combined cycle | Y |  |  |  | 108.502 | 6642594.594 | 917400.66 | 100.905 | 108.502 |  | 6642594.594 | 917400.66 | 108.502 |  | 108.502 |  | 108.502 |  | 39.8556 | Optimize SCR | 39.8556 |  | 39.8556 |  | 39.8556 |  | 39.8556 | 39.8556 | Not Coal Steam or O/G Steam | 0.012 | 0.012 |  | 65.71%
P L Bartow | Florida |  |  |  | 634 | 4B | 90416 | Combined Cycle |  |  |  | Combined cycle | Y |  |  |  | 100.199 | 6353030.074 | 872112.89 | 95.584 | 100.199 |  | 6353030.074 | 872112.89 | 100.199 |  | 100.199 |  | 100.199 |  | 38.1182 | Optimize SCR | 38.1182 |  | 38.1182 |  | 38.1182 |  | 38.1182 | 38.1182 | Not Coal Steam or O/G Steam | 0.012 | 0.012 |  | 64.84%
P L Bartow | Florida |  |  |  | 634 | 4C | 90417 | Combined Cycle |  |  |  | Combined cycle | Y |  |  |  | 0.751 | 48770.001 | 6879.6 | 64.8893 | 0.751 |  | 48770.001 | 6879.6 | 0.751 |  | 0.751 |  | 0.751 |  | 0.29262 | Optimize SCR | 0.29262 |  | 0.29262 |  | 0.29262 |  | 0.29262 | 0.29262 | Not Coal Steam or O/G Steam | 0.012 | 0.012 |  | 41.56%
P L Bartow | Florida |  |  |  | 634 | 4D | 90419 | Combined Cycle |  |  |  | Combined cycle | Y |  |  |  | 47.183 | 2819917.12 | 393246.12 | 78.8233 | 47.183 |  | 2819917.12 | 393246.12 | 47.183 |  | 47.183 |  | 47.183 |  | 16.9195 | Optimize SCR | 16.9195 |  | 16.9195 |  | 16.9195 |  | 16.9195 | 16.9195 | Not Coal Steam or O/G Steam | 0.012 | 0.012 |  | 51.6%
Polk | Florida |  |  |  | 7242 | **1 | 3047 | IGCC |  |  |  | Integrated gasification combined cycle |  |  |  |  | 36.722 | 577644.077 | 50531.62 | 124.2767 | 36.722 |  | 577644.077 | 50531.62 | 36.722 |  | 36.722 |  | 36.722 |  | 36.722 |  | 36.722 |  | 36.722 |  | 36.722 |  | 36.722 | 36.722 | Not Coal Steam or O/G Steam | 0.12714 | 0.12714 |  | 26.58%
Polk | Florida |  |  |  | 7242 | **2 | 3048 | Combined Cycle |  |  |  | Combined cycle | Y |  |  |  | 18.442 | 4596187.966 | 677084.1 | 16.2683 | 18.442 |  | 4596187.966 | 677084.1 | 18.442 |  | 18.442 |  | 18.442 |  | 18.442 |  | 18.442 |  | 18.442 |  | 18.442 |  | 18.442 | 18.442 | Not Coal Steam or O/G Steam | 0.0080249 | 0.0080249 |  | 50.78%
Polk | Florida |  |  |  | 7242 | **3 | 3049 | Combined Cycle |  |  |  | Combined cycle | Y |  |  |  | 17.819 | 4784811.242 | 707106.31 | 18.8813 | 17.819 |  | 4784811.242 | 707106.31 | 17.819 |  | 17.819 |  | 17.819 |  | 17.819 |  | 17.819 |  | 17.819 |  | 17.819 |  | 17.819 | 17.819 | Not Coal Steam or O/G Steam | 0.0074482 | 0.0074482 |  | 58.6%
Polk | Florida |  |  |  | 7242 | **4 | 3050 | Combined Cycle |  |  |  | Combined cycle | Y |  |  |  | 16.696 | 5463331.418 | 816993 | 18.291 | 16.696 |  | 5463331.418 | 816993 | 16.696 |  | 16.696 |  | 16.696 |  | 16.696 |  | 16.696 |  | 16.696 |  | 16.696 |  | 16.696 | 16.696 | Not Coal Steam or O/G Steam | 0.006112 | 0.006112 |  | 63.05%
Polk | Florida |  |  |  | 7242 | **5 | 90101 | Combined Cycle |  |  |  | Combined cycle | Y |  |  |  | 16.842 | 4711055.445 | 784015.55 | 16.6247 | 16.842 |  | 4711055.445 | 784015.55 | 16.842 |  | 16.842 |  | 16.842 |  | 16.842 |  | 16.842 |  | 16.842 |  | 16.842 |  | 16.842 | 16.842 | Not Coal Steam or O/G Steam | 0.00715 | 0.00715 |  | 54.34%
Port Everglades | Florida |  |  |  | 617 | PECT5A | 91022 | Combined Cycle |  |  |  | Combined cycle | Y |  |  |  | 25.59 | 6985620.786 | 1120829.01 | 24.815 | 25.59 |  | 6985620.786 | 1120829.01 | 25.59 |  | 25.59 |  | 25.59 |  | 25.59 |  | 25.59 |  | 25.59 |  | 25.59 |  | 25.59 | 25.59 | Not Coal Steam or O/G Steam | 0.0073265 | 0.0073265 |  | 71.48%
Port Everglades | Florida |  |  |  | 617 | PECT5B | 91023 | Combined Cycle |  |  |  | Combined cycle | Y |  |  |  | 25.702 | 7423429.075 | 1203982.29 | 25.2613 | 25.702 |  | 7423429.075 | 1203982.29 | 25.702 |  | 25.702 |  | 25.702 |  | 25.702 |  | 25.702 |  | 25.702 |  | 25.702 |  | 25.702 | 25.702 | Not Coal Steam or O/G Steam | 0.0069246 | 0.0069246 |  | 73.62%
Port Everglades | Florida |  |  |  | 617 | PECT5C | 91021 | Combined Cycle |  |  |  | Combined cycle | Y |  |  |  | 26.063 | 7090977.09 | 1143092.93 | 23.2117 | 26.063 |  | 7090977.09 | 1143092.93 | 26.063 |  | 26.063 |  | 26.063 |  | 26.063 |  | 26.063 |  | 26.063 |  | 26.063 |  | 26.063 | 26.063 | Not Coal Steam or O/G Steam | 0.007351 | 0.007351 |  | 63.99%
Reedy Creek Central Energy Plant | Florida |  |  |  | 7254 | 32432 | 3061 | Combined Cycle |  |  |  | Combined cycle |  |  |  |  | 0.061 | 1708.089 | 91.89 | 1.4213 | 0.061 |  | 1708.089 | 91.89 | 0.061 |  | 0.061 |  | 0.061 |  | 0.061 |  | 0.061 |  | 0.061 |  | 0.061 |  | 0.061 | 0.061 | Not Coal Steam or O/G Steam | 0.071425 | 0.071425 |  | 1.86%
Riviera Beach Energy Center | Florida |  |  |  | 619 | RBCT5A | 90798 | Combined Cycle |  |  |  | Combined cycle | Y |  |  |  | 27.192 | 6201641.725 | 995198.94 | 26.9207 | 27.192 |  | 6201641.725 | 995198.94 | 27.192 |  | 27.192 |  | 27.192 |  | 27.192 |  | 27.192 |  | 27.192 |  | 27.192 |  | 27.192 | 27.192 | Not Coal Steam or O/G Steam | 0.0087693 | 0.0087693 |  | 56.4%
Riviera Beach Energy Center | Florida |  |  |  | 619 | RBCT5B | 90799 | Combined Cycle |  |  |  | Combined cycle | Y |  |  |  | 26.053 | 7144147.482 | 1158203.77 | 24.83 | 26.053 |  | 7144147.482 | 1158203.77 | 26.053 |  | 26.053 |  | 26.053 |  | 26.053 |  | 26.053 |  | 26.053 |  | 26.053 |  | 26.053 | 26.053 | Not Coal Steam or O/G Steam | 0.0072935 | 0.0072935 |  | 57.09%
Riviera Beach Energy Center | Florida |  |  |  | 619 | RBCT5C | 90800 | Combined Cycle |  |  |  | Combined cycle | Y |  |  |  | 23.877 | 5466803.435 | 882244.19 | 26.519 | 23.877 |  | 5466803.435 | 882244.19 | 23.877 |  | 23.877 |  | 23.877 |  | 23.877 |  | 23.877 |  | 23.877 |  | 23.877 |  | 23.877 | 23.877 | Not Coal Steam or O/G Steam | 0.0087353 | 0.0087353 |  | 60.26%
S O Purdom | Florida |  |  |  | 689 | 8 | 521 | Combined Cycle |  |  |  | Combined cycle |  |  |  |  | 56.419 | 3885968.098 | 393307.57 | 50.827 | 56.419 |  | 3885968.098 | 393307.57 | 56.419 |  | 56.419 |  | 56.419 |  | 56.419 |  | 56.419 |  | 56.419 |  | 56.419 |  | 56.419 | 56.419 | Not Coal Steam or O/G Steam | 0.029037 | 0.029037 |  | 46.46%
Sanford | Florida |  |  |  | 620 | SNCT4A | 429 | Combined Cycle |  |  |  | Combined cycle | Y |  |  |  | 48.61 | 3791613.132 | 557852.6 | 57.0083 | 48.61 |  | 3791613.132 | 557852.6 | 48.61 |  | 48.61 |  | 48.61 |  | 22.7497 | Optimize SCR | 22.7497 |  | 22.7497 |  | 22.7497 |  | 22.7497 | 22.7497 | Not Coal Steam or O/G Steam | 0.012 | 0.012 |  | 55.4%
Sanford | Florida |  |  |  | 620 | SNCT4B | 430 | Combined Cycle |  |  |  | Combined cycle | Y |  |  |  | 53.472 | 4314214.506 | 633180.44 | 64.8543 | 53.472 |  | 4314214.506 | 633180.44 | 53.472 |  | 53.472 |  | 53.472 |  | 25.8853 | Optimize SCR | 25.8853 |  | 25.8853 |  | 25.8853 |  | 25.8853 | 25.8853 | Not Coal Steam or O/G Steam | 0.012 | 0.012 |  | 64.37%
Sanford | Florida |  |  |  | 620 | SNCT4C | 431 | Combined Cycle |  |  |  | Combined cycle | Y |  |  |  | 52.224 | 4109414.202 | 604246.56 | 64.243 | 52.224 |  | 4109414.202 | 604246.56 | 52.224 |  | 52.224 |  | 52.224 |  | 24.6565 | Optimize SCR | 24.6565 |  | 24.6565 |  | 24.6565 |  | 24.6565 | 24.6565 | Not Coal Steam or O/G Steam | 0.012 | 0.012 |  | 63.28%
Sanford | Florida |  |  |  | 620 | SNCT4D | 432 | Combined Cycle |  |  |  | Combined cycle | Y |  |  |  | 49.642 | 4035321.413 | 595161.89 | 60.3817 | 49.642 |  | 4035321.413 | 595161.89 | 49.642 |  | 49.642 |  | 49.642 |  | 24.2119 | Optimize SCR | 24.2119 |  | 24.2119 |  | 24.2119 |  | 24.2119 | 24.2119 | Not Coal Steam or O/G Steam | 0.012 | 0.012 |  | 60.2%
Sanford | Florida |  |  |  | 620 | SNCT5A | 433 | Combined Cycle |  |  |  | Combined cycle | Y |  |  |  | 50.964 | 4101507.103 | 607380.24 | 52.4277 | 50.964 |  | 4101507.103 | 607380.24 | 50.964 |  | 50.964 |  | 50.964 |  | 24.609 | Optimize SCR | 24.609 |  | 24.609 |  | 24.609 |  | 24.609 | 24.609 | Not Coal Steam or O/G Steam | 0.012 | 0.012 |  | 51.83%
Sanford | Florida |  |  |  | 620 | SNCT5B | 434 | Combined Cycle |  |  |  | Combined cycle | Y |  |  |  | 57.714 | 4419648.334 | 663260.34 | 58.6257 | 57.714 |  | 4419648.334 | 663260.34 | 57.714 |  | 57.714 |  | 57.714 |  | 26.5179 | Optimize SCR | 26.5179 |  | 26.5179 |  | 26.5179 |  | 26.5179 | 26.5179 | Not Coal Steam or O/G Steam | 0.012 | 0.012 |  | 55.28%
Sanford | Florida |  |  |  | 620 | SNCT5C | 435 | Combined Cycle |  |  |  | Combined cycle | Y |  |  |  | 54.319 | 4234480.86 | 626556.62 | 55.513 | 54.319 |  | 4234480.86 | 626556.62 | 54.319 |  | 54.319 |  | 54.319 |  | 25.4069 | Optimize SCR | 25.4069 |  | 25.4069 |  | 25.4069 |  | 25.4069 | 25.4069 | Not Coal Steam or O/G Steam | 0.012 | 0.012 |  | 53.74%
Sanford | Florida |  |  |  | 620 | SNCT5D | 436 | Combined Cycle |  |  |  | Combined cycle | Y |  |  |  | 59.713 | 4631580.018 | 690699.53 | 57.253 | 59.713 |  | 4631580.018 | 690699.53 | 59.713 |  | 59.713 |  | 59.713 |  | 27.7895 | Optimize SCR | 27.7895 |  | 27.7895 |  | 27.7895 |  | 27.7895 | 27.7895 | Not Coal Steam or O/G Steam | 0.012 | 0.012 |  | 55.06%
Santa Rosa Energy Center | Florida |  |  |  | 55242 | CT-1 | 4287 | Combined Cycle |  |  |  | Combined cycle |  |  |  |  | 38.125 | 1968758.849 | 266729.48 | 70.5583 | 38.125 |  | 1968758.849 | 266729.48 | 38.125 |  | 38.125 |  | 38.125 |  | 38.125 |  | 38.125 |  | 38.125 |  | 38.125 |  | 38.125 | 38.125 | Not Coal Steam or O/G Steam | 0.03873 | 0.03873 |  | 62.09%
Seminole (136) | Florida |  |  |  | 136 | 1 | 84 | Coal Steam |  |  | 2024 | Dry bottom wall-fired boiler | Y |  |  | 652 | 424.407 | 15870821.689 | 1718039.2 | 510.3243 | 0 | Y | 0 | 0 | 0 |  | 0 |  | 0 |  | 0 |  | 0 |  | 0 |  | 0 |  | 0 | 0 | Retired | 0 | 0 |  | 63.54%
Seminole (136) | Florida |  |  |  | 136 | 2 | 85 | Coal Steam |  |  |  | Dry bottom wall-fired boiler | Y |  |  | 657 | 482.756 | 16297067.48 | 1797202.89 | 530.268 | 482.756 |  | 16297067.48 | 1797202.89 | 482.756 |  | 482.756 |  | 482.756 |  | 482.756 |  | 482.756 |  | 482.756 |  | 482.756 |  | 482.756 | 482.756 | Existing SCR | 0.059245 | 0.059245 |  | 63.25%
Shady Hills | Florida |  |  |  | 55414 | GT101 | 4697 | Combustion Turbine |  |  |  | Combustion turbine |  |  |  |  | 4.837 | 276471.048 | 26916.97 | 4.8137 | 4.837 |  | 276471.048 | 26916.97 | 4.837 |  | 4.837 |  | 4.837 |  | 4.837 |  | 4.837 |  | 4.837 |  | 4.837 |  | 4.837 | 4.837 | Not Coal Steam or O/G Steam | 0.034991 | 0.034991 |  | 3.883%
Shady Hills | Florida |  |  |  | 55414 | GT201 | 4698 | Combustion Turbine |  |  |  | Combustion turbine |  |  |  |  | 16.153 | 999743.199 | 94047.34 | 10.2393 | 16.153 |  | 999743.199 | 94047.34 | 16.153 |  | 16.153 |  | 16.153 |  | 16.153 |  | 16.153 |  | 16.153 |  | 16.153 |  | 16.153 | 16.153 | Not Coal Steam or O/G Steam | 0.032314 | 0.032314 |  | 8.722%
Shady Hills | Florida |  |  |  | 55414 | GT301 | 4699 | Combustion Turbine |  |  |  | Combustion turbine |  |  |  |  | 18.101 | 1043301.016 | 105037.11 | 9.64 | 18.101 |  | 1043301.016 | 105037.11 | 18.101 |  | 18.101 |  | 18.101 |  | 18.101 |  | 18.101 |  | 18.101 |  | 18.101 |  | 18.101 | 18.101 | Not Coal Steam or O/G Steam | 0.034699 | 0.034699 |  | 7.883%
Stanton A | Florida |  |  |  | 55821 | 25 | 10157 | Combined Cycle |  |  |  | Combined cycle | Y |  |  |  | 29.337 | 4866916.977 | 703355.12 | 25.5207 | 29.337 |  | 4866916.977 | 703355.12 | 29.337 |  | 29.337 |  | 29.337 |  | 29.2015 | Optimize SCR | 29.2015 |  | 29.2015 |  | 29.2015 |  | 29.2015 | 29.2015 | Not Coal Steam or O/G Steam | 0.012 | 0.012 |  | 48.56%
Stanton A | Florida |  |  |  | 55821 | 26 | 10158 | Combined Cycle |  |  |  | Combined cycle | Y |  |  |  | 28.058 | 5317577.235 | 761331.14 | 24.5477 | 28.058 |  | 5317577.235 | 761331.14 | 28.058 |  | 28.058 |  | 28.058 |  | 28.058 |  | 28.058 |  | 28.058 |  | 28.058 |  | 28.058 | 28.058 | Not Coal Steam or O/G Steam | 0.010553 | 0.010553 |  | 47.88%
Stock Island | Florida |  |  |  | 6584 | CT4 | 89604 | Combustion Turbine |  |  |  | Combustion turbine |  |  |  |  | 0.362 | 3616.203 | 226.89 | 0.46633 | 0.362 |  | 3616.203 | 226.89 | 0.362 |  | 0.362 |  | 0.362 |  | 0.362 |  | 0.362 |  | 0.362 |  | 0.362 |  | 0.362 | 0.362 | Not Coal Steam or O/G Steam | 0.20021 | 0.20021 |  | 0.3033%
Tiger Bay | Florida |  |  |  | 7699 | 1 | 3141 | Combined Cycle |  |  |  | Combined cycle |  |  |  |  | 78.457 | 5134887.726 | 470755.5 | 53.368 | 78.457 |  | 5134887.726 | 470755.5 | 78.457 |  | 78.457 |  | 78.457 |  | 78.457 |  | 78.457 |  | 78.457 |  | 78.457 |  | 78.457 | 78.457 | Not Coal Steam or O/G Steam | 0.030558 | 0.030558 |  | 55.07%
Tom G Smith | Florida |  |  |  | 673 | S-3 | 507 | O/G Steam |  |  |  | Dry bottom wall-fired boiler |  |  |  | 26 | 0.322 | 2825.928 | 377.8 | 0.44533 | 0.322 |  | 2825.928 | 377.8 | 0.322 |  | 0.322 |  | 0.322 |  | 0.322 |  | 0.322 |  | 0.322 |  | 0.322 |  | 0.322 | 0.322 | O/G Steam Under 100 MW | 0.22789 | 0.22789 |  | 0.3089%
Treasure Coast Energy Center | Florida |  |  |  | 56400 | 1 | 89720 | Combined Cycle |  |  |  | Combined cycle | Y |  |  |  | 16.415 | 5928288.117 | 830293.73 | 17.0587 | 16.415 |  | 5928288.117 | 830293.73 | 16.415 |  | 16.415 |  | 16.415 |  | 16.415 |  | 16.415 |  | 16.415 |  | 16.415 |  | 16.415 | 16.415 | Not Coal Steam or O/G Steam | 0.0055379 | 0.0055379 |  | 62.37%
Turkey Point | Florida |  |  |  | 621 | TPCT5A | 89540 | Combined Cycle |  |  |  | Combined cycle | Y |  |  |  | 17.523 | 4593067.771 | 679303.75 | 18.003 | 17.523 |  | 4593067.771 | 679303.75 | 17.523 |  | 17.523 |  | 17.523 |  | 17.523 |  | 17.523 |  | 17.523 |  | 17.523 |  | 17.523 | 17.523 | Not Coal Steam or O/G Steam | 0.0076302 | 0.0076302 |  | 55.71%
Turkey Point | Florida |  |  |  | 621 | TPCT5B | 89541 | Combined Cycle |  |  |  | Combined cycle | Y |  |  |  | 16.877 | 4582469.655 | 702382.56 | 18.7687 | 16.877 |  | 4582469.655 | 702382.56 | 16.877 |  | 16.877 |  | 16.877 |  | 16.877 |  | 16.877 |  | 16.877 |  | 16.877 |  | 16.877 | 16.877 | Not Coal Steam or O/G Steam | 0.0073659 | 0.0073659 |  | 60.01%
Turkey Point | Florida |  |  |  | 621 | TPCT5C | 89542 | Combined Cycle |  |  |  | Combined cycle | Y |  |  |  | 16.291 | 4369104.693 | 668976.23 | 17.8913 | 16.291 |  | 4369104.693 | 668976.23 | 16.291 |  | 16.291 |  | 16.291 |  | 16.291 |  | 16.291 |  | 16.291 |  | 16.291 |  | 16.291 | 16.291 | Not Coal Steam or O/G Steam | 0.0074574 | 0.0074574 |  | 57.55%
Turkey Point | Florida |  |  |  | 621 | TPCT5D | 89543 | Combined Cycle |  |  |  | Combined cycle | Y |  |  |  | 16.68 | 4503347.256 | 687101.29 | 17.766 | 16.68 |  | 4503347.256 | 687101.29 | 16.68 |  | 16.68 |  | 16.68 |  | 16.68 |  | 16.68 |  | 16.68 |  | 16.68 |  | 16.68 | 16.68 | Not Coal Steam or O/G Steam | 0.0074078 | 0.0074078 |  | 56.21%
University of Florida | Florida |  |  |  | 7345 | 1 | 3102 | Combustion Turbine |  |  |  | Combined cycle |  |  |  |  | 41.78 | 1181772.124 |  | 36.4177 | 41.78 |  | 1181772.124 |  | 41.78 |  | 41.78 |  | 41.78 |  | 41.78 |  | 41.78 |  | 41.78 |  | 41.78 |  | 41.78 | 41.78 | Not Coal Steam or O/G Steam | 0.070707 | 0.070707 |  | 54.94%
Vandolah Power Project | Florida |  |  |  | 55415 | GT101 | 4700 | Combustion Turbine |  |  |  | Combustion turbine |  |  |  |  | 29.675 | 1917543.832 | 185599.64 | 20.9157 | 29.675 |  | 1917543.832 | 185599.64 | 29.675 |  | 29.675 |  | 29.675 |  | 29.675 |  | 29.675 |  | 29.675 |  | 29.675 |  | 29.675 | 29.675 | Not Coal Steam or O/G Steam | 0.030951 | 0.030951 |  | 16.24%
Vandolah Power Project | Florida |  |  |  | 55415 | GT201 | 4701 | Combustion Turbine |  |  |  | Combustion turbine |  |  |  |  | 30.284 | 1930303.826 | 190090.26 | 21.42 | 30.284 |  | 1930303.826 | 190090.26 | 30.284 |  | 30.284 |  | 30.284 |  | 30.284 |  | 30.284 |  | 30.284 |  | 30.284 |  | 30.284 | 30.284 | Not Coal Steam or O/G Steam | 0.031377 | 0.031377 |  | 16.61%
Vandolah Power Project | Florida |  |  |  | 55415 | GT301 | 4702 | Combustion Turbine |  |  |  | Combustion turbine |  |  |  |  | 28.396 | 1893075.04 | 182710.12 | 33.0257 | 28.396 |  | 1893075.04 | 182710.12 | 28.396 |  | 28.396 |  | 28.396 |  | 28.396 |  | 28.396 |  | 28.396 |  | 28.396 |  | 28.396 | 28.396 | Not Coal Steam or O/G Steam | 0.03 | 0.03 |  | 17.81%
Vandolah Power Project | Florida |  |  |  | 55415 | GT401 | 4703 | Combustion Turbine |  |  |  | Combustion turbine |  |  |  |  | 29.242 | 1943291.818 | 183804.84 | 20.5623 | 29.242 |  | 1943291.818 | 183804.84 | 29.242 |  | 29.242 |  | 29.242 |  | 29.242 |  | 29.242 |  | 29.242 |  | 29.242 |  | 29.242 | 29.242 | Not Coal Steam or O/G Steam | 0.030095 | 0.030095 |  | 16.21%
West County Energy Center | Florida |  |  |  | 56407 | WCCT1A | 89726 | Combined Cycle |  |  |  | Combined cycle | Y |  |  |  | 25.721 | 6896860.6 | 1095032.81 | 28.0143 | 25.721 |  | 6896860.6 | 1095032.81 | 25.721 |  | 25.721 |  | 25.721 |  | 25.721 |  | 25.721 |  | 25.721 |  | 25.721 |  | 25.721 | 25.721 | Not Coal Steam or O/G Steam | 0.0074588 | 0.0074588 |  | 67.36%
West County Energy Center | Florida |  |  |  | 56407 | WCCT1B | 89727 | Combined Cycle |  |  |  | Combined cycle | Y |  |  |  | 26.672 | 7544923.844 | 1201151.17 | 27.253 | 26.672 |  | 7544923.844 | 1201151.17 | 26.672 |  | 26.672 |  | 26.672 |  | 26.672 |  | 26.672 |  | 26.672 |  | 26.672 |  | 26.672 | 26.672 | Not Coal Steam or O/G Steam | 0.0070702 | 0.0070702 |  | 68.41%
West County Energy Center | Florida |  |  |  | 56407 | WCCT1C | 89728 | Combined Cycle |  |  |  | Combined cycle | Y |  |  |  | 23.902 | 6386940.867 | 1012782.68 | 27.3227 | 23.902 |  | 6386940.867 | 1012782.68 | 23.902 |  | 23.902 |  | 23.902 |  | 23.902 |  | 23.902 |  | 23.902 |  | 23.902 |  | 23.902 | 23.902 | Not Coal Steam or O/G Steam | 0.0074846 | 0.0074846 |  | 67.26%
West County Energy Center | Florida |  |  |  | 56407 | WCCT2A | 89729 | Combined Cycle |  |  |  | Combined cycle | Y |  |  |  | 28.139 | 7482060.139 | 1194640.78 | 26.9477 | 28.139 |  | 7482060.139 | 1194640.78 | 28.139 |  | 28.139 |  | 28.139 |  | 28.139 |  | 28.139 |  | 28.139 |  | 28.139 |  | 28.139 | 28.139 | Not Coal Steam or O/G Steam | 0.0075217 | 0.0075217 |  | 67.12%
West County Energy Center | Florida |  |  |  | 56407 | WCCT2B | 89730 | Combined Cycle |  |  |  | Combined cycle | Y |  |  |  | 27.488 | 7465922.85 | 1189841.66 | 26.8617 | 27.488 |  | 7465922.85 | 1189841.66 | 27.488 |  | 27.488 |  | 27.488 |  | 27.488 |  | 27.488 |  | 27.488 |  | 27.488 |  | 27.488 | 27.488 | Not Coal Steam or O/G Steam | 0.0073636 | 0.0073636 |  | 64.83%
West County Energy Center | Florida |  |  |  | 56407 | WCCT2C | 89731 | Combined Cycle |  |  |  | Combined cycle | Y |  |  |  | 26.765 | 7383571.89 | 1174788.35 | 25.038 | 26.765 |  | 7383571.89 | 1174788.35 | 26.765 |  | 26.765 |  | 26.765 |  | 26.765 |  | 26.765 |  | 26.765 |  | 26.765 |  | 26.765 | 26.765 | Not Coal Steam or O/G Steam | 0.0072499 | 0.0072499 |  | 60.12%
West County Energy Center | Florida |  |  |  | 56407 | WCCT3A | 90654 | Combined Cycle |  |  |  | Combined cycle | Y |  |  |  | 23.875 | 6499250.834 | 1030748.38 | 25.4427 | 23.875 |  | 6499250.834 | 1030748.38 | 23.875 |  | 23.875 |  | 23.875 |  | 23.875 |  | 23.875 |  | 23.875 |  | 23.875 |  | 23.875 | 23.875 | Not Coal Steam or O/G Steam | 0.007347 | 0.007347 |  | 59.56%
West County Energy Center | Florida |  |  |  | 56407 | WCCT3B | 90655 | Combined Cycle |  |  |  | Combined cycle | Y |  |  |  | 25.082 | 6788649.192 | 1067166.9 | 24.6207 | 25.082 |  | 6788649.192 | 1067166.9 | 25.082 |  | 25.082 |  | 25.082 |  | 25.082 |  | 25.082 |  | 25.082 |  | 25.082 |  | 25.082 | 25.082 | Not Coal Steam or O/G Steam | 0.0073894 | 0.0073894 |  | 57.45%
West County Energy Center | Florida |  |  |  | 56407 | WCCT3C | 90656 | Combined Cycle |  |  |  | Combined cycle | Y |  |  |  | 27.257 | 7253018.162 | 1152342.54 | 25.2587 | 27.257 |  | 7253018.162 | 1152342.54 | 27.257 |  | 27.257 |  | 27.257 |  | 27.257 |  | 27.257 |  | 27.257 |  | 27.257 |  | 27.257 | 27.257 | Not Coal Steam or O/G Steam | 0.007516 | 0.007516 |  | 60.17%
AL Sandersville Energy Facility | Georgia |  |  |  | 55672 | CT1 | 8836 | Combustion Turbine |  |  |  | Combustion turbine |  |  |  |  | 2.91 | 120315.9 | 9387.26 | 1.5487 | 2.91 |  | 120315.9 | 9387.26 | 2.91 |  | 2.91 |  | 2.91 |  | 2.91 |  | 2.91 |  | 2.91 |  | 2.91 |  | 2.91 | 2.91 | Not Coal Steam or O/G Steam | 0.048373 | 0.048373 |  | 1.785%
AL Sandersville Energy Facility | Georgia |  |  |  | 55672 | CT2 | 8838 | Combustion Turbine |  |  |  | Combustion turbine |  |  |  |  | 3.2 | 116124.1 | 9369.76 | 1.7097 | 3.2 |  | 116124.1 | 9369.76 | 3.2 |  | 3.2 |  | 3.2 |  | 3.2 |  | 3.2 |  | 3.2 |  | 3.2 |  | 3.2 | 3.2 | Not Coal Steam or O/G Steam | 0.055113 | 0.055113 |  | 1.814%
AL Sandersville Energy Facility | Georgia |  |  |  | 55672 | CT3 | 8840 | Combustion Turbine |  |  |  | Combustion turbine |  |  |  |  | 3.221 | 109625.9 | 8866.76 | 1.8607 | 3.221 |  | 109625.9 | 8866.76 | 3.221 |  | 3.221 |  | 3.221 |  | 3.221 |  | 3.221 |  | 3.221 |  | 3.221 |  | 3.221 | 3.221 | Not Coal Steam or O/G Steam | 0.058763 | 0.058763 |  | 2.297%
AL Sandersville Energy Facility | Georgia |  |  |  | 55672 | CT4 | 8842 | Combustion Turbine |  |  |  | Combustion turbine |  |  |  |  | 3.141 | 110283.3 | 8788.79 | 1.9313 | 3.141 |  | 110283.3 | 8788.79 | 3.141 |  | 3.141 |  | 3.141 |  | 3.141 |  | 3.141 |  | 3.141 |  | 3.141 |  | 3.141 | 3.141 | Not Coal Steam or O/G Steam | 0.056962 | 0.056962 |  | 2.315%
AL Sandersville Energy Facility | Georgia |  |  |  | 55672 | CT5 | 8844 | Combustion Turbine |  |  |  | Combustion turbine |  |  |  |  | 3.475 | 106972.5 | 8640.52 | 1.8273 | 3.475 |  | 106972.5 | 8640.52 | 3.475 |  | 3.475 |  | 3.475 |  | 3.475 |  | 3.475 |  | 3.475 |  | 3.475 |  | 3.475 | 3.475 | Not Coal Steam or O/G Steam | 0.06497 | 0.06497 |  | 1.933%
AL Sandersville Energy Facility | Georgia |  |  |  | 55672 | CT6 | 8846 | Combustion Turbine |  |  |  | Combustion turbine |  |  |  |  | 5.635 | 109903.4 | 8752.05 | 2.6673 | 5.635 |  | 109903.4 | 8752.05 | 5.635 |  | 5.635 |  | 5.635 |  | 5.635 |  | 5.635 |  | 5.635 |  | 5.635 |  | 5.635 | 5.635 | Not Coal Steam or O/G Steam | 0.10254 | 0.10254 |  | 2.071%
AL Sandersville Energy Facility | Georgia |  |  |  | 55672 | CT7 | 8848 | Combustion Turbine |  |  |  | Combustion turbine |  |  |  |  | 5.076 | 119620.4 | 9551.6 | 2.0773 | 5.076 |  | 119620.4 | 9551.6 | 5.076 |  | 5.076 |  | 5.076 |  | 5.076 |  | 5.076 |  | 5.076 |  | 5.076 |  | 5.076 | 5.076 | Not Coal Steam or O/G Steam | 0.084868 | 0.084868 |  | 1.479%
AL Sandersville Energy Facility | Georgia |  |  |  | 55672 | CT8 | 8850 | Combustion Turbine |  |  |  | Combustion turbine |  |  |  |  | 5.661 | 114182.1 | 9083.94 | 2.1637 | 5.661 |  | 114182.1 | 9083.94 | 5.661 |  | 5.661 |  | 5.661 |  | 5.661 |  | 5.661 |  | 5.661 |  | 5.661 |  | 5.661 | 5.661 | Not Coal Steam or O/G Steam | 0.099157 | 0.099157 |  | 1.211%
Albany Green Energy LLC | Georgia |  |  |  | 60340 | B0004 | 91192 | Biomass |  |  |  | Circulating fluidized bed boiler |  | Y |  |  | 76.294 | 2991908.009 |  | 68.31 | 76.294 |  | 2991908.009 |  | 76.294 |  | 76.294 |  | 76.294 |  | 76.294 |  | 76.294 |  | 69.0832 | Y | 69.0832 |  | 69.0832 | 69.0832 | Not Coal Steam or O/G Steam | 0.04618 | 0.04618 |  | 61.18%
Allen B Wilson Combustion Turbine Plant | Georgia |  |  |  | 6258 | 1A | 89926 | Combustion Turbine |  |  |  | Combustion turbine |  |  |  |  | 1.684 | 2807.1 | 126 | 1.5807 | 1.684 |  | 2807.1 | 126 | 1.684 |  | 1.684 |  | 1.684 |  | 1.684 |  | 1.684 |  | 1.684 |  | 1.684 |  | 1.684 | 1.684 | Not Coal Steam or O/G Steam | 1.1998 | 1.1998 |  | 0.08541%
Allen B Wilson Combustion Turbine Plant | Georgia |  |  |  | 6258 | 1B | 89927 | Combustion Turbine |  |  |  | Combustion turbine |  |  |  |  | 2.965 | 4942 | 299 | 2.0273 | 2.965 |  | 4942 | 299 | 2.965 |  | 2.965 |  | 2.965 |  | 2.965 |  | 2.965 |  | 2.965 |  | 2.965 |  | 2.965 | 2.965 | Not Coal Steam or O/G Steam | 1.1999 | 1.1999 |  | 0.1095%
Allen B Wilson Combustion Turbine Plant | Georgia |  |  |  | 6258 | 1C | 89928 | Combustion Turbine |  |  |  | Combustion turbine |  |  |  |  | 1.379 | 2299 | 148 | 1.306 | 1.379 |  | 2299 | 148 | 1.379 |  | 1.379 |  | 1.379 |  | 1.379 |  | 1.379 |  | 1.379 |  | 1.379 |  | 1.379 | 1.379 | Not Coal Steam or O/G Steam | 1.1997 | 1.1997 |  | 0.07057%
Allen B Wilson Combustion Turbine Plant | Georgia |  |  |  | 6258 | 1D | 89929 | Combustion Turbine |  |  |  | Combustion turbine |  |  |  |  | 1.407 | 2345 | 114 | 1.2707 | 1.407 |  | 2345 | 114 | 1.407 |  | 1.407 |  | 1.407 |  | 1.407 |  | 1.407 |  | 1.407 |  | 1.407 |  | 1.407 | 1.407 | Not Coal Steam or O/G Steam | 1.2 | 1.2 |  | 0.06865%
Allen B Wilson Combustion Turbine Plant | Georgia |  |  |  | 6258 | 1E | 89930 | Combustion Turbine |  |  |  | Combustion turbine |  |  |  |  | 2.333 | 3888.1 | 262 | 1.9013 | 2.333 |  | 3888.1 | 262 | 2.333 |  | 2.333 |  | 2.333 |  | 2.333 |  | 2.333 |  | 2.333 |  | 2.333 |  | 2.333 | 2.333 | Not Coal Steam or O/G Steam | 1.2001 | 1.2001 |  | 0.1027%
Allen B Wilson Combustion Turbine Plant | Georgia |  |  |  | 6258 | 1F | 89931 | Combustion Turbine |  |  |  | Combustion turbine |  |  |  |  | 3.242 | 5402.9 | 234 | 2.302 | 3.242 |  | 5402.9 | 234 | 3.242 |  | 3.242 |  | 3.242 |  | 3.242 |  | 3.242 |  | 3.242 |  | 3.242 |  | 3.242 | 3.242 | Not Coal Steam or O/G Steam | 1.2001 | 1.2001 |  | 0.1244%
Baconton Power | Georgia |  |  |  | 55304 | CT1 | 4484 | Combustion Turbine |  |  |  | Combustion turbine |  |  |  |  | 24.104 | 504015.006 | 51435.41 | 24.0277 | 24.104 |  | 504015.006 | 51435.41 | 24.104 |  | 24.104 |  | 24.104 |  | 24.104 |  | 24.104 |  | 24.104 |  | 24.104 |  | 24.104 | 24.104 | Not Coal Steam or O/G Steam | 0.095648 | 0.095648 |  | 21.75%
Baconton Power | Georgia |  |  |  | 55304 | CT4 | 4485 | Combustion Turbine |  |  |  | Combustion turbine |  |  |  |  | 24.754 | 528200.573 | 54259.4 | 23.7327 | 24.754 |  | 528200.573 | 54259.4 | 24.754 |  | 24.754 |  | 24.754 |  | 24.754 |  | 24.754 |  | 24.754 |  | 24.754 |  | 24.754 | 24.754 | Not Coal Steam or O/G Steam | 0.09373 | 0.09373 |  | 22.3%
Baconton Power | Georgia |  |  |  | 55304 | CT5 | 4486 | Combustion Turbine |  |  |  | Combustion turbine |  |  |  |  | 7.817 | 165552.674 | 17208.23 | 17.643 | 7.817 |  | 165552.674 | 17208.23 | 7.817 |  | 7.817 |  | 7.817 |  | 7.817 |  | 7.817 |  | 7.817 |  | 7.817 |  | 7.817 | 7.817 | Not Coal Steam or O/G Steam | 0.094435 | 0.094435 |  | 15.61%
Baconton Power | Georgia |  |  |  | 55304 | CT6 | 4487 | Combustion Turbine |  |  |  | Combustion turbine |  |  |  |  | 13.133 | 280514.524 | 28579.09 | 14.0317 | 13.133 |  | 280514.524 | 28579.09 | 13.133 |  | 13.133 |  | 13.133 |  | 13.133 |  | 13.133 |  | 13.133 |  | 13.133 |  | 13.133 | 13.133 | Not Coal Steam or O/G Steam | 0.093635 | 0.093635 |  | 12.99%
Bowen | Georgia |  |  |  | 703 | 1BLR | 534 | Coal Steam |  |  | 2029 | Tangentially-fired | Y |  |  | 724 | 533.252 | 17581542.214 | 1775124.92 | 478.5173 | 533.252 |  | 17581542.214 | 1775124.92 | 533.252 |  | 533.252 |  | 533.252 |  | 533.252 |  | 533.252 |  | 533.252 |  | 533.252 |  | 533.252 | 533.252 | Existing SCR | 0.06066 | 0.06066 |  | 52.04%
Bowen | Georgia |  |  |  | 703 | 2BLR | 535 | Coal Steam |  |  | 2029 | Tangentially-fired | Y |  |  | 724 | 281.587 | 7966143.308 | 834093.53 | 359.106 | 281.587 |  | 7966143.308 | 834093.53 | 281.587 |  | 281.587 |  | 281.587 |  | 281.587 |  | 281.587 |  | 281.587 |  | 281.587 |  | 281.587 | 281.587 | Existing SCR | 0.070696 | 0.070696 |  | 40.07%
Bowen | Georgia |  |  |  | 703 | 3BLR | 536 | Coal Steam |  |  |  | Tangentially-fired | Y |  |  | 892 | 594.877 | 18990801.655 | 1855724.21 | 451.5513 | 594.877 |  | 18990801.655 | 1855724.21 | 594.877 |  | 594.877 |  | 594.877 |  | 594.877 |  | 594.877 |  | 594.877 |  | 594.877 |  | 594.877 | 594.877 | Existing SCR | 0.062649 | 0.062649 |  | 41.05%
Bowen | Georgia |  |  |  | 703 | 4BLR | 537 | Coal Steam |  |  |  | Tangentially-fired | Y |  |  | 892 | 470 | 14681243.865 | 1532670.04 | 513.492 | 470 |  | 14681243.865 | 1532670.04 | 470 |  | 470 |  | 470 |  | 470 |  | 470 |  | 470 |  | 470 |  | 470 | 470 | Existing SCR | 0.064027 | 0.064027 |  | 46.67%
Chattahoochee Energy Facility | Georgia |  |  |  | 7917 | 8A | 3371 | Combined Cycle |  |  |  | Combined cycle | Y |  |  |  | 22.732 | 4995785.856 | 725614.26 | 23.2623 | 22.732 |  | 4995785.856 | 725614.26 | 22.732 |  | 22.732 |  | 22.732 |  | 22.732 |  | 22.732 |  | 22.732 |  | 22.732 |  | 22.732 | 22.732 | Not Coal Steam or O/G Steam | 0.0091005 | 0.0091005 |  | 76.24%
Chattahoochee Energy Facility | Georgia |  |  |  | 7917 | 8B | 3372 | Combined Cycle |  |  |  | Combined cycle | Y |  |  |  | 23.187 | 4927774.495 | 717729.71 | 21.8447 | 23.187 |  | 4927774.495 | 717729.71 | 23.187 |  | 23.187 |  | 23.187 |  | 23.187 |  | 23.187 |  | 23.187 |  | 23.187 |  | 23.187 | 23.187 | Not Coal Steam or O/G Steam | 0.0094107 | 0.0094107 |  | 74.79%
Dahlberg (Jackson County) | Georgia |  |  |  | 7765 | 1 | 3178 | Combustion Turbine |  |  |  | Combustion turbine |  |  |  |  | 1.297 | 104251.23 | 8022.43 | 5.8273 | 1.297 |  | 104251.23 | 8022.43 | 1.297 |  | 1.297 |  | 1.297 |  | 1.297 |  | 1.297 |  | 1.297 |  | 1.297 |  | 1.297 | 1.297 | Not Coal Steam or O/G Steam | 0.024882 | 0.024882 |  | 10.45%
Dahlberg (Jackson County) | Georgia |  |  |  | 7765 | 10 | 3179 | Combustion Turbine |  |  |  | Combustion turbine |  |  |  |  | 2.631 | 187549.85 | 15555.22 | 3.0963 | 2.631 |  | 187549.85 | 15555.22 | 2.631 |  | 2.631 |  | 2.631 |  | 2.631 |  | 2.631 |  | 2.631 |  | 2.631 |  | 2.631 | 2.631 | Not Coal Steam or O/G Steam | 0.028057 | 0.028057 |  | 5.173%
Dahlberg (Jackson County) | Georgia |  |  |  | 7765 | 2 | 3186 | Combustion Turbine |  |  |  | Combustion turbine |  |  |  |  | 2.732 | 219888.428 | 17459.48 | 3.1327 | 2.732 |  | 219888.428 | 17459.48 | 2.732 |  | 2.732 |  | 2.732 |  | 2.732 |  | 2.732 |  | 2.732 |  | 2.732 |  | 2.732 | 2.732 | Not Coal Steam or O/G Steam | 0.024849 | 0.024849 |  | 5.478%
Dahlberg (Jackson County) | Georgia |  |  |  | 7765 | 3 | 3187 | Combustion Turbine |  |  |  | Combustion turbine |  |  |  |  | 1.906 | 130973.02 | 10619.32 | 6.0487 | 1.906 |  | 130973.02 | 10619.32 | 1.906 |  | 1.906 |  | 1.906 |  | 1.906 |  | 1.906 |  | 1.906 |  | 1.906 |  | 1.906 | 1.906 | Not Coal Steam or O/G Steam | 0.029105 | 0.029105 |  | 10.62%
Dahlberg (Jackson County) | Georgia |  |  |  | 7765 | 4 | 3188 | Combustion Turbine |  |  |  | Combustion turbine |  |  |  |  | 1.915 | 147222.631 | 10992.8 | 2.244 | 1.915 |  | 147222.631 | 10992.8 | 1.915 |  | 1.915 |  | 1.915 |  | 1.915 |  | 1.915 |  | 1.915 |  | 1.915 |  | 1.915 | 1.915 | Not Coal Steam or O/G Steam | 0.026015 | 0.026015 |  | 4.015%
Dahlberg (Jackson County) | Georgia |  |  |  | 7765 | 5 | 3189 | Combustion Turbine |  |  |  | Combustion turbine |  |  |  |  | 1.793 | 143477.71 | 11270.5 | 6.3093 | 1.793 |  | 143477.71 | 11270.5 | 1.793 |  | 1.793 |  | 1.793 |  | 1.793 |  | 1.793 |  | 1.793 |  | 1.793 |  | 1.793 | 1.793 | Not Coal Steam or O/G Steam | 0.024993 | 0.024993 |  | 10.85%
Dahlberg (Jackson County) | Georgia |  |  |  | 7765 | 6 | 3190 | Combustion Turbine |  |  |  | Combustion turbine |  |  |  |  | 2.552 | 189072.617 | 15972.4 | 3.0603 | 2.552 |  | 189072.617 | 15972.4 | 2.552 |  | 2.552 |  | 2.552 |  | 2.552 |  | 2.552 |  | 2.552 |  | 2.552 |  | 2.552 | 2.552 | Not Coal Steam or O/G Steam | 0.026995 | 0.026995 |  | 4.933%
Dahlberg (Jackson County) | Georgia |  |  |  | 7765 | 7 | 3191 | Combustion Turbine |  |  |  | Combustion turbine |  |  |  |  | 1.576 | 101139.407 | 7941.44 | 6.4673 | 1.576 |  | 101139.407 | 7941.44 | 1.576 |  | 1.576 |  | 1.576 |  | 1.576 |  | 1.576 |  | 1.576 |  | 1.576 |  | 1.576 | 1.576 | Not Coal Steam or O/G Steam | 0.031165 | 0.031165 |  | 9.969%
Dahlberg (Jackson County) | Georgia |  |  |  | 7765 | 8 | 3192 | Combustion Turbine |  |  |  | Combustion turbine |  |  |  |  | 2.583 | 179012.16 | 14149.02 | 3.038 | 2.583 |  | 179012.16 | 14149.02 | 2.583 |  | 2.583 |  | 2.583 |  | 2.583 |  | 2.583 |  | 2.583 |  | 2.583 |  | 2.583 | 2.583 | Not Coal Steam or O/G Steam | 0.028858 | 0.028858 |  | 4.619%
Dahlberg (Jackson County) | Georgia |  |  |  | 7765 | 9 | 3193 | Combustion Turbine |  |  |  | Combustion turbine |  |  |  |  | 1.858 | 128226.27 | 10561.48 | 6.0043 | 1.858 |  | 128226.27 | 10561.48 | 1.858 |  | 1.858 |  | 1.858 |  | 1.858 |  | 1.858 |  | 1.858 |  | 1.858 |  | 1.858 | 1.858 | Not Coal Steam or O/G Steam | 0.02898 | 0.02898 |  | 10.09%
Doyle Energy Facility | Georgia |  |  |  | 55244 | CTG-2 | 4309 | Combustion Turbine |  |  |  | Combustion turbine |  |  |  |  | 2.49 | 56907.967 | 4201.48 | 7.2303 | 2.49 |  | 56907.967 | 4201.48 | 2.49 |  | 2.49 |  | 2.49 |  | 2.49 |  | 2.49 |  | 2.49 |  | 2.49 |  | 2.49 | 2.49 | Not Coal Steam or O/G Steam | 0.08751 | 0.08751 |  | 4.509%
Doyle Energy Facility | Georgia |  |  |  | 55244 | CTG-3 | 4310 | Combustion Turbine |  |  |  | Combustion turbine |  |  |  |  | 2.841 | 59103.647 | 4389.43 | 6.5553 | 2.841 |  | 59103.647 | 4389.43 | 2.841 |  | 2.841 |  | 2.841 |  | 2.841 |  | 2.841 |  | 2.841 |  | 2.841 |  | 2.841 | 2.841 | Not Coal Steam or O/G Steam | 0.096136 | 0.096136 |  | 4.053%
Doyle Energy Facility | Georgia |  |  |  | 55244 | CTG-4 | 4311 | Combustion Turbine |  |  |  | Combustion turbine |  |  |  |  | 1.747 | 107396.367 | 9085.99 | 4.4633 | 1.747 |  | 107396.367 | 9085.99 | 1.747 |  | 1.747 |  | 1.747 |  | 1.747 |  | 1.747 |  | 1.747 |  | 1.747 |  | 1.747 | 1.747 | Not Coal Steam or O/G Steam | 0.032534 | 0.032534 |  | 7.907%
Doyle Energy Facility | Georgia |  |  |  | 55244 | CTG-5 | 4312 | Combustion Turbine |  |  |  | Combustion turbine |  |  |  |  | 1.92 | 117857.815 | 9879.96 | 4.2103 | 1.92 |  | 117857.815 | 9879.96 | 1.92 |  | 1.92 |  | 1.92 |  | 1.92 |  | 1.92 |  | 1.92 |  | 1.92 |  | 1.92 | 1.92 | Not Coal Steam or O/G Steam | 0.032582 | 0.032582 |  | 7.515%
Edward L Addison Generating Plant | Georgia |  |  |  | 55267 | 1 | 4369 | Combustion Turbine |  |  |  | Combustion turbine |  |  |  |  | 0.107 | 6069.361 | 562.29 | 0.196 | 0.107 |  | 6069.361 | 562.29 | 0.107 |  | 0.107 |  | 0.107 |  | 0.107 |  | 0.107 |  | 0.107 |  | 0.107 |  | 0.107 | 0.107 | Not Coal Steam or O/G Steam | 0.035259 | 0.035259 |  | 0.1695%
Edward L Addison Generating Plant | Georgia |  |  |  | 55267 | 2 | 4370 | Combustion Turbine |  |  |  | Combustion turbine |  |  |  |  | 17.828 | 1056550.838 | 95690.86 | 22.0023 | 17.828 |  | 1056550.838 | 95690.86 | 17.828 |  | 17.828 |  | 17.828 |  | 17.828 |  | 17.828 |  | 17.828 |  | 17.828 |  | 17.828 | 17.828 | Not Coal Steam or O/G Steam | 0.033748 | 0.033748 |  | 18.88%
Edward L Addison Generating Plant | Georgia |  |  |  | 55267 | 3 | 4371 | Combustion Turbine |  |  |  | Combustion turbine | [7 empty] | 0.19033 | [20 empty] | Not Coal Steam or O/G Steam | 0 | 0 |  | 0.1629%
Edward L Addison Generating Plant | Georgia |  |  |  | 55267 | 4 | 4372 | Combustion Turbine |  |  |  | Combustion turbine |  |  |  |  | 15.373 | 937024.38 | 82655.2 | 21.3863 | 15.373 |  | 937024.38 | 82655.2 | 15.373 |  | 15.373 |  | 15.373 |  | 15.373 |  | 15.373 |  | 15.373 |  | 15.373 |  | 15.373 | 15.373 | Not Coal Steam or O/G Steam | 0.032812 | 0.032812 |  | 18.86%
Effingham Energy Facility | Georgia |  |  |  | 55406 | 1 | 4680 | Combined Cycle |  |  |  | Combined cycle | Y |  |  |  | 21.688 | 5406540.703 | 493400.23 | 20.6117 | 21.688 |  | 5406540.703 | 493400.23 | 21.688 |  | 21.688 |  | 21.688 |  | 21.688 |  | 21.688 |  | 21.688 |  | 21.688 |  | 21.688 | 21.688 | Not Coal Steam or O/G Steam | 0.0080229 | 0.0080229 |  | 75.23%
Effingham Energy Facility | Georgia |  |  |  | 55406 | 2 | 4681 | Combined Cycle |  |  |  | Combined cycle | Y |  |  |  | 19.009 | 4483108.031 | 411661.24 | 22.0077 | 19.009 |  | 4483108.031 | 411661.24 | 19.009 |  | 19.009 |  | 19.009 |  | 19.009 |  | 19.009 |  | 19.009 |  | 19.009 |  | 19.009 | 19.009 | Not Coal Steam or O/G Steam | 0.0084803 | 0.0084803 |  | 70.24%
Hartwell Energy Facility | Georgia |  |  |  | 70454 | MAG1 | 5039 | Combustion Turbine |  |  |  | Combustion turbine |  |  |  |  | 18.241 | 625385.878 | 50534.69 | 36.005 | 18.241 |  | 625385.878 | 50534.69 | 18.241 |  | 18.241 |  | 18.241 |  | 18.241 |  | 18.241 |  | 18.241 |  | 18.241 |  | 18.241 | 18.241 | Not Coal Steam or O/G Steam | 0.058335 | 0.058335 |  | 14.59%
Hartwell Energy Facility | Georgia |  |  |  | 70454 | MAG2 | 5040 | Combustion Turbine |  |  |  | Combustion turbine |  |  |  |  | 17.072 | 619810.8 | 50364.2 | 36.7717 | 17.072 |  | 619810.8 | 50364.2 | 17.072 |  | 17.072 |  | 17.072 |  | 17.072 |  | 17.072 |  | 17.072 |  | 17.072 |  | 17.072 | 17.072 | Not Coal Steam or O/G Steam | 0.055088 | 0.055088 |  | 13.78%
Hawk Road Energy Facility | Georgia |  |  |  | 55141 | CT1 | 3991 | Combustion Turbine |  |  |  | Combustion turbine |  |  |  |  | 34.338 | 1525639.981 | 133887.93 | 38.6077 | 34.338 |  | 1525639.981 | 133887.93 | 34.338 |  | 34.338 |  | 34.338 |  | 34.338 |  | 34.338 |  | 34.338 |  | 34.338 |  | 34.338 | 34.338 | Not Coal Steam or O/G Steam | 0.045015 | 0.045015 |  | 22.17%
Hawk Road Energy Facility | Georgia |  |  |  | 55141 | CT2 | 3992 | Combustion Turbine |  |  |  | Combustion turbine |  |  |  |  | 29.088 | 1237841.581 | 109185.16 | 41.5847 | 29.088 |  | 1237841.581 | 109185.16 | 29.088 |  | 29.088 |  | 29.088 |  | 29.088 |  | 29.088 |  | 29.088 |  | 29.088 |  | 29.088 | 29.088 | Not Coal Steam or O/G Steam | 0.046998 | 0.046998 |  | 23.21%
Hawk Road Energy Facility | Georgia |  |  |  | 55141 | CT3 | 3993 | Combustion Turbine |  |  |  | Combustion turbine |  |  |  |  | 26.92 | 1156224.1 | 101645.48 | 36.8767 | 26.92 |  | 1156224.1 | 101645.48 | 26.92 |  | 26.92 |  | 26.92 |  | 26.92 |  | 26.92 |  | 26.92 |  | 26.92 |  | 26.92 | 26.92 | Not Coal Steam or O/G Steam | 0.046565 | 0.046565 |  | 19.92%
Jack McDonough | Georgia |  |  |  | 710 | 3AA | 90360 | Combustion Turbine |  |  |  | Combustion turbine | [7 empty] | 0.00033333 | [20 empty] | Not Coal Steam or O/G Steam | 0 | 0 |  | 0.0001405%
Jack McDonough | Georgia |  |  |  | 710 | 3AB | 90361 | Combustion Turbine |  |  |  | Combustion turbine | [7 empty] | 0.00033333 | [20 empty] | Not Coal Steam or O/G Steam | 0 | 0 |  | 0.0001441%
Jack McDonough | Georgia |  |  |  | 710 | 3BA | 90363 | Combustion Turbine |  |  |  | Combustion turbine | [7 empty] | 0 | [20 empty] | Not Coal Steam or O/G Steam | 0 | 0 |  | 3.602e-05%
Jack McDonough | Georgia |  |  |  | 710 | 3BB | 90362 | Combustion Turbine |  |  |  | Combustion turbine | [7 empty] | 0.00033333 | [20 empty] | Not Coal Steam or O/G Steam | 0 | 0 |  | 7.2045e-07
Jack McDonough | Georgia |  |  |  | 710 | 4A | 90761 | Combined Cycle |  |  |  | Combined cycle | Y |  |  |  | 27.37 | 8237311.706 | 1251164.26 | 32.9637 | 27.37 |  | 8237311.706 | 1251164.26 | 27.37 |  | 27.37 |  | 27.37 |  | 27.37 |  | 27.37 |  | 27.37 |  | 27.37 |  | 27.37 | 27.37 | Not Coal Steam or O/G Steam | 0.0066454 | 0.0066454 |  | 0.6766
Jack McDonough | Georgia |  |  |  | 710 | 4B | 90762 | Combined Cycle |  |  |  | Combined cycle | Y |  |  |  | 26.28 | 7863831.392 | 1189898.68 | 32.4603 | 26.28 |  | 7863831.392 | 1189898.68 | 26.28 |  | 26.28 |  | 26.28 |  | 26.28 |  | 26.28 |  | 26.28 |  | 26.28 |  | 26.28 | 26.28 | Not Coal Steam or O/G Steam | 0.0066838 | 0.0066838 |  | 0.66471
Jack McDonough | Georgia |  |  |  | 710 | 5A | 90763 | Combined Cycle |  |  |  | Combined cycle | Y |  |  |  | 30.58 | 9190193.976 | 1375331.22 | 33.97 | 30.58 |  | 9190193.976 | 1375331.22 | 30.58 |  | 30.58 |  | 30.58 |  | 30.58 |  | 30.58 |  | 30.58 |  | 30.58 |  | 30.58 | 30.58 | Not Coal Steam or O/G Steam | 0.0066549 | 0.0066549 |  | 0.6993
Jack McDonough | Georgia |  |  |  | 710 | 5B | 90764 | Combined Cycle |  |  |  | Combined cycle | Y |  |  |  | 35.323 | 9164900.99 | 1378229.66 | 35.447 | 35.323 |  | 9164900.99 | 1378229.66 | 35.323 |  | 35.323 |  | 35.323 |  | 35.323 |  | 35.323 |  | 35.323 |  | 35.323 |  | 35.323 | 35.323 | Not Coal Steam or O/G Steam | 0.0077083 | 0.0077083 |  | 0.71634
Jack McDonough | Georgia |  |  |  | 710 | 6A | 90765 | Combined Cycle |  |  |  | Combined cycle | Y |  |  |  | 28.888 | 8593975.544 | 1296332.8 | 30.651 | 28.888 |  | 8593975.544 | 1296332.8 | 28.888 |  | 28.888 |  | 28.888 |  | 28.888 |  | 28.888 |  | 28.888 |  | 28.888 |  | 28.888 | 28.888 | Not Coal Steam or O/G Steam | 0.0067228 | 0.0067228 |  | 0.67427
Jack McDonough | Georgia |  |  |  | 710 | 6B | 90766 | Combined Cycle |  |  |  | Combined cycle | Y |  |  |  | 27.736 | 8379564.86 | 1268929.79 | 29.9647 | 27.736 |  | 8379564.86 | 1268929.79 | 27.736 |  | 27.736 |  | 27.736 |  | 27.736 |  | 27.736 |  | 27.736 |  | 27.736 |  | 27.736 | 27.736 | Not Coal Steam or O/G Steam | 0.0066199 | 0.0066199 |  | 0.66222
MPC Generating | Georgia |  |  |  | 7764 | 1 | 3176 | Combustion Turbine |  |  |  | Combustion turbine |  |  |  |  | 3.422 | 65161.865 | 5704.43 | 2.225 | 3.422 |  | 65161.865 | 5704.43 | 3.422 |  | 3.422 |  | 3.422 |  | 3.422 |  | 3.422 |  | 3.422 |  | 3.422 |  | 3.422 | 3.422 | Not Coal Steam or O/G Steam | 0.10503 | 0.10503 |  | 0.0057959
MPC Generating | Georgia |  |  |  | 7764 | 2 | 3177 | Combustion Turbine |  |  |  | Combustion turbine |  |  |  |  | 3.836 | 75526.562 | 6639.68 | 2.265 | 3.836 |  | 75526.562 | 6639.68 | 3.836 |  | 3.836 |  | 3.836 |  | 3.836 |  | 3.836 |  | 3.836 |  | 3.836 |  | 3.836 | 3.836 | Not Coal Steam or O/G Steam | 0.10158 | 0.10158 |  | 0.5929%
McIntosh (6124) | Georgia |  |  |  | 6124 | CT1 | 2788 | Combustion Turbine |  |  |  | Combustion turbine |  |  |  |  | 6.898 | 19437.6 | 1420 | 15.7997 | 6.898 |  | 19437.6 | 1420 | 6.898 |  | 6.898 |  | 6.898 |  | 6.898 |  | 6.898 |  | 6.898 |  | 6.898 |  | 6.898 | 6.898 | Not Coal Steam or O/G Steam | 0.70976 | 0.70976 |  | 0.8205%
McIntosh (6124) | Georgia |  |  |  | 6124 | CT2 | 2789 | Combustion Turbine |  |  |  | Combustion turbine |  |  |  |  | 14.603 | 39925.1 | 3025 | 22.15 | 14.603 |  | 39925.1 | 3025 | 14.603 |  | 14.603 |  | 14.603 |  | 14.603 |  | 14.603 |  | 14.603 |  | 14.603 |  | 14.603 | 14.603 | Not Coal Steam or O/G Steam | 0.73152 | 0.73152 |  | 1.166%
McIntosh (6124) | Georgia |  |  |  | 6124 | CT3 | 2790 | Combustion Turbine |  |  |  | Combustion turbine |  |  |  |  | 3.952 | 10373.1 | 843 | 8.4887 | 3.952 |  | 10373.1 | 843 | 3.952 |  | 3.952 |  | 3.952 |  | 3.952 |  | 3.952 |  | 3.952 |  | 3.952 |  | 3.952 | 3.952 | Not Coal Steam or O/G Steam | 0.76197 | 0.76197 |  | 0.4287%
McIntosh (6124) | Georgia |  |  |  | 6124 | CT4 | 2791 | Combustion Turbine |  |  |  | Combustion turbine |  |  |  |  | 19.18 | 53898.1 | 4112 | 30.0057 | 19.18 |  | 53898.1 | 4112 | 19.18 |  | 19.18 |  | 19.18 |  | 19.18 |  | 19.18 |  | 19.18 |  | 19.18 |  | 19.18 | 19.18 | Not Coal Steam or O/G Steam | 0.71171 | 0.71171 |  | 1.605%
McIntosh (6124) | Georgia |  |  |  | 6124 | CT5 | 2792 | Combustion Turbine |  |  |  | Combustion turbine |  |  |  |  | 24.209 | 68452.3 | 5113 | 19.5813 | 24.209 |  | 68452.3 | 5113 | 24.209 |  | 24.209 |  | 24.209 |  | 24.209 |  | 24.209 |  | 24.209 |  | 24.209 |  | 24.209 | 24.209 | Not Coal Steam or O/G Steam | 0.70732 | 0.70732 |  | 1.034%
McIntosh (6124) | Georgia |  |  |  | 6124 | CT6 | 2793 | Combustion Turbine |  |  |  | Combustion turbine |  |  |  |  | 12.852 | 36330.5 | 2786 | 23.6223 | 12.852 |  | 36330.5 | 2786 | 12.852 |  | 12.852 |  | 12.852 |  | 12.852 |  | 12.852 |  | 12.852 |  | 12.852 |  | 12.852 | 12.852 | Not Coal Steam or O/G Steam | 0.7075 | 0.7075 |  | 1.26%
McIntosh (6124) | Georgia |  |  |  | 6124 | CT7 | 2794 | Combustion Turbine |  |  |  | Combustion turbine |  |  |  |  | 5.229 | 14509.1 | 1118 | 16.9703 | 5.229 |  | 14509.1 | 1118 | 5.229 |  | 5.229 |  | 5.229 |  | 5.229 |  | 5.229 |  | 5.229 |  | 5.229 |  | 5.229 | 5.229 | Not Coal Steam or O/G Steam | 0.72079 | 0.72079 |  | 0.8941%
McIntosh (6124) | Georgia |  |  |  | 6124 | CT8 | 2795 | Combustion Turbine |  |  |  | Combustion turbine |  |  |  |  | 7.114 | 19752 | 1503 | 13.7017 | 7.114 |  | 19752 | 1503 | 7.114 |  | 7.114 |  | 7.114 |  | 7.114 |  | 7.114 |  | 7.114 |  | 7.114 |  | 7.114 | 7.114 | Not Coal Steam or O/G Steam | 0.72033 | 0.72033 |  | 0.7131%
McIntosh Combined Cycle Facility | Georgia |  |  |  | 56150 | 10A | 89598 | Combined Cycle |  |  |  | Combined cycle | Y |  |  |  | 21.108 | 5426232.572 | 782174.5 | 19.8917 | 21.108 |  | 5426232.572 | 782174.5 | 21.108 |  | 21.108 |  | 21.108 |  | 21.108 |  | 21.108 |  | 21.108 |  | 21.108 |  | 21.108 | 21.108 | Not Coal Steam or O/G Steam | 0.00778 | 0.00778 |  | 49.14%
McIntosh Combined Cycle Facility | Georgia |  |  |  | 56150 | 10B | 89599 | Combined Cycle |  |  |  | Combined cycle | Y |  |  |  | 20.146 | 6559603.912 | 917397.13 | 19.6993 | 20.146 |  | 6559603.912 | 917397.13 | 20.146 |  | 20.146 |  | 20.146 |  | 20.146 |  | 20.146 |  | 20.146 |  | 20.146 |  | 20.146 | 20.146 | Not Coal Steam or O/G Steam | 0.0061424 | 0.0061424 |  | 53.48%
McIntosh Combined Cycle Facility | Georgia |  |  |  | 56150 | 11A | 89600 | Combined Cycle |  |  |  | Combined cycle | Y |  |  |  | 22.596 | 5932763.918 | 840868.38 | 19.908 | 22.596 |  | 5932763.918 | 840868.38 | 22.596 |  | 22.596 |  | 22.596 |  | 22.596 |  | 22.596 |  | 22.596 |  | 22.596 |  | 22.596 | 22.596 | Not Coal Steam or O/G Steam | 0.0076174 | 0.0076174 |  | 51.06%
McIntosh Combined Cycle Facility | Georgia |  |  |  | 56150 | 11B | 89601 | Combined Cycle |  |  |  | Combined cycle | Y |  |  |  | 20.424 | 6566582.619 | 914138.84 | 20.7013 | 20.424 |  | 6566582.619 | 914138.84 | 20.424 |  | 20.424 |  | 20.424 |  | 20.424 |  | 20.424 |  | 20.424 |  | 20.424 |  | 20.424 | 20.424 | Not Coal Steam or O/G Steam | 0.0062206 | 0.0062206 |  | 52.94%
McManus | Georgia |  |  |  | 715 | 3A | 90262 | Combustion Turbine |  |  |  | Combustion turbine |  |  |  |  | 0.909 | 1514.9 | 143 | 6.203 | 0.909 |  | 1514.9 | 143 | 0.909 |  | 0.909 |  | 0.909 |  | 0.909 |  | 0.909 |  | 0.909 |  | 0.909 |  | 0.909 | 0.909 | Not Coal Steam or O/G Steam | 1.2001 | 1.2001 |  | 0.3889%
McManus | Georgia |  |  |  | 715 | 3B | 90263 | Combustion Turbine |  |  |  | Combustion turbine |  |  |  |  | 0.622 | 1036 | 75 | 7.5847 | 0.622 |  | 1036 | 75 | 0.622 |  | 0.622 |  | 0.622 |  | 0.622 |  | 0.622 |  | 0.622 |  | 0.622 |  | 0.622 | 0.622 | Not Coal Steam or O/G Steam | 1.2008 | 1.2008 |  | 0.4755%
McManus | Georgia |  |  |  | 715 | 3C | 90264 | Combustion Turbine |  |  |  | Combustion turbine |  |  |  |  | 0.358 | 597 | 38 | 10.5053 | 0.358 |  | 597 | 38 | 0.358 |  | 0.358 |  | 0.358 |  | 0.358 |  | 0.358 |  | 0.358 |  | 0.358 |  | 0.358 | 0.358 | Not Coal Steam or O/G Steam | 1.1993 | 1.1993 |  | 0.6586%
McManus | Georgia |  |  |  | 715 | 4A | 90265 | Combustion Turbine |  |  |  | Combustion turbine |  |  |  |  | 0.574 | 956 | 66 | 1.568 | 0.574 |  | 956 | 66 | 0.574 |  | 0.574 |  | 0.574 |  | 0.574 |  | 0.574 |  | 0.574 |  | 0.574 |  | 0.574 | 0.574 | Not Coal Steam or O/G Steam | 1.2008 | 1.2008 |  | 0.0983%
McManus | Georgia |  |  |  | 715 | 4B | 90266 | Combustion Turbine |  |  |  | Combustion turbine | [7 empty] | 1.571 | [20 empty] | Not Coal Steam or O/G Steam | 0 | 0 |  | 0.09849%
McManus | Georgia |  |  |  | 715 | 4C | 90267 | Combustion Turbine |  |  |  | Combustion turbine |  |  |  |  | 0.617 | 1029 | 62 | 1.708 | 0.617 |  | 1029 | 62 | 0.617 |  | 0.617 |  | 0.617 |  | 0.617 |  | 0.617 |  | 0.617 |  | 0.617 |  | 0.617 | 0.617 | Not Coal Steam or O/G Steam | 1.1992 | 1.1992 |  | 0.1071%
McManus | Georgia |  |  |  | 715 | 4D | 90268 | Combustion Turbine |  |  |  | Combustion turbine |  |  |  |  | 0.571 | 951 | 75 | 1.5627 | 0.571 |  | 951 | 75 | 0.571 |  | 0.571 |  | 0.571 |  | 0.571 |  | 0.571 |  | 0.571 |  | 0.571 |  | 0.571 | 0.571 | Not Coal Steam or O/G Steam | 1.2008 | 1.2008 |  | 0.09795%
McManus | Georgia |  |  |  | 715 | 4E | 90270 | Combustion Turbine |  |  |  | Combustion turbine |  |  |  |  | 0.57 | 950 | 75 | 1.394 | 0.57 |  | 950 | 75 | 0.57 |  | 0.57 |  | 0.57 |  | 0.57 |  | 0.57 |  | 0.57 |  | 0.57 |  | 0.57 | 0.57 | Not Coal Steam or O/G Steam | 1.2 | 1.2 |  | 0.08738%
McManus | Georgia |  |  |  | 715 | 4F | 90271 | Combustion Turbine |  |  |  | Combustion turbine |  |  |  |  | 0.571 | 951 | 73 | 1.3813 | 0.571 |  | 951 | 73 | 0.571 |  | 0.571 |  | 0.571 |  | 0.571 |  | 0.571 |  | 0.571 |  | 0.571 |  | 0.571 | 0.571 | Not Coal Steam or O/G Steam | 1.2008 | 1.2008 |  | 0.08659%
Mid-Georgia Cogeneration | Georgia |  |  |  | 55040 | 1 | 3825 | Combined Cycle |  |  |  | Combined cycle | Y |  |  |  | 6.483 | 390614.757 | 47436.66 | 8.7477 | 6.483 |  | 390614.757 | 47436.66 | 6.483 |  | 6.483 |  | 6.483 |  | 2.3437 | Optimize SCR | 2.3437 |  | 2.3437 |  | 2.3437 |  | 2.3437 | 2.3437 | Not Coal Steam or O/G Steam | 0.012 | 0.012 |  | 10.49%
Mid-Georgia Cogeneration | Georgia |  |  |  | 55040 | 2 | 3826 | Combined Cycle |  |  |  | Combined cycle | Y |  |  |  | 8.148 | 389839.106 | 47446.55 | 19.495 | 8.148 |  | 389839.106 | 47446.55 | 8.148 |  | 8.148 |  | 8.148 |  | 2.339 | Optimize SCR | 2.339 |  | 2.339 |  | 2.339 |  | 2.339 | 2.339 | Not Coal Steam or O/G Steam | 0.012 | 0.012 |  | 7.72%
Robins | Georgia |  |  |  | 7348 | CT1 | 3103 | Combustion Turbine |  |  |  | Combustion turbine |  |  |  |  | 11.791 | 32815 | 2815 | 24.3847 | 11.791 |  | 32815 | 2815 | 11.791 |  | 11.791 |  | 11.791 |  | 11.791 |  | 11.791 |  | 11.791 |  | 11.791 |  | 11.791 | 11.791 | Not Coal Steam or O/G Steam | 0.71863 | 0.71863 |  | 1.597%
Robins | Georgia |  |  |  | 7348 | CT2 | 3104 | Combustion Turbine |  |  |  | Combustion turbine |  |  |  |  | 15.073 | 41711 | 3662 | 26.698 | 15.073 |  | 41711 | 3662 | 15.073 |  | 15.073 |  | 15.073 |  | 15.073 |  | 15.073 |  | 15.073 |  | 15.073 |  | 15.073 | 15.073 | Not Coal Steam or O/G Steam | 0.72274 | 0.72274 |  | 1.748%
Scherer | Georgia |  |  |  | 6257 | 1 | 2875 | Coal Steam |  |  |  | Tangentially-fired | Y |  |  | 860 | 544.735 | 17570527.86 | 1714467.51 | 433.374 | 544.735 |  | 17570527.86 | 1714467.51 | 544.735 |  | 544.735 |  | 544.735 |  | 544.735 |  | 544.735 |  | 544.735 |  | 544.735 |  | 544.735 | 544.735 | Existing SCR | 0.062006 | 0.062006 |  | 37.85%
Scherer | Georgia |  |  |  | 6257 | 2 | 2876 | Coal Steam |  |  |  | Tangentially-fired | Y |  |  | 860 | 441.299 | 13831279.894 | 1291085.03 | 447.0973 | 441.299 |  | 13831279.894 | 1291085.03 | 441.299 |  | 441.299 |  | 441.299 |  | 441.299 |  | 441.299 |  | 441.299 |  | 441.299 |  | 441.299 | 441.299 | Existing SCR | 0.063812 | 0.063812 |  | 37.38%
Scherer | Georgia |  |  |  | 6257 | 3 | 2877 | Coal Steam |  |  | 2029 | Tangentially-fired | Y |  |  | 860 | 526.828 | 15413082.873 | 1456249.74 | 501.2217 | 526.828 |  | 15413082.873 | 1456249.74 | 526.828 |  | 526.828 |  | 526.828 |  | 526.828 |  | 526.828 |  | 526.828 |  | 526.828 |  | 526.828 | 526.828 | Existing SCR | 0.068361 | 0.068361 |  | 37.29%
Scherer | Georgia |  |  |  | 6257 | 4 | 2878 | Coal Steam |  |  | 2023 | Tangentially-fired | Y |  |  | 860 | 635.483 | 19664066.391 | 1817176.94 | 635.8533 | 0 | Y | 0 | 0 | 0 |  | 0 |  | 0 |  | 0 |  | 0 |  | 0 |  | 0 |  | 0 | 0 | Retired | 0 | 0 |  | 49.7%
Sewell Creek Energy | Georgia |  |  |  | 7813 | 1 | 3243 | Combustion Turbine |  |  |  | Combustion turbine |  |  |  |  | 6.163 | 333442.018 | 27894.52 | 12.3227 | 6.163 |  | 333442.018 | 27894.52 | 6.163 |  | 6.163 |  | 6.163 |  | 6.163 |  | 6.163 |  | 6.163 |  | 6.163 |  | 6.163 | 6.163 | Not Coal Steam or O/G Steam | 0.036966 | 0.036966 |  | 12.37%
Sewell Creek Energy | Georgia |  |  |  | 7813 | 2 | 3244 | Combustion Turbine |  |  |  | Combustion turbine |  |  |  |  | 5.94 | 266332.503 | 22437.71 | 12.6113 | 5.94 |  | 266332.503 | 22437.71 | 5.94 |  | 5.94 |  | 5.94 |  | 5.94 |  | 5.94 |  | 5.94 |  | 5.94 |  | 5.94 | 5.94 | Not Coal Steam or O/G Steam | 0.044606 | 0.044606 |  | 14.2%
Sewell Creek Energy | Georgia |  |  |  | 7813 | 3 | 3245 | Combustion Turbine |  |  |  | Combustion turbine |  |  |  |  | 58.484 | 1428850.984 | 127476.42 | 56.0937 | 58.484 |  | 1428850.984 | 127476.42 | 58.484 |  | 58.484 |  | 58.484 |  | 58.484 |  | 58.484 |  | 58.484 |  | 58.484 |  | 58.484 | 58.484 | Not Coal Steam or O/G Steam | 0.081862 | 0.081862 |  | 25.26%
Sewell Creek Energy | Georgia |  |  |  | 7813 | 4 | 3246 | Combustion Turbine |  |  |  | Combustion turbine |  |  |  |  | 51.212 | 1348501.537 | 120996.67 | 60.9927 | 51.212 |  | 1348501.537 | 120996.67 | 51.212 |  | 51.212 |  | 51.212 |  | 51.212 |  | 51.212 |  | 51.212 |  | 51.212 |  | 51.212 | 51.212 | Not Coal Steam or O/G Steam | 0.075954 | 0.075954 |  | 27.01%
Smarr Energy Facility | Georgia |  |  |  | 7829 | 1 | 3255 | Combustion Turbine |  |  |  | Combustion turbine |  |  |  |  | 17.088 | 843549.426 | 63645.68 | 26.674 | 17.088 |  | 843549.426 | 63645.68 | 17.088 |  | 17.088 |  | 17.088 |  | 17.088 |  | 17.088 |  | 17.088 |  | 17.088 |  | 17.088 | 17.088 | Not Coal Steam or O/G Steam | 0.040515 | 0.040515 |  | 22.28%
Smarr Energy Facility | Georgia |  |  |  | 7829 | 2 | 3256 | Combustion Turbine |  |  |  | Combustion turbine |  |  |  |  | 16.171 | 813615.112 | 64213.54 | 23.5333 | 16.171 |  | 813615.112 | 64213.54 | 16.171 |  | 16.171 |  | 16.171 |  | 16.171 |  | 16.171 |  | 16.171 |  | 16.171 |  | 16.171 | 16.171 | Not Coal Steam or O/G Steam | 0.039751 | 0.039751 |  | 22.64%
Sowega Power Project | Georgia |  |  |  | 7768 | CT2 | 3194 | Combustion Turbine |  |  |  | Combustion turbine |  |  |  |  | 12.85 | 261149.459 | 27671.25 | 18.575 | 12.85 |  | 261149.459 | 27671.25 | 12.85 |  | 12.85 |  | 12.85 |  | 12.85 |  | 12.85 |  | 12.85 |  | 12.85 |  | 12.85 | 12.85 | Not Coal Steam or O/G Steam | 0.098411 | 0.098411 |  | 16.07%
Sowega Power Project | Georgia |  |  |  | 7768 | CT3 | 3195 | Combustion Turbine |  |  |  | Combustion turbine |  |  |  |  | 12.077 | 267839.321 | 26736.37 | 19.1517 | 12.077 |  | 267839.321 | 26736.37 | 12.077 |  | 12.077 |  | 12.077 |  | 12.077 |  | 12.077 |  | 12.077 |  | 12.077 |  | 12.077 | 12.077 | Not Coal Steam or O/G Steam | 0.090181 | 0.090181 |  | 18.19%
Talbot Energy Facility | Georgia |  |  |  | 7916 | 1 | 3365 | Combustion Turbine |  |  |  | Combustion turbine |  |  |  |  | 6.86 | 472627.93 | 39318.34 | 10.7203 | 6.86 |  | 472627.93 | 39318.34 | 6.86 |  | 6.86 |  | 6.86 |  | 6.86 |  | 6.86 |  | 6.86 |  | 6.86 |  | 6.86 | 6.86 | Not Coal Steam or O/G Steam | 0.029029 | 0.029029 |  | 14.94%
Talbot Energy Facility | Georgia |  |  |  | 7916 | 2 | 3366 | Combustion Turbine |  |  |  | Combustion turbine |  |  |  |  | 7.314 | 490853.022 | 41326.81 | 10.673 | 7.314 |  | 490853.022 | 41326.81 | 7.314 |  | 7.314 |  | 7.314 |  | 7.314 |  | 7.314 |  | 7.314 |  | 7.314 |  | 7.314 | 7.314 | Not Coal Steam or O/G Steam | 0.029801 | 0.029801 |  | 15.35%
Talbot Energy Facility | Georgia |  |  |  | 7916 | 3 | 3367 | Combustion Turbine |  |  |  | Combustion turbine |  |  |  |  | 6.566 | 449110.962 | 37434.68 | 10.6023 | 6.566 |  | 449110.962 | 37434.68 | 6.566 |  | 6.566 |  | 6.566 |  | 6.566 |  | 6.566 |  | 6.566 |  | 6.566 |  | 6.566 | 6.566 | Not Coal Steam or O/G Steam | 0.02924 | 0.02924 |  | 14.31%
Talbot Energy Facility | Georgia |  |  |  | 7916 | 4 | 3368 | Combustion Turbine |  |  |  | Combustion turbine |  |  |  |  | 7.391 | 456814.407 | 38418.71 | 11.093 | 7.391 |  | 456814.407 | 38418.71 | 7.391 |  | 7.391 |  | 7.391 |  | 7.391 |  | 7.391 |  | 7.391 |  | 7.391 |  | 7.391 | 7.391 | Not Coal Steam or O/G Steam | 0.032359 | 0.032359 |  | 14.04%
Talbot Energy Facility | Georgia |  |  |  | 7916 | 5 | 3369 | Combustion Turbine |  |  |  | Combustion turbine |  |  |  |  | 7.376 | 448113.242 | 37829.69 | 11.3213 | 7.376 |  | 448113.242 | 37829.69 | 7.376 |  | 7.376 |  | 7.376 |  | 7.376 |  | 7.376 |  | 7.376 |  | 7.376 |  | 7.376 | 7.376 | Not Coal Steam or O/G Steam | 0.03292 | 0.03292 |  | 14.43%
Talbot Energy Facility | Georgia |  |  |  | 7916 | 6 | 3370 | Combustion Turbine |  |  |  | Combustion turbine |  |  |  |  | 7.274 | 462985.164 | 38650.05 | 11.2703 | 7.274 |  | 462985.164 | 38650.05 | 7.274 |  | 7.274 |  | 7.274 |  | 7.274 |  | 7.274 |  | 7.274 |  | 7.274 |  | 7.274 | 7.274 | Not Coal Steam or O/G Steam | 0.031422 | 0.031422 |  | 13.31%
Tenaska Georgia Generating Station | Georgia |  |  |  | 55061 | CT1 | 3837 | Combustion Turbine |  |  |  | Combustion turbine |  |  |  |  | 2.179 | 130024.921 | 12648.12 | 1.4267 | 2.179 |  | 130024.921 | 12648.12 | 2.179 |  | 2.179 |  | 2.179 |  | 2.179 |  | 2.179 |  | 2.179 |  | 2.179 |  | 2.179 | 2.179 | Not Coal Steam or O/G Steam | 0.033517 | 0.033517 |  | 0.9333%
Tenaska Georgia Generating Station | Georgia |  |  |  | 55061 | CT2 | 3838 | Combustion Turbine |  |  |  | Combustion turbine |  |  |  |  | 2.227 | 130785.848 | 12736.59 | 2.313 | 2.227 |  | 130785.848 | 12736.59 | 2.227 |  | 2.227 |  | 2.227 |  | 2.227 |  | 2.227 |  | 2.227 |  | 2.227 |  | 2.227 | 2.227 | Not Coal Steam or O/G Steam | 0.034056 | 0.034056 |  | 1.531%
Tenaska Georgia Generating Station | Georgia |  |  |  | 55061 | CT3 | 3839 | Combustion Turbine |  |  |  | Combustion turbine |  |  |  |  | 1.806 | 123941.635 | 12015.24 | 2.4423 | 1.806 |  | 123941.635 | 12015.24 | 1.806 |  | 1.806 |  | 1.806 |  | 1.806 |  | 1.806 |  | 1.806 |  | 1.806 |  | 1.806 | 1.806 | Not Coal Steam or O/G Steam | 0.029143 | 0.029143 |  | 1.841%
Tenaska Georgia Generating Station | Georgia |  |  |  | 55061 | CT4 | 3840 | Combustion Turbine |  |  |  | Combustion turbine |  |  |  |  | 2.056 | 113722.045 | 11239.56 | 2.543 | 2.056 |  | 113722.045 | 11239.56 | 2.056 |  | 2.056 |  | 2.056 |  | 2.056 |  | 2.056 |  | 2.056 |  | 2.056 |  | 2.056 | 2.056 | Not Coal Steam or O/G Steam | 0.036158 | 0.036158 |  | 1.406%
Tenaska Georgia Generating Station | Georgia |  |  |  | 55061 | CT5 | 3841 | Combustion Turbine |  |  |  | Combustion turbine |  |  |  |  | 1.157 | 60510.819 | 5881.99 | 1.6283 | 1.157 |  | 60510.819 | 5881.99 | 1.157 |  | 1.157 |  | 1.157 |  | 1.157 |  | 1.157 |  | 1.157 |  | 1.157 |  | 1.157 | 1.157 | Not Coal Steam or O/G Steam | 0.038241 | 0.038241 |  | 0.9462%
Tenaska Georgia Generating Station | Georgia |  |  |  | 55061 | CT6 | 3842 | Combustion Turbine |  |  |  | Combustion turbine |  |  |  |  | 1.53 | 100552.817 | 9811.15 | 1.4797 | 1.53 |  | 100552.817 | 9811.15 | 1.53 |  | 1.53 |  | 1.53 |  | 1.53 |  | 1.53 |  | 1.53 |  | 1.53 |  | 1.53 | 1.53 | Not Coal Steam or O/G Steam | 0.030432 | 0.030432 |  | 1.054%
Thomas A. Smith Energy Facility | Georgia |  |  |  | 55382 | CCCT1 | 4607 | Combined Cycle |  |  |  | Combined cycle | Y |  |  |  | 30.963 | 6424141.799 | 890108.58 | 27.4467 | 30.963 |  | 6424141.799 | 890108.58 | 30.963 |  | 30.963 |  | 30.963 |  | 30.963 |  | 30.963 |  | 30.963 |  | 30.963 |  | 30.963 | 30.963 | Not Coal Steam or O/G Steam | 0.0096396 | 0.0096396 |  | 58.76%
Thomas A. Smith Energy Facility | Georgia |  |  |  | 55382 | CCCT2 | 4608 | Combined Cycle |  |  |  | Combined cycle | Y |  |  |  | 30.012 | 6127384.02 | 847738.08 | 28.2017 | 30.012 |  | 6127384.02 | 847738.08 | 30.012 |  | 30.012 |  | 30.012 |  | 30.012 |  | 30.012 |  | 30.012 |  | 30.012 |  | 30.012 | 30.012 | Not Coal Steam or O/G Steam | 0.009796 | 0.009796 |  | 59.8%
Thomas A. Smith Energy Facility | Georgia |  |  |  | 55382 | CCCT3 | 4609 | Combined Cycle |  |  |  | Combined cycle | Y |  |  |  | 31.773 | 6654393.738 | 936186.94 | 28.616 | 31.773 |  | 6654393.738 | 936186.94 | 31.773 |  | 31.773 |  | 31.773 |  | 31.773 |  | 31.773 |  | 31.773 |  | 31.773 |  | 31.773 | 31.773 | Not Coal Steam or O/G Steam | 0.0095495 | 0.0095495 |  | 65.63%
Thomas A. Smith Energy Facility | Georgia |  |  |  | 55382 | CCCT4 | 4610 | Combined Cycle |  |  |  | Combined cycle | Y |  |  |  | 31.506 | 6479010.705 | 898492.43 | 29.4287 | 31.506 |  | 6479010.705 | 898492.43 | 31.506 |  | 31.506 |  | 31.506 |  | 31.506 |  | 31.506 |  | 31.506 |  | 31.506 |  | 31.506 | 31.506 | Not Coal Steam or O/G Steam | 0.0097256 | 0.0097256 |  | 65.51%
Walton Bainbridge Power Facility | Georgia |  |  |  | 56015 | P1A | 90202 | Combustion Turbine |  |  |  | Combustion turbine |  |  |  |  | 0.183 | 1779 | 103.21 | 0.063 | 0.183 |  | 1779 | 103.21 | 0.183 |  | 0.183 |  | 0.183 |  | 0.183 |  | 0.183 |  | 0.183 |  | 0.183 |  | 0.183 | 0.183 | Not Coal Steam or O/G Steam | 0.20573 | 0.20573 |  | 0.05565%
Walton Bainbridge Power Facility | Georgia |  |  |  | 56015 | P1B | 90203 | Combustion Turbine |  |  |  | Combustion turbine |  |  |  |  | 0.184 | 1781.9 | 103.21 | 0.063333 | 0.184 |  | 1781.9 | 103.21 | 0.184 |  | 0.184 |  | 0.184 |  | 0.184 |  | 0.184 |  | 0.184 |  | 0.184 |  | 0.184 | 0.184 | Not Coal Steam or O/G Steam | 0.20652 | 0.20652 |  | 0.05564%
Walton Bainbridge Power Facility | Georgia |  |  |  | 56015 | P2A | 90204 | Combustion Turbine |  |  |  | Combustion turbine |  |  |  |  | 0.178 | 1875 | 103.34 | 0.061 | 0.178 |  | 1875 | 103.34 | 0.178 |  | 0.178 |  | 0.178 |  | 0.178 |  | 0.178 |  | 0.178 |  | 0.178 |  | 0.178 | 0.178 | Not Coal Steam or O/G Steam | 0.18987 | 0.18987 |  | 0.05574%
Walton Bainbridge Power Facility | Georgia |  |  |  | 56015 | P2B | 90205 | Combustion Turbine |  |  |  | Combustion turbine |  |  |  |  | 0.167 | 1754 | 103.21 | 0.057333 | 0.167 |  | 1754 | 103.21 | 0.167 |  | 0.167 |  | 0.167 |  | 0.167 |  | 0.167 |  | 0.167 |  | 0.167 |  | 0.167 | 0.167 | Not Coal Steam or O/G Steam | 0.19042 | 0.19042 |  | 0.05555%
Walton County Power | Georgia |  |  |  | 55128 | T1 | 3960 | Combustion Turbine |  |  |  | Combustion turbine |  |  |  |  | 27.378 | 1015069.07 | 98599.63 | 27.0943 | 27.378 |  | 1015069.07 | 98599.63 | 27.378 |  | 27.378 |  | 27.378 |  | 27.378 |  | 27.378 |  | 27.378 |  | 27.378 |  | 27.378 | 27.378 | Not Coal Steam or O/G Steam | 0.053943 | 0.053943 |  | 15.37%
Walton County Power | Georgia |  |  |  | 55128 | T2 | 3961 | Combustion Turbine |  |  |  | Combustion turbine |  |  |  |  | 26.342 | 1032233.669 | 101024.67 | 26.9377 | 26.342 |  | 1032233.669 | 101024.67 | 26.342 |  | 26.342 |  | 26.342 |  | 26.342 |  | 26.342 |  | 26.342 |  | 26.342 |  | 26.342 | 26.342 | Not Coal Steam or O/G Steam | 0.051039 | 0.051039 |  | 16.25%
Walton County Power | Georgia |  |  |  | 55128 | T3 | 3962 | Combustion Turbine |  |  |  | Combustion turbine |  |  |  |  | 22.261 | 958978.081 | 94414.57 | 23.4197 | 22.261 |  | 958978.081 | 94414.57 | 22.261 |  | 22.261 |  | 22.261 |  | 22.261 |  | 22.261 |  | 22.261 |  | 22.261 |  | 22.261 | 22.261 | Not Coal Steam or O/G Steam | 0.046427 | 0.046427 |  | 15.78%
Wansley (6052) | Georgia |  |  |  | 6052 | 1 | 2722 | Coal Steam | 8 | 2022 | 2023 | Tangentially-fired | Y |  |  | 872 | 331.643 | 9461363.025 | 937848.94 | 249.782 | 0 | Y | 0 | 0 | 0 |  | 0 |  | 0 |  | 0 |  | 0 |  | 0 |  | 0 |  | 0 | 0 | Retired | 0 | 0 |  | 21.22%
Wansley (6052) | Georgia |  |  |  | 6052 | 2 | 2723 | Coal Steam | 8 | 2022 | 2023 | Tangentially-fired | Y |  |  | 872 | 10.288 | 120004.031 | 10577.74 | 64.517 | 0 | Y | 0 | 0 | 0 |  | 0 |  | 0 |  | 0 |  | 0 |  | 0 |  | 0 |  | 0 | 0 | Retired | 0 | 0 |  | 5.522%
Wansley (6052) | Georgia |  |  |  | 6052 | 5A | 90257 | Combustion Turbine |  |  |  | Combustion turbine |  |  |  |  | 0.084 | 140 | 0 | 0.208 | 0.084 |  | 140 | 0 | 0.084 |  | 0.084 |  | 0.084 |  | 0.084 |  | 0.084 |  | 0.084 |  | 0.084 |  | 0.084 | 0.084 | Not Coal Steam or O/G Steam | 1.2 | 1.2 |  | 0.01328%
Wansley (7946) | Georgia |  |  |  | 7946 | CT9A | 8402 | Combined Cycle |  |  |  | Combined cycle | Y |  |  |  | 27.211 | 4389013.436 | 414676.99 | 27.313 | 27.211 |  | 4389013.436 | 414676.99 | 27.211 |  | 27.211 |  | 27.211 |  | 26.3341 | Optimize SCR | 26.3341 |  | 26.3341 |  | 26.3341 |  | 26.3341 | 26.3341 | Not Coal Steam or O/G Steam | 0.012 | 0.012 |  | 62.51%
Wansley (7946) | Georgia |  |  |  | 7946 | CT9B | 8404 | Combined Cycle |  |  |  | Combined cycle | Y |  |  |  | 27.992 | 4509597.92 | 411095.06 | 28.293 | 27.992 |  | 4509597.92 | 411095.06 | 27.992 |  | 27.992 |  | 27.992 |  | 27.0576 | Optimize SCR | 27.0576 |  | 27.0576 |  | 27.0576 |  | 27.0576 | 27.0576 | Not Coal Steam or O/G Steam | 0.012 | 0.012 |  | 63.71%
Wansley CC (55965) | Georgia |  |  |  | 55965 | 6A | 8352 | Combined Cycle |  |  |  | Combined cycle | Y |  |  |  | 27.921 | 6266204.07 | 930060.72 | 27.664 | 27.921 |  | 6266204.07 | 930060.72 | 27.921 |  | 27.921 |  | 27.921 |  | 27.921 |  | 27.921 |  | 27.921 |  | 27.921 |  | 27.921 | 27.921 | Not Coal Steam or O/G Steam | 0.0089116 | 0.0089116 |  | 76.48%
Wansley CC (55965) | Georgia |  |  |  | 55965 | 6B | 8354 | Combined Cycle |  |  |  | Combined cycle | Y |  |  |  | 28.596 | 6337635.594 | 934685.17 | 28.6943 | 28.596 |  | 6337635.594 | 934685.17 | 28.596 |  | 28.596 |  | 28.596 |  | 28.596 |  | 28.596 |  | 28.596 |  | 28.596 |  | 28.596 | 28.596 | Not Coal Steam or O/G Steam | 0.0090242 | 0.0090242 |  | 76.5%
Wansley CC (55965) | Georgia |  |  |  | 55965 | 7A | 8356 | Combined Cycle |  |  |  | Combined cycle | Y |  |  |  | 27.827 | 6476942.134 | 955211.36 | 26.5707 | 27.827 |  | 6476942.134 | 955211.36 | 27.827 |  | 27.827 |  | 27.827 |  | 27.827 |  | 27.827 |  | 27.827 |  | 27.827 |  | 27.827 | 27.827 | Not Coal Steam or O/G Steam | 0.0085926 | 0.0085926 |  | 72.37%
Wansley CC (55965) | Georgia |  |  |  | 55965 | 7B | 8358 | Combined Cycle |  |  |  | Combined cycle | Y |  |  |  | 28.181 | 6425702.47 | 944525.09 | 26.9347 | 28.181 |  | 6425702.47 | 944525.09 | 28.181 |  | 28.181 |  | 28.181 |  | 28.181 |  | 28.181 |  | 28.181 |  | 28.181 |  | 28.181 | 28.181 | Not Coal Steam or O/G Steam | 0.0087713 | 0.0087713 |  | 72.94%
Washington County Power | Georgia |  |  |  | 55332 | T1 | 4503 | Combustion Turbine |  |  |  | Combustion turbine |  |  |  |  | 3.996 | 234982.243 | 21837.28 | 5.4743 | 3.996 |  | 234982.243 | 21837.28 | 3.996 |  | 3.996 |  | 3.996 |  | 3.996 |  | 3.996 |  | 3.996 |  | 3.996 |  | 3.996 | 3.996 | Not Coal Steam or O/G Steam | 0.034011 | 0.034011 |  | 4.513%
Washington County Power | Georgia |  |  |  | 55332 | T2 | 4504 | Combustion Turbine |  |  |  | Combustion turbine |  |  |  |  | 9.379 | 412931.905 | 39391.41 | 9.502 | 9.379 |  | 412931.905 | 39391.41 | 9.379 |  | 9.379 |  | 9.379 |  | 9.379 |  | 9.379 |  | 9.379 |  | 9.379 |  | 9.379 | 9.379 | Not Coal Steam or O/G Steam | 0.045426 | 0.045426 |  | 5.951%
Washington County Power | Georgia |  |  |  | 55332 | T3 | 4505 | Combustion Turbine |  |  |  | Combustion turbine |  |  |  |  | 8.671 | 389759.927 | 37281.66 | 8.5367 | 8.671 |  | 389759.927 | 37281.66 | 8.671 |  | 8.671 |  | 8.671 |  | 8.671 |  | 8.671 |  | 8.671 |  | 8.671 |  | 8.671 | 8.671 | Not Coal Steam or O/G Steam | 0.044494 | 0.044494 |  | 5.576%
Washington County Power | Georgia |  |  |  | 55332 | T4 | 4506 | Combustion Turbine |  |  |  | Combustion turbine |  |  |  |  | 1.727 | 136677.12 | 12767.99 | 3.4073 | 1.727 |  | 136677.12 | 12767.99 | 1.727 |  | 1.727 |  | 1.727 |  | 1.727 |  | 1.727 |  | 1.727 |  | 1.727 |  | 1.727 | 1.727 | Not Coal Steam or O/G Steam | 0.025271 | 0.025271 |  | 3.245%
Yates | Georgia |  |  |  | 728 | Y6BR | 556 | O/G Steam |  |  |  | Tangentially-fired |  |  |  | 356 | 148.094 | 4184680.46 | 392745.34 | 227.264 | 148.094 |  | 4184680.46 | 392745.34 | 148.094 |  | 148.094 |  | 148.094 |  | 148.094 |  | 148.094 |  | 148.094 |  | 148.094 |  | 105.4321 | 62.7702 | O/G Steam SCR Retrofit | 0.070779 | 0.03 |  | 39.63%
Yates | Georgia |  |  |  | 728 | Y7BR | 557 | O/G Steam |  |  |  | Tangentially-fired |  |  |  | 358 | 148.902 | 4617331.488 | 452210.52 | 229.5503 | 148.902 |  | 4617331.488 | 452210.52 | 148.902 |  | 148.902 |  | 148.902 |  | 148.902 |  | 148.902 |  | 148.902 |  | 148.902 |  | 109.081 | 69.26 | O/G Steam SCR Retrofit | 0.064497 | 0.03 |  | 44.76%
Bennett Mountain Power Project | Idaho |  |  |  | 55733 | CT01 | 9983 | Combustion Turbine |  |  |  | Combustion turbine |  |  |  |  | 90.289 | 2439181.768 | 223923.46 | 85.5077 | 90.289 |  | 2439181.768 | 223923.46 | 90.289 |  | 90.289 |  | 90.289 |  | 90.289 |  | 90.289 |  | 90.289 |  | 90.289 |  | 90.289 | 90.289 | Not Coal Steam or O/G Steam | 0.074032 | 0.074032 |  | 31.83%
Evander Andrews Power Complex | Idaho |  |  |  | 7953 | CT1 | 90108 | Combustion Turbine |  |  |  | Combustion turbine |  |  |  |  | 45.862 | 2881314.429 | 265444.49 | 28.979 | 45.862 |  | 2881314.429 | 265444.49 | 45.862 |  | 45.862 |  | 45.862 |  | 45.862 |  | 45.862 |  | 45.862 |  | 45.862 |  | 45.862 | 45.862 | Not Coal Steam or O/G Steam | 0.031834 | 0.031834 |  | 22.44%
Evander Andrews Power Complex | Idaho |  |  |  | 7953 | CT2 | 8422 | Combustion Turbine |  |  |  | Combustion turbine |  |  |  |  | 15.225 | 359067.611 | 29809.21 | 10.499 | 15.225 |  | 359067.611 | 29809.21 | 15.225 |  | 15.225 |  | 15.225 |  | 15.225 |  | 15.225 |  | 15.225 |  | 15.225 |  | 15.225 | 15.225 | Not Coal Steam or O/G Steam | 0.084803 | 0.084803 |  | 8.806%
Evander Andrews Power Complex | Idaho |  |  |  | 7953 | CT3 | 8424 | Combustion Turbine |  |  |  | Combustion turbine |  |  |  |  | 11.649 | 339508.657 | 27585 | 8.9023 | 11.649 |  | 339508.657 | 27585 | 11.649 |  | 11.649 |  | 11.649 |  | 11.649 |  | 11.649 |  | 11.649 |  | 11.649 |  | 11.649 | 11.649 | Not Coal Steam or O/G Steam | 0.068623 | 0.068623 |  | 9.02%
Langley Gulch Power Plant | Idaho |  |  |  | 57028 | CT1 | 90518 | Combined Cycle |  |  |  | Combined cycle | Y |  |  |  | 21.204 | 6322162.603 | 933868.21 | 17.2367 | 21.204 |  | 6322162.603 | 933868.21 | 21.204 |  | 21.204 |  | 21.204 |  | 21.204 |  | 21.204 |  | 21.204 |  | 21.204 |  | 21.204 | 21.204 | Not Coal Steam or O/G Steam | 0.0067078 | 0.0067078 |  | 58.03%
Rathdrum Combustion Turbine Project | Idaho |  |  |  | 7456 | 1 | 3118 | Combustion Turbine |  |  |  | Combustion turbine |  |  |  |  | 12.769 | 623952.856 | 57204.22 | 7.6353 | 12.769 |  | 623952.856 | 57204.22 | 12.769 |  | 12.769 |  | 12.769 |  | 12.769 |  | 12.769 |  | 12.769 |  | 12.769 |  | 12.769 | 12.769 | Not Coal Steam or O/G Steam | 0.040929 | 0.040929 |  | 9.454%
Rathdrum Combustion Turbine Project | Idaho |  |  |  | 7456 | 2 | 3119 | Combustion Turbine |  |  |  | Combustion turbine |  |  |  |  | 15.15 | 629460.109 | 60618.18 | 9.14 | 15.15 |  | 629460.109 | 60618.18 | 15.15 |  | 15.15 |  | 15.15 |  | 15.15 |  | 15.15 |  | 15.15 |  | 15.15 |  | 15.15 | 15.15 | Not Coal Steam or O/G Steam | 0.048136 | 0.048136 |  | 10.34%
Rathdrum Power, LLC | Idaho |  |  |  | 55179 | CTGEN1 | 4071 | Combined Cycle |  |  |  | Combined cycle | Y |  |  |  | 27.418 | 4725335.345 | 677414.43 | 25.7873 | 27.418 |  | 4725335.345 | 677414.43 | 27.418 |  | 27.418 |  | 27.418 |  | 27.418 |  | 27.418 |  | 27.418 |  | 27.418 |  | 27.418 | 27.418 | Not Coal Steam or O/G Steam | 0.011605 | 0.011605 |  | 55.57%
Alsey Station | Illinois | X | X | X | 7818 | ACT1 | 89336 | Combustion Turbine |  |  |  | Combustion turbine |  |  |  |  | 3.493 | 36594.814 | 2245.17 | 3.5613 | 3.493 |  | 36594.814 | 2245.17 | 3.493 |  | 3.493 |  | 3.493 |  | 3.493 |  | 3.493 |  | 3.493 |  | 3.493 |  | 3.493 | 3.493 | Not Coal Steam or O/G Steam | 0.1909 | 0.1909 |  | 1.853%
Alsey Station | Illinois | X | X | X | 7818 | ACT2 | 89337 | Combustion Turbine |  |  |  | Combustion turbine |  |  |  |  | 2.759 | 26118.731 | 1516.93 | 2.7463 | 2.759 |  | 26118.731 | 1516.93 | 2.759 |  | 2.759 |  | 2.759 |  | 2.759 |  | 2.759 |  | 2.759 |  | 2.759 |  | 2.759 | 2.759 | Not Coal Steam or O/G Steam | 0.21127 | 0.21127 |  | 1.519%
Alsey Station | Illinois | X | X | X | 7818 | ACT5 | 89338 | Combustion Turbine |  |  |  | Combustion turbine |  |  |  |  | 3.382 | 23125.942 | 1308.12 | 3.0663 | 3.382 |  | 23125.942 | 1308.12 | 3.382 |  | 3.382 |  | 3.382 |  | 3.382 |  | 3.382 |  | 3.382 |  | 3.382 |  | 3.382 | 3.382 | Not Coal Steam or O/G Steam | 0.29249 | 0.29249 |  | 1.234%
Alsey Station | Illinois | X | X | X | 7818 | ACT6 | 91126 | Combustion Turbine |  |  |  | Combustion turbine |  |  |  |  | 6.565 | 170360.378 | 18328.91 | 3.2977 | 6.565 |  | 170360.378 | 18328.91 | 6.565 |  | 6.565 |  | 6.565 |  | 6.565 |  | 6.565 |  | 6.565 |  | 6.565 |  | 6.565 | 6.565 | Not Coal Steam or O/G Steam | 0.077072 | 0.077072 |  | 5.059%
Aurora | Illinois | X | X | X | 55279 | AGS01 | 4407 | Combustion Turbine |  |  |  | Combustion turbine |  |  |  |  | 24.57 | 1234421.621 | 111101.51 | 21.971 | 24.57 |  | 1234421.621 | 111101.51 | 24.57 |  | 24.57 |  | 24.57 |  | 24.57 |  | 24.57 |  | 24.57 |  | 24.57 |  | 24.57 | 24.57 | Not Coal Steam or O/G Steam | 0.039808 | 0.039808 |  | 14%
Aurora | Illinois | X | X | X | 55279 | AGS02 | 4409 | Combustion Turbine |  |  |  | Combustion turbine |  |  |  |  | 17.822 | 1100224.939 | 104083.06 | 17.2827 | 17.822 |  | 1100224.939 | 104083.06 | 17.822 |  | 17.822 |  | 17.822 |  | 17.822 |  | 17.822 |  | 17.822 |  | 17.822 |  | 17.822 | 17.822 | Not Coal Steam or O/G Steam | 0.032397 | 0.032397 |  | 13.25%
Aurora | Illinois | X | X | X | 55279 | AGS03 | 4410 | Combustion Turbine |  |  |  | Combustion turbine |  |  |  |  | 19.235 | 1095314.025 | 117941.2 | 16.2893 | 19.235 |  | 1095314.025 | 117941.2 | 19.235 |  | 19.235 |  | 19.235 |  | 19.235 |  | 19.235 |  | 19.235 |  | 19.235 |  | 19.235 | 19.235 | Not Coal Steam or O/G Steam | 0.035122 | 0.035122 |  | 11.45%
Aurora | Illinois | X | X | X | 55279 | AGS04 | 4411 | Combustion Turbine |  |  |  | Combustion turbine |  |  |  |  | 22.183 | 1093910.968 | 116286.2 | 17.022 | 22.183 |  | 1093910.968 | 116286.2 | 22.183 |  | 22.183 |  | 22.183 |  | 22.183 |  | 22.183 |  | 22.183 |  | 22.183 |  | 22.183 | 22.183 | Not Coal Steam or O/G Steam | 0.040557 | 0.040557 |  | 11.92%
Aurora | Illinois | X | X | X | 55279 | AGS05 | 4412 | Combustion Turbine |  |  |  | Combustion turbine |  |  |  |  | 18.552 | 432238.333 | 46177.94 | 17.7987 | 18.552 |  | 432238.333 | 46177.94 | 18.552 |  | 18.552 |  | 18.552 |  | 18.552 |  | 18.552 |  | 18.552 |  | 18.552 |  | 18.552 | 18.552 | Not Coal Steam or O/G Steam | 0.085842 | 0.085842 |  | 21.98%
Aurora | Illinois | X | X | X | 55279 | AGS06 | 4413 | Combustion Turbine |  |  |  | Combustion turbine |  |  |  |  | 17.76 | 430750.952 | 45942.25 | 17.3733 | 17.76 |  | 430750.952 | 45942.25 | 17.76 |  | 17.76 |  | 17.76 |  | 17.76 |  | 17.76 |  | 17.76 |  | 17.76 |  | 17.76 | 17.76 | Not Coal Steam or O/G Steam | 0.082461 | 0.082461 |  | 21.76%
Aurora | Illinois | X | X | X | 55279 | AGS07 | 4414 | Combustion Turbine |  |  |  | Combustion turbine |  |  |  |  | 17.65 | 441858.378 | 47494.21 | 17.752 | 17.65 |  | 441858.378 | 47494.21 | 17.65 |  | 17.65 |  | 17.65 |  | 17.65 |  | 17.65 |  | 17.65 |  | 17.65 |  | 17.65 | 17.65 | Not Coal Steam or O/G Steam | 0.07989 | 0.07989 |  | 22.73%
Aurora | Illinois | X | X | X | 55279 | AGS08 | 4415 | Combustion Turbine |  |  |  | Combustion turbine |  |  |  |  | 16.216 | 397230.836 | 42077.95 | 17.3583 | 16.216 |  | 397230.836 | 42077.95 | 16.216 |  | 16.216 |  | 16.216 |  | 16.216 |  | 16.216 |  | 16.216 |  | 16.216 |  | 16.216 | 16.216 | Not Coal Steam or O/G Steam | 0.081645 | 0.081645 |  | 21.74%
Aurora | Illinois | X | X | X | 55279 | AGS09 | 4416 | Combustion Turbine |  |  |  | Combustion turbine |  |  |  |  | 18.217 | 460268.599 | 48429.3 | 17.247 | 18.217 |  | 460268.599 | 48429.3 | 18.217 |  | 18.217 |  | 18.217 |  | 18.217 |  | 18.217 |  | 18.217 |  | 18.217 |  | 18.217 | 18.217 | Not Coal Steam or O/G Steam | 0.079158 | 0.079158 |  | 22.67%
Aurora | Illinois | X | X | X | 55279 | AGS10 | 4408 | Combustion Turbine |  |  |  | Combustion turbine |  |  |  |  | 18.096 | 464776.277 | 48486.16 | 17.1933 | 18.096 |  | 464776.277 | 48486.16 | 18.096 |  | 18.096 |  | 18.096 |  | 18.096 |  | 18.096 |  | 18.096 |  | 18.096 |  | 18.096 | 18.096 | Not Coal Steam or O/G Steam | 0.07787 | 0.07787 |  | 22.94%
Baldwin Energy Complex | Illinois | X | X | X | 889 | 1 | 611 | Coal Steam | 12 | 2025 | 2026 | Cyclone boiler | Y |  |  | 576 | 390.335 | 16875004.003 | 1800633.36 | 466.3137 | 390.335 |  | 16875004.003 | 1800633.36 | 390.335 |  | 390.335 |  | 390.335 |  | 390.335 |  | 390.335 |  | 390.335 |  | 390.335 |  | 390.335 | 390.335 | Existing SCR | 0.046262 | 0.046262 |  | 52.8%
Baldwin Energy Complex | Illinois | X | X | X | 889 | 2 | 612 | Coal Steam | 12 | 2025 | 2026 | Cyclone boiler | Y |  |  | 581 | 520.511 | 16473644.908 | 1711021.52 | 483.525 | 520.511 |  | 16473644.908 | 1711021.52 | 520.511 |  | 520.511 |  | 520.511 |  | 520.511 |  | 520.511 |  | 520.511 |  | 520.511 |  | 520.511 | 520.511 | Existing SCR | 0.063193 | 0.063193 |  | 54.37%
Calumet Energy Team, LLC | Illinois | X | X | X | 55296 | **1 | 4469 | Combustion Turbine |  |  |  | Combustion turbine |  |  |  |  | 6.678 | 166893.134 | 16252.36 | 4.4427 | 6.678 |  | 166893.134 | 16252.36 | 6.678 |  | 6.678 |  | 6.678 |  | 6.678 |  | 6.678 |  | 6.678 |  | 6.678 |  | 6.678 | 6.678 | Not Coal Steam or O/G Steam | 0.080027 | 0.080027 |  | 1.308%
Calumet Energy Team, LLC | Illinois | X | X | X | 55296 | **2 | 4470 | Combustion Turbine |  |  |  | Combustion turbine |  |  |  |  | 5.639 | 136120.193 | 13081.67 | 3.5477 | 5.639 |  | 136120.193 | 13081.67 | 5.639 |  | 5.639 |  | 5.639 |  | 5.639 |  | 5.639 |  | 5.639 |  | 5.639 |  | 5.639 | 5.639 | Not Coal Steam or O/G Steam | 0.082853 | 0.082853 |  | 1.084%
Cordova Energy Company | Illinois | X | X | X | 55188 | 1 | 4081 | Combined Cycle |  |  |  | Combined cycle | Y |  |  |  | 30.757 | 4685892.851 | 708111.3 | 22.132 | 30.757 |  | 4685892.851 | 708111.3 | 30.757 |  | 30.757 |  | 30.757 |  | 28.1154 | Optimize SCR | 28.1154 |  | 28.1154 |  | 28.1154 |  | 28.1154 | 28.1154 | Not Coal Steam or O/G Steam | 0.012 | 0.012 |  | 47.59%
Cordova Energy Company | Illinois | X | X | X | 55188 | 2 | 4082 | Combined Cycle |  |  |  | Combined cycle | Y |  |  |  | 28.944 | 4838226.145 | 727849.45 | 21.5007 | 28.944 |  | 4838226.145 | 727849.45 | 28.944 |  | 28.944 |  | 28.944 |  | 28.944 |  | 28.944 |  | 28.944 |  | 28.944 |  | 28.944 | 28.944 | Not Coal Steam or O/G Steam | 0.011965 | 0.011965 |  | 48.02%
Crete Energy Park | Illinois | X | X | X | 55253 | GT1 | 4339 | Combustion Turbine |  |  |  | Combustion turbine |  |  |  |  | 0.647 | 46518.713 | 3535.92 | 1.6877 | 0.647 |  | 46518.713 | 3535.92 | 0.647 |  | 0.647 |  | 0.647 |  | 0.647 |  | 0.647 |  | 0.647 |  | 0.647 |  | 0.647 | 0.647 | Not Coal Steam or O/G Steam | 0.027817 | 0.027817 |  | 2.973%
Crete Energy Park | Illinois | X | X | X | 55253 | GT2 | 4340 | Combustion Turbine |  |  |  | Combustion turbine |  |  |  |  | 1.166 | 87307.239 | 6726.11 | 2.1467 | 1.166 |  | 87307.239 | 6726.11 | 1.166 |  | 1.166 |  | 1.166 |  | 1.166 |  | 1.166 |  | 1.166 |  | 1.166 |  | 1.166 | 1.166 | Not Coal Steam or O/G Steam | 0.02671 | 0.02671 |  | 4.134%
Crete Energy Park | Illinois | X | X | X | 55253 | GT3 | 4341 | Combustion Turbine |  |  |  | Combustion turbine |  |  |  |  | 1.852 | 79922.536 | 5770 | 2.2483 | 1.852 |  | 79922.536 | 5770 | 1.852 |  | 1.852 |  | 1.852 |  | 1.852 |  | 1.852 |  | 1.852 |  | 1.852 |  | 1.852 | 1.852 | Not Coal Steam or O/G Steam | 0.046345 | 0.046345 |  | 3.633%
Crete Energy Park | Illinois | X | X | X | 55253 | GT4 | 4342 | Combustion Turbine |  |  |  | Combustion turbine |  |  |  |  | 1.289 | 91678.882 | 6770.09 | 1.487 | 1.289 |  | 91678.882 | 6770.09 | 1.289 |  | 1.289 |  | 1.289 |  | 1.289 |  | 1.289 |  | 1.289 |  | 1.289 |  | 1.289 | 1.289 | Not Coal Steam or O/G Steam | 0.02812 | 0.02812 |  | 2.782%
Dallman | Illinois | X | X | X | 963 | 33 | 647 | Coal Steam | 12 | 2020 | 2023 | Tangentially-fired | Y |  |  | 188 | 37.283 | 1192332.924 | 114946.21 | 52.784 | 0 | Y | 0 | 0 | 0 |  | 0 |  | 0 |  | 0 |  | 0 |  | 0 |  | 0 |  | 0 | 0 | Retired | 0 | 0 |  | 22.76%
Dallman | Illinois | X | X | X | 963 | 4 | 89910 | Coal Steam |  |  |  | Wet bottom wall-fired boiler | Y |  |  | 208 | 159.101 | 5506421.408 | 593425.66 | 140.001 | 159.101 |  | 5506421.408 | 593425.66 | 159.101 |  | 159.101 |  | 159.101 |  | 159.101 |  | 159.101 |  | 159.101 |  | 159.101 |  | 159.101 | 159.101 | Existing SCR | 0.057787 | 0.057787 |  | 61.55%
E D Edwards | Illinois | X | X | X | 856 | 2 | 569 | Coal Steam | 12 | 2022 | 2023 | Dry bottom wall-fired boiler |  |  |  | 245 | 597.402 | 5920388.097 | 589470.01 | 639.7193 | 0 | Y | 0 | 0 | 0 |  | 0 |  | 0 |  | 0 |  | 0 |  | 0 |  | 0 |  | 0 | 0 | Retired | 0 | 0 |  | 51%
E D Edwards | Illinois | X | X | X | 856 | 3 | 570 | Coal Steam | 12 | 2022 | 2023 | Dry bottom wall-fired boiler | Y |  |  | 315 | 431.526 | 7074864.629 | 797605.13 | 399.6937 | 0 | Y | 0 | 0 | 0 |  | 0 |  | 0 |  | 0 |  | 0 |  | 0 |  | 0 |  | 0 | 0 | Retired | 0 | 0 |  | 45.81%
Elgin Energy Center, LLC | Illinois | X | X | X | 55438 | CT01 | 4751 | Combustion Turbine |  |  |  | Combustion turbine |  |  |  |  | 25.709 | 968046.653 | 83889.07 | 22.9497 | 25.709 |  | 968046.653 | 83889.07 | 25.709 |  | 25.709 |  | 25.709 |  | 25.709 |  | 25.709 |  | 25.709 |  | 25.709 |  | 25.709 | 25.709 | Not Coal Steam or O/G Steam | 0.053115 | 0.053115 |  | 15.51%
Elgin Energy Center, LLC | Illinois | X | X | X | 55438 | CT02 | 4752 | Combustion Turbine |  |  |  | Combustion turbine |  |  |  |  | 34.448 | 1179407.751 | 102668.89 | 28.4387 | 34.448 |  | 1179407.751 | 102668.89 | 34.448 |  | 34.448 |  | 34.448 |  | 34.448 |  | 34.448 |  | 34.448 |  | 34.448 |  | 34.448 | 34.448 | Not Coal Steam or O/G Steam | 0.058416 | 0.058416 |  | 18.09%
Elgin Energy Center, LLC | Illinois | X | X | X | 55438 | CT03 | 4753 | Combustion Turbine |  |  |  | Combustion turbine |  |  |  |  | 21.621 | 816914.837 | 69341.66 | 21.2503 | 21.621 |  | 816914.837 | 69341.66 | 21.621 |  | 21.621 |  | 21.621 |  | 21.621 |  | 21.621 |  | 21.621 |  | 21.621 |  | 21.621 | 21.621 | Not Coal Steam or O/G Steam | 0.052933 | 0.052933 |  | 14.32%
Elgin Energy Center, LLC | Illinois | X | X | X | 55438 | CT04 | 4754 | Combustion Turbine |  |  |  | Combustion turbine |  |  |  |  | 37.49 | 1199754.258 | 104311.51 | 26.661 | 37.49 |  | 1199754.258 | 104311.51 | 37.49 |  | 37.49 |  | 37.49 |  | 37.49 |  | 37.49 |  | 37.49 |  | 37.49 |  | 37.49 | 37.49 | Not Coal Steam or O/G Steam | 0.062496 | 0.062496 |  | 16.07%
Elwood Energy Facility | Illinois | X | X | X | 55199 | 1 | 4110 | Combustion Turbine |  |  |  | Combustion turbine |  |  |  |  | 15.7 | 932102.595 | 79372.38 | 9.082 | 15.7 |  | 932102.595 | 79372.38 | 15.7 |  | 15.7 |  | 15.7 |  | 15.7 |  | 15.7 |  | 15.7 |  | 15.7 |  | 15.7 | 15.7 | Not Coal Steam or O/G Steam | 0.033687 | 0.033687 |  | 6.313%
Elwood Energy Facility | Illinois | X | X | X | 55199 | 2 | 4116 | Combustion Turbine |  |  |  | Combustion turbine |  |  |  |  | 7.773 | 408425.958 | 34411.67 | 5.6093 | 7.773 |  | 408425.958 | 34411.67 | 7.773 |  | 7.773 |  | 7.773 |  | 7.773 |  | 7.773 |  | 7.773 |  | 7.773 |  | 7.773 | 7.773 | Not Coal Steam or O/G Steam | 0.038063 | 0.038063 |  | 3.754%
Elwood Energy Facility | Illinois | X | X | X | 55199 | 3 | 4117 | Combustion Turbine |  |  |  | Combustion turbine |  |  |  |  | 11.341 | 610600.712 | 51719.09 | 8.3193 | 11.341 |  | 610600.712 | 51719.09 | 11.341 |  | 11.341 |  | 11.341 |  | 11.341 |  | 11.341 |  | 11.341 |  | 11.341 |  | 11.341 | 11.341 | Not Coal Steam or O/G Steam | 0.037147 | 0.037147 |  | 5.708%
Elwood Energy Facility | Illinois | X | X | X | 55199 | 4 | 4118 | Combustion Turbine |  |  |  | Combustion turbine |  |  |  |  | 8.807 | 516118.003 | 43635.75 | 6.3653 | 8.807 |  | 516118.003 | 43635.75 | 8.807 |  | 8.807 |  | 8.807 |  | 8.807 |  | 8.807 |  | 8.807 |  | 8.807 |  | 8.807 | 8.807 | Not Coal Steam or O/G Steam | 0.034128 | 0.034128 |  | 4.676%
Elwood Energy Facility | Illinois | X | X | X | 55199 | 5 | 4119 | Combustion Turbine |  |  |  | Combustion turbine |  |  |  |  | 15.194 | 919885.026 | 84024.49 | 8.7797 | 15.194 |  | 919885.026 | 84024.49 | 15.194 |  | 15.194 |  | 15.194 |  | 15.194 |  | 15.194 |  | 15.194 |  | 15.194 |  | 15.194 | 15.194 | Not Coal Steam or O/G Steam | 0.033035 | 0.033035 |  | 6.745%
Elwood Energy Facility | Illinois | X | X | X | 55199 | 6 | 4120 | Combustion Turbine |  |  |  | Combustion turbine |  |  |  |  | 7.606 | 484943.34 | 43330.68 | 6.4977 | 7.606 |  | 484943.34 | 43330.68 | 7.606 |  | 7.606 |  | 7.606 |  | 7.606 |  | 7.606 |  | 7.606 |  | 7.606 |  | 7.606 | 7.606 | Not Coal Steam or O/G Steam | 0.031369 | 0.031369 |  | 5.083%
Elwood Energy Facility | Illinois | X | X | X | 55199 | 7 | 4121 | Combustion Turbine |  |  |  | Combustion turbine |  |  |  |  | 14.49 | 916296.481 | 85963.49 | 8.401 | 14.49 |  | 916296.481 | 85963.49 | 14.49 |  | 14.49 |  | 14.49 |  | 14.49 |  | 14.49 |  | 14.49 |  | 14.49 |  | 14.49 | 14.49 | Not Coal Steam or O/G Steam | 0.031627 | 0.031627 |  | 6.69%
Elwood Energy Facility | Illinois | X | X | X | 55199 | 8 | 4122 | Combustion Turbine |  |  |  | Combustion turbine |  |  |  |  | 13.161 | 675080.031 | 61834.81 | 8.579 | 13.161 |  | 675080.031 | 61834.81 | 13.161 |  | 13.161 |  | 13.161 |  | 13.161 |  | 13.161 |  | 13.161 |  | 13.161 |  | 13.161 | 13.161 | Not Coal Steam or O/G Steam | 0.038991 | 0.038991 |  | 6.354%
Elwood Energy Facility | Illinois | X | X | X | 55199 | 9 | 4123 | Combustion Turbine |  |  |  | Combustion turbine |  |  |  |  | 9.041 | 551834.31 | 52512.77 | 7.639 | 9.041 |  | 551834.31 | 52512.77 | 9.041 |  | 9.041 |  | 9.041 |  | 9.041 |  | 9.041 |  | 9.041 |  | 9.041 |  | 9.041 | 9.041 | Not Coal Steam or O/G Steam | 0.032767 | 0.032767 |  | 5.954%
Factory Gas Turbine | Illinois | X | X | X | 8016 | 2 | 9200 | Combustion Turbine |  |  |  | Combustion turbine |  |  |  |  | 1.139 | 1897.9 | 80.42 | 1.4487 | 1.139 |  | 1897.9 | 80.42 | 1.139 |  | 1.139 |  | 1.139 |  | 1.139 |  | 1.139 |  | 1.139 |  | 1.139 |  | 1.139 | 1.139 | Not Coal Steam or O/G Steam | 1.2003 | 1.2003 |  | 0.2081%
Fisk | Illinois | X | X | X | 886 | 311 | 9165 | Combustion Turbine | 12 | 2029 | 2030 | Combustion turbine |  |  |  |  | 2.134 | 3556.3 |  | 1.1487 | 2.134 |  | 3556.3 |  | 2.134 |  | 2.134 |  | 2.134 |  | 2.134 |  | 2.134 |  | 2.134 |  | 2.134 |  | 2.134 | 2.134 | Not Coal Steam or O/G Steam | 1.2001 | 1.2001 |  | 0.1088%
Fisk | Illinois | X | X | X | 886 | 312 | 9166 | Combustion Turbine | 12 | 2029 | 2030 | Combustion turbine |  |  |  |  | 2.16 | 3599.3 |  | 1.1263 | 2.16 |  | 3599.3 |  | 2.16 |  | 2.16 |  | 2.16 |  | 2.16 |  | 2.16 |  | 2.16 |  | 2.16 |  | 2.16 | 2.16 | Not Coal Steam or O/G Steam | 1.2002 | 1.2002 |  | 0.1067%
Fisk | Illinois | X | X | X | 886 | 321 | 9167 | Combustion Turbine | 12 | 2029 | 2030 | Combustion turbine |  |  |  |  | 1.964 | 3273.6 |  | 1.128 | 1.964 |  | 3273.6 |  | 1.964 |  | 1.964 |  | 1.964 |  | 1.964 |  | 1.964 |  | 1.964 |  | 1.964 |  | 1.964 | 1.964 | Not Coal Steam or O/G Steam | 1.1999 | 1.1999 |  | 0.1068%
Fisk | Illinois | X | X | X | 886 | 322 | 9168 | Combustion Turbine | 12 | 2029 | 2030 | Combustion turbine |  |  |  |  | 2.102 | 3503.6 |  | 1.36 | 2.102 |  | 3503.6 |  | 2.102 |  | 2.102 |  | 2.102 |  | 2.102 |  | 2.102 |  | 2.102 |  | 2.102 |  | 2.102 | 2.102 | Not Coal Steam or O/G Steam | 1.1999 | 1.1999 |  | 0.1288%
Fisk | Illinois | X | X | X | 886 | 331 | 9169 | Combustion Turbine | 12 | 2029 | 2030 | Combustion turbine |  |  |  |  | 1.211 | 2017.8 |  | 1.028 | 1.211 |  | 2017.8 |  | 1.211 |  | 1.211 |  | 1.211 |  | 1.211 |  | 1.211 |  | 1.211 |  | 1.211 |  | 1.211 | 1.211 | Not Coal Steam or O/G Steam | 1.2003 | 1.2003 |  | 0.09731%
Fisk | Illinois | X | X | X | 886 | 332 | 9170 | Combustion Turbine | 12 | 2029 | 2030 | Combustion turbine |  |  |  |  | 2.091 | 3484.5 |  | 1.1237 | 2.091 |  | 3484.5 |  | 2.091 |  | 2.091 |  | 2.091 |  | 2.091 |  | 2.091 |  | 2.091 |  | 2.091 |  | 2.091 | 2.091 | Not Coal Steam or O/G Steam | 1.2002 | 1.2002 |  | 0.1064%
Fisk | Illinois | X | X | X | 886 | 341 | 9171 | Combustion Turbine |  |  |  | Combustion turbine | [28 empty] | Not Coal Steam or O/G Steam | 0 | 0
Fisk | Illinois | X | X | X | 886 | 342 | 9172 | Combustion Turbine | 12 | 2029 | 2030 | Combustion turbine |  |  |  |  | 0.822 | 1370.8 |  | 0.54633 | 0.822 |  | 1370.8 |  | 0.822 |  | 0.822 |  | 0.822 |  | 0.822 |  | 0.822 |  | 0.822 |  | 0.822 |  | 0.822 | 0.822 | Not Coal Steam or O/G Steam | 1.1993 | 1.1993 |  | 0.05174%
Freedom Power Project | Illinois | X | X | X | 7842 | CT1 | 3293 | Combustion Turbine |  |  |  | Combustion turbine |  |  |  |  | 0.823 | 17372.746 | 1665.81 | 0.439 | 0.823 |  | 17372.746 | 1665.81 | 0.823 |  | 0.823 |  | 0.823 |  | 0.823 |  | 0.823 |  | 0.823 |  | 0.823 |  | 0.823 | 0.823 | Not Coal Steam or O/G Steam | 0.094746 | 0.094746 |  | 0.5501%
Gibson City Energy Center, LLC | Illinois | X | X | X | 55201 | GCTG1 | 4126 | Combustion Turbine |  |  |  | Combustion turbine |  |  |  |  | 21.721 | 663590.133 | 55840.69 | 20.4137 | 21.721 |  | 663590.133 | 55840.69 | 21.721 |  | 21.721 |  | 21.721 |  | 21.721 |  | 21.721 |  | 21.721 |  | 21.721 |  | 21.721 | 21.721 | Not Coal Steam or O/G Steam | 0.065465 | 0.065465 |  | 10.42%
Gibson City Energy Center, LLC | Illinois | X | X | X | 55201 | GCTG2 | 4127 | Combustion Turbine |  |  |  | Combustion turbine |  |  |  |  | 22.314 | 693243.285 | 57124.64 | 25.2587 | 22.314 |  | 693243.285 | 57124.64 | 22.314 |  | 22.314 |  | 22.314 |  | 22.314 |  | 22.314 |  | 22.314 |  | 22.314 |  | 22.314 | 22.314 | Not Coal Steam or O/G Steam | 0.064376 | 0.064376 |  | 13.41%
Goose Creek Power Plant | Illinois | X | X | X | 55496 | CT-01 | 10123 | Combustion Turbine |  |  |  | Combustion turbine |  |  |  |  | 0.732 | 69253.257 | 5672.53 | 0.409 | 0.732 |  | 69253.257 | 5672.53 | 0.732 |  | 0.732 |  | 0.732 |  | 0.732 |  | 0.732 |  | 0.732 |  | 0.732 |  | 0.732 | 0.732 | Not Coal Steam or O/G Steam | 0.02114 | 0.02114 |  | 0.9703%
Goose Creek Power Plant | Illinois | X | X | X | 55496 | CT-02 | 10124 | Combustion Turbine |  |  |  | Combustion turbine |  |  |  |  | 0.899 | 79728.802 | 6440.71 | 0.44433 | 0.899 |  | 79728.802 | 6440.71 | 0.899 |  | 0.899 |  | 0.899 |  | 0.899 |  | 0.899 |  | 0.899 |  | 0.899 |  | 0.899 | 0.899 | Not Coal Steam or O/G Steam | 0.022551 | 0.022551 |  | 0.9961%
Goose Creek Power Plant | Illinois | X | X | X | 55496 | CT-03 | 10125 | Combustion Turbine |  |  |  | Combustion turbine |  |  |  |  | 0.605 | 65627.705 | 5457.31 | 0.34733 | 0.605 |  | 65627.705 | 5457.31 | 0.605 |  | 0.605 |  | 0.605 |  | 0.605 |  | 0.605 |  | 0.605 |  | 0.605 |  | 0.605 | 0.605 | Not Coal Steam or O/G Steam | 0.018437 | 0.018437 |  | 0.9448%
Goose Creek Power Plant | Illinois | X | X | X | 55496 | CT-04 | 10126 | Combustion Turbine |  |  |  | Combustion turbine |  |  |  |  | 0.83 | 73212.261 | 5982.41 | 0.45733 | 0.83 |  | 73212.261 | 5982.41 | 0.83 |  | 0.83 |  | 0.83 |  | 0.83 |  | 0.83 |  | 0.83 |  | 0.83 |  | 0.83 | 0.83 | Not Coal Steam or O/G Steam | 0.022674 | 0.022674 |  | 1.008%
Goose Creek Power Plant | Illinois | X | X | X | 55496 | CT-05 | 10127 | Combustion Turbine |  |  |  | Combustion turbine |  |  |  |  | 0.714 | 64737.068 | 5296.5 | 0.40167 | 0.714 |  | 64737.068 | 5296.5 | 0.714 |  | 0.714 |  | 0.714 |  | 0.714 |  | 0.714 |  | 0.714 |  | 0.714 |  | 0.714 | 0.714 | Not Coal Steam or O/G Steam | 0.022058 | 0.022058 |  | 0.912%
Goose Creek Power Plant | Illinois | X | X | X | 55496 | CT-06 | 10128 | Combustion Turbine |  |  |  | Combustion turbine |  |  |  |  | 0.416 | 42933.824 | 3490.8 | 0.32233 | 0.416 |  | 42933.824 | 3490.8 | 0.416 |  | 0.416 |  | 0.416 |  | 0.416 |  | 0.416 |  | 0.416 |  | 0.416 |  | 0.416 | 0.416 | Not Coal Steam or O/G Steam | 0.019379 | 0.019379 |  | 0.7899%
Grand Tower Energy Center, LLC | Illinois | X | X | X | 862 | CT01 | 578 | Combined Cycle |  |  |  | Combined cycle | [7 empty] | 76.178 | [20 empty] | Not Coal Steam or O/G Steam | 0 | 0 |  | 24.95%
Grand Tower Energy Center, LLC | Illinois | X | X | X | 862 | CT02 | 579 | Combined Cycle |  |  |  | Combined cycle | [7 empty] | 65.4927 | [20 empty] | Not Coal Steam or O/G Steam | 0 | 0 |  | 20.92%
Holland Energy Facility | Illinois | X | X | X | 55334 | CTG1 | 4508 | Combined Cycle |  |  |  | Combined cycle | Y |  |  |  | 19.013 | 2605858.313 | 361867.68 | 21.3567 | 19.013 |  | 2605858.313 | 361867.68 | 19.013 |  | 19.013 |  | 19.013 |  | 15.6351 | Optimize SCR | 15.6351 |  | 15.6351 |  | 15.6351 |  | 15.6351 | 15.6351 | Not Coal Steam or O/G Steam | 0.012 | 0.012 |  | 31.14%
Holland Energy Facility | Illinois | X | X | X | 55334 | CTG2 | 4509 | Combined Cycle |  |  |  | Combined cycle | Y |  |  |  | 16.95 | 2403229.167 | 336020.24 | 20.029 | 16.95 |  | 2403229.167 | 336020.24 | 16.95 |  | 16.95 |  | 16.95 |  | 14.4194 | Optimize SCR | 14.4194 |  | 14.4194 |  | 14.4194 |  | 14.4194 | 14.4194 | Not Coal Steam or O/G Steam | 0.012 | 0.012 |  | 30.31%
Interstate | Illinois | X | X | X | 7425 | 1 | 3116 | Combustion Turbine |  |  |  | Combustion turbine | [7 empty] | 10.962 | [20 empty] | Not Coal Steam or O/G Steam | 0 | 0 |  | 2.746%
Joliet 29 | Illinois | X | X | X | 384 | 71 | 250 | O/G Steam | 6 | 2023 | 2024 | Tangentially-fired |  | Y | Y | 259 | 70.307 | 1662048.4 | 163316.25 | 104.7013 | 0 | Y | 0 | 0 | 0 |  | 0 |  | 0 |  | 0 |  | 0 |  | 0 |  | 0 |  | 0 | 0 | Retired | 0 | 0 |  | 20.26%
Joliet 29 | Illinois | X | X | X | 384 | 72 | 251 | O/G Steam | 6 | 2023 | 2024 | Tangentially-fired |  | Y | Y | 259 | 71.06 | 1681024.925 | 165235 | 101.21 | 0 | Y | 0 | 0 | 0 |  | 0 |  | 0 |  | 0 |  | 0 |  | 0 |  | 0 |  | 0 | 0 | Retired | 0 | 0 |  | 19.42%
Joliet 29 | Illinois | X | X | X | 384 | 81 | 252 | O/G Steam | 6 | 2023 | 2024 | Tangentially-fired |  | Y | Y | 259 | 59.374 | 1202136.3 | 107866.75 | 99.9583 | 0 | Y | 0 | 0 | 0 |  | 0 |  | 0 |  | 0 |  | 0 |  | 0 |  | 0 |  | 0 | 0 | Retired | 0 | 0 |  | 17.39%
Joliet 29 | Illinois | X | X | X | 384 | 82 | 253 | O/G Steam | 6 | 2023 | 2024 | Tangentially-fired |  | Y | Y | 259 | 64.902 | 1305574.05 | 118315 | 108.6727 | 0 | Y | 0 | 0 | 0 |  | 0 |  | 0 |  | 0 |  | 0 |  | 0 |  | 0 |  | 0 | 0 | Retired | 0 | 0 |  | 18.87%
Joliet 9 | Illinois | X | X | X | 874 | 5 | 590 | O/G Steam | 6 | 2023 | 2024 | Cyclone boiler |  | Y |  | 314 | 1.91 | 44593.475 | 3550 | 6.6477 | 0 | Y | 0 | 0 | 0 |  | 0 |  | 0 |  | 0 |  | 0 |  | 0 |  | 0 |  | 0 | 0 | Retired | 0 | 0 |  | 0.8778%
Joppa Steam | Illinois | X | X | X | 887 | 1 | 605 | Coal Steam | 8 | 2022 | 2023 | Tangentially-fired |  |  | Y | 162 | 275.949 | 4454973.714 | 449898.42 | 230.071 | 0 | Y | 0 | 0 | 0 |  | 0 |  | 0 |  | 0 |  | 0 |  | 0 |  | 0 |  | 0 | 0 | Retired | 0 | 0 |  | 42.59%
Joppa Steam | Illinois | X | X | X | 887 | 2 | 606 | Coal Steam | 8 | 2022 | 2023 | Tangentially-fired |  |  | Y | 158 | 261.726 | 4197422.522 | 427278.83 | 217.9853 | 0 | Y | 0 | 0 | 0 |  | 0 |  | 0 |  | 0 |  | 0 |  | 0 |  | 0 |  | 0 | 0 | Retired | 0 | 0 |  | 39.89%
Joppa Steam | Illinois | X | X | X | 887 | 3 | 607 | Coal Steam | 8 | 2022 | 2023 | Tangentially-fired |  |  | Y | 161 | 241.017 | 4228357.467 | 420311.02 | 187.13 | 0 | Y | 0 | 0 | 0 |  | 0 |  | 0 |  | 0 |  | 0 |  | 0 |  | 0 |  | 0 | 0 | Retired | 0 | 0 |  | 39.9%
Joppa Steam | Illinois | X | X | X | 887 | 4 | 608 | Coal Steam | 8 | 2022 | 2023 | Tangentially-fired |  |  | Y | 160 | 240.354 | 4224282.728 | 426285.16 | 222.8317 | 0 | Y | 0 | 0 | 0 |  | 0 |  | 0 |  | 0 |  | 0 |  | 0 |  | 0 |  | 0 | 0 | Retired | 0 | 0 |  | 48%
Joppa Steam | Illinois | X | X | X | 887 | 5 | 609 | Coal Steam | 8 | 2022 | 2023 | Tangentially-fired |  |  | Y | 150 | 254.928 | 4655602.56 | 431521.39 | 181.0213 | 0 | Y | 0 | 0 | 0 |  | 0 |  | 0 |  | 0 |  | 0 |  | 0 |  | 0 |  | 0 | 0 | Retired | 0 | 0 |  | 37.92%
Joppa Steam | Illinois | X | X | X | 887 | 6 | 610 | Coal Steam | 8 | 2022 | 2023 | Tangentially-fired |  |  | Y | 158 | 281.26 | 5079480.215 | 472866.95 | 216.1693 | 0 | Y | 0 | 0 | 0 |  | 0 |  | 0 |  | 0 |  | 0 |  | 0 |  | 0 |  | 0 | 0 | Retired | 0 | 0 |  | 45.17%
Kendall Energy Facility | Illinois | X | X | X | 55131 | GTG-1 | 3966 | Combined Cycle |  |  |  | Combined cycle | Y |  |  |  | 21.296 | 2741700.628 | 358299.21 | 33.6323 | 21.296 |  | 2741700.628 | 358299.21 | 21.296 |  | 21.296 |  | 21.296 |  | 16.4502 | Optimize SCR | 16.4502 |  | 16.4502 |  | 16.4502 |  | 16.4502 | 16.4502 | Not Coal Steam or O/G Steam | 0.012 | 0.012 |  | 51.5%
Kendall Energy Facility | Illinois | X | X | X | 55131 | GTG-2 | 3967 | Combined Cycle |  |  |  | Combined cycle | Y |  |  |  | 28.595 | 3255857.12 | 446731.35 | 35.115 | 28.595 |  | 3255857.12 | 446731.35 | 28.595 |  | 28.595 |  | 28.595 |  | 19.5351 | Optimize SCR | 19.5351 |  | 19.5351 |  | 19.5351 |  | 19.5351 | 19.5351 | Not Coal Steam or O/G Steam | 0.012 | 0.012 |  | 50.36%
Kendall Energy Facility | Illinois | X | X | X | 55131 | GTG-3 | 3968 | Combined Cycle |  |  |  | Combined cycle | Y |  |  |  | 41.802 | 4989589.528 | 680144.32 | 40.8057 | 41.802 |  | 4989589.528 | 680144.32 | 41.802 |  | 41.802 |  | 41.802 |  | 29.9375 | Optimize SCR | 29.9375 |  | 29.9375 |  | 29.9375 |  | 29.9375 | 29.9375 | Not Coal Steam or O/G Steam | 0.012 | 0.012 |  | 58.51%
Kendall Energy Facility | Illinois | X | X | X | 55131 | GTG-4 | 3969 | Combined Cycle |  |  |  | Combined cycle | Y |  |  |  | 38.146 | 4910038.285 | 659868.06 | 42.2973 | 38.146 |  | 4910038.285 | 659868.06 | 38.146 |  | 38.146 |  | 38.146 |  | 29.4602 | Optimize SCR | 29.4602 |  | 29.4602 |  | 29.4602 |  | 29.4602 | 29.4602 | Not Coal Steam or O/G Steam | 0.012 | 0.012 |  | 60.13%
Kincaid Generating Station | Illinois | X | X | X | 876 | 1 | 591 | Coal Steam | 12 | 2027 | 2028 | Cyclone boiler | Y |  | Y | 554 | 165.505 | 10111650.439 | 1055201.74 | 147.427 | 165.505 |  | 10111650.439 | 1055201.74 | 165.505 |  | 165.505 |  | 165.505 |  | 165.505 |  | 165.505 |  | 165.505 |  | 165.505 |  | 165.505 | 165.505 | Existing SCR | 0.032736 | 0.032736 |  | 29.11%
Kincaid Generating Station | Illinois | X | X | X | 876 | 2 | 592 | Coal Steam | 12 | 2027 | 2028 | Cyclone boiler | Y |  | Y | 554 | 225.929 | 12344301.445 | 1292255.8 | 177.4023 | 225.929 |  | 12344301.445 | 1292255.8 | 225.929 |  | 225.929 |  | 225.929 |  | 225.929 |  | 225.929 |  | 225.929 |  | 225.929 |  | 225.929 | 225.929 | Existing SCR | 0.036605 | 0.036605 |  | 34.51%
Kinmundy Power Plant | Illinois | X | X | X | 55204 | KCTG1 | 4136 | Combustion Turbine |  |  |  | Combustion turbine |  |  |  |  | 3.785 | 109318.546 | 9140.48 | 2.2193 | 3.785 |  | 109318.546 | 9140.48 | 3.785 |  | 3.785 |  | 3.785 |  | 3.785 |  | 3.785 |  | 3.785 |  | 3.785 |  | 3.785 | 3.785 | Not Coal Steam or O/G Steam | 0.069247 | 0.069247 |  | 1.187%
Kinmundy Power Plant | Illinois | X | X | X | 55204 | KCTG2 | 4137 | Combustion Turbine |  |  |  | Combustion turbine |  |  |  |  | 3.132 | 90065.549 | 7417.45 | 1.7197 | 3.132 |  | 90065.549 | 7417.45 | 3.132 |  | 3.132 |  | 3.132 |  | 3.132 |  | 3.132 |  | 3.132 |  | 3.132 |  | 3.132 | 3.132 | Not Coal Steam or O/G Steam | 0.069549 | 0.069549 |  | 0.9629%
LSP University Park, LLC | Illinois | X | X | X | 55640 | CT01 | 8660 | Combustion Turbine |  |  |  | Combustion turbine | Y |  |  |  | 3.963 | 371495.421 | 39434.01 | 2.6657 | 3.963 |  | 371495.421 | 39434.01 | 3.963 |  | 3.963 |  | 3.963 |  | 3.963 |  | 3.963 |  | 3.963 |  | 3.963 |  | 3.963 | 3.963 | Not Coal Steam or O/G Steam | 0.021335 | 0.021335 |  | 14.31%
LSP University Park, LLC | Illinois | X | X | X | 55640 | CT02 | 8668 | Combustion Turbine |  |  |  | Combustion turbine | Y |  |  |  | 4.254 | 461814.051 | 45952.35 | 3.116 | 4.254 |  | 461814.051 | 45952.35 | 4.254 |  | 4.254 |  | 4.254 |  | 4.254 |  | 4.254 |  | 4.254 |  | 4.254 |  | 4.254 | 4.254 | Not Coal Steam or O/G Steam | 0.018423 | 0.018423 |  | 18.92%
LSP University Park, LLC | Illinois | X | X | X | 55640 | CT03 | 8670 | Combustion Turbine |  |  |  | Combustion turbine | Y |  |  |  | 4.37 | 424634.816 | 40049.56 | 3.7083 | 4.37 |  | 424634.816 | 40049.56 | 4.37 |  | 4.37 |  | 4.37 |  | 4.37 |  | 4.37 |  | 4.37 |  | 4.37 |  | 4.37 | 4.37 | Not Coal Steam or O/G Steam | 0.020582 | 0.020582 |  | 21.45%
LSP University Park, LLC | Illinois | X | X | X | 55640 | CT04 | 8672 | Combustion Turbine |  |  |  | Combustion turbine | Y |  |  |  | 3.812 | 391286.48 | 38025.03 | 3.3947 | 3.812 |  | 391286.48 | 38025.03 | 3.812 |  | 3.812 |  | 3.812 |  | 3.812 |  | 3.812 |  | 3.812 |  | 3.812 |  | 3.812 | 3.812 | Not Coal Steam or O/G Steam | 0.019484 | 0.019484 |  | 21.45%
LSP University Park, LLC | Illinois | X | X | X | 55640 | CT05 | 8674 | Combustion Turbine |  |  |  | Combustion turbine | Y |  |  |  | 4.451 | 455285.243 | 48045.77 | 3.2433 | 4.451 |  | 455285.243 | 48045.77 | 4.451 |  | 4.451 |  | 4.451 |  | 4.451 |  | 4.451 |  | 4.451 |  | 4.451 |  | 4.451 | 4.451 | Not Coal Steam or O/G Steam | 0.019553 | 0.019553 |  | 21.11%
LSP University Park, LLC | Illinois | X | X | X | 55640 | CT06 | 8676 | Combustion Turbine |  |  |  | Combustion turbine | Y |  |  |  | 2.884 | 488226.449 | 49324.36 | 2.7803 | 2.884 |  | 488226.449 | 49324.36 | 2.884 |  | 2.884 |  | 2.884 |  | 2.884 |  | 2.884 |  | 2.884 |  | 2.884 |  | 2.884 | 2.884 | Not Coal Steam or O/G Steam | 0.011814 | 0.011814 |  | 22.66%
LSP University Park, LLC | Illinois | X | X | X | 55640 | CT07 | 8678 | Combustion Turbine |  |  |  | Combustion turbine | Y |  |  |  | 4.309 | 494741.567 | 48993.72 | 3.825 | 4.309 |  | 494741.567 | 48993.72 | 4.309 |  | 4.309 |  | 4.309 |  | 4.309 |  | 4.309 |  | 4.309 |  | 4.309 |  | 4.309 | 4.309 | Not Coal Steam or O/G Steam | 0.017419 | 0.017419 |  | 22.28%
LSP University Park, LLC | Illinois | X | X | X | 55640 | CT08 | 8680 | Combustion Turbine |  |  |  | Combustion turbine | Y |  |  |  | 3.337 | 371151.594 | 37402.04 | 3.4757 | 3.337 |  | 371151.594 | 37402.04 | 3.337 |  | 3.337 |  | 3.337 |  | 3.337 |  | 3.337 |  | 3.337 |  | 3.337 |  | 3.337 | 3.337 | Not Coal Steam or O/G Steam | 0.017982 | 0.017982 |  | 19.71%
LSP University Park, LLC | Illinois | X | X | X | 55640 | CT09 | 8682 | Combustion Turbine |  |  |  | Combustion turbine | Y |  |  |  | 2.968 | 405536.969 | 40194.19 | 3.0793 | 2.968 |  | 405536.969 | 40194.19 | 2.968 |  | 2.968 |  | 2.968 |  | 2.968 |  | 2.968 |  | 2.968 |  | 2.968 |  | 2.968 | 2.968 | Not Coal Steam or O/G Steam | 0.014637 | 0.014637 |  | 20.43%
LSP University Park, LLC | Illinois | X | X | X | 55640 | CT10 | 8662 | Combustion Turbine |  |  |  | Combustion turbine | Y |  |  |  | 2.68 | 371058.981 | 40476.82 | 2.7293 | 2.68 |  | 371058.981 | 40476.82 | 2.68 |  | 2.68 |  | 2.68 |  | 2.68 |  | 2.68 |  | 2.68 |  | 2.68 |  | 2.68 | 2.68 | Not Coal Steam or O/G Steam | 0.014445 | 0.014445 |  | 18.2%
LSP University Park, LLC | Illinois | X | X | X | 55640 | CT11 | 8664 | Combustion Turbine |  |  |  | Combustion turbine | Y |  |  |  | 2.744 | 386628.262 | 38874.48 | 2.4523 | 2.744 |  | 386628.262 | 38874.48 | 2.744 |  | 2.744 |  | 2.744 |  | 2.744 |  | 2.744 |  | 2.744 |  | 2.744 |  | 2.744 | 2.744 | Not Coal Steam or O/G Steam | 0.014195 | 0.014195 |  | 18.66%
LSP University Park, LLC | Illinois | X | X | X | 55640 | CT12 | 8666 | Combustion Turbine |  |  |  | Combustion turbine | Y |  |  |  | 1.822 | 232915.193 | 23501.86 | 2.194 | 1.822 |  | 232915.193 | 23501.86 | 1.822 |  | 1.822 |  | 1.822 |  | 1.822 |  | 1.822 |  | 1.822 |  | 1.822 |  | 1.822 | 1.822 | Not Coal Steam or O/G Steam | 0.015645 | 0.015645 |  | 14.77%
Lee County Generating Station, LLC | Illinois | X | X | X | 55236 | CT1 | 4266 | Combustion Turbine |  |  |  | Combustion turbine |  |  |  |  | 5.036 | 376233.3 | 28174.58 | 3.9517 | 5.036 |  | 376233.3 | 28174.58 | 5.036 |  | 5.036 |  | 5.036 |  | 5.036 |  | 5.036 |  | 5.036 |  | 5.036 |  | 5.036 | 5.036 | Not Coal Steam or O/G Steam | 0.026771 | 0.026771 |  | 6.267%
Lee County Generating Station, LLC | Illinois | X | X | X | 55236 | CT2 | 4267 | Combustion Turbine |  |  |  | Combustion turbine |  |  |  |  | 5.762 | 372058.868 | 27846.49 | 5.051 | 5.762 |  | 372058.868 | 27846.49 | 5.762 |  | 5.762 |  | 5.762 |  | 5.762 |  | 5.762 |  | 5.762 |  | 5.762 |  | 5.762 | 5.762 | Not Coal Steam or O/G Steam | 0.030974 | 0.030974 |  | 7.627%
Lee County Generating Station, LLC | Illinois | X | X | X | 55236 | CT3 | 4268 | Combustion Turbine |  |  |  | Combustion turbine |  |  |  |  | 5.818 | 376520.706 | 28150.17 | 4.319 | 5.818 |  | 376520.706 | 28150.17 | 5.818 |  | 5.818 |  | 5.818 |  | 5.818 |  | 5.818 |  | 5.818 |  | 5.818 |  | 5.818 | 5.818 | Not Coal Steam or O/G Steam | 0.030904 | 0.030904 |  | 6.267%
Lee County Generating Station, LLC | Illinois | X | X | X | 55236 | CT4 | 4269 | Combustion Turbine |  |  |  | Combustion turbine |  |  |  |  | 5.938 | 373463.267 | 28175.92 | 4.1697 | 5.938 |  | 373463.267 | 28175.92 | 5.938 |  | 5.938 |  | 5.938 |  | 5.938 |  | 5.938 |  | 5.938 |  | 5.938 |  | 5.938 | 5.938 | Not Coal Steam or O/G Steam | 0.0318 | 0.0318 |  | 5.918%
Lee County Generating Station, LLC | Illinois | X | X | X | 55236 | CT5 | 4270 | Combustion Turbine |  |  |  | Combustion turbine |  |  |  |  | 4.392 | 299295.566 | 22096.64 | 4.016 | 4.392 |  | 299295.566 | 22096.64 | 4.392 |  | 4.392 |  | 4.392 |  | 4.392 |  | 4.392 |  | 4.392 |  | 4.392 |  | 4.392 | 4.392 | Not Coal Steam or O/G Steam | 0.029349 | 0.029349 |  | 6.679%
Lee County Generating Station, LLC | Illinois | X | X | X | 55236 | CT6 | 4271 | Combustion Turbine |  |  |  | Combustion turbine |  |  |  |  | 4.21 | 292090.837 | 22098.97 | 4.0557 | 4.21 |  | 292090.837 | 22098.97 | 4.21 |  | 4.21 |  | 4.21 |  | 4.21 |  | 4.21 |  | 4.21 |  | 4.21 |  | 4.21 | 4.21 | Not Coal Steam or O/G Steam | 0.028827 | 0.028827 |  | 6.607%
Lee County Generating Station, LLC | Illinois | X | X | X | 55236 | CT7 | 4272 | Combustion Turbine |  |  |  | Combustion turbine |  |  |  |  | 4.643 | 304072.152 | 23231.91 | 3.913 | 4.643 |  | 304072.152 | 23231.91 | 4.643 |  | 4.643 |  | 4.643 |  | 4.643 |  | 4.643 |  | 4.643 |  | 4.643 |  | 4.643 | 4.643 | Not Coal Steam or O/G Steam | 0.030539 | 0.030539 |  | 5.696%
Lee County Generating Station, LLC | Illinois | X | X | X | 55236 | CT8 | 4273 | Combustion Turbine |  |  |  | Combustion turbine |  |  |  |  | 4.259 | 250875.579 | 18812.92 | 3.9007 | 4.259 |  | 250875.579 | 18812.92 | 4.259 |  | 4.259 |  | 4.259 |  | 4.259 |  | 4.259 |  | 4.259 |  | 4.259 |  | 4.259 | 4.259 | Not Coal Steam or O/G Steam | 0.033953 | 0.033953 |  | 5.689%
Lincoln Generating Facility | Illinois | X | X | X | 55222 | CTG-1 | 4174 | Combustion Turbine |  |  |  | Combustion turbine |  |  |  |  | 0.505 | 39696.703 | 2780.87 | 0.28833 | 0.505 |  | 39696.703 | 2780.87 | 0.505 |  | 0.505 |  | 0.505 |  | 0.505 |  | 0.505 |  | 0.505 |  | 0.505 |  | 0.505 | 0.505 | Not Coal Steam or O/G Steam | 0.025443 | 0.025443 |  | 0.53%
Lincoln Generating Facility | Illinois | X | X | X | 55222 | CTG-2 | 4175 | Combustion Turbine |  |  |  | Combustion turbine |  |  |  |  | 0.351 | 25344.296 | 1790.48 | 0.27933 | 0.351 |  | 25344.296 | 1790.48 | 0.351 |  | 0.351 |  | 0.351 |  | 0.351 |  | 0.351 |  | 0.351 |  | 0.351 |  | 0.351 | 0.351 | Not Coal Steam or O/G Steam | 0.027699 | 0.027699 |  | 0.4739%
Lincoln Generating Facility | Illinois | X | X | X | 55222 | CTG-3 | 4176 | Combustion Turbine |  |  |  | Combustion turbine |  |  |  |  | 0.558 | 42750.522 | 2975.67 | 0.30233 | 0.558 |  | 42750.522 | 2975.67 | 0.558 |  | 0.558 |  | 0.558 |  | 0.558 |  | 0.558 |  | 0.558 |  | 0.558 |  | 0.558 | 0.558 | Not Coal Steam or O/G Steam | 0.026105 | 0.026105 |  | 0.5427%
Lincoln Generating Facility | Illinois | X | X | X | 55222 | CTG-4 | 4177 | Combustion Turbine |  |  |  | Combustion turbine |  |  |  |  | 0.304 | 25573.698 | 1827.63 | 0.20433 | 0.304 |  | 25573.698 | 1827.63 | 0.304 |  | 0.304 |  | 0.304 |  | 0.304 |  | 0.304 |  | 0.304 |  | 0.304 |  | 0.304 | 0.304 | Not Coal Steam or O/G Steam | 0.023774 | 0.023774 |  | 0.3954%
Lincoln Generating Facility | Illinois | X | X | X | 55222 | CTG-5 | 4178 | Combustion Turbine |  |  |  | Combustion turbine |  |  |  |  | 0.323 | 26126.078 | 1842.08 | 0.19567 | 0.323 |  | 26126.078 | 1842.08 | 0.323 |  | 0.323 |  | 0.323 |  | 0.323 |  | 0.323 |  | 0.323 |  | 0.323 |  | 0.323 | 0.323 | Not Coal Steam or O/G Steam | 0.024726 | 0.024726 |  | 0.3729%
Lincoln Generating Facility | Illinois | X | X | X | 55222 | CTG-6 | 4179 | Combustion Turbine |  |  |  | Combustion turbine |  |  |  |  | 0.255 | 25618.151 | 1835.05 | 0.193 | 0.255 |  | 25618.151 | 1835.05 | 0.255 |  | 0.255 |  | 0.255 |  | 0.255 |  | 0.255 |  | 0.255 |  | 0.255 |  | 0.255 | 0.255 | Not Coal Steam or O/G Steam | 0.019908 | 0.019908 |  | 0.439%
Lincoln Generating Facility | Illinois | X | X | X | 55222 | CTG-7 | 4180 | Combustion Turbine |  |  |  | Combustion turbine |  |  |  |  | 0.29 | 26301.317 | 1871.1 | 0.18 | 0.29 |  | 26301.317 | 1871.1 | 0.29 |  | 0.29 |  | 0.29 |  | 0.29 |  | 0.29 |  | 0.29 |  | 0.29 |  | 0.29 | 0.29 | Not Coal Steam or O/G Steam | 0.022052 | 0.022052 |  | 0.3671%
Lincoln Generating Facility | Illinois | X | X | X | 55222 | CTG-8 | 4181 | Combustion Turbine |  |  |  | Combustion turbine |  |  |  |  | 0.326 | 27803.682 | 1972.09 | 0.18367 | 0.326 |  | 27803.682 | 1972.09 | 0.326 |  | 0.326 |  | 0.326 |  | 0.326 |  | 0.326 |  | 0.326 |  | 0.326 |  | 0.326 | 0.326 | Not Coal Steam or O/G Steam | 0.02345 | 0.02345 |  | 0.3511%
MEPI GT Facility | Illinois | X | X | X | 7858 | 1 | 3322 | Combustion Turbine | 8 | 2022 | 2023 | Combustion turbine |  |  |  |  | 10.541 | 176324.537 | 11171.88 | 5.8693 | 0 | Y | 0 | 0 | 0 |  | 0 |  | 0 |  | 0 |  | 0 |  | 0 |  | 0 |  | 0 | 0 | Not Coal Steam or O/G Steam | 0 | 0 |  | 3.363%
MEPI GT Facility | Illinois | X | X | X | 7858 | 2 | 3323 | Combustion Turbine | 8 | 2022 | 2023 | Combustion turbine |  |  |  |  | 10.786 | 184191.238 | 11043.41 | 6.321 | 0 | Y | 0 | 0 | 0 |  | 0 |  | 0 |  | 0 |  | 0 |  | 0 |  | 0 |  | 0 | 0 | Not Coal Steam or O/G Steam | 0 | 0 |  | 3.585%
MEPI GT Facility | Illinois | X | X | X | 7858 | 3 | 3324 | Combustion Turbine | 8 | 2022 | 2023 | Combustion turbine |  |  |  |  | 10.268 | 184496.283 | 10632.27 | 6.317 | 0 | Y | 0 | 0 | 0 |  | 0 |  | 0 |  | 0 |  | 0 |  | 0 |  | 0 |  | 0 | 0 | Not Coal Steam or O/G Steam | 0 | 0 |  | 3.5%
MEPI GT Facility | Illinois | X | X | X | 7858 | 4 | 3325 | Combustion Turbine | 8 | 2022 | 2023 | Combustion turbine |  |  |  |  | 4.08 | 92968.541 | 6800.28 | 1.9693 | 0 | Y | 0 | 0 | 0 |  | 0 |  | 0 |  | 0 |  | 0 |  | 0 |  | 0 |  | 0 | 0 | Not Coal Steam or O/G Steam | 0 | 0 |  | 2.119%
MEPI GT Facility | Illinois | X | X | X | 7858 | 5 | 3326 | Combustion Turbine | 8 | 2022 | 2023 | Combustion turbine |  |  |  |  | 4.43 | 98906.61 | 7162.57 | 2.307 | 0 | Y | 0 | 0 | 0 |  | 0 |  | 0 |  | 0 |  | 0 |  | 0 |  | 0 |  | 0 | 0 | Not Coal Steam or O/G Steam | 0 | 0 |  | 2.367%
Marion | Illinois | X | X | X | 976 | 123 | 9173 | Coal Steam | 12 | 2029 | 2030 | Circulating fluidized bed boiler |  | Y |  | 120 | 257.114 | 5405002.299 | 363274 | 178.64 | 257.114 |  | 5405002.299 | 363274 | 257.114 |  | 257.114 |  | 257.114 |  | 257.114 |  | 257.114 |  | 206.7413 | Y | 206.7413 |  | 206.7413 | 206.7413 | Coal Steam, Circulating fluidized bed, Under 0.08 | 0.0765 | 0.0765 |  | 64.33%
Marion | Illinois | X | X | X | 976 | 5 | 9174 | Combustion Turbine |  |  |  | Combustion turbine |  |  |  |  | 1.332 | 121146 | 7899.72 | 0.65333 | 1.332 |  | 121146 | 7899.72 | 1.332 |  | 1.332 |  | 1.332 |  | 1.332 |  | 1.332 |  | 1.332 |  | 1.332 |  | 1.332 | 1.332 | Not Coal Steam or O/G Steam | 0.02199 | 0.02199 |  | 1.678%
Marion | Illinois | X | X | X | 976 | 6 | 9175 | Combustion Turbine |  |  |  | Combustion turbine |  |  |  |  | 1.325 | 120561.3 | 7973.14 | 0.68967 | 1.325 |  | 120561.3 | 7973.14 | 1.325 |  | 1.325 |  | 1.325 |  | 1.325 |  | 1.325 |  | 1.325 |  | 1.325 |  | 1.325 | 1.325 | Not Coal Steam or O/G Steam | 0.021981 | 0.021981 |  | 1.654%
Morris Cogeneration, LLC | Illinois | X | X | X | 55216 | CTG1 | 89477 | Combined Cycle |  |  |  | Combined cycle |  |  |  |  | 22.371 | 1474839.272 | 114663.15 | 21.777 | 22.371 |  | 1474839.272 | 114663.15 | 22.371 |  | 22.371 |  | 22.371 |  | 22.371 |  | 22.371 |  | 22.371 |  | 22.371 |  | 22.371 | 22.371 | Not Coal Steam or O/G Steam | 0.030337 | 0.030337 |  | 32.93%
Morris Cogeneration, LLC | Illinois | X | X | X | 55216 | CTG2 | 89478 | Combined Cycle |  |  |  | Combined cycle |  |  |  |  | 17.873 | 1074193.457 | 84934.67 | 23.8233 | 17.873 |  | 1074193.457 | 84934.67 | 17.873 |  | 17.873 |  | 17.873 |  | 17.873 |  | 17.873 |  | 17.873 |  | 17.873 |  | 17.873 | 17.873 | Not Coal Steam or O/G Steam | 0.033277 | 0.033277 |  | 33.51%
Morris Cogeneration, LLC | Illinois | X | X | X | 55216 | CTG3 | 89479 | Combined Cycle |  |  |  | Combined cycle |  |  |  |  | 16.801 | 803699.873 | 64697.22 | 25.3947 | 16.801 |  | 803699.873 | 64697.22 | 16.801 |  | 16.801 |  | 16.801 |  | 16.801 |  | 16.801 |  | 16.801 |  | 16.801 |  | 16.801 | 16.801 | Not Coal Steam or O/G Steam | 0.041809 | 0.041809 |  | 30.57%
Nelson Energy Center | Illinois | X | X | X | 55183 | 1 | 4073 | Combined Cycle |  |  |  | Combined cycle | Y |  |  |  | 40.51 | 4184769.314 | 609658.17 | 47.8247 | 40.51 |  | 4184769.314 | 609658.17 | 40.51 |  | 40.51 |  | 40.51 |  | 25.1086 | Optimize SCR | 25.1086 |  | 25.1086 |  | 25.1086 |  | 25.1086 | 25.1086 | Not Coal Steam or O/G Steam | 0.012 | 0.012 |  | 59.8%
Nelson Energy Center | Illinois | X | X | X | 55183 | 2 | 4074 | Combined Cycle |  |  |  | Combined cycle | Y |  |  |  | 28.279 | 2855694.124 | 415074.78 | 42.755 | 28.279 |  | 2855694.124 | 415074.78 | 28.279 |  | 28.279 |  | 28.279 |  | 17.1342 | Optimize SCR | 17.1342 |  | 17.1342 |  | 17.1342 |  | 17.1342 | 17.1342 | Not Coal Steam or O/G Steam | 0.012 | 0.012 |  | 54.03%
Newton | Illinois | X | X | X | 6017 | 1 | 2680 | Coal Steam | 12 | 2027 | 2028 | Tangentially-fired |  |  |  | 595 | 1038.33 | 16676855.491 | 1686298.28 | 935.5207 | 1038.33 |  | 16676855.491 | 1686298.28 | 1038.33 |  | 1038.33 |  | 1038.33 |  | 1038.33 |  | 1038.33 |  | 1038.33 |  | 1038.33 |  | 727.6257 | 416.9214 | Coal Steam SCR Retrofit | 0.12452 | 0.05 |  | 53.91%
Pinckneyville Power Plant | Illinois | X | X | X | 55202 | CT01 | 4128 | Combustion Turbine |  |  |  | Combustion turbine |  |  |  |  | 11.225 | 232602.712 | 24609.2 | 9.0323 | 11.225 |  | 232602.712 | 24609.2 | 11.225 |  | 11.225 |  | 11.225 |  | 11.225 |  | 11.225 |  | 11.225 |  | 11.225 |  | 11.225 | 11.225 | Not Coal Steam or O/G Steam | 0.096517 | 0.096517 |  | 11.62%
Pinckneyville Power Plant | Illinois | X | X | X | 55202 | CT02 | 4129 | Combustion Turbine |  |  |  | Combustion turbine |  |  |  |  | 10.951 | 234149.173 | 25191.37 | 8.6097 | 10.951 |  | 234149.173 | 25191.37 | 10.951 |  | 10.951 |  | 10.951 |  | 10.951 |  | 10.951 |  | 10.951 |  | 10.951 |  | 10.951 | 10.951 | Not Coal Steam or O/G Steam | 0.093539 | 0.093539 |  | 11.16%
Pinckneyville Power Plant | Illinois | X | X | X | 55202 | CT03 | 4130 | Combustion Turbine |  |  |  | Combustion turbine |  |  |  |  | 11.655 | 247356.539 | 26504.92 | 9.121 | 11.655 |  | 247356.539 | 26504.92 | 11.655 |  | 11.655 |  | 11.655 |  | 11.655 |  | 11.655 |  | 11.655 |  | 11.655 |  | 11.655 | 11.655 | Not Coal Steam or O/G Steam | 0.094236 | 0.094236 |  | 11.86%
Pinckneyville Power Plant | Illinois | X | X | X | 55202 | CT04 | 4131 | Combustion Turbine |  |  |  | Combustion turbine |  |  |  |  | 11.049 | 237549.771 | 24618.32 | 8.5383 | 11.049 |  | 237549.771 | 24618.32 | 11.049 |  | 11.049 |  | 11.049 |  | 11.049 |  | 11.049 |  | 11.049 |  | 11.049 |  | 11.049 | 11.049 | Not Coal Steam or O/G Steam | 0.093025 | 0.093025 |  | 11.26%
Pinckneyville Power Plant | Illinois | X | X | X | 55202 | CT05 | 4132 | Combustion Turbine |  |  |  | Combustion turbine |  |  |  |  | 0.347 | 28085.651 | 2557.46 | 0.14933 | 0.347 |  | 28085.651 | 2557.46 | 0.347 |  | 0.347 |  | 0.347 |  | 0.347 |  | 0.347 |  | 0.347 |  | 0.347 |  | 0.347 | 0.347 | Not Coal Steam or O/G Steam | 0.02471 | 0.02471 |  | 0.6076%
Pinckneyville Power Plant | Illinois | X | X | X | 55202 | CT06 | 4133 | Combustion Turbine |  |  |  | Combustion turbine |  |  |  |  | 0.458 | 23330.154 | 2142.81 | 0.20567 | 0.458 |  | 23330.154 | 2142.81 | 0.458 |  | 0.458 |  | 0.458 |  | 0.458 |  | 0.458 |  | 0.458 |  | 0.458 |  | 0.458 | 0.458 | Not Coal Steam or O/G Steam | 0.039262 | 0.039262 |  | 0.5308%
Pinckneyville Power Plant | Illinois | X | X | X | 55202 | CT07 | 4134 | Combustion Turbine |  |  |  | Combustion turbine |  |  |  |  | 0.449 | 31259.366 | 2571.01 | 0.20033 | 0.449 |  | 31259.366 | 2571.01 | 0.449 |  | 0.449 |  | 0.449 |  | 0.449 |  | 0.449 |  | 0.449 |  | 0.449 |  | 0.449 | 0.449 | Not Coal Steam or O/G Steam | 0.028727 | 0.028727 |  | 0.6982%
Pinckneyville Power Plant | Illinois | X | X | X | 55202 | CT08 | 4135 | Combustion Turbine |  |  |  | Combustion turbine |  |  |  |  | 0.406 | 23706.198 | 2135.35 | 0.19433 | 0.406 |  | 23706.198 | 2135.35 | 0.406 |  | 0.406 |  | 0.406 |  | 0.406 |  | 0.406 |  | 0.406 |  | 0.406 |  | 0.406 | 0.406 | Not Coal Steam or O/G Steam | 0.034253 | 0.034253 |  | 0.5575%
Powerton | Illinois | X | X | X | 879 | 51 | 593 | Coal Steam | 12 | 2028 | 2029 | Cyclone boiler |  | Y | Y | 384 | 350.769 | 6676525.575 | 599337 | 214.2193 | 350.769 |  | 6676525.575 | 599337 | 350.769 |  | 350.769 |  | 350.769 |  | 350.769 |  | 350.769 |  | 320.3397 | Y | 320.3397 |  | 243.6264 | 166.9131 | Coal Steam SCR Retrofit | 0.09596 | 0.05 |  | 21.75%
Powerton | Illinois | X | X | X | 879 | 52 | 594 | Coal Steam | 12 | 2028 | 2029 | Cyclone boiler |  | Y | Y | 384 | 263.6 | 5144944.45 | 478785.5 | 194.1743 | 263.6 |  | 5144944.45 | 478785.5 | 263.6 |  | 263.6 |  | 263.6 |  | 263.6 |  | 263.6 |  | 263.6 |  | 263.6 |  | 196.1118 | 128.6236 | Coal Steam SCR Retrofit | 0.10247 | 0.05 |  | 19.9%
Powerton | Illinois | X | X | X | 879 | 61 | 595 | Coal Steam | 12 | 2028 | 2029 | Cyclone boiler |  | Y | Y | 384 | 229.076 | 4343112.8 | 389197.75 | 127.4967 | 229.076 |  | 4343112.8 | 389197.75 | 229.076 |  | 229.076 |  | 229.076 |  | 229.076 |  | 229.076 |  | 183.1274 | Y | 183.1274 |  | 145.8526 | 108.5778 | Coal Steam SCR Retrofit | 0.08433 | 0.05 |  | 13.15%
Powerton | Illinois | X | X | X | 879 | 62 | 596 | Coal Steam | 12 | 2028 | 2029 | Cyclone boiler |  | Y | Y | 384 | 200.96 | 4021205.225 | 365686.5 | 116.643 | 200.96 |  | 4021205.225 | 365686.5 | 200.96 |  | 200.96 |  | 200.96 |  | 200.96 |  | 200.96 |  | 167.5033 | Y | 167.5033 |  | 134.0167 | 100.5301 | Coal Steam SCR Retrofit | 0.08331 | 0.05 |  | 12.22%
Prairie State Generating Station | Illinois | X | X | X | 55856 | 01 | 90192 | Coal Steam |  |  |  | Dry bottom wall-fired boiler | Y |  |  | 815 | 993.571 | 30738736.711 | 3084733.44 | 880.7717 | 993.571 |  | 30738736.711 | 3084733.44 | 993.571 |  | 993.571 |  | 993.571 |  | 993.571 |  | 993.571 |  | 993.571 |  | 993.571 |  | 993.571 | 993.571 | Existing SCR | 0.064646 | 0.064646 |  | 77.38%
Prairie State Generating Station | Illinois | X | X | X | 55856 | 02 | 90193 | Coal Steam |  |  |  | Dry bottom wall-fired boiler | Y |  |  | 815 | 884.906 | 28870538.573 | 3060301 | 842.6397 | 884.906 |  | 28870538.573 | 3060301 | 884.906 |  | 884.906 |  | 884.906 |  | 884.906 |  | 884.906 |  | 884.906 |  | 884.906 |  | 884.906 | 884.906 | Existing SCR | 0.061302 | 0.061302 |  | 73.25%
Raccoon Creek Power Plant | Illinois | X | X | X | 55417 | CT-01 | 9216 | Combustion Turbine |  |  |  | Combustion turbine |  |  |  |  | 0.734 | 58803.986 | 4901.13 | 0.35167 | 0.734 |  | 58803.986 | 4901.13 | 0.734 |  | 0.734 |  | 0.734 |  | 0.734 |  | 0.734 |  | 0.734 |  | 0.734 |  | 0.734 | 0.734 | Not Coal Steam or O/G Steam | 0.024964 | 0.024964 |  | 0.7268%
Raccoon Creek Power Plant | Illinois | X | X | X | 55417 | CT-02 | 9217 | Combustion Turbine |  |  |  | Combustion turbine |  |  |  |  | 0.585 | 52968.182 | 4442.82 | 0.30567 | 0.585 |  | 52968.182 | 4442.82 | 0.585 |  | 0.585 |  | 0.585 |  | 0.585 |  | 0.585 |  | 0.585 |  | 0.585 |  | 0.585 | 0.585 | Not Coal Steam or O/G Steam | 0.022089 | 0.022089 |  | 0.6918%
Raccoon Creek Power Plant | Illinois | X | X | X | 55417 | CT-03 | 9218 | Combustion Turbine |  |  |  | Combustion turbine |  |  |  |  | 0.616 | 58186.367 | 4882.17 | 0.29067 | 0.616 |  | 58186.367 | 4882.17 | 0.616 |  | 0.616 |  | 0.616 |  | 0.616 |  | 0.616 |  | 0.616 |  | 0.616 |  | 0.616 | 0.616 | Not Coal Steam or O/G Steam | 0.021173 | 0.021173 |  | 0.7034%
Raccoon Creek Power Plant | Illinois | X | X | X | 55417 | CT-04 | 9219 | Combustion Turbine |  |  |  | Combustion turbine |  |  |  |  | 0.642 | 56348.131 | 4667.61 | 0.26833 | 0.642 |  | 56348.131 | 4667.61 | 0.642 |  | 0.642 |  | 0.642 |  | 0.642 |  | 0.642 |  | 0.642 |  | 0.642 |  | 0.642 | 0.642 | Not Coal Steam or O/G Steam | 0.022787 | 0.022787 |  | 0.6063%
Rockford Energy Center | Illinois | X | X | X | 55238 | 0001 | 4282 | Combustion Turbine |  |  |  | Combustion turbine |  |  |  |  | 22.967 | 1203834.641 | 111329.5 | 17.7327 | 22.967 |  | 1203834.641 | 111329.5 | 22.967 |  | 22.967 |  | 22.967 |  | 22.967 |  | 22.967 |  | 22.967 |  | 22.967 |  | 22.967 | 22.967 | Not Coal Steam or O/G Steam | 0.038156 | 0.038156 |  | 11.87%
Rockford Energy Center | Illinois | X | X | X | 55238 | 0002 | 4283 | Combustion Turbine |  |  |  | Combustion turbine |  |  |  |  | 24.58 | 1183200.358 | 111339.23 | 17.6473 | 24.58 |  | 1183200.358 | 111339.23 | 24.58 |  | 24.58 |  | 24.58 |  | 24.58 |  | 24.58 |  | 24.58 |  | 24.58 |  | 24.58 | 24.58 | Not Coal Steam or O/G Steam | 0.041548 | 0.041548 |  | 11.83%
Rockford II Energy Center | Illinois | X | X | X | 55936 | U1 | 4814 | Combustion Turbine |  |  |  | Combustion turbine |  |  |  |  | 38.685 | 1404343.328 | 139184.48 | 24.906 | 38.685 |  | 1404343.328 | 139184.48 | 38.685 |  | 38.685 |  | 38.685 |  | 38.685 |  | 38.685 |  | 38.685 |  | 38.685 |  | 38.685 | 38.685 | Not Coal Steam or O/G Steam | 0.055093 | 0.055093 |  | 14.65%
Rocky Road Power, LLC | Illinois | X | X | X | 55109 | T1 | 3908 | Combustion Turbine |  |  |  | Combustion turbine |  |  |  |  | 17.791 | 378769.323 | 31804 | 13.279 | 17.791 |  | 378769.323 | 31804 | 17.791 |  | 17.791 |  | 17.791 |  | 17.791 |  | 17.791 |  | 17.791 |  | 17.791 |  | 17.791 | 17.791 | Not Coal Steam or O/G Steam | 0.093941 | 0.093941 |  | 5.586%
Rocky Road Power, LLC | Illinois | X | X | X | 55109 | T2 | 3909 | Combustion Turbine |  |  |  | Combustion turbine |  |  |  |  | 16.403 | 369525.919 | 31793.34 | 11.3503 | 16.403 |  | 369525.919 | 31793.34 | 16.403 |  | 16.403 |  | 16.403 |  | 16.403 |  | 16.403 |  | 16.403 |  | 16.403 |  | 16.403 | 16.403 | Not Coal Steam or O/G Steam | 0.088779 | 0.088779 |  | 5.066%
Rocky Road Power, LLC | Illinois | X | X | X | 55109 | T3 | 3910 | Combustion Turbine |  |  |  | Combustion turbine |  |  |  |  | 6.023 | 83746.702 | 7512.96 | 4.04 | 6.023 |  | 83746.702 | 7512.96 | 6.023 |  | 6.023 |  | 6.023 |  | 6.023 |  | 6.023 |  | 6.023 |  | 6.023 |  | 6.023 | 6.023 | Not Coal Steam or O/G Steam | 0.14384 | 0.14384 |  | 4.17%
Rocky Road Power, LLC | Illinois | X | X | X | 55109 | T4 | 3911 | Combustion Turbine |  |  |  | Combustion turbine |  |  |  |  | 15.189 | 439100.997 | 36985.58 | 9.3093 | 15.189 |  | 439100.997 | 36985.58 | 15.189 |  | 15.189 |  | 15.189 |  | 15.189 |  | 15.189 |  | 15.189 |  | 15.189 |  | 15.189 | 15.189 | Not Coal Steam or O/G Steam | 0.069182 | 0.069182 |  | 4.787%
Shelby County | Illinois | X | X | X | 55237 | SCE1 | 4274 | Combustion Turbine |  |  |  | Combustion turbine |  |  |  |  | 25.521 | 424804 | 42754.51 | 17.9563 | 25.521 |  | 424804 | 42754.51 | 25.521 |  | 25.521 |  | 25.521 |  | 25.521 |  | 25.521 |  | 25.521 |  | 25.521 |  | 25.521 | 25.521 | Not Coal Steam or O/G Steam | 0.12015 | 0.12015 |  | 19.45%
Shelby County | Illinois | X | X | X | 55237 | SCE2 | 4275 | Combustion Turbine |  |  |  | Combustion turbine |  |  |  |  | 25.856 | 418758.9 | 42146.65 | 22.4113 | 25.856 |  | 418758.9 | 42146.65 | 25.856 |  | 25.856 |  | 25.856 |  | 25.856 |  | 25.856 |  | 25.856 |  | 25.856 |  | 25.856 | 25.856 | Not Coal Steam or O/G Steam | 0.12349 | 0.12349 |  | 23.32%
Shelby County | Illinois | X | X | X | 55237 | SCE3 | 4276 | Combustion Turbine |  |  |  | Combustion turbine |  |  |  |  | 22.074 | 368171.3 | 37055 | 18.9907 | 22.074 |  | 368171.3 | 37055 | 22.074 |  | 22.074 |  | 22.074 |  | 22.074 |  | 22.074 |  | 22.074 |  | 22.074 |  | 22.074 | 22.074 | Not Coal Steam or O/G Steam | 0.11991 | 0.11991 |  | 19.68%
Shelby County | Illinois | X | X | X | 55237 | SCE4 | 4277 | Combustion Turbine |  |  |  | Combustion turbine |  |  |  |  | 23.719 | 389956.4 | 39247.53 | 20.742 | 23.719 |  | 389956.4 | 39247.53 | 23.719 |  | 23.719 |  | 23.719 |  | 23.719 |  | 23.719 |  | 23.719 |  | 23.719 |  | 23.719 | 23.719 | Not Coal Steam or O/G Steam | 0.12165 | 0.12165 |  | 21.69%
Shelby County | Illinois | X | X | X | 55237 | SCE5 | 4278 | Combustion Turbine |  |  |  | Combustion turbine |  |  |  |  | 25.526 | 426040.2 | 42878.16 | 21.2317 | 25.526 |  | 426040.2 | 42878.16 | 25.526 |  | 25.526 |  | 25.526 |  | 25.526 |  | 25.526 |  | 25.526 |  | 25.526 |  | 25.526 | 25.526 | Not Coal Steam or O/G Steam | 0.11983 | 0.11983 |  | 22.63%
Shelby County | Illinois | X | X | X | 55237 | SCE6 | 4279 | Combustion Turbine |  |  |  | Combustion turbine |  |  |  |  | 23.362 | 383432.4 | 38590.04 | 19.5007 | 23.362 |  | 383432.4 | 38590.04 | 23.362 |  | 23.362 |  | 23.362 |  | 23.362 |  | 23.362 |  | 23.362 |  | 23.362 |  | 23.362 | 23.362 | Not Coal Steam or O/G Steam | 0.12186 | 0.12186 |  | 20.33%
Shelby County | Illinois | X | X | X | 55237 | SCE7 | 4280 | Combustion Turbine |  |  |  | Combustion turbine |  |  |  |  | 24.979 | 417287.2 | 41998.58 | 19.8107 | 24.979 |  | 417287.2 | 41998.58 | 24.979 |  | 24.979 |  | 24.979 |  | 24.979 |  | 24.979 |  | 24.979 |  | 24.979 |  | 24.979 | 24.979 | Not Coal Steam or O/G Steam | 0.11972 | 0.11972 |  | 20.56%
Shelby County | Illinois | X | X | X | 55237 | SCE8 | 4281 | Combustion Turbine |  |  |  | Combustion turbine |  |  |  |  | 23.778 | 394305 | 39686.1 | 18.2147 | 23.778 |  | 394305 | 39686.1 | 23.778 |  | 23.778 |  | 23.778 |  | 23.778 |  | 23.778 |  | 23.778 |  | 23.778 |  | 23.778 | 23.778 | Not Coal Steam or O/G Steam | 0.12061 | 0.12061 |  | 19.31%
Southeast Chicago Energy Project | Illinois | X | X | X | 55281 | CTG10 | 8488 | Combustion Turbine |  |  |  | Combustion turbine | [7 empty] | 2.27 | [20 empty] | Not Coal Steam or O/G Steam | 0 | 0 |  | 1.72%
Southeast Chicago Energy Project | Illinois | X | X | X | 55281 | CTG11 | 8490 | Combustion Turbine |  |  |  | Combustion turbine | [7 empty] | 2.2453 | [20 empty] | Not Coal Steam or O/G Steam | 0 | 0 |  | 1.639%
Southeast Chicago Energy Project | Illinois | X | X | X | 55281 | CTG12 | 8492 | Combustion Turbine |  |  |  | Combustion turbine | [7 empty] | 2.206 | [20 empty] | Not Coal Steam or O/G Steam | 0 | 0 |  | 1.665%
Southeast Chicago Energy Project | Illinois | X | X | X | 55281 | CTG5 | 8494 | Combustion Turbine |  |  |  | Combustion turbine | [7 empty] | 1.9687 | [20 empty] | Not Coal Steam or O/G Steam | 0 | 0 |  | 1.523%
Southeast Chicago Energy Project | Illinois | X | X | X | 55281 | CTG6 | 8496 | Combustion Turbine |  |  |  | Combustion turbine | [7 empty] | 0.87367 | [20 empty] | Not Coal Steam or O/G Steam | 0 | 0 |  | 0.569%
Southeast Chicago Energy Project | Illinois | X | X | X | 55281 | CTG7 | 8498 | Combustion Turbine |  |  |  | Combustion turbine | [7 empty] | 1.865 | [20 empty] | Not Coal Steam or O/G Steam | 0 | 0 |  | 1.471%
Southeast Chicago Energy Project | Illinois | X | X | X | 55281 | CTG8 | 8500 | Combustion Turbine |  |  |  | Combustion turbine | [7 empty] | 0.53767 | [20 empty] | Not Coal Steam or O/G Steam | 0 | 0 |  | 0.3837%
Southeast Chicago Energy Project | Illinois | X | X | X | 55281 | CTG9 | 8502 | Combustion Turbine |  |  |  | Combustion turbine | [7 empty] | 2.2207 | [20 empty] | Not Coal Steam or O/G Steam | 0 | 0 |  | 1.713%
Tilton Power Station | Illinois | X | X | X | 7760 | 1 | 3167 | Combustion Turbine |  |  |  | Combustion turbine |  |  |  |  | 13.77 | 270370.431 | 26880.77 | 10.6027 | 13.77 |  | 270370.431 | 26880.77 | 13.77 |  | 13.77 |  | 13.77 |  | 13.77 |  | 13.77 |  | 13.77 |  | 13.77 |  | 13.77 | 13.77 | Not Coal Steam or O/G Steam | 0.10186 | 0.10186 |  | 9.001%
Tilton Power Station | Illinois | X | X | X | 7760 | 2 | 3168 | Combustion Turbine |  |  |  | Combustion turbine |  |  |  |  | 12.724 | 263961.187 | 25793.15 | 10.2023 | 12.724 |  | 263961.187 | 25793.15 | 12.724 |  | 12.724 |  | 12.724 |  | 12.724 |  | 12.724 |  | 12.724 |  | 12.724 |  | 12.724 | 12.724 | Not Coal Steam or O/G Steam | 0.096408 | 0.096408 |  | 8.882%
Tilton Power Station | Illinois | X | X | X | 7760 | 3 | 3169 | Combustion Turbine |  |  |  | Combustion turbine |  |  |  |  | 14.77 | 251312.23 | 25140.2 | 11.5577 | 14.77 |  | 251312.23 | 25140.2 | 14.77 |  | 14.77 |  | 14.77 |  | 14.77 |  | 14.77 |  | 14.77 |  | 14.77 |  | 14.77 | 14.77 | Not Coal Steam or O/G Steam | 0.11754 | 0.11754 |  | 8.52%
Tilton Power Station | Illinois | X | X | X | 7760 | 4 | 3170 | Combustion Turbine |  |  |  | Combustion turbine |  |  |  |  | 15.052 | 241123.314 | 22930.53 | 12.369 | 15.052 |  | 241123.314 | 22930.53 | 15.052 |  | 15.052 |  | 15.052 |  | 15.052 |  | 15.052 |  | 15.052 |  | 15.052 |  | 15.052 | 15.052 | Not Coal Steam or O/G Steam | 0.12485 | 0.12485 |  | 8.464%
University Park Energy | Illinois | X | X | X | 55250 | UP1 | 4323 | Combustion Turbine |  |  |  | Combustion turbine |  |  |  |  | 19.549 | 195617.3 | 16903.34 | 20.4397 | 19.549 |  | 195617.3 | 16903.34 | 19.549 |  | 19.549 |  | 19.549 |  | 19.549 |  | 19.549 |  | 19.549 |  | 19.549 |  | 19.549 | 19.549 | Not Coal Steam or O/G Steam | 0.19987 | 0.19987 |  | 16.09%
University Park Energy | Illinois | X | X | X | 55250 | UP10 | 4324 | Combustion Turbine |  |  |  | Combustion turbine |  |  |  |  | 20.898 | 196609 | 16983.22 | 13.5623 | 20.898 |  | 196609 | 16983.22 | 20.898 |  | 20.898 |  | 20.898 |  | 20.898 |  | 20.898 |  | 20.898 |  | 20.898 |  | 20.898 | 20.898 | Not Coal Steam or O/G Steam | 0.21258 | 0.21258 |  | 12.52%
University Park Energy | Illinois | X | X | X | 55250 | UP11 | 4325 | Combustion Turbine |  |  |  | Combustion turbine |  |  |  |  | 8.08 | 73612.7 | 6348.02 | 14.8367 | 8.08 |  | 73612.7 | 6348.02 | 8.08 |  | 8.08 |  | 8.08 |  | 8.08 |  | 8.08 |  | 8.08 |  | 8.08 |  | 8.08 | 8.08 | Not Coal Steam or O/G Steam | 0.21953 | 0.21953 |  | 14.94%
University Park Energy | Illinois | X | X | X | 55250 | UP12 | 4326 | Combustion Turbine |  |  |  | Combustion turbine |  |  |  |  | 11.722 | 110955.4 | 9539.24 | 15.5903 | 11.722 |  | 110955.4 | 9539.24 | 11.722 |  | 11.722 |  | 11.722 |  | 11.722 |  | 11.722 |  | 11.722 |  | 11.722 |  | 11.722 | 11.722 | Not Coal Steam or O/G Steam | 0.21129 | 0.21129 |  | 15.72%
University Park Energy | Illinois | X | X | X | 55250 | UP2 | 4327 | Combustion Turbine |  |  |  | Combustion turbine |  |  |  |  | 18.208 | 182674.7 | 15783.03 | 16.8457 | 18.208 |  | 182674.7 | 15783.03 | 18.208 |  | 18.208 |  | 18.208 |  | 18.208 |  | 18.208 |  | 18.208 |  | 18.208 |  | 18.208 | 18.208 | Not Coal Steam or O/G Steam | 0.19935 | 0.19935 |  | 16.78%
University Park Energy | Illinois | X | X | X | 55250 | UP3 | 4328 | Combustion Turbine |  |  |  | Combustion turbine |  |  |  |  | 9.807 | 94848.4 | 8106.76 | 16.5197 | 9.807 |  | 94848.4 | 8106.76 | 9.807 |  | 9.807 |  | 9.807 |  | 9.807 |  | 9.807 |  | 9.807 |  | 9.807 |  | 9.807 | 9.807 | Not Coal Steam or O/G Steam | 0.20679 | 0.20679 |  | 16.68%
University Park Energy | Illinois | X | X | X | 55250 | UP4 | 4329 | Combustion Turbine |  |  |  | Combustion turbine |  |  |  |  | 15.732 | 146833.5 | 12674.06 | 17.8453 | 15.732 |  | 146833.5 | 12674.06 | 15.732 |  | 15.732 |  | 15.732 |  | 15.732 |  | 15.732 |  | 15.732 |  | 15.732 |  | 15.732 | 15.732 | Not Coal Steam or O/G Steam | 0.21428 | 0.21428 |  | 17.89%
University Park Energy | Illinois | X | X | X | 55250 | UP5 | 4330 | Combustion Turbine |  |  |  | Combustion turbine |  |  |  |  | 8.127 | 75405.2 | 6619.67 | 16.202 | 8.127 |  | 75405.2 | 6619.67 | 8.127 |  | 8.127 |  | 8.127 |  | 8.127 |  | 8.127 |  | 8.127 |  | 8.127 |  | 8.127 | 8.127 | Not Coal Steam or O/G Steam | 0.21556 | 0.21556 |  | 16.3%
University Park Energy | Illinois | X | X | X | 55250 | UP6 | 4331 | Combustion Turbine |  |  |  | Combustion turbine |  |  |  |  | 12.634 | 120358.5 | 10477.61 | 16.8417 | 12.634 |  | 120358.5 | 10477.61 | 12.634 |  | 12.634 |  | 12.634 |  | 12.634 |  | 12.634 |  | 12.634 |  | 12.634 |  | 12.634 | 12.634 | Not Coal Steam or O/G Steam | 0.20994 | 0.20994 |  | 17.06%
University Park Energy | Illinois | X | X | X | 55250 | UP7 | 4332 | Combustion Turbine |  |  |  | Combustion turbine |  |  |  |  | 20.125 | 204236.8 | 17636.8 | 20.4357 | 20.125 |  | 204236.8 | 17636.8 | 20.125 |  | 20.125 |  | 20.125 |  | 20.125 |  | 20.125 |  | 20.125 |  | 20.125 |  | 20.125 | 20.125 | Not Coal Steam or O/G Steam | 0.19708 | 0.19708 |  | 20.13%
University Park Energy | Illinois | X | X | X | 55250 | UP8 | 4333 | Combustion Turbine |  |  |  | Combustion turbine |  |  |  |  | 19.941 | 200609.5 | 17324.26 | 19.154 | 19.941 |  | 200609.5 | 17324.26 | 19.941 |  | 19.941 |  | 19.941 |  | 19.941 |  | 19.941 |  | 19.941 |  | 19.941 |  | 19.941 | 19.941 | Not Coal Steam or O/G Steam | 0.1988 | 0.1988 |  | 19.41%
University Park Energy | Illinois | X | X | X | 55250 | UP9 | 4334 | Combustion Turbine |  |  |  | Combustion turbine |  |  |  |  | 19.883 | 190100.6 | 16418.22 | 16.02 | 19.883 |  | 190100.6 | 16418.22 | 19.883 |  | 19.883 |  | 19.883 |  | 19.883 |  | 19.883 |  | 19.883 |  | 19.883 |  | 19.883 | 19.883 | Not Coal Steam or O/G Steam | 0.20918 | 0.20918 |  | 13.62%
Venice | Illinois | X | X | X | 913 | CT03 | 89497 | Combustion Turbine |  |  |  | Combustion turbine |  |  |  |  | 6.692 | 333671.789 | 34349.18 | 5.2393 | 6.692 |  | 333671.789 | 34349.18 | 6.692 |  | 6.692 |  | 6.692 |  | 6.692 |  | 6.692 |  | 6.692 |  | 6.692 |  | 6.692 | 6.692 | Not Coal Steam or O/G Steam | 0.040111 | 0.040111 |  | 3.139%
Venice | Illinois | X | X | X | 913 | CT04 | 89498 | Combustion Turbine |  |  |  | Combustion turbine |  |  |  |  | 10.098 | 481603.273 | 49283.15 | 6.3743 | 10.098 |  | 481603.273 | 49283.15 | 10.098 |  | 10.098 |  | 10.098 |  | 10.098 |  | 10.098 |  | 10.098 |  | 10.098 |  | 10.098 | 10.098 | Not Coal Steam or O/G Steam | 0.041935 | 0.041935 |  | 3.574%
Venice | Illinois | X | X | X | 913 | CT05 | 89499 | Combustion Turbine |  |  |  | Combustion turbine |  |  |  |  | 2.18 | 83833.117 | 7159.52 | 1.5767 | 2.18 |  | 83833.117 | 7159.52 | 2.18 |  | 2.18 |  | 2.18 |  | 2.18 |  | 2.18 |  | 2.18 |  | 2.18 |  | 2.18 | 2.18 | Not Coal Steam or O/G Steam | 0.052008 | 0.052008 |  | 0.9885%
Venice | Illinois | X | X | X | 913 | CT2A | 9044 | Combustion Turbine |  |  |  | Combustion turbine |  |  |  |  | 0.357 | 7590.407 | 748.28 | 0.348 | 0.357 |  | 7590.407 | 748.28 | 0.357 |  | 0.357 |  | 0.357 |  | 0.357 |  | 0.357 |  | 0.357 |  | 0.357 |  | 0.357 | 0.357 | Not Coal Steam or O/G Steam | 0.094066 | 0.094066 |  | 0.6788%
Venice | Illinois | X | X | X | 913 | CT2B | 9045 | Combustion Turbine |  |  |  | Combustion turbine |  |  |  |  | 0.302 | 6435.58 | 647.35 | 0.34233 | 0.302 |  | 6435.58 | 647.35 | 0.302 |  | 0.302 |  | 0.302 |  | 0.302 |  | 0.302 |  | 0.302 |  | 0.302 |  | 0.302 | 0.302 | Not Coal Steam or O/G Steam | 0.093853 | 0.093853 |  | 0.6697%
Waukegan | Illinois | X | X | X | 883 | 311 | 9161 | Combustion Turbine | 12 | 2029 | 2030 | Combustion turbine |  |  |  |  | 0.487 | 812.3 |  | 0.61867 | 0.487 |  | 812.3 |  | 0.487 |  | 0.487 |  | 0.487 |  | 0.487 |  | 0.487 |  | 0.487 |  | 0.487 |  | 0.487 | 0.487 | Not Coal Steam or O/G Steam | 1.1991 | 1.1991 |  | 0.0508%
Waukegan | Illinois | X | X | X | 883 | 312 | 9162 | Combustion Turbine | 12 | 2029 | 2030 | Combustion turbine |  |  |  |  | 0.514 | 856.5 |  | 1.189 | 0.514 |  | 856.5 |  | 0.514 |  | 0.514 |  | 0.514 |  | 0.514 |  | 0.514 |  | 0.514 |  | 0.514 |  | 0.514 | 0.514 | Not Coal Steam or O/G Steam | 1.2002 | 1.2002 |  | 0.09761%
Waukegan | Illinois | X | X | X | 883 | 321 | 9163 | Combustion Turbine | 12 | 2029 | 2030 | Combustion turbine |  |  |  |  | 0.471 | 784.7 |  | 0.78833 | 0.471 |  | 784.7 |  | 0.471 |  | 0.471 |  | 0.471 |  | 0.471 |  | 0.471 |  | 0.471 |  | 0.471 |  | 0.471 | 0.471 | Not Coal Steam or O/G Steam | 1.2005 | 1.2005 |  | 0.06467%
Waukegan | Illinois | X | X | X | 883 | 322 | 9164 | Combustion Turbine | 12 | 2029 | 2030 | Combustion turbine |  |  |  |  | 0.464 | 773.6 |  | 0.91267 | 0.464 |  | 773.6 |  | 0.464 |  | 0.464 |  | 0.464 |  | 0.464 |  | 0.464 |  | 0.464 |  | 0.464 |  | 0.464 | 0.464 | Not Coal Steam or O/G Steam | 1.1996 | 1.1996 |  | 0.07493%
Waukegan | Illinois | X | X | X | 883 | 7 | 598 | Coal Steam | 6 | 2022 | 2023 | Tangentially-fired |  |  |  | 328 | 381.577 | 6763852.05 | 656318.75 | 215.9383 | 0 | Y | 0 | 0 | 0 |  | 0 |  | 0 |  | 0 |  | 0 |  | 0 |  | 0 |  | 0 | 0 | Retired | 0 | 0 |  | 23.5%
Waukegan | Illinois | X | X | X | 883 | 8 | 599 | Coal Steam | 6 | 2022 | 2023 | Tangentially-fired |  |  |  | 361 | 451.99 | 7712660.675 | 696153.25 | 239.878 | 0 | Y | 0 | 0 | 0 |  | 0 |  | 0 |  | 0 |  | 0 |  | 0 |  | 0 |  | 0 | 0 | Retired | 0 | 0 |  | 22.43%
Will County | Illinois | X | X | X | 884 | 4 | 603 | Coal Steam | 6 | 2022 | 2023 | Tangentially-fired |  | Y |  | 510 | 219.354 | 4613223.55 | 429507.25 | 118.571 | 0 | Y | 0 | 0 | 0 |  | 0 |  | 0 |  | 0 |  | 0 |  | 0 |  | 0 |  | 0 | 0 | Retired | 0 | 0 |  | 10.59%
Zion Energy Center | Illinois | X | X | X | 55392 | CT-1 | 4660 | Combustion Turbine |  |  |  | Combustion turbine |  |  |  |  | 29.547 | 1757521.587 | 164219.78 | 27.6213 | 29.547 |  | 1757521.587 | 164219.78 | 29.547 |  | 29.547 |  | 29.547 |  | 29.547 |  | 29.547 |  | 29.547 |  | 29.547 |  | 29.547 | 29.547 | Not Coal Steam or O/G Steam | 0.033623 | 0.033623 |  | 21.8%
Zion Energy Center | Illinois | X | X | X | 55392 | CT-2 | 4661 | Combustion Turbine |  |  |  | Combustion turbine |  |  |  |  | 23.97 | 1565094.336 | 143543.89 | 23.842 | 23.97 |  | 1565094.336 | 143543.89 | 23.97 |  | 23.97 |  | 23.97 |  | 23.97 |  | 23.97 |  | 23.97 |  | 23.97 |  | 23.97 | 23.97 | Not Coal Steam or O/G Steam | 0.030631 | 0.030631 |  | 20.23%
Zion Energy Center | Illinois | X | X | X | 55392 | CT-3 | 4662 | Combustion Turbine |  |  |  | Combustion turbine |  |  |  |  | 17.584 | 1059958.814 | 93877.77 | 20.5313 | 17.584 |  | 1059958.814 | 93877.77 | 17.584 |  | 17.584 |  | 17.584 |  | 17.584 |  | 17.584 |  | 17.584 |  | 17.584 |  | 17.584 | 17.584 | Not Coal Steam or O/G Steam | 0.033179 | 0.033179 |  | 15.72%
A B Brown Generating Station | Indiana | X | X | X | 6137 | 1 | 2797 | Coal Steam | 10 | 2023 | 2024 | Dry bottom wall-fired boiler | Y |  |  | 245 | 319.118 | 7730889.275 | 757728.35 | 460.3653 | 0 | Y | 0 | 0 | 0 |  | 0 |  | 0 |  | 0 |  | 0 |  | 0 |  | 0 |  | 0 | 0 | Retired | 0 | 0 |  | 51.44%
A B Brown Generating Station | Indiana | X | X | X | 6137 | 2 | 2798 | Coal Steam | 10 | 2023 | 2024 | Dry bottom wall-fired boiler | Y |  |  | 245 | 316.996 | 8138493.283 | 740989.68 | 493.1407 | 0 | Y | 0 | 0 | 0 |  | 0 |  | 0 |  | 0 |  | 0 |  | 0 |  | 0 |  | 0 | 0 | Retired | 0 | 0 |  | 44.81%
A B Brown Generating Station | Indiana | X | X | X | 6137 | 3 | 2799 | Combustion Turbine |  |  |  | Combustion turbine |  |  |  |  | 12.492 | 157920.766 | 12531.08 | 7.7447 | 12.492 |  | 157920.766 | 12531.08 | 12.492 |  | 12.492 |  | 12.492 |  | 12.492 |  | 12.492 |  | 12.492 |  | 12.492 |  | 12.492 | 12.492 | Not Coal Steam or O/G Steam | 0.15821 | 0.15821 |  | 2.414%
A B Brown Generating Station | Indiana | X | X | X | 6137 | 4 | 10210 | Combustion Turbine |  |  |  | Combustion turbine |  |  |  |  | 1.721 | 180183.23 | 14861.85 | 1.105 | 1.721 |  | 180183.23 | 14861.85 | 1.721 |  | 1.721 |  | 1.721 |  | 1.721 |  | 1.721 |  | 1.721 |  | 1.721 |  | 1.721 | 1.721 | Not Coal Steam or O/G Steam | 0.019103 | 0.019103 |  | 2.137%
Alcoa Allowance Management Inc | Indiana | X | X | X | 6705 | 4 | 2905 | Coal Steam |  |  |  | Cell burner boiler | Y |  |  | 295 | 644.855 | 7942112.067 | 792130 | 1092.503 | 644.855 |  | 7942112.067 | 792130 | 644.855 |  | 644.855 |  | 644.855 |  | 317.6845 | Optimize SCR | 317.6845 |  | 317.6845 |  | 317.6845 |  | 317.6845 | 317.6845 | Existing SCR | 0.08 | 0.08 |  | 50.16%
Anderson | Indiana | X | X | X | 7336 | ACT1 | 3099 | Combustion Turbine |  |  |  | Combustion turbine |  |  |  |  | 2.199 | 34119.454 | 2644.72 | 1.2307 | 2.199 |  | 34119.454 | 2644.72 | 2.199 |  | 2.199 |  | 2.199 |  | 2.199 |  | 2.199 |  | 2.199 |  | 2.199 |  | 2.199 | 2.199 | Not Coal Steam or O/G Steam | 0.1289 | 0.1289 |  | 0.9283%
Anderson | Indiana | X | X | X | 7336 | ACT2 | 3100 | Combustion Turbine |  |  |  | Combustion turbine |  |  |  |  | 2.519 | 35537.429 | 2772.99 | 1.561 | 2.519 |  | 35537.429 | 2772.99 | 2.519 |  | 2.519 |  | 2.519 |  | 2.519 |  | 2.519 |  | 2.519 |  | 2.519 |  | 2.519 | 2.519 | Not Coal Steam or O/G Steam | 0.14177 | 0.14177 |  | 1.064%
Anderson | Indiana | X | X | X | 7336 | ACT3 | 9578 | Combustion Turbine |  |  |  | Combustion turbine |  |  |  |  | 2.191 | 131156.854 | 9729.15 | 1.2013 | 2.191 |  | 131156.854 | 9729.15 | 2.191 |  | 2.191 |  | 2.191 |  | 2.191 |  | 2.191 |  | 2.191 |  | 2.191 |  | 2.191 | 2.191 | Not Coal Steam or O/G Steam | 0.03341 | 0.03341 |  | 1.762%
Cayuga | Indiana | X | X | X | 1001 | 1 | 706 | Coal Steam | 12 | 2027 | 2028 | Tangentially-fired | Y |  |  | 500 | 420.369 | 12612483.547 | 1306992.19 | 497.58 | 420.369 |  | 12612483.547 | 1306992.19 | 420.369 |  | 420.369 |  | 420.369 |  | 420.369 |  | 420.369 |  | 420.369 |  | 420.369 |  | 420.369 | 420.369 | Existing SCR | 0.066659 | 0.066659 |  | 54.51%
Cayuga | Indiana | X | X | X | 1001 | 2 | 707 | Coal Steam | 12 | 2027 | 2028 | Tangentially-fired | Y |  |  | 495 | 434.597 | 12414302.577 | 1302316.67 | 399.494 | 434.597 |  | 12414302.577 | 1302316.67 | 434.597 |  | 434.597 |  | 434.597 |  | 434.597 |  | 434.597 |  | 434.597 |  | 434.597 |  | 434.597 | 434.597 | Existing SCR | 0.070016 | 0.070016 |  | 42.23%
Cayuga | Indiana | X | X | X | 1001 | 4 | 708 | Combustion Turbine |  |  |  | Combustion turbine |  |  |  |  | 1.484 | 65135.786 | 5028.19 | 2.6197 | 1.484 |  | 65135.786 | 5028.19 | 1.484 |  | 1.484 |  | 1.484 |  | 1.484 |  | 1.484 |  | 1.484 |  | 1.484 |  | 1.484 | 1.484 | Not Coal Steam or O/G Steam | 0.045566 | 0.045566 |  | 2.169%
Clifty Creek | Indiana | X | X | X | 983 | 1 | 658 | Coal Steam |  |  |  | Wet bottom wall-fired boiler | Y |  | Y | 196 | 157.068 | 4847950.956 | 479061.15 | 164.344 | 157.068 |  | 4847950.956 | 479061.15 | 157.068 |  | 157.068 |  | 157.068 |  | 157.068 |  | 157.068 |  | 157.068 |  | 157.068 |  | 157.068 | 157.068 | Existing SCR | 0.064798 | 0.064798 |  | 43.61%
Clifty Creek | Indiana | X | X | X | 983 | 2 | 659 | Coal Steam |  |  |  | Wet bottom wall-fired boiler | Y |  | Y | 196 | 156.053 | 4746953.9 | 468663.63 | 158.4773 | 156.053 |  | 4746953.9 | 468663.63 | 156.053 |  | 156.053 |  | 156.053 |  | 156.053 |  | 156.053 |  | 156.053 |  | 156.053 |  | 156.053 | 156.053 | Existing SCR | 0.065749 | 0.065749 |  | 42.35%
Clifty Creek | Indiana | X | X | X | 983 | 3 | 660 | Coal Steam |  |  |  | Wet bottom wall-fired boiler | Y |  | Y | 196 | 148.643 | 4571961.633 | 452235.5 | 156.7723 | 148.643 |  | 4571961.633 | 452235.5 | 148.643 |  | 148.643 |  | 148.643 |  | 148.643 |  | 148.643 |  | 148.643 |  | 148.643 |  | 148.643 | 148.643 | Existing SCR | 0.065024 | 0.065024 |  | 41.94%
Clifty Creek | Indiana | X | X | X | 983 | 4 | 661 | Coal Steam |  |  |  | Wet bottom wall-fired boiler | Y |  | Y | 196 | 237.775 | 4716716.28 | 475822.31 | 264.7313 | 237.775 |  | 4716716.28 | 475822.31 | 237.775 |  | 237.775 |  | 237.775 |  | 237.775 | Common Stack SCR | 237.775 |  | 237.775 |  | 237.775 |  | 213.2218 | 188.6687 | Common Stack SCR, Optimize Existing SCR | 0.10082 | 0.08 |  | 42.78%
Clifty Creek | Indiana | X | X | X | 983 | 5 | 662 | Coal Steam |  |  |  | Wet bottom wall-fired boiler | Y |  | Y | 196 | 227.721 | 4587263.011 | 462090.67 | 247.3687 | 227.721 |  | 4587263.011 | 462090.67 | 227.721 |  | 227.721 |  | 227.721 |  | 227.721 | Common Stack SCR | 227.721 |  | 227.721 |  | 227.721 |  | 205.6058 | 183.4905 | Common Stack SCR, Optimize Existing SCR | 0.099284 | 0.08 |  | 39.86%
Clifty Creek | Indiana | X | X | X | 983 | 6 | 663 | Coal Steam |  |  |  | Wet bottom wall-fired boiler |  |  | Y | 196 | 80.687 | 809248.386 | 79663.89 | 130.6537 | 80.687 |  | 809248.386 | 79663.89 | 80.687 |  | 80.687 |  | 80.687 |  | 80.687 |  | 80.687 |  | 80.687 |  | 80.687 |  | 50.4591 | 20.2312 | Coal Steam SCR Retrofit | 0.19941 | 0.05 |  | 11.91%
Edwardsport Generating Station | Indiana | X | X | X | 1004 | CTG1 | 90673 | IGCC |  |  |  | Integrated gasification combined cycle | Y |  |  |  | 187.263 | 6306615.68 | 775460.91 | 145.2007 | 187.263 |  | 6306615.68 | 775460.91 | 187.263 |  | 187.263 |  | 187.263 |  | 187.263 |  | 187.263 |  | 187.263 |  | 187.263 |  | 187.263 | 187.263 | Not Coal Steam or O/G Steam | 0.059386 | 0.059386 |  | 41.37%
Edwardsport Generating Station | Indiana | X | X | X | 1004 | CTG2 | 90674 | IGCC |  |  |  | Integrated gasification combined cycle | Y |  |  |  | 193.161 | 6110848.057 | 682267.16 | 141.521 | 193.161 |  | 6110848.057 | 682267.16 | 193.161 |  | 193.161 |  | 193.161 |  | 193.161 |  | 193.161 |  | 193.161 |  | 193.161 |  | 193.161 | 193.161 | Not Coal Steam or O/G Steam | 0.063219 | 0.063219 |  | 39.44%
F B Culley Generating Station | Indiana | X | X | X | 1012 | 2 | 727 | Coal Steam | 12 | 2025 | 2026 | Dry bottom wall-fired boiler | Y |  | Y | 90 | 151.932 | 1727272.299 | 145543.19 | 99.9673 | 151.932 |  | 1727272.299 | 145543.19 | 151.932 |  | 151.932 |  | 151.932 |  | 69.0909 | Optimize SCR | 69.0909 |  | 69.0909 |  | 69.0909 |  | 69.0909 | 69.0909 | Existing SCR | 0.08 | 0.08 |  | 11.98%
F B Culley Generating Station | Indiana | X | X | X | 1012 | 3 | 728 | Coal Steam |  |  |  | Dry bottom wall-fired boiler | Y |  | Y | 270 | 649.949 | 10200203.982 | 916911.65 | 485.9633 | 649.949 |  | 10200203.982 | 916911.65 | 649.949 |  | 649.949 |  | 649.949 |  | 408.0082 | Optimize SCR | 408.0082 |  | 408.0082 |  | 408.0082 |  | 408.0082 | 408.0082 | Existing SCR | 0.08 | 0.08 |  | 59.49%
Georgetown Substation | Indiana | X | X | X | 7759 | GT1 | 3163 | Combustion Turbine |  |  |  | Combustion turbine |  |  |  |  | 5.669 | 483284.188 | 36791.44 | 4.1123 | 5.669 |  | 483284.188 | 36791.44 | 5.669 |  | 5.669 |  | 5.669 |  | 5.669 |  | 5.669 |  | 5.669 |  | 5.669 |  | 5.669 | 5.669 | Not Coal Steam or O/G Steam | 0.02346 | 0.02346 |  | 8.704%
Georgetown Substation | Indiana | X | X | X | 7759 | GT2 | 3164 | Combustion Turbine |  |  |  | Combustion turbine |  |  |  |  | 6.929 | 545452.37 | 44723.55 | 5.5923 | 6.929 |  | 545452.37 | 44723.55 | 6.929 |  | 6.929 |  | 6.929 |  | 6.929 |  | 6.929 |  | 6.929 |  | 6.929 |  | 6.929 | 6.929 | Not Coal Steam or O/G Steam | 0.025406 | 0.025406 |  | 10.85%
Georgetown Substation | Indiana | X | X | X | 7759 | GT3 | 3165 | Combustion Turbine |  |  |  | Combustion turbine |  |  |  |  | 8.807 | 606005.233 | 49434.26 | 6.652 | 8.807 |  | 606005.233 | 49434.26 | 8.807 |  | 8.807 |  | 8.807 |  | 8.807 |  | 8.807 |  | 8.807 |  | 8.807 |  | 8.807 | 8.807 | Not Coal Steam or O/G Steam | 0.029066 | 0.029066 |  | 11.14%
Georgetown Substation | Indiana | X | X | X | 7759 | GT4 | 3166 | Combustion Turbine |  |  |  | Combustion turbine |  |  |  |  | 6.842 | 558359.348 | 42810.33 | 5.444 | 6.842 |  | 558359.348 | 42810.33 | 6.842 |  | 6.842 |  | 6.842 |  | 6.842 |  | 6.842 |  | 6.842 |  | 6.842 |  | 6.842 | 6.842 | Not Coal Steam or O/G Steam | 0.024508 | 0.024508 |  | 10.43%
Gibson | Indiana | X | X | X | 6113 | 1 | 2782 | Coal Steam |  |  |  | Dry bottom wall-fired boiler | Y |  |  | 630 | 456.333 | 14095269.791 | 1520318.28 | 518.3117 | 456.333 |  | 14095269.791 | 1520318.28 | 456.333 |  | 456.333 |  | 456.333 |  | 456.333 |  | 456.333 |  | 456.333 |  | 456.333 |  | 456.333 | 456.333 | Existing SCR | 0.06475 | 0.06475 |  | 46.73%
Gibson | Indiana | X | X | X | 6113 | 2 | 2783 | Coal Steam |  |  |  | Dry bottom wall-fired boiler | Y |  |  | 630 | 355.384 | 9926109.336 | 1022939.31 | 518.1257 | 355.384 |  | 9926109.336 | 1022939.31 | 355.384 |  | 355.384 |  | 355.384 |  | 355.384 |  | 355.384 |  | 355.384 |  | 355.384 |  | 355.384 | 355.384 | Existing SCR | 0.071606 | 0.071606 |  | 44.98%
Gibson | Indiana | X | X | X | 6113 | 3 | 2784 | Coal Steam | 12 | 2029 | 2030 | Dry bottom wall-fired boiler | Y |  |  | 630 | 323.221 | 9961956.183 | 1082256.69 | 561.376 | 323.221 |  | 9961956.183 | 1082256.69 | 323.221 |  | 323.221 |  | 323.221 |  | 323.221 |  | 323.221 |  | 323.221 |  | 323.221 |  | 323.221 | 323.221 | Existing SCR | 0.064891 | 0.064891 |  | 35.67%
Gibson | Indiana | X | X | X | 6113 | 4 | 2785 | Coal Steam | 12 | 2029 | 2030 | Dry bottom wall-fired boiler | Y |  |  | 622 | 331.296 | 9300729.012 | 941925.73 | 482.0253 | 331.296 |  | 9300729.012 | 941925.73 | 331.296 |  | 331.296 |  | 331.296 |  | 331.296 |  | 331.296 |  | 331.296 |  | 331.296 |  | 331.296 | 331.296 | Existing SCR | 0.071241 | 0.071241 |  | 40.18%
Gibson | Indiana | X | X | X | 6113 | 5 | 2786 | Coal Steam | 12 | 2025 | 2026 | Dry bottom wall-fired boiler | Y |  |  | 620 | 284.143 | 9744424.069 | 1065144.37 | 497.694 | 284.143 |  | 9744424.069 | 1065144.37 | 284.143 |  | 284.143 |  | 284.143 |  | 284.143 |  | 284.143 |  | 284.143 |  | 284.143 |  | 284.143 | 284.143 | Existing SCR | 0.058319 | 0.058319 |  | 44.3%
Henry County Generating Station | Indiana | X | X | X | 7763 | 1 | 3173 | Combustion Turbine |  |  |  | Combustion turbine |  |  |  |  | 12.28 | 287734.102 | 27090.02 | 16.866 | 12.28 |  | 287734.102 | 27090.02 | 12.28 |  | 12.28 |  | 12.28 |  | 12.28 |  | 12.28 |  | 12.28 |  | 12.28 |  | 12.28 | 12.28 | Not Coal Steam or O/G Steam | 0.085357 | 0.085357 |  | 15.48%
Henry County Generating Station | Indiana | X | X | X | 7763 | 2 | 3174 | Combustion Turbine |  |  |  | Combustion turbine |  |  |  |  | 13.442 | 309728.45 | 29218.36 | 18.1743 | 13.442 |  | 309728.45 | 29218.36 | 13.442 |  | 13.442 |  | 13.442 |  | 13.442 |  | 13.442 |  | 13.442 |  | 13.442 |  | 13.442 | 13.442 | Not Coal Steam or O/G Steam | 0.086799 | 0.086799 |  | 16.68%
Henry County Generating Station | Indiana | X | X | X | 7763 | 3 | 3175 | Combustion Turbine |  |  |  | Combustion turbine |  |  |  |  | 12.734 | 289348.735 | 27406.6 | 18.259 | 12.734 |  | 289348.735 | 27406.6 | 12.734 |  | 12.734 |  | 12.734 |  | 12.734 |  | 12.734 |  | 12.734 |  | 12.734 |  | 12.734 | 12.734 | Not Coal Steam or O/G Steam | 0.088018 | 0.088018 |  | 17.18%
Hoosier Energy Lawrence Co Station | Indiana | X | X | X | 7948 | 1 | 8410 | Combustion Turbine |  |  |  | Combustion turbine |  |  |  |  | 4.44 | 101817.553 | 9336.14 | 3.596 | 4.44 |  | 101817.553 | 9336.14 | 4.44 |  | 4.44 |  | 4.44 |  | 4.44 |  | 4.44 |  | 4.44 |  | 4.44 |  | 4.44 | 4.44 | Not Coal Steam or O/G Steam | 0.087215 | 0.087215 |  | 4.354%
Hoosier Energy Lawrence Co Station | Indiana | X | X | X | 7948 | 2 | 8412 | Combustion Turbine |  |  |  | Combustion turbine |  |  |  |  | 3.718 | 94983.36 | 9213.39 | 3.1897 | 3.718 |  | 94983.36 | 9213.39 | 3.718 |  | 3.718 |  | 3.718 |  | 3.718 |  | 3.718 |  | 3.718 |  | 3.718 |  | 3.718 | 3.718 | Not Coal Steam or O/G Steam | 0.078287 | 0.078287 |  | 4.303%
Hoosier Energy Lawrence Co Station | Indiana | X | X | X | 7948 | 3 | 8414 | Combustion Turbine |  |  |  | Combustion turbine |  |  |  |  | 2.843 | 62762.738 | 5744.73 | 3.0213 | 2.843 |  | 62762.738 | 5744.73 | 2.843 |  | 2.843 |  | 2.843 |  | 2.843 |  | 2.843 |  | 2.843 |  | 2.843 |  | 2.843 | 2.843 | Not Coal Steam or O/G Steam | 0.090595 | 0.090595 |  | 3.63%
Hoosier Energy Lawrence Co Station | Indiana | X | X | X | 7948 | 4 | 8416 | Combustion Turbine |  |  |  | Combustion turbine |  |  |  |  | 4.558 | 101617.192 | 9190.22 | 3.726 | 4.558 |  | 101617.192 | 9190.22 | 4.558 |  | 4.558 |  | 4.558 |  | 4.558 |  | 4.558 |  | 4.558 |  | 4.558 |  | 4.558 | 4.558 | Not Coal Steam or O/G Steam | 0.089709 | 0.089709 |  | 4.43%
Hoosier Energy Lawrence Co Station | Indiana | X | X | X | 7948 | 5 | 88290 | Combustion Turbine |  |  |  | Combustion turbine |  |  |  |  | 3.985 | 92940.871 | 8983.92 | 3.488 | 3.985 |  | 92940.871 | 8983.92 | 3.985 |  | 3.985 |  | 3.985 |  | 3.985 |  | 3.985 |  | 3.985 |  | 3.985 |  | 3.985 | 3.985 | Not Coal Steam or O/G Steam | 0.085753 | 0.085753 |  | 4.302%
Hoosier Energy Lawrence Co Station | Indiana | X | X | X | 7948 | 6 | 88291 | Combustion Turbine |  |  |  | Combustion turbine |  |  |  |  | 4.405 | 100088.984 | 8813.76 | 3.6177 | 4.405 |  | 100088.984 | 8813.76 | 4.405 |  | 4.405 |  | 4.405 |  | 4.405 |  | 4.405 |  | 4.405 |  | 4.405 |  | 4.405 | 4.405 | Not Coal Steam or O/G Steam | 0.088022 | 0.088022 |  | 4.291%
IPL - Eagle Valley Generating Station | Indiana | X | X | X | 991 | GT1 | 91143 | Combined Cycle |  |  |  | Combined cycle | Y |  |  |  | 1.505 | 13745.91 | 3.17 | 15.806 | 1.505 |  | 13745.91 | 3.17 | 1.505 |  | 1.505 |  | 1.505 |  | 0.082475 | Optimize SCR | 0.082475 |  | 0.082475 |  | 0.082475 |  | 0.082475 | 0.082475 | Not Coal Steam or O/G Steam | 0.012 | 0.012 |  | 49.74%
IPL - Eagle Valley Generating Station | Indiana | X | X | X | 991 | GT2 | 91144 | Combined Cycle |  |  |  | Combined cycle | Y |  |  |  | 1.732 | 16338.334 | 35.68 | 16.641 | 1.732 |  | 16338.334 | 35.68 | 1.732 |  | 1.732 |  | 1.732 |  | 0.09803 | Optimize SCR | 0.09803 |  | 0.09803 |  | 0.09803 |  | 0.09803 | 0.09803 | Not Coal Steam or O/G Steam | 0.012 | 0.012 |  | 51.57%
IPL - Harding Street Station (EW Stout) | Indiana | X | X | X | 990 | 50 | 675 | O/G Steam |  |  |  | Tangentially-fired |  | Y |  | 101 | 18.319 | 1062615.593 | 94451.61 | 18.2143 | 18.319 |  | 1062615.593 | 94451.61 | 18.319 |  | 18.319 |  | 18.319 |  | 18.319 |  | 18.319 |  | 18.319 |  | 18.319 |  | 18.319 | 18.319 | Oil/Gas Steam Under 150 Tons (2019-2021 Average) | 0.034479 | 0.034479 |  | 24.36%
IPL - Harding Street Station (EW Stout) | Indiana | X | X | X | 990 | 60 | 677 | O/G Steam |  |  |  | Tangentially-fired |  | Y |  | 99 | 22.004 | 1127518.369 | 101875.72 | 20.8347 | 22.004 |  | 1127518.369 | 101875.72 | 22.004 |  | 22.004 |  | 22.004 |  | 22.004 |  | 22.004 |  | 19.8387 | Y | 19.8387 |  | 19.8387 | 19.8387 | O/G Steam Under 100 MW | 0.03519 | 0.03519 |  | 23.62%
IPL - Harding Street Station (EW Stout) | Indiana | X | X | X | 990 | 70 | 679 | O/G Steam |  |  |  | Tangentially-fired | Y |  |  | 418 | 72.991 | 4410468.905 | 436289.24 | 176.6233 | 72.991 |  | 4410468.905 | 436289.24 | 72.991 |  | 72.991 |  | 72.991 |  | 66.157 | Optimize SCR | 66.157 |  | 66.157 |  | 66.157 |  | 66.157 | 66.157 | Existing SCR | 0.03 | 0.03 |  | 33.28%
IPL - Harding Street Station (EW Stout) | Indiana | X | X | X | 990 | GT4 | 682 | Combustion Turbine | 12 | 2030 | 2031 | Combustion turbine |  |  |  |  | 31.172 | 425780.367 | 32562.73 | 22.4793 | 31.172 |  | 425780.367 | 32562.73 | 31.172 |  | 31.172 |  | 31.172 |  | 31.172 |  | 31.172 |  | 31.172 |  | 31.172 |  | 31.172 | 31.172 | Not Coal Steam or O/G Steam | 0.14642 | 0.14642 |  | 7.459%
IPL - Harding Street Station (EW Stout) | Indiana | X | X | X | 990 | GT5 | 683 | Combustion Turbine | 12 | 2030 | 2031 | Combustion turbine |  |  |  |  | 35.589 | 476788.619 | 36080.68 | 25.1353 | 35.589 |  | 476788.619 | 36080.68 | 35.589 |  | 35.589 |  | 35.589 |  | 35.589 |  | 35.589 |  | 35.589 |  | 35.589 |  | 35.589 | 35.589 | Not Coal Steam or O/G Steam | 0.14929 | 0.14929 |  | 8.157%
IPL - Harding Street Station (EW Stout) | Indiana | X | X | X | 990 | GT6 | 684 | Combustion Turbine | 12 | 2030 | 2031 | Combustion turbine |  |  |  |  | 23.519 | 1099833.521 | 109522.06 | 18.9463 | 23.519 |  | 1099833.521 | 109522.06 | 23.519 |  | 23.519 |  | 23.519 |  | 23.519 |  | 23.519 |  | 23.519 |  | 23.519 |  | 23.519 | 23.519 | Not Coal Steam or O/G Steam | 0.042768 | 0.042768 |  | 13.46%
IPL - Petersburg Generating Station | Indiana | X | X | X | 994 | 1 | 692 | Coal Steam | 5 | 2021 | 2023 | Tangentially-fired |  |  |  | 222 | 185.55 | 1807936.52 | 165481.71 | 341.1047 | 0 | Y | 0 | 0 | 0 |  | 0 |  | 0 |  | 0 |  | 0 |  | 0 |  | 0 |  | 0 | 0 | Retired | 0 | 0 |  | 39.15%
IPL - Petersburg Generating Station | Indiana | X | X | X | 994 | 2 | 693 | Coal Steam | 5 | 2023 | 2024 | Tangentially-fired | Y |  |  | 422 | 443.361 | 10002589.85 | 968922.16 | 448.533 | 0 | Y | 0 | 0 | 0 |  | 0 |  | 0 |  | 0 |  | 0 |  | 0 |  | 0 |  | 0 | 0 | Retired | 0 | 0 |  | 69.12%
IPL - Petersburg Generating Station | Indiana | X | X | X | 994 | 3 | 694 | Coal Steam |  |  |  | Tangentially-fired | Y |  |  | 528 | 637.85 | 14687681.212 | 1636771.31 | 501.6087 | 637.85 |  | 14687681.212 | 1636771.31 | 637.85 |  | 637.85 |  | 637.85 |  | 587.5072 | Optimize SCR | 587.5072 |  | 587.5072 |  | 587.5072 |  | 587.5072 | 587.5072 | Existing SCR | 0.08 | 0.08 |  | 57.54%
IPL - Petersburg Generating Station | Indiana | X | X | X | 994 | 4 | 695 | Coal Steam |  |  |  | Tangentially-fired |  |  |  | 530 | 1184.917 | 13116239.838 | 1347103.25 | 1027.829 | 1184.917 |  | 13116239.838 | 1347103.25 | 1184.917 |  | 1184.917 |  | 1184.917 |  | 1184.917 |  | 1184.917 |  | 1184.917 |  | 1184.917 |  | 756.4115 | 327.906 | Coal Steam SCR Retrofit | 0.18068 | 0.05 |  | 53.24%
Lawrenceburg Energy Facility | Indiana | X | X | X | 55502 | 1 | 8612 | Combined Cycle |  |  |  | Combined cycle | Y |  |  |  | 25.455 | 5297145.506 | 722847.85 | 29.02 | 25.455 |  | 5297145.506 | 722847.85 | 25.455 |  | 25.455 |  | 25.455 |  | 25.455 |  | 25.455 |  | 25.455 |  | 25.455 |  | 25.455 | 25.455 | Not Coal Steam or O/G Steam | 0.0096108 | 0.0096108 |  | 66.6%
Lawrenceburg Energy Facility | Indiana | X | X | X | 55502 | 2 | 8614 | Combined Cycle |  |  |  | Combined cycle | Y |  |  |  | 25.456 | 5344909.414 | 735718.53 | 28.6577 | 25.456 |  | 5344909.414 | 735718.53 | 25.456 |  | 25.456 |  | 25.456 |  | 25.456 |  | 25.456 |  | 25.456 |  | 25.456 |  | 25.456 | 25.456 | Not Coal Steam or O/G Steam | 0.0095253 | 0.0095253 |  | 66.13%
Lawrenceburg Energy Facility | Indiana | X | X | X | 55502 | 3 | 8616 | Combined Cycle |  |  |  | Combined cycle | Y |  |  |  | 25.159 | 5571686.302 | 773315.58 | 29.1187 | 25.159 |  | 5571686.302 | 773315.58 | 25.159 |  | 25.159 |  | 25.159 |  | 25.159 |  | 25.159 |  | 25.159 |  | 25.159 |  | 25.159 | 25.159 | Not Coal Steam or O/G Steam | 0.009031 | 0.009031 |  | 67.61%
Lawrenceburg Energy Facility | Indiana | X | X | X | 55502 | 4 | 8618 | Combined Cycle |  |  |  | Combined cycle | Y |  |  |  | 25.123 | 5791878.416 | 806909.42 | 28.1743 | 25.123 |  | 5791878.416 | 806909.42 | 25.123 |  | 25.123 |  | 25.123 |  | 25.123 |  | 25.123 |  | 25.123 |  | 25.123 |  | 25.123 | 25.123 | Not Coal Steam or O/G Steam | 0.0086753 | 0.0086753 |  | 67.45%
Merom | Indiana | X | X | X | 6213 | 1SG1 | 2853 | Coal Steam |  |  |  | Dry bottom turbo-fired boiler | Y |  |  | 496 | 460.012 | 15344473.613 | 1500439.9 | 343.814 | 460.012 |  | 15344473.613 | 1500439.9 | 460.012 |  | 460.012 |  | 460.012 |  | 460.012 |  | 460.012 |  | 460.012 |  | 460.012 |  | 460.012 | 460.012 | Existing SCR | 0.059958 | 0.059958 |  | 53.57%
Merom | Indiana | X | X | X | 6213 | 2SG1 | 2854 | Coal Steam |  |  |  | Dry bottom turbo-fired boiler | Y |  |  | 492 | 505.693 | 16945881.582 | 1654698.87 | 321.701 | 505.693 |  | 16945881.582 | 1654698.87 | 505.693 |  | 505.693 |  | 505.693 |  | 505.693 |  | 505.693 |  | 505.693 |  | 505.693 |  | 505.693 | 505.693 | Existing SCR | 0.059683 | 0.059683 |  | 41.87%
Michigan City Generating Station | Indiana | X | X | X | 997 | 12 | 702 | Coal Steam | 5 | 2028 | 2029 | Cyclone boiler | Y |  |  | 469 | 351.216 | 6798658.372 | 714309.22 | 314.9747 | 351.216 |  | 6798658.372 | 714309.22 | 351.216 |  | 351.216 |  | 351.216 |  | 271.9463 | Optimize SCR | 271.9463 |  | 271.9463 |  | 271.9463 |  | 271.9463 | 271.9463 | Existing SCR | 0.08 | 0.08 |  | 35.12%
Montpelier Electric Gen Station | Indiana | X | X | X | 55229 | G1CT1 | 4220 | Combustion Turbine |  |  |  | Combustion turbine |  |  |  |  | 19.953 | 280205.3 | 26576.36 | 13.561 | 19.953 |  | 280205.3 | 26576.36 | 19.953 |  | 19.953 |  | 19.953 |  | 19.953 |  | 19.953 |  | 19.953 |  | 19.953 |  | 19.953 | 19.953 | Not Coal Steam or O/G Steam | 0.14242 | 0.14242 |  | 16.17%
Montpelier Electric Gen Station | Indiana | X | X | X | 55229 | G1CT2 | 4221 | Combustion Turbine |  |  |  | Combustion turbine |  |  |  |  | 20.239 | 272463.8 | 25553.77 | 13.438 | 20.239 |  | 272463.8 | 25553.77 | 20.239 |  | 20.239 |  | 20.239 |  | 20.239 |  | 20.239 |  | 20.239 |  | 20.239 |  | 20.239 | 20.239 | Not Coal Steam or O/G Steam | 0.14856 | 0.14856 |  | 15.87%
Montpelier Electric Gen Station | Indiana | X | X | X | 55229 | G2CT1 | 4222 | Combustion Turbine |  |  |  | Combustion turbine |  |  |  |  | 19.936 | 289223.4 | 25765.26 | 14.0147 | 19.936 |  | 289223.4 | 25765.26 | 19.936 |  | 19.936 |  | 19.936 |  | 19.936 |  | 19.936 |  | 19.936 |  | 19.936 |  | 19.936 | 19.936 | Not Coal Steam or O/G Steam | 0.13786 | 0.13786 |  | 13.9%
Montpelier Electric Gen Station | Indiana | X | X | X | 55229 | G2CT2 | 4223 | Combustion Turbine |  |  |  | Combustion turbine |  |  |  |  | 16.63 | 224939.4 | 21369.57 | 13.6883 | 16.63 |  | 224939.4 | 21369.57 | 16.63 |  | 16.63 |  | 16.63 |  | 16.63 |  | 16.63 |  | 16.63 |  | 16.63 |  | 16.63 | 16.63 | Not Coal Steam or O/G Steam | 0.14786 | 0.14786 |  | 12.28%
Montpelier Electric Gen Station | Indiana | X | X | X | 55229 | G3CT1 | 4224 | Combustion Turbine |  |  |  | Combustion turbine |  |  |  |  | 23.542 | 287754.2 | 25684.27 | 14.185 | 23.542 |  | 287754.2 | 25684.27 | 23.542 |  | 23.542 |  | 23.542 |  | 23.542 |  | 23.542 |  | 23.542 |  | 23.542 |  | 23.542 | 23.542 | Not Coal Steam or O/G Steam | 0.16363 | 0.16363 |  | 16.02%
Montpelier Electric Gen Station | Indiana | X | X | X | 55229 | G3CT2 | 4225 | Combustion Turbine |  |  |  | Combustion turbine |  |  |  |  | 21.079 | 288005.7 | 28078.16 | 11.414 | 21.079 |  | 288005.7 | 28078.16 | 21.079 |  | 21.079 |  | 21.079 |  | 21.079 |  | 21.079 |  | 21.079 |  | 21.079 |  | 21.079 | 21.079 | Not Coal Steam or O/G Steam | 0.14638 | 0.14638 |  | 13.53%
Montpelier Electric Gen Station | Indiana | X | X | X | 55229 | G4CT1 | 4226 | Combustion Turbine |  |  |  | Combustion turbine |  |  |  |  | 29.745 | 267625.6 | 27642.45 | 17.406 | 29.745 |  | 267625.6 | 27642.45 | 29.745 |  | 29.745 |  | 29.745 |  | 29.745 |  | 29.745 |  | 29.745 |  | 29.745 |  | 29.745 | 29.745 | Not Coal Steam or O/G Steam | 0.22229 | 0.22229 |  | 16.76%
Montpelier Electric Gen Station | Indiana | X | X | X | 55229 | G4CT2 | 4227 | Combustion Turbine |  |  |  | Combustion turbine |  |  |  |  | 21.468 | 306523 | 28207.07 | 14.6883 | 21.468 |  | 306523 | 28207.07 | 21.468 |  | 21.468 |  | 21.468 |  | 21.468 |  | 21.468 |  | 21.468 |  | 21.468 |  | 21.468 | 21.468 | Not Coal Steam or O/G Steam | 0.14007 | 0.14007 |  | 17.67%
Noblesville | Indiana | X | X | X | 1007 | CT3 | 8288 | Combined Cycle |  |  |  | Combined cycle | Y |  |  |  | 12.743 | 1533612.81 | 144750.07 | 10.7537 | 12.743 |  | 1533612.81 | 144750.07 | 12.743 |  | 12.743 |  | 12.743 |  | 9.2017 | Optimize SCR | 9.2017 |  | 9.2017 |  | 9.2017 |  | 9.2017 | 9.2017 | Not Coal Steam or O/G Steam | 0.012 | 0.012 |  | 53.26%
Noblesville | Indiana | X | X | X | 1007 | CT4 | 8290 | Combined Cycle |  |  |  | Combined cycle | Y |  |  |  | 13.25 | 1590311.745 | 145242.73 | 11.3737 | 13.25 |  | 1590311.745 | 145242.73 | 13.25 |  | 13.25 |  | 13.25 |  | 9.5419 | Optimize SCR | 9.5419 |  | 9.5419 |  | 9.5419 |  | 9.5419 | 9.5419 | Not Coal Steam or O/G Steam | 0.012 | 0.012 |  | 56.31%
Noblesville | Indiana | X | X | X | 1007 | CT5 | 8292 | Combined Cycle |  |  |  | Combined cycle | Y |  |  |  | 10.701 | 1368046.12 | 125260.03 | 8.2187 | 10.701 |  | 1368046.12 | 125260.03 | 10.701 |  | 10.701 |  | 10.701 |  | 8.2083 | Optimize SCR | 8.2083 |  | 8.2083 |  | 8.2083 |  | 8.2083 | 8.2083 | Not Coal Steam or O/G Steam | 0.012 | 0.012 |  | 44.22%
R Gallagher | Indiana | X | X | X | 1008 | 2 | 717 | Coal Steam |  |  | 2023 | Dry bottom wall-fired boiler |  |  |  | 140 |  |  |  | 23.3117 | 0 | Y | 0 | 0 | 0 |  | 0 |  | 0 |  | 0 |  | 0 |  | 0 |  | 0 |  | 0 | 0 | Retired | 0 | 0 |  | 2.361%
R Gallagher | Indiana | X | X | X | 1008 | 4 | 719 | Coal Steam | 6 | 2021 | 2023 | Dry bottom wall-fired boiler |  |  |  | 140 | 6.58 | 29276.299 | 2891.06 | 26.5547 | 0 | Y | 0 | 0 | 0 |  | 0 |  | 0 |  | 0 |  | 0 |  | 0 |  | 0 |  | 0 | 0 | Retired | 0 | 0 |  | 2.623%
R M Schahfer Generating Station | Indiana | X | X | X | 6085 | 14 | 2762 | Coal Steam | 10 | 2021 | 2023 | Cyclone boiler | Y |  |  | 431 |  |  |  | 150.1487 | 0 | Y | 0 | 0 | 0 |  | 0 |  | 0 |  | 0 |  | 0 |  | 0 |  | 0 |  | 0 | 0 | Retired | 0 | 0 |  | 17.24%
R M Schahfer Generating Station | Indiana | X | X | X | 6085 | 15 | 2763 | Coal Steam | 10 | 2021 | 2023 | Dry bottom wall-fired boiler |  |  |  | 472 | 673.754 | 10091916.726 | 845511.79 | 443.57 | 0 | Y | 0 | 0 | 0 |  | 0 |  | 0 |  | 0 |  | 0 |  | 0 |  | 0 |  | 0 | 0 | Retired | 0 | 0 |  | 31.41%
R M Schahfer Generating Station | Indiana | X | X | X | 6085 | 16A | 9095 | Combustion Turbine |  |  |  | Combustion turbine |  |  |  |  | 11.213 | 110849.354 | 7643.69 | 6.3983 | 11.213 |  | 110849.354 | 7643.69 | 11.213 |  | 11.213 |  | 11.213 |  | 11.213 |  | 11.213 |  | 11.213 |  | 11.213 |  | 11.213 | 11.213 | Not Coal Steam or O/G Steam | 0.20231 | 0.20231 |  | 1.101%
R M Schahfer Generating Station | Indiana | X | X | X | 6085 | 16B | 9096 | Combustion Turbine |  |  |  | Combustion turbine |  |  |  |  | 3.956 | 33943.87 | 2171.37 | 3.48 | 3.956 |  | 33943.87 | 2171.37 | 3.956 |  | 3.956 |  | 3.956 |  | 3.956 |  | 3.956 |  | 3.956 |  | 3.956 |  | 3.956 | 3.956 | Not Coal Steam or O/G Steam | 0.23309 | 0.23309 |  | 0.5596%
R M Schahfer Generating Station | Indiana | X | X | X | 6085 | 17 | 2764 | Coal Steam | 12 | 2025 | 2026 | Tangentially-fired |  |  |  | 361 | 640.756 | 7646472.793 | 680888.09 | 553.909 | 640.756 |  | 7646472.793 | 680888.09 | 640.756 |  | 640.756 |  | 640.756 |  | 640.756 |  | 640.756 |  | 640.756 |  | 640.756 |  | 415.9589 | 191.1618 | Coal Steam SCR Retrofit | 0.1676 | 0.05 |  | 36.11%
R M Schahfer Generating Station | Indiana | X | X | X | 6085 | 18 | 2765 | Coal Steam | 12 | 2025 | 2026 | Tangentially-fired |  |  |  | 361 | 761.536 | 8812442.498 | 808733.59 | 626.5803 | 761.536 |  | 8812442.498 | 808733.59 | 761.536 |  | 761.536 |  | 761.536 |  | 761.536 |  | 761.536 |  | 761.536 |  | 761.536 |  | 490.9235 | 220.3111 | Coal Steam SCR Retrofit | 0.17283 | 0.05 |  | 39.96%
Richmond (IN) | Indiana | X | X | X | 7335 | RCT1 | 3097 | Combustion Turbine |  |  |  | Combustion turbine |  |  |  |  | 3.142 | 46015.72 | 3548.65 | 1.6953 | 3.142 |  | 46015.72 | 3548.65 | 3.142 |  | 3.142 |  | 3.142 |  | 3.142 |  | 3.142 |  | 3.142 |  | 3.142 |  | 3.142 | 3.142 | Not Coal Steam or O/G Steam | 0.13656 | 0.13656 |  | 1.219%
Richmond (IN) | Indiana | X | X | X | 7335 | RCT2 | 3098 | Combustion Turbine |  |  |  | Combustion turbine |  |  |  |  | 2.867 | 46899.32 | 3623.74 | 1.5693 | 2.867 |  | 46899.32 | 3623.74 | 2.867 |  | 2.867 |  | 2.867 |  | 2.867 |  | 2.867 |  | 2.867 |  | 2.867 |  | 2.867 | 2.867 | Not Coal Steam or O/G Steam | 0.12226 | 0.12226 |  | 1.25%
Rockport | Indiana | X | X | X | 6166 | MB1 | 2819 | Coal Steam | 12 | 2028 | 2029 | Dry bottom wall-fired boiler | Y |  | Y | 1300 | 673.473 | 19104937.314 | 1836082.04 | 725.861 | 673.473 |  | 19104937.314 | 1836082.04 | 673.473 |  | 673.473 |  | 673.473 |  | 673.473 | Common Stack SCR | 673.473 |  | 673.473 |  | 673.473 |  | 673.473 | 673.473 | Existing SCR | 0.070503 | 0.070503 |  | 31.09%
Rockport | Indiana | X | X | X | 6166 | MB2 | 2820 | Coal Steam | 12 | 2028 | 2029 | Dry bottom wall-fired boiler | Y |  | Y | 1300 | 526.317 | 14703848.942 | 1416450.95 | 891.4967 | 526.317 |  | 14703848.942 | 1416450.95 | 526.317 |  | 526.317 |  | 526.317 |  | 526.317 |  | 526.317 |  | 526.317 |  | 526.317 |  | 526.317 | 526.317 | Existing SCR | 0.071589 | 0.071589 |  | 34%
St. Joseph Energy Center LLC | Indiana | X | X | X | 57794 | CTG01A | 90857 | Combined Cycle |  |  |  | Combined cycle | Y |  |  |  | 23.17 | 6743265.091 | 1010982.21 | 22.867 | 23.17 |  | 6743265.091 | 1010982.21 | 23.17 |  | 23.17 |  | 23.17 |  | 23.17 |  | 23.17 |  | 23.17 |  | 23.17 |  | 23.17 | 23.17 | Not Coal Steam or O/G Steam | 0.006872 | 0.006872 |  | 73.31%
St. Joseph Energy Center LLC | Indiana | X | X | X | 57794 | CTG01B | 90856 | Combined Cycle |  |  |  | Combined cycle | Y |  |  |  | 23.566 | 6829361.971 | 1020438.47 | 24.9147 | 23.566 |  | 6829361.971 | 1020438.47 | 23.566 |  | 23.566 |  | 23.566 |  | 23.566 |  | 23.566 |  | 23.566 |  | 23.566 |  | 23.566 | 23.566 | Not Coal Steam or O/G Steam | 0.0069014 | 0.0069014 |  | 75.28%
Sugar Creek Generating Station | Indiana | X | X | X | 55364 | CT11 | 4555 | Combined Cycle |  |  |  | Combined cycle | Y |  |  |  | 22.869 | 3624167.057 | 508347.41 | 23.3857 | 22.869 |  | 3624167.057 | 508347.41 | 22.869 |  | 22.869 |  | 22.869 |  | 21.745 | Optimize SCR | 21.745 |  | 21.745 |  | 21.745 |  | 21.745 | 21.745 | Not Coal Steam or O/G Steam | 0.012 | 0.012 |  | 47.59%
Sugar Creek Generating Station | Indiana | X | X | X | 55364 | CT12 | 4556 | Combined Cycle |  |  |  | Combined cycle | Y |  |  |  | 21.824 | 3583275.76 | 506364.53 | 22.3617 | 21.824 |  | 3583275.76 | 506364.53 | 21.824 |  | 21.824 |  | 21.824 |  | 21.4997 | Optimize SCR | 21.4997 |  | 21.4997 |  | 21.4997 |  | 21.4997 | 21.4997 | Not Coal Steam or O/G Steam | 0.012 | 0.012 |  | 46.43%
Vermillion Generating Station | Indiana | X | X | X | 55111 | 1 | 3920 | Combustion Turbine |  |  |  | Combustion turbine |  |  |  |  | 3.46 | 217664.788 | 17547.65 | 2.988 | 3.46 |  | 217664.788 | 17547.65 | 3.46 |  | 3.46 |  | 3.46 |  | 3.46 |  | 3.46 |  | 3.46 |  | 3.46 |  | 3.46 | 3.46 | Not Coal Steam or O/G Steam | 0.031792 | 0.031792 |  | 4.131%
Vermillion Generating Station | Indiana | X | X | X | 55111 | 2 | 3921 | Combustion Turbine |  |  |  | Combustion turbine |  |  |  |  | 3.657 | 226314.156 | 17499.63 | 3.1663 | 3.657 |  | 226314.156 | 17499.63 | 3.657 |  | 3.657 |  | 3.657 |  | 3.657 |  | 3.657 |  | 3.657 |  | 3.657 |  | 3.657 | 3.657 | Not Coal Steam or O/G Steam | 0.032318 | 0.032318 |  | 4.2%
Vermillion Generating Station | Indiana | X | X | X | 55111 | 3 | 3922 | Combustion Turbine |  |  |  | Combustion turbine |  |  |  |  | 3.468 | 223920.663 | 17393.19 | 3.1067 | 3.468 |  | 223920.663 | 17393.19 | 3.468 |  | 3.468 |  | 3.468 |  | 3.468 |  | 3.468 |  | 3.468 |  | 3.468 |  | 3.468 | 3.468 | Not Coal Steam or O/G Steam | 0.030975 | 0.030975 |  | 4.274%
Vermillion Generating Station | Indiana | X | X | X | 55111 | 4 | 3923 | Combustion Turbine |  |  |  | Combustion turbine |  |  |  |  | 3.866 | 239338.794 | 18329.34 | 3.018 | 3.866 |  | 239338.794 | 18329.34 | 3.866 |  | 3.866 |  | 3.866 |  | 3.866 |  | 3.866 |  | 3.866 |  | 3.866 |  | 3.866 | 3.866 | Not Coal Steam or O/G Steam | 0.032306 | 0.032306 |  | 4.095%
Vermillion Generating Station | Indiana | X | X | X | 55111 | 5 | 3924 | Combustion Turbine |  |  |  | Combustion turbine |  |  |  |  | 3.284 | 222326.058 | 17461.99 | 2.4883 | 3.284 |  | 222326.058 | 17461.99 | 3.284 |  | 3.284 |  | 3.284 |  | 3.284 |  | 3.284 |  | 3.284 |  | 3.284 |  | 3.284 | 3.284 | Not Coal Steam or O/G Steam | 0.029542 | 0.029542 |  | 3.55%
Vermillion Generating Station | Indiana | X | X | X | 55111 | 6 | 3925 | Combustion Turbine |  |  |  | Combustion turbine |  |  |  |  | 3.56 | 207672.282 | 16101.6 | 2.525 | 3.56 |  | 207672.282 | 16101.6 | 3.56 |  | 3.56 |  | 3.56 |  | 3.56 |  | 3.56 |  | 3.56 |  | 3.56 |  | 3.56 | 3.56 | Not Coal Steam or O/G Steam | 0.034285 | 0.034285 |  | 3.159%
Vermillion Generating Station | Indiana | X | X | X | 55111 | 7 | 3926 | Combustion Turbine |  |  |  | Combustion turbine |  |  |  |  | 3.335 | 201118.965 | 15550.27 | 2.8513 | 3.335 |  | 201118.965 | 15550.27 | 3.335 |  | 3.335 |  | 3.335 |  | 3.335 |  | 3.335 |  | 3.335 |  | 3.335 |  | 3.335 | 3.335 | Not Coal Steam or O/G Steam | 0.033164 | 0.033164 |  | 4.002%
Vermillion Generating Station | Indiana | X | X | X | 55111 | 8 | 3927 | Combustion Turbine |  |  |  | Combustion turbine |  |  |  |  | 2.854 | 189166.961 | 14755.05 | 2.4913 | 2.854 |  | 189166.961 | 14755.05 | 2.854 |  | 2.854 |  | 2.854 |  | 2.854 |  | 2.854 |  | 2.854 |  | 2.854 |  | 2.854 | 2.854 | Not Coal Steam or O/G Steam | 0.030174 | 0.030174 |  | 3.602%
Wabash River Highland Plant | Indiana | X | X | X | 57842 | 1 | 720 | Combustion Turbine |  |  |  | Combustion turbine |  |  |  |  | 10.224 | 421592.428 | 37986.31 | 12.0543 | 10.224 |  | 421592.428 | 37986.31 | 10.224 |  | 10.224 |  | 10.224 |  | 10.224 |  | 10.224 |  | 10.224 |  | 10.224 |  | 10.224 | 10.224 | Not Coal Steam or O/G Steam | 0.048502 | 0.048502 |  | 7.058%
Wheatland Generating Facility LLC | Indiana | X | X | X | 55224 | EU-01 | 4183 | Combustion Turbine |  |  |  | Combustion turbine |  |  |  |  | 32.651 | 392553.356 | 30113.83 | 28.9327 | 32.651 |  | 392553.356 | 30113.83 | 32.651 |  | 32.651 |  | 32.651 |  | 32.651 |  | 32.651 |  | 32.651 |  | 32.651 |  | 32.651 | 32.651 | Not Coal Steam or O/G Steam | 0.16635 | 0.16635 |  | 5.738%
Wheatland Generating Facility LLC | Indiana | X | X | X | 55224 | EU-02 | 4184 | Combustion Turbine |  |  |  | Combustion turbine |  |  |  |  | 28.163 | 364140.86 | 27712.88 | 25.5013 | 28.163 |  | 364140.86 | 27712.88 | 28.163 |  | 28.163 |  | 28.163 |  | 28.163 |  | 28.163 |  | 28.163 |  | 28.163 |  | 28.163 | 28.163 | Not Coal Steam or O/G Steam | 0.15468 | 0.15468 |  | 5.823%
Wheatland Generating Facility LLC | Indiana | X | X | X | 55224 | EU-03 | 4185 | Combustion Turbine |  |  |  | Combustion turbine |  |  |  |  | 29.236 | 320091.362 | 24022.31 | 24.192 | 29.236 |  | 320091.362 | 24022.31 | 29.236 |  | 29.236 |  | 29.236 |  | 29.236 |  | 29.236 |  | 29.236 |  | 29.236 |  | 29.236 | 29.236 | Not Coal Steam or O/G Steam | 0.18267 | 0.18267 |  | 4.722%
Wheatland Generating Facility LLC | Indiana | X | X | X | 55224 | EU-04 | 4186 | Combustion Turbine |  |  |  | Combustion turbine |  |  |  |  | 26.254 | 413948.811 | 31011.48 | 20.8383 | 26.254 |  | 413948.811 | 31011.48 | 26.254 |  | 26.254 |  | 26.254 |  | 26.254 |  | 26.254 |  | 26.254 |  | 26.254 |  | 26.254 | 26.254 | Not Coal Steam or O/G Steam | 0.12685 | 0.12685 |  | 5.606%
Whitewater Valley | Indiana | X | X | X | 1040 | 1 | 729 | Coal Steam |  |  |  | Dry bottom wall-fired boiler |  |  | Y | 35 | 17.309 | 107361.847 | 9609.24 | 19.041 | 17.309 |  | 107361.847 | 9609.24 | 17.309 |  | 17.309 |  | 17.309 |  | 17.309 |  | 17.309 |  | 17.309 |  | 17.309 |  | 12.9817 | 12.9817 | Coal Steam Under 100 MW, SNCR Retrofit | 0.32244 | 0.24183 |  | 7.329%
Whitewater Valley | Indiana | X | X | X | 1040 | 2 | 730 | Coal Steam |  |  |  | Tangentially-fired |  |  | Y | 65 | 37.351 | 220760.862 | 19619.47 | 50.9337 | 37.351 |  | 220760.862 | 19619.47 | 37.351 |  | 37.351 |  | 37.351 |  | 37.351 |  | 37.351 | Common Stack SOA | 37.351 |  | 37.351 | Common Stack SOA | 28.0132 | 28.0132 | Coal Steam Under 100 MW, SNCR Retrofit | 0.33838 | 0.25379 |  | 10.21%
Whiting Clean Energy, Inc. | Indiana | X | X | X | 55259 | CT1 | 4357 | Combined Cycle |  |  |  | Combined cycle | Y |  |  |  | 22.094 | 5531026.1 | 474348 | 19.6997 | 22.094 |  | 5531026.1 | 474348 | 22.094 |  | 22.094 |  | 22.094 |  | 22.094 |  | 22.094 |  | 22.094 |  | 22.094 |  | 22.094 | 22.094 | Not Coal Steam or O/G Steam | 0.0079891 | 0.0079891 |  | 44.64%
Whiting Clean Energy, Inc. | Indiana | X | X | X | 55259 | CT2 | 4358 | Combined Cycle |  |  |  | Combined cycle | Y |  |  |  | 20.682 | 5167453.612 | 438924.72 | 22.762 | 20.682 |  | 5167453.612 | 438924.72 | 20.682 |  | 20.682 |  | 20.682 |  | 20.682 |  | 20.682 |  | 20.682 |  | 20.682 |  | 20.682 | 20.682 | Not Coal Steam or O/G Steam | 0.0080047 | 0.0080047 |  | 50.94%
Worthington Generation | Indiana | X | X | X | 55148 | 1 | 4017 | Combustion Turbine |  |  |  | Combustion turbine |  |  |  |  | 10.74 | 244981.774 | 23762.78 | 7.855 | 10.74 |  | 244981.774 | 23762.78 | 10.74 |  | 10.74 |  | 10.74 |  | 10.74 |  | 10.74 |  | 10.74 |  | 10.74 |  | 10.74 | 10.74 | Not Coal Steam or O/G Steam | 0.08768 | 0.08768 |  | 9.906%
Worthington Generation | Indiana | X | X | X | 55148 | 2 | 4018 | Combustion Turbine |  |  |  | Combustion turbine |  |  |  |  | 9.814 | 218157.406 | 21001.1 | 7.379 | 9.814 |  | 218157.406 | 21001.1 | 9.814 |  | 9.814 |  | 9.814 |  | 9.814 |  | 9.814 |  | 9.814 |  | 9.814 |  | 9.814 | 9.814 | Not Coal Steam or O/G Steam | 0.089972 | 0.089972 |  | 8.993%
Worthington Generation | Indiana | X | X | X | 55148 | 3 | 4019 | Combustion Turbine |  |  |  | Combustion turbine |  |  |  |  | 9.375 | 220657.9 | 20559.88 | 7.1817 | 9.375 |  | 220657.9 | 20559.88 | 9.375 |  | 9.375 |  | 9.375 |  | 9.375 |  | 9.375 |  | 9.375 |  | 9.375 |  | 9.375 | 9.375 | Not Coal Steam or O/G Steam | 0.084973 | 0.084973 |  | 9.136%
Worthington Generation | Indiana | X | X | X | 55148 | 4 | 4020 | Combustion Turbine |  |  |  | Combustion turbine |  |  |  |  | 10.141 | 231219.752 | 21645.94 | 7.6433 | 10.141 |  | 231219.752 | 21645.94 | 10.141 |  | 10.141 |  | 10.141 |  | 10.141 |  | 10.141 |  | 10.141 |  | 10.141 |  | 10.141 | 10.141 | Not Coal Steam or O/G Steam | 0.087717 | 0.087717 |  | 9.316%
Ames | Iowa |  |  |  | 1122 | 7 | 767 | O/G Steam |  |  |  | Tangentially-fired |  |  |  | 32 | 59.644 | 1102101.412 | 76862.87 | 48.8277 | 59.644 |  | 1102101.412 | 76862.87 | 59.644 |  | 59.644 |  | 59.644 |  | 59.644 |  | 59.644 |  | 59.644 |  | 59.644 |  | 59.644 | 59.644 | O/G Steam Under 100 MW | 0.10824 | 0.10824 |  | 40.77%
Ames | Iowa |  |  |  | 1122 | 8 | 768 | O/G Steam |  |  |  | Dry bottom wall-fired boiler |  |  |  | 63 | 30.003 | 505757.856 | 39253.07 | 28.556 | 30.003 |  | 505757.856 | 39253.07 | 30.003 |  | 30.003 |  | 30.003 |  | 30.003 |  | 30.003 |  | 30.003 |  | 30.003 |  | 30.003 | 30.003 | O/G Steam Under 100 MW | 0.11865 | 0.11865 |  | 13.89%
Burlington (IA) | Iowa |  |  |  | 1104 | 1 | 764 | O/G Steam |  |  |  | Tangentially-fired |  |  |  | 214 | 318.674 | 4708421.191 | 449525.06 | 363.931 | 318.674 |  | 4708421.191 | 449525.06 | 318.674 |  | 318.674 |  | 318.674 |  | 318.674 |  | 318.674 |  | 318.674 |  | 318.674 |  | 194.6502 | 70.6263 | O/G Steam SCR Retrofit | 0.13536 | 0.03 |  | 52.98%
Dayton Avenue Substation | Iowa |  |  |  | 6463 | GT2 | 89535 | Combustion Turbine |  |  |  | Combustion turbine |  |  |  |  | 0.306 | 4003.9 | 358.56 | 0.34 | 0.306 |  | 4003.9 | 358.56 | 0.306 |  | 0.306 |  | 0.306 |  | 0.306 |  | 0.306 |  | 0.306 |  | 0.306 |  | 0.306 | 0.306 | Not Coal Steam or O/G Steam | 0.15285 | 0.15285 |  | 0.3314%
Earl F Wisdom | Iowa |  |  |  | 1217 | 1 | 806 | O/G Steam |  |  |  | Dry bottom wall-fired boiler |  |  |  | 38 | 0.599 | 12027.767 | 853.16 | 1.6997 | 0.599 |  | 12027.767 | 853.16 | 0.599 |  | 0.599 |  | 0.599 |  | 0.599 |  | 0.599 |  | 0.599 |  | 0.599 |  | 0.599 | 0.599 | O/G Steam Under 100 MW | 0.099603 | 0.099603 |  | 2.319%
Earl F Wisdom | Iowa |  |  |  | 1217 | 2 | 89384 | Combustion Turbine |  |  |  | Combustion turbine |  |  |  |  | 0.177 | 8376.617 | 645.32 | 2.2077 | 0.177 |  | 8376.617 | 645.32 | 0.177 |  | 0.177 |  | 0.177 |  | 0.177 |  | 0.177 |  | 0.177 |  | 0.177 |  | 0.177 | 0.177 | Not Coal Steam or O/G Steam | 0.04226 | 0.04226 |  | 3.296%
Electrifarm | Iowa |  |  |  | 6063 | 1 | 90086 | Combustion Turbine |  |  |  | Combustion turbine |  |  |  |  | 4.351 | 22541.5 | 1480 | 2.4693 | 4.351 |  | 22541.5 | 1480 | 4.351 |  | 4.351 |  | 4.351 |  | 4.351 |  | 4.351 |  | 4.351 |  | 4.351 |  | 4.351 | 4.351 | Not Coal Steam or O/G Steam | 0.38604 | 0.38604 |  | 0.413%
Electrifarm | Iowa |  |  |  | 6063 | 2 | 90087 | Combustion Turbine |  |  |  | Combustion turbine |  |  |  |  | 3.275 | 25690 | 1470 | 1.915 | 3.275 |  | 25690 | 1470 | 3.275 |  | 3.275 |  | 3.275 |  | 3.275 |  | 3.275 |  | 3.275 |  | 3.275 |  | 3.275 | 3.275 | Not Coal Steam or O/G Steam | 0.25496 | 0.25496 |  | 0.4529%
Electrifarm | Iowa |  |  |  | 6063 | 3 | 90088 | Combustion Turbine |  |  |  | Combustion turbine |  |  |  |  | 6.721 | 49787.2 | 3309 | 3.2803 | 6.721 |  | 49787.2 | 3309 | 6.721 |  | 6.721 |  | 6.721 |  | 6.721 |  | 6.721 |  | 6.721 |  | 6.721 |  | 6.721 | 6.721 | Not Coal Steam or O/G Steam | 0.26999 | 0.26999 |  | 0.7153%
Emery Station | Iowa |  |  |  | 8031 | 11 | 88332 | Combined Cycle |  |  |  | Combined cycle | Y |  |  |  | 15.438 | 3546941.232 | 480511.18 | 13.767 | 15.438 |  | 3546941.232 | 480511.18 | 15.438 |  | 15.438 |  | 15.438 |  | 15.438 |  | 15.438 |  | 15.438 |  | 15.438 |  | 15.438 | 15.438 | Not Coal Steam or O/G Steam | 0.008705 | 0.008705 |  | 37.58%
Emery Station | Iowa |  |  |  | 8031 | 12 | 88333 | Combined Cycle |  |  |  | Combined cycle | Y |  |  |  | 19.902 | 3592682.183 | 484484.76 | 18.184 | 19.902 |  | 3592682.183 | 484484.76 | 19.902 |  | 19.902 |  | 19.902 |  | 19.902 |  | 19.902 |  | 19.902 |  | 19.902 |  | 19.902 | 19.902 | Not Coal Steam or O/G Steam | 0.011079 | 0.011079 |  | 44.66%
Exira Station | Iowa |  |  |  | 56013 | U-1 | 89307 | Combustion Turbine |  |  |  | Combustion turbine |  |  |  |  | 10.993 | 231152.684 | 22922.24 | 11.1953 | 10.993 |  | 231152.684 | 22922.24 | 10.993 |  | 10.993 |  | 10.993 |  | 10.993 |  | 10.993 |  | 10.993 |  | 10.993 |  | 10.993 | 10.993 | Not Coal Steam or O/G Steam | 0.095115 | 0.095115 |  | 12.95%
Exira Station | Iowa |  |  |  | 56013 | U-2 | 89308 | Combustion Turbine |  |  |  | Combustion turbine |  |  |  |  | 10.985 | 220768.827 | 21729.23 | 11.3433 | 10.985 |  | 220768.827 | 21729.23 | 10.985 |  | 10.985 |  | 10.985 |  | 10.985 |  | 10.985 |  | 10.985 |  | 10.985 |  | 10.985 | 10.985 | Not Coal Steam or O/G Steam | 0.099516 | 0.099516 |  | 12.75%
Exira Station | Iowa |  |  |  | 56013 | U-3 | 89719 | Combustion Turbine |  |  |  | Combustion turbine |  |  |  |  | 10.905 | 227500.008 | 22342.06 | 11.2647 | 10.905 |  | 227500.008 | 22342.06 | 10.905 |  | 10.905 |  | 10.905 |  | 10.905 |  | 10.905 |  | 10.905 |  | 10.905 |  | 10.905 | 10.905 | Not Coal Steam or O/G Steam | 0.095868 | 0.095868 |  | 13%
George Neal North | Iowa |  |  |  | 1091 | 3 | 762 | Coal Steam |  |  |  | Dry bottom wall-fired boiler |  | Y |  | 515 | 1124.244 | 11236283.01 | 1081528.42 | 808.2367 | 1124.244 |  | 11236283.01 | 1081528.42 | 1124.244 |  | 1124.244 |  | 1124.244 |  | 1124.244 |  | 1124.244 |  | 1124.244 |  | 1124.244 |  | 702.5755 | 280.9071 | Coal Steam SCR Retrofit | 0.20011 | 0.05 |  | 35.81%
George Neal South | Iowa |  |  |  | 7343 | 4 | 3101 | Coal Steam |  |  |  | Dry bottom wall-fired boiler |  | Y |  | 645 | 1104.107 | 11519642.189 | 1258048.82 | 791.1237 | 1104.107 |  | 11519642.189 | 1258048.82 | 1104.107 |  | 1104.107 |  | 1104.107 |  | 1104.107 |  | 1104.107 |  | 1043.6796 | Y | 1043.6796 |  | 665.8353 | 287.9911 | Coal Steam SCR Retrofit | 0.1812 | 0.05 |  | 31.9%
Greater Des Moines Energy Center | Iowa |  |  |  | 7985 | 1 | 9886 | Combined Cycle |  |  |  | Combined cycle | Y |  |  |  | 12.747 | 2698173.343 | 238078.89 | 7.6427 | 12.747 |  | 2698173.343 | 238078.89 | 12.747 |  | 12.747 |  | 12.747 |  | 12.747 |  | 12.747 |  | 12.747 |  | 12.747 |  | 12.747 | 12.747 | Not Coal Steam or O/G Steam | 0.0094486 | 0.0094486 |  | 21.37%
Greater Des Moines Energy Center | Iowa |  |  |  | 7985 | 2 | 9887 | Combined Cycle |  |  |  | Combined cycle | Y |  |  |  | 12.507 | 2667450.802 | 236049.41 | 8.1973 | 12.507 |  | 2667450.802 | 236049.41 | 12.507 |  | 12.507 |  | 12.507 |  | 12.507 |  | 12.507 |  | 12.507 |  | 12.507 |  | 12.507 | 12.507 | Not Coal Steam or O/G Steam | 0.0093775 | 0.0093775 |  | 22.53%
Lansing | Iowa |  |  |  | 1047 | 4 | 739 | Coal Steam |  |  | 2023 | Dry bottom turbo-fired boiler | Y |  |  | 248 | 102.689 | 5059155.998 | 481104.12 | 72.515 | 0 | Y | 0 | 0 | 0 |  | 0 |  | 0 |  | 0 |  | 0 |  | 0 |  | 0 |  | 0 | 0 | Retired | 0 | 0 |  | 28.86%
Lime Creek | Iowa |  |  |  | 7155 | **1 | 2969 | Combustion Turbine |  |  |  | Combustion turbine |  |  |  |  | 1.111 | 9918.776 | 631.74 | 0.597 | 1.111 |  | 9918.776 | 631.74 | 1.111 |  | 1.111 |  | 1.111 |  | 1.111 |  | 1.111 |  | 1.111 |  | 1.111 |  | 1.111 | 1.111 | Not Coal Steam or O/G Steam | 0.22402 | 0.22402 |  | 0.2138%
Lime Creek | Iowa |  |  |  | 7155 | **2 | 2970 | Combustion Turbine |  |  |  | Combustion turbine |  |  |  |  | 0.826 | 7425.485 | 540.7 | 0.45133 | 0.826 |  | 7425.485 | 540.7 | 0.826 |  | 0.826 |  | 0.826 |  | 0.826 |  | 0.826 |  | 0.826 |  | 0.826 |  | 0.826 | 0.826 | Not Coal Steam or O/G Steam | 0.22248 | 0.22248 |  | 0.172%
Louisa | Iowa |  |  |  | 6664 | 101 | 2901 | Coal Steam |  |  |  | Dry bottom wall-fired boiler |  |  |  | 746 | 2020.558 | 23659842.905 | 2574796.3 | 1423.531 | 2020.558 |  | 23659842.905 | 2574796.3 | 2020.558 |  | 2020.558 |  | 2020.558 |  | 2020.558 |  | 2020.558 |  | 2020.558 |  | 2020.558 |  | 1306.027 | 591.4961 | Coal Steam SCR Retrofit | 0.1708 | 0.05 |  | 56.69%
Marshalltown CTs | Iowa |  |  |  | 1068 | 1A | 89836 | Combustion Turbine |  |  |  | Combustion turbine |  |  |  |  | 8.452 | 75094.37 | 5521.94 | 6.303 | 8.452 |  | 75094.37 | 5521.94 | 8.452 |  | 8.452 |  | 8.452 |  | 8.452 |  | 8.452 |  | 8.452 |  | 8.452 |  | 8.452 | 8.452 | Not Coal Steam or O/G Steam | 0.2251 | 0.2251 |  | 3.016%
Marshalltown CTs | Iowa |  |  |  | 1068 | 1B | 89841 | Combustion Turbine |  |  |  | Combustion turbine |  |  |  |  | 10.689 | 82601.767 | 6057.14 | 8.009 | 10.689 |  | 82601.767 | 6057.14 | 10.689 |  | 10.689 |  | 10.689 |  | 10.689 |  | 10.689 |  | 10.689 |  | 10.689 |  | 10.689 | 10.689 | Not Coal Steam or O/G Steam | 0.25881 | 0.25881 |  | 3.325%
Marshalltown CTs | Iowa |  |  |  | 1068 | 2A | 89842 | Combustion Turbine |  |  |  | Combustion turbine |  |  |  |  | 14.24 | 113806.534 | 9172.54 | 10.4183 | 14.24 |  | 113806.534 | 9172.54 | 14.24 |  | 14.24 |  | 14.24 |  | 14.24 |  | 14.24 |  | 14.24 |  | 14.24 |  | 14.24 | 14.24 | Not Coal Steam or O/G Steam | 0.25025 | 0.25025 |  | 4.458%
Marshalltown CTs | Iowa |  |  |  | 1068 | 2B | 89843 | Combustion Turbine |  |  |  | Combustion turbine |  |  |  |  | 14.098 | 110004.687 | 8849.66 | 10.1173 | 14.098 |  | 110004.687 | 8849.66 | 14.098 |  | 14.098 |  | 14.098 |  | 14.098 |  | 14.098 |  | 14.098 |  | 14.098 |  | 14.098 | 14.098 | Not Coal Steam or O/G Steam | 0.25632 | 0.25632 |  | 4.244%
Marshalltown CTs | Iowa |  |  |  | 1068 | 3A | 89844 | Combustion Turbine |  |  |  | Combustion turbine |  |  |  |  | 17.283 | 127017.078 | 9876.34 | 11.9587 | 17.283 |  | 127017.078 | 9876.34 | 17.283 |  | 17.283 |  | 17.283 |  | 17.283 |  | 17.283 |  | 17.283 |  | 17.283 |  | 17.283 | 17.283 | Not Coal Steam or O/G Steam | 0.27214 | 0.27214 |  | 4.699%
Marshalltown CTs | Iowa |  |  |  | 1068 | 3B | 89845 | Combustion Turbine |  |  |  | Combustion turbine |  |  |  |  | 17.465 | 127972.706 | 9962.57 | 11.963 | 17.465 |  | 127972.706 | 9962.57 | 17.465 |  | 17.465 |  | 17.465 |  | 17.465 |  | 17.465 |  | 17.465 |  | 17.465 |  | 17.465 | 17.465 | Not Coal Steam or O/G Steam | 0.27295 | 0.27295 |  | 4.701%
Marshalltown Generating Station | Iowa |  |  |  | 58236 | CT1 | 90919 | Combined Cycle |  |  |  | Combined cycle | Y |  |  |  | 14.91 | 4340176.027 | 597229.71 | 16.403 | 14.91 |  | 4340176.027 | 597229.71 | 14.91 |  | 14.91 |  | 14.91 |  | 14.91 |  | 14.91 |  | 14.91 |  | 14.91 |  | 14.91 | 14.91 | Not Coal Steam or O/G Steam | 0.0068707 | 0.0068707 |  | 60.19%
Marshalltown Generating Station | Iowa |  |  |  | 58236 | CT2 | 90920 | Combined Cycle |  |  |  | Combined cycle | Y |  |  |  | 14.631 | 4129702.156 | 569160.89 | 15.972 | 14.631 |  | 4129702.156 | 569160.89 | 14.631 |  | 14.631 |  | 14.631 |  | 14.631 |  | 14.631 |  | 14.631 |  | 14.631 |  | 14.631 | 14.631 | Not Coal Steam or O/G Steam | 0.0070857 | 0.0070857 |  | 58.27%
Muscatine | Iowa |  |  |  | 1167 | 8 | 787 | Coal Steam | 12 | 2028 | 2029 | Cyclone boiler |  |  |  | 44 | 635.562 | 1623266.249 | 125510.4 | 688.497 | 635.562 |  | 1623266.249 | 125510.4 | 635.562 |  | 635.562 |  | 635.562 |  | 635.562 |  | 635.562 |  | 635.562 |  | 635.562 |  | 476.6715 | 476.6715 | Coal Steam Under 100 MW, SNCR Retrofit | 0.78307 | 0.5873 |  | 43.97%
Muscatine | Iowa |  |  |  | 1167 | 9 | 788 | Coal Steam |  |  |  | Tangentially-fired |  |  |  | 163 | 285.38 | 4543137.099 | 411789.12 | 242.6417 | 285.38 |  | 4543137.099 | 411789.12 | 285.38 |  | 285.38 |  | 285.38 |  | 285.38 |  | 285.38 |  | 285.38 |  | 285.38 |  | 199.4792 | 113.5784 | Coal Steam SCR Retrofit | 0.12563 | 0.05 |  | 41.14%
Ottumwa | Iowa |  |  |  | 6254 | 1 | 2874 | Coal Steam |  |  |  | Tangentially-fired | Y |  |  | 725 | 654.414 | 21193569.607 | 2028786.05 | 762.5517 | 654.414 |  | 21193569.607 | 2028786.05 | 654.414 |  | 654.414 |  | 654.414 |  | 654.414 |  | 654.414 |  | 654.414 |  | 654.414 |  | 654.414 | 654.414 | Existing SCR | 0.061756 | 0.061756 |  | 49.72%
Pleasant Hill Energy Center | Iowa |  |  |  | 7145 | 1 | 90077 | Combustion Turbine |  |  |  | Combustion turbine |  |  |  |  | 3.89 | 30630.2 | 2162 | 1.8627 | 3.89 |  | 30630.2 | 2162 | 3.89 |  | 3.89 |  | 3.89 |  | 3.89 |  | 3.89 |  | 3.89 |  | 3.89 |  | 3.89 | 3.89 | Not Coal Steam or O/G Steam | 0.254 | 0.254 |  | 0.7881%
Pleasant Hill Energy Center | Iowa |  |  |  | 7145 | 2 | 90078 | Combustion Turbine |  |  |  | Combustion turbine |  |  |  |  | 4.285 | 33733.1 | 2183 | 2.4183 | 4.285 |  | 33733.1 | 2183 | 4.285 |  | 4.285 |  | 4.285 |  | 4.285 |  | 4.285 |  | 4.285 |  | 4.285 |  | 4.285 | 4.285 | Not Coal Steam or O/G Steam | 0.25405 | 0.25405 |  | 1.023%
Pleasant Hill Energy Center | Iowa |  |  |  | 7145 | 3 | 2954 | Combustion Turbine |  |  |  | Combustion turbine |  |  |  |  | 4.062 | 60224.939 | 3966.23 | 2.6513 | 4.062 |  | 60224.939 | 3966.23 | 4.062 |  | 4.062 |  | 4.062 |  | 4.062 |  | 4.062 |  | 4.062 |  | 4.062 |  | 4.062 | 4.062 | Not Coal Steam or O/G Steam | 0.13489 | 0.13489 |  | 0.7306%
Prairie Creek | Iowa |  |  |  | 1073 | 3 | 746 | Coal Steam |  |  |  | Dry bottom wall-fired boiler |  |  |  | 26.8 | 187.923 | 1342903.83 |  | 164.5063 | 187.923 |  | 1342903.83 |  | 187.923 |  | 187.923 |  | 187.923 |  | 187.923 |  | 133.6189 | SOA CC | 187.923 |  | 133.6189 | SOA CC | 100.2142 | 100.2142 | Coal Steam Under 100 MW, SNCR Retrofit | 0.199 | 0.14925 |  | 49.73%
Prairie Creek | Iowa |  |  |  | 1073 | 4 | 747 | O/G Steam |  |  |  | Dry bottom wall-fired boiler |  |  |  | 110 | 55.889 | 540536.875 |  | 32.8443 | 55.889 |  | 540536.875 |  | 55.889 |  | 55.889 |  | 55.889 |  | 55.889 |  | 55.889 |  | 55.889 |  | 55.889 |  | 55.889 | 55.889 | Oil/Gas Steam Under 150 Tons (2019-2021 Average) | 0.20679 | 0.20679 |  | 4.032%
Streeter Station | Iowa |  |  |  | 1131 | 7 | 772 | O/G Steam |  |  |  | Dry bottom wall-fired boiler |  |  |  | 37 | 26.914 | 175283 | 12075.16 | 10.5187 | 26.914 |  | 175283 | 12075.16 | 26.914 |  | 26.914 |  | 26.914 |  | 26.914 |  | 26.914 |  | 26.914 |  | 26.914 |  | 26.914 | 26.914 | O/G Steam Under 100 MW | 0.30709 | 0.30709 |  | 3.806%
Summit Lake | Iowa |  |  |  | 1206 | 1G | 89919 | Combustion Turbine |  |  |  | Combustion turbine | [7 empty] | 14.678 | [20 empty] | Not Coal Steam or O/G Steam | 0 | 0 |  | 2.712%
Summit Lake | Iowa |  |  |  | 1206 | 2G | 90041 | Combustion Turbine |  |  |  | Combustion turbine | [7 empty] | 7.76 | [20 empty] | Not Coal Steam or O/G Steam | 0 | 0 |  | 1.603%
Sycamore Combustion Turbine | Iowa |  |  |  | 8029 | 1 | 90084 | Combustion Turbine |  |  |  | Combustion turbine |  |  |  |  | 13.917 | 91528.454 | 4951.03 | 6.3513 | 13.917 |  | 91528.454 | 4951.03 | 13.917 |  | 13.917 |  | 13.917 |  | 13.917 |  | 13.917 |  | 13.917 |  | 13.917 |  | 13.917 | 13.917 | Not Coal Steam or O/G Steam | 0.3041 | 0.3041 |  | 1.05%
Sycamore Combustion Turbine | Iowa |  |  |  | 8029 | 2 | 90085 | Combustion Turbine |  |  |  | Combustion turbine |  |  |  |  | 10.852 | 73988.043 | 3745.75 | 5.66 | 10.852 |  | 73988.043 | 3745.75 | 10.852 |  | 10.852 |  | 10.852 |  | 10.852 |  | 10.852 |  | 10.852 |  | 10.852 |  | 10.852 | 10.852 | Not Coal Steam or O/G Steam | 0.29334 | 0.29334 |  | 0.9597%
Walter Scott Jr. Energy Center | Iowa |  |  |  | 1082 | 3 | 756 | Coal Steam |  |  |  | Dry bottom wall-fired boiler |  |  |  | 708 | 2596.163 | 20651146.73 | 2033266.99 | 2080.2623 | 2596.163 |  | 20651146.73 | 2033266.99 | 2596.163 |  | 2596.163 |  | 2596.163 |  | 2596.163 |  | 2596.163 |  | 2596.163 |  | 2596.163 |  | 1556.2208 | 516.2787 | Coal Steam SCR Retrofit | 0.25143 | 0.05 |  | 59.4%
Walter Scott Jr. Energy Center | Iowa |  |  |  | 1082 | 4 | 89556 | Coal Steam |  |  |  | Dry bottom wall-fired boiler | Y |  |  | 814 | 508.124 | 17411313.963 | 1854538 | 464.685 | 508.124 |  | 17411313.963 | 1854538 | 508.124 |  | 508.124 |  | 508.124 |  | 508.124 |  | 508.124 |  | 508.124 |  | 508.124 |  | 508.124 | 508.124 | Existing SCR | 0.058367 | 0.058367 |  | 59.73%
Chanute 2 | Kansas |  |  |  | 1268 | 14 | 2247 | Combustion Turbine |  |  |  | Combustion turbine |  |  |  |  | 31.946 | 670397.467 | 50865.16 | 46.6253 | 31.946 |  | 670397.467 | 50865.16 | 31.946 |  | 31.946 |  | 31.946 |  | 31.946 |  | 31.946 |  | 31.946 |  | 31.946 |  | 31.946 | 31.946 | Not Coal Steam or O/G Steam | 0.095305 | 0.095305 |  | 40.36%
Cimarron River | Kansas |  |  |  | 1230 | 1 | 808 | O/G Steam |  |  |  | Dry bottom wall-fired boiler |  |  |  | 52 | 0.901 | 7145.573 | 578.24 | 0.83567 | 0.901 |  | 7145.573 | 578.24 | 0.901 |  | 0.901 |  | 0.901 |  | 0.901 |  | 0.901 |  | 0.901 |  | 0.901 |  | 0.901 | 0.901 | O/G Steam Under 100 MW | 0.25218 | 0.25218 |  | 0.3162%
Clifton Station | Kansas |  |  |  | 8037 | CL1 | 90747 | Combustion Turbine |  |  |  | Combustion turbine |  |  |  |  | 19.834 | 185164.71 | 7392.49 | 11.1843 | 19.834 |  | 185164.71 | 7392.49 | 19.834 |  | 19.834 |  | 19.834 |  | 19.834 |  | 19.834 |  | 19.834 |  | 19.834 |  | 19.834 | 19.834 | Not Coal Steam or O/G Steam | 0.21423 | 0.21423 |  | 1.933%
Coffeyville | Kansas |  |  |  | 1271 | 4 | 841 | O/G Steam |  |  |  | Dry bottom wall-fired boiler |  |  |  | 37 | 0.188 | 2564.945 | 176.43 | 8.4027 | 0.188 |  | 2564.945 | 176.43 | 0.188 |  | 0.188 |  | 0.188 |  | 0.188 |  | 0.188 |  | 0.188 |  | 0.188 |  | 0.188 | 0.188 | O/G Steam Under 100 MW | 0.14659 | 0.14659 |  | 5.984%
East 12th Street | Kansas |  |  |  | 7013 | 4 | 2915 | O/G Steam |  |  |  | Dry bottom wall-fired boiler |  |  |  | 26 | 2.767 | 19751.8 | 2180 | 8.9897 | 2.767 |  | 19751.8 | 2180 | 2.767 |  | 2.767 |  | 2.767 |  | 2.767 |  | 2.767 |  | 2.767 |  | 2.767 |  | 2.767 | 2.767 | O/G Steam Under 100 MW | 0.28018 | 0.28018 |  | 4.899%
Emporia Energy Center | Kansas |  |  |  | 56502 | EEC1 | 89850 | Combustion Turbine |  |  |  | Combustion turbine |  |  |  |  | 2.545 | 56133.067 | 4550.13 | 13.277 | 2.545 |  | 56133.067 | 4550.13 | 2.545 |  | 2.545 |  | 2.545 |  | 2.545 |  | 2.545 |  | 2.545 |  | 2.545 |  | 2.545 | 2.545 | Not Coal Steam or O/G Steam | 0.090677 | 0.090677 |  | 15.47%
Emporia Energy Center | Kansas |  |  |  | 56502 | EEC2 | 89851 | Combustion Turbine |  |  |  | Combustion turbine |  |  |  |  | 3.861 | 86042.973 | 6911.13 | 4.842 | 3.861 |  | 86042.973 | 6911.13 | 3.861 |  | 3.861 |  | 3.861 |  | 3.861 |  | 3.861 |  | 3.861 |  | 3.861 |  | 3.861 | 3.861 | Not Coal Steam or O/G Steam | 0.089746 | 0.089746 |  | 5.941%
Emporia Energy Center | Kansas |  |  |  | 56502 | EEC3 | 89852 | Combustion Turbine |  |  |  | Combustion turbine |  |  |  |  | 2.942 | 65789.597 | 5177.92 | 12.2103 | 2.942 |  | 65789.597 | 5177.92 | 2.942 |  | 2.942 |  | 2.942 |  | 2.942 |  | 2.942 |  | 2.942 |  | 2.942 |  | 2.942 | 2.942 | Not Coal Steam or O/G Steam | 0.089437 | 0.089437 |  | 14.62%
Emporia Energy Center | Kansas |  |  |  | 56502 | EEC4 | 89853 | Combustion Turbine |  |  |  | Combustion turbine |  |  |  |  | 4.261 | 93785.485 | 7343.86 | 9.8 | 4.261 |  | 93785.485 | 7343.86 | 4.261 |  | 4.261 |  | 4.261 |  | 4.261 |  | 4.261 |  | 4.261 |  | 4.261 |  | 4.261 | 4.261 | Not Coal Steam or O/G Steam | 0.090867 | 0.090867 |  | 11.59%
Emporia Energy Center | Kansas |  |  |  | 56502 | EEC5 | 89854 | Combustion Turbine |  |  |  | Combustion turbine |  |  |  |  | 7.548 | 420695.228 | 34548.87 | 12.5377 | 7.548 |  | 420695.228 | 34548.87 | 7.548 |  | 7.548 |  | 7.548 |  | 7.548 |  | 7.548 |  | 7.548 |  | 7.548 |  | 7.548 | 7.548 | Not Coal Steam or O/G Steam | 0.035883 | 0.035883 |  | 10.18%
Emporia Energy Center | Kansas |  |  |  | 56502 | EEC6 | 89855 | Combustion Turbine |  |  |  | Combustion turbine |  |  |  |  | 6.609 | 345526.795 | 28263.59 | 11.349 | 6.609 |  | 345526.795 | 28263.59 | 6.609 |  | 6.609 |  | 6.609 |  | 6.609 |  | 6.609 |  | 6.609 |  | 6.609 |  | 6.609 | 6.609 | Not Coal Steam or O/G Steam | 0.038255 | 0.038255 |  | 9.081%
Emporia Energy Center | Kansas |  |  |  | 56502 | EEC7 | 89856 | Combustion Turbine |  |  |  | Combustion turbine |  |  |  |  | 7.716 | 408956.524 | 34816.14 | 13.8413 | 7.716 |  | 408956.524 | 34816.14 | 7.716 |  | 7.716 |  | 7.716 |  | 7.716 |  | 7.716 |  | 7.716 |  | 7.716 |  | 7.716 | 7.716 | Not Coal Steam or O/G Steam | 0.037735 | 0.037735 |  | 10.63%
Fort Dodge aka Judson Large | Kansas |  |  |  | 1233 | 4 | 810 | O/G Steam |  |  |  | Dry bottom wall-fired boiler |  |  |  | 147 | 1.074 | 15957.547 | 1409.32 | 2.4413 | 1.074 |  | 15957.547 | 1409.32 | 1.074 |  | 1.074 |  | 1.074 |  | 1.074 |  | 1.074 |  | 1.074 |  | 1.074 |  | 1.074 | 1.074 | Oil/Gas Steam Under 150 Tons (2019-2021 Average) | 0.13461 | 0.13461 |  | 0.5582%
Garden City | Kansas |  |  |  | 1336 | S-2 | 871 | O/G Steam |  |  |  | Tangentially-fired |  |  |  | 93 | 0.85 | 11998.283 | 1061.4 | 6.2493 | 0.85 |  | 11998.283 | 1061.4 | 0.85 |  | 0.85 |  | 0.85 |  | 0.85 |  | 0.85 |  | 0.85 |  | 0.85 |  | 0.85 | 0.85 | O/G Steam Under 100 MW | 0.14169 | 0.14169 |  | 1.008%
Garden City | Kansas |  |  |  | 1336 | S-4 | 90745 | Combustion Turbine |  |  |  | Combustion turbine |  |  |  |  | 4.631 | 42582.758 | 2543.81 | 7.2353 | 4.631 |  | 42582.758 | 2543.81 | 4.631 |  | 4.631 |  | 4.631 |  | 4.631 |  | 4.631 |  | 4.631 |  | 4.631 |  | 4.631 | 4.631 | Not Coal Steam or O/G Steam | 0.21751 | 0.21751 |  | 2.339%
Garden City | Kansas |  |  |  | 1336 | S-5 | 90746 | Combustion Turbine |  |  |  | Combustion turbine |  |  |  |  | 4.64 | 43731.604 | 2965.31 | 7.814 | 4.64 |  | 43731.604 | 2965.31 | 4.64 |  | 4.64 |  | 4.64 |  | 4.64 |  | 4.64 |  | 4.64 |  | 4.64 |  | 4.64 | 4.64 | Not Coal Steam or O/G Steam | 0.2122 | 0.2122 |  | 2.961%
Gordon Evans Energy Center | Kansas |  |  |  | 1240 | E1CT | 816 | Combustion Turbine |  |  |  | Combustion turbine |  |  |  |  | 5.606 | 320043.987 | 26135.5 | 4.7357 | 5.606 |  | 320043.987 | 26135.5 | 5.606 |  | 5.606 |  | 5.606 |  | 5.606 |  | 5.606 |  | 5.606 |  | 5.606 |  | 5.606 | 5.606 | Not Coal Steam or O/G Steam | 0.035033 | 0.035033 |  | 8.327%
Gordon Evans Energy Center | Kansas |  |  |  | 1240 | E2CT | 817 | Combustion Turbine |  |  |  | Combustion turbine |  |  |  |  | 4.359 | 267479.331 | 21257.34 | 3.7103 | 4.359 |  | 267479.331 | 21257.34 | 4.359 |  | 4.359 |  | 4.359 |  | 4.359 |  | 4.359 |  | 4.359 |  | 4.359 |  | 4.359 | 4.359 | Not Coal Steam or O/G Steam | 0.032593 | 0.032593 |  | 6.749%
Gordon Evans Energy Center | Kansas |  |  |  | 1240 | E3CT | 818 | Combustion Turbine |  |  |  | Combustion turbine |  |  |  |  | 7.711 | 536709.914 | 48094.12 | 17.3477 | 7.711 |  | 536709.914 | 48094.12 | 7.711 |  | 7.711 |  | 7.711 |  | 7.711 |  | 7.711 |  | 7.711 |  | 7.711 |  | 7.711 | 7.711 | Not Coal Steam or O/G Steam | 0.028734 | 0.028734 |  | 13.09%
Great Bend Station aka Arthur Mullergren | Kansas |  |  |  | 1235 | 3 | 811 | O/G Steam |  |  |  | Dry bottom wall-fired boiler |  |  |  | 93 | 0.851 | 9564.3 | 849.53 | 1.313 | 0.851 |  | 9564.3 | 849.53 | 0.851 |  | 0.851 |  | 0.851 |  | 0.851 |  | 0.851 |  | 0.851 |  | 0.851 |  | 0.851 | 0.851 | O/G Steam Under 100 MW | 0.17795 | 0.17795 |  | 0.4807%
Holcomb | Kansas |  |  |  | 108 | SGU1 | 60 | Coal Steam |  |  |  | Dry bottom wall-fired boiler |  |  |  | 359 | 865.594 | 9184054.131 | 955863.82 | 805.4057 | 865.594 |  | 9184054.131 | 955863.82 | 865.594 |  | 865.594 |  | 865.594 |  | 865.594 |  | 865.594 |  | 865.594 |  | 865.594 |  | 547.5977 | 229.6014 | Coal Steam SCR Retrofit | 0.1885 | 0.05 |  | 54.72%
Hutchinson Energy Center | Kansas |  |  |  | 1248 | CT-1 | 90748 | Combustion Turbine |  |  |  | Combustion turbine |  |  |  |  | 7.576 | 21643.7 | 975.39 | 6.8533 | 7.576 |  | 21643.7 | 975.39 | 7.576 |  | 7.576 |  | 7.576 |  | 7.576 |  | 7.576 |  | 7.576 |  | 7.576 |  | 7.576 | 7.576 | Not Coal Steam or O/G Steam | 0.70007 | 0.70007 |  | 0.688%
Hutchinson Energy Center | Kansas |  |  |  | 1248 | CT-2 | 90749 | Combustion Turbine |  |  |  | Combustion turbine |  |  |  |  | 4.388 | 12537.4 | 661.38 | 5.6893 | 4.388 |  | 12537.4 | 661.38 | 4.388 |  | 4.388 |  | 4.388 |  | 4.388 |  | 4.388 |  | 4.388 |  | 4.388 |  | 4.388 | 4.388 | Not Coal Steam or O/G Steam | 0.69999 | 0.69999 |  | 0.5712%
Hutchinson Energy Center | Kansas |  |  |  | 1248 | CT-3 | 90750 | Combustion Turbine |  |  |  | Combustion turbine |  |  |  |  | 5.509 | 15738.5 | 744.64 | 6.099 | 5.509 |  | 15738.5 | 744.64 | 5.509 |  | 5.509 |  | 5.509 |  | 5.509 |  | 5.509 |  | 5.509 |  | 5.509 |  | 5.509 | 5.509 | Not Coal Steam or O/G Steam | 0.70007 | 0.70007 |  | 0.6123%
Hutchinson Energy Center | Kansas |  |  |  | 1248 | CT-4 | 90751 | Combustion Turbine |  |  |  | Combustion turbine |  |  |  |  | 29.917 | 49861.5 | 2550.94 | 12.7123 | 29.917 |  | 49861.5 | 2550.94 | 29.917 |  | 29.917 |  | 29.917 |  | 29.917 |  | 29.917 |  | 29.917 |  | 29.917 |  | 29.917 | 29.917 | Not Coal Steam or O/G Steam | 1.2 | 1.2 |  | 0.4966%
Jeffrey Energy Center | Kansas |  |  |  | 6068 | 1 | 2734 | Coal Steam |  |  |  | Tangentially-fired | Y |  |  | 728 | 400.336 | 19769900.825 | 2052039.1 | 288.1827 | 400.336 |  | 19769900.825 | 2052039.1 | 400.336 |  | 400.336 |  | 400.336 |  | 400.336 |  | 400.336 |  | 400.336 |  | 400.336 |  | 400.336 | 400.336 | Existing SCR | 0.0405 | 0.0405 |  | 47.65%
Jeffrey Energy Center | Kansas |  |  |  | 6068 | 2 | 2735 | Coal Steam |  |  |  | Tangentially-fired |  | Y |  | 733 | 920.223 | 15366515.898 | 1556588.83 | 791.092 | 920.223 |  | 15366515.898 | 1556588.83 | 920.223 |  | 920.223 |  | 920.223 |  | 920.223 |  | 920.223 |  | 920.223 |  | 920.223 |  | 652.1929 | 384.1629 | Coal Steam SCR Retrofit | 0.11977 | 0.05 |  | 42.07%
Jeffrey Energy Center | Kansas |  |  |  | 6068 | 3 | 2736 | Coal Steam |  |  |  | Tangentially-fired |  | Y |  | 728 | 803.216 | 12986536.157 | 1321578.71 | 865.7587 | 803.216 |  | 12986536.157 | 1321578.71 | 803.216 |  | 803.216 |  | 803.216 |  | 803.216 |  | 803.216 |  | 803.216 |  | 803.216 |  | 563.9397 | 324.6634 | Coal Steam SCR Retrofit | 0.1237 | 0.05 |  | 44.97%
La Cygne | Kansas |  |  |  | 1241 | 1 | 819 | Coal Steam |  |  |  | Cyclone boiler | Y |  |  | 736 | 757.439 | 14393489.112 | 1541369.04 | 673.6573 | 757.439 |  | 14393489.112 | 1541369.04 | 757.439 |  | 757.439 |  | 757.439 |  | 575.7396 | Optimize SCR | 575.7396 |  | 575.7396 |  | 575.7396 |  | 575.7396 | 575.7396 | Existing SCR | 0.08 | 0.08 |  | 46.76%
La Cygne | Kansas |  |  |  | 1241 | 2 | 820 | Coal Steam |  |  |  | Dry bottom wall-fired boiler | Y |  |  | 662 | 612.805 | 15996372.919 | 1627051.47 | 700.206 | 612.805 |  | 15996372.919 | 1627051.47 | 612.805 |  | 612.805 |  | 612.805 |  | 612.805 |  | 612.805 |  | 612.805 |  | 612.805 |  | 612.805 | 612.805 | Existing SCR | 0.076618 | 0.076618 |  | 57.57%
Lawrence Energy Center | Kansas |  |  |  | 1250 | 4 | 834 | Coal Steam |  |  | 2024 | Tangentially-fired |  |  |  | 111 | 189.601 | 3034872.726 | 280694.86 | 194.44 | 0 | Y | 0 | 0 | 0 |  | 0 |  | 0 |  | 0 |  | 0 |  | 0 |  | 0 |  | 0 | 0 | Retired | 0 | 0 |  | 56.86%
Lawrence Energy Center | Kansas |  |  |  | 1250 | 5 | 835 | Coal Steam |  |  | 2024 | Tangentially-fired |  |  |  | 373 | 531.694 | 8221060.339 | 829597.74 | 544.5567 | 0 | Y | 0 | 0 | 0 |  | 0 |  | 0 |  | 0 |  | 0 |  | 0 |  | 0 |  | 0 | 0 | Retired | 0 | 0 |  | 51.94%
McPherson 2 | Kansas |  |  |  | 1305 | GT1 | 90704 | Combustion Turbine |  |  |  | Combustion turbine |  |  |  |  | 12.719 | 57342.2 | 3236.71 | 18.8647 | 12.719 |  | 57342.2 | 3236.71 | 12.719 |  | 12.719 |  | 12.719 |  | 12.719 |  | 12.719 |  | 12.719 |  | 12.719 |  | 12.719 | 12.719 | Not Coal Steam or O/G Steam | 0.44362 | 0.44362 |  | 2.551%
McPherson 2 | Kansas |  |  |  | 1305 | GT2 | 90705 | Combustion Turbine |  |  |  | Combustion turbine |  |  |  |  | 14.161 | 30103.6 | 1786.61 | 16.6627 | 14.161 |  | 30103.6 | 1786.61 | 14.161 |  | 14.161 |  | 14.161 |  | 14.161 |  | 14.161 |  | 14.161 |  | 14.161 |  | 14.161 | 14.161 | Not Coal Steam or O/G Steam | 0.94082 | 0.94082 |  | 1.254%
McPherson 2 | Kansas |  |  |  | 1305 | GT3 | 90706 | Combustion Turbine |  |  |  | Combustion turbine |  |  |  |  | 16.855 | 71125 | 4024.37 | 21.5443 | 16.855 |  | 71125 | 4024.37 | 16.855 |  | 16.855 |  | 16.855 |  | 16.855 |  | 16.855 |  | 16.855 |  | 16.855 |  | 16.855 | 16.855 | Not Coal Steam or O/G Steam | 0.47395 | 0.47395 |  | 2.9%
McPherson Municipal Power Plant #3 | Kansas |  |  |  | 7515 | 1 | 3124 | Combustion Turbine |  |  |  | Combustion turbine |  |  |  |  | 8.354 | 101297.396 | 7710.97 | 7.37 | 8.354 |  | 101297.396 | 7710.97 | 8.354 |  | 8.354 |  | 8.354 |  | 8.354 |  | 8.354 |  | 8.354 |  | 8.354 |  | 8.354 | 8.354 | Not Coal Steam or O/G Steam | 0.16494 | 0.16494 |  | 1.952%
Nearman Creek | Kansas |  |  |  | 6064 | CT4 | 89528 | Combustion Turbine |  |  |  | Combustion turbine |  |  |  |  | 4.662 | 425484.424 | 33559.66 | 3.5733 | 4.662 |  | 425484.424 | 33559.66 | 4.662 |  | 4.662 |  | 4.662 |  | 4.662 |  | 4.662 |  | 4.662 |  | 4.662 |  | 4.662 | 4.662 | Not Coal Steam or O/G Steam | 0.021914 | 0.021914 |  | 4.56%
Nearman Creek | Kansas |  |  |  | 6064 | N1 | 2731 | Coal Steam |  |  |  | Dry bottom wall-fired boiler | Y |  |  | 240 | 853.963 | 7893713.37 | 695684 | 731.266 | 853.963 |  | 7893713.37 | 695684 | 853.963 |  | 853.963 |  | 853.963 |  | 315.7485 | Optimize SCR | 315.7485 |  | 315.7485 |  | 315.7485 |  | 315.7485 | 315.7485 | Existing SCR | 0.08 | 0.08 |  | 74.12%
Osawatomie Generating Station | Kansas |  |  |  | 7928 | 1 | 3383 | Combustion Turbine |  |  |  | Combustion turbine |  |  |  |  | 2.28 | 191017.337 | 16736.62 | 2.0393 | 2.28 |  | 191017.337 | 16736.62 | 2.28 |  | 2.28 |  | 2.28 |  | 2.28 |  | 2.28 |  | 2.28 |  | 2.28 |  | 2.28 | 2.28 | Not Coal Steam or O/G Steam | 0.023872 | 0.023872 |  | 5.082%
Quindaro | Kansas |  |  |  | 1295 | 2 | 856 | O/G Steam |  |  | 2023 |  |  |  |  | 85 |  |  |  |  | 0 | Y | 0 | 0 | 0 |  | 0 |  | 0 |  | 0 |  | 0 |  | 0 |  | 0 |  | 0 | 0 | Retired | 0 | 0
Quindaro | Kansas |  |  |  | 1295 | CT2 | 90731 | Combustion Turbine |  |  |  | Combustion turbine |  |  |  |  | 6.385 | 10640.8 | 404.13 | 18.5983 | 6.385 |  | 10640.8 | 404.13 | 6.385 |  | 6.385 |  | 6.385 |  | 6.385 |  | 6.385 |  | 6.385 |  | 6.385 |  | 6.385 | 6.385 | Not Coal Steam or O/G Steam | 1.2001 | 1.2001 |  | 1.499%
Quindaro | Kansas |  |  |  | 1295 | CT3 | 90732 | Combustion Turbine |  |  |  | Combustion turbine |  |  |  |  | 5.181 | 8635.5 | 375.25 | 17.5183 | 5.181 |  | 8635.5 | 375.25 | 5.181 |  | 5.181 |  | 5.181 |  | 5.181 |  | 5.181 |  | 5.181 |  | 5.181 |  | 5.181 | 5.181 | Not Coal Steam or O/G Steam | 1.1999 | 1.1999 |  | 1.517%
Riverton | Kansas |  |  |  | 1239 | 12 | 89715 | Combined Cycle |  |  |  | Combined cycle | Y |  |  |  | 50.53 | 3910284.352 | 569913.99 | 51.2283 | 50.53 |  | 3910284.352 | 569913.99 | 50.53 |  | 50.53 |  | 50.53 |  | 23.4617 | Optimize SCR | 23.4617 |  | 23.4617 |  | 23.4617 |  | 23.4617 | 23.4617 | Not Coal Steam or O/G Steam | 0.012 | 0.012 |  | 51.79%
West Gardner Generating Station | Kansas |  |  |  | 7929 | 1 | 3391 | Combustion Turbine |  |  |  | Combustion turbine |  |  |  |  | 2.182 | 143561.748 | 11978.27 | 2.4927 | 2.182 |  | 143561.748 | 11978.27 | 2.182 |  | 2.182 |  | 2.182 |  | 2.182 |  | 2.182 |  | 2.182 |  | 2.182 |  | 2.182 | 2.182 | Not Coal Steam or O/G Steam | 0.030398 | 0.030398 |  | 5.392%
West Gardner Generating Station | Kansas |  |  |  | 7929 | 2 | 3392 | Combustion Turbine |  |  |  | Combustion turbine |  |  |  |  | 2.06 | 130773.788 | 10777.73 | 2.6307 | 2.06 |  | 130773.788 | 10777.73 | 2.06 |  | 2.06 |  | 2.06 |  | 2.06 |  | 2.06 |  | 2.06 |  | 2.06 |  | 2.06 | 2.06 | Not Coal Steam or O/G Steam | 0.031505 | 0.031505 |  | 5.391%
West Gardner Generating Station | Kansas |  |  |  | 7929 | 3 | 3393 | Combustion Turbine |  |  |  | Combustion turbine |  |  |  |  | 1.331 | 94403.844 | 7690.5 | 2.179 | 1.331 |  | 94403.844 | 7690.5 | 1.331 |  | 1.331 |  | 1.331 |  | 1.331 |  | 1.331 |  | 1.331 |  | 1.331 |  | 1.331 | 1.331 | Not Coal Steam or O/G Steam | 0.028198 | 0.028198 |  | 4.904%
West Gardner Generating Station | Kansas |  |  |  | 7929 | 4 | 3394 | Combustion Turbine |  |  |  | Combustion turbine |  |  |  |  | 1.455 | 96237.728 | 7917.7 | 1.9963 | 1.455 |  | 96237.728 | 7917.7 | 1.455 |  | 1.455 |  | 1.455 |  | 1.455 |  | 1.455 |  | 1.455 |  | 1.455 |  | 1.455 | 1.455 | Not Coal Steam or O/G Steam | 0.030238 | 0.030238 |  | 3.999%
Big Sandy | Kentucky | X | X | X | 1353 | BSU1 | 872 | O/G Steam |  |  |  | Dry bottom wall-fired boiler |  |  |  | 260 | 235.122 | 3141603.882 | 315080.94 | 419.1607 | 235.122 |  | 3141603.882 | 315080.94 | 235.122 |  | 235.122 |  | 235.122 |  | 235.122 |  | 235.122 |  | 235.122 |  | 235.122 |  | 141.123 | 47.1241 | O/G Steam SCR Retrofit | 0.14968 | 0.03 |  | 46.25%
Bluegrass Generating Station | Kentucky | X | X | X | 55164 | GTG1 | 4034 | Combustion Turbine |  |  |  | Combustion turbine |  |  |  |  | 23.288 | 689510.478 | 60116.74 | 13.669 | 23.288 |  | 689510.478 | 60116.74 | 23.288 |  | 23.288 |  | 23.288 |  | 23.288 |  | 23.288 |  | 23.288 |  | 23.288 |  | 23.288 | 23.288 | Not Coal Steam or O/G Steam | 0.067549 | 0.067549 |  | 5.798%
Bluegrass Generating Station | Kentucky | X | X | X | 55164 | GTG2 | 4035 | Combustion Turbine |  |  |  | Combustion turbine |  |  |  |  | 20.561 | 608207.978 | 53241.66 | 14.0957 | 20.561 |  | 608207.978 | 53241.66 | 20.561 |  | 20.561 |  | 20.561 |  | 20.561 |  | 20.561 |  | 20.561 |  | 20.561 |  | 20.561 | 20.561 | Not Coal Steam or O/G Steam | 0.067612 | 0.067612 |  | 5.954%
Bluegrass Generating Station | Kentucky | X | X | X | 55164 | GTG3 | 8446 | Combustion Turbine |  |  |  | Combustion turbine |  |  |  |  | 4.199 | 120752.116 | 10660.11 | 2.3227 | 4.199 |  | 120752.116 | 10660.11 | 4.199 |  | 4.199 |  | 4.199 |  | 4.199 |  | 4.199 |  | 4.199 |  | 4.199 |  | 4.199 | 4.199 | Not Coal Steam or O/G Steam | 0.069547 | 0.069547 |  | 0.9313%
Cane Run | Kentucky | X | X | X | 1363 | 7A | 90928 | Combined Cycle |  |  |  | Combined cycle |  |  |  |  | 98.104 | 6644382.37 | 969787.94 | 97.2807 | 98.104 |  | 6644382.37 | 969787.94 | 98.104 |  | 98.104 |  | 98.104 |  | 98.104 |  | 98.104 |  | 98.104 |  | 98.104 |  | 98.104 | 98.104 | Not Coal Steam or O/G Steam | 0.02953 | 0.02953 |  | 78.61%
Cane Run | Kentucky | X | X | X | 1363 | 7B | 90929 | Combined Cycle |  |  |  | Combined cycle |  |  |  |  | 83.483 | 6665560.516 | 978782.28 | 86.7713 | 83.483 |  | 6665560.516 | 978782.28 | 83.483 |  | 83.483 |  | 83.483 |  | 83.483 |  | 83.483 |  | 83.483 |  | 83.483 |  | 83.483 | 83.483 | Not Coal Steam or O/G Steam | 0.025049 | 0.025049 |  | 79.98%
D B Wilson | Kentucky | X | X | X | 6823 | W1 | 2910 | Coal Steam |  |  |  | Dry bottom wall-fired boiler | Y |  |  | 417 | 608.675 | 15121573.699 | 1389753.55 | 546.7377 | 608.675 |  | 15121573.699 | 1389753.55 | 608.675 |  | 608.675 |  | 608.675 |  | 604.8629 | Optimize SCR | 604.8629 |  | 604.8629 |  | 604.8629 |  | 604.8629 | 604.8629 | Existing SCR | 0.08 | 0.08 |  | 63.2%
E W Brown | Kentucky | X | X | X | 1355 | 10 | 875 | Combustion Turbine |  |  |  | Combustion turbine |  |  |  |  | 1.533 | 29478.152 | 2108.1 | 6.5357 | 1.533 |  | 29478.152 | 2108.1 | 1.533 |  | 1.533 |  | 1.533 |  | 1.533 |  | 1.533 |  | 1.533 |  | 1.533 |  | 1.533 | 1.533 | Not Coal Steam or O/G Steam | 0.10401 | 0.10401 |  | 1.577%
E W Brown | Kentucky | X | X | X | 1355 | 11 | 876 | Combustion Turbine |  |  |  | Combustion turbine |  |  |  |  | 1.981 | 30182.752 | 2127.19 | 3.5453 | 1.981 |  | 30182.752 | 2127.19 | 1.981 |  | 1.981 |  | 1.981 |  | 1.981 |  | 1.981 |  | 1.981 |  | 1.981 |  | 1.981 | 1.981 | Not Coal Steam or O/G Steam | 0.13127 | 0.13127 |  | 0.9459%
E W Brown | Kentucky | X | X | X | 1355 | 3 | 878 | Coal Steam | 12 | 2028 | 2029 | Tangentially-fired | Y |  |  | 409 | 111.896 | 5109406.442 | 471953.96 | 122.1553 | 111.896 |  | 5109406.442 | 471953.96 | 111.896 |  | 111.896 |  | 111.896 |  | 111.896 |  | 111.896 |  | 111.896 |  | 111.896 |  | 111.896 | 111.896 | Existing SCR | 0.0438 | 0.0438 |  | 32.79%
E W Brown | Kentucky | X | X | X | 1355 | 5 | 879 | Combustion Turbine |  |  |  | Combustion turbine |  |  |  |  | 5.158 | 121467.733 | 8551.34 | 9.476 | 5.158 |  | 121467.733 | 8551.34 | 5.158 |  | 5.158 |  | 5.158 |  | 5.158 |  | 5.158 |  | 5.158 |  | 5.158 |  | 5.158 | 5.158 | Not Coal Steam or O/G Steam | 0.084928 | 0.084928 |  | 4.431%
E W Brown | Kentucky | X | X | X | 1355 | 6 | 880 | Combustion Turbine |  |  |  | Combustion turbine |  |  |  |  | 5.414 | 341412.912 | 30613.97 | 8.979 | 5.414 |  | 341412.912 | 30613.97 | 5.414 |  | 5.414 |  | 5.414 |  | 5.414 |  | 5.414 |  | 5.414 |  | 5.414 |  | 5.414 | 5.414 | Not Coal Steam or O/G Steam | 0.031715 | 0.031715 |  | 6.562%
E W Brown | Kentucky | X | X | X | 1355 | 7 | 881 | Combustion Turbine |  |  |  | Combustion turbine |  |  |  |  | 15.379 | 381213.623 | 34313.86 | 12.4223 | 15.379 |  | 381213.623 | 34313.86 | 15.379 |  | 15.379 |  | 15.379 |  | 15.379 |  | 15.379 |  | 15.379 |  | 15.379 |  | 15.379 | 15.379 | Not Coal Steam or O/G Steam | 0.080684 | 0.080684 |  | 4.616%
E W Brown | Kentucky | X | X | X | 1355 | 8 | 882 | Combustion Turbine |  |  |  | Combustion turbine |  |  |  |  | 2.828 | 41161.173 | 2919.27 | 2.5613 | 2.828 |  | 41161.173 | 2919.27 | 2.828 |  | 2.828 |  | 2.828 |  | 2.828 |  | 2.828 |  | 2.828 |  | 2.828 |  | 2.828 | 2.828 | Not Coal Steam or O/G Steam | 0.13741 | 0.13741 |  | 0.7884%
E W Brown | Kentucky | X | X | X | 1355 | 9 | 883 | Combustion Turbine |  |  |  | Combustion turbine |  |  |  |  | 2.773 | 47790.49 | 3841.52 | 9.7587 | 2.773 |  | 47790.49 | 3841.52 | 2.773 |  | 2.773 |  | 2.773 |  | 2.773 |  | 2.773 |  | 2.773 |  | 2.773 |  | 2.773 | 2.773 | Not Coal Steam or O/G Steam | 0.11605 | 0.11605 |  | 2.774%
East Bend | Kentucky | X | X | X | 6018 | 2 | 2682 | Coal Steam |  |  |  | Dry bottom wall-fired boiler | Y |  |  | 600 | 728.234 | 14943267.089 | 1427291.49 | 804.39 | 728.234 |  | 14943267.089 | 1427291.49 | 728.234 |  | 728.234 |  | 728.234 |  | 597.7307 | Optimize SCR | 597.7307 |  | 597.7307 |  | 597.7307 |  | 597.7307 | 597.7307 | Existing SCR | 0.08 | 0.08 |  | 56.53%
Ghent | Kentucky | X | X | X | 1356 | 1 | 884 | Coal Steam |  |  |  | Tangentially-fired | Y |  |  | 474 | 404.533 | 13674919.34 | 1441981.19 | 367.8793 | 404.533 |  | 13674919.34 | 1441981.19 | 404.533 |  | 404.533 |  | 404.533 |  | 404.533 |  | 404.533 |  | 404.533 |  | 404.533 |  | 404.533 | 404.533 | Existing SCR | 0.059164 | 0.059164 |  | 69.39%
Ghent | Kentucky | X | X | X | 1356 | 2 | 885 | Coal Steam | 12 | 2028 | 2029 | Tangentially-fired |  |  | Y | 495 | 1206.86 | 13311100.232 | 1390744.7 | 1057.645 | 1206.86 |  | 13311100.232 | 1390744.7 | 1206.86 |  | 1206.86 |  | 1206.86 |  | 1206.86 |  | 1206.86 |  | 1206.86 |  | 1206.86 |  | 769.8188 | 332.7775 | Coal Steam SCR Retrofit | 0.18133 | 0.05 |  | 55.21%
Ghent | Kentucky | X | X | X | 1356 | 3 | 886 | Coal Steam |  |  |  | Dry bottom wall-fired boiler | Y |  | Y | 485 | 1164.299 | 13653593.13 | 1430212 | 989.6617 | 1164.299 |  | 13653593.13 | 1430212 | 1164.299 |  | 1164.299 |  | 1164.299 |  | 1164.299 | Common Stack SCR | 1164.299 |  | 1164.299 |  | 1164.299 |  | 855.2214 | 546.1437 | Common Stack SCR, Optimize Existing SCR | 0.17055 | 0.08 |  | 58.54%
Ghent | Kentucky | X | X | X | 1356 | 4 | 887 | Coal Steam |  |  |  | Dry bottom wall-fired boiler | Y |  |  | 465 | 309.796 | 11652580.317 | 1210635.14 | 240.182 | 309.796 |  | 11652580.317 | 1210635.14 | 309.796 |  | 309.796 |  | 309.796 |  | 309.796 |  | 309.796 |  | 309.796 |  | 309.796 |  | 309.796 | 309.796 | Existing SCR | 0.053172 | 0.053172 |  | 55.83%
H L Spurlock | Kentucky | X | X | X | 6041 | 1 | 2704 | Coal Steam |  |  |  | Dry bottom wall-fired boiler | Y |  |  | 300 | 423.092 | 9530976.458 | 1031419.45 | 319.2483 | 423.092 |  | 9530976.458 | 1031419.45 | 423.092 |  | 423.092 |  | 423.092 |  | 381.2391 | Optimize SCR | 381.2391 |  | 381.2391 |  | 381.2391 |  | 381.2391 | 381.2391 | Existing SCR | 0.08 | 0.08 |  | 53.46%
H L Spurlock | Kentucky | X | X | X | 6041 | 2 | 2705 | Coal Steam |  |  |  | Tangentially-fired | Y |  |  | 510 | 635.021 | 14517087.802 | 1515689.87 | 590.786 | 635.021 |  | 14517087.802 | 1515689.87 | 635.021 |  | 635.021 |  | 635.021 |  | 580.6835 | Optimize SCR | 580.6835 |  | 580.6835 |  | 580.6835 |  | 580.6835 | 580.6835 | Existing SCR | 0.08 | 0.08 |  | 57.33%
H L Spurlock | Kentucky | X | X | X | 6041 | 3 | 89571 | Coal Steam |  |  |  | Circulating fluidized bed boiler |  | Y |  | 268 | 211.092 | 7148567.739 | 786982.35 | 220.5363 | 211.092 |  | 7148567.739 | 786982.35 | 211.092 |  | 211.092 |  | 211.092 |  | 211.092 |  | 211.092 |  | 211.092 |  | 211.092 |  | 211.092 | 211.092 | Coal Steam, Circulating fluidized bed, Under 0.08 | 0.059059 | 0.059059 |  | 61.96%
H L Spurlock | Kentucky | X | X | X | 6041 | 4 | 90241 | Coal Steam |  |  |  | Circulating fluidized bed boiler |  | Y |  | 268 | 252.748 | 8620675.802 | 1021203.12 | 207.9537 | 252.748 |  | 8620675.802 | 1021203.12 | 252.748 |  | 252.748 |  | 252.748 |  | 252.748 |  | 252.748 |  | 252.748 |  | 252.748 |  | 252.748 | 252.748 | Coal Steam, Circulating fluidized bed, Under 0.08 | 0.058638 | 0.058638 |  | 67.85%
John S. Cooper | Kentucky | X | X | X | 1384 | 1 | 932 | Coal Steam |  |  |  | Dry bottom wall-fired boiler |  |  | Y | 116 | 71.936 | 743732.447 | 76832.41 | 47.866 | 71.936 |  | 743732.447 | 76832.41 | 71.936 |  | 71.936 |  | 71.936 |  | 71.936 |  | 71.936 | Common Stack SOA | 71.936 |  | 71.936 | Common Stack SOA | 45.2647 | 18.5933 | Coal Steam SCR Retrofit | 0.19345 | 0.05 |  | 9.288%
John S. Cooper | Kentucky | X | X | X | 1384 | 2 | 933 | Coal Steam |  |  |  | Dry bottom wall-fired boiler | Y |  | Y | 225 | 135.57 | 2544980.814 | 268070.85 | 74.8827 | 135.57 |  | 2544980.814 | 268070.85 | 135.57 |  | 135.57 |  | 135.57 |  | 135.57 | Common Stack SCR | 135.57 |  | 135.57 |  | 135.57 |  | 118.6846 | 101.7992 | Common Stack SCR, Optimize Existing SCR | 0.10654 | 0.08 |  | 15.93%
Marshall County | Kentucky | X | X | X | 55232 | CT1 | 4240 | Combustion Turbine |  |  |  | Combustion turbine |  |  |  |  | 0.521 | 39302.868 | 3206.98 | 0.63133 | 0.521 |  | 39302.868 | 3206.98 | 0.521 |  | 0.521 |  | 0.521 |  | 0.521 |  | 0.521 |  | 0.521 |  | 0.521 |  | 0.521 | 0.521 | Not Coal Steam or O/G Steam | 0.026512 | 0.026512 |  | 0.9966%
Marshall County | Kentucky | X | X | X | 55232 | CT2 | 4241 | Combustion Turbine |  |  |  | Combustion turbine |  |  |  |  | 0.475 | 40999.733 | 3332.31 | 0.52233 | 0.475 |  | 40999.733 | 3332.31 | 0.475 |  | 0.475 |  | 0.475 |  | 0.475 |  | 0.475 |  | 0.475 |  | 0.475 |  | 0.475 | 0.475 | Not Coal Steam or O/G Steam | 0.023171 | 0.023171 |  | 0.8627%
Marshall County | Kentucky | X | X | X | 55232 | CT3 | 4242 | Combustion Turbine |  |  |  | Combustion turbine |  |  |  |  | 0.37 | 27296.718 | 2247.45 | 0.521 | 0.37 |  | 27296.718 | 2247.45 | 0.37 |  | 0.37 |  | 0.37 |  | 0.37 |  | 0.37 |  | 0.37 |  | 0.37 |  | 0.37 | 0.37 | Not Coal Steam or O/G Steam | 0.027109 | 0.027109 |  | 0.8188%
Marshall County | Kentucky | X | X | X | 55232 | CT4 | 4243 | Combustion Turbine |  |  |  | Combustion turbine |  |  |  |  | 0.244 | 16906.692 | 1346.56 | 0.37167 | 0.244 |  | 16906.692 | 1346.56 | 0.244 |  | 0.244 |  | 0.244 |  | 0.244 |  | 0.244 |  | 0.244 |  | 0.244 |  | 0.244 | 0.244 | Not Coal Steam or O/G Steam | 0.028864 | 0.028864 |  | 0.5537%
Marshall County | Kentucky | X | X | X | 55232 | CT5 | 4244 | Combustion Turbine |  |  |  | Combustion turbine |  |  |  |  | 0.382 | 12417.083 | 999.67 | 0.47033 | 0.382 |  | 12417.083 | 999.67 | 0.382 |  | 0.382 |  | 0.382 |  | 0.382 |  | 0.382 |  | 0.382 |  | 0.382 |  | 0.382 | 0.382 | Not Coal Steam or O/G Steam | 0.061528 | 0.061528 |  | 0.6161%
Marshall County | Kentucky | X | X | X | 55232 | CT6 | 4245 | Combustion Turbine |  |  |  | Combustion turbine |  |  |  |  | 0.635 | 27945.548 | 2253.42 | 0.48167 | 0.635 |  | 27945.548 | 2253.42 | 0.635 |  | 0.635 |  | 0.635 |  | 0.635 |  | 0.635 |  | 0.635 |  | 0.635 |  | 0.635 | 0.635 | Not Coal Steam or O/G Steam | 0.045446 | 0.045446 |  | 0.6445%
Marshall County | Kentucky | X | X | X | 55232 | CT7 | 4246 | Combustion Turbine |  |  |  | Combustion turbine |  |  |  |  | 0.307 | 19178.522 | 1529.75 | 0.598 | 0.307 |  | 19178.522 | 1529.75 | 0.307 |  | 0.307 |  | 0.307 |  | 0.307 |  | 0.307 |  | 0.307 |  | 0.307 |  | 0.307 | 0.307 | Not Coal Steam or O/G Steam | 0.032015 | 0.032015 |  | 0.7768%
Marshall County | Kentucky | X | X | X | 55232 | CT8 | 4247 | Combustion Turbine |  |  |  | Combustion turbine |  |  |  |  | 0.316 | 21292.434 | 1675.43 | 0.56267 | 0.316 |  | 21292.434 | 1675.43 | 0.316 |  | 0.316 |  | 0.316 |  | 0.316 |  | 0.316 |  | 0.316 |  | 0.316 |  | 0.316 | 0.316 | Not Coal Steam or O/G Steam | 0.029682 | 0.029682 |  | 0.6977%
Mill Creek | Kentucky | X | X | X | 1364 | 1 | 905 | Coal Steam | 12 | 2024 | 2025 | Tangentially-fired |  |  | Y | 300 | 689.482 | 5304052.884 | 602497.64 | 878.586 | 689.482 |  | 5304052.884 | 602497.64 | 689.482 |  | 689.482 |  | 689.482 |  | 689.482 |  | 527.7533 | SOA CC | 689.482 |  | 527.7533 | SOA CC | 330.1773 | 132.6013 | Coal Steam SCR Retrofit | 0.199 | 0.05 |  | 47.17%
Mill Creek | Kentucky | X | X | X | 1364 | 2 | 906 | Coal Steam | 12 | 2027 | 2028 | Tangentially-fired |  |  | Y | 297 | 371.639 | 2841211.647 | 314897.47 | 486.4183 | 371.639 |  | 2841211.647 | 314897.47 | 371.639 |  | 371.639 |  | 371.639 |  | 371.639 |  | 282.7006 | SOA CC | 371.639 |  | 282.7006 | SOA CC | 176.8654 | 71.0303 | Coal Steam SCR Retrofit | 0.199 | 0.05 |  | 25.3%
Mill Creek | Kentucky | X | X | X | 1364 | 3 | 907 | Coal Steam |  |  |  | Dry bottom wall-fired boiler | Y |  |  | 391 | 300.378 | 11170339.16 | 1135523.26 | 290.4973 | 300.378 |  | 11170339.16 | 1135523.26 | 300.378 |  | 300.378 |  | 300.378 |  | 300.378 |  | 300.378 |  | 300.378 |  | 300.378 |  | 300.378 | 300.378 | Existing SCR | 0.053781 | 0.053781 |  | 61.66%
Mill Creek | Kentucky | X | X | X | 1364 | 4 | 908 | Coal Steam |  |  |  | Dry bottom wall-fired boiler | Y |  |  | 477 | 383.963 | 13872326.953 | 1410910.66 | 357.6677 | 383.963 |  | 13872326.953 | 1410910.66 | 383.963 |  | 383.963 |  | 383.963 |  | 383.963 |  | 383.963 |  | 383.963 |  | 383.963 |  | 383.963 | 383.963 | Existing SCR | 0.055357 | 0.055357 |  | 65.08%
Paddy's Run | Kentucky | X | X | X | 1366 | 12 | 10010 | Combustion Turbine |  |  |  | Combustion turbine |  |  |  |  | 1.226 | 3504 |  | 1.6353 | 1.226 |  | 3504 |  | 1.226 |  | 1.226 |  | 1.226 |  | 1.226 |  | 1.226 |  | 1.226 |  | 1.226 |  | 1.226 | 1.226 | Not Coal Steam or O/G Steam | 0.69977 | 0.69977 |  | 0.2905%
Paddy's Run | Kentucky | X | X | X | 1366 | 13 | 909 | Combustion Turbine |  |  |  | Combustion turbine |  |  |  |  | 11.561 | 225976.709 | 20372.96 | 11.331 | 11.561 |  | 225976.709 | 20372.96 | 11.561 |  | 11.561 |  | 11.561 |  | 11.561 |  | 11.561 |  | 11.561 |  | 11.561 |  | 11.561 | 11.561 | Not Coal Steam or O/G Steam | 0.10232 | 0.10232 |  | 3.402%
Paducah Power Systems Plant 1 | Kentucky | X | X | X | 56556 | EU01A | 90590 | Combustion Turbine |  |  |  | Combustion turbine |  |  |  |  | 4.333 | 92685.477 | 8230.04 | 3.4867 | 4.333 |  | 92685.477 | 8230.04 | 4.333 |  | 4.333 |  | 4.333 |  | 4.333 |  | 4.333 |  | 4.333 |  | 4.333 |  | 4.333 | 4.333 | Not Coal Steam or O/G Steam | 0.093499 | 0.093499 |  | 5.919%
Paducah Power Systems Plant 1 | Kentucky | X | X | X | 56556 | EU01B | 90591 | Combustion Turbine |  |  |  | Combustion turbine |  |  |  |  | 4.725 | 102353.81 | 9053.95 | 3.9257 | 4.725 |  | 102353.81 | 9053.95 | 4.725 |  | 4.725 |  | 4.725 |  | 4.725 |  | 4.725 |  | 4.725 |  | 4.725 |  | 4.725 | 4.725 | Not Coal Steam or O/G Steam | 0.092327 | 0.092327 |  | 6.659%
Paducah Power Systems Plant 1 | Kentucky | X | X | X | 56556 | EU02A | 90592 | Combustion Turbine |  |  |  | Combustion turbine |  |  |  |  | 4.917 | 107149.342 | 9578.4 | 3.7223 | 4.917 |  | 107149.342 | 9578.4 | 4.917 |  | 4.917 |  | 4.917 |  | 4.917 |  | 4.917 |  | 4.917 |  | 4.917 |  | 4.917 | 4.917 | Not Coal Steam or O/G Steam | 0.091778 | 0.091778 |  | 6.635%
Paducah Power Systems Plant 1 | Kentucky | X | X | X | 56556 | EU02B | 90593 | Combustion Turbine |  |  |  | Combustion turbine |  |  |  |  | 5.46 | 110805.53 | 9914.26 | 4.4503 | 5.46 |  | 110805.53 | 9914.26 | 5.46 |  | 5.46 |  | 5.46 |  | 5.46 |  | 5.46 |  | 5.46 |  | 5.46 |  | 5.46 | 5.46 | Not Coal Steam or O/G Steam | 0.098551 | 0.098551 |  | 6.911%
Paradise | Kentucky | X | X | X | 1378 | PCC1 | 91045 | Combined Cycle |  |  |  | Combined cycle | Y |  |  |  | 64.378 | 6802785.991 | 985135.41 | 96.6893 | 64.378 |  | 6802785.991 | 985135.41 | 64.378 |  | 64.378 |  | 64.378 |  | 40.8167 | Optimize SCR | 40.8167 |  | 40.8167 |  | 40.8167 |  | 40.8167 | 40.8167 | Not Coal Steam or O/G Steam | 0.012 | 0.012 |  | 68.49%
Paradise | Kentucky | X | X | X | 1378 | PCC2 | 91046 | Combined Cycle |  |  |  | Combined cycle | Y |  |  |  | 61.942 | 6865238.525 | 1008804.51 | 88.0667 | 61.942 |  | 6865238.525 | 1008804.51 | 61.942 |  | 61.942 |  | 61.942 |  | 41.1914 | Optimize SCR | 41.1914 |  | 41.1914 |  | 41.1914 |  | 41.1914 | 41.1914 | Not Coal Steam or O/G Steam | 0.012 | 0.012 |  | 68.63%
Paradise | Kentucky | X | X | X | 1378 | PCC3 | 91047 | Combined Cycle |  |  |  | Combined cycle | Y |  |  |  | 65.421 | 6830110.258 | 1003198.99 | 95.344 | 65.421 |  | 6830110.258 | 1003198.99 | 65.421 |  | 65.421 |  | 65.421 |  | 40.9807 | Optimize SCR | 40.9807 |  | 40.9807 |  | 40.9807 |  | 40.9807 | 40.9807 | Not Coal Steam or O/G Steam | 0.012 | 0.012 |  | 69.73%
R D Green | Kentucky | X | X | X | 6639 | G1 | 2896 | O/G Steam |  |  |  | Dry bottom wall-fired boiler |  |  |  | 231 | 637.504 | 8022647.543 | 792961.63 | 532.6493 | 637.504 |  | 8022647.543 | 792961.63 | 318.752 | Y | 318.752 |  | 318.752 |  | 318.752 |  | 318.752 |  | 318.752 |  | 318.752 |  | 219.5459 | 120.3397 | O/G Steam SCR Retrofit | 0.079463 | 0.03 |  | 56.69%
R D Green | Kentucky | X | X | X | 6639 | G2 | 2897 | O/G Steam |  |  |  | Dry bottom wall-fired boiler |  |  |  | 223 | 705.069 | 6934222.149 | 664450.76 | 649.592 | 705.069 |  | 6934222.149 | 664450.76 | 352.5345 | Y | 352.5345 |  | 352.5345 |  | 352.5345 |  | 352.5345 |  | 352.5345 |  | 352.5345 |  | 228.2739 | 104.0133 | O/G Steam SCR Retrofit | 0.10168 | 0.03 |  | 49.7%
Riverside Generating Company | Kentucky | X | X | X | 55198 | GTG101 | 4105 | Combustion Turbine |  |  |  | Combustion turbine |  |  |  |  | 21.073 | 1062348.756 | 94068.63 | 17.4573 | 21.073 |  | 1062348.756 | 94068.63 | 21.073 |  | 21.073 |  | 21.073 |  | 21.073 |  | 21.073 |  | 21.073 |  | 21.073 |  | 21.073 | 21.073 | Not Coal Steam or O/G Steam | 0.039672 | 0.039672 |  | 10.19%
Riverside Generating Company | Kentucky | X | X | X | 55198 | GTG201 | 4106 | Combustion Turbine |  |  |  | Combustion turbine |  |  |  |  | 19.102 | 845832.291 | 73927.76 | 16.5647 | 19.102 |  | 845832.291 | 73927.76 | 19.102 |  | 19.102 |  | 19.102 |  | 19.102 |  | 19.102 |  | 19.102 |  | 19.102 |  | 19.102 | 19.102 | Not Coal Steam or O/G Steam | 0.045167 | 0.045167 |  | 9.103%
Riverside Generating Company | Kentucky | X | X | X | 55198 | GTG301 | 4107 | Combustion Turbine |  |  |  | Combustion turbine |  |  |  |  | 22.241 | 866617.819 | 74660.73 | 20.1197 | 22.241 |  | 866617.819 | 74660.73 | 22.241 |  | 22.241 |  | 22.241 |  | 22.241 |  | 22.241 |  | 22.241 |  | 22.241 |  | 22.241 | 22.241 | Not Coal Steam or O/G Steam | 0.051328 | 0.051328 |  | 9.323%
Riverside Generating Company | Kentucky | X | X | X | 55198 | GTG401 | 4108 | Combustion Turbine |  |  |  | Combustion turbine |  |  |  |  | 21.591 | 849465.558 | 73129.64 | 17.1197 | 21.591 |  | 849465.558 | 73129.64 | 21.591 |  | 21.591 |  | 21.591 |  | 21.591 |  | 21.591 |  | 21.591 |  | 21.591 |  | 21.591 | 21.591 | Not Coal Steam or O/G Steam | 0.050834 | 0.050834 |  | 8.454%
Riverside Generating Company | Kentucky | X | X | X | 55198 | GTG501 | 4109 | Combustion Turbine |  |  |  | Combustion turbine |  |  |  |  | 26.235 | 985274.935 | 85803.83 | 20.427 | 26.235 |  | 985274.935 | 85803.83 | 26.235 |  | 26.235 |  | 26.235 |  | 26.235 |  | 26.235 |  | 26.235 |  | 26.235 |  | 26.235 | 26.235 | Not Coal Steam or O/G Steam | 0.053254 | 0.053254 |  | 10.2%
Robert Reid | Kentucky | X | X | X | 1383 | RT | 88132 | Combustion Turbine |  |  |  | Combustion turbine |  |  |  |  | 17.149 | 48993.2 | 3224 | 12.641 | 17.149 |  | 48993.2 | 3224 | 17.149 |  | 17.149 |  | 17.149 |  | 17.149 |  | 17.149 |  | 17.149 |  | 17.149 |  | 17.149 | 17.149 | Not Coal Steam or O/G Steam | 0.70006 | 0.70006 |  | 1.224%
Shawnee | Kentucky | X | X | X | 1379 | 1 | 916 | Coal Steam |  |  |  | Dry bottom wall-fired boiler | Y |  | Y | 134 | 329.656 | 4143801.15 | 379163.61 | 293.1297 | 329.656 |  | 4143801.15 | 379163.61 | 329.656 |  | 329.656 |  | 329.656 |  | 329.656 | Common Stack SCR | 329.656 |  | 329.656 |  | 329.656 |  | 247.704 | 165.752 | Common Stack SCR, Optimize Existing SCR | 0.15911 | 0.08 |  | 43.69%
Shawnee | Kentucky | X | X | X | 1379 | 2 | 918 | Coal Steam |  |  |  | Dry bottom wall-fired boiler |  |  | Y | 134 | 295.724 | 3703318.07 | 338369.05 | 309.159 | 295.724 |  | 3703318.07 | 338369.05 | 295.724 |  | 295.724 |  | 295.724 |  | 295.724 |  | 295.724 | Common Stack SOA | 295.724 |  | 295.724 | Common Stack SOA | 194.1535 | 92.583 | Coal Steam SCR Retrofit | 0.15971 | 0.05 |  | 40.89%
Shawnee | Kentucky | X | X | X | 1379 | 3 | 919 | Coal Steam |  |  |  | Dry bottom wall-fired boiler |  |  | Y | 134 | 270.971 | 3350353.516 | 305757.26 | 300.4627 | 270.971 |  | 3350353.516 | 305757.26 | 270.971 |  | 270.971 |  | 270.971 |  | 270.971 |  | 270.971 | Common Stack SOA | 270.971 |  | 270.971 | Common Stack SOA | 177.3649 | 83.7588 | Coal Steam SCR Retrofit | 0.16176 | 0.05 |  | 40.08%
Shawnee | Kentucky | X | X | X | 1379 | 4 | 920 | Coal Steam |  |  |  | Dry bottom wall-fired boiler | Y |  | Y | 134 | 339.444 | 4263182.4 | 389741 | 295.1613 | 339.444 |  | 4263182.4 | 389741 | 339.444 |  | 339.444 |  | 339.444 |  | 339.444 | Common Stack SCR | 339.444 |  | 339.444 |  | 339.444 |  | 254.9856 | 170.5273 | Common Stack SCR, Optimize Existing SCR | 0.15924 | 0.08 |  | 44.69%
Shawnee | Kentucky | X | X | X | 1379 | 5 | 921 | Coal Steam |  |  |  | Dry bottom wall-fired boiler |  |  | Y | 134 | 324.576 | 4025753.334 | 369222.41 | 337.977 | 324.576 |  | 4025753.334 | 369222.41 | 324.576 |  | 324.576 |  | 324.576 |  | 324.576 |  | 324.576 | Common Stack SOA | 324.576 |  | 324.576 | Common Stack SOA | 212.6099 | 100.6438 | Coal Steam SCR Retrofit | 0.16125 | 0.05 |  | 44.68%
Shawnee | Kentucky | X | X | X | 1379 | 6 | 922 | Coal Steam |  |  |  | Dry bottom wall-fired boiler |  |  | Y | 134 | 460.681 | 3684491.34 | 337107.8 | 458.0183 | 460.681 |  | 3684491.34 | 337107.8 | 460.681 |  | 460.681 |  | 460.681 |  | 460.681 |  | 366.6069 | SOA CC | 460.681 |  | 366.6069 | SOA CC | 229.3596 | 92.1123 | Coal Steam SCR Retrofit | 0.199 | 0.05 |  | 50.55%
Shawnee | Kentucky | X | X | X | 1379 | 7 | 923 | Coal Steam |  |  |  | Dry bottom wall-fired boiler |  |  | Y | 134 | 500.35 | 4161628.9 | 381056 | 450.229 | 500.35 |  | 4161628.9 | 381056 | 500.35 |  | 500.35 |  | 500.35 |  | 500.35 |  | 414.0821 | SOA CC | 500.35 |  | 414.0821 | SOA CC | 259.0614 | 104.0407 | Coal Steam SCR Retrofit | 0.199 | 0.05 |  | 38.44%
Shawnee | Kentucky | X | X | X | 1379 | 8 | 924 | Coal Steam |  |  |  | Dry bottom wall-fired boiler |  |  | Y | 134 | 499.801 | 4146605.6 | 379632 | 455.1247 | 499.801 |  | 4146605.6 | 379632 | 499.801 |  | 499.801 |  | 499.801 |  | 499.801 |  | 412.5873 | SOA CC | 499.801 |  | 412.5873 | SOA CC | 258.1262 | 103.6651 | Coal Steam SCR Retrofit | 0.199 | 0.05 |  | 37.77%
Shawnee | Kentucky | X | X | X | 1379 | 9 | 925 | Coal Steam |  |  |  | Dry bottom wall-fired boiler |  |  | Y | 134 | 480.699 | 3994815.87 | 365528.77 | 428.7973 | 480.699 |  | 3994815.87 | 365528.77 | 480.699 |  | 480.699 |  | 480.699 |  | 480.699 |  | 397.4842 | SOA CC | 480.699 |  | 397.4842 | SOA CC | 248.6773 | 99.8704 | Coal Steam SCR Retrofit | 0.199 | 0.05 |  | 34.11%
Smith Generating Facility | Kentucky | X | X | X | 54 | SCT1 | 50 | Combustion Turbine |  |  |  | Combustion turbine |  |  |  |  | 12.606 | 479828.79 | 35291.4 | 6.9587 | 12.606 |  | 479828.79 | 35291.4 | 12.606 |  | 12.606 |  | 12.606 |  | 12.606 |  | 12.606 |  | 12.606 |  | 12.606 |  | 12.606 | 12.606 | Not Coal Steam or O/G Steam | 0.052544 | 0.052544 |  | 4.23%
Smith Generating Facility | Kentucky | X | X | X | 54 | SCT10 | 90542 | Combustion Turbine |  |  |  | Combustion turbine | Y |  |  |  | 4.092 | 688661.45 | 72141.33 | 2.7993 | 4.092 |  | 688661.45 | 72141.33 | 4.092 |  | 4.092 |  | 4.092 |  | 4.092 |  | 4.092 |  | 4.092 |  | 4.092 |  | 4.092 | 4.092 | Not Coal Steam or O/G Steam | 0.011884 | 0.011884 |  | 12.96%
Smith Generating Facility | Kentucky | X | X | X | 54 | SCT2 | 51 | Combustion Turbine |  |  |  | Combustion turbine |  |  |  |  | 13.751 | 450276.032 | 32652.51 | 8.1187 | 13.751 |  | 450276.032 | 32652.51 | 13.751 |  | 13.751 |  | 13.751 |  | 13.751 |  | 13.751 |  | 13.751 |  | 13.751 |  | 13.751 | 13.751 | Not Coal Steam or O/G Steam | 0.061078 | 0.061078 |  | 3.813%
Smith Generating Facility | Kentucky | X | X | X | 54 | SCT3 | 52 | Combustion Turbine |  |  |  | Combustion turbine |  |  |  |  | 16.611 | 457825.825 | 34080.84 | 8.8797 | 16.611 |  | 457825.825 | 34080.84 | 16.611 |  | 16.611 |  | 16.611 |  | 16.611 |  | 16.611 |  | 16.611 |  | 16.611 |  | 16.611 | 16.611 | Not Coal Steam or O/G Steam | 0.072565 | 0.072565 |  | 3.813%
Smith Generating Facility | Kentucky | X | X | X | 54 | SCT4 | 9271 | Combustion Turbine |  |  |  | Combustion turbine |  |  |  |  | 2.816 | 209271.611 | 14964.09 | 3.4 | 2.816 |  | 209271.611 | 14964.09 | 2.816 |  | 2.816 |  | 2.816 |  | 2.816 |  | 2.816 |  | 2.816 |  | 2.816 |  | 2.816 | 2.816 | Not Coal Steam or O/G Steam | 0.026912 | 0.026912 |  | 5.179%
Smith Generating Facility | Kentucky | X | X | X | 54 | SCT5 | 9272 | Combustion Turbine |  |  |  | Combustion turbine |  |  |  |  | 3.247 | 241251.841 | 18080.27 | 3.5523 | 3.247 |  | 241251.841 | 18080.27 | 3.247 |  | 3.247 |  | 3.247 |  | 3.247 |  | 3.247 |  | 3.247 |  | 3.247 |  | 3.247 | 3.247 | Not Coal Steam or O/G Steam | 0.026918 | 0.026918 |  | 5.318%
Smith Generating Facility | Kentucky | X | X | X | 54 | SCT6 | 89572 | Combustion Turbine |  |  |  | Combustion turbine |  |  |  |  | 3.649 | 255612.108 | 19069.62 | 3.4847 | 3.649 |  | 255612.108 | 19069.62 | 3.649 |  | 3.649 |  | 3.649 |  | 3.649 |  | 3.649 |  | 3.649 |  | 3.649 |  | 3.649 | 3.649 | Not Coal Steam or O/G Steam | 0.028551 | 0.028551 |  | 5.043%
Smith Generating Facility | Kentucky | X | X | X | 54 | SCT7 | 89573 | Combustion Turbine |  |  |  | Combustion turbine |  |  |  |  | 3.029 | 229960.739 | 17080.39 | 3.265 | 3.029 |  | 229960.739 | 17080.39 | 3.029 |  | 3.029 |  | 3.029 |  | 3.029 |  | 3.029 |  | 3.029 |  | 3.029 |  | 3.029 | 3.029 | Not Coal Steam or O/G Steam | 0.026344 | 0.026344 |  | 5.198%
Smith Generating Facility | Kentucky | X | X | X | 54 | SCT9 | 90541 | Combustion Turbine |  |  |  | Combustion turbine | Y |  |  |  | 4.021 | 671316.254 | 70306.5 | 2.832 | 4.021 |  | 671316.254 | 70306.5 | 4.021 |  | 4.021 |  | 4.021 |  | 4.021 |  | 4.021 |  | 4.021 |  | 4.021 |  | 4.021 | 4.021 | Not Coal Steam or O/G Steam | 0.011979 | 0.011979 |  | 12.78%
Trimble County | Kentucky | X | X | X | 6071 | 1 | 2737 | Coal Steam |  |  |  | Tangentially-fired | Y |  |  | 511 | 417.451 | 14200142.259 | 1556666.03 | 415.5097 | 417.451 |  | 14200142.259 | 1556666.03 | 417.451 |  | 417.451 |  | 417.451 |  | 417.451 |  | 417.451 |  | 417.451 |  | 417.451 |  | 417.451 | 417.451 | Existing SCR | 0.058795 | 0.058795 |  | 61.35%
Trimble County | Kentucky | X | X | X | 6071 | 10 | 2738 | Combustion Turbine |  |  |  | Combustion turbine |  |  |  |  | 2.351 | 142929.908 | 12274.96 | 2.7733 | 2.351 |  | 142929.908 | 12274.96 | 2.351 |  | 2.351 |  | 2.351 |  | 2.351 |  | 2.351 |  | 2.351 |  | 2.351 |  | 2.351 | 2.351 | Not Coal Steam or O/G Steam | 0.032897 | 0.032897 |  | 2.216%
Trimble County | Kentucky | X | X | X | 6071 | 2 | 90433 | Coal Steam |  |  |  | Dry bottom wall-fired boiler | Y |  |  | 732 | 329.946 | 21158278.4 | 2586498 | 343.831 | 329.946 |  | 21158278.4 | 2586498 | 329.946 |  | 329.946 |  | 329.946 |  | 329.946 |  | 329.946 |  | 329.946 |  | 329.946 |  | 329.946 | 329.946 | Existing SCR | 0.031188 | 0.031188 |  | 71.21%
Trimble County | Kentucky | X | X | X | 6071 | 5 | 2739 | Combustion Turbine |  |  |  | Combustion turbine |  |  |  |  | 10.257 | 608699.794 | 51477.24 | 16.076 | 10.257 |  | 608699.794 | 51477.24 | 10.257 |  | 10.257 |  | 10.257 |  | 10.257 |  | 10.257 |  | 10.257 |  | 10.257 |  | 10.257 | 10.257 | Not Coal Steam or O/G Steam | 0.033701 | 0.033701 |  | 12.52%
Trimble County | Kentucky | X | X | X | 6071 | 6 | 2740 | Combustion Turbine |  |  |  | Combustion turbine |  |  |  |  | 11.975 | 734082.169 | 60444.02 | 7.4367 | 11.975 |  | 734082.169 | 60444.02 | 11.975 |  | 11.975 |  | 11.975 |  | 11.975 |  | 11.975 |  | 11.975 |  | 11.975 |  | 11.975 | 11.975 | Not Coal Steam or O/G Steam | 0.032626 | 0.032626 |  | 5.92%
Trimble County | Kentucky | X | X | X | 6071 | 7 | 2741 | Combustion Turbine |  |  |  | Combustion turbine |  |  |  |  | 11.066 | 609467.419 | 51098.8 | 10.2343 | 11.066 |  | 609467.419 | 51098.8 | 11.066 |  | 11.066 |  | 11.066 |  | 11.066 |  | 11.066 |  | 11.066 |  | 11.066 |  | 11.066 | 11.066 | Not Coal Steam or O/G Steam | 0.036314 | 0.036314 |  | 7.378%
Trimble County | Kentucky | X | X | X | 6071 | 8 | 2742 | Combustion Turbine |  |  |  | Combustion turbine |  |  |  |  | 8.697 | 521552.047 | 42697.45 | 5.5733 | 8.697 |  | 521552.047 | 42697.45 | 8.697 |  | 8.697 |  | 8.697 |  | 8.697 |  | 8.697 |  | 8.697 |  | 8.697 |  | 8.697 | 8.697 | Not Coal Steam or O/G Steam | 0.03335 | 0.03335 |  | 4.448%
Trimble County | Kentucky | X | X | X | 6071 | 9 | 2743 | Combustion Turbine |  |  |  | Combustion turbine |  |  |  |  | 7.747 | 444175.14 | 37358.07 | 9.2827 | 7.747 |  | 444175.14 | 37358.07 | 7.747 |  | 7.747 |  | 7.747 |  | 7.747 |  | 7.747 |  | 7.747 |  | 7.747 |  | 7.747 | 7.747 | Not Coal Steam or O/G Steam | 0.034883 | 0.034883 |  | 7.136%
Acadia Power Station | Louisiana | X | X | X | 55173 | CT1 | 4058 | Combined Cycle |  |  |  | Combined cycle | Y |  |  |  | 21.048 | 4149051.016 | 638178.8 | 22.3 | 21.048 |  | 4149051.016 | 638178.8 | 21.048 |  | 21.048 |  | 21.048 |  | 21.048 |  | 21.048 |  | 21.048 |  | 21.048 |  | 21.048 | 21.048 | Not Coal Steam or O/G Steam | 0.010146 | 0.010146 |  | 49.87%
Acadia Power Station | Louisiana | X | X | X | 55173 | CT2 | 4059 | Combined Cycle |  |  |  | Combined cycle | Y |  |  |  | 20.837 | 4070305.239 | 636721.22 | 21.3443 | 20.837 |  | 4070305.239 | 636721.22 | 20.837 |  | 20.837 |  | 20.837 |  | 20.837 |  | 20.837 |  | 20.837 |  | 20.837 |  | 20.837 | 20.837 | Not Coal Steam or O/G Steam | 0.010239 | 0.010239 |  | 48.22%
Acadia Power Station | Louisiana | X | X | X | 55173 | CT3 | 4060 | Combined Cycle |  |  |  | Combined cycle | Y |  |  |  | 15.771 | 3417893.009 | 444792.27 | 18.1717 | 15.771 |  | 3417893.009 | 444792.27 | 15.771 |  | 15.771 |  | 15.771 |  | 15.771 |  | 15.771 |  | 15.771 |  | 15.771 |  | 15.771 | 15.771 | Not Coal Steam or O/G Steam | 0.0092285 | 0.0092285 |  | 43.33%
Acadia Power Station | Louisiana | X | X | X | 55173 | CT4 | 4061 | Combined Cycle |  |  |  | Combined cycle | Y |  |  |  | 16.931 | 3303786.418 | 436058.98 | 19.342 | 16.931 |  | 3303786.418 | 436058.98 | 16.931 |  | 16.931 |  | 16.931 |  | 16.931 |  | 16.931 |  | 16.931 |  | 16.931 |  | 16.931 | 16.931 | Not Coal Steam or O/G Steam | 0.010249 | 0.010249 |  | 43.47%
Arsenal Hill Power Plant | Louisiana | X | X | X | 1416 | 5A | 979 | O/G Steam | 12 | 2025 | 2026 | Tangentially-fired |  |  |  | 116 | 13.515 | 304446.642 | 25185.07 | 18.532 | 13.515 |  | 304446.642 | 25185.07 | 13.515 |  | 13.515 |  | 13.515 |  | 13.515 |  | 13.515 |  | 13.515 |  | 13.515 |  | 13.515 | 13.515 | Oil/Gas Steam Under 150 Tons (2019-2021 Average) | 0.088784 | 0.088784 |  | 8.506%
Arsenal Hill Power Plant | Louisiana | X | X | X | 1416 | CTG-6A | 90566 | Combined Cycle |  |  |  | Combined cycle | Y |  |  |  | 23.042 | 4960428.869 | 456005.39 | 25.392 | 23.042 |  | 4960428.869 | 456005.39 | 23.042 |  | 23.042 |  | 23.042 |  | 23.042 |  | 23.042 |  | 23.042 |  | 23.042 |  | 23.042 | 23.042 | Not Coal Steam or O/G Steam | 0.0092903 | 0.0092903 |  | 65.21%
Arsenal Hill Power Plant | Louisiana | X | X | X | 1416 | CTG-6B | 90567 | Combined Cycle |  |  |  | Combined cycle | Y |  |  |  | 24.827 | 4887525.107 | 451634.75 | 24.998 | 24.827 |  | 4887525.107 | 451634.75 | 24.827 |  | 24.827 |  | 24.827 |  | 24.827 |  | 24.827 |  | 24.827 |  | 24.827 |  | 24.827 | 24.827 | Not Coal Steam or O/G Steam | 0.010159 | 0.010159 |  | 64.66%
Bayou Cove Peaking Power Plant | Louisiana | X | X | X | 55433 | CTG-1 | 8562 | Combustion Turbine |  |  |  | Combustion turbine |  |  |  |  | 5.193 | 291733.702 | 22519.9 | 4.2783 | 5.193 |  | 291733.702 | 22519.9 | 5.193 |  | 5.193 |  | 5.193 |  | 5.193 |  | 5.193 |  | 5.193 |  | 5.193 |  | 5.193 | 5.193 | Not Coal Steam or O/G Steam | 0.035601 | 0.035601 |  | 6.464%
Bayou Cove Peaking Power Plant | Louisiana | X | X | X | 55433 | CTG-2 | 8564 | Combustion Turbine |  |  |  | Combustion turbine |  |  |  |  | 2.379 | 108533.194 | 8611.16 | 2.1467 | 2.379 |  | 108533.194 | 8611.16 | 2.379 |  | 2.379 |  | 2.379 |  | 2.379 |  | 2.379 |  | 2.379 |  | 2.379 |  | 2.379 | 2.379 | Not Coal Steam or O/G Steam | 0.043839 | 0.043839 |  | 2.644%
Bayou Cove Peaking Power Plant | Louisiana | X | X | X | 55433 | CTG-3 | 8566 | Combustion Turbine |  |  |  | Combustion turbine |  |  |  |  | 2.278 | 79975.542 | 6314.66 | 2.4677 | 2.278 |  | 79975.542 | 6314.66 | 2.278 |  | 2.278 |  | 2.278 |  | 2.278 |  | 2.278 |  | 2.278 |  | 2.278 |  | 2.278 | 2.278 | Not Coal Steam or O/G Steam | 0.056967 | 0.056967 |  | 2.876%
Bayou Cove Peaking Power Plant | Louisiana | X | X | X | 55433 | CTG-4 | 8568 | Combustion Turbine |  |  |  | Combustion turbine |  |  |  |  | 1.849 | 94103.135 | 7192.98 | 1.367 | 1.849 |  | 94103.135 | 7192.98 | 1.849 |  | 1.849 |  | 1.849 |  | 1.849 |  | 1.849 |  | 1.849 |  | 1.849 |  | 1.849 | 1.849 | Not Coal Steam or O/G Steam | 0.039297 | 0.039297 |  | 1.842%
Big Cajun 1 | Louisiana | X | X | X | 1464 | 1B1 | 994 | O/G Steam |  |  |  | Dry bottom wall-fired boiler |  |  |  | 110 | 4.174 | 103866.407 | 8958.71 | 7.3673 | 4.174 |  | 103866.407 | 8958.71 | 4.174 |  | 4.174 |  | 4.174 |  | 4.174 |  | 4.174 |  | 4.174 |  | 4.174 |  | 4.174 | 4.174 | Oil/Gas Steam Under 150 Tons (2019-2021 Average) | 0.080372 | 0.080372 |  | 4.158%
Big Cajun 1 | Louisiana | X | X | X | 1464 | 1B2 | 995 | O/G Steam |  |  |  | Dry bottom wall-fired boiler |  |  |  | 110 | 2.9 | 65446.637 | 5152.86 | 5.904 | 2.9 |  | 65446.637 | 5152.86 | 2.9 |  | 2.9 |  | 2.9 |  | 2.9 |  | 2.9 |  | 2.9 |  | 2.9 |  | 2.9 | 2.9 | Oil/Gas Steam Under 150 Tons (2019-2021 Average) | 0.088622 | 0.088622 |  | 3.105%
Big Cajun 1 | Louisiana | X | X | X | 1464 | CTG1 | 8306 | Combustion Turbine |  |  |  | Combustion turbine |  |  |  |  | 4.002 | 130148.613 | 9516.11 | 2.8407 | 4.002 |  | 130148.613 | 9516.11 | 4.002 |  | 4.002 |  | 4.002 |  | 4.002 |  | 4.002 |  | 4.002 |  | 4.002 |  | 4.002 | 4.002 | Not Coal Steam or O/G Steam | 0.061499 | 0.061499 |  | 1.461%
Big Cajun 1 | Louisiana | X | X | X | 1464 | CTG2 | 8308 | Combustion Turbine |  |  |  | Combustion turbine |  |  |  |  | 4.913 | 144479.361 | 10614.34 | 3.169 | 4.913 |  | 144479.361 | 10614.34 | 4.913 |  | 4.913 |  | 4.913 |  | 4.913 |  | 4.913 |  | 4.913 |  | 4.913 |  | 4.913 | 4.913 | Not Coal Steam or O/G Steam | 0.06801 | 0.06801 |  | 1.586%
Big Cajun 2 | Louisiana | X | X | X | 6055 | 2B1 | 2724 | Coal Steam |  |  |  | Dry bottom wall-fired boiler |  | Y |  | 568 | 247.231 | 4160732.703 | 351410.22 | 107.1687 | 247.231 |  | 4160732.703 | 351410.22 | 247.231 |  | 247.231 |  | 247.231 |  | 247.231 |  | 247.231 |  | 247.231 |  | 247.231 |  | 175.6247 | 104.0183 | Coal Steam SCR Retrofit | 0.11884 | 0.05 |  | 7.611%
Big Cajun 2 | Louisiana | X | X | X | 6055 | 2B2 | 2725 | O/G Steam | 12 | 2032 | 2033 | Dry bottom wall-fired boiler |  | Y |  | 575 | 45.912 | 1184690.598 | 89924.84 | 279.8553 | 45.912 |  | 1184690.598 | 89924.84 | 45.912 |  | 45.912 |  | 45.912 |  | 45.912 |  | 45.912 |  | 45.912 |  | 45.912 |  | 31.8412 | 17.7704 | O/G Steam SCR Retrofit | 0.077509 | 0.03 |  | 29.43%
Big Cajun 2 | Louisiana | X | X | X | 6055 | 2B3 | 2726 | Coal Steam | 12 | 2032 | 2033 | Dry bottom wall-fired boiler |  | Y |  | 580 | 753.098 | 11947798.447 | 1100088.37 | 347.642 | 753.098 |  | 11947798.447 | 1100088.37 | 753.098 |  | 753.098 |  | 753.098 |  | 753.098 |  | 753.098 |  | 729.7118 | Y | 729.7118 |  | 514.2034 | 298.695 | Coal Steam SCR Retrofit | 0.12215 | 0.05 |  | 23.81%
Brame Energy Center | Louisiana | X | X | X | 6190 | 1 | 2836 | O/G Steam |  |  |  | Dry bottom wall-fired boiler |  |  |  | 416 | 204.8 | 2255040.522 | 197138.77 | 296.9557 | 204.8 |  | 2255040.522 | 197138.77 | 204.8 |  | 204.8 |  | 204.8 |  | 204.8 |  | 204.8 |  | 204.8 |  | 204.8 |  | 119.3128 | 33.8256 | O/G Steam SCR Retrofit | 0.18164 | 0.03 |  | 17.26%
Brame Energy Center | Louisiana | X | X | X | 6190 | 2 | 2837 | Coal Steam |  |  |  | Dry bottom wall-fired boiler |  | Y |  | 493 | 1460.846 | 15295863.73 | 1509817.1 | 1064.4103 | 1460.846 |  | 15295863.73 | 1509817.1 | 1460.846 |  | 1460.846 |  | 1460.846 |  | 1460.846 |  | 1460.846 |  | 1460.846 |  | 1460.846 |  | 921.6213 | 382.3966 | Coal Steam SCR Retrofit | 0.19101 | 0.05 |  | 46.52%
Brame Energy Center | Louisiana | X | X | X | 6190 | 3-1 | 90034 | Coal Steam |  |  |  | Circulating fluidized bed boiler |  | Y |  | 313 | 139.817 | 7077397.823 | 680083.61 | 168.061 | 139.817 |  | 7077397.823 | 680083.61 | 139.817 |  | 139.817 |  | 139.817 |  | 139.817 |  | 139.817 |  | 114.4769 | Y | 114.4769 |  | 114.4769 | 114.4769 | Coal Steam, Circulating fluidized bed, Under 0.08 | 0.03235 | 0.03235 |  | 62.18%
Brame Energy Center | Louisiana | X | X | X | 6190 | 3-2 | 90035 | Coal Steam |  |  |  | Circulating fluidized bed boiler |  | Y |  | 313 | 147.106 | 7329044.575 | 768079.73 | 128.289 | 147.106 |  | 7329044.575 | 768079.73 | 147.106 |  | 147.106 |  | 147.106 |  | 147.106 |  | 147.106 |  | 99.5651 | Y | 99.5651 |  | 99.5651 | 99.5651 | Coal Steam, Circulating fluidized bed, Under 0.08 | 0.02717 | 0.02717 |  | 55.88%
Calcasieu Plant | Louisiana | X | X | X | 55165 | GTG1 | 4036 | Combustion Turbine |  |  |  | Combustion turbine |  |  |  |  | 8.933 | 180417.587 | 16283.6 | 12.1277 | 8.933 |  | 180417.587 | 16283.6 | 8.933 |  | 8.933 |  | 8.933 |  | 8.933 |  | 8.933 |  | 8.933 |  | 8.933 |  | 8.933 | 8.933 | Not Coal Steam or O/G Steam | 0.099026 | 0.099026 |  | 3.328%
Calcasieu Plant | Louisiana | X | X | X | 55165 | GTG2 | 4037 | Combustion Turbine |  |  |  | Combustion turbine |  |  |  |  | 8.363 | 206315.172 | 18316.23 | 8.0377 | 8.363 |  | 206315.172 | 18316.23 | 8.363 |  | 8.363 |  | 8.363 |  | 8.363 |  | 8.363 |  | 8.363 |  | 8.363 |  | 8.363 | 8.363 | Not Coal Steam or O/G Steam | 0.08107 | 0.08107 |  | 2.428%
Carville Energy Center | Louisiana | X | X | X | 55404 | COG01 | 4678 | Combined Cycle |  |  |  | Combined cycle |  |  |  |  | 92.946 | 5762472.217 | 740285.51 | 89.0863 | 92.946 |  | 5762472.217 | 740285.51 | 92.946 |  | 92.946 |  | 92.946 |  | 92.946 |  | 92.946 |  | 92.946 |  | 92.946 |  | 92.946 | 92.946 | Not Coal Steam or O/G Steam | 0.032259 | 0.032259 |  | 59.06%
Carville Energy Center | Louisiana | X | X | X | 55404 | COG02 | 4679 | Combined Cycle |  |  |  | Combined cycle |  |  |  |  | 65.89 | 3643827.563 | 467100.37 | 75.8553 | 65.89 |  | 3643827.563 | 467100.37 | 65.89 |  | 65.89 |  | 65.89 |  | 65.89 |  | 65.89 |  | 65.89 |  | 65.89 |  | 65.89 | 65.89 | Not Coal Steam or O/G Steam | 0.036165 | 0.036165 |  | 48.83%
Coughlin Power Station | Louisiana | X | X | X | 1396 | 6-1 | 957 | Combined Cycle |  |  |  | Combined cycle | Y |  |  |  | 66.27 | 3658360.793 | 493643.41 | 91.7137 | 66.27 |  | 3658360.793 | 493643.41 | 66.27 |  | 66.27 |  | 66.27 |  | 21.9502 | Optimize SCR | 21.9502 |  | 21.9502 |  | 21.9502 |  | 21.9502 | 21.9502 | Not Coal Steam or O/G Steam | 0.012 | 0.012 |  | 53.62%
Coughlin Power Station | Louisiana | X | X | X | 1396 | 7-1 | 959 | Combined Cycle |  |  |  | Combined cycle | Y |  |  |  | 62.099 | 3268657.968 | 434540.85 | 68.7283 | 62.099 |  | 3268657.968 | 434540.85 | 62.099 |  | 62.099 |  | 62.099 |  | 19.6119 | Optimize SCR | 19.6119 |  | 19.6119 |  | 19.6119 |  | 19.6119 | 19.6119 | Not Coal Steam or O/G Steam | 0.012 | 0.012 |  | 50.97%
Coughlin Power Station | Louisiana | X | X | X | 1396 | 7-2 | 960 | Combined Cycle |  |  |  | Combined cycle | Y |  |  |  | 58.399 | 3151144.099 | 423920.75 | 56.876 | 58.399 |  | 3151144.099 | 423920.75 | 58.399 |  | 58.399 |  | 58.399 |  | 18.9069 | Optimize SCR | 18.9069 |  | 18.9069 |  | 18.9069 |  | 18.9069 | 18.9069 | Not Coal Steam or O/G Steam | 0.012 | 0.012 |  | 50.72%
Dolet Hills Power Station | Louisiana | X | X | X | 51 | 1 | 48 | Coal Steam | 12 | 2021 | 2023 | Dry bottom wall-fired boiler |  | Y |  | 642 | 1469.073 | 9647213.03 | 859962.73 | 1189.1467 | 0 | Y | 0 | 0 | 0 |  | 0 |  | 0 |  | 0 |  | 0 |  | 0 |  | 0 |  | 0 | 0 | Retired | 0 | 0 |  | 32.65%
Hargis-Hebert Electric Generating Statio | Louisiana | X | X | X | 56283 | U-1 | 89602 | Combustion Turbine |  |  |  | Combustion turbine |  |  |  |  | 3.255 | 74917.606 | 6743.1 | 3.006 | 3.255 |  | 74917.606 | 6743.1 | 3.255 |  | 3.255 |  | 3.255 |  | 3.255 |  | 3.255 |  | 3.255 |  | 3.255 |  | 3.255 | 3.255 | Not Coal Steam or O/G Steam | 0.086895 | 0.086895 |  | 3.573%
Hargis-Hebert Electric Generating Statio | Louisiana | X | X | X | 56283 | U-2 | 89603 | Combustion Turbine |  |  |  | Combustion turbine |  |  |  |  | 3.07 | 70729.623 | 6298.27 | 2.8923 | 3.07 |  | 70729.623 | 6298.27 | 3.07 |  | 3.07 |  | 3.07 |  | 3.07 |  | 3.07 |  | 3.07 |  | 3.07 |  | 3.07 | 3.07 | Not Coal Steam or O/G Steam | 0.086809 | 0.086809 |  | 3.428%
Houma | Louisiana | X | X | X | 1439 | 15 | 982 | O/G Steam |  |  |  | Dry bottom wall-fired boiler |  |  |  | 23.5 | 17.61 | 145795.518 | 13468.41 | 14.169 | 17.61 |  | 145795.518 | 13468.41 | 17.61 |  | 17.61 |  | 17.61 |  | 17.61 |  | 17.61 |  | 17.61 |  | 17.61 |  | 17.61 | 17.61 | O/G Steam Under 100 MW | 0.24157 | 0.24157 |  | 7.212%
Houma | Louisiana | X | X | X | 1439 | 16 | 983 | O/G Steam |  |  |  | Tangentially-fired |  |  |  | 39 | 5.71 | 88422.633 | 6230.81 | 12.1563 | 5.71 |  | 88422.633 | 6230.81 | 5.71 |  | 5.71 |  | 5.71 |  | 5.71 |  | 5.71 |  | 5.71 |  | 5.71 |  | 5.71 | 5.71 | O/G Steam Under 100 MW | 0.12915 | 0.12915 |  | 9.377%
LEPA Unit No. 1 | Louisiana | X | X | X | 58478 | CC01 | 91024 | Combined Cycle |  |  |  | Combined cycle | Y |  |  |  | 13.184 | 1275695.55 | 162662.75 | 7.837 | 13.184 |  | 1275695.55 | 162662.75 | 13.184 |  | 13.184 |  | 13.184 |  | 7.6542 | Optimize SCR | 7.6542 |  | 7.6542 |  | 7.6542 |  | 7.6542 | 7.6542 | Not Coal Steam or O/G Steam | 0.012 | 0.012 |  | 40.29%
Lake Charles Power Station | Louisiana | X | X | X | 60927 | 1A | 91298 | Combined Cycle |  |  |  | Combined cycle | Y |  |  |  | 31.371 | 10197239.238 | 1510750.07 | 16.4427 | 31.371 |  | 10197239.238 | 1510750.07 | 31.371 |  | 31.371 |  | 31.371 |  | 31.371 |  | 31.371 |  | 31.371 |  | 31.371 |  | 31.371 | 31.371 | Not Coal Steam or O/G Steam | 0.0061528 | 0.0061528 |  | 39.99%
Lake Charles Power Station | Louisiana | X | X | X | 60927 | 1B | 91297 | Combined Cycle |  |  |  | Combined cycle | Y |  |  |  | 34.3 | 9670361.304 | 1486534.13 | 16.8743 | 34.3 |  | 9670361.304 | 1486534.13 | 34.3 |  | 34.3 |  | 34.3 |  | 34.3 |  | 34.3 |  | 34.3 |  | 34.3 |  | 34.3 | 34.3 | Not Coal Steam or O/G Steam | 0.0070938 | 0.0070938 |  | 37.73%
Lieberman Power Plant | Louisiana | X | X | X | 1417 | 3 | 980 | O/G Steam |  |  |  | Tangentially-fired |  |  |  | 109 | 15.507 | 203240.269 | 17243.78 | 18.864 | 15.507 |  | 203240.269 | 17243.78 | 15.507 |  | 15.507 |  | 15.507 |  | 15.507 |  | 15.507 |  | 15.507 |  | 15.507 |  | 15.507 | 15.507 | Oil/Gas Steam Under 150 Tons (2019-2021 Average) | 0.1526 | 0.1526 |  | 5.516%
Lieberman Power Plant | Louisiana | X | X | X | 1417 | 4 | 981 | O/G Steam |  |  |  | Tangentially-fired |  |  |  | 108 | 13.083 | 155731.432 | 12870.38 | 16.5567 | 13.083 |  | 155731.432 | 12870.38 | 13.083 |  | 13.083 |  | 13.083 |  | 13.083 |  | 13.083 |  | 13.083 |  | 13.083 |  | 13.083 | 13.083 | Oil/Gas Steam Under 150 Tons (2019-2021 Average) | 0.16802 | 0.16802 |  | 4.674%
Little Gypsy | Louisiana | X | X | X | 1402 | 2 | 964 | O/G Steam | 6 | 2026 | 2027 | Dry bottom wall-fired boiler |  |  |  | 416 | 76.299 | 1198966.838 | 93829.12 | 329.0347 | 76.299 |  | 1198966.838 | 93829.12 | 76.299 |  | 76.299 |  | 76.299 |  | 76.299 |  | 76.299 |  | 76.299 |  | 76.299 |  | 47.1418 | 17.9845 | O/G Steam SCR Retrofit | 0.12727 | 0.03 |  | 22.88%
Little Gypsy | Louisiana | X | X | X | 1402 | 3 | 965 | O/G Steam |  |  |  | Dry bottom wall-fired boiler |  |  |  | 524 | 344.146 | 2404003.161 | 215849.78 | 735.3883 | 344.146 |  | 2404003.161 | 215849.78 | 344.146 |  | 344.146 |  | 344.146 |  | 344.146 |  | 344.146 |  | 344.146 |  | 344.146 |  | 190.103 | 36.06 | O/G Steam SCR Retrofit | 0.28631 | 0.03 |  | 23.52%
Louisiana 1 | Louisiana | X | X | X | 1391 | 1A | 936 | Fossil Waste |  |  |  | Tangentially-fired |  |  |  |  | 45.667 | 1153186.434 | 401794.22 | 47.1283 | 45.667 |  | 1153186.434 | 401794.22 | 45.667 |  | 45.667 |  | 45.667 |  | 45.667 |  | 45.667 |  | 45.667 |  | 45.667 |  | 45.667 | 45.667 | Not Coal Steam or O/G Steam | 0.079201 | 0.079201 |  | 34.99%
Louisiana 1 | Louisiana | X | X | X | 1391 | 2A | 937 | Fossil Waste |  |  |  | Tangentially-fired |  |  |  |  | 48.259 | 1201231.7 | 385776 | 43.0857 | 48.259 |  | 1201231.7 | 385776 | 48.259 |  | 48.259 |  | 48.259 |  | 48.259 |  | 48.259 |  | 48.259 |  | 48.259 |  | 48.259 | 48.259 | Not Coal Steam or O/G Steam | 0.080349 | 0.080349 |  | 28.81%
Louisiana 1 | Louisiana | X | X | X | 1391 | 3A | 938 | Fossil Waste |  |  |  | Tangentially-fired |  |  |  |  | 51.878 | 1316412.253 | 402259.04 | 51.9503 | 51.878 |  | 1316412.253 | 402259.04 | 51.878 |  | 51.878 |  | 51.878 |  | 51.878 |  | 51.878 |  | 51.878 |  | 51.878 |  | 51.878 | 51.878 | Not Coal Steam or O/G Steam | 0.078817 | 0.078817 |  | 30.24%
Louisiana 1 | Louisiana | X | X | X | 1391 | 4A | 939 | Fossil Waste |  |  |  | Combined cycle |  |  |  |  | 313.077 | 4608837.611 | 294898.85 | 351.694 | 313.077 |  | 4608837.611 | 294898.85 | 313.077 |  | 313.077 |  | 313.077 |  | 313.077 |  | 313.077 |  | 313.077 |  | 313.077 |  | 313.077 | 313.077 | Not Coal Steam or O/G Steam | 0.13586 | 0.13586 |  | 55.1%
Louisiana 1 | Louisiana | X | X | X | 1391 | 5A | 940 | Fossil Waste |  |  |  | Combined cycle |  |  |  |  | 156.25 | 7694848 |  | 155.374 | 156.25 |  | 7694848 |  | 156.25 |  | 156.25 |  | 156.25 |  | 156.25 |  | 156.25 |  | 156.25 |  | 156.25 |  | 156.25 | 156.25 | Not Coal Steam or O/G Steam | 0.040612 | 0.040612 |  | 76.74%
Nelson Industrial Steam Company | Louisiana | X | X | X | 50030 | 1A | 90014 | Coal Steam |  |  |  | Circulating fluidized bed boiler |  |  |  | 104 | 325.694 | 3273930.532 |  | 186.8137 | 325.694 |  | 3273930.532 |  | 325.694 |  | 325.694 |  | 325.694 |  | 325.694 |  | 325.694 |  | 325.694 |  | 325.694 |  | 162.847 | 162.847 | Coal Steam, Circulating fluidized bed, SNCR Retrofit | 0.19896 | 0.099481 |  | 63.28%
Nelson Industrial Steam Company | Louisiana | X | X | X | 50030 | 2A | 90015 | Coal Steam |  |  |  | Circulating fluidized bed boiler |  |  |  | 100 | 119.918 | 4788990.2 |  | 152.1773 | 119.918 |  | 4788990.2 |  | 119.918 |  | 119.918 |  | 119.918 |  | 119.918 |  | 119.918 |  | 119.918 |  | 119.918 |  | 119.918 | 119.918 | Coal Steam, Circulating fluidized bed, Under 0.08 | 0.050081 | 0.050081 |  | 73.78%
Ninemile Point | Louisiana | X | X | X | 1403 | 4 | 969 | O/G Steam |  |  |  | Tangentially-fired |  |  |  | 737 | 1388.555 | 13755291.554 | 1394429.9 | 2328.0557 | 1388.555 |  | 13755291.554 | 1394429.9 | 1388.555 |  | 1388.555 |  | 1388.555 |  | 1388.555 |  | 1388.555 |  | 1388.555 |  | 1388.555 |  | 797.4422 | 206.3294 | O/G Steam SCR Retrofit | 0.20189 | 0.03 |  | 54.26%
Ninemile Point | Louisiana | X | X | X | 1403 | 5 | 970 | O/G Steam |  |  |  | Tangentially-fired |  |  |  | 737 | 1481.248 | 12849419.774 | 1290988.48 | 1983.7763 | 1481.248 |  | 12849419.774 | 1290988.48 | 1481.248 |  | 1481.248 |  | 1481.248 |  | 1481.248 |  | 1481.248 |  | 1481.248 |  | 1481.248 |  | 836.9946 | 192.7413 | O/G Steam SCR Retrofit | 0.23055 | 0.03 |  | 50.5%
Ninemile Point | Louisiana | X | X | X | 1403 | 6A | 90866 | Combined Cycle |  |  |  | Combined cycle | Y |  |  |  | 39.468 | 6376167.581 | 933415.84 | 37.498 | 39.468 |  | 6376167.581 | 933415.84 | 39.468 |  | 39.468 |  | 39.468 |  | 38.257 | Optimize SCR | 38.257 |  | 38.257 |  | 38.257 |  | 38.257 | 38.257 | Not Coal Steam or O/G Steam | 0.012 | 0.012 |  | 80.85%
Ninemile Point | Louisiana | X | X | X | 1403 | 6B | 90867 | Combined Cycle |  |  |  | Combined cycle | Y |  |  |  | 46.657 | 6079600.845 | 884177.96 | 42.356 | 46.657 |  | 6079600.845 | 884177.96 | 46.657 |  | 46.657 |  | 46.657 |  | 36.4776 | Optimize SCR | 36.4776 |  | 36.4776 |  | 36.4776 |  | 36.4776 | 36.4776 | Not Coal Steam or O/G Steam | 0.012 | 0.012 |  | 80.09%
Ouachita Plant | Louisiana | X | X | X | 55467 | CTGEN1 | 4829 | Combined Cycle |  |  |  | Combined cycle | Y |  |  |  | 17.606 | 2132559.157 | 285343.35 | 24.9113 | 17.606 |  | 2132559.157 | 285343.35 | 17.606 |  | 17.606 |  | 17.606 |  | 12.7954 | Optimize SCR | 12.7954 |  | 12.7954 |  | 12.7954 |  | 12.7954 | 12.7954 | Not Coal Steam or O/G Steam | 0.012 | 0.012 |  | 43.13%
Ouachita Plant | Louisiana | X | X | X | 55467 | CTGEN2 | 4830 | Combined Cycle |  |  |  | Combined cycle | Y |  |  |  | 21.107 | 2455456.192 | 320930.86 | 25.875 | 21.107 |  | 2455456.192 | 320930.86 | 21.107 |  | 21.107 |  | 21.107 |  | 14.7327 | Optimize SCR | 14.7327 |  | 14.7327 |  | 14.7327 |  | 14.7327 | 14.7327 | Not Coal Steam or O/G Steam | 0.012 | 0.012 |  | 40.63%
Ouachita Plant | Louisiana | X | X | X | 55467 | CTGEN3 | 4831 | Combined Cycle |  |  |  | Combined cycle | Y |  |  |  | 24.262 | 3232936.336 | 426709.8 | 26.856 | 24.262 |  | 3232936.336 | 426709.8 | 24.262 |  | 24.262 |  | 24.262 |  | 19.3976 | Optimize SCR | 19.3976 |  | 19.3976 |  | 19.3976 |  | 19.3976 | 19.3976 | Not Coal Steam or O/G Steam | 0.012 | 0.012 |  | 47.83%
Perryville Power Station | Louisiana | X | X | X | 55620 | 1-1 | 3329 | Combined Cycle |  |  |  | Combined cycle | Y |  |  |  | 24.49 | 2996653.353 | 440304.12 | 31.8567 | 24.49 |  | 2996653.353 | 440304.12 | 24.49 |  | 24.49 |  | 24.49 |  | 17.9799 | Optimize SCR | 17.9799 |  | 17.9799 |  | 17.9799 |  | 17.9799 | 17.9799 | Not Coal Steam or O/G Steam | 0.012 | 0.012 |  | 55.64%
Perryville Power Station | Louisiana | X | X | X | 55620 | 1-2 | 3330 | Combined Cycle |  |  |  | Combined cycle | Y |  |  |  | 24.584 | 3083046.768 | 453256.67 | 31.8303 | 24.584 |  | 3083046.768 | 453256.67 | 24.584 |  | 24.584 |  | 24.584 |  | 18.4983 | Optimize SCR | 18.4983 |  | 18.4983 |  | 18.4983 |  | 18.4983 | 18.4983 | Not Coal Steam or O/G Steam | 0.012 | 0.012 |  | 54.52%
Perryville Power Station | Louisiana | X | X | X | 55620 | 2-1 | 3331 | Combustion Turbine |  |  |  | Combustion turbine |  |  |  |  | 3.57 | 232030.746 | 22041.34 | 2.306 | 3.57 |  | 232030.746 | 22041.34 | 3.57 |  | 3.57 |  | 3.57 |  | 3.57 |  | 3.57 |  | 3.57 |  | 3.57 |  | 3.57 | 3.57 | Not Coal Steam or O/G Steam | 0.030772 | 0.030772 |  | 1.96%
Plaquemine Cogen Facility | Louisiana | X | X | X | 55419 | 500 | 4709 | Combined Cycle |  |  |  | Combined cycle | Y |  |  |  | 45.376 | 5290392.154 | 983319.4 | 48.2763 | 45.376 |  | 5290392.154 | 983319.4 | 45.376 |  | 45.376 |  | 45.376 |  | 31.7424 | Optimize SCR | 31.7424 |  | 31.7424 |  | 31.7424 |  | 31.7424 | 31.7424 | Not Coal Steam or O/G Steam | 0.012 | 0.012 |  | 57.91%
Plaquemine Cogen Facility | Louisiana | X | X | X | 55419 | 600 | 4710 | Combined Cycle |  |  |  | Combined cycle | Y |  |  |  | 47.433 | 5695690.381 | 1073468.05 | 50.1777 | 47.433 |  | 5695690.381 | 1073468.05 | 47.433 |  | 47.433 |  | 47.433 |  | 34.1741 | Optimize SCR | 34.1741 |  | 34.1741 |  | 34.1741 |  | 34.1741 | 34.1741 | Not Coal Steam or O/G Steam | 0.012 | 0.012 |  | 63.51%
Plaquemine Cogen Facility | Louisiana | X | X | X | 55419 | 700 | 4711 | Combined Cycle |  |  |  | Combined cycle | Y |  |  |  | 45.716 | 5994931.216 | 1053421.18 | 48.8473 | 45.716 |  | 5994931.216 | 1053421.18 | 45.716 |  | 45.716 |  | 45.716 |  | 35.9696 | Optimize SCR | 35.9696 |  | 35.9696 |  | 35.9696 |  | 35.9696 | 35.9696 | Not Coal Steam or O/G Steam | 0.012 | 0.012 |  | 64.93%
Plaquemine Cogen Facility | Louisiana | X | X | X | 55419 | 800 | 4712 | Combined Cycle |  |  |  | Combined cycle | Y |  |  |  | 37.67 | 4822364.111 | 854075.95 | 42.0703 | 37.67 |  | 4822364.111 | 854075.95 | 37.67 |  | 37.67 |  | 37.67 |  | 28.9342 | Optimize SCR | 28.9342 |  | 28.9342 |  | 28.9342 |  | 28.9342 | 28.9342 | Not Coal Steam or O/G Steam | 0.012 | 0.012 |  | 55.24%
R S Cogen LLC | Louisiana | X | X | X | 55117 | RS-5 | 3940 | Combined Cycle |  |  |  | Combined cycle | Y |  |  |  | 208.125 | 5154609.04 | 521191.21 | 168.2083 | 208.125 |  | 5154609.04 | 521191.21 | 208.125 |  | 208.125 |  | 208.125 |  | 30.9277 | Optimize SCR | 30.9277 |  | 30.9277 |  | 30.9277 |  | 30.9277 | 30.9277 | Not Coal Steam or O/G Steam | 0.012 | 0.012 |  | 69.58%
R S Cogen LLC | Louisiana | X | X | X | 55117 | RS-6 | 3941 | Combined Cycle |  |  |  | Combined cycle | Y |  |  |  | 154.917 | 5802513.223 | 587688.28 | 142.6127 | 154.917 |  | 5802513.223 | 587688.28 | 154.917 |  | 154.917 |  | 154.917 |  | 34.8151 | Optimize SCR | 34.8151 |  | 34.8151 |  | 34.8151 |  | 34.8151 | 34.8151 | Not Coal Steam or O/G Steam | 0.012 | 0.012 |  | 69.48%
R S Nelson | Louisiana | X | X | X | 1393 | 6 | 950 | Coal Steam |  |  |  | Tangentially-fired |  |  |  | 550 | 623.028 | 7900979.625 | 709315.38 | 931.8147 | 623.028 |  | 7900979.625 | 709315.38 | 623.028 |  | 623.028 |  | 623.028 |  | 623.028 |  | 623.028 |  | 623.028 |  | 623.028 |  | 410.2762 | 197.5245 | Coal Steam SCR Retrofit | 0.15771 | 0.05 |  | 39.74%
St. Charles Power Station | Louisiana | X | X | X | 60926 | 1A | 91295 | Combined Cycle |  |  |  | Combined cycle | Y |  |  |  | 27.768 | 8575280.388 | 1240954.93 | 29.7537 | 27.768 |  | 8575280.388 | 1240954.93 | 27.768 |  | 27.768 |  | 27.768 |  | 27.768 |  | 27.768 |  | 27.768 |  | 27.768 |  | 27.768 | 27.768 | Not Coal Steam or O/G Steam | 0.0064763 | 0.0064763 |  | 65.41%
St. Charles Power Station | Louisiana | X | X | X | 60926 | 1B | 91296 | Combined Cycle |  |  |  | Combined cycle | Y |  |  |  | 27.088 | 8486451.597 | 1228435.42 | 30.282 | 27.088 |  | 8486451.597 | 1228435.42 | 27.088 |  | 27.088 |  | 27.088 |  | 27.088 |  | 27.088 |  | 27.088 |  | 27.088 |  | 27.088 | 27.088 | Not Coal Steam or O/G Steam | 0.0063838 | 0.0063838 |  | 67.02%
Sterlington | Louisiana | X | X | X | 1404 | 7AB | 972 | Combined Cycle |  |  |  | Combined cycle |  |  |  |  | 8.236 | 36604.544 | 2810.71 | 5.7477 | 8.236 |  | 36604.544 | 2810.71 | 8.236 |  | 8.236 |  | 8.236 |  | 8.236 |  | 8.236 |  | 8.236 |  | 8.236 |  | 8.236 | 8.236 | Not Coal Steam or O/G Steam | 0.45 | 0.45 |  | 0.6489%
T J Labbe Electric Generating Station | Louisiana | X | X | X | 56108 | U-1 | 89595 | Combustion Turbine |  |  |  | Combustion turbine |  |  |  |  | 2.568 | 59531.257 | 5256.47 | 2.868 | 2.568 |  | 59531.257 | 5256.47 | 2.568 |  | 2.568 |  | 2.568 |  | 2.568 |  | 2.568 |  | 2.568 |  | 2.568 |  | 2.568 | 2.568 | Not Coal Steam or O/G Steam | 0.086274 | 0.086274 |  | 3.389%
T J Labbe Electric Generating Station | Louisiana | X | X | X | 56108 | U-2 | 89596 | Combustion Turbine |  |  |  | Combustion turbine |  |  |  |  | 2.408 | 59013.951 | 5273.57 | 2.824 | 2.408 |  | 59013.951 | 5273.57 | 2.408 |  | 2.408 |  | 2.408 |  | 2.408 |  | 2.408 |  | 2.408 |  | 2.408 |  | 2.408 | 2.408 | Not Coal Steam or O/G Steam | 0.081608 | 0.081608 |  | 3.372%
Taft Cogeneration Facility | Louisiana | X | X | X | 55089 | CT1 | 3870 | Combined Cycle |  |  |  | Combined cycle |  |  |  |  | 42.16 | 2957253.95 | 243801.6 | 70.1597 | 42.16 |  | 2957253.95 | 243801.6 | 42.16 |  | 42.16 |  | 42.16 |  | 42.16 |  | 42.16 |  | 42.16 |  | 42.16 |  | 42.16 | 42.16 | Not Coal Steam or O/G Steam | 0.028513 | 0.028513 |  | 57.71%
Taft Cogeneration Facility | Louisiana | X | X | X | 55089 | CT2 | 3871 | Combined Cycle |  |  |  | Combined cycle |  |  |  |  | 68.626 | 5103112.169 | 435022.73 | 78.8057 | 68.626 |  | 5103112.169 | 435022.73 | 68.626 |  | 68.626 |  | 68.626 |  | 68.626 |  | 68.626 |  | 68.626 |  | 68.626 |  | 68.626 | 68.626 | Not Coal Steam or O/G Steam | 0.026896 | 0.026896 |  | 66.53%
Taft Cogeneration Facility | Louisiana | X | X | X | 55089 | CT3 | 3872 | Combined Cycle |  |  |  | Combined cycle |  |  |  |  | 48.674 | 3045076.113 | 245861.12 | 74.0673 | 48.674 |  | 3045076.113 | 245861.12 | 48.674 |  | 48.674 |  | 48.674 |  | 48.674 |  | 48.674 |  | 48.674 |  | 48.674 |  | 48.674 | 48.674 | Not Coal Steam or O/G Steam | 0.031969 | 0.031969 |  | 59.53%
Teche Power Station | Louisiana | X | X | X | 1400 | 3 | 962 | O/G Steam |  |  |  | Dry bottom wall-fired boiler |  |  |  | 331 | 171.625 | 1497080.497 | 141649.32 | 408.4857 | 171.625 |  | 1497080.497 | 141649.32 | 171.625 |  | 171.625 |  | 171.625 |  | 171.625 |  | 171.625 |  | 171.625 |  | 171.625 |  | 97.0406 | 22.4562 | O/G Steam SCR Retrofit | 0.22928 | 0.03 |  | 24.71%
Teche Power Station | Louisiana | X | X | X | 1400 | 4 | 90666 | Combustion Turbine |  |  |  | Combustion turbine |  |  |  |  | 0.239 | 28223.4 | 3019.66 | 0.184 | 0.239 |  | 28223.4 | 3019.66 | 0.239 |  | 0.239 |  | 0.239 |  | 0.239 |  | 0.239 |  | 0.239 |  | 0.239 |  | 0.239 | 0.239 | Not Coal Steam or O/G Steam | 0.016936 | 0.016936 |  | 1.314%
Washington Parish Energy Center | Louisiana | X | X | X | 55486 | CTG01 | 10121 | Combustion Turbine |  |  |  | Combustion turbine |  |  |  |  | 7.522 | 561812.45 | 61336.23 | 2.5073 | 7.522 |  | 561812.45 | 61336.23 | 7.522 |  | 7.522 |  | 7.522 |  | 7.522 |  | 7.522 |  | 7.522 |  | 7.522 |  | 7.522 | 7.522 | Not Coal Steam or O/G Steam | 0.026778 | 0.026778 |  | 2.317%
Washington Parish Energy Center | Louisiana | X | X | X | 55486 | CTG02 | 10122 | Combustion Turbine |  |  |  | Combustion turbine |  |  |  |  | 3.99 | 331763.73 | 36782.67 | 1.33 | 3.99 |  | 331763.73 | 36782.67 | 3.99 |  | 3.99 |  | 3.99 |  | 3.99 |  | 3.99 |  | 3.99 |  | 3.99 |  | 3.99 | 3.99 | Not Coal Steam or O/G Steam | 0.024053 | 0.024053 |  | 1.368%
Waterford 1 & 2 | Louisiana | X | X | X | 8056 | 1 | 3450 | O/G Steam |  |  |  | Dry bottom wall-fired boiler |  |  |  | 411 |  |  |  | 41.0733 | [20 empty] | Oil/Gas Steam Under 150 Tons (2019-2021 Average) | 0 | 0 |  | 3.218%
Waterford 1 & 2 | Louisiana | X | X | X | 8056 | 2 | 3451 | O/G Steam | 6 | 2024 | 2025 | Dry bottom wall-fired boiler |  |  |  | 428 | 132.958 | 1826339.186 | 168301.82 | 130.2417 | 132.958 |  | 1826339.186 | 168301.82 | 132.958 |  | 132.958 |  | 132.958 |  | 132.958 |  | 132.958 |  | 132.958 |  | 132.958 |  | 132.958 | 132.958 | Oil/Gas Steam Under 150 Tons (2019-2021 Average) | 0.1456 | 0.1456 |  | 9.177%
Waterford 1 & 2 | Louisiana | X | X | X | 8056 | 4 | 91255 | Combustion Turbine |  |  |  | Combustion turbine |  |  |  |  | 0.929 | 14519.5 | 945.3 | 1.2517 | 0.929 |  | 14519.5 | 945.3 | 0.929 |  | 0.929 |  | 0.929 |  | 0.929 |  | 0.929 |  | 0.929 |  | 0.929 |  | 0.929 | 0.929 | Not Coal Steam or O/G Steam | 0.12797 | 0.12797 |  | 1.101%
Androscoggin Energy | Maine |  |  |  | 55031 | CT01 | 3820 | Combustion Turbine |  |  |  | Combustion turbine | Y |  |  |  | 8.635 | 1256991.223 | 99063 | 6.6653 | 8.635 |  | 1256991.223 | 99063 | 8.635 |  | 8.635 |  | 8.635 |  | 8.635 |  | 8.635 |  | 8.635 |  | 8.635 |  | 8.635 | 8.635 | Not Coal Steam or O/G Steam | 0.013739 | 0.013739 |  | 24.57%
Androscoggin Energy | Maine |  |  |  | 55031 | CT02 | 3821 | Combustion Turbine |  |  |  | Combustion turbine | Y |  |  |  | 4.4 | 603175.976 | 47415.9 | 4.5633 | 4.4 |  | 603175.976 | 47415.9 | 4.4 |  | 4.4 |  | 4.4 |  | 4.4 |  | 4.4 |  | 4.4 |  | 4.4 |  | 4.4 | 4.4 | Not Coal Steam or O/G Steam | 0.014589 | 0.014589 |  | 18.01%
Androscoggin Energy | Maine |  |  |  | 55031 | CT03 | 3822 | Combustion Turbine |  |  |  | Combustion turbine | Y |  |  |  | 1.516 | 187756.987 | 15212 | 2.0163 | 1.516 |  | 187756.987 | 15212 | 1.516 |  | 1.516 |  | 1.516 |  | 1.516 |  | 1.516 |  | 1.516 |  | 1.516 |  | 1.516 | 1.516 | Not Coal Steam or O/G Steam | 0.016149 | 0.016149 |  | 6.838%
Bucksport Generation LLC | Maine |  |  |  | 50243 | GEN4 | 4072 | Combustion Turbine |  |  |  | Combined cycle |  |  |  |  | 4.099 | 68357.2 | 5517.75 | 2.5507 | 4.099 |  | 68357.2 | 5517.75 | 4.099 |  | 4.099 |  | 4.099 |  | 4.099 |  | 4.099 |  | 4.099 |  | 4.099 |  | 4.099 | 4.099 | Not Coal Steam or O/G Steam | 0.11993 | 0.11993 |  | 0.5496%
Maine Independence Station | Maine |  |  |  | 55068 | 1 | 3853 | Combined Cycle |  |  |  | Combined cycle | Y |  |  |  | 7.605 | 982236.148 | 84768.86 | 5.848 | 7.605 |  | 982236.148 | 84768.86 | 7.605 |  | 7.605 |  | 7.605 |  | 5.8934 | Optimize SCR | 5.8934 |  | 5.8934 |  | 5.8934 |  | 5.8934 | 5.8934 | Not Coal Steam or O/G Steam | 0.012 | 0.012 |  | 9.115%
Maine Independence Station | Maine |  |  |  | 55068 | 2 | 3854 | Combined Cycle |  |  |  | Combined cycle | Y |  |  |  | 14.637 | 1822105.417 | 157416.5 | 8.6087 | 14.637 |  | 1822105.417 | 157416.5 | 14.637 |  | 14.637 |  | 14.637 |  | 10.9326 | Optimize SCR | 10.9326 |  | 10.9326 |  | 10.9326 |  | 10.9326 | 10.9326 | Not Coal Steam or O/G Steam | 0.012 | 0.012 |  | 13.82%
Rumford Power | Maine |  |  |  | 55100 | 1 | 3893 | Combined Cycle |  |  |  | Combined cycle | Y |  |  |  | 19.221 | 2278429.07 | 312472.77 | 11.422 | 19.221 |  | 2278429.07 | 312472.77 | 19.221 |  | 19.221 |  | 19.221 |  | 13.6706 | Optimize SCR | 13.6706 |  | 13.6706 |  | 13.6706 |  | 13.6706 | 13.6706 | Not Coal Steam or O/G Steam | 0.012 | 0.012 |  | 17%
Westbrook Energy Center | Maine |  |  |  | 55294 | 1 | 4465 | Combined Cycle |  |  |  | Combined cycle | Y |  |  |  | 22.028 | 2646895.623 | 407184.24 | 18.905 | 22.028 |  | 2646895.623 | 407184.24 | 22.028 |  | 22.028 |  | 22.028 |  | 15.8814 | Optimize SCR | 15.8814 |  | 15.8814 |  | 15.8814 |  | 15.8814 | 15.8814 | Not Coal Steam or O/G Steam | 0.012 | 0.012 |  | 14.88%
Westbrook Energy Center | Maine |  |  |  | 55294 | 2 | 4466 | Combined Cycle |  |  |  | Combined cycle | Y |  |  |  | 19.904 | 2515247.248 | 386980.93 | 17.2913 | 19.904 |  | 2515247.248 | 386980.93 | 19.904 |  | 19.904 |  | 19.904 |  | 15.0915 | Optimize SCR | 15.0915 |  | 15.0915 |  | 15.0915 |  | 15.0915 | 15.0915 | Not Coal Steam or O/G Steam | 0.012 | 0.012 |  | 14.6%
William F Wyman | Maine |  |  |  | 1507 | 3 | 1002 | O/G Steam |  |  |  | Tangentially-fired |  |  |  | 111 | 0.803 | 11054.215 | 953.97 | 1.0707 | 0.803 |  | 11054.215 | 953.97 | 0.803 |  | 0.803 |  | 0.803 |  | 0.803 |  | 0.803 |  | 0.803 |  | 0.803 |  | 0.803 | 0.803 | Oil/Gas Steam Under 150 Tons (2019-2021 Average) | 0.14528 | 0.14528 |  | 0.3183%
William F Wyman | Maine |  |  |  | 1507 | 4 | 1003 | O/G Steam |  |  |  | Dry bottom wall-fired boiler |  |  |  | 602 | 4.701 | 63934.688 | 7829.85 | 5.4137 | 4.701 |  | 63934.688 | 7829.85 | 4.701 |  | 4.701 |  | 4.701 |  | 4.701 |  | 4.701 |  | 4.701 |  | 4.701 |  | 4.701 | 4.701 | Oil/Gas Steam Under 150 Tons (2019-2021 Average) | 0.14706 | 0.14706 |  | 0.2777%
AES Warrior Run | Maryland | X | X | X | 10678 | 001 | 3575 | Coal Steam |  |  |  | Circulating fluidized bed boiler |  | Y |  | 180 | 249.947 | 6816078.743 | 561196.13 | 187.8427 | 249.947 |  | 6816078.743 | 561196.13 | 249.947 |  | 249.947 |  | 249.947 |  | 249.947 |  | 249.947 |  | 242.1412 | Y | 242.1412 |  | 242.1412 | 242.1412 | Coal Steam, Circulating fluidized bed, Under 0.08 | 0.07105 | 0.07105 |  | 68.85%
Brandon Shores | Maryland | X | X | X | 602 | 1 | 395 | Coal Steam |  |  |  | Dry bottom wall-fired boiler | Y |  |  | 635 | 319.411 | 9169019.259 | 908867.5 | 241.893 | 319.411 |  | 9169019.259 | 908867.5 | 319.411 |  | 319.411 |  | 319.411 |  | 319.411 |  | 319.411 |  | 319.411 |  | 319.411 |  | 319.411 | 319.411 | Existing SCR | 0.069672 | 0.069672 |  | 23.71%
Brandon Shores | Maryland | X | X | X | 602 | 2 | 396 | Coal Steam |  |  |  | Dry bottom wall-fired boiler | Y |  |  | 638 | 276.795 | 7516623.589 | 802268.39 | 244.494 | 276.795 |  | 7516623.589 | 802268.39 | 276.795 |  | 276.795 |  | 276.795 |  | 276.795 |  | 276.795 |  | 276.795 |  | 276.795 |  | 276.795 | 276.795 | Existing SCR | 0.073649 | 0.073649 |  | 24.02%
Brandywine Power Facility | Maryland | X | X | X | 54832 | 1 | 3806 | Combined Cycle |  |  |  | Combined cycle |  |  |  |  | 18.958 | 1278239.254 | 150706.19 | 18.8907 | 18.958 |  | 1278239.254 | 150706.19 | 18.958 |  | 18.958 |  | 18.958 |  | 18.958 |  | 18.958 |  | 18.958 |  | 18.958 |  | 18.958 | 18.958 | Not Coal Steam or O/G Steam | 0.029663 | 0.029663 |  | 31.17%
Brandywine Power Facility | Maryland | X | X | X | 54832 | 2 | 3807 | Combined Cycle |  |  |  | Combined cycle |  |  |  |  | 18.609 | 1263329.13 | 152985.41 | 19.1593 | 18.609 |  | 1263329.13 | 152985.41 | 18.609 |  | 18.609 |  | 18.609 |  | 18.609 |  | 18.609 |  | 18.609 |  | 18.609 |  | 18.609 | 18.609 | Not Coal Steam or O/G Steam | 0.02946 | 0.02946 |  | 30.38%
CPV St. Charles Energy Center | Maryland | X | X | X | 56846 | GT1 | 91104 | Combined Cycle |  |  |  | Combined cycle | Y |  |  |  | 13.234 | 5247106.074 | 621897.44 | 13.3853 | 13.234 |  | 5247106.074 | 621897.44 | 13.234 |  | 13.234 |  | 13.234 |  | 13.234 |  | 13.234 |  | 13.234 |  | 13.234 |  | 13.234 | 13.234 | Not Coal Steam or O/G Steam | 0.0050443 | 0.0050443 |  | 54.93%
CPV St. Charles Energy Center | Maryland | X | X | X | 56846 | GT2 | 91105 | Combined Cycle |  |  |  | Combined cycle | Y |  |  |  | 12.244 | 5333270.9 | 639040.1 | 12.2273 | 12.244 |  | 5333270.9 | 639040.1 | 12.244 |  | 12.244 |  | 12.244 |  | 12.244 |  | 12.244 |  | 12.244 |  | 12.244 |  | 12.244 | 12.244 | Not Coal Steam or O/G Steam | 0.0045916 | 0.0045916 |  | 52.53%
Chalk Point | Maryland | X | X | X | 1571 | **GT3 | 1046 | Combustion Turbine |  |  |  | Combustion turbine |  |  |  |  | 0.844 | 16672.2 | 1072.73 | 0.79067 | 0.844 |  | 16672.2 | 1072.73 | 0.844 |  | 0.844 |  | 0.844 |  | 0.844 |  | 0.844 |  | 0.844 |  | 0.844 |  | 0.844 | 0.844 | Not Coal Steam or O/G Steam | 0.10125 | 0.10125 |  | 0.3756%
Chalk Point | Maryland | X | X | X | 1571 | **GT4 | 1047 | Combustion Turbine |  |  |  | Combustion turbine |  |  |  |  | 0.912 | 15476.9 | 1243.67 | 0.73433 | 0.912 |  | 15476.9 | 1243.67 | 0.912 |  | 0.912 |  | 0.912 |  | 0.912 |  | 0.912 |  | 0.912 |  | 0.912 |  | 0.912 | 0.912 | Not Coal Steam or O/G Steam | 0.11785 | 0.11785 |  | 0.3424%
Chalk Point | Maryland | X | X | X | 1571 | **GT5 | 1048 | Combustion Turbine |  |  |  | Combustion turbine |  |  |  |  | 2.362 | 28633.2 | 1637.05 | 1.67 | 2.362 |  | 28633.2 | 1637.05 | 2.362 |  | 2.362 |  | 2.362 |  | 2.362 |  | 2.362 |  | 2.362 |  | 2.362 |  | 2.362 | 2.362 | Not Coal Steam or O/G Steam | 0.16498 | 0.16498 |  | 0.2832%
Chalk Point | Maryland | X | X | X | 1571 | **GT6 | 1049 | Combustion Turbine |  |  |  | Combustion turbine |  |  |  |  | 1.86 | 23893.5 | 1872.75 | 3.067 | 1.86 |  | 23893.5 | 1872.75 | 1.86 |  | 1.86 |  | 1.86 |  | 1.86 |  | 1.86 |  | 1.86 |  | 1.86 |  | 1.86 | 1.86 | Not Coal Steam or O/G Steam | 0.15569 | 0.15569 |  | 0.4424%
Chalk Point | Maryland | X | X | X | 1571 | 1 | 1050 | Coal Steam | 6 | 2021 | 2023 | Dry bottom wall-fired boiler | Y |  | Y | 331 | 20.275 | 882648.649 | 71685.75 | 66.699 | 0 | Y | 0 | 0 | 0 |  | 0 |  | 0 |  | 0 | Common Stack SCR | 0 |  | 0 |  | 0 |  | 0 | 0 | Retired | 0 | 0 |  | 8.931%
Chalk Point | Maryland | X | X | X | 1571 | 2 | 1051 | Coal Steam | 6 | 2021 | 2023 | Dry bottom wall-fired boiler |  | Y | Y | 336 | 1.052 | 18978.835 | 1542.25 | 49.159 | 0 | Y | 0 | 0 | 0 |  | 0 |  | 0 |  | 0 |  | 0 |  | 0 |  | 0 |  | 0 | 0 | Retired | 0 | 0 |  | 3.075%
Chalk Point | Maryland | X | X | X | 1571 | 3 | 1052 | O/G Steam |  |  |  | Tangentially-fired |  |  |  | 582 | 28.685 | 634760.004 | 53893.11 | 38.277 | 28.685 |  | 634760.004 | 53893.11 | 28.685 |  | 28.685 |  | 28.685 |  | 28.685 |  | 28.685 |  | 28.685 |  | 28.685 |  | 28.685 | 28.685 | Oil/Gas Steam Under 150 Tons (2019-2021 Average) | 0.090381 | 0.090381 |  | 2.62%
Chalk Point | Maryland | X | X | X | 1571 | 4 | 1053 | O/G Steam |  |  |  | Tangentially-fired |  |  |  | 582 | 20.33 | 388759.538 | 32816.78 | 41.0997 | 20.33 |  | 388759.538 | 32816.78 | 20.33 |  | 20.33 |  | 20.33 |  | 20.33 |  | 20.33 |  | 20.33 |  | 20.33 |  | 20.33 | 20.33 | Oil/Gas Steam Under 150 Tons (2019-2021 Average) | 0.10459 | 0.10459 |  | 2.124%
Chalk Point | Maryland | X | X | X | 1571 | GT2 | 1055 | Combustion Turbine |  |  |  | Combustion turbine |  |  |  |  | 2.225 | 3707.9 | 176.93 | 1.0047 | 2.225 |  | 3707.9 | 176.93 | 2.225 |  | 2.225 |  | 2.225 |  | 2.225 |  | 2.225 |  | 2.225 |  | 2.225 |  | 2.225 | 2.225 | Not Coal Steam or O/G Steam | 1.2001 | 1.2001 |  | 0.1086%
Chalk Point | Maryland | X | X | X | 1571 | SMECO | 1056 | Combustion Turbine |  |  |  | Combustion turbine |  |  |  |  | 0.837 | 19292.9 | 936.17 | 0.527 | 0.837 |  | 19292.9 | 936.17 | 0.837 |  | 0.837 |  | 0.837 |  | 0.837 |  | 0.837 |  | 0.837 |  | 0.837 |  | 0.837 | 0.837 | Not Coal Steam or O/G Steam | 0.086768 | 0.086768 |  | 0.3388%
Dickerson | Maryland | X | X | X | 1572 | GT2 | 1061 | Combustion Turbine |  |  |  | Combustion turbine |  |  |  |  | 24.949 | 463466.94 | 37091.2 | 20.7257 | 24.949 |  | 463466.94 | 37091.2 | 24.949 |  | 24.949 |  | 24.949 |  | 24.949 |  | 24.949 |  | 24.949 |  | 24.949 |  | 24.949 | 24.949 | Not Coal Steam or O/G Steam | 0.10766 | 0.10766 |  | 5.152%
Dickerson | Maryland | X | X | X | 1572 | GT3 | 1062 | Combustion Turbine |  |  |  | Combustion turbine |  |  |  |  | 19.019 | 466444.834 | 37813.89 | 14.7 | 19.019 |  | 466444.834 | 37813.89 | 19.019 |  | 19.019 |  | 19.019 |  | 19.019 |  | 19.019 |  | 19.019 |  | 19.019 |  | 19.019 | 19.019 | Not Coal Steam or O/G Steam | 0.081549 | 0.081549 |  | 5.187%
Herbert A Wagner | Maryland | X | X | X | 1554 | 1 | 1007 | O/G Steam |  |  |  | Dry bottom wall-fired boiler |  | Y |  | 126 | 1.626 | 50850.912 | 1023.94 | 4.7127 | 1.626 |  | 50850.912 | 1023.94 | 1.626 |  | 1.626 |  | 1.626 |  | 1.626 |  | 1.626 |  | 1.626 |  | 1.626 |  | 1.626 | 1.626 | Oil/Gas Steam Under 150 Tons (2019-2021 Average) | 0.063952 | 0.063952 |  | 1.728%
Herbert A Wagner | Maryland | X | X | X | 1554 | 2 | 1008 | O/G Steam |  |  |  | Dry bottom wall-fired boiler |  | Y |  | 135 | 0.072 | 6965.422 | 0 | 2.4867 | 0.072 |  | 6965.422 | 0 | 0.072 |  | 0.072 |  | 0.072 |  | 0.072 |  | 0.072 |  | 0.072 |  | 0.072 |  | 0.072 | 0.072 | Oil/Gas Steam Under 150 Tons (2019-2021 Average) | 0.020674 | 0.020674 |  | 0.3317%
Herbert A Wagner | Maryland | X | X | X | 1554 | 3 | 1009 | Coal Steam |  |  |  | Dry bottom wall-fired boiler | Y |  |  | 305 | 30.043 | 796615.759 | 72957.71 | 26.0003 | 30.043 |  | 796615.759 | 72957.71 | 30.043 |  | 30.043 |  | 30.043 |  | 30.043 |  | 30.043 |  | 30.043 |  | 30.043 |  | 30.043 | 30.043 | Existing SCR | 0.075427 | 0.075427 |  | 7.428%
Herbert A Wagner | Maryland | X | X | X | 1554 | 4 | 1010 | O/G Steam |  |  |  | Dry bottom wall-fired boiler |  |  |  | 397 | 13.429 | 148169.245 | 9264.53 | 9.968 | 13.429 |  | 148169.245 | 9264.53 | 13.429 |  | 13.429 |  | 13.429 |  | 13.429 |  | 13.429 |  | 13.429 |  | 13.429 |  | 13.429 | 13.429 | Oil/Gas Steam Under 150 Tons (2019-2021 Average) | 0.18127 | 0.18127 |  | 0.6114%
Keys Energy Center | Maryland | X | X | X | 60302 | 11 | 91141 | Combined Cycle |  |  |  | Combined cycle | Y |  |  |  | 22.882 | 8086534.78 | 1105707.3 | 22.1193 | 22.882 |  | 8086534.78 | 1105707.3 | 22.882 |  | 22.882 |  | 22.882 |  | 22.882 |  | 22.882 |  | 22.882 |  | 22.882 |  | 22.882 | 22.882 | Not Coal Steam or O/G Steam | 0.0056593 | 0.0056593 |  | 68.87%
Keys Energy Center | Maryland | X | X | X | 60302 | 12 | 91142 | Combined Cycle |  |  |  | Combined cycle | Y |  |  |  | 22.742 | 8033704.65 | 1103846.4 | 22.4007 | 22.742 |  | 8033704.65 | 1103846.4 | 22.742 |  | 22.742 |  | 22.742 |  | 22.742 |  | 22.742 |  | 22.742 |  | 22.742 |  | 22.742 | 22.742 | Not Coal Steam or O/G Steam | 0.0056616 | 0.0056616 |  | 70.09%
Morgantown | Maryland | X | X | X | 1573 | 1 | 1065 | Coal Steam | 6 | 2022 | 2023 | Tangentially-fired | Y |  |  | 596 | 113.624 | 5320108.076 | 525491.29 | 113.914 | 0 | Y | 0 | 0 | 0 |  | 0 |  | 0 |  | 0 |  | 0 |  | 0 |  | 0 |  | 0 | 0 | Retired | 0 | 0 |  | 21.52%
Morgantown | Maryland | X | X | X | 1573 | 2 | 1066 | Coal Steam | 6 | 2022 | 2023 | Tangentially-fired | Y |  |  | 609 | 78.788 | 3273370.697 | 334632.59 | 107.3453 | 0 | Y | 0 | 0 | 0 |  | 0 |  | 0 |  | 0 |  | 0 |  | 0 |  | 0 |  | 0 | 0 | Retired | 0 | 0 |  | 20.15%
Morgantown | Maryland | X | X | X | 1573 | GT3 | 1069 | Combustion Turbine |  |  |  | Combustion turbine |  |  |  |  | 0.549 | 2024 | 129.3 | 1.4083 | 0.549 |  | 2024 | 129.3 | 0.549 |  | 0.549 |  | 0.549 |  | 0.549 |  | 0.549 |  | 0.549 |  | 0.549 |  | 0.549 | 0.549 | Not Coal Steam or O/G Steam | 0.54249 | 0.54249 |  | 0.2007%
Morgantown | Maryland | X | X | X | 1573 | GT4 | 1070 | Combustion Turbine |  |  |  | Combustion turbine |  |  |  |  | 0.329 | 1214 | 87.25 | 1.069 | 0.329 |  | 1214 | 87.25 | 0.329 |  | 0.329 |  | 0.329 |  | 0.329 |  | 0.329 |  | 0.329 |  | 0.329 |  | 0.329 | 0.329 | Not Coal Steam or O/G Steam | 0.54201 | 0.54201 |  | 0.1557%
Morgantown | Maryland | X | X | X | 1573 | GT5 | 1071 | Combustion Turbine |  |  |  | Combustion turbine |  |  |  |  | 0.345 | 1271.9 | 94.45 | 0.90767 | 0.345 |  | 1271.9 | 94.45 | 0.345 |  | 0.345 |  | 0.345 |  | 0.345 |  | 0.345 |  | 0.345 |  | 0.345 |  | 0.345 | 0.345 | Not Coal Steam or O/G Steam | 0.5425 | 0.5425 |  | 0.1361%
Morgantown | Maryland | X | X | X | 1573 | GT6 | 1072 | Combustion Turbine |  |  |  | Combustion turbine |  |  |  |  | 0.392 | 1445 | 10.47 | 1.231 | 0.392 |  | 1445 | 10.47 | 0.392 |  | 0.392 |  | 0.392 |  | 0.392 |  | 0.392 |  | 0.392 |  | 0.392 |  | 0.392 | 0.392 | Not Coal Steam or O/G Steam | 0.54256 | 0.54256 |  | 0.1891%
Perryman | Maryland | X | X | X | 1556 | **51 | 1019 | Combustion Turbine |  |  |  | Combustion turbine |  |  |  |  | 12.98 | 487555.45 | 42054.22 | 16.7567 | 12.98 |  | 487555.45 | 42054.22 | 12.98 |  | 12.98 |  | 12.98 |  | 12.98 |  | 12.98 |  | 12.98 |  | 12.98 |  | 12.98 | 12.98 | Not Coal Steam or O/G Steam | 0.053245 | 0.053245 |  | 9.207%
Perryman | Maryland | X | X | X | 1556 | 6-1 | 90366 | Combustion Turbine |  |  |  | Combustion turbine | Y |  | Y |  | 1.38 | 286499.718 | 28785.22 | 1.9957 | 1.38 |  | 286499.718 | 28785.22 | 1.38 |  | 1.38 |  | 1.38 |  | 1.38 |  | 1.38 |  | 1.38 |  | 1.38 |  | 1.38 | 1.38 | Not Coal Steam or O/G Steam | 0.0096335 | 0.0096335 |  | 16.73%
Perryman | Maryland | X | X | X | 1556 | 6-2 | 90367 | Combustion Turbine |  |  |  | Combustion turbine | Y |  | Y |  | 1.689 | 387529.541 | 38895.81 | 2.063 | 1.689 |  | 387529.541 | 38895.81 | 1.689 |  | 1.689 |  | 1.689 |  | 1.689 |  | 1.689 |  | 1.689 |  | 1.689 |  | 1.689 | 1.689 | Not Coal Steam or O/G Steam | 0.0087168 | 0.0087168 |  | 17.9%
Perryman | Maryland | X | X | X | 1556 | CT1 | 1023 | Combustion Turbine |  |  |  | Combustion turbine |  |  |  |  | 4.417 | 13628.354 | 839.6 | 6.746 | 4.417 |  | 13628.354 | 839.6 | 4.417 |  | 4.417 |  | 4.417 |  | 4.417 |  | 4.417 |  | 4.417 |  | 4.417 |  | 4.417 | 4.417 | Not Coal Steam or O/G Steam | 0.64821 | 0.64821 |  | 0.6989%
Perryman | Maryland | X | X | X | 1556 | CT3 | 1025 | Combustion Turbine |  |  |  | Combustion turbine |  |  |  |  | 4.476 | 15141.589 | 880.83 | 6.136 | 4.476 |  | 15141.589 | 880.83 | 4.476 |  | 4.476 |  | 4.476 |  | 4.476 |  | 4.476 |  | 4.476 |  | 4.476 |  | 4.476 | 4.476 | Not Coal Steam or O/G Steam | 0.59122 | 0.59122 |  | 0.5791%
Perryman | Maryland | X | X | X | 1556 | CT4 | 1026 | Combustion Turbine |  |  |  | Combustion turbine |  |  |  |  | 3.446 | 12435.475 | 763.17 | 5.029 | 3.446 |  | 12435.475 | 763.17 | 3.446 |  | 3.446 |  | 3.446 |  | 3.446 |  | 3.446 |  | 3.446 |  | 3.446 |  | 3.446 | 3.446 | Not Coal Steam or O/G Steam | 0.55422 | 0.55422 |  | 0.503%
Rock Springs Generating Facility | Maryland | X | X | X | 7835 | 1 | 3264 | Combustion Turbine |  |  |  | Combustion turbine |  |  |  |  | 8.774 | 542354.27 | 52140.96 | 6.3153 | 8.774 |  | 542354.27 | 52140.96 | 8.774 |  | 8.774 |  | 8.774 |  | 8.774 |  | 8.774 |  | 8.774 |  | 8.774 |  | 8.774 | 8.774 | Not Coal Steam or O/G Steam | 0.032355 | 0.032355 |  | 5.402%
Rock Springs Generating Facility | Maryland | X | X | X | 7835 | 2 | 3265 | Combustion Turbine |  |  |  | Combustion turbine |  |  |  |  | 9.896 | 597986.168 | 57432.25 | 6.2147 | 9.896 |  | 597986.168 | 57432.25 | 9.896 |  | 9.896 |  | 9.896 |  | 9.896 |  | 9.896 |  | 9.896 |  | 9.896 |  | 9.896 | 9.896 | Not Coal Steam or O/G Steam | 0.033098 | 0.033098 |  | 5.054%
Rock Springs Generating Facility | Maryland | X | X | X | 7835 | 3 | 3266 | Combustion Turbine |  |  |  | Combustion turbine |  |  |  |  | 7.639 | 431152.254 | 41163.33 | 7.162 | 7.639 |  | 431152.254 | 41163.33 | 7.639 |  | 7.639 |  | 7.639 |  | 7.639 |  | 7.639 |  | 7.639 |  | 7.639 |  | 7.639 | 7.639 | Not Coal Steam or O/G Steam | 0.035435 | 0.035435 |  | 5.858%
Rock Springs Generating Facility | Maryland | X | X | X | 7835 | 4 | 3267 | Combustion Turbine |  |  |  | Combustion turbine |  |  |  |  | 11.062 | 679367.884 | 64985.77 | 8.448 | 11.062 |  | 679367.884 | 64985.77 | 11.062 |  | 11.062 |  | 11.062 |  | 11.062 |  | 11.062 |  | 11.062 |  | 11.062 |  | 11.062 | 11.062 | Not Coal Steam or O/G Steam | 0.032566 | 0.032566 |  | 6.917%
Vienna | Maryland | X | X | X | 1564 | 8 | 1043 | O/G Steam |  |  |  | Tangentially-fired |  |  |  | 153 | 6.233 | 42294.574 | 2229.77 | 5.3743 | 6.233 |  | 42294.574 | 2229.77 | 6.233 |  | 6.233 |  | 6.233 |  | 6.233 |  | 6.233 |  | 6.233 |  | 6.233 |  | 6.233 | 6.233 | Oil/Gas Steam Under 150 Tons (2019-2021 Average) | 0.29474 | 0.29474 |  | 0.4467%
Wildcat Point Generation Facility | Maryland | X | X | X | 59220 | CT1 | 90940 | Combined Cycle |  |  |  | Combined cycle | Y |  |  |  | 19.588 | 5737918.059 | 851490.95 | 17.3523 | 19.588 |  | 5737918.059 | 851490.95 | 19.588 |  | 19.588 |  | 19.588 |  | 19.588 |  | 19.588 |  | 19.588 |  | 19.588 |  | 19.588 | 19.588 | Not Coal Steam or O/G Steam | 0.0068276 | 0.0068276 |  | 33.33%
Wildcat Point Generation Facility | Maryland | X | X | X | 59220 | CT2 | 90941 | Combined Cycle |  |  |  | Combined cycle | Y |  |  |  | 19.07 | 5677573.144 | 832504.19 | 18.3787 | 19.07 |  | 5677573.144 | 832504.19 | 19.07 |  | 19.07 |  | 19.07 |  | 19.07 |  | 19.07 |  | 19.07 |  | 19.07 |  | 19.07 | 19.07 | Not Coal Steam or O/G Steam | 0.0067177 | 0.0067177 |  | 35.13%
Bellingham | Massachusetts |  |  |  | 10307 | 1 | 3537 | Combined Cycle |  |  |  | Combined cycle |  |  |  |  | 14.146 | 370786.731 | 32147.78 | 9.3843 | 14.146 |  | 370786.731 | 32147.78 | 14.146 |  | 14.146 |  | 14.146 |  | 14.146 |  | 14.146 |  | 14.146 |  | 14.146 |  | 14.146 | 14.146 | Not Coal Steam or O/G Steam | 0.076303 | 0.076303 |  | 4.561%
Bellingham | Massachusetts |  |  |  | 10307 | 2 | 3538 | Combined Cycle |  |  |  | Combined cycle |  |  |  |  | 20.631 | 504146.619 | 42765.77 | 13.9403 | 20.631 |  | 504146.619 | 42765.77 | 20.631 |  | 20.631 |  | 20.631 |  | 20.631 |  | 20.631 |  | 20.631 |  | 20.631 |  | 20.631 | 20.631 | Not Coal Steam or O/G Steam | 0.081845 | 0.081845 |  | 6.163%
Bellingham Power Generation LLC | Massachusetts |  |  |  | 55211 | 1 | 4145 | Combined Cycle |  |  |  | Combined cycle | Y |  |  |  | 14.295 | 4227245.498 | 360760.17 | 15.3857 | 14.295 |  | 4227245.498 | 360760.17 | 14.295 |  | 14.295 |  | 14.295 |  | 14.295 |  | 14.295 |  | 14.295 |  | 14.295 |  | 14.295 | 14.295 | Not Coal Steam or O/G Steam | 0.0067633 | 0.0067633 |  | 40.5%
Bellingham Power Generation LLC | Massachusetts |  |  |  | 55211 | 2 | 4146 | Combined Cycle |  |  |  | Combined cycle | Y |  |  |  | 13.443 | 3941642.451 | 354737.75 | 15.9653 | 13.443 |  | 3941642.451 | 354737.75 | 13.443 |  | 13.443 |  | 13.443 |  | 13.443 |  | 13.443 |  | 13.443 |  | 13.443 |  | 13.443 | 13.443 | Not Coal Steam or O/G Steam | 0.006821 | 0.006821 |  | 37.78%
Berkshire Power | Massachusetts |  |  |  | 55041 | 1 | 3827 | Combined Cycle |  |  |  | Combined cycle | Y |  |  |  | 16.963 | 3293028.439 | 463669.49 | 14.9443 | 16.963 |  | 3293028.439 | 463669.49 | 16.963 |  | 16.963 |  | 16.963 |  | 16.963 |  | 16.963 |  | 16.963 |  | 16.963 |  | 16.963 | 16.963 | Not Coal Steam or O/G Steam | 0.010302 | 0.010302 |  | 34.78%
Blackstone Power Generation LLC | Massachusetts |  |  |  | 55212 | 1 | 4147 | Combined Cycle |  |  |  | Combined cycle | Y |  |  |  | 14.21 | 3808152.999 | 334855.04 | 13.816 | 14.21 |  | 3808152.999 | 334855.04 | 14.21 |  | 14.21 |  | 14.21 |  | 14.21 |  | 14.21 |  | 14.21 |  | 14.21 |  | 14.21 | 14.21 | Not Coal Steam or O/G Steam | 0.0074629 | 0.0074629 |  | 37.47%
Blackstone Power Generation LLC | Massachusetts |  |  |  | 55212 | 2 | 4148 | Combined Cycle |  |  |  | Combined cycle | Y |  |  |  | 13.504 | 4126548.471 | 378436.23 | 13.4123 | 13.504 |  | 4126548.471 | 378436.23 | 13.504 |  | 13.504 |  | 13.504 |  | 13.504 |  | 13.504 |  | 13.504 |  | 13.504 |  | 13.504 | 13.504 | Not Coal Steam or O/G Steam | 0.0065449 | 0.0065449 |  | 38.32%
Canal Station | Massachusetts |  |  |  | 1599 | 1 | 1102 | O/G Steam |  |  |  | Dry bottom wall-fired boiler | Y |  |  | 560 | 1.551 | 43059.128 | 4687 | 2.3157 | 1.551 |  | 43059.128 | 4687 | 1.551 |  | 1.551 |  | 1.551 |  | 0.64589 | Optimize SCR | 0.64589 |  | 0.64589 |  | 0.64589 |  | 0.64589 | 0.64589 | Existing SCR | 0.03 | 0.03 |  | 0.283%
Canal Station | Massachusetts |  |  |  | 1599 | 2 | 1103 | O/G Steam |  |  |  | Dry bottom wall-fired boiler |  | Y |  | 553 | 13.545 | 287389.929 | 28532.56 | 8.7733 | 13.545 |  | 287389.929 | 28532.56 | 13.545 |  | 13.545 |  | 13.545 |  | 13.545 |  | 13.545 |  | 13.545 |  | 13.545 |  | 13.545 | 13.545 | Oil/Gas Steam Under 150 Tons (2019-2021 Average) | 0.094262 | 0.094262 |  | 0.7313%
Canal Station | Massachusetts |  |  |  | 1599 | 3 | 88425 | Combustion Turbine |  |  |  | Combustion turbine | Y |  |  |  | 5.308 | 1398038.288 | 143575.03 | 5.6647 | 5.308 |  | 1398038.288 | 143575.03 | 5.308 |  | 5.308 |  | 5.308 |  | 5.308 |  | 5.308 |  | 5.308 |  | 5.308 |  | 5.308 | 5.308 | Not Coal Steam or O/G Steam | 0.0075935 | 0.0075935 |  | 9.941%
Cleary Flood | Massachusetts |  |  |  | 1682 | 9 | 1143 | Combined Cycle |  |  |  | Other boiler |  |  |  |  | 4.376 | 65865.118 | 5486 | 17.1677 | 4.376 |  | 65865.118 | 5486 | 4.376 |  | 4.376 |  | 4.376 |  | 4.376 |  | 4.376 |  | 4.376 |  | 4.376 |  | 4.376 | 4.376 | Not Coal Steam or O/G Steam | 0.13288 | 0.13288 |  | 4.512%
Dartmouth Power | Massachusetts |  |  |  | 52026 | 1 | 3713 | Combined Cycle |  |  |  | Combined cycle | Y |  |  |  | 3.19 | 212545.206 | 26161.2 | 3.5713 | 3.19 |  | 212545.206 | 26161.2 | 3.19 |  | 3.19 |  | 3.19 |  | 1.2753 | Optimize SCR | 1.2753 |  | 1.2753 |  | 1.2753 |  | 1.2753 | 1.2753 | Not Coal Steam or O/G Steam | 0.012 | 0.012 |  | 10.05%
Dighton | Massachusetts |  |  |  | 55026 | 1 | 3818 | Combined Cycle |  |  |  | Combined cycle | Y |  |  |  | 12.066 | 1720227.539 | 222073.61 | 10.344 | 12.066 |  | 1720227.539 | 222073.61 | 12.066 |  | 12.066 |  | 12.066 |  | 10.3214 | Optimize SCR | 10.3214 |  | 10.3214 |  | 10.3214 |  | 10.3214 | 10.3214 | Not Coal Steam or O/G Steam | 0.012 | 0.012 |  | 24.64%
Exelon West Medway II | Massachusetts |  |  |  | 59882 | J4 | 91232 | Combustion Turbine |  |  |  | Combustion turbine | Y |  |  |  | 2.545 | 588115.731 | 64793.81 | 1.7797 | 2.545 |  | 588115.731 | 64793.81 | 2.545 |  | 2.545 |  | 2.545 |  | 2.545 |  | 2.545 |  | 2.545 |  | 2.545 |  | 2.545 | 2.545 | Not Coal Steam or O/G Steam | 0.0086548 | 0.0086548 |  | 10.86%
Exelon West Medway II | Massachusetts |  |  |  | 59882 | J5 | 91233 | Combustion Turbine |  |  |  | Combustion turbine | Y |  |  |  | 2.444 | 564612.214 | 60698.98 | 1.7513 | 2.444 |  | 564612.214 | 60698.98 | 2.444 |  | 2.444 |  | 2.444 |  | 2.444 |  | 2.444 |  | 2.444 |  | 2.444 |  | 2.444 | 2.444 | Not Coal Steam or O/G Steam | 0.0086573 | 0.0086573 |  | 10.52%
Fore River Energy Center | Massachusetts |  |  |  | 55317 | 11 | 4488 | Combined Cycle |  |  |  | Combined cycle | Y |  |  |  | 20.502 | 6039363.882 | 858865.7 | 21.872 | 20.502 |  | 6039363.882 | 858865.7 | 20.502 |  | 20.502 |  | 20.502 |  | 20.502 |  | 20.502 |  | 20.502 |  | 20.502 |  | 20.502 | 20.502 | Not Coal Steam or O/G Steam | 0.0067895 | 0.0067895 |  | 62.5%
Fore River Energy Center | Massachusetts |  |  |  | 55317 | 12 | 4489 | Combined Cycle |  |  |  | Combined cycle | Y |  |  |  | 21.611 | 6536891.573 | 870922.52 | 22.1017 | 21.611 |  | 6536891.573 | 870922.52 | 21.611 |  | 21.611 |  | 21.611 |  | 21.611 |  | 21.611 |  | 21.611 |  | 21.611 |  | 21.611 | 21.611 | Not Coal Steam or O/G Steam | 0.006612 | 0.006612 |  | 56.24%
Kendall Green Energy LLC | Massachusetts |  |  |  | 1595 | 2 | 1097 | O/G Steam |  |  | 2023 | Dry bottom wall-fired boiler |  |  |  |  | 0.543 | 15698.94 |  | 1.1227 | 0 | Y | 0 | 0 | 0 |  | 0 |  | 0 |  | 0 |  | 0 |  | 0 |  | 0 |  | 0 | 0 | Retired | 0 | 0 |  | 1.807%
Kendall Green Energy LLC | Massachusetts |  |  |  | 1595 | 3 | 1098 | Combined Cycle |  |  |  | Dry bottom wall-fired boiler | Y |  |  |  | 5.031 | 115957.861 |  | 3.8773 | 5.031 |  | 115957.861 |  | 5.031 |  | 5.031 |  | 5.031 |  | 0.69575 | Optimize SCR | 0.69575 |  | 0.69575 |  | 0.69575 |  | 0.69575 | 0.69575 | Not Coal Steam or O/G Steam | 0.012 | 0.012 |  | 6.139%
Kendall Green Energy LLC | Massachusetts |  |  |  | 1595 | 4 | 1099 | Combined Cycle |  |  |  | Combined cycle | Y |  |  |  | 14.781 | 4349378.426 | 644317.49 | 15.2317 | 14.781 |  | 4349378.426 | 644317.49 | 14.781 |  | 14.781 |  | 14.781 |  | 14.781 |  | 14.781 |  | 14.781 |  | 14.781 |  | 14.781 | 14.781 | Not Coal Steam or O/G Steam | 0.0067968 | 0.0067968 |  | 49.71%
MASSPOWER | Massachusetts |  |  |  | 10726 | 1 | 3580 | Combined Cycle |  |  |  | Combined cycle | Y |  |  |  | 12.612 | 756820.25 | 62870.25 | 15.1027 | 12.612 |  | 756820.25 | 62870.25 | 12.612 |  | 12.612 |  | 12.612 |  | 4.5409 | Optimize SCR | 4.5409 |  | 4.5409 |  | 4.5409 |  | 4.5409 | 4.5409 | Not Coal Steam or O/G Steam | 0.012 | 0.012 |  | 19.67%
MASSPOWER | Massachusetts |  |  |  | 10726 | 2 | 3581 | Combined Cycle |  |  |  | Combined cycle | Y |  |  |  | 11.834 | 712019.175 | 60188.5 | 13.892 | 11.834 |  | 712019.175 | 60188.5 | 11.834 |  | 11.834 |  | 11.834 |  | 4.2721 | Optimize SCR | 4.2721 |  | 4.2721 |  | 4.2721 |  | 4.2721 | 4.2721 | Not Coal Steam or O/G Steam | 0.012 | 0.012 |  | 17.97%
Milford Power, LLC | Massachusetts |  |  |  | 54805 | 1 | 3800 | Combined Cycle |  |  |  | Combined cycle | Y |  |  |  | 11.201 | 1303972.889 | 158655.43 | 14.029 | 11.201 |  | 1303972.889 | 158655.43 | 11.201 |  | 11.201 |  | 11.201 |  | 7.8238 | Optimize SCR | 7.8238 |  | 7.8238 |  | 7.8238 |  | 7.8238 | 7.8238 | Not Coal Steam or O/G Steam | 0.012 | 0.012 |  | 17.8%
Millennium Power | Massachusetts |  |  |  | 55079 | 1 | 3862 | Combined Cycle |  |  |  | Combined cycle | Y |  |  |  | 26.199 | 3965875.415 | 368776.35 | 26.5603 | 26.199 |  | 3965875.415 | 368776.35 | 26.199 |  | 26.199 |  | 26.199 |  | 23.7953 | Optimize SCR | 23.7953 |  | 23.7953 |  | 23.7953 |  | 23.7953 | 23.7953 | Not Coal Steam or O/G Steam | 0.012 | 0.012 |  | 40.93%
Mystic | Massachusetts |  |  |  | 1588 | 7 | 1083 | O/G Steam |  |  | 2023 | Tangentially-fired |  |  |  | 554.85 |  |  |  | 6.6803 | 0 | Y | 0 | 0 | 0 |  | 0 |  | 0 |  | 0 |  | 0 |  | 0 |  | 0 |  | 0 | 0 | Retired | 0 | 0 |  | 0.4039%
Mystic | Massachusetts |  |  |  | 1588 | 81 | 10011 | Combined Cycle |  |  | 2025 | Combined cycle | Y |  |  |  | 2.606 | 424638.13 | 56035.69 | 3.8527 | 2.606 |  | 424638.13 | 56035.69 | 2.606 |  | 2.606 |  | 2.606 |  | 2.5478 | Optimize SCR | 2.5478 |  | 2.5478 |  | 2.5478 |  | 2.5478 | 2.5478 | Not Coal Steam or O/G Steam | 0.012 | 0.012 |  | 7.666%
Mystic | Massachusetts |  |  |  | 1588 | 82 | 10012 | Combined Cycle |  |  | 2025 | Combined cycle | Y |  |  |  | 1.998 | 353515.496 | 47671.88 | 3.9667 | 1.998 |  | 353515.496 | 47671.88 | 1.998 |  | 1.998 |  | 1.998 |  | 1.998 |  | 1.998 |  | 1.998 |  | 1.998 |  | 1.998 | 1.998 | Not Coal Steam or O/G Steam | 0.011304 | 0.011304 |  | 7.112%
Mystic | Massachusetts |  |  |  | 1588 | 93 | 10013 | Combined Cycle |  |  | 2025 | Combined cycle | Y |  |  |  | 2.476 | 507913.274 | 66395.95 | 4.2467 | 2.476 |  | 507913.274 | 66395.95 | 2.476 |  | 2.476 |  | 2.476 |  | 2.476 |  | 2.476 |  | 2.476 |  | 2.476 |  | 2.476 | 2.476 | Not Coal Steam or O/G Steam | 0.0097497 | 0.0097497 |  | 8.716%
Mystic | Massachusetts |  |  |  | 1588 | 94 | 10014 | Combined Cycle |  |  | 2025 | Combined cycle | Y |  |  |  | 2.188 | 464133.269 | 62396.2 | 3.8703 | 2.188 |  | 464133.269 | 62396.2 | 2.188 |  | 2.188 |  | 2.188 |  | 2.188 |  | 2.188 |  | 2.188 |  | 2.188 |  | 2.188 | 2.188 | Not Coal Steam or O/G Steam | 0.0094283 | 0.0094283 |  | 8.498%
Potter | Massachusetts |  |  |  | 1660 | 4 | 90442 | Combustion Turbine |  |  |  | Combustion turbine | Y |  |  |  | 0.272 | 46279.487 | 4752.43 | 0.25433 | 0.272 |  | 46279.487 | 4752.43 | 0.272 |  | 0.272 |  | 0.272 |  | 0.272 |  | 0.272 |  | 0.272 |  | 0.272 |  | 0.272 | 0.272 | Not Coal Steam or O/G Steam | 0.011755 | 0.011755 |  | 2.132%
Potter | Massachusetts |  |  |  | 1660 | 5 | 90443 | Combustion Turbine |  |  |  | Combustion turbine | Y |  |  |  | 0.303 | 44478.796 | 4515.17 | 0.26367 | 0.303 |  | 44478.796 | 4515.17 | 0.303 |  | 0.303 |  | 0.303 |  | 0.303 |  | 0.303 |  | 0.303 |  | 0.303 |  | 0.303 | 0.303 | Not Coal Steam or O/G Steam | 0.013624 | 0.013624 |  | 2.14%
Salem Harbor Station NGCC | Massachusetts |  |  |  | 60903 | 1 | 91204 | Combined Cycle |  |  |  | Combined cycle | Y |  |  |  | 3.6 | 1021373.913 | 141609.2 | 4.086 | 3.6 |  | 1021373.913 | 141609.2 | 3.6 |  | 3.6 |  | 3.6 |  | 3.6 |  | 3.6 |  | 3.6 |  | 3.6 |  | 3.6 | 3.6 | Not Coal Steam or O/G Steam | 0.0070493 | 0.0070493 |  | 12.23%
Salem Harbor Station NGCC | Massachusetts |  |  |  | 60903 | 2 | 91205 | Combined Cycle |  |  |  | Combined cycle | Y |  |  |  | 5.187 | 1408135.34 | 198674.95 | 4.285 | 5.187 |  | 1408135.34 | 198674.95 | 5.187 |  | 5.187 |  | 5.187 |  | 5.187 |  | 5.187 |  | 5.187 |  | 5.187 |  | 5.187 | 5.187 | Not Coal Steam or O/G Steam | 0.0073672 | 0.0073672 |  | 13.35%
Tanner Street Generation, LLC | Massachusetts |  |  |  | 54586 | 2 | 90384 | Combined Cycle |  |  |  | Combined cycle | Y |  |  |  | 1.98 | 175538.199 | 19822.99 | 1.8227 | 1.98 |  | 175538.199 | 19822.99 | 1.98 |  | 1.98 |  | 1.98 |  | 1.0532 | Optimize SCR | 1.0532 |  | 1.0532 |  | 1.0532 |  | 1.0532 | 1.0532 | Not Coal Steam or O/G Steam | 0.012 | 0.012 |  | 5.5%
West Springfield | Massachusetts |  |  |  | 1642 | 3 | 1138 | O/G Steam |  |  | 2023 | Tangentially-fired |  |  |  | 94 |  |  |  | 0.15833 | 0 | Y | 0 | 0 | 0 |  | 0 |  | 0 |  | 0 |  | 0 |  | 0 |  | 0 |  | 0 | 0 | Retired | 0 | 0 |  | 0.09284%
West Springfield | Massachusetts |  |  |  | 1642 | CTG1 | 8310 | Combustion Turbine |  |  | 2026 | Combustion turbine | Y |  |  |  | 0.521 | 5585.046 | 534.8 | 0.24067 | 0.521 |  | 5585.046 | 534.8 | 0.521 |  | 0.521 |  | 0.521 |  | 0.083776 | Optimize SCR | 0.083776 |  | 0.083776 |  | 0.083776 |  | 0.083776 | 0.083776 | Not Coal Steam or O/G Steam | 0.03 | 0.03 |  | 0.2173%
West Springfield | Massachusetts |  |  |  | 1642 | CTG2 | 8312 | Combustion Turbine |  |  | 2026 | Combustion turbine | Y |  |  |  | 0.284 | 5448.459 | 526.01 | 0.15533 | 0.284 |  | 5448.459 | 526.01 | 0.284 |  | 0.284 |  | 0.284 |  | 0.081727 | Optimize SCR | 0.081727 |  | 0.081727 |  | 0.081727 |  | 0.081727 | 0.081727 | Not Coal Steam or O/G Steam | 0.03 | 0.03 |  | 0.1711%
48th Street Peaking Station | Michigan | X | X | X | 7258 | **7 | 3062 | Combustion Turbine |  |  |  | Combustion turbine |  |  |  |  | 1.723 | 32199.651 | 2688.39 | 1.3297 | 1.723 |  | 32199.651 | 2688.39 | 1.723 |  | 1.723 |  | 1.723 |  | 1.723 |  | 1.723 |  | 1.723 |  | 1.723 |  | 1.723 | 1.723 | Not Coal Steam or O/G Steam | 0.10702 | 0.10702 |  | 1.334%
48th Street Peaking Station | Michigan | X | X | X | 7258 | **8 | 3063 | Combustion Turbine |  |  |  | Combustion turbine |  |  |  |  | 1.072 | 17119.197 | 1333.82 | 1.0833 | 1.072 |  | 17119.197 | 1333.82 | 1.072 |  | 1.072 |  | 1.072 |  | 1.072 |  | 1.072 |  | 1.072 |  | 1.072 |  | 1.072 | 1.072 | Not Coal Steam or O/G Steam | 0.12524 | 0.12524 |  | 0.9716%
48th Street Peaking Station | Michigan | X | X | X | 7258 | 9 | 3064 | Combustion Turbine |  |  |  | Combustion turbine |  |  |  |  | 10.101 | 553717.561 | 47401.45 | 6.838 | 10.101 |  | 553717.561 | 47401.45 | 10.101 |  | 10.101 |  | 10.101 |  | 10.101 |  | 10.101 |  | 10.101 |  | 10.101 |  | 10.101 | 10.101 | Not Coal Steam or O/G Steam | 0.036484 | 0.036484 |  | 10.5%
Alpine Power Plant | Michigan | X | X | X | 59926 | AL1 | 91051 | Combustion Turbine |  |  |  | Combustion turbine |  |  |  |  | 64.37 | 3924597.9 | 355881.93 | 54.1673 | 64.37 |  | 3924597.9 | 355881.93 | 64.37 |  | 64.37 |  | 64.37 |  | 64.37 |  | 64.37 |  | 64.37 |  | 64.37 |  | 64.37 | 64.37 | Not Coal Steam or O/G Steam | 0.032803 | 0.032803 |  | 40.74%
Alpine Power Plant | Michigan | X | X | X | 59926 | AL2 | 91052 | Combustion Turbine |  |  |  | Combustion turbine |  |  |  |  | 80.653 | 3049914.1 | 271296.75 | 54.1953 | 80.653 |  | 3049914.1 | 271296.75 | 80.653 |  | 80.653 |  | 80.653 |  | 80.653 |  | 80.653 |  | 80.653 |  | 80.653 |  | 80.653 | 80.653 | Not Coal Steam or O/G Steam | 0.052889 | 0.052889 |  | 28.04%
Belle River | Michigan | X | X | X | 6034 | 1 | 2695 | Coal Steam |  |  |  | Dry bottom wall-fired boiler |  |  |  | 635 | 1385.705 | 13983432.959 | 1426647 | 1259.031 | 1385.705 |  | 13983432.959 | 1426647 | 1385.705 |  | 1385.705 |  | 1385.705 |  | 1385.705 |  | 1385.705 |  | 1385.705 |  | 1385.705 |  | 867.6454 | 349.5858 | Coal Steam SCR Retrofit | 0.19819 | 0.05 |  | 42.41%
Belle River | Michigan | X | X | X | 6034 | 2 | 2696 | Coal Steam |  |  |  | Dry bottom wall-fired boiler |  |  |  | 635 | 1709.456 | 16600199.44 | 1633328.32 | 1289.6867 | 1709.456 |  | 16600199.44 | 1633328.32 | 1709.456 |  | 1709.456 |  | 1709.456 |  | 1709.456 |  | 1709.456 |  | 1709.456 |  | 1709.456 |  | 1062.2305 | 415.005 | Coal Steam SCR Retrofit | 0.20596 | 0.05 |  | 43.08%
Belle River | Michigan | X | X | X | 6034 | CTG121 | 2697 | Combustion Turbine |  |  |  | Combustion turbine |  |  |  |  | 6.033 | 422251.41 | 34976.05 | 9.875 | 6.033 |  | 422251.41 | 34976.05 | 6.033 |  | 6.033 |  | 6.033 |  | 6.033 |  | 6.033 |  | 6.033 |  | 6.033 |  | 6.033 | 6.033 | Not Coal Steam or O/G Steam | 0.028575 | 0.028575 |  | 16.88%
Belle River | Michigan | X | X | X | 6034 | CTG122 | 2698 | Combustion Turbine |  |  |  | Combustion turbine |  |  |  |  | 4.517 | 333932.903 | 27319.87 | 4.7057 | 4.517 |  | 333932.903 | 27319.87 | 4.517 |  | 4.517 |  | 4.517 |  | 4.517 |  | 4.517 |  | 4.517 |  | 4.517 |  | 4.517 | 4.517 | Not Coal Steam or O/G Steam | 0.027053 | 0.027053 |  | 9.124%
Belle River | Michigan | X | X | X | 6034 | CTG131 | 2699 | Combustion Turbine |  |  |  | Combustion turbine |  |  |  |  | 5.178 | 347550.935 | 28459.01 | 10.6057 | 5.178 |  | 347550.935 | 28459.01 | 5.178 |  | 5.178 |  | 5.178 |  | 5.178 |  | 5.178 |  | 5.178 |  | 5.178 |  | 5.178 | 5.178 | Not Coal Steam or O/G Steam | 0.029797 | 0.029797 |  | 16.79%
Cadillac Renewable Energy | Michigan | X | X | X | 54415 | EUBLR | 90201 | Biomass |  |  |  | Stoker |  | Y |  |  | 81.926 | 1105432.557 | 64398.85 | 59.6293 | 81.926 |  | 1105432.557 | 64398.85 | 81.926 |  | 81.926 |  | 81.926 |  | 81.926 |  | 81.926 |  | 79.3369 | Y | 79.3369 |  | 79.3369 | 79.3369 | Not Coal Steam or O/G Steam | 0.14354 | 0.14354 |  | 34.21%
Dan E Karn | Michigan | X | X | X | 1702 | 1 | 1153 | Coal Steam | 5 | 2023 | 2024 | Tangentially-fired | Y |  |  | 255 | 261.621 | 8496868.176 | 823010.37 | 200.2747 | 0 | Y | 0 | 0 | 0 |  | 0 |  | 0 |  | 0 |  | 0 |  | 0 |  | 0 |  | 0 | 0 | Retired | 0 | 0 |  | 51.71%
Dan E Karn | Michigan | X | X | X | 1702 | 2 | 1154 | Coal Steam | 5 | 2023 | 2024 | Dry bottom wall-fired boiler | Y |  |  | 260 | 189.954 | 6224975.946 | 588550.6 | 123.122 | 0 | Y | 0 | 0 | 0 |  | 0 |  | 0 |  | 0 |  | 0 |  | 0 |  | 0 |  | 0 | 0 | Retired | 0 | 0 |  | 36.24%
Dan E Karn | Michigan | X | X | X | 1702 | 3 | 1155 | O/G Steam | 5 | 2031 | 2032 | Dry bottom wall-fired boiler |  |  | Y | 600 | 36.295 | 752873.973 |  | 40.28 | 36.295 |  | 752873.973 |  | 36.295 |  | 36.295 |  | 36.295 |  | 36.295 |  | 36.295 |  | 36.295 |  | 36.295 |  | 36.295 | 36.295 | Oil/Gas Steam Under 150 Tons (2019-2021 Average) | 0.096417 | 0.096417 |  | 1.558%
Dan E Karn | Michigan | X | X | X | 1702 | 4 | 1156 | O/G Steam | 5 | 2031 | 2032 | Dry bottom wall-fired boiler |  |  | Y | 603 | 74.927 | 1277666.718 |  | 38.9833 | 74.927 |  | 1277666.718 |  | 74.927 |  | 74.927 |  | 74.927 |  | 74.927 |  | 74.927 |  | 74.927 |  | 74.927 |  | 74.927 | 74.927 | Oil/Gas Steam Under 150 Tons (2019-2021 Average) | 0.11729 | 0.11729 |  | 1.504%
Dean Peakers | Michigan | X | X | X | 55718 | 1 | 9240 | Combustion Turbine |  |  |  | Combustion turbine |  |  |  |  | 8.648 | 625647.993 | 51960.18 | 11.273 | 8.648 |  | 625647.993 | 51960.18 | 8.648 |  | 8.648 |  | 8.648 |  | 8.648 |  | 8.648 |  | 8.648 |  | 8.648 |  | 8.648 | 8.648 | Not Coal Steam or O/G Steam | 0.027645 | 0.027645 |  | 20.1%
Dean Peakers | Michigan | X | X | X | 55718 | 2 | 9241 | Combustion Turbine |  |  |  | Combustion turbine |  |  |  |  | 8.075 | 623873.623 | 51140.96 | 10.4907 | 8.075 |  | 623873.623 | 51140.96 | 8.075 |  | 8.075 |  | 8.075 |  | 8.075 |  | 8.075 |  | 8.075 |  | 8.075 |  | 8.075 | 8.075 | Not Coal Steam or O/G Steam | 0.025887 | 0.025887 |  | 20.04%
Dean Peakers | Michigan | X | X | X | 55718 | 3 | 9242 | Combustion Turbine |  |  |  | Combustion turbine |  |  |  |  | 6.338 | 567220.481 | 47284.56 | 8.5767 | 6.338 |  | 567220.481 | 47284.56 | 6.338 |  | 6.338 |  | 6.338 |  | 6.338 |  | 6.338 |  | 6.338 |  | 6.338 |  | 6.338 | 6.338 | Not Coal Steam or O/G Steam | 0.022348 | 0.022348 |  | 18.83%
Dean Peakers | Michigan | X | X | X | 55718 | 4 | 9243 | Combustion Turbine |  |  |  | Combustion turbine |  |  |  |  | 5.426 | 471616.281 | 38859.8 | 8.4173 | 5.426 |  | 471616.281 | 38859.8 | 5.426 |  | 5.426 |  | 5.426 |  | 5.426 |  | 5.426 |  | 5.426 |  | 5.426 |  | 5.426 | 5.426 | Not Coal Steam or O/G Steam | 0.02301 | 0.02301 |  | 17.81%
Dearborn Industrial Generation | Michigan | X | X | X | 55088 | BL1100 | 89291 | Fossil Waste |  |  |  | Other boiler |  |  |  |  | 13.115 | 1092737.875 |  | 16.4677 | 13.115 |  | 1092737.875 |  | 13.115 |  | 13.115 |  | 13.115 |  | 13.115 |  | 13.115 |  | 13.115 |  | 13.115 |  | 13.115 | 13.115 | Not Coal Steam or O/G Steam | 0.024004 | 0.024004 |  | 39.92%
Dearborn Industrial Generation | Michigan | X | X | X | 55088 | BL2100 | 89292 | Fossil Waste |  |  |  | Other boiler |  |  |  |  | 13.166 | 1137527.6 |  | 18.341 | 13.166 |  | 1137527.6 |  | 13.166 |  | 13.166 |  | 13.166 |  | 13.166 |  | 13.166 |  | 13.166 |  | 13.166 |  | 13.166 | 13.166 | Not Coal Steam or O/G Steam | 0.023148 | 0.023148 |  | 38.7%
Dearborn Industrial Generation | Michigan | X | X | X | 55088 | BL3100 | 89293 | Fossil Waste |  |  |  | Other boiler |  |  |  |  | 10.364 | 1019931.95 |  | 10.8873 | 10.364 |  | 1019931.95 |  | 10.364 |  | 10.364 |  | 10.364 |  | 10.364 |  | 10.364 |  | 10.364 |  | 10.364 |  | 10.364 | 10.364 | Not Coal Steam or O/G Steam | 0.020323 | 0.020323 |  | 37.61%
Dearborn Industrial Generation | Michigan | X | X | X | 55088 | GT2100 | 89289 | Combustion Turbine |  |  |  | Combined cycle |  |  |  |  | 67.101 | 5189109.225 | 522791.5 | 63.9493 | 67.101 |  | 5189109.225 | 522791.5 | 67.101 |  | 67.101 |  | 67.101 |  | 67.101 |  | 67.101 |  | 67.101 |  | 67.101 |  | 67.101 | 67.101 | Not Coal Steam or O/G Steam | 0.025862 | 0.025862 |  | 66.66%
Dearborn Industrial Generation | Michigan | X | X | X | 55088 | GT3100 | 89290 | Combustion Turbine |  |  |  | Combined cycle |  |  |  |  | 65.215 | 5001311.65 | 466137.5 | 69.3883 | 65.215 |  | 5001311.65 | 466137.5 | 65.215 |  | 65.215 |  | 65.215 |  | 65.215 |  | 65.215 |  | 65.215 |  | 65.215 |  | 65.215 | 65.215 | Not Coal Steam or O/G Steam | 0.026079 | 0.026079 |  | 48.66%
Dearborn Industrial Generation | Michigan | X | X | X | 55088 | GTP1 | 3869 | Combustion Turbine |  |  |  | Combustion turbine |  |  |  |  | 34.563 | 2297689.825 | 229636.5 | 48.49 | 34.563 |  | 2297689.825 | 229636.5 | 34.563 |  | 34.563 |  | 34.563 |  | 34.563 |  | 34.563 |  | 34.563 |  | 34.563 |  | 34.563 | 34.563 | Not Coal Steam or O/G Steam | 0.030085 | 0.030085 |  | 40.53%
Delray | Michigan | X | X | X | 1728 | CTG111 | 1175 | Combustion Turbine |  |  |  | Combustion turbine |  |  |  |  | 2.796 | 144958.03 | 11938.01 | 3.2587 | 2.796 |  | 144958.03 | 11938.01 | 2.796 |  | 2.796 |  | 2.796 |  | 2.796 |  | 2.796 |  | 2.796 |  | 2.796 |  | 2.796 | 2.796 | Not Coal Steam or O/G Steam | 0.038577 | 0.038577 |  | 4.538%
Delray | Michigan | X | X | X | 1728 | CTG121 | 1176 | Combustion Turbine |  |  |  | Combustion turbine |  |  |  |  | 3.808 | 145195.071 | 11344.45 | 2.4303 | 3.808 |  | 145195.071 | 11344.45 | 3.808 |  | 3.808 |  | 3.808 |  | 3.808 |  | 3.808 |  | 3.808 |  | 3.808 |  | 3.808 | 3.808 | Not Coal Steam or O/G Steam | 0.052454 | 0.052454 |  | 2.931%
Eckert Station | Michigan | X | X | X | 1831 | 4 | 1218 | Coal Steam |  |  | 2023 | Dry bottom wall-fired boiler |  |  |  | 71.2 |  |  |  | 9.846 | 0 | Y | 0 | 0 | 0 |  | 0 |  | 0 |  | 0 |  | 0 |  | 0 |  | 0 |  | 0 | 0 | Retired | 0 | 0 |  | 3.014%
Erickson | Michigan | X | X | X | 1832 | 1 | 1221 | Coal Steam | 12 | 2022 | 2023 | Dry bottom wall-fired boiler |  |  |  | 154 | 457.763 | 5884509.964 | 478176.74 | 368.231 | 0 | Y | 0 | 0 | 0 |  | 0 |  | 0 |  | 0 |  | 0 |  | 0 |  | 0 |  | 0 | 0 | Retired | 0 | 0 |  | 77.65%
Genesee Power Station | Michigan | X | X | X | 54751 | 01 | 90200 | Biomass |  |  |  | Stoker |  | Y |  |  | 85.697 | 979403.741 | 71908.51 | 68.8623 | 85.697 |  | 979403.741 | 71908.51 | 85.697 |  | 85.697 |  | 85.697 |  | 85.697 |  | 85.697 |  | 85.697 |  | 85.697 |  | 85.697 | 85.697 | Not Coal Steam or O/G Steam | 0.175 | 0.175 |  | 29.2%
Grayling Generating Station | Michigan | X | X | X | 10822 | 1 | 90210 | Biomass |  |  |  | Stoker |  | Y |  |  | 105.207 | 1575169.105 |  | 57.4737 | 105.207 |  | 1575169.105 |  | 105.207 |  | 105.207 |  | 105.207 |  | 105.207 |  | 105.207 |  | 92.683 | Y | 92.683 |  | 92.683 | 92.683 | Not Coal Steam or O/G Steam | 0.11768 | 0.11768 |  | 39.01%
Greenwood | Michigan | X | X | X | 6035 | 1 | 2700 | O/G Steam |  |  |  | Dry bottom wall-fired boiler |  |  |  | 785 | 249.542 | 4396725.958 | 393295.49 | 354.101 | 249.542 |  | 4396725.958 | 393295.49 | 249.542 |  | 249.542 |  | 249.542 |  | 249.542 |  | 249.542 |  | 249.542 |  | 249.542 |  | 157.7464 | 65.9509 | O/G Steam SCR Retrofit | 0.11351 | 0.03 |  | 18.29%
Greenwood | Michigan | X | X | X | 6035 | CTG111 | 2701 | Combustion Turbine |  |  |  | Combustion turbine |  |  |  |  | 5.527 | 370108.945 | 28680.85 | 5.2337 | 5.527 |  | 370108.945 | 28680.85 | 5.527 |  | 5.527 |  | 5.527 |  | 5.527 |  | 5.527 |  | 5.527 |  | 5.527 |  | 5.527 | 5.527 | Not Coal Steam or O/G Steam | 0.029867 | 0.029867 |  | 8.664%
Greenwood | Michigan | X | X | X | 6035 | CTG112 | 2702 | Combustion Turbine |  |  |  | Combustion turbine |  |  |  |  | 5.495 | 374166.24 | 29527.52 | 5.146 | 5.495 |  | 374166.24 | 29527.52 | 5.495 |  | 5.495 |  | 5.495 |  | 5.495 |  | 5.495 |  | 5.495 |  | 5.495 |  | 5.495 | 5.495 | Not Coal Steam or O/G Steam | 0.029372 | 0.029372 |  | 8.7%
Greenwood | Michigan | X | X | X | 6035 | CTG121 | 2703 | Combustion Turbine |  |  |  | Combustion turbine |  |  |  |  | 4.371 | 349025.089 | 26781.26 | 4.6777 | 4.371 |  | 349025.089 | 26781.26 | 4.371 |  | 4.371 |  | 4.371 |  | 4.371 |  | 4.371 |  | 4.371 |  | 4.371 |  | 4.371 | 4.371 | Not Coal Steam or O/G Steam | 0.025047 | 0.025047 |  | 8.985%
Hancock Peakers | Michigan | X | X | X | 1730 | CTG121 | 88435 | Combustion Turbine |  |  |  | Combustion turbine |  |  |  |  | 14.255 | 40730 | 2808.6 | 9.6547 | 14.255 |  | 40730 | 2808.6 | 14.255 |  | 14.255 |  | 14.255 |  | 14.255 |  | 14.255 |  | 14.255 |  | 14.255 |  | 14.255 | 14.255 | Not Coal Steam or O/G Steam | 0.69998 | 0.69998 |  | 1.461%
Hancock Peakers | Michigan | X | X | X | 1730 | CTG122 | 88436 | Combustion Turbine |  |  |  | Combustion turbine |  |  |  |  | 10.356 | 29589.4 | 2070.35 | 8.134 | 10.356 |  | 29589.4 | 2070.35 | 10.356 |  | 10.356 |  | 10.356 |  | 10.356 |  | 10.356 |  | 10.356 |  | 10.356 |  | 10.356 | 10.356 | Not Coal Steam or O/G Steam | 0.69998 | 0.69998 |  | 1.231%
Holland Energy Park | Michigan | X | X | X | 59093 | 10 | 91083 | Combined Cycle |  |  |  | Combined cycle | Y |  |  |  | 7.038 | 1257502.042 | 177265.29 | 7.2973 | 7.038 |  | 1257502.042 | 177265.29 | 7.038 |  | 7.038 |  | 7.038 |  | 7.038 |  | 7.038 |  | 7.038 |  | 7.038 |  | 7.038 | 7.038 | Not Coal Steam or O/G Steam | 0.011194 | 0.011194 |  | 63.2%
Holland Energy Park | Michigan | X | X | X | 59093 | 11 | 91084 | Combined Cycle |  |  |  | Combined cycle | Y |  |  |  | 7.492 | 1341684.372 | 188531.08 | 7.0483 | 7.492 |  | 1341684.372 | 188531.08 | 7.492 |  | 7.492 |  | 7.492 |  | 7.492 |  | 7.492 |  | 7.492 |  | 7.492 |  | 7.492 | 7.492 | Not Coal Steam or O/G Steam | 0.011168 | 0.011168 |  | 66.2%
J H Campbell | Michigan | X | X | X | 1710 | 1 | 1157 | Coal Steam | 5 | 2025 | 2026 | Tangentially-fired |  |  |  | 260 | 820.428 | 9064369.1 | 929401 | 575.9653 | 820.428 |  | 9064369.1 | 929401 | 820.428 |  | 820.428 |  | 820.428 |  | 820.428 |  | 820.428 |  | 820.428 |  | 820.428 |  | 523.5186 | 226.6092 | Coal Steam SCR Retrofit | 0.18102 | 0.05 |  | 52.19%
J H Campbell | Michigan | X | X | X | 1710 | 2 | 1158 | Coal Steam | 5 | 2025 | 2026 | Cell burner boiler | Y |  |  | 348 | 221.478 | 8340141.174 | 822795.16 | 185.5717 | 221.478 |  | 8340141.174 | 822795.16 | 221.478 |  | 221.478 |  | 221.478 |  | 221.478 |  | 221.478 |  | 221.478 |  | 221.478 |  | 221.478 | 221.478 | Existing SCR | 0.053111 | 0.053111 |  | 45.5%
J H Campbell | Michigan | X | X | X | 1710 | 3 | 1159 | Coal Steam | 5 | 2025 | 2026 | Dry bottom wall-fired boiler | Y |  |  | 838 | 607.403 | 23495071.128 | 2362043.82 | 599.7203 | 607.403 |  | 23495071.128 | 2362043.82 | 607.403 |  | 607.403 |  | 607.403 |  | 607.403 |  | 607.403 |  | 607.403 |  | 607.403 |  | 607.403 | 607.403 | Existing SCR | 0.051705 | 0.051705 |  | 65.24%
Jackson Generating Station | Michigan | X | X | X | 55270 | 7EA | 4376 | Combined Cycle |  |  |  | Combined cycle |  |  |  |  | 30.46 | 2665527.323 | 353860.14 | 27.2597 | 30.46 |  | 2665527.323 | 353860.14 | 30.46 |  | 30.46 |  | 30.46 |  | 30.46 |  | 30.46 |  | 30.46 |  | 30.46 |  | 30.46 | 30.46 | Not Coal Steam or O/G Steam | 0.022855 | 0.022855 |  | 44.01%
Jackson Generating Station | Michigan | X | X | X | 55270 | LM1 | 4377 | Combined Cycle |  |  |  | Combined cycle |  |  |  |  | 42.325 | 1086127.912 | 137504.7 | 34.7597 | 42.325 |  | 1086127.912 | 137504.7 | 42.325 |  | 42.325 |  | 42.325 |  | 42.325 |  | 42.325 |  | 42.325 |  | 42.325 |  | 42.325 | 42.325 | Not Coal Steam or O/G Steam | 0.077937 | 0.077937 |  | 37.25%
Jackson Generating Station | Michigan | X | X | X | 55270 | LM2 | 4378 | Combined Cycle |  |  |  | Combined cycle |  |  |  |  | 42.339 | 1089046.323 | 131606.12 | 35.229 | 42.339 |  | 1089046.323 | 131606.12 | 42.339 |  | 42.339 |  | 42.339 |  | 42.339 |  | 42.339 |  | 42.339 |  | 42.339 |  | 42.339 | 42.339 | Not Coal Steam or O/G Steam | 0.077754 | 0.077754 |  | 38.25%
Jackson Generating Station | Michigan | X | X | X | 55270 | LM3 | 4379 | Combined Cycle |  |  |  | Combined cycle |  |  |  |  | 45.171 | 1166535.081 | 144463.43 | 35.915 | 45.171 |  | 1166535.081 | 144463.43 | 45.171 |  | 45.171 |  | 45.171 |  | 45.171 |  | 45.171 |  | 45.171 |  | 45.171 |  | 45.171 | 45.171 | Not Coal Steam or O/G Steam | 0.077445 | 0.077445 |  | 39.26%
Jackson Generating Station | Michigan | X | X | X | 55270 | LM4 | 4380 | Combined Cycle |  |  |  | Combined cycle |  |  |  |  | 46.993 | 1184929.234 | 144081.17 | 36.6043 | 46.993 |  | 1184929.234 | 144081.17 | 46.993 |  | 46.993 |  | 46.993 |  | 46.993 |  | 46.993 |  | 46.993 |  | 46.993 |  | 46.993 | 46.993 | Not Coal Steam or O/G Steam | 0.079318 | 0.079318 |  | 38.53%
Jackson Generating Station | Michigan | X | X | X | 55270 | LM5 | 4381 | Combined Cycle |  |  |  | Combined cycle |  |  |  |  | 42.529 | 1083969.968 | 132193.39 | 35.0467 | 42.529 |  | 1083969.968 | 132193.39 | 42.529 |  | 42.529 |  | 42.529 |  | 42.529 |  | 42.529 |  | 42.529 |  | 42.529 |  | 42.529 | 42.529 | Not Coal Steam or O/G Steam | 0.078469 | 0.078469 |  | 38.03%
Jackson Generating Station | Michigan | X | X | X | 55270 | LM6 | 4382 | Combined Cycle |  |  |  | Combined cycle |  |  |  |  | 43.076 | 1158271.371 | 141404.11 | 35.09 | 43.076 |  | 1158271.371 | 141404.11 | 43.076 |  | 43.076 |  | 43.076 |  | 43.076 |  | 43.076 |  | 43.076 |  | 43.076 |  | 43.076 | 43.076 | Not Coal Steam or O/G Steam | 0.07438 | 0.07438 |  | 38.31%
Kalamazoo River Generating Station | Michigan | X | X | X | 55101 | 1 | 3894 | Combustion Turbine |  |  |  | Combustion turbine |  |  |  |  | 7.036 | 281975.681 | 22521.4 | 12.7087 | 7.036 |  | 281975.681 | 22521.4 | 7.036 |  | 7.036 |  | 7.036 |  | 7.036 |  | 7.036 |  | 7.036 |  | 7.036 |  | 7.036 | 7.036 | Not Coal Steam or O/G Steam | 0.049905 | 0.049905 |  | 11.56%
Kalkaska CT Project #1 | Michigan | X | X | X | 7984 | 1A | 9291 | Combustion Turbine |  |  |  | Combustion turbine |  |  |  |  | 6.819 | 151537.625 | 14550.29 | 4.5353 | 6.819 |  | 151537.625 | 14550.29 | 6.819 |  | 6.819 |  | 6.819 |  | 6.819 |  | 6.819 |  | 6.819 |  | 6.819 |  | 6.819 | 6.819 | Not Coal Steam or O/G Steam | 0.089997 | 0.089997 |  | 8.445%
Kalkaska CT Project #1 | Michigan | X | X | X | 7984 | 1B | 9292 | Combustion Turbine |  |  |  | Combustion turbine |  |  |  |  | 6.78 | 157650.689 | 14421.7 | 4.4183 | 6.78 |  | 157650.689 | 14421.7 | 6.78 |  | 6.78 |  | 6.78 |  | 6.78 |  | 6.78 |  | 6.78 |  | 6.78 |  | 6.78 | 6.78 | Not Coal Steam or O/G Steam | 0.086013 | 0.086013 |  | 8.609%
Lansing BWL REO Town Plant | Michigan | X | X | X | 58427 | 100 | 90870 | Combined Cycle |  |  |  | Combined cycle |  |  |  |  | 18.717 | 956510.917 | 105322.42 | 19.175 | 18.717 |  | 956510.917 | 105322.42 | 18.717 |  | 18.717 |  | 18.717 |  | 18.717 |  | 18.717 |  | 18.717 |  | 18.717 |  | 18.717 | 18.717 | Not Coal Steam or O/G Steam | 0.039136 | 0.039136 |  | 56.73%
Lansing BWL REO Town Plant | Michigan | X | X | X | 58427 | 200 | 90871 | Combined Cycle |  |  |  | Combined cycle |  |  |  |  | 23.63 | 903482.524 | 101044.11 | 20.725 | 23.63 |  | 903482.524 | 101044.11 | 23.63 |  | 23.63 |  | 23.63 |  | 23.63 |  | 23.63 |  | 23.63 |  | 23.63 |  | 23.63 | 23.63 | Not Coal Steam or O/G Steam | 0.052309 | 0.052309 |  | 49.93%
Livingston Generating Station | Michigan | X | X | X | 55102 | 1 | 3895 | Combustion Turbine |  |  |  | Combustion turbine |  |  |  |  | 5.061 | 30887.561 | 1934.6 | 2.3153 | 5.061 |  | 30887.561 | 1934.6 | 5.061 |  | 5.061 |  | 5.061 |  | 5.061 |  | 5.061 |  | 5.061 |  | 5.061 |  | 5.061 | 5.061 | Not Coal Steam or O/G Steam | 0.3277 | 0.3277 |  | 0.7319%
Livingston Generating Station | Michigan | X | X | X | 55102 | 2 | 3896 | Combustion Turbine |  |  |  | Combustion turbine |  |  |  |  | 4.062 | 28938.564 | 1820.76 | 2.298 | 4.062 |  | 28938.564 | 1820.76 | 4.062 |  | 4.062 |  | 4.062 |  | 4.062 |  | 4.062 |  | 4.062 |  | 4.062 |  | 4.062 | 4.062 | Not Coal Steam or O/G Steam | 0.28073 | 0.28073 |  | 0.8144%
Livingston Generating Station | Michigan | X | X | X | 55102 | 3 | 3897 | Combustion Turbine |  |  |  | Combustion turbine |  |  |  |  | 0.988 | 7426.951 | 454.39 | 1.333 | 0.988 |  | 7426.951 | 454.39 | 0.988 |  | 0.988 |  | 0.988 |  | 0.988 |  | 0.988 |  | 0.988 |  | 0.988 |  | 0.988 | 0.988 | Not Coal Steam or O/G Steam | 0.26606 | 0.26606 |  | 0.5464%
Livingston Generating Station | Michigan | X | X | X | 55102 | 4 | 3898 | Combustion Turbine |  |  |  | Combustion turbine |  |  |  |  | 2.018 | 13214.856 | 800.42 | 0.78267 | 2.018 |  | 13214.856 | 800.42 | 2.018 |  | 2.018 |  | 2.018 |  | 2.018 |  | 2.018 |  | 2.018 |  | 2.018 |  | 2.018 | 2.018 | Not Coal Steam or O/G Steam | 0.30541 | 0.30541 |  | 0.2542%
Michigan Power Limited Partnership | Michigan | X | X | X | 54915 | 1 | 3811 | Combined Cycle |  |  |  | Combined cycle |  |  |  |  | 44.826 | 2998949.792 | 316283.6 | 54.643 | 44.826 |  | 2998949.792 | 316283.6 | 44.826 |  | 44.826 |  | 44.826 |  | 44.826 |  | 44.826 |  | 44.826 |  | 44.826 |  | 44.826 | 44.826 | Not Coal Steam or O/G Steam | 0.029894 | 0.029894 |  | 65.81%
Midland Cogeneration Venture | Michigan | X | X | X | 10745 | 003 | 88567 | Combined Cycle |  |  |  | Combined cycle |  |  |  |  | 98.781 | 2076166.956 | 183978.51 | 122.6247 | 98.781 |  | 2076166.956 | 183978.51 | 98.781 |  | 98.781 |  | 98.781 |  | 98.781 |  | 98.781 |  | 98.781 |  | 98.781 |  | 98.781 | 98.781 | Not Coal Steam or O/G Steam | 0.095157 | 0.095157 |  | 62.94%
Midland Cogeneration Venture | Michigan | X | X | X | 10745 | 004 | 88568 | Combined Cycle |  |  |  | Combined cycle |  |  |  |  | 77.759 | 1857907.186 | 169157.28 | 132.1857 | 77.759 |  | 1857907.186 | 169157.28 | 77.759 |  | 77.759 |  | 77.759 |  | 77.759 |  | 77.759 |  | 77.759 |  | 77.759 |  | 77.759 | 77.759 | Not Coal Steam or O/G Steam | 0.083706 | 0.083706 |  | 60.57%
Midland Cogeneration Venture | Michigan | X | X | X | 10745 | 005 | 88569 | Combined Cycle |  |  |  | Combined cycle |  |  |  |  | 94.687 | 2199035.411 | 202686.33 | 103.4417 | 94.687 |  | 2199035.411 | 202686.33 | 94.687 |  | 94.687 |  | 94.687 |  | 94.687 |  | 94.687 |  | 94.687 |  | 94.687 |  | 94.687 | 94.687 | Not Coal Steam or O/G Steam | 0.086117 | 0.086117 |  | 54.8%
Midland Cogeneration Venture | Michigan | X | X | X | 10745 | 006 | 88570 | Combined Cycle |  |  |  | Combined cycle |  |  |  |  | 87.616 | 1787463.371 | 164995.11 | 128.5137 | 87.616 |  | 1787463.371 | 164995.11 | 87.616 |  | 87.616 |  | 87.616 |  | 87.616 |  | 87.616 |  | 87.616 |  | 87.616 |  | 87.616 | 87.616 | Not Coal Steam or O/G Steam | 0.098034 | 0.098034 |  | 53.96%
Midland Cogeneration Venture | Michigan | X | X | X | 10745 | 007 | 88571 | Combined Cycle |  |  |  | Combined cycle |  |  |  |  | 78.129 | 1697897.986 | 155138.83 | 110.572 | 78.129 |  | 1697897.986 | 155138.83 | 78.129 |  | 78.129 |  | 78.129 |  | 78.129 |  | 78.129 |  | 78.129 |  | 78.129 |  | 78.129 | 78.129 | Not Coal Steam or O/G Steam | 0.09203 | 0.09203 |  | 52.85%
Midland Cogeneration Venture | Michigan | X | X | X | 10745 | 008 | 88572 | Combined Cycle |  |  |  | Combined cycle |  |  |  |  | 97.198 | 1912514.88 | 175136.37 | 133.8843 | 97.198 |  | 1912514.88 | 175136.37 | 97.198 |  | 97.198 |  | 97.198 |  | 97.198 |  | 97.198 |  | 97.198 |  | 97.198 |  | 97.198 | 97.198 | Not Coal Steam or O/G Steam | 0.10164 | 0.10164 |  | 60.97%
Midland Cogeneration Venture | Michigan | X | X | X | 10745 | 009 | 88573 | Combined Cycle |  |  |  | Combined cycle |  |  |  |  | 72.744 | 1725573.267 | 156244.56 | 106.5993 | 72.744 |  | 1725573.267 | 156244.56 | 72.744 |  | 72.744 |  | 72.744 |  | 72.744 |  | 72.744 |  | 72.744 |  | 72.744 |  | 72.744 | 72.744 | Not Coal Steam or O/G Steam | 0.084313 | 0.084313 |  | 46.44%
Midland Cogeneration Venture | Michigan | X | X | X | 10745 | 010 | 88574 | Combined Cycle |  |  |  | Combined cycle |  |  |  |  | 89.166 | 1951076.911 | 175237.77 | 128.1203 | 89.166 |  | 1951076.911 | 175237.77 | 89.166 |  | 89.166 |  | 89.166 |  | 89.166 |  | 89.166 |  | 89.166 |  | 89.166 |  | 89.166 | 89.166 | Not Coal Steam or O/G Steam | 0.091402 | 0.091402 |  | 51.7%
Midland Cogeneration Venture | Michigan | X | X | X | 10745 | 011 | 88575 | Combined Cycle |  |  |  | Combined cycle |  |  |  |  | 71.898 | 1274462.549 | 114341.94 | 114.2167 | 71.898 |  | 1274462.549 | 114341.94 | 71.898 |  | 71.898 |  | 71.898 |  | 71.898 |  | 71.898 |  | 71.898 |  | 71.898 |  | 71.898 | 71.898 | Not Coal Steam or O/G Steam | 0.11283 | 0.11283 |  | 44.47%
Midland Cogeneration Venture | Michigan | X | X | X | 10745 | 012 | 88576 | Combined Cycle |  |  |  | Combined cycle |  |  |  |  | 147.978 | 3410347.025 | 285422.21 | 138.9563 | 147.978 |  | 3410347.025 | 285422.21 | 147.978 |  | 147.978 |  | 147.978 |  | 147.978 |  | 147.978 |  | 147.978 |  | 147.978 |  | 147.978 | 147.978 | Not Coal Steam or O/G Steam | 0.086782 | 0.086782 |  | 65.79%
Midland Cogeneration Venture | Michigan | X | X | X | 10745 | 013 | 88577 | Combined Cycle |  |  |  | Combined cycle |  |  |  |  | 106.125 | 1872738.694 | 163877.09 | 137.9407 | 106.125 |  | 1872738.694 | 163877.09 | 106.125 |  | 106.125 |  | 106.125 |  | 106.125 |  | 106.125 |  | 106.125 |  | 106.125 |  | 106.125 | 106.125 | Not Coal Steam or O/G Steam | 0.11334 | 0.11334 |  | 50.45%
Midland Cogeneration Venture | Michigan | X | X | X | 10745 | 014 | 88578 | Combined Cycle |  |  |  | Combined cycle |  |  |  |  | 85.701 | 1574953.705 | 140345.36 | 129.207 | 85.701 |  | 1574953.705 | 140345.36 | 85.701 |  | 85.701 |  | 85.701 |  | 85.701 |  | 85.701 |  | 85.701 |  | 85.701 |  | 85.701 | 85.701 | Not Coal Steam or O/G Steam | 0.10883 | 0.10883 |  | 47.98%
Midland Cogeneration Venture | Michigan | X | X | X | 10745 | 016 | 90327 | O/G Steam |  |  |  | Other boiler |  |  |  |  | 1.72 | 126875.178 |  | 0.64033 | 1.72 |  | 126875.178 |  | 1.72 |  | 1.72 |  | 1.72 |  | 1.72 |  | 1.72 |  | 1.72 |  | 1.72 |  | 1.72 | 1.72 | Oil/Gas Steam Under 150 Tons (2019-2021 Average) | 0.027113 | 0.027113 |  | 3.47%
Midland Cogeneration Venture | Michigan | X | X | X | 10745 | 017 | 90328 | O/G Steam |  |  |  | Other boiler |  |  |  |  | 1.177 | 93368.82 |  | 0.40433 | 1.177 |  | 93368.82 |  | 1.177 |  | 1.177 |  | 1.177 |  | 1.177 |  | 1.177 |  | 1.177 |  | 1.177 |  | 1.177 | 1.177 | Oil/Gas Steam Under 150 Tons (2019-2021 Average) | 0.025212 | 0.025212 |  | 2.358%
Midland Cogeneration Venture | Michigan | X | X | X | 10745 | 018 | 90329 | O/G Steam |  |  |  | Other boiler |  |  |  |  | 3.659 | 272640.812 |  | 1.5183 | 3.659 |  | 272640.812 |  | 3.659 |  | 3.659 |  | 3.659 |  | 3.659 |  | 3.659 |  | 3.659 |  | 3.659 |  | 3.659 | 3.659 | Oil/Gas Steam Under 150 Tons (2019-2021 Average) | 0.026841 | 0.026841 |  | 8.311%
Midland Cogeneration Venture | Michigan | X | X | X | 10745 | 019 | 90330 | O/G Steam |  |  |  | Other boiler |  |  |  |  | 1.589 | 97109.166 |  | 0.62267 | 1.589 |  | 97109.166 |  | 1.589 |  | 1.589 |  | 1.589 |  | 1.589 |  | 1.589 |  | 1.589 |  | 1.589 |  | 1.589 | 1.589 | Oil/Gas Steam Under 150 Tons (2019-2021 Average) | 0.032726 | 0.032726 |  | 2.98%
Midland Cogeneration Venture | Michigan | X | X | X | 10745 | 020 | 90331 | O/G Steam |  |  |  | Other boiler | [7 empty] | 0.074333 | [20 empty] | Oil/Gas Steam Under 150 Tons (2019-2021 Average) | 0 | 0 |  | 0.4229%
Midland Cogeneration Venture | Michigan | X | X | X | 10745 | 021 | 90332 | O/G Steam |  |  |  | Other boiler | [7 empty] | 0.0043333 | [20 empty] | Oil/Gas Steam Under 150 Tons (2019-2021 Average) | 0 | 0 |  | 0.02089%
Monroe | Michigan | X | X | X | 1733 | 1 | 1182 | Coal Steam | 12 | 2028 | 2029 | Cell burner boiler | Y |  |  | 758 | 485.619 | 15506270.561 | 1599856.65 | 519.403 | 485.619 |  | 15506270.561 | 1599856.65 | 485.619 |  | 485.619 |  | 485.619 |  | 485.619 |  | 485.619 |  | 485.619 |  | 485.619 |  | 485.619 | 485.619 | Existing SCR | 0.062635 | 0.062635 |  | 57.71%
Monroe | Michigan | X | X | X | 1733 | 2 | 1183 | Coal Steam | 12 | 2028 | 2029 | Cell burner boiler | Y |  |  | 773 | 548.862 | 20404655.583 | 2141623.91 | 459.7583 | 548.862 |  | 20404655.583 | 2141623.91 | 548.862 |  | 548.862 |  | 548.862 |  | 548.862 |  | 548.862 |  | 548.862 |  | 548.862 |  | 548.862 | 548.862 | Existing SCR | 0.053798 | 0.053798 |  | 52.33%
Monroe | Michigan | X | X | X | 1733 | 3 | 1184 | Coal Steam | 12 | 2035 | 2036 | Cell burner boiler | Y |  |  | 773 | 503.595 | 15584365.277 | 1667803.66 | 519 | 503.595 |  | 15584365.277 | 1667803.66 | 503.595 |  | 503.595 |  | 503.595 |  | 503.595 |  | 503.595 |  | 503.595 |  | 503.595 |  | 503.595 | 503.595 | Existing SCR | 0.064628 | 0.064628 |  | 57.48%
Monroe | Michigan | X | X | X | 1733 | 4 | 1185 | Coal Steam | 12 | 2035 | 2036 | Cell burner boiler | Y |  |  | 762 | 341.916 | 10447695.61 | 1121658.6 | 476.8587 | 341.916 |  | 10447695.61 | 1121658.6 | 341.916 |  | 341.916 |  | 341.916 |  | 341.916 |  | 341.916 |  | 341.916 |  | 341.916 |  | 341.916 | 341.916 | Existing SCR | 0.065453 | 0.065453 |  | 48.9%
New Covert Generating Project | Michigan | X | X | X | 55297 | 001 | 4471 | Combined Cycle |  |  |  | Combined cycle | Y |  |  |  | 27.11 | 7812897.254 | 1104627.93 | 27.8737 | 27.11 |  | 7812897.254 | 1104627.93 | 27.11 |  | 27.11 |  | 27.11 |  | 27.11 |  | 27.11 |  | 27.11 |  | 27.11 |  | 27.11 | 27.11 | Not Coal Steam or O/G Steam | 0.0069398 | 0.0069398 |  | 69.93%
New Covert Generating Project | Michigan | X | X | X | 55297 | 002 | 4472 | Combined Cycle |  |  |  | Combined cycle | Y |  |  |  | 26.088 | 7512287.163 | 1059468.7 | 27.086 | 26.088 |  | 7512287.163 | 1059468.7 | 26.088 |  | 26.088 |  | 26.088 |  | 26.088 |  | 26.088 |  | 26.088 |  | 26.088 |  | 26.088 | 26.088 | Not Coal Steam or O/G Steam | 0.0069454 | 0.0069454 |  | 69.62%
New Covert Generating Project | Michigan | X | X | X | 55297 | 003 | 4473 | Combined Cycle |  |  |  | Combined cycle | Y |  |  |  | 25.222 | 7034457.572 | 998517.49 | 28.147 | 25.222 |  | 7034457.572 | 998517.49 | 25.222 |  | 25.222 |  | 25.222 |  | 25.222 |  | 25.222 |  | 25.222 |  | 25.222 |  | 25.222 | 25.222 | Not Coal Steam or O/G Steam | 0.007171 | 0.007171 |  | 69.33%
Renaissance Power | Michigan | X | X | X | 55402 | CT1 | 4674 | Combustion Turbine |  |  |  | Combustion turbine |  |  |  |  | 39.202 | 1552346.682 | 140638.51 | 49.732 | 39.202 |  | 1552346.682 | 140638.51 | 39.202 |  | 39.202 |  | 39.202 |  | 39.202 |  | 39.202 |  | 39.202 |  | 39.202 |  | 39.202 | 39.202 | Not Coal Steam or O/G Steam | 0.050507 | 0.050507 |  | 24.67%
Renaissance Power | Michigan | X | X | X | 55402 | CT2 | 4675 | Combustion Turbine |  |  |  | Combustion turbine |  |  |  |  | 2.676 | 112537.647 | 9908.67 | 30.6373 | 2.676 |  | 112537.647 | 9908.67 | 2.676 |  | 2.676 |  | 2.676 |  | 2.676 |  | 2.676 |  | 2.676 |  | 2.676 |  | 2.676 | 2.676 | Not Coal Steam or O/G Steam | 0.047557 | 0.047557 |  | 15.38%
Renaissance Power | Michigan | X | X | X | 55402 | CT3 | 4676 | Combustion Turbine |  |  |  | Combustion turbine |  |  |  |  | 39.105 | 1596538.524 | 143079.49 | 44.91 | 39.105 |  | 1596538.524 | 143079.49 | 39.105 |  | 39.105 |  | 39.105 |  | 39.105 |  | 39.105 |  | 39.105 |  | 39.105 |  | 39.105 | 39.105 | Not Coal Steam or O/G Steam | 0.048987 | 0.048987 |  | 22.49%
Renaissance Power | Michigan | X | X | X | 55402 | CT4 | 4677 | Combustion Turbine |  |  |  | Combustion turbine |  |  |  |  | 37.004 | 1483918.771 | 134368.85 | 42.2007 | 37.004 |  | 1483918.771 | 134368.85 | 37.004 |  | 37.004 |  | 37.004 |  | 37.004 |  | 37.004 |  | 37.004 |  | 37.004 |  | 37.004 | 37.004 | Not Coal Steam or O/G Steam | 0.049873 | 0.049873 |  | 21.09%
River Rouge | Michigan | X | X | X | 1740 | 1 | 1186 | O/G Steam | 12 | 2016 | 2023 | Dry bottom wall-fired boiler |  |  |  | 225 |  |  |  |  | 0 | Y | 0 | 0 | 0 |  | 0 |  | 0 |  | 0 |  | 0 |  | 0 |  | 0 |  | 0 | 0 | Retired | 0 | 0
River Rouge | Michigan | X | X | X | 1740 | 3 | 1188 | O/G Steam | 5 | 2021 | 2023 | Dry bottom wall-fired boiler |  |  |  | 272 |  |  |  | 193.427 | 0 | Y | 0 | 0 | 0 |  | 0 |  | 0 |  | 0 |  | 0 |  | 0 |  | 0 |  | 0 | 0 | Retired | 0 | 0 |  | 11.85%
St. Clair | Michigan | X | X | X | 1743 | 2 | 1190 | Coal Steam | 5 | 2022 | 2023 | Dry bottom wall-fired boiler |  |  |  | 162 | 520.593 | 2948709.498 | 278582.54 | 432.6067 | 0 | Y | 0 | 0 | 0 |  | 0 |  | 0 |  | 0 |  | 0 |  | 0 |  | 0 |  | 0 | 0 | Retired | 0 | 0 |  | 28.62%
St. Clair | Michigan | X | X | X | 1743 | 3 | 1191 | Coal Steam | 5 | 2022 | 2023 | Dry bottom wall-fired boiler |  |  |  | 171 | 464.669 | 2764022.747 | 259580.14 | 423.5543 | 0 | Y | 0 | 0 | 0 |  | 0 |  | 0 |  | 0 |  | 0 |  | 0 |  | 0 |  | 0 | 0 | Retired | 0 | 0 |  | 29.17%
St. Clair | Michigan | X | X | X | 1743 | 6 | 1194 | Coal Steam | 5 | 2022 | 2023 | Tangentially-fired |  |  |  | 321 | 279.206 | 3958995.634 | 365588.09 | 368.5793 | 0 | Y | 0 | 0 | 0 |  | 0 |  | 0 |  | 0 |  | 0 |  | 0 |  | 0 |  | 0 | 0 | Retired | 0 | 0 |  | 31.66%
St. Clair | Michigan | X | X | X | 1743 | 7 | 1195 | Coal Steam | 5 | 2022 | 2023 | Tangentially-fired |  |  |  | 450 | 731.402 | 8961575.399 | 865998.86 | 572.805 | 0 | Y | 0 | 0 | 0 |  | 0 |  | 0 |  | 0 |  | 0 |  | 0 |  | 0 |  | 0 | 0 | Retired | 0 | 0 |  | 36.85%
Sumpter Plant | Michigan | X | X | X | 7972 | 1 | 9882 | Combustion Turbine |  |  |  | Combustion turbine |  |  |  |  | 6.442 | 467237.21 | 36262.4 | 8.5647 | 6.442 |  | 467237.21 | 36262.4 | 6.442 |  | 6.442 |  | 6.442 |  | 6.442 |  | 6.442 |  | 6.442 |  | 6.442 |  | 6.442 | 6.442 | Not Coal Steam or O/G Steam | 0.027575 | 0.027575 |  | 14.02%
Sumpter Plant | Michigan | X | X | X | 7972 | 2 | 9883 | Combustion Turbine |  |  |  | Combustion turbine |  |  |  |  | 6.77 | 544416.405 | 41992.19 | 9.0663 | 6.77 |  | 544416.405 | 41992.19 | 6.77 |  | 6.77 |  | 6.77 |  | 6.77 |  | 6.77 |  | 6.77 |  | 6.77 |  | 6.77 | 6.77 | Not Coal Steam or O/G Steam | 0.024871 | 0.024871 |  | 14.79%
Sumpter Plant | Michigan | X | X | X | 7972 | 3 | 9884 | Combustion Turbine |  |  |  | Combustion turbine |  |  |  |  | 8.875 | 550733.77 | 41546.39 | 10.5037 | 8.875 |  | 550733.77 | 41546.39 | 8.875 |  | 8.875 |  | 8.875 |  | 8.875 |  | 8.875 |  | 8.875 |  | 8.875 |  | 8.875 | 8.875 | Not Coal Steam or O/G Steam | 0.03223 | 0.03223 |  | 15.24%
Sumpter Plant | Michigan | X | X | X | 7972 | 4 | 9885 | Combustion Turbine |  |  |  | Combustion turbine |  |  |  |  | 7.634 | 516762.905 | 39928.95 | 9.3667 | 7.634 |  | 516762.905 | 39928.95 | 7.634 |  | 7.634 |  | 7.634 |  | 7.634 |  | 7.634 |  | 7.634 |  | 7.634 |  | 7.634 | 7.634 | Not Coal Steam or O/G Steam | 0.029545 | 0.029545 |  | 14.4%
TES Filer City Station | Michigan | X | X | X | 50835 | 1 | 90183 | Coal Steam |  |  |  | Stoker |  |  |  | 30 | 242.619 | 1303842.696 |  | 259.3077 | 242.619 |  | 1303842.696 |  | 242.619 |  | 242.619 |  | 242.619 |  | 242.619 |  | 242.619 |  | 242.619 |  | 242.619 |  | 181.9642 | 181.9642 | Coal Steam Under 100 MW, SNCR Retrofit | 0.37216 | 0.27912 |  | 79.97%
TES Filer City Station | Michigan | X | X | X | 50835 | 2 | 90184 | Coal Steam |  |  |  | Stoker |  |  |  | 30 | 218.087 | 1205153.113 |  | 256.854 | 218.087 |  | 1205153.113 |  | 218.087 |  | 218.087 |  | 218.087 |  | 218.087 |  | 218.087 |  | 218.087 |  | 218.087 |  | 163.5652 | 163.5652 | Coal Steam Under 100 MW, SNCR Retrofit | 0.36192 | 0.27144 |  | 81.61%
Trenton Channel | Michigan | X | X | X | 1745 | 9A | 1200 | Coal Steam | 6 | 2022 | 2023 | Tangentially-fired |  |  |  | 520 | 582.145 | 6655150.117 |  | 404.442 | 0 | Y | 0 | 0 | 0 |  | 0 |  | 0 |  | 0 |  | 0 |  | 0 |  | 0 |  | 0 | 0 | Retired | 0 | 0 |  | 22.06%
Wyandotte | Michigan | X | X | X | 1866 | 5 | 1223 | O/G Steam |  |  |  | Stoker |  |  |  | 21.25 | 0.04 | 1368.496 |  | 0.20033 | 0.04 |  | 1368.496 |  | 0.04 |  | 0.04 |  | 0.04 |  | 0.04 |  | 0.04 |  | 0.04 |  | 0.04 |  | 0.04 | 0.04 | O/G Steam Under 100 MW | 0.058458 | 0.058458 |  | 0.6316%
Wyandotte | Michigan | X | X | X | 1866 | 7 | 1224 | O/G Steam |  |  |  | Dry bottom wall-fired boiler |  |  |  | 21.25 | 8.862 | 282616.282 |  | 19.3763 | 8.862 |  | 282616.282 |  | 8.862 |  | 8.862 |  | 8.862 |  | 8.862 |  | 8.862 |  | 8.862 |  | 8.862 |  | 8.862 | 8.862 | O/G Steam Under 100 MW | 0.062714 | 0.062714 |  | 17.04%
Zeeland Generating Station | Michigan | X | X | X | 55087 | CC1 | 3865 | Combustion Turbine |  |  |  | Combustion turbine |  |  |  |  | 29.945 | 1786307.846 | 152339.92 | 30.8707 | 29.945 |  | 1786307.846 | 152339.92 | 29.945 |  | 29.945 |  | 29.945 |  | 29.945 |  | 29.945 |  | 29.945 |  | 29.945 |  | 29.945 | 29.945 | Not Coal Steam or O/G Steam | 0.033527 | 0.033527 |  | 23.19%
Zeeland Generating Station | Michigan | X | X | X | 55087 | CC2 | 3866 | Combustion Turbine |  |  |  | Combustion turbine |  |  |  |  | 28.589 | 1670076.404 | 145530.04 | 22.7563 | 28.589 |  | 1670076.404 | 145530.04 | 28.589 |  | 28.589 |  | 28.589 |  | 28.589 |  | 28.589 |  | 28.589 |  | 28.589 |  | 28.589 | 28.589 | Not Coal Steam or O/G Steam | 0.034237 | 0.034237 |  | 16.73%
Zeeland Generating Station | Michigan | X | X | X | 55087 | CC3 | 3867 | Combined Cycle |  |  |  | Combined cycle | Y |  |  |  | 29.783 | 4583071.808 | 630812.86 | 27.6757 | 29.783 |  | 4583071.808 | 630812.86 | 29.783 |  | 29.783 |  | 29.783 |  | 27.4984 | Optimize SCR | 27.4984 |  | 27.4984 |  | 27.4984 |  | 27.4984 | 27.4984 | Not Coal Steam or O/G Steam | 0.012 | 0.012 |  | 55.58%
Zeeland Generating Station | Michigan | X | X | X | 55087 | CC4 | 3868 | Combined Cycle |  |  |  | Combined cycle | Y |  |  |  | 29.889 | 4751031.288 | 622524.74 | 27.042 | 29.889 |  | 4751031.288 | 622524.74 | 29.889 |  | 29.889 |  | 29.889 |  | 28.5062 | Optimize SCR | 28.5062 |  | 28.5062 |  | 28.5062 |  | 28.5062 | 28.5062 | Not Coal Steam or O/G Steam | 0.012 | 0.012 |  | 54.85%
Allen S King | Minnesota |  | X |  | 1915 | 1 | 1248 | Coal Steam | 12 | 2028 | 2029 | Cyclone boiler | Y |  |  | 511 | 389.339 | 8183542.376 | 816182.78 | 395.1647 | 389.339 |  | 8183542.376 | 816182.78 | 389.339 |  | 389.339 |  | 389.339 |  | 327.3417 | Optimize SCR | 327.3417 |  | 327.3417 |  | 327.3417 |  | 327.3417 | 327.3417 | Existing SCR | 0.08 | 0.08 |  | 30.36%
Black Dog | Minnesota |  | X |  | 1904 | 5 | 1241 | Combined Cycle |  |  |  | Combined cycle | Y |  |  |  | 42.101 | 5577005.473 | 724478.71 | 40.031 | 42.101 |  | 5577005.473 | 724478.71 | 42.101 |  | 42.101 |  | 42.101 |  | 33.462 | Optimize SCR | 33.462 |  | 33.462 |  | 33.462 |  | 33.462 | 33.462 | Not Coal Steam or O/G Steam | 0.012 | 0.012 |  | 49.29%
Black Dog | Minnesota |  | X |  | 1904 | 6 | 91235 | Combustion Turbine |  |  |  | Combustion turbine |  |  |  |  | 26.187 | 1698029.96 | 154118.09 | 28.3337 | 26.187 |  | 1698029.96 | 154118.09 | 26.187 |  | 26.187 |  | 26.187 |  | 26.187 |  | 26.187 |  | 26.187 |  | 26.187 |  | 26.187 | 26.187 | Not Coal Steam or O/G Steam | 0.030844 | 0.030844 |  | 21.83%
Blue Lake Generating Plant | Minnesota |  | X |  | 8027 | 1 | 89763 | Combustion Turbine | 12 | 2023 | 2024 | Combustion turbine | [7 empty] | 0.13833 | 0 | Y | 0 | 0 | 0 |  | 0 |  | 0 |  | 0 |  | 0 |  | 0 |  | 0 |  | 0 | 0 | Not Coal Steam or O/G Steam | 0 | 0 |  | 0.00968%
Blue Lake Generating Plant | Minnesota |  | X |  | 8027 | 2 | 89764 | Combustion Turbine | 12 | 2023 | 2024 | Combustion turbine |  |  |  |  | 4.422 | 7370.2 | 400.41 | 2.8717 | 0 | Y | 0 | 0 | 0 |  | 0 |  | 0 |  | 0 |  | 0 |  | 0 |  | 0 |  | 0 | 0 | Not Coal Steam or O/G Steam | 0 | 0 |  | 0.1781%
Blue Lake Generating Plant | Minnesota |  | X |  | 8027 | 3 | 89765 | Combustion Turbine | 12 | 2023 | 2024 | Combustion turbine |  |  |  |  | 2.518 | 4197.2 | 233.16 | 1.6733 | 0 | Y | 0 | 0 | 0 |  | 0 |  | 0 |  | 0 |  | 0 |  | 0 |  | 0 |  | 0 | 0 | Not Coal Steam or O/G Steam | 0 | 0 |  | 0.1046%
Blue Lake Generating Plant | Minnesota |  | X |  | 8027 | 4 | 89766 | Combustion Turbine | 12 | 2023 | 2024 | Combustion turbine |  |  |  |  | 3.393 | 5654.8 | 328.71 | 1.9873 | 0 | Y | 0 | 0 | 0 |  | 0 |  | 0 |  | 0 |  | 0 |  | 0 |  | 0 |  | 0 | 0 | Not Coal Steam or O/G Steam | 0 | 0 |  | 0.1103%
Blue Lake Generating Plant | Minnesota |  | X |  | 8027 | 7 | 89378 | Combustion Turbine |  |  |  | Combustion turbine |  |  |  |  | 12.042 | 738784.475 | 63555.61 | 9.7563 | 12.042 |  | 738784.475 | 63555.61 | 12.042 |  | 12.042 |  | 12.042 |  | 12.042 |  | 12.042 |  | 12.042 |  | 12.042 |  | 12.042 | 12.042 | Not Coal Steam or O/G Steam | 0.032599 | 0.032599 |  | 0.083329
Blue Lake Generating Plant | Minnesota |  | X |  | 8027 | 8 | 89379 | Combustion Turbine |  |  |  | Combustion turbine |  |  |  |  | 12.695 | 739256.33 | 59635.91 | 9.6487 | 12.695 |  | 739256.33 | 59635.91 | 12.695 |  | 12.695 |  | 12.695 |  | 12.695 |  | 12.695 |  | 12.695 |  | 12.695 |  | 12.695 | 12.695 | Not Coal Steam or O/G Steam | 0.034345 | 0.034345 |  | 7.409%
Boswell Energy Center | Minnesota |  | X |  | 1893 | 3 | 1233 | Coal Steam | 12 | 2029 | 2030 | Tangentially-fired | Y |  |  | 364 | 313.739 | 10805893.808 | 1010800.46 | 209.6167 | 313.739 |  | 10805893.808 | 1010800.46 | 313.739 |  | 313.739 |  | 313.739 |  | 313.739 |  | 313.739 |  | 313.739 |  | 313.739 |  | 313.739 | 313.739 | Existing SCR | 0.058068 | 0.058068 |  | 44.28%
Boswell Energy Center | Minnesota |  | X |  | 1893 | 4 | 1234 | Coal Steam |  |  |  | Tangentially-fired |  | Y |  | 584 | 634.66 | 11460354.63 | 1188587.37 | 673.5793 | 634.66 |  | 11460354.63 | 1188587.37 | 634.66 |  | 634.66 |  | 634.66 |  | 634.66 |  | 634.66 |  | 594.2194 | Y | 594.2194 |  | 440.3641 | 286.5089 | Coal Steam SCR Retrofit | 0.1037 | 0.05 |  | 0.51276
Cambridge Station | Minnesota |  | X |  | 2038 | 1 | 90190 | Combustion Turbine |  |  |  | Combustion turbine |  |  |  |  | 4.344 | 7240.1 | 450.45 | 3.2267 | 4.344 |  | 7240.1 | 450.45 | 4.344 |  | 4.344 |  | 4.344 |  | 4.344 |  | 4.344 |  | 4.344 |  | 4.344 |  | 4.344 | 4.344 | Not Coal Steam or O/G Steam | 1.2 | 1.2 |  | 0.0040313
Cambridge Station | Minnesota |  | X |  | 2038 | 2 | 89651 | Combustion Turbine |  |  |  | Combustion turbine |  |  |  |  | 17.253 | 799714.22 | 68607.56 | 8.7893 | 17.253 |  | 799714.22 | 68607.56 | 17.253 |  | 17.253 |  | 17.253 |  | 17.253 |  | 17.253 |  | 17.253 |  | 17.253 |  | 17.253 | 17.253 | Not Coal Steam or O/G Steam | 0.043148 | 0.043148 |  | 5.873%
Cannon Falls Energy Center | Minnesota |  | X |  | 56241 | CT-01 | 89752 | Combustion Turbine |  |  |  | Combustion turbine |  |  |  |  | 23.015 | 1227958 | 103468.58 | 16.1283 | 23.015 |  | 1227958 | 103468.58 | 23.015 |  | 23.015 |  | 23.015 |  | 23.015 |  | 23.015 |  | 23.015 |  | 23.015 |  | 23.015 | 23.015 | Not Coal Steam or O/G Steam | 0.037485 | 0.037485 |  | 0.10189
Cannon Falls Energy Center | Minnesota |  | X |  | 56241 | CT-02 | 89753 | Combustion Turbine |  |  |  | Combustion turbine |  |  |  |  | 23.897 | 1235274.3 | 107777.94 | 16.0257 | 23.897 |  | 1235274.3 | 107777.94 | 23.897 |  | 23.897 |  | 23.897 |  | 23.897 |  | 23.897 |  | 23.897 |  | 23.897 |  | 23.897 | 23.897 | Not Coal Steam or O/G Steam | 0.038691 | 0.038691 |  | 9.877%
Cascade Creek | Minnesota |  | X |  | 6058 | CT1 | 90209 | Combustion Turbine |  |  |  | Combustion turbine |  |  |  |  | 9.323 | 26638 | 0 | 13.9597 | 9.323 |  | 26638 | 0 | 9.323 |  | 9.323 |  | 9.323 |  | 9.323 |  | 9.323 |  | 9.323 |  | 9.323 |  | 9.323 | 9.323 | Not Coal Steam or O/G Steam | 0.69998 | 0.69998 |  | 2.412%
Cascade Creek | Minnesota |  | X |  | 6058 | CT2 | 2727 | Combustion Turbine |  |  |  | Combustion turbine |  |  |  |  | 5.136 | 93203.12 | 8484.69 | 3.1597 | 5.136 |  | 93203.12 | 8484.69 | 5.136 |  | 5.136 |  | 5.136 |  | 5.136 |  | 5.136 |  | 5.136 |  | 5.136 |  | 5.136 | 5.136 | Not Coal Steam or O/G Steam | 0.11021 | 0.11021 |  | 5.556%
Cascade Creek | Minnesota |  | X |  | 6058 | CT3 | 2728 | Combustion Turbine |  |  |  | Combustion turbine |  |  |  |  | 4.924 | 93753.972 | 8619.7 | 3.2167 | 4.924 |  | 93753.972 | 8619.7 | 4.924 |  | 4.924 |  | 4.924 |  | 4.924 |  | 4.924 |  | 4.924 |  | 4.924 |  | 4.924 | 4.924 | Not Coal Steam or O/G Steam | 0.10504 | 0.10504 |  | 5.129%
Cottage Grove Cogeneration | Minnesota |  | X |  | 55010 | 01 | 3812 | Combined Cycle |  |  |  | Combined cycle | Y |  |  |  | 13.061 | 2395450.652 | 301820.3 | 11.7417 | 13.061 |  | 2395450.652 | 301820.3 | 13.061 |  | 13.061 |  | 13.061 |  | 13.061 |  | 13.061 |  | 13.061 |  | 13.061 |  | 13.061 | 13.061 | Not Coal Steam or O/G Steam | 0.010905 | 0.010905 |  | 26.07%
Elk River | Minnesota |  | X |  | 2039 | ERPS11 | 90432 | Combustion Turbine |  |  |  | Combustion turbine |  |  |  |  | 8.582 | 585059.595 | 44343.74 | 4.1777 | 8.582 |  | 585059.595 | 44343.74 | 8.582 |  | 8.582 |  | 8.582 |  | 8.582 |  | 8.582 |  | 8.582 |  | 8.582 |  | 8.582 | 8.582 | Not Coal Steam or O/G Steam | 0.029337 | 0.029337 |  | 3.383%
Faribault Energy Park | Minnesota |  | X |  | 56164 | EU006 | 89474 | Combined Cycle |  |  |  | Combined cycle | Y |  |  |  | 17.663 | 2550254.31 | 349435.57 | 17.4567 | 17.663 |  | 2550254.31 | 349435.57 | 17.663 |  | 17.663 |  | 17.663 |  | 15.3015 | Optimize SCR | 15.3015 |  | 15.3015 |  | 15.3015 |  | 15.3015 | 15.3015 | Not Coal Steam or O/G Steam | 0.012 | 0.012 |  | 30.44%
Hibbard Energy Center | Minnesota |  | X |  | 1897 | 3 | 1235 | Biomass |  |  |  | Stoker |  |  | Y |  | 67.809 | 462166.269 |  | 68.008 | 67.809 |  | 462166.269 |  | 67.809 |  | 67.809 |  | 67.809 |  | 67.809 |  | 67.809 |  | 67.809 |  | 67.809 |  | 67.809 | 67.809 | Not Coal Steam or O/G Steam | 0.29344 | 0.29344 |  | 17.32%
Hibbard Energy Center | Minnesota |  | X |  | 1897 | 4 | 1236 | Biomass |  |  |  | Stoker |  |  | Y |  | 71.595 | 477990.128 |  | 78.47 | 71.595 |  | 477990.128 |  | 71.595 |  | 71.595 |  | 71.595 |  | 71.595 |  | 71.595 |  | 71.595 |  | 71.595 |  | 71.595 | 71.595 | Not Coal Steam or O/G Steam | 0.29957 | 0.29957 |  | 20.56%
High Bridge | Minnesota |  | X |  | 1912 | 7 | 89581 | Combined Cycle |  |  |  | Combined cycle | Y |  |  |  | 37.192 | 5594520.56 | 754466.41 | 34.499 | 37.192 |  | 5594520.56 | 754466.41 | 37.192 |  | 37.192 |  | 37.192 |  | 33.5671 | Optimize SCR | 33.5671 |  | 33.5671 |  | 33.5671 |  | 33.5671 | 33.5671 | Not Coal Steam or O/G Steam | 0.012 | 0.012 |  | 58.52%
High Bridge | Minnesota |  | X |  | 1912 | 8 | 89582 | Combined Cycle |  |  |  | Combined cycle | Y |  |  |  | 37.703 | 5585989.495 | 755330.77 | 34.6493 | 37.703 |  | 5585989.495 | 755330.77 | 37.703 |  | 37.703 |  | 37.703 |  | 33.5159 | Optimize SCR | 33.5159 |  | 33.5159 |  | 33.5159 |  | 33.5159 | 33.5159 | Not Coal Steam or O/G Steam | 0.012 | 0.012 |  | 57.94%
Hoot Lake | Minnesota |  | X |  | 1943 | 2 | 1253 | Coal Steam | 5 | 2021 | 2023 | Tangentially-fired |  |  |  | 61.5 | 7.003 | 47378.65 | 4192 | 25.432 | 0 | Y | 0 | 0 | 0 |  | 0 |  | 0 |  | 0 |  | 0 |  | 0 |  | 0 |  | 0 | 0 | Retired | 0 | 0 |  | 4.539%
Hoot Lake | Minnesota |  | X |  | 1943 | 3 | 1254 | Coal Steam | 5 | 2021 | 2023 | Dry bottom wall-fired boiler |  |  |  | 84 | 2.762 | 26399.325 | 2372 | 26.051 | 0 | Y | 0 | 0 | 0 |  | 0 |  | 0 |  | 0 |  | 0 |  | 0 |  | 0 |  | 0 | 0 | Retired | 0 | 0 |  | 6.293%
Hutchinson - Plant 2 | Minnesota |  | X |  | 6358 | 1 | 2880 | Combined Cycle |  |  |  | Combined cycle |  |  |  |  | 6.485 | 117537.887 | 13194.03 | 6.0417 | 6.485 |  | 117537.887 | 13194.03 | 6.485 |  | 6.485 |  | 6.485 |  | 6.485 |  | 6.485 |  | 6.485 |  | 6.485 |  | 6.485 | 6.485 | Not Coal Steam or O/G Steam | 0.11035 | 0.11035 |  | 5.904%
Inver Hills | Minnesota |  | X |  | 1913 | 1 | 90102 | Combustion Turbine | 12 | 2026 | 2027 | Combustion turbine |  |  |  |  | 45.395 | 129555.5 | 7404.17 | 16.7037 | 45.395 |  | 129555.5 | 7404.17 | 45.395 |  | 45.395 |  | 45.395 |  | 45.395 |  | 45.395 |  | 45.395 |  | 45.395 |  | 45.395 | 45.395 | Not Coal Steam or O/G Steam | 0.70078 | 0.70078 |  | 1.623%
Inver Hills | Minnesota |  | X |  | 1913 | 2 | 90103 | Combustion Turbine | 12 | 2026 | 2027 | Combustion turbine |  |  |  |  | 30.732 | 87804.4 | 5586.43 | 11.216 | 30.732 |  | 87804.4 | 5586.43 | 30.732 |  | 30.732 |  | 30.732 |  | 30.732 |  | 30.732 |  | 30.732 |  | 30.732 |  | 30.732 | 30.732 | Not Coal Steam or O/G Steam | 0.70001 | 0.70001 |  | 1.211%
Inver Hills | Minnesota |  | X |  | 1913 | 3 | 90104 | Combustion Turbine | 12 | 2026 | 2027 | Combustion turbine |  |  |  |  | 46.615 | 133184.1 | 8214.14 | 20.6573 | 46.615 |  | 133184.1 | 8214.14 | 46.615 |  | 46.615 |  | 46.615 |  | 46.615 |  | 46.615 |  | 46.615 |  | 46.615 |  | 46.615 | 46.615 | Not Coal Steam or O/G Steam | 0.70001 | 0.70001 |  | 2.17%
Inver Hills | Minnesota |  | X |  | 1913 | 4 | 90105 | Combustion Turbine | 12 | 2026 | 2027 | Combustion turbine |  |  |  |  | 50.633 | 144657.9 | 9087.25 | 21.724 | 50.633 |  | 144657.9 | 9087.25 | 50.633 |  | 50.633 |  | 50.633 |  | 50.633 |  | 50.633 |  | 50.633 |  | 50.633 |  | 50.633 | 50.633 | Not Coal Steam or O/G Steam | 0.70004 | 0.70004 |  | 2.204%
Inver Hills | Minnesota |  | X |  | 1913 | 5 | 90106 | Combustion Turbine | 12 | 2026 | 2027 | Combustion turbine |  |  |  |  | 45.243 | 129262 | 7730.35 | 18.2513 | 45.243 |  | 129262 | 7730.35 | 45.243 |  | 45.243 |  | 45.243 |  | 45.243 |  | 45.243 |  | 45.243 |  | 45.243 |  | 45.243 | 45.243 | Not Coal Steam or O/G Steam | 0.70002 | 0.70002 |  | 2.013%
Inver Hills | Minnesota |  | X |  | 1913 | 6 | 90107 | Combustion Turbine | 12 | 2026 | 2027 | Combustion turbine |  |  |  |  | 46.253 | 132147.9 | 8352.25 | 20.481 | 46.253 |  | 132147.9 | 8352.25 | 46.253 |  | 46.253 |  | 46.253 |  | 46.253 |  | 46.253 |  | 46.253 |  | 46.253 |  | 46.253 | 46.253 | Not Coal Steam or O/G Steam | 0.70002 | 0.70002 |  | 2.09%
Lakefield Junction Generating | Minnesota |  | X |  | 7925 | CT01 | 3985 | Combustion Turbine |  |  |  | Combustion turbine |  |  |  |  | 5.232 | 301910.018 | 21061.76 | 1.891 | 5.232 |  | 301910.018 | 21061.76 | 5.232 |  | 5.232 |  | 5.232 |  | 5.232 |  | 5.232 |  | 5.232 |  | 5.232 |  | 5.232 | 5.232 | Not Coal Steam or O/G Steam | 0.034659 | 0.034659 |  | 2.535%
Lakefield Junction Generating | Minnesota |  | X |  | 7925 | CT02 | 3986 | Combustion Turbine |  |  |  | Combustion turbine |  |  |  |  | 3.859 | 251763.072 | 17524.09 | 1.8307 | 3.859 |  | 251763.072 | 17524.09 | 3.859 |  | 3.859 |  | 3.859 |  | 3.859 |  | 3.859 |  | 3.859 |  | 3.859 |  | 3.859 | 3.859 | Not Coal Steam or O/G Steam | 0.030656 | 0.030656 |  | 2.795%
Lakefield Junction Generating | Minnesota |  | X |  | 7925 | CT03 | 3987 | Combustion Turbine |  |  |  | Combustion turbine |  |  |  |  | 3.115 | 187679.388 | 13022.3 | 2.0767 | 3.115 |  | 187679.388 | 13022.3 | 3.115 |  | 3.115 |  | 3.115 |  | 3.115 |  | 3.115 |  | 3.115 |  | 3.115 |  | 3.115 | 3.115 | Not Coal Steam or O/G Steam | 0.033195 | 0.033195 |  | 2.922%
Lakefield Junction Generating | Minnesota |  | X |  | 7925 | CT04 | 3988 | Combustion Turbine |  |  |  | Combustion turbine |  |  |  |  | 2.09 | 135845.247 | 9385.12 | 1.7713 | 2.09 |  | 135845.247 | 9385.12 | 2.09 |  | 2.09 |  | 2.09 |  | 2.09 |  | 2.09 |  | 2.09 |  | 2.09 |  | 2.09 | 2.09 | Not Coal Steam or O/G Steam | 0.03077 | 0.03077 |  | 2.418%
Lakefield Junction Generating | Minnesota |  | X |  | 7925 | CT05 | 3989 | Combustion Turbine |  |  |  | Combustion turbine |  |  |  |  | 1.547 | 106266.711 | 7377.37 | 1.2507 | 1.547 |  | 106266.711 | 7377.37 | 1.547 |  | 1.547 |  | 1.547 |  | 1.547 |  | 1.547 |  | 1.547 |  | 1.547 |  | 1.547 | 1.547 | Not Coal Steam or O/G Steam | 0.029115 | 0.029115 |  | 1.888%
Lakefield Junction Generating | Minnesota |  | X |  | 7925 | CT06 | 3990 | Combustion Turbine |  |  |  | Combustion turbine |  |  |  |  | 1.692 | 114528.873 | 7922.99 | 1.1987 | 1.692 |  | 114528.873 | 7922.99 | 1.692 |  | 1.692 |  | 1.692 |  | 1.692 |  | 1.692 |  | 1.692 |  | 1.692 |  | 1.692 | 1.692 | Not Coal Steam or O/G Steam | 0.029547 | 0.029547 |  | 1.861%
Laskin Energy Center | Minnesota |  | X |  | 1891 | 1 | 1229 | O/G Steam |  |  |  | Tangentially-fired |  |  | Y | 44 | 31.152 | 519625.627 | 36565.31 | 13.65 | 31.152 |  | 519625.627 | 36565.31 | 31.152 |  | 31.152 |  | 31.152 |  | 31.152 |  | 31.152 |  | 31.152 |  | 31.152 |  | 31.152 | 31.152 | O/G Steam Under 100 MW | 0.1199 | 0.1199 |  | 9.849%
Laskin Energy Center | Minnesota |  | X |  | 1891 | 2 | 1230 | O/G Steam |  |  |  | Tangentially-fired |  |  | Y | 44 | 31.785 | 516156.261 | 34558.48 | 13.8683 | 31.785 |  | 516156.261 | 34558.48 | 31.785 |  | 31.785 |  | 31.785 |  | 31.785 |  | 31.785 |  | 31.785 |  | 31.785 |  | 31.785 | 31.785 | O/G Steam Under 100 MW | 0.12316 | 0.12316 |  | 9.779%
Mankato Energy Center | Minnesota |  | X |  | 56104 | CT-1 | 89427 | Combined Cycle |  |  |  | Combined cycle | Y |  |  |  | 21.406 | 5534406.616 | 729206.43 | 18.3563 | 21.406 |  | 5534406.616 | 729206.43 | 21.406 |  | 21.406 |  | 21.406 |  | 21.406 |  | 21.406 |  | 21.406 |  | 21.406 |  | 21.406 | 21.406 | Not Coal Steam or O/G Steam | 0.0077356 | 0.0077356 |  | 42.13%
Mankato Energy Center | Minnesota |  | X |  | 56104 | CT-2 | 89428 | Combined Cycle |  |  |  | Combined cycle | Y |  |  |  | 16.081 | 4090134.775 | 555592.69 | 16.1763 | 16.081 |  | 4090134.775 | 555592.69 | 16.081 |  | 16.081 |  | 16.081 |  | 16.081 |  | 16.081 |  | 16.081 |  | 16.081 |  | 16.081 | 16.081 | Not Coal Steam or O/G Steam | 0.0078633 | 0.0078633 |  | 38.38%
Maple Lake Station | Minnesota |  | X |  | 2042 | 1 | 90189 | Combustion Turbine |  |  |  | Combustion turbine |  |  |  |  | 5.067 | 8445.4 | 532.24 | 2.7217 | 5.067 |  | 8445.4 | 532.24 | 5.067 |  | 5.067 |  | 5.067 |  | 5.067 |  | 5.067 |  | 5.067 |  | 5.067 |  | 5.067 | 5.067 | Not Coal Steam or O/G Steam | 1.1999 | 1.1999 |  | 0.34%
Minnesota River Station | Minnesota |  | X |  | 7844 | U001 | 3297 | Combustion Turbine |  |  |  | Combustion turbine |  |  |  |  | 1.351 | 15534.784 | 2178.2 | 0.63733 | 1.351 |  | 15534.784 | 2178.2 | 1.351 |  | 1.351 |  | 1.351 |  | 1.351 |  | 1.351 |  | 1.351 |  | 1.351 |  | 1.351 | 1.351 | Not Coal Steam or O/G Steam | 0.17393 | 0.17393 |  | 0.3437%
New Ulm | Minnesota |  | X |  | 2001 | 7 | 90754 | Combustion Turbine |  |  |  | Combustion turbine |  |  |  |  | 2.111 | 3517.5 | 261.3 | 1.998 | 2.111 |  | 3517.5 | 261.3 | 2.111 |  | 2.111 |  | 2.111 |  | 2.111 |  | 2.111 |  | 2.111 |  | 2.111 |  | 2.111 | 2.111 | Not Coal Steam or O/G Steam | 1.2003 | 1.2003 |  | 0.2591%
Northshore Mining Silver Bay Power | Minnesota |  | X |  | 10849 | PB1 | 89908 | Coal Steam |  |  |  | Dry bottom wall-fired boiler |  |  |  | 36 |  |  |  | 20.121 | [20 empty] | Coal Steam Under 100 MW, Under 0.08 | 0 | 0 |  | 4.549%
Northshore Mining Silver Bay Power | Minnesota |  | X |  | 10849 | PB2 | 89909 | Coal Steam |  |  |  | Dry bottom wall-fired boiler |  |  |  | 69 |  |  |  | 134.9277 | [20 empty] | Coal Steam Under 100 MW, Under 0.08 | 0 | 0 |  | 9.649%
Pleasant Valley Station | Minnesota |  | X |  | 7843 | 11 | 3294 | Combustion Turbine |  |  |  | Combustion turbine |  |  |  |  | 25.78 | 493466.562 | 40023.8 | 12.855 | 25.78 |  | 493466.562 | 40023.8 | 25.78 |  | 25.78 |  | 25.78 |  | 25.78 |  | 25.78 |  | 25.78 |  | 25.78 |  | 25.78 | 25.78 | Not Coal Steam or O/G Steam | 0.10449 | 0.10449 |  | 3.79%
Pleasant Valley Station | Minnesota |  | X |  | 7843 | 12 | 3295 | Combustion Turbine |  |  |  | Combustion turbine |  |  |  |  | 10.287 | 283172.911 | 22536.05 | 5.6363 | 10.287 |  | 283172.911 | 22536.05 | 10.287 |  | 10.287 |  | 10.287 |  | 10.287 |  | 10.287 |  | 10.287 |  | 10.287 |  | 10.287 | 10.287 | Not Coal Steam or O/G Steam | 0.072655 | 0.072655 |  | 2.336%
Pleasant Valley Station | Minnesota |  | X |  | 7843 | 13 | 3296 | Combustion Turbine |  |  |  | Combustion turbine |  |  |  |  | 5.778 | 151596.345 | 11858.76 | 2.869 | 5.778 |  | 151596.345 | 11858.76 | 5.778 |  | 5.778 |  | 5.778 |  | 5.778 |  | 5.778 |  | 5.778 |  | 5.778 |  | 5.778 | 5.778 | Not Coal Steam or O/G Steam | 0.076229 | 0.076229 |  | 1.443%
Riverside (1927) | Minnesota |  | X |  | 1927 | 10 | 89647 | Combined Cycle |  |  |  | Combined cycle | Y |  |  |  | 19.002 | 1918184.562 | 266799.91 | 31.422 | 19.002 |  | 1918184.562 | 266799.91 | 19.002 |  | 19.002 |  | 19.002 |  | 11.5091 | Optimize SCR | 11.5091 |  | 11.5091 |  | 11.5091 |  | 11.5091 | 11.5091 | Not Coal Steam or O/G Steam | 0.012 | 0.012 |  | 48.67%
Riverside (1927) | Minnesota |  | X |  | 1927 | 9 | 89646 | Combined Cycle |  |  |  | Combined cycle | Y |  |  |  | 22.423 | 2091379 | 291433.84 | 31.0823 | 22.423 |  | 2091379 | 291433.84 | 22.423 |  | 22.423 |  | 22.423 |  | 12.5483 | Optimize SCR | 12.5483 |  | 12.5483 |  | 12.5483 |  | 12.5483 | 12.5483 | Not Coal Steam or O/G Steam | 0.012 | 0.012 |  | 45.27%
Rock Lake Station | Minnesota |  | X |  | 6741 | 1 | 90185 | Combustion Turbine |  |  |  | Combustion turbine |  |  |  |  | 5.641 | 9401.1 | 588.96 | 3.644 | 5.641 |  | 9401.1 | 588.96 | 5.641 |  | 5.641 |  | 5.641 |  | 5.641 |  | 5.641 |  | 5.641 |  | 5.641 |  | 5.641 | 5.641 | Not Coal Steam or O/G Steam | 1.2001 | 1.2001 |  | 0.4552%
Sherburne County | Minnesota |  | X |  | 6090 | 1 | 2767 | Coal Steam | 12 | 2026 | 2027 | Tangentially-fired |  |  | Y | 680 | 888.293 | 13173696.305 | 1275267.17 | 959.3107 | 888.293 |  | 13173696.305 | 1275267.17 | 888.293 |  | 888.293 |  | 888.293 |  | 888.293 |  | 888.293 |  | 888.293 |  | 888.293 |  | 608.8177 | 329.3424 | Coal Steam SCR Retrofit | 0.13486 | 0.05 |  | 49.46%
Sherburne County | Minnesota |  | X |  | 6090 | 2 | 2768 | Coal Steam | 12 | 2023 | 2024 | Tangentially-fired |  |  | Y | 752 | 1435.555 | 21055226.472 | 2030812.97 | 1179.3097 | 0 | Y | 0 | 0 | 0 |  | 0 |  | 0 |  | 0 |  | 0 |  | 0 |  | 0 |  | 0 | 0 | Retired | 0 | 0 |  | 59.67%
Sherburne County | Minnesota |  | X |  | 6090 | 3 | 2769 | Coal Steam | 12 | 2030 | 2031 | Dry bottom wall-fired boiler |  |  |  | 876 | 1013.132 | 16235252.965 | 1669939.75 | 1018.3277 | 1013.132 |  | 16235252.965 | 1669939.75 | 1013.132 |  | 1013.132 |  | 1013.132 |  | 1013.132 |  | 1013.132 |  | 1013.132 |  | 1013.132 |  | 709.5067 | 405.8813 | Coal Steam SCR Retrofit | 0.12481 | 0.05 |  | 43.02%
Solway Plant | Minnesota |  | X |  | 7947 | 1 | 8406 | Combustion Turbine |  |  |  | Combustion turbine |  |  |  |  | 30.317 | 455018.237 | 45302.56 | 20.2297 | 30.317 |  | 455018.237 | 45302.56 | 30.317 |  | 30.317 |  | 30.317 |  | 30.317 |  | 30.317 |  | 30.317 |  | 30.317 |  | 30.317 | 30.317 | Not Coal Steam or O/G Steam | 0.13326 | 0.13326 |  | 16.88%
St. Bonifacius Station | Minnesota |  | X |  | 6824 | 1 | 90186 | Combustion Turbine |  |  |  | Combustion turbine |  |  |  |  | 2.806 | 5573.3 | 153.19 | 3.2493 | 2.806 |  | 5573.3 | 153.19 | 2.806 |  | 2.806 |  | 2.806 |  | 2.806 |  | 2.806 |  | 2.806 |  | 2.806 |  | 2.806 | 2.806 | Not Coal Steam or O/G Steam | 1.0069 | 1.0069 |  | 0.6623%
St. Bonifacius Station | Minnesota |  | X |  | 6824 | 2 | 90187 | Combustion Turbine |  |  |  | Combustion turbine |  |  |  |  | 3.14 | 6450.9 | 174.09 | 3.1927 | 3.14 |  | 6450.9 | 174.09 | 3.14 |  | 3.14 |  | 3.14 |  | 3.14 |  | 3.14 |  | 3.14 |  | 3.14 |  | 3.14 | 3.14 | Not Coal Steam or O/G Steam | 0.97351 | 0.97351 |  | 0.6896%
Taconite Harbor Energy Center | Minnesota |  | X |  | 10075 | 1 | 9003 | Coal Steam | 3 | 2023 | 2023 | Tangentially-fired |  | Y |  | 79 |  |  |  |  | 0 | Y | 0 | 0 | 0 |  | 0 |  | 0 |  | 0 |  | 0 |  | 0 |  | 0 |  | 0 | 0 | Retired | 0 | 0
Taconite Harbor Energy Center | Minnesota |  | X |  | 10075 | 2 | 9004 | Coal Steam | 3 | 2023 | 2023 | Tangentially-fired |  | Y |  | 76 |  |  |  |  | 0 | Y | 0 | 0 | 0 |  | 0 |  | 0 |  | 0 |  | 0 |  | 0 |  | 0 |  | 0 | 0 | Retired | 0 | 0
Ackerman Combined Cycle Plant | Mississippi |  | X | X | 55694 | AA-001 | 8924 | Combined Cycle |  |  |  | Combined cycle | Y |  |  |  | 29.396 | 5156404.444 | 717827.38 | 33.8547 | 29.396 |  | 5156404.444 | 717827.38 | 29.396 |  | 29.396 |  | 29.396 |  | 29.396 |  | 29.396 |  | 29.396 |  | 29.396 |  | 29.396 | 29.396 | Not Coal Steam or O/G Steam | 0.011402 | 0.011402 |  | 52.27%
Ackerman Combined Cycle Plant | Mississippi |  | X | X | 55694 | AA-002 | 8926 | Combined Cycle |  |  |  | Combined cycle | Y |  |  |  | 30.175 | 5333439.914 | 731977.19 | 34.743 | 30.175 |  | 5333439.914 | 731977.19 | 30.175 |  | 30.175 |  | 30.175 |  | 30.175 |  | 30.175 |  | 30.175 |  | 30.175 |  | 30.175 | 30.175 | Not Coal Steam or O/G Steam | 0.011315 | 0.011315 |  | 53.79%
Attala Generating Plant | Mississippi |  | X | X | 55220 | A01 | 4165 | Combined Cycle |  |  |  | Combined cycle | Y |  |  |  | 24.465 | 4597118.193 | 653046.38 | 21.1943 | 24.465 |  | 4597118.193 | 653046.38 | 24.465 |  | 24.465 |  | 24.465 |  | 24.465 |  | 24.465 |  | 24.465 |  | 24.465 |  | 24.465 | 24.465 | Not Coal Steam or O/G Steam | 0.010644 | 0.010644 |  | 48.11%
Attala Generating Plant | Mississippi |  | X | X | 55220 | A02 | 4166 | Combined Cycle |  |  |  | Combined cycle | Y |  |  |  | 27.7 | 4767115.973 | 649482.71 | 22.8073 | 27.7 |  | 4767115.973 | 649482.71 | 27.7 |  | 27.7 |  | 27.7 |  | 27.7 |  | 27.7 |  | 27.7 |  | 27.7 |  | 27.7 | 27.7 | Not Coal Steam or O/G Steam | 0.011621 | 0.011621 |  | 48.54%
Batesville Generation Facility | Mississippi |  | X | X | 55063 | 1 | 3846 | Combined Cycle |  |  |  | Combined cycle | Y |  |  |  | 47.276 | 3508767.232 | 431290.77 | 44.8403 | 47.276 |  | 3508767.232 | 431290.77 | 47.276 |  | 47.276 |  | 47.276 |  | 21.0526 | Optimize SCR | 21.0526 |  | 21.0526 |  | 21.0526 |  | 21.0526 | 21.0526 | Not Coal Steam or O/G Steam | 0.012 | 0.012 |  | 40.63%
Batesville Generation Facility | Mississippi |  | X | X | 55063 | 2 | 3847 | Combined Cycle |  |  |  | Combined cycle | Y |  |  |  | 59.578 | 4686794.828 | 575861.11 | 60.961 | 59.578 |  | 4686794.828 | 575861.11 | 59.578 |  | 59.578 |  | 59.578 |  | 28.1208 | Optimize SCR | 28.1208 |  | 28.1208 |  | 28.1208 |  | 28.1208 | 28.1208 | Not Coal Steam or O/G Steam | 0.012 | 0.012 |  | 57.31%
Batesville Generation Facility | Mississippi |  | X | X | 55063 | 3 | 3848 | Combined Cycle |  |  |  | Combined cycle | Y |  |  |  | 16.652 | 1307265.208 | 166373.79 | 51.422 | 16.652 |  | 1307265.208 | 166373.79 | 16.652 |  | 16.652 |  | 16.652 |  | 7.8436 | Optimize SCR | 7.8436 |  | 7.8436 |  | 7.8436 |  | 7.8436 | 7.8436 | Not Coal Steam or O/G Steam | 0.012 | 0.012 |  | 44.2%
Baxter Wilson | Mississippi |  | X | X | 2050 | 1 | 1293 | O/G Steam | 5 | 2022 | 2023 | Tangentially-fired |  |  |  | 500 | 693.036 | 6059788.448 | 596689.82 | 1023.8023 | 0 | Y | 0 | 0 | 0 |  | 0 |  | 0 |  | 0 |  | 0 |  | 0 |  | 0 |  | 0 | 0 | Retired | 0 | 0 |  | 42.49%
Caledonia | Mississippi |  | X | X | 55197 | AA-001 | 4102 | Combined Cycle |  |  |  | Combined cycle | Y |  |  |  | 25.661 | 4099895.41 | 596815.57 | 27.9703 | 25.661 |  | 4099895.41 | 596815.57 | 25.661 |  | 25.661 |  | 25.661 |  | 24.5994 | Optimize SCR | 24.5994 |  | 24.5994 |  | 24.5994 |  | 24.5994 | 24.5994 | Not Coal Steam or O/G Steam | 0.012 | 0.012 |  | 61.09%
Caledonia | Mississippi |  | X | X | 55197 | AA-002 | 4103 | Combined Cycle |  |  |  | Combined cycle | Y |  |  |  | 26.949 | 4770764.066 | 677451.8 | 28.204 | 26.949 |  | 4770764.066 | 677451.8 | 26.949 |  | 26.949 |  | 26.949 |  | 26.949 |  | 26.949 |  | 26.949 |  | 26.949 |  | 26.949 | 26.949 | Not Coal Steam or O/G Steam | 0.011298 | 0.011298 |  | 67.12%
Caledonia | Mississippi |  | X | X | 55197 | AA-003 | 4104 | Combined Cycle |  |  |  | Combined cycle | Y |  |  |  | 26.512 | 4972505.363 | 716328.63 | 22.696 | 26.512 |  | 4972505.363 | 716328.63 | 26.512 |  | 26.512 |  | 26.512 |  | 26.512 |  | 26.512 |  | 26.512 |  | 26.512 |  | 26.512 | 26.512 | Not Coal Steam or O/G Steam | 0.010663 | 0.010663 |  | 54.43%
Chevron Cogenerating Station | Mississippi |  | X | X | 2047 | 5 | 1285 | Combustion Turbine |  |  |  | Combustion turbine |  |  |  |  | 80.703 | 2857806.072 | 245585.31 | 76.2893 | 80.703 |  | 2857806.072 | 245585.31 | 80.703 |  | 80.703 |  | 80.703 |  | 80.703 |  | 80.703 |  | 80.703 |  | 80.703 |  | 80.703 | 80.703 | Not Coal Steam or O/G Steam | 0.056479 | 0.056479 |  | 69.31%
Choctaw County Gen | Mississippi |  | X | X | 55706 | CTG1 | 9224 | Combined Cycle |  |  |  | Combined cycle | Y |  |  |  | 24.597 | 5895015.906 | 544859.74 | 23.7563 | 24.597 |  | 5895015.906 | 544859.74 | 24.597 |  | 24.597 |  | 24.597 |  | 24.597 |  | 24.597 |  | 24.597 |  | 24.597 |  | 24.597 | 24.597 | Not Coal Steam or O/G Steam | 0.008345 | 0.008345 |  | 60.42%
Choctaw County Gen | Mississippi |  | X | X | 55706 | CTG2 | 9225 | Combined Cycle |  |  |  | Combined cycle | Y |  |  |  | 26.716 | 6015259.726 | 543507.03 | 24.0737 | 26.716 |  | 6015259.726 | 543507.03 | 26.716 |  | 26.716 |  | 26.716 |  | 26.716 |  | 26.716 |  | 26.716 |  | 26.716 |  | 26.716 | 26.716 | Not Coal Steam or O/G Steam | 0.0088827 | 0.0088827 |  | 60.47%
Choctaw County Gen | Mississippi |  | X | X | 55706 | CTG3 | 9226 | Combined Cycle |  |  |  | Combined cycle | Y |  |  |  | 26.947 | 6052780.355 | 563196.07 | 22.5743 | 26.947 |  | 6052780.355 | 563196.07 | 26.947 |  | 26.947 |  | 26.947 |  | 26.947 |  | 26.947 |  | 26.947 |  | 26.947 |  | 26.947 | 26.947 | Not Coal Steam or O/G Steam | 0.008904 | 0.008904 |  | 55.39%
Crossroads Energy Center (CPU) | Mississippi |  | X | X | 55395 | CT01 | 9056 | Combustion Turbine |  |  |  | Combustion turbine |  |  |  |  | 1.171 | 88623.101 | 6545.22 | 2.4847 | 1.171 |  | 88623.101 | 6545.22 | 1.171 |  | 1.171 |  | 1.171 |  | 1.171 |  | 1.171 |  | 1.171 |  | 1.171 |  | 1.171 | 1.171 | Not Coal Steam or O/G Steam | 0.026427 | 0.026427 |  | 5.058%
Crossroads Energy Center (CPU) | Mississippi |  | X | X | 55395 | CT02 | 9057 | Combustion Turbine |  |  |  | Combustion turbine |  |  |  |  | 1.346 | 109632.021 | 8236.15 | 2.3607 | 1.346 |  | 109632.021 | 8236.15 | 1.346 |  | 1.346 |  | 1.346 |  | 1.346 |  | 1.346 |  | 1.346 |  | 1.346 |  | 1.346 | 1.346 | Not Coal Steam or O/G Steam | 0.024555 | 0.024555 |  | 5.005%
Crossroads Energy Center (CPU) | Mississippi |  | X | X | 55395 | CT03 | 9058 | Combustion Turbine |  |  |  | Combustion turbine |  |  |  |  | 1.158 | 87137.875 | 6564.47 | 2.3807 | 1.158 |  | 87137.875 | 6564.47 | 1.158 |  | 1.158 |  | 1.158 |  | 1.158 |  | 1.158 |  | 1.158 |  | 1.158 |  | 1.158 | 1.158 | Not Coal Steam or O/G Steam | 0.026579 | 0.026579 |  | 4.963%
Crossroads Energy Center (CPU) | Mississippi |  | X | X | 55395 | CT04 | 9059 | Combustion Turbine |  |  |  | Combustion turbine |  |  |  |  | 1.273 | 98806.934 | 7555.31 | 2.2283 | 1.273 |  | 98806.934 | 7555.31 | 1.273 |  | 1.273 |  | 1.273 |  | 1.273 |  | 1.273 |  | 1.273 |  | 1.273 |  | 1.273 | 1.273 | Not Coal Steam or O/G Steam | 0.025767 | 0.025767 |  | 4.655%
Daniel Electric Generating Plant | Mississippi |  | X | X | 6073 | 1 | 2744 | Coal Steam | 12 | 2027 | 2028 | Tangentially-fired |  |  | Y | 502 | 1945.516 | 13274339.995 | 1248582.99 | 1188.1003 | 1945.516 |  | 13274339.995 | 1248582.99 | 1945.516 |  | 1945.516 |  | 1945.516 |  | 1945.516 |  | 1320.7968 | SOA CC | 1945.516 |  | 1320.7968 | SOA CC | 826.3277 | 331.8585 | Coal Steam SCR Retrofit | 0.199 | 0.05 |  | 49.13%
Daniel Electric Generating Plant | Mississippi |  | X | X | 6073 | 2 | 2745 | Coal Steam | 12 | 2027 | 2028 | Tangentially-fired |  |  | Y | 502 |  |  |  | 677.752 | [20 empty] | Coal Steam Under 0.08 lb/mmBtu | 0 | 0 |  | 30.62%
Daniel Electric Generating Plant | Mississippi |  | X | X | 6073 | 3A | 2746 | Combined Cycle |  |  |  | Combined cycle | Y |  |  |  | 21.712 | 6165691.937 | 903385.76 | 23.226 | 21.712 |  | 6165691.937 | 903385.76 | 21.712 |  | 21.712 |  | 21.712 |  | 21.712 |  | 21.712 |  | 21.712 |  | 21.712 |  | 21.712 | 21.712 | Not Coal Steam or O/G Steam | 0.0070428 | 0.0070428 |  | 81.84%
Daniel Electric Generating Plant | Mississippi |  | X | X | 6073 | 3B | 2747 | Combined Cycle |  |  |  | Combined cycle | Y |  |  |  | 20.902 | 5992903.076 | 897391.39 | 22.7467 | 20.902 |  | 5992903.076 | 897391.39 | 20.902 |  | 20.902 |  | 20.902 |  | 20.902 |  | 20.902 |  | 20.902 |  | 20.902 |  | 20.902 | 20.902 | Not Coal Steam or O/G Steam | 0.0069756 | 0.0069756 |  | 80.76%
Daniel Electric Generating Plant | Mississippi |  | X | X | 6073 | 4A | 2748 | Combined Cycle |  |  |  | Combined cycle | Y |  |  |  | 19.888 | 5686090.844 | 899716.26 | 20.3923 | 19.888 |  | 5686090.844 | 899716.26 | 19.888 |  | 19.888 |  | 19.888 |  | 19.888 |  | 19.888 |  | 19.888 |  | 19.888 |  | 19.888 | 19.888 | Not Coal Steam or O/G Steam | 0.0069953 | 0.0069953 |  | 75.15%
Daniel Electric Generating Plant | Mississippi |  | X | X | 6073 | 4B | 2749 | Combined Cycle |  |  |  | Combined cycle | Y |  |  |  | 21.82 | 5471597.499 | 899095.76 | 20.3117 | 21.82 |  | 5471597.499 | 899095.76 | 21.82 |  | 21.82 |  | 21.82 |  | 21.82 |  | 21.82 |  | 21.82 |  | 21.82 |  | 21.82 | 21.82 | Not Coal Steam or O/G Steam | 0.0079757 | 0.0079757 |  | 71.86%
David M Ratcliffe | Mississippi |  | X | X | 57037 | AB-001 | 90830 | Combined Cycle |  |  |  | Integrated gasification combined cycle | Y |  |  |  | 26.669 | 5298181.335 | 786866.28 | 32.5413 | 26.669 |  | 5298181.335 | 786866.28 | 26.669 |  | 26.669 |  | 26.669 |  | 26.669 |  | 26.669 |  | 26.669 |  | 26.669 |  | 26.669 | 26.669 | Not Coal Steam or O/G Steam | 0.010067 | 0.010067 |  | 54.43%
David M Ratcliffe | Mississippi |  | X | X | 57037 | AB-002 | 90831 | Combined Cycle |  |  |  | Integrated gasification combined cycle | Y |  |  |  | 22.804 | 5179222.525 | 778380.83 | 30.5357 | 22.804 |  | 5179222.525 | 778380.83 | 22.804 |  | 22.804 |  | 22.804 |  | 22.804 |  | 22.804 |  | 22.804 |  | 22.804 |  | 22.804 | 22.804 | Not Coal Steam or O/G Steam | 0.008806 | 0.008806 |  | 54.27%
Gerald Andrus | Mississippi |  | X | X | 8054 | 1 | 3449 | O/G Steam |  |  |  | Dry bottom wall-fired boiler |  |  |  | 736 | 83.874 | 626074.636 | 59085.77 | 700.8677 | 83.874 |  | 626074.636 | 59085.77 | 83.874 |  | 83.874 |  | 83.874 |  | 83.874 |  | 83.874 |  | 83.874 |  | 83.874 |  | 46.6326 | 9.3911 | O/G Steam SCR Retrofit | 0.26794 | 0.03 |  | 17.78%
Hinds Energy Facility | Mississippi |  | X | X | 55218 | 2 | 91299 | Combustion Turbine |  |  |  | Combustion turbine |  |  |  |  | 0.849 | 32421.953 | 3030.73 | 0.43733 | 0.849 |  | 32421.953 | 3030.73 | 0.849 |  | 0.849 |  | 0.849 |  | 0.849 |  | 0.849 |  | 0.849 |  | 0.849 |  | 0.849 | 0.849 | Not Coal Steam or O/G Steam | 0.052372 | 0.052372 |  | 1.296%
Hinds Energy Facility | Mississippi |  | X | X | 55218 | H01 | 4155 | Combined Cycle |  |  |  | Combined cycle | Y |  |  |  | 27.465 | 5423686.055 | 794940.83 | 26.7583 | 27.465 |  | 5423686.055 | 794940.83 | 27.465 |  | 27.465 |  | 27.465 |  | 27.465 |  | 27.465 |  | 27.465 |  | 27.465 |  | 27.465 | 27.465 | Not Coal Steam or O/G Steam | 0.010128 | 0.010128 |  | 78.58%
Hinds Energy Facility | Mississippi |  | X | X | 55218 | H02 | 4156 | Combined Cycle |  |  |  | Combined cycle | Y |  |  |  | 26.188 | 5382489.961 | 793882.8 | 24.5747 | 26.188 |  | 5382489.961 | 793882.8 | 26.188 |  | 26.188 |  | 26.188 |  | 26.188 |  | 26.188 |  | 26.188 |  | 26.188 |  | 26.188 | 26.188 | Not Coal Steam or O/G Steam | 0.0097308 | 0.0097308 |  | 75.84%
Kemper County | Mississippi |  | X | X | 7960 | KCT1 | 3379 | Combustion Turbine |  |  |  | Combustion turbine |  |  |  |  | 7.522 | 496013.758 | 39216.69 | 7.0933 | 7.522 |  | 496013.758 | 39216.69 | 7.522 |  | 7.522 |  | 7.522 |  | 7.522 |  | 7.522 |  | 7.522 |  | 7.522 |  | 7.522 | 7.522 | Not Coal Steam or O/G Steam | 0.03033 | 0.03033 |  | 12.08%
Kemper County | Mississippi |  | X | X | 7960 | KCT2 | 3380 | Combustion Turbine |  |  |  | Combustion turbine |  |  |  |  | 7.109 | 510210.484 | 41180.05 | 6.7873 | 7.109 |  | 510210.484 | 41180.05 | 7.109 |  | 7.109 |  | 7.109 |  | 7.109 |  | 7.109 |  | 7.109 |  | 7.109 |  | 7.109 | 7.109 | Not Coal Steam or O/G Steam | 0.027867 | 0.027867 |  | 12.16%
Kemper County | Mississippi |  | X | X | 7960 | KCT3 | 3381 | Combustion Turbine |  |  |  | Combustion turbine |  |  |  |  | 6.066 | 456068.569 | 36254.62 | 6.3817 | 6.066 |  | 456068.569 | 36254.62 | 6.066 |  | 6.066 |  | 6.066 |  | 6.066 |  | 6.066 |  | 6.066 |  | 6.066 |  | 6.066 | 6.066 | Not Coal Steam or O/G Steam | 0.026601 | 0.026601 |  | 12.34%
Kemper County | Mississippi |  | X | X | 7960 | KCT4 | 3382 | Combustion Turbine |  |  |  | Combustion turbine |  |  |  |  | 5.686 | 437822.756 | 35273.63 | 6.775 | 5.686 |  | 437822.756 | 35273.63 | 5.686 |  | 5.686 |  | 5.686 |  | 5.686 |  | 5.686 |  | 5.686 |  | 5.686 |  | 5.686 | 5.686 | Not Coal Steam or O/G Steam | 0.025974 | 0.025974 |  | 12.58%
Magnolia Combined Cycle Plant | Mississippi |  | X | X | 55451 | CTG-1 | 4784 | Combined Cycle |  |  |  | Combined cycle | Y |  |  |  | 33.787 | 5773182.01 | 781547.4 | 30.6477 | 33.787 |  | 5773182.01 | 781547.4 | 33.787 |  | 33.787 |  | 33.787 |  | 33.787 |  | 33.787 |  | 33.787 |  | 33.787 |  | 33.787 | 33.787 | Not Coal Steam or O/G Steam | 0.011705 | 0.011705 |  | 50.38%
Magnolia Combined Cycle Plant | Mississippi |  | X | X | 55451 | CTG-2 | 4785 | Combined Cycle |  |  |  | Combined cycle | Y |  |  |  | 5.648 | 816271.262 | 110700.99 | 26.688 | 5.648 |  | 816271.262 | 110700.99 | 5.648 |  | 5.648 |  | 5.648 |  | 4.8976 | Optimize SCR | 4.8976 |  | 4.8976 |  | 4.8976 |  | 4.8976 | 4.8976 | Not Coal Steam or O/G Steam | 0.012 | 0.012 |  | 44.33%
Magnolia Combined Cycle Plant | Mississippi |  | X | X | 55451 | CTG-3 | 4786 | Combined Cycle |  |  |  | Combined cycle | Y |  |  |  | 37.616 | 5827611.139 | 788182.83 | 36.2197 | 37.616 |  | 5827611.139 | 788182.83 | 37.616 |  | 37.616 |  | 37.616 |  | 34.9657 | Optimize SCR | 34.9657 |  | 34.9657 |  | 34.9657 |  | 34.9657 | 34.9657 | Not Coal Steam or O/G Steam | 0.012 | 0.012 |  | 58.09%
Moselle Generation Complex | Mississippi |  | X | X | 2070 | **4 | 1303 | Combustion Turbine |  |  |  | Combustion turbine |  |  |  |  | 3.69 | 213231.162 | 17254.62 | 3.782 | 3.69 |  | 213231.162 | 17254.62 | 3.69 |  | 3.69 |  | 3.69 |  | 3.69 |  | 3.69 |  | 3.69 |  | 3.69 |  | 3.69 | 3.69 | Not Coal Steam or O/G Steam | 0.03461 | 0.03461 |  | 4.844%
Moselle Generation Complex | Mississippi |  | X | X | 2070 | 3 | 1309 | O/G Steam | 1 | 2025 | 2025 | Dry bottom wall-fired boiler |  |  |  | 59 | 20.404 | 135857.898 | 11620.52 | 18.0333 | 20.404 |  | 135857.898 | 11620.52 | 20.404 |  | 20.404 |  | 20.404 |  | 20.404 |  | 20.404 |  | 20.404 |  | 20.404 |  | 20.404 | 20.404 | O/G Steam Under 100 MW | 0.30037 | 0.30037 |  | 4.534%
Moselle Generation Complex | Mississippi |  | X | X | 2070 | 5 | 1304 | Combustion Turbine |  |  |  | Combustion turbine |  |  |  |  | 2.641 | 250531.834 | 20730.51 | 2.5567 | 2.641 |  | 250531.834 | 20730.51 | 2.641 |  | 2.641 |  | 2.641 |  | 2.641 |  | 2.641 |  | 2.641 |  | 2.641 |  | 2.641 | 2.641 | Not Coal Steam or O/G Steam | 0.021083 | 0.021083 |  | 5.461%
Moselle Generation Complex | Mississippi |  | X | X | 2070 | 6 | 90671 | Combined Cycle |  |  |  | Combined cycle | Y |  |  |  | 9.782 | 3398467.097 | 399434.75 | 8.181 | 9.782 |  | 3398467.097 | 399434.75 | 9.782 |  | 9.782 |  | 9.782 |  | 9.782 |  | 9.782 |  | 9.782 |  | 9.782 |  | 9.782 | 9.782 | Not Coal Steam or O/G Steam | 0.0057567 | 0.0057567 |  | 52.32%
Moselle Generation Complex | Mississippi |  | X | X | 2070 | 7 | 90672 | Combined Cycle |  |  |  | Combined cycle | Y |  |  |  | 8.004 | 2072610.456 | 242835.15 | 7.6917 | 8.004 |  | 2072610.456 | 242835.15 | 8.004 |  | 8.004 |  | 8.004 |  | 8.004 |  | 8.004 |  | 8.004 |  | 8.004 |  | 8.004 | 8.004 | Not Coal Steam or O/G Steam | 0.0077236 | 0.0077236 |  | 40.19%
Red Hills Generation Facility | Mississippi |  | X | X | 55076 | AA001 | 3856 | Coal Steam |  |  |  | Circulating fluidized bed boiler |  |  | Y | 220 | 260.65 | 5794421.975 |  | 312.0837 | 260.65 |  | 5794421.975 |  | 260.65 |  | 260.65 |  | 260.65 |  | 260.65 |  | 260.65 |  | 260.65 |  | 260.65 |  | 231.7769 | 231.7769 | Coal Steam, Circulating fluidized bed, SNCR Retrofit | 0.089966 | 0.08 |  | 44.52%
Red Hills Generation Facility | Mississippi |  | X | X | 55076 | AA002 | 3857 | Coal Steam |  |  |  | Circulating fluidized bed boiler |  |  | Y | 220 | 398.989 | 6869900.175 |  | 465.4817 | 398.989 |  | 6869900.175 |  | 398.989 |  | 398.989 |  | 398.989 |  | 398.989 |  | 398.989 |  | 398.989 |  | 398.989 |  | 274.796 | 274.796 | Coal Steam, Circulating fluidized bed, SNCR Retrofit | 0.11616 | 0.08 |  | 58.72%
Silver Creek Generating Plant | Mississippi |  | X | X | 7988 | 1 | 88205 | Combustion Turbine |  |  |  | Combustion turbine |  |  |  |  | 2.125 | 153060.064 | 13800.34 | 1.646 | 2.125 |  | 153060.064 | 13800.34 | 2.125 |  | 2.125 |  | 2.125 |  | 2.125 |  | 2.125 |  | 2.125 |  | 2.125 |  | 2.125 | 2.125 | Not Coal Steam or O/G Steam | 0.027767 | 0.027767 |  | 2.828%
Silver Creek Generating Plant | Mississippi |  | X | X | 7988 | 2 | 88206 | Combustion Turbine |  |  |  | Combustion turbine |  |  |  |  | 2.082 | 174245.327 | 13617.21 | 1.9123 | 2.082 |  | 174245.327 | 13617.21 | 2.082 |  | 2.082 |  | 2.082 |  | 2.082 |  | 2.082 |  | 2.082 |  | 2.082 |  | 2.082 | 2.082 | Not Coal Steam or O/G Steam | 0.023897 | 0.023897 |  | 3.749%
Silver Creek Generating Plant | Mississippi |  | X | X | 7988 | 3 | 88207 | Combustion Turbine |  |  |  | Combustion turbine |  |  |  |  | 1.323 | 93909.654 | 7527.54 | 1.346 | 1.323 |  | 93909.654 | 7527.54 | 1.323 |  | 1.323 |  | 1.323 |  | 1.323 |  | 1.323 |  | 1.323 |  | 1.323 |  | 1.323 | 1.323 | Not Coal Steam or O/G Steam | 0.028176 | 0.028176 |  | 2.552%
Southaven Combined Cycle Plant | Mississippi |  | X | X | 55269 | AA-001 | 4373 | Combined Cycle |  |  |  | Combined cycle | Y |  |  |  | 28.338 | 4439687.241 | 643527.6 | 26.542 | 28.338 |  | 4439687.241 | 643527.6 | 28.338 |  | 28.338 |  | 28.338 |  | 26.6381 | Optimize SCR | 26.6381 |  | 26.6381 |  | 26.6381 |  | 26.6381 | 26.6381 | Not Coal Steam or O/G Steam | 0.012 | 0.012 |  | 31.84%
Southaven Combined Cycle Plant | Mississippi |  | X | X | 55269 | AA-002 | 4374 | Combined Cycle |  |  |  | Combined cycle | Y |  |  |  | 28.082 | 4814587.458 | 695808.58 | 28.455 | 28.082 |  | 4814587.458 | 695808.58 | 28.082 |  | 28.082 |  | 28.082 |  | 28.082 |  | 28.082 |  | 28.082 |  | 28.082 |  | 28.082 | 28.082 | Not Coal Steam or O/G Steam | 0.011665 | 0.011665 |  | 37.35%
Southaven Combined Cycle Plant | Mississippi |  | X | X | 55269 | AA-003 | 4375 | Combined Cycle |  |  |  | Combined cycle | Y |  |  |  | 28.375 | 4774255.11 | 721531.12 | 27.8837 | 28.375 |  | 4774255.11 | 721531.12 | 28.375 |  | 28.375 |  | 28.375 |  | 28.375 |  | 28.375 |  | 28.375 |  | 28.375 |  | 28.375 | 28.375 | Not Coal Steam or O/G Steam | 0.011887 | 0.011887 |  | 35.54%
Sweatt Electric Generating Plant | Mississippi |  | X | X | 2048 | CTA | 90050 | Combustion Turbine |  |  |  | Combustion turbine |  |  |  |  | 4.726 | 13501.7 | 0 | 11.044 | 4.726 |  | 13501.7 | 0 | 4.726 |  | 4.726 |  | 4.726 |  | 4.726 |  | 4.726 |  | 4.726 |  | 4.726 |  | 4.726 | 4.726 | Not Coal Steam or O/G Steam | 0.70006 | 0.70006 |  | 3.28%
Sweatt Electric Generating Plant | Mississippi |  | X | X | 2048 | CTB | 90314 | Combustion Turbine |  |  |  | Combustion turbine |  |  |  |  | 4.73 | 13512.9 | 0 | 10.9093 | 4.73 |  | 13512.9 | 0 | 4.73 |  | 4.73 |  | 4.73 |  | 4.73 |  | 4.73 |  | 4.73 |  | 4.73 |  | 4.73 | 4.73 | Not Coal Steam or O/G Steam | 0.70007 | 0.70007 |  | 3.24%
Sylvarena Generating Plant | Mississippi |  | X | X | 7989 | 1 | 88208 | Combustion Turbine |  |  |  | Combustion turbine |  |  |  |  | 18.7 | 430382.582 | 43553.11 | 18.551 | 18.7 |  | 430382.582 | 43553.11 | 18.7 |  | 18.7 |  | 18.7 |  | 18.7 |  | 18.7 |  | 18.7 |  | 18.7 |  | 18.7 | 18.7 | Not Coal Steam or O/G Steam | 0.086899 | 0.086899 |  | 20.1%
Sylvarena Generating Plant | Mississippi |  | X | X | 7989 | 2 | 88209 | Combustion Turbine |  |  |  | Combustion turbine |  |  |  |  | 16.361 | 388927.26 | 39018.71 | 17.017 | 16.361 |  | 388927.26 | 39018.71 | 16.361 |  | 16.361 |  | 16.361 |  | 16.361 |  | 16.361 |  | 16.361 |  | 16.361 |  | 16.361 | 16.361 | Not Coal Steam or O/G Steam | 0.084134 | 0.084134 |  | 19.05%
Sylvarena Generating Plant | Mississippi |  | X | X | 7989 | 3 | 88210 | Combustion Turbine |  |  |  | Combustion turbine |  |  |  |  | 18.194 | 418646.939 | 41629.55 | 18.0793 | 18.194 |  | 418646.939 | 41629.55 | 18.194 |  | 18.194 |  | 18.194 |  | 18.194 |  | 18.194 |  | 18.194 |  | 18.194 |  | 18.194 | 18.194 | Not Coal Steam or O/G Steam | 0.086918 | 0.086918 |  | 18.32%
Watson Electric Generating Plant | Mississippi |  | X | X | 2049 | 4 | 1291 | O/G Steam | 12 | 2023 | 2024 | Dry bottom wall-fired boiler |  |  |  | 236 | 240.85 | 3563276.28 | 364265.58 | 342.1107 | 0 | Y | 0 | 0 | 0 |  | 0 |  | 0 |  | 0 |  | 0 |  | 0 |  | 0 |  | 0 | 0 | Retired | 0 | 0 |  | 46.88%
Watson Electric Generating Plant | Mississippi |  | X | X | 2049 | 5 | 1292 | O/G Steam |  |  |  | Dry bottom wall-fired boiler |  |  |  | 480 | 1193.137 | 8697322.893 | 880289.92 | 1505.6947 | 1193.137 |  | 8697322.893 | 880289.92 | 1193.137 |  | 1193.137 |  | 1193.137 |  | 1193.137 |  | 1193.137 |  | 1193.137 |  | 1193.137 |  | 661.7984 | 130.4598 | O/G Steam SCR Retrofit | 0.27437 | 0.03 |  | 52.53%
Watson Electric Generating Plant | Mississippi |  | X | X | 2049 | CTA | 90051 | Combustion Turbine |  |  |  | Combustion turbine |  |  |  |  | 3.19 | 9113.5 | 688 | 3.4953 | 3.19 |  | 9113.5 | 688 | 3.19 |  | 3.19 |  | 3.19 |  | 3.19 |  | 3.19 |  | 3.19 |  | 3.19 |  | 3.19 | 3.19 | Not Coal Steam or O/G Steam | 0.70006 | 0.70006 |  | 1.038%
Watson Electric Generating Plant | Mississippi |  | X | X | 2049 | CTB | 90315 | Combustion Turbine |  |  |  | Combustion turbine |  |  |  |  | 3.138 | 8964.7 | 661 | 3.413 | 3.138 |  | 8964.7 | 661 | 3.138 |  | 3.138 |  | 3.138 |  | 3.138 |  | 3.138 |  | 3.138 |  | 3.138 |  | 3.138 | 3.138 | Not Coal Steam or O/G Steam | 0.70008 | 0.70008 |  | 1.014%
Audrain Power Plant | Missouri |  | X | X | 55234 | CT1 | 4258 | Combustion Turbine |  |  |  | Combustion turbine |  |  |  |  | 0.876 | 69809.233 | 5799.1 | 0.491 | 0.876 |  | 69809.233 | 5799.1 | 0.876 |  | 0.876 |  | 0.876 |  | 0.876 |  | 0.876 |  | 0.876 |  | 0.876 |  | 0.876 | 0.876 | Not Coal Steam or O/G Steam | 0.025097 | 0.025097 |  | 1.085%
Audrain Power Plant | Missouri |  | X | X | 55234 | CT2 | 4259 | Combustion Turbine |  |  |  | Combustion turbine |  |  |  |  | 0.993 | 74973.692 | 6202.9 | 0.61133 | 0.993 |  | 74973.692 | 6202.9 | 0.993 |  | 0.993 |  | 0.993 |  | 0.993 |  | 0.993 |  | 0.993 |  | 0.993 |  | 0.993 | 0.993 | Not Coal Steam or O/G Steam | 0.026489 | 0.026489 |  | 1.291%
Audrain Power Plant | Missouri |  | X | X | 55234 | CT3 | 4260 | Combustion Turbine |  |  |  | Combustion turbine |  |  |  |  | 0.601 | 49224.154 | 4062.6 | 0.372 | 0.601 |  | 49224.154 | 4062.6 | 0.601 |  | 0.601 |  | 0.601 |  | 0.601 |  | 0.601 |  | 0.601 |  | 0.601 |  | 0.601 | 0.601 | Not Coal Steam or O/G Steam | 0.024419 | 0.024419 |  | 0.8546%
Audrain Power Plant | Missouri |  | X | X | 55234 | CT4 | 4261 | Combustion Turbine |  |  |  | Combustion turbine |  |  |  |  | 0.539 | 47639.149 | 3951.16 | 0.35267 | 0.539 |  | 47639.149 | 3951.16 | 0.539 |  | 0.539 |  | 0.539 |  | 0.539 |  | 0.539 |  | 0.539 |  | 0.539 |  | 0.539 | 0.539 | Not Coal Steam or O/G Steam | 0.022628 | 0.022628 |  | 0.8907%
Audrain Power Plant | Missouri |  | X | X | 55234 | CT5 | 4262 | Combustion Turbine |  |  |  | Combustion turbine |  |  |  |  | 0.83 | 71093.241 | 5911.46 | 0.415 | 0.83 |  | 71093.241 | 5911.46 | 0.83 |  | 0.83 |  | 0.83 |  | 0.83 |  | 0.83 |  | 0.83 |  | 0.83 |  | 0.83 | 0.83 | Not Coal Steam or O/G Steam | 0.02335 | 0.02335 |  | 1.006%
Audrain Power Plant | Missouri |  | X | X | 55234 | CT6 | 4263 | Combustion Turbine |  |  |  | Combustion turbine |  |  |  |  | 0.683 | 51657.597 | 4253.8 | 0.40033 | 0.683 |  | 51657.597 | 4253.8 | 0.683 |  | 0.683 |  | 0.683 |  | 0.683 |  | 0.683 |  | 0.683 |  | 0.683 |  | 0.683 | 0.683 | Not Coal Steam or O/G Steam | 0.026443 | 0.026443 |  | 0.8504%
Audrain Power Plant | Missouri |  | X | X | 55234 | CT7 | 4264 | Combustion Turbine |  |  |  | Combustion turbine |  |  |  |  | 0.817 | 59709.102 | 4866.94 | 0.45967 | 0.817 |  | 59709.102 | 4866.94 | 0.817 |  | 0.817 |  | 0.817 |  | 0.817 |  | 0.817 |  | 0.817 |  | 0.817 |  | 0.817 | 0.817 | Not Coal Steam or O/G Steam | 0.027366 | 0.027366 |  | 0.9347%
Audrain Power Plant | Missouri |  | X | X | 55234 | CT8 | 4265 | Combustion Turbine |  |  |  | Combustion turbine |  |  |  |  | 0.647 | 54726.289 | 4483.32 | 0.35567 | 0.647 |  | 54726.289 | 4483.32 | 0.647 |  | 0.647 |  | 0.647 |  | 0.647 |  | 0.647 |  | 0.647 |  | 0.647 |  | 0.647 | 0.647 | Not Coal Steam or O/G Steam | 0.023645 | 0.023645 |  | 0.8373%
Chillicothe | Missouri |  | X | X | 2122 | GT1A | 90005 | Combustion Turbine |  |  |  | Combustion turbine | [7 empty] | 2.4173 | [20 empty] | Not Coal Steam or O/G Steam | 0 | 0 |  | 0.6049%
Chillicothe | Missouri |  | X | X | 2122 | GT1B | 90226 | Combustion Turbine |  |  |  | Combustion turbine | [7 empty] | 2.3833 | [20 empty] | Not Coal Steam or O/G Steam | 0 | 0 |  | 0.614%
Chillicothe | Missouri |  | X | X | 2122 | GT2A | 90006 | Combustion Turbine |  |  |  | Combustion turbine |  |  |  |  | 3.546 | 10131.3 | 647 | 3.1017 | 3.546 |  | 10131.3 | 647 | 3.546 |  | 3.546 |  | 3.546 |  | 3.546 |  | 3.546 |  | 3.546 |  | 3.546 |  | 3.546 | 3.546 | Not Coal Steam or O/G Steam | 0.70001 | 0.70001 |  | 0.8126%
Chillicothe | Missouri |  | X | X | 2122 | GT2B | 90227 | Combustion Turbine |  |  |  | Combustion turbine |  |  |  |  | 3.546 | 10131.5 | 647 | 3.55 | 3.546 |  | 10131.5 | 647 | 3.546 |  | 3.546 |  | 3.546 |  | 3.546 |  | 3.546 |  | 3.546 |  | 3.546 |  | 3.546 | 3.546 | Not Coal Steam or O/G Steam | 0.7 | 0.7 |  | 0.8732%
Columbia | Missouri |  | X | X | 2123 | 6 | 1339 | Coal Steam |  |  | 2023 | Stoker |  |  | Y | 24.5 |  |  |  |  | 0 | Y | 0 | 0 | 0 |  | 0 |  | 0 |  | 0 |  | 0 |  | 0 |  | 0 |  | 0 | 0 | Retired | 0 | 0
Columbia | Missouri |  | X | X | 2123 | 7 | 1340 | Coal Steam |  |  | 2023 | Stoker |  |  | Y | 24.5 |  |  |  |  | 0 | Y | 0 | 0 | 0 |  | 0 |  | 0 |  | 0 |  | 0 |  | 0 |  | 0 |  | 0 | 0 | Retired | 0 | 0
Columbia | Missouri |  | X | X | 2123 | 8 | 1341 | O/G Steam |  |  |  | Dry bottom wall-fired boiler |  |  |  | 35 | 0.47 | 56134.882 |  | 0.485 | 0.47 |  | 56134.882 |  | 0.47 |  | 0.47 |  | 0.47 |  | 0.47 |  | 0.47 |  | 0.47 |  | 0.47 |  | 0.47 | 0.47 | O/G Steam Under 100 MW | 0.016745 | 0.016745 |  | 3.233%
Columbia Energy Center (MO) | Missouri |  | X | X | 55447 | CT01 | 4780 | Combustion Turbine |  |  |  | Combustion turbine |  |  |  |  | 1.788 | 67399.996 | 5416.48 | 0.974 | 1.788 |  | 67399.996 | 5416.48 | 1.788 |  | 1.788 |  | 1.788 |  | 1.788 |  | 1.788 |  | 1.788 |  | 1.788 |  | 1.788 | 1.788 | Not Coal Steam or O/G Steam | 0.053056 | 0.053056 |  | 1.943%
Columbia Energy Center (MO) | Missouri |  | X | X | 55447 | CT02 | 4781 | Combustion Turbine |  |  |  | Combustion turbine |  |  |  |  | 1.98 | 64999.815 | 5115.87 | 0.97 | 1.98 |  | 64999.815 | 5115.87 | 1.98 |  | 1.98 |  | 1.98 |  | 1.98 |  | 1.98 |  | 1.98 |  | 1.98 |  | 1.98 | 1.98 | Not Coal Steam or O/G Steam | 0.060923 | 0.060923 |  | 1.734%
Columbia Energy Center (MO) | Missouri |  | X | X | 55447 | CT03 | 4782 | Combustion Turbine |  |  |  | Combustion turbine |  |  |  |  | 0.884 | 38330.542 | 3089.62 | 0.67133 | 0.884 |  | 38330.542 | 3089.62 | 0.884 |  | 0.884 |  | 0.884 |  | 0.884 |  | 0.884 |  | 0.884 |  | 0.884 |  | 0.884 | 0.884 | Not Coal Steam or O/G Steam | 0.046125 | 0.046125 |  | 1.473%
Columbia Energy Center (MO) | Missouri |  | X | X | 55447 | CT04 | 4783 | Combustion Turbine |  |  |  | Combustion turbine |  |  |  |  | 0.209 | 6145.225 | 477.67 | 0.492 | 0.209 |  | 6145.225 | 477.67 | 0.209 |  | 0.209 |  | 0.209 |  | 0.209 |  | 0.209 |  | 0.209 |  | 0.209 |  | 0.209 | 0.209 | Not Coal Steam or O/G Steam | 0.06802 | 0.06802 |  | 0.8688%
Dogwood Energy Facility | Missouri |  | X | X | 55178 | CT-1 | 4069 | Combined Cycle |  |  |  | Combined cycle | Y |  |  |  | 29.931 | 3812715.881 | 529365.47 | 31.2367 | 29.931 |  | 3812715.881 | 529365.47 | 29.931 |  | 29.931 |  | 29.931 |  | 22.8763 | Optimize SCR | 22.8763 |  | 22.8763 |  | 22.8763 |  | 22.8763 | 22.8763 | Not Coal Steam or O/G Steam | 0.012 | 0.012 |  | 43.75%
Dogwood Energy Facility | Missouri |  | X | X | 55178 | CT-2 | 4070 | Combined Cycle |  |  |  | Combined cycle | Y |  |  |  | 30.239 | 3825696.296 | 530806.85 | 33.7023 | 30.239 |  | 3825696.296 | 530806.85 | 30.239 |  | 30.239 |  | 30.239 |  | 22.9542 | Optimize SCR | 22.9542 |  | 22.9542 |  | 22.9542 |  | 22.9542 | 22.9542 | Not Coal Steam or O/G Steam | 0.012 | 0.012 |  | 45.69%
Empire District Elec Co Energy Ctr | Missouri |  | X | X | 6223 | 1 | 89857 | Combustion Turbine | 12 | 2026 | 2027 | Combustion turbine |  |  |  |  | 27.665 | 373907.103 | 23262.29 | 26.09 | 27.665 |  | 373907.103 | 23262.29 | 27.665 |  | 27.665 |  | 27.665 |  | 27.665 |  | 27.665 |  | 27.665 |  | 27.665 |  | 27.665 | 27.665 | Not Coal Steam or O/G Steam | 0.14798 | 0.14798 |  | 6.132%
Empire District Elec Co Energy Ctr | Missouri |  | X | X | 6223 | 2 | 89858 | Combustion Turbine | 12 | 2026 | 2027 | Combustion turbine |  |  |  |  | 25.017 | 366208.982 | 22911.46 | 22.5133 | 25.017 |  | 366208.982 | 22911.46 | 25.017 |  | 25.017 |  | 25.017 |  | 25.017 |  | 25.017 |  | 25.017 |  | 25.017 |  | 25.017 | 25.017 | Not Coal Steam or O/G Steam | 0.13663 | 0.13663 |  | 6.086%
Empire District Elec Co Energy Ctr | Missouri |  | X | X | 6223 | 3A | 9179 | Combustion Turbine |  |  |  | Combustion turbine |  |  |  |  | 8.627 | 210763.224 | 17218.61 | 9.0247 | 8.627 |  | 210763.224 | 17218.61 | 8.627 |  | 8.627 |  | 8.627 |  | 8.627 |  | 8.627 |  | 8.627 |  | 8.627 |  | 8.627 | 8.627 | Not Coal Steam or O/G Steam | 0.081864 | 0.081864 |  | 19.14%
Empire District Elec Co Energy Ctr | Missouri |  | X | X | 6223 | 3B | 9180 | Combustion Turbine |  |  |  | Combustion turbine |  |  |  |  | 8.466 | 209554.58 | 17123 | 9.169 | 8.466 |  | 209554.58 | 17123 | 8.466 |  | 8.466 |  | 8.466 |  | 8.466 |  | 8.466 |  | 8.466 |  | 8.466 |  | 8.466 | 8.466 | Not Coal Steam or O/G Steam | 0.0808 | 0.0808 |  | 19.36%
Empire District Elec Co Energy Ctr | Missouri |  | X | X | 6223 | 4A | 9181 | Combustion Turbine |  |  |  | Combustion turbine |  |  |  |  | 8.079 | 196703.504 | 16346.85 | 4.189 | 8.079 |  | 196703.504 | 16346.85 | 8.079 |  | 8.079 |  | 8.079 |  | 8.079 |  | 8.079 |  | 8.079 |  | 8.079 |  | 8.079 | 8.079 | Not Coal Steam or O/G Steam | 0.082144 | 0.082144 |  | 9.005%
Empire District Elec Co Energy Ctr | Missouri |  | X | X | 6223 | 4B | 9182 | Combustion Turbine |  |  |  | Combustion turbine |  |  |  |  | 8.413 | 205494.765 | 16890.73 | 4.3707 | 8.413 |  | 205494.765 | 16890.73 | 8.413 |  | 8.413 |  | 8.413 |  | 8.413 |  | 8.413 |  | 8.413 |  | 8.413 |  | 8.413 | 8.413 | Not Coal Steam or O/G Steam | 0.08188 | 0.08188 |  | 9.164%
Essex Power Plant | Missouri |  | X | X | 7749 | 1 | 3152 | Combustion Turbine |  |  |  | Combustion turbine |  |  |  |  | 4.274 | 84990.418 | 6926.81 | 14.4837 | 4.274 |  | 84990.418 | 6926.81 | 4.274 |  | 4.274 |  | 4.274 |  | 4.274 |  | 4.274 |  | 4.274 |  | 4.274 |  | 4.274 | 4.274 | Not Coal Steam or O/G Steam | 0.10058 | 0.10058 |  | 5.525%
Fairgrounds | Missouri |  | X | X | 2082 | CT01 | 90097 | Combustion Turbine |  |  |  | Combustion turbine | [7 empty] | 2.288 | [20 empty] | Not Coal Steam or O/G Steam | 0 | 0 |  | 0.1166%
Greenwood Energy Center | Missouri |  | X | X | 6074 | 1 | 90007 | Combustion Turbine |  |  |  | Combustion turbine |  |  |  |  | 12.074 | 88380 | 4373.74 | 8.5343 | 12.074 |  | 88380 | 4373.74 | 12.074 |  | 12.074 |  | 12.074 |  | 12.074 |  | 12.074 |  | 12.074 |  | 12.074 |  | 12.074 | 12.074 | Not Coal Steam or O/G Steam | 0.27323 | 0.27323 |  | 1.967%
Greenwood Energy Center | Missouri |  | X | X | 6074 | 2 | 90008 | Combustion Turbine |  |  |  | Combustion turbine |  |  |  |  | 5.3 | 46073.4 | 1349.28 | 5.782 | 5.3 |  | 46073.4 | 1349.28 | 5.3 |  | 5.3 |  | 5.3 |  | 5.3 |  | 5.3 |  | 5.3 |  | 5.3 |  | 5.3 | 5.3 | Not Coal Steam or O/G Steam | 0.23007 | 0.23007 |  | 1.545%
Greenwood Energy Center | Missouri |  | X | X | 6074 | 3 | 90009 | Combustion Turbine |  |  |  | Combustion turbine |  |  |  |  | 7.625 | 64546.8 | 2366.66 | 6.7637 | 7.625 |  | 64546.8 | 2366.66 | 7.625 |  | 7.625 |  | 7.625 |  | 7.625 |  | 7.625 |  | 7.625 |  | 7.625 |  | 7.625 | 7.625 | Not Coal Steam or O/G Steam | 0.23626 | 0.23626 |  | 1.88%
Greenwood Energy Center | Missouri |  | X | X | 6074 | 4 | 90010 | Combustion Turbine |  |  |  | Combustion turbine |  |  |  |  | 4.793 | 40387.3 | 1847.89 | 4.9847 | 4.793 |  | 40387.3 | 1847.89 | 4.793 |  | 4.793 |  | 4.793 |  | 4.793 |  | 4.793 |  | 4.793 |  | 4.793 |  | 4.793 | 4.793 | Not Coal Steam or O/G Steam | 0.23735 | 0.23735 |  | 1.456%
Hawthorn | Missouri |  | X | X | 2079 | 5A | 1315 | Coal Steam |  |  |  | Dry bottom wall-fired boiler | Y |  |  | 564 | 491.323 | 14011778.379 | 1475549.97 | 387.503 | 491.323 |  | 14011778.379 | 1475549.97 | 491.323 |  | 491.323 |  | 491.323 |  | 491.323 |  | 491.323 |  | 491.323 |  | 491.323 |  | 491.323 | 491.323 | Existing SCR | 0.07013 | 0.07013 |  | 44.03%
Hawthorn | Missouri |  | X | X | 2079 | 6 | 1316 | Combustion Turbine |  |  |  | Combustion turbine | [28 empty] | Not Coal Steam or O/G Steam | 0 | 0
Hawthorn | Missouri |  | X | X | 2079 | 7 | 1317 | Combustion Turbine |  |  |  | Combustion turbine |  |  |  |  | 2.805 | 226868.84 | 17221.42 | 3.2927 | 2.805 |  | 226868.84 | 17221.42 | 2.805 |  | 2.805 |  | 2.805 |  | 2.805 |  | 2.805 |  | 2.805 |  | 2.805 |  | 2.805 | 2.805 | Not Coal Steam or O/G Steam | 0.024728 | 0.024728 |  | 7.752%
Hawthorn | Missouri |  | X | X | 2079 | 8 | 1318 | Combustion Turbine |  |  |  | Combustion turbine |  |  |  |  | 3.685 | 278052.546 | 19955.52 | 5.071 | 3.685 |  | 278052.546 | 19955.52 | 3.685 |  | 3.685 |  | 3.685 |  | 3.685 |  | 3.685 |  | 3.685 |  | 3.685 |  | 3.685 | 3.685 | Not Coal Steam or O/G Steam | 0.026506 | 0.026506 |  | 11.53%
Hawthorn | Missouri |  | X | X | 2079 | 9 | 1319 | Combined Cycle |  |  |  | Combined cycle | Y |  |  |  | 8.339 | 1214563.273 | 138498.01 | 6.5293 | 8.339 |  | 1214563.273 | 138498.01 | 8.339 |  | 8.339 |  | 8.339 |  | 7.2874 | Optimize SCR | 7.2874 |  | 7.2874 |  | 7.2874 |  | 7.2874 | 7.2874 | Not Coal Steam or O/G Steam | 0.012 | 0.012 |  | 10.84%
Higginsville Municipal Power Plant | Missouri |  | X | X | 2131 | 4A | 88446 | Combustion Turbine |  |  |  | Combustion turbine |  |  |  |  | 18.088 | 51689.6 | 3453.75 | 13.2197 | 18.088 |  | 51689.6 | 3453.75 | 18.088 |  | 18.088 |  | 18.088 |  | 18.088 |  | 18.088 |  | 18.088 |  | 18.088 |  | 18.088 | 18.088 | Not Coal Steam or O/G Steam | 0.69987 | 0.69987 |  | 3.635%
Higginsville Municipal Power Plant | Missouri |  | X | X | 2131 | 4B | 88447 | Combustion Turbine |  |  |  | Combustion turbine |  |  |  |  | 18.098 | 51717.9 | 3435.93 | 13.209 | 18.098 |  | 51717.9 | 3435.93 | 18.098 |  | 18.098 |  | 18.098 |  | 18.098 |  | 18.098 |  | 18.098 |  | 18.098 |  | 18.098 | 18.098 | Not Coal Steam or O/G Steam | 0.69987 | 0.69987 |  | 3.632%
Holden Power Plant | Missouri |  | X | X | 7848 | 1 | 3316 | Combustion Turbine |  |  |  | Combustion turbine |  |  |  |  | 2.998 | 247741.422 | 18867.43 | 2.6597 | 2.998 |  | 247741.422 | 18867.43 | 2.998 |  | 2.998 |  | 2.998 |  | 2.998 |  | 2.998 |  | 2.998 |  | 2.998 |  | 2.998 | 2.998 | Not Coal Steam or O/G Steam | 0.024203 | 0.024203 |  | 4.201%
Holden Power Plant | Missouri |  | X | X | 7848 | 2 | 3317 | Combustion Turbine |  |  |  | Combustion turbine |  |  |  |  | 3.387 | 294861.205 | 22206.86 | 6.32 | 3.387 |  | 294861.205 | 22206.86 | 3.387 |  | 3.387 |  | 3.387 |  | 3.387 |  | 3.387 |  | 3.387 |  | 3.387 |  | 3.387 | 3.387 | Not Coal Steam or O/G Steam | 0.022974 | 0.022974 |  | 9.89%
Holden Power Plant | Missouri |  | X | X | 7848 | 3 | 3318 | Combustion Turbine |  |  |  | Combustion turbine |  |  |  |  | 2.16 | 198215.635 | 14976.44 | 5.6747 | 2.16 |  | 198215.635 | 14976.44 | 2.16 |  | 2.16 |  | 2.16 |  | 2.16 |  | 2.16 |  | 2.16 |  | 2.16 |  | 2.16 | 2.16 | Not Coal Steam or O/G Steam | 0.021794 | 0.021794 |  | 9.38%
Iatan | Missouri |  | X | X | 6065 | 1 | 2733 | Coal Steam |  |  |  | Dry bottom wall-fired boiler | Y |  |  | 700 | 498.614 | 16275520.767 | 1899462.78 | 435.3303 | 498.614 |  | 16275520.767 | 1899462.78 | 498.614 |  | 498.614 |  | 498.614 |  | 498.614 |  | 498.614 |  | 498.614 |  | 498.614 |  | 498.614 | 498.614 | Existing SCR | 0.061272 | 0.061272 |  | 46.43%
Iatan | Missouri |  | X | X | 6065 | 2 | 2732 | Coal Steam |  |  |  | Dry bottom wall-fired boiler | Y |  |  | 882 | 526.127 | 22073685.339 | 2547855.96 | 574.2513 | 526.127 |  | 22073685.339 | 2547855.96 | 526.127 |  | 526.127 |  | 526.127 |  | 526.127 |  | 526.127 |  | 526.127 |  | 526.127 |  | 526.127 | 526.127 | Existing SCR | 0.04767 | 0.04767 |  | 73.01%
James River | Missouri |  | X | X | 2161 | **GT1 | 89860 | Combustion Turbine |  |  |  | Combustion turbine |  |  |  |  | 30.525 | 403438.082 | 29433.16 | 30.9227 | 30.525 |  | 403438.082 | 29433.16 | 30.525 |  | 30.525 |  | 30.525 |  | 30.525 |  | 30.525 |  | 30.525 |  | 30.525 |  | 30.525 | 30.525 | Not Coal Steam or O/G Steam | 0.15132 | 0.15132 |  | 10.6%
James River | Missouri |  | X | X | 2161 | **GT2 | 1350 | Combustion Turbine |  |  |  | Combustion turbine |  |  |  |  | 27.819 | 366579.073 | 27134.27 | 36.07 | 27.819 |  | 366579.073 | 27134.27 | 27.819 |  | 27.819 |  | 27.819 |  | 27.819 |  | 27.819 |  | 27.819 |  | 27.819 |  | 27.819 | 27.819 | Not Coal Steam or O/G Steam | 0.15178 | 0.15178 |  | 12.67%
John Twitty Energy Center | Missouri |  | X | X | 6195 | 1 | 2843 | Coal Steam |  |  |  | Dry bottom wall-fired boiler | Y |  |  | 184 | 307.246 | 4939651.853 | 502252.07 | 184.3443 | 307.246 |  | 4939651.853 | 502252.07 | 307.246 |  | 307.246 |  | 307.246 |  | 197.5861 | Optimize SCR | 197.5861 |  | 197.5861 |  | 197.5861 |  | 197.5861 | 197.5861 | Existing SCR | 0.08 | 0.08 |  | 46.63%
John Twitty Energy Center | Missouri |  | X | X | 6195 | 2 | 90438 | Coal Steam |  |  |  | Dry bottom wall-fired boiler | Y |  |  | 275 | 284.043 | 7816631.262 | 864634.18 | 234.0327 | 284.043 |  | 7816631.262 | 864634.18 | 284.043 |  | 284.043 |  | 284.043 |  | 284.043 |  | 284.043 |  | 284.043 |  | 284.043 |  | 284.043 | 284.043 | Existing SCR | 0.072677 | 0.072677 |  | 66.11%
John Twitty Energy Center | Missouri |  | X | X | 6195 | CT1A | 89861 | Combustion Turbine |  |  |  | Combustion turbine |  |  |  |  | 7.231 | 94027.083 | 5834.75 | 4.5387 | 7.231 |  | 94027.083 | 5834.75 | 7.231 |  | 7.231 |  | 7.231 |  | 7.231 |  | 7.231 |  | 7.231 |  | 7.231 |  | 7.231 | 7.231 | Not Coal Steam or O/G Steam | 0.15381 | 0.15381 |  | 4.621%
John Twitty Energy Center | Missouri |  | X | X | 6195 | CT1B | 89862 | Combustion Turbine |  |  |  | Combustion turbine |  |  |  |  | 6.069 | 83861.539 | 5889.23 | 3.841 | 6.069 |  | 83861.539 | 5889.23 | 6.069 |  | 6.069 |  | 6.069 |  | 6.069 |  | 6.069 |  | 6.069 |  | 6.069 |  | 6.069 | 6.069 | Not Coal Steam or O/G Steam | 0.14474 | 0.14474 |  | 3.971%
John Twitty Energy Center | Missouri |  | X | X | 6195 | CT2A | 89863 | Combustion Turbine |  |  |  | Combustion turbine |  |  |  |  | 10.528 | 136175.347 | 8329.41 | 10.4147 | 10.528 |  | 136175.347 | 8329.41 | 10.528 |  | 10.528 |  | 10.528 |  | 10.528 |  | 10.528 |  | 10.528 |  | 10.528 |  | 10.528 | 10.528 | Not Coal Steam or O/G Steam | 0.15462 | 0.15462 |  | 11.19%
John Twitty Energy Center | Missouri |  | X | X | 6195 | CT2B | 89864 | Combustion Turbine |  |  |  | Combustion turbine |  |  |  |  | 9.7 | 128570.65 | 8278.95 | 10.123 | 9.7 |  | 128570.65 | 8278.95 | 9.7 |  | 9.7 |  | 9.7 |  | 9.7 |  | 9.7 |  | 9.7 |  | 9.7 |  | 9.7 | 9.7 | Not Coal Steam or O/G Steam | 0.15089 | 0.15089 |  | 11.31%
Labadie | Missouri |  | X | X | 2103 | 1 | 1328 | Coal Steam |  |  |  | Tangentially-fired |  |  |  | 593 | 862.451 | 18971910.8 | 1989144 | 768.9123 | 862.451 |  | 18971910.8 | 1989144 | 862.451 |  | 862.451 |  | 862.451 |  | 862.451 |  | 862.451 |  | 862.451 |  | 862.451 |  | 668.3744 | 474.2978 | Coal Steam SCR Retrofit | 0.090919 | 0.05 |  | 74.42%
Labadie | Missouri |  | X | X | 2103 | 2 | 1329 | Coal Steam |  |  |  | Tangentially-fired |  |  |  | 593 | 834.744 | 18011330.138 | 1935268.11 | 737.8547 | 834.744 |  | 18011330.138 | 1935268.11 | 834.744 |  | 834.744 |  | 834.744 |  | 834.744 |  | 834.744 |  | 834.744 |  | 834.744 |  | 642.5136 | 450.2833 | Coal Steam SCR Retrofit | 0.092691 | 0.05 |  | 71.76%
Labadie | Missouri |  | X | X | 2103 | 3 | 1330 | Coal Steam |  |  |  | Tangentially-fired |  |  |  | 593 | 744.847 | 15259908.353 | 1577575.24 | 800.9993 | 744.847 |  | 15259908.353 | 1577575.24 | 744.847 |  | 744.847 |  | 744.847 |  | 744.847 |  | 744.847 |  | 744.847 |  | 744.847 |  | 563.1724 | 381.4977 | Coal Steam SCR Retrofit | 0.097621 | 0.05 |  | 74.66%
Labadie | Missouri |  | X | X | 2103 | 4 | 1331 | Coal Steam |  |  |  | Tangentially-fired |  |  |  | 593 | 867.392 | 18766677.956 | 1989141.86 | 764.3713 | 867.392 |  | 18766677.956 | 1989141.86 | 867.392 |  | 867.392 |  | 867.392 |  | 867.392 |  | 867.392 |  | 867.392 |  | 867.392 |  | 668.2795 | 469.1669 | Coal Steam SCR Retrofit | 0.09244 | 0.05 |  | 74.39%
Lake Road | Missouri |  | X | X | 2098 | 6 | 1327 | Combustion Turbine | 12 | 2030 | 2031 | Cyclone boiler |  |  |  |  | 2.085 | 22102.496 | 1811.87 | 5.5617 | 2.085 |  | 22102.496 | 1811.87 | 2.085 |  | 2.085 |  | 2.085 |  | 2.085 |  | 2.085 |  | 2.085 |  | 2.085 |  | 2.085 | 2.085 | Not Coal Steam or O/G Steam | 0.18867 | 0.18867 |  | 1.192%
Lake Road | Missouri |  | X | X | 2098 | GT5 | 89948 | Combustion Turbine |  |  |  | Combustion turbine |  |  |  |  | 17.419 | 106120.564 | 2848.14 | 43.335 | 17.419 |  | 106120.564 | 2848.14 | 17.419 |  | 17.419 |  | 17.419 |  | 17.419 |  | 17.419 |  | 17.419 |  | 17.419 |  | 17.419 | 17.419 | Not Coal Steam or O/G Steam | 0.32829 | 0.32829 |  | 4.479%
McCartney Generating Station | Missouri |  | X | X | 7903 | MGS1A | 3361 | Combustion Turbine |  |  |  | Combustion turbine |  |  |  |  | 3.463 | 64135.447 | 5339.53 | 4.5937 | 3.463 |  | 64135.447 | 5339.53 | 3.463 |  | 3.463 |  | 3.463 |  | 3.463 |  | 3.463 |  | 3.463 |  | 3.463 |  | 3.463 | 3.463 | Not Coal Steam or O/G Steam | 0.10799 | 0.10799 |  | 7.119%
McCartney Generating Station | Missouri |  | X | X | 7903 | MGS1B | 3362 | Combustion Turbine |  |  |  | Combustion turbine |  |  |  |  | 3.875 | 69206.995 | 5970.57 | 4.927 | 3.875 |  | 69206.995 | 5970.57 | 3.875 |  | 3.875 |  | 3.875 |  | 3.875 |  | 3.875 |  | 3.875 |  | 3.875 |  | 3.875 | 3.875 | Not Coal Steam or O/G Steam | 0.11198 | 0.11198 |  | 7.558%
McCartney Generating Station | Missouri |  | X | X | 7903 | MGS2A | 3363 | Combustion Turbine |  |  |  | Combustion turbine |  |  |  |  | 3.589 | 68005.631 | 5827.5 | 4.5343 | 3.589 |  | 68005.631 | 5827.5 | 3.589 |  | 3.589 |  | 3.589 |  | 3.589 |  | 3.589 |  | 3.589 |  | 3.589 |  | 3.589 | 3.589 | Not Coal Steam or O/G Steam | 0.10555 | 0.10555 |  | 7.148%
McCartney Generating Station | Missouri |  | X | X | 7903 | MGS2B | 3364 | Combustion Turbine |  |  |  | Combustion turbine |  |  |  |  | 3.442 | 66583.623 | 5745.95 | 4.6 | 3.442 |  | 66583.623 | 5745.95 | 3.442 |  | 3.442 |  | 3.442 |  | 3.442 |  | 3.442 |  | 3.442 |  | 3.442 |  | 3.442 | 3.442 | Not Coal Steam or O/G Steam | 0.10339 | 0.10339 |  | 7.193%
Meramec | Missouri |  | X | X | 2104 | 1 | 1332 | O/G Steam | 12 | 2022 | 2023 | Tangentially-fired |  |  |  | 114 | 6.351 | 236819.217 | 21628.02 | 4.1137 | 0 | Y | 0 | 0 | 0 |  | 0 |  | 0 |  | 0 |  | 0 |  | 0 |  | 0 |  | 0 | 0 | Retired | 0 | 0 |  | 2.53%
Meramec | Missouri |  | X | X | 2104 | 2 | 1333 | O/G Steam | 12 | 2022 | 2023 | Tangentially-fired |  |  |  | 114 | 9.289 | 293101.771 | 19318.78 | 5.6967 | 0 | Y | 0 | 0 | 0 |  | 0 |  | 0 |  | 0 |  | 0 |  | 0 |  | 0 |  | 0 | 0 | Retired | 0 | 0 |  | 3.035%
Meramec | Missouri |  | X | X | 2104 | 3 | 1334 | Coal Steam | 12 | 2022 | 2023 | Dry bottom wall-fired boiler |  |  |  | 272 | 104.179 | 1126638.451 | 108573.41 | 63.1543 | 0 | Y | 0 | 0 | 0 |  | 0 |  | 0 |  | 0 |  | 0 |  | 0 |  | 0 |  | 0 | 0 | Retired | 0 | 0 |  | 5.68%
Meramec | Missouri |  | X | X | 2104 | 4 | 1335 | Coal Steam | 12 | 2022 | 2023 | Dry bottom wall-fired boiler |  |  |  | 321 | 173.404 | 2254477.024 | 229709.73 | 151.9767 | 0 | Y | 0 | 0 | 0 |  | 0 |  | 0 |  | 0 |  | 0 |  | 0 |  | 0 |  | 0 | 0 | Retired | 0 | 0 |  | 14.46%
Meramec | Missouri |  | X | X | 2104 | CT2A | 89685 | Combustion Turbine |  |  |  | Combustion turbine | [7 empty] | 0.758 | [20 empty] | Not Coal Steam or O/G Steam | 0 | 0 |  | 0.1274%
Meramec | Missouri |  | X | X | 2104 | CT2B | 89686 | Combustion Turbine |  |  |  | Combustion turbine | [7 empty] | 0.65967 | [20 empty] | Not Coal Steam or O/G Steam | 0 | 0 |  | 0.1108%
Mexico | Missouri |  | X | X | 6650 | CT01 | 90098 | Combustion Turbine |  |  |  | Combustion turbine |  |  |  |  | 18.706 | 31176.5 | 1598.9 | 8.012 | 18.706 |  | 31176.5 | 1598.9 | 18.706 |  | 18.706 |  | 18.706 |  | 18.706 |  | 18.706 |  | 18.706 |  | 18.706 |  | 18.706 | 18.706 | Not Coal Steam or O/G Steam | 1.2 | 1.2 |  | 0.4081%
Moberly | Missouri |  | X | X | 6651 | CT01 | 90099 | Combustion Turbine |  |  |  | Combustion turbine |  |  |  |  | 17.968 | 29946.5 | 1451.75 | 7.3347 | 17.968 |  | 29946.5 | 1451.75 | 17.968 |  | 17.968 |  | 17.968 |  | 17.968 |  | 17.968 |  | 17.968 |  | 17.968 |  | 17.968 | 17.968 | Not Coal Steam or O/G Steam | 1.2 | 1.2 |  | 0.3736%
Moreau | Missouri |  | X | X | 6652 | CT01 | 90100 | Combustion Turbine |  |  |  | Combustion turbine |  |  |  |  | 14.536 | 24226.3 | 1215.34 | 7.4187 | 14.536 |  | 24226.3 | 1215.34 | 14.536 |  | 14.536 |  | 14.536 |  | 14.536 |  | 14.536 |  | 14.536 |  | 14.536 |  | 14.536 | 14.536 | Not Coal Steam or O/G Steam | 1.2 | 1.2 |  | 0.3779%
New Madrid Power Plant | Missouri |  | X | X | 2167 | 1 | 1357 | Coal Steam |  |  |  | Cyclone boiler | Y |  |  | 579 | 1466.103 | 4500794.248 | 483031.77 | 2271.037 | 1466.103 |  | 4500794.248 | 483031.77 | 1466.103 |  | 1466.103 |  | 1466.103 |  | 180.0318 | Optimize SCR | 180.0318 |  | 180.0318 |  | 180.0318 |  | 180.0318 | 180.0318 | Existing SCR | 0.08 | 0.08 |  | 43.33%
New Madrid Power Plant | Missouri |  | X | X | 2167 | 2 | 1358 | Coal Steam |  |  |  | Cyclone boiler | Y |  |  | 575 | 4699.904 | 15383977.294 | 1658190.82 | 2959.843 | 4699.904 |  | 15383977.294 | 1658190.82 | 4699.904 |  | 4699.904 |  | 4699.904 |  | 615.3591 | Optimize SCR | 615.3591 |  | 615.3591 |  | 615.3591 |  | 615.3591 | 615.3591 | Existing SCR | 0.08 | 0.08 |  | 54.09%
Nodaway Power Plant | Missouri |  | X | X | 7754 | 1 | 3153 | Combustion Turbine |  |  |  | Combustion turbine | [7 empty] | 0.97133 | [20 empty] | Not Coal Steam or O/G Steam | 0 | 0 |  | 0.4581%
Nodaway Power Plant | Missouri |  | X | X | 7754 | 2 | 3154 | Combustion Turbine |  |  |  | Combustion turbine | [7 empty] | 0.6 | [20 empty] | Not Coal Steam or O/G Steam | 0 | 0 |  | 0.3055%
Northeast Generating Station | Missouri |  | X | X | 2081 | 11 | 90053 | Combustion Turbine |  |  |  | Combustion turbine |  |  |  |  | 7.303 | 12171 | 511.5 | 10.1487 | 7.303 |  | 12171 | 511.5 | 7.303 |  | 7.303 |  | 7.303 |  | 7.303 |  | 7.303 |  | 7.303 |  | 7.303 |  | 7.303 | 7.303 | Not Coal Steam or O/G Steam | 1.2001 | 1.2001 |  | 0.4606%
Northeast Generating Station | Missouri |  | X | X | 2081 | 12 | 90054 | Combustion Turbine |  |  |  | Combustion turbine |  |  |  |  | 4.087 | 6811.6 | 283.5 | 6.654 | 4.087 |  | 6811.6 | 283.5 | 4.087 |  | 4.087 |  | 4.087 |  | 4.087 |  | 4.087 |  | 4.087 |  | 4.087 |  | 4.087 | 4.087 | Not Coal Steam or O/G Steam | 1.2 | 1.2 |  | 0.302%
Northeast Generating Station | Missouri |  | X | X | 2081 | 13 | 90055 | Combustion Turbine |  |  |  | Combustion turbine | [7 empty] | 2.0513 | [20 empty] | Not Coal Steam or O/G Steam | 0 | 0 |  | 0.09311%
Northeast Generating Station | Missouri |  | X | X | 2081 | 14 | 90056 | Combustion Turbine |  |  |  | Combustion turbine | [7 empty] | 6.9747 | [20 empty] | Not Coal Steam or O/G Steam | 0 | 0 |  | 0.3166%
Northeast Generating Station | Missouri |  | X | X | 2081 | 15 | 90057 | Combustion Turbine |  |  |  | Combustion turbine |  |  |  |  | 5.226 | 8709.2 | 391 | 7.701 | 5.226 |  | 8709.2 | 391 | 5.226 |  | 5.226 |  | 5.226 |  | 5.226 |  | 5.226 |  | 5.226 |  | 5.226 |  | 5.226 | 5.226 | Not Coal Steam or O/G Steam | 1.2001 | 1.2001 |  | 0.3495%
Northeast Generating Station | Missouri |  | X | X | 2081 | 16 | 90058 | Combustion Turbine |  |  |  | Combustion turbine |  |  |  |  | 3.673 | 6121.1 | 253.5 | 6.0063 | 3.673 |  | 6121.1 | 253.5 | 3.673 |  | 3.673 |  | 3.673 |  | 3.673 |  | 3.673 |  | 3.673 |  | 3.673 |  | 3.673 | 3.673 | Not Coal Steam or O/G Steam | 1.2001 | 1.2001 |  | 0.2726%
Northeast Generating Station | Missouri |  | X | X | 2081 | 17 | 90059 | Combustion Turbine |  |  |  | Combustion turbine |  |  |  |  | 8.82 | 14699.9 | 838 | 11.0113 | 8.82 |  | 14699.9 | 838 | 8.82 |  | 8.82 |  | 8.82 |  | 8.82 |  | 8.82 |  | 8.82 |  | 8.82 |  | 8.82 | 8.82 | Not Coal Steam or O/G Steam | 1.2 | 1.2 |  | 0.4998%
Northeast Generating Station | Missouri |  | X | X | 2081 | 18 | 90060 | Combustion Turbine |  |  |  | Combustion turbine |  |  |  |  | 8.75 | 14583.5 | 842.5 | 9.6057 | 8.75 |  | 14583.5 | 842.5 | 8.75 |  | 8.75 |  | 8.75 |  | 8.75 |  | 8.75 |  | 8.75 |  | 8.75 |  | 8.75 | 8.75 | Not Coal Steam or O/G Steam | 1.2 | 1.2 |  | 0.436%
Peno Creek Energy Center | Missouri |  | X | X | 7964 | CT1A | 9048 | Combustion Turbine |  |  |  | Combustion turbine |  |  |  |  | 1.924 | 44727.927 | 4111.22 | 2.2977 | 1.924 |  | 44727.927 | 4111.22 | 1.924 |  | 1.924 |  | 1.924 |  | 1.924 |  | 1.924 |  | 1.924 |  | 1.924 |  | 1.924 | 1.924 | Not Coal Steam or O/G Steam | 0.086031 | 0.086031 |  | 4.48%
Peno Creek Energy Center | Missouri |  | X | X | 7964 | CT1B | 9049 | Combustion Turbine |  |  |  | Combustion turbine |  |  |  |  | 2.106 | 45792.828 | 4030.15 | 2.414 | 2.106 |  | 45792.828 | 4030.15 | 2.106 |  | 2.106 |  | 2.106 |  | 2.106 |  | 2.106 |  | 2.106 |  | 2.106 |  | 2.106 | 2.106 | Not Coal Steam or O/G Steam | 0.091979 | 0.091979 |  | 4.367%
Peno Creek Energy Center | Missouri |  | X | X | 7964 | CT2A | 9050 | Combustion Turbine |  |  |  | Combustion turbine |  |  |  |  | 1.781 | 39676.519 | 3859.72 | 2.0707 | 1.781 |  | 39676.519 | 3859.72 | 1.781 |  | 1.781 |  | 1.781 |  | 1.781 |  | 1.781 |  | 1.781 |  | 1.781 |  | 1.781 | 1.781 | Not Coal Steam or O/G Steam | 0.089776 | 0.089776 |  | 3.806%
Peno Creek Energy Center | Missouri |  | X | X | 7964 | CT2B | 9051 | Combustion Turbine |  |  |  | Combustion turbine |  |  |  |  | 1.691 | 41179.975 | 3448.89 | 1.8063 | 1.691 |  | 41179.975 | 3448.89 | 1.691 |  | 1.691 |  | 1.691 |  | 1.691 |  | 1.691 |  | 1.691 |  | 1.691 |  | 1.691 | 1.691 | Not Coal Steam or O/G Steam | 0.082127 | 0.082127 |  | 3.636%
Peno Creek Energy Center | Missouri |  | X | X | 7964 | CT3A | 9052 | Combustion Turbine |  |  |  | Combustion turbine |  |  |  |  | 1.947 | 42823.634 | 3919 | 1.749 | 1.947 |  | 42823.634 | 3919 | 1.947 |  | 1.947 |  | 1.947 |  | 1.947 |  | 1.947 |  | 1.947 |  | 1.947 |  | 1.947 | 1.947 | Not Coal Steam or O/G Steam | 0.090931 | 0.090931 |  | 3.296%
Peno Creek Energy Center | Missouri |  | X | X | 7964 | CT3B | 9053 | Combustion Turbine |  |  |  | Combustion turbine |  |  |  |  | 1.905 | 44233.44 | 3666.83 | 1.6703 | 1.905 |  | 44233.44 | 3666.83 | 1.905 |  | 1.905 |  | 1.905 |  | 1.905 |  | 1.905 |  | 1.905 |  | 1.905 |  | 1.905 | 1.905 | Not Coal Steam or O/G Steam | 0.086134 | 0.086134 |  | 3.194%
Peno Creek Energy Center | Missouri |  | X | X | 7964 | CT4A | 9054 | Combustion Turbine |  |  |  | Combustion turbine |  |  |  |  | 2.312 | 52809.303 | 4381.26 | 2.418 | 2.312 |  | 52809.303 | 4381.26 | 2.312 |  | 2.312 |  | 2.312 |  | 2.312 |  | 2.312 |  | 2.312 |  | 2.312 |  | 2.312 | 2.312 | Not Coal Steam or O/G Steam | 0.08756 | 0.08756 |  | 4.573%
Peno Creek Energy Center | Missouri |  | X | X | 7964 | CT4B | 9055 | Combustion Turbine |  |  |  | Combustion turbine |  |  |  |  | 2.401 | 53402.927 | 5183.62 | 2.329 | 2.401 |  | 53402.927 | 5183.62 | 2.401 |  | 2.401 |  | 2.401 |  | 2.401 |  | 2.401 |  | 2.401 |  | 2.401 |  | 2.401 | 2.401 | Not Coal Steam or O/G Steam | 0.08992 | 0.08992 |  | 4.421%
Ralph Green Station | Missouri |  | X | X | 2092 | 3 | 90004 | Combustion Turbine |  |  |  | Combustion turbine |  |  |  |  | 11.058 | 117649.571 | 5431.75 | 11.3273 | 11.058 |  | 117649.571 | 5431.75 | 11.058 |  | 11.058 |  | 11.058 |  | 11.058 |  | 11.058 |  | 11.058 |  | 11.058 |  | 11.058 | 11.058 | Not Coal Steam or O/G Steam | 0.18798 | 0.18798 |  | 2.75%
Rush Island | Missouri |  | X | X | 6155 | 1 | 2813 | Coal Steam | 3 | 2024 | 2024 | Tangentially-fired |  |  |  | 589 | 789.796 | 18462157.85 | 2019120.07 | 548.419 | 0 | Y | 0 | 0 | 0 |  | 0 |  | 0 |  | 0 |  | 0 |  | 0 |  | 0 |  | 0 | 0 | Retired | 0 | 0 |  | 61.78%
Rush Island | Missouri |  | X | X | 6155 | 2 | 2814 | Coal Steam | 3 | 2024 | 2024 | Tangentially-fired |  |  |  | 589 | 692.523 | 16693031.704 | 1892543.37 | 602.6943 | 0 | Y | 0 | 0 | 0 |  | 0 |  | 0 |  | 0 |  | 0 |  | 0 |  | 0 |  | 0 | 0 | Retired | 0 | 0 |  | 68.84%
Sikeston | Missouri |  | X | X | 6768 | 1 | 2907 | Coal Steam |  |  |  | Dry bottom wall-fired boiler |  |  |  | 240 | 467.382 | 8035986.73 | 776832.2 | 405.44 | 467.382 |  | 8035986.73 | 776832.2 | 467.382 |  | 467.382 |  | 467.382 |  | 467.382 |  | 467.382 |  | 467.382 |  | 467.382 |  | 334.1408 | 200.8997 | Coal Steam SCR Retrofit | 0.11632 | 0.05 |  | 70.92%
Sioux | Missouri |  | X | X | 2107 | 1 | 1336 | Coal Steam | 12 | 2030 | 2031 | Cyclone boiler |  | Y |  | 487 | 1342.731 | 10828651.236 | 1105139.76 | 1215.8377 | 1342.731 |  | 10828651.236 | 1105139.76 | 1342.731 |  | 1342.731 |  | 1342.731 |  | 1342.731 |  | 1342.731 |  | 1220.0641 | Y | 1220.0641 |  | 745.3902 | 270.7163 | Coal Steam SCR Retrofit | 0.22534 | 0.05 |  | 57.04%
Sioux | Missouri |  | X | X | 2107 | 2 | 1337 | Coal Steam | 12 | 2030 | 2031 | Cyclone boiler |  | Y |  | 487 | 1307.091 | 11531796.522 | 1140791.31 | 1064.8223 | 1307.091 |  | 11531796.522 | 1140791.31 | 1307.091 |  | 1307.091 |  | 1307.091 |  | 1307.091 |  | 1307.091 |  | 1272.6491 | Y | 1272.6491 |  | 780.472 | 288.2949 | Coal Steam SCR Retrofit | 0.22072 | 0.05 |  | 52.45%
South Harper Peaking Facility | Missouri |  | X | X | 56151 | 1 | 89544 | Combustion Turbine |  |  |  | Combustion turbine |  |  |  |  | 3.724 | 138066.272 | 10816.32 | 5.215 | 3.724 |  | 138066.272 | 10816.32 | 3.724 |  | 3.724 |  | 3.724 |  | 3.724 |  | 3.724 |  | 3.724 |  | 3.724 |  | 3.724 | 3.724 | Not Coal Steam or O/G Steam | 0.053945 | 0.053945 |  | 3.084%
South Harper Peaking Facility | Missouri |  | X | X | 56151 | 2 | 89545 | Combustion Turbine |  |  |  | Combustion turbine |  |  |  |  | 3.583 | 132678.696 | 10752.74 | 5.154 | 3.583 |  | 132678.696 | 10752.74 | 3.583 |  | 3.583 |  | 3.583 |  | 3.583 |  | 3.583 |  | 3.583 |  | 3.583 |  | 3.583 | 3.583 | Not Coal Steam or O/G Steam | 0.05401 | 0.05401 |  | 2.973%
South Harper Peaking Facility | Missouri |  | X | X | 56151 | 3 | 89546 | Combustion Turbine |  |  |  | Combustion turbine |  |  |  |  | 3.191 | 118195.553 | 8720.17 | 4.6167 | 3.191 |  | 118195.553 | 8720.17 | 3.191 |  | 3.191 |  | 3.191 |  | 3.191 |  | 3.191 |  | 3.191 |  | 3.191 |  | 3.191 | 3.191 | Not Coal Steam or O/G Steam | 0.053995 | 0.053995 |  | 2.821%
St. Francis Power Plant | Missouri |  | X | X | 7604 | 1 | 3135 | Combined Cycle |  |  |  | Combined cycle | Y |  |  |  | 10.289 | 1536482.25 | 197118.4 | 12.13 | 10.289 |  | 1536482.25 | 197118.4 | 10.289 |  | 10.289 |  | 10.289 |  | 9.2189 | Optimize SCR | 9.2189 |  | 9.2189 |  | 9.2189 |  | 9.2189 | 9.2189 | Not Coal Steam or O/G Steam | 0.012 | 0.012 |  | 27.16%
St. Francis Power Plant | Missouri |  | X | X | 7604 | 2 | 3136 | Combined Cycle |  |  |  | Combined cycle | Y |  |  |  | 8.217 | 1570572.379 | 209549.4 | 9.218 | 8.217 |  | 1570572.379 | 209549.4 | 8.217 |  | 8.217 |  | 8.217 |  | 8.217 |  | 8.217 |  | 8.217 |  | 8.217 |  | 8.217 | 8.217 | Not Coal Steam or O/G Steam | 0.010464 | 0.010464 |  | 26.19%
State Line (MO) | Missouri |  | X | X | 7296 | 1 | 3087 | Combustion Turbine |  |  |  | Combustion turbine |  |  |  |  | 14.932 | 378273.5 | 54776.38 | 13.1803 | 14.932 |  | 378273.5 | 54776.38 | 14.932 |  | 14.932 |  | 14.932 |  | 14.932 |  | 14.932 |  | 14.932 |  | 14.932 |  | 14.932 | 14.932 | Not Coal Steam or O/G Steam | 0.078948 | 0.078948 |  | 6.944%
State Line (MO) | Missouri |  | X | X | 7296 | 2-1 | 3088 | Combined Cycle |  |  |  | Combined cycle | Y |  |  |  | 21.811 | 3182364.7 | 470689.23 | 28.1723 | 21.811 |  | 3182364.7 | 470689.23 | 21.811 |  | 21.811 |  | 21.811 |  | 19.0942 | Optimize SCR | 19.0942 |  | 19.0942 |  | 19.0942 |  | 19.0942 | 19.0942 | Not Coal Steam or O/G Steam | 0.012 | 0.012 |  | 55.38%
State Line (MO) | Missouri |  | X | X | 7296 | 2-2 | 3089 | Combined Cycle |  |  |  | Combined cycle | Y |  |  |  | 26.789 | 3502033.061 | 520064.48 | 29.9927 | 26.789 |  | 3502033.061 | 520064.48 | 26.789 |  | 26.789 |  | 26.789 |  | 21.0122 | Optimize SCR | 21.0122 |  | 21.0122 |  | 21.0122 |  | 21.0122 | 21.0122 | Not Coal Steam or O/G Steam | 0.012 | 0.012 |  | 55.71%
Thomas Hill Energy Center | Missouri |  | X | X | 2168 | MB1 | 1359 | Coal Steam |  |  |  | Cyclone boiler | Y |  |  | 165 | 440.346 | 6039787.955 | 542212.88 | 702.045 | 440.346 |  | 6039787.955 | 542212.88 | 440.346 |  | 440.346 |  | 440.346 |  | 241.5915 | Optimize SCR | 241.5915 |  | 241.5915 |  | 241.5915 |  | 241.5915 | 241.5915 | Existing SCR | 0.08 | 0.08 |  | 64.37%
Thomas Hill Energy Center | Missouri |  | X | X | 2168 | MB2 | 1360 | Coal Steam |  |  |  | Cyclone boiler | Y |  |  | 270 | 1800.865 | 9005114.356 | 889940.57 | 1459.8557 | 1800.865 |  | 9005114.356 | 889940.57 | 1800.865 |  | 1800.865 |  | 1800.865 |  | 360.2046 | Optimize SCR | 360.2046 |  | 360.2046 |  | 360.2046 |  | 360.2046 | 360.2046 | Existing SCR | 0.08 | 0.08 |  | 61.74%
Thomas Hill Energy Center | Missouri |  | X | X | 2168 | MB3 | 1361 | Coal Steam |  |  |  | Dry bottom wall-fired boiler | Y |  |  | 699 | 1078.019 | 22081004.756 | 2311435.16 | 1135.632 | 1078.019 |  | 22081004.756 | 2311435.16 | 1078.019 |  | 1078.019 |  | 1078.019 |  | 883.2402 | Optimize SCR | 883.2402 |  | 883.2402 |  | 883.2402 |  | 883.2402 | 883.2402 | Existing SCR | 0.08 | 0.08 |  | 59.63%
Colstrip | Montana |  |  |  | 6076 | 3 | 2752 | Coal Steam |  |  |  | Tangentially-fired |  |  |  | 740 | 1111.969 | 16613602.777 | 1590066.84 | 1312.2017 | 1111.969 |  | 16613602.777 | 1590066.84 | 1111.969 |  | 1111.969 |  | 1111.969 |  | 1111.969 |  | 1111.969 |  | 1111.969 |  | 1111.969 |  | 763.6545 | 415.3401 | Coal Steam SCR Retrofit | 0.13386 | 0.05 |  | 56.52%
Colstrip | Montana |  |  |  | 6076 | 4 | 2753 | Coal Steam |  |  |  | Tangentially-fired |  |  |  | 740 | 1811.564 | 24589162.021 | 2599530.24 | 1402.0667 | 1811.564 |  | 24589162.021 | 2599530.24 | 1811.564 |  | 1811.564 |  | 1811.564 |  | 1811.564 |  | 1811.564 |  | 1811.564 |  | 1811.564 |  | 1213.1465 | 614.7291 | Coal Steam SCR Retrofit | 0.14735 | 0.05 |  | 59.27%
Culbertson Station | Montana |  |  |  | 56606 | CT01 | 90550 | Combustion Turbine |  |  |  | Combustion turbine |  |  |  |  | 20.266 | 480011.721 | 60853.52 | 16.701 | 20.266 |  | 480011.721 | 60853.52 | 20.266 |  | 20.266 |  | 20.266 |  | 20.266 |  | 20.266 |  | 20.266 |  | 20.266 |  | 20.266 | 20.266 | Not Coal Steam or O/G Steam | 0.08444 | 0.08444 |  | 13.22%
Dave Gates Generating Station | Montana |  |  |  | 56908 | 1A | 90619 | Combustion Turbine |  |  |  | Combustion turbine | Y |  | Y |  | 1.653 | 244153.16 | 20860.58 | 1.3133 | 1.653 |  | 244153.16 | 20860.58 | 1.653 |  | 1.653 |  | 1.653 |  | 1.653 |  | 1.653 |  | 1.653 |  | 1.653 |  | 1.653 | 1.653 | Not Coal Steam or O/G Steam | 0.013541 | 0.013541 |  | 19.65%
Dave Gates Generating Station | Montana |  |  |  | 56908 | 1B | 90620 | Combustion Turbine |  |  |  | Combustion turbine | Y |  | Y |  | 1.632 | 239540.061 | 20368.59 | 1.2723 | 1.632 |  | 239540.061 | 20368.59 | 1.632 |  | 1.632 |  | 1.632 |  | 1.632 |  | 1.632 |  | 1.632 |  | 1.632 |  | 1.632 | 1.632 | Not Coal Steam or O/G Steam | 0.013626 | 0.013626 |  | 18.88%
Dave Gates Generating Station | Montana |  |  |  | 56908 | 2A | 90621 | Combustion Turbine |  |  |  | Combustion turbine | Y |  | Y |  | 2.222 | 240826.606 | 20606.85 | 1.7407 | 2.222 |  | 240826.606 | 20606.85 | 2.222 |  | 2.222 |  | 2.222 |  | 2.222 |  | 2.222 |  | 2.222 |  | 2.222 |  | 2.222 | 2.222 | Not Coal Steam or O/G Steam | 0.018453 | 0.018453 |  | 19.19%
Dave Gates Generating Station | Montana |  |  |  | 56908 | 2B | 90622 | Combustion Turbine |  |  |  | Combustion turbine | Y |  | Y |  | 2.031 | 218602.032 | 18741.38 | 1.5937 | 2.031 |  | 218602.032 | 18741.38 | 2.031 |  | 2.031 |  | 2.031 |  | 2.031 |  | 2.031 |  | 2.031 |  | 2.031 |  | 2.031 | 2.031 | Not Coal Steam or O/G Steam | 0.018582 | 0.018582 |  | 17.46%
Dave Gates Generating Station | Montana |  |  |  | 56908 | 3A | 90623 | Combustion Turbine |  |  |  | Combustion turbine | Y |  | Y |  | 2.467 | 282985.188 | 23936.44 | 1.5873 | 2.467 |  | 282985.188 | 23936.44 | 2.467 |  | 2.467 |  | 2.467 |  | 2.467 |  | 2.467 |  | 2.467 |  | 2.467 |  | 2.467 | 2.467 | Not Coal Steam or O/G Steam | 0.017436 | 0.017436 |  | 19.05%
Dave Gates Generating Station | Montana |  |  |  | 56908 | 3B | 90624 | Combustion Turbine |  |  |  | Combustion turbine | Y |  | Y |  | 2.501 | 287444.64 | 24440.57 | 1.761 | 2.501 |  | 287444.64 | 24440.57 | 2.501 |  | 2.501 |  | 2.501 |  | 2.501 |  | 2.501 |  | 2.501 |  | 2.501 |  | 2.501 | 2.501 | Not Coal Steam or O/G Steam | 0.017402 | 0.017402 |  | 20.48%
Glendive Generating Station | Montana |  |  |  | 2176 | GT-2 | 1363 | Combustion Turbine |  |  |  | Combustion turbine |  |  |  |  | 1.979 | 43124.692 | 3849.65 | 1.0817 | 1.979 |  | 43124.692 | 3849.65 | 1.979 |  | 1.979 |  | 1.979 |  | 1.979 |  | 1.979 |  | 1.979 |  | 1.979 |  | 1.979 | 1.979 | Not Coal Steam or O/G Steam | 0.09178 | 0.09178 |  | 1.269%
Hardin Generating Station | Montana |  |  |  | 55749 | U1 | 9114 | Coal Steam |  |  |  | Dry bottom wall-fired boiler | Y |  |  | 107 | 112.415 | 3249712.944 | 252612.26 | 40.445 | 112.415 |  | 3249712.944 | 252612.26 | 112.415 |  | 112.415 |  | 112.415 |  | 112.415 |  | 112.415 |  | 112.415 |  | 112.415 |  | 112.415 | 112.415 | Existing SCR | 0.069185 | 0.069185 |  | 19%
Lewis & Clark | Montana |  |  |  | 6089 | B1 | 2766 | Coal Steam |  |  | 2023 |  |  |  |  | 52.3 |  |  |  | 177.5793 | 0 | Y | 0 | 0 | 0 |  | 0 |  | 0 |  | 0 |  | 0 |  | 0 |  | 0 |  | 0 | 0 | Retired | 0 | 0 |  | 23.59%
Beatrice | Nebraska |  |  |  | 8000 | 1 | 88088 | Combined Cycle |  |  |  | Combined cycle | Y |  |  |  | 7.716 | 1160508.6 | 130308.67 | 7.8187 | 7.716 |  | 1160508.6 | 130308.67 | 7.716 |  | 7.716 |  | 7.716 |  | 6.9631 | Optimize SCR | 6.9631 |  | 6.9631 |  | 6.9631 |  | 6.9631 | 6.9631 | Not Coal Steam or O/G Steam | 0.012 | 0.012 |  | 28.17%
Beatrice | Nebraska |  |  |  | 8000 | 2 | 88089 | Combined Cycle |  |  |  | Combined cycle | Y |  |  |  | 7.562 | 1108867.583 | 127356.61 | 10.2283 | 7.562 |  | 1108867.583 | 127356.61 | 7.562 |  | 7.562 |  | 7.562 |  | 6.6532 | Optimize SCR | 6.6532 |  | 6.6532 |  | 6.6532 |  | 6.6532 | 6.6532 | Not Coal Steam or O/G Steam | 0.012 | 0.012 |  | 36.53%
C W Burdick | Nebraska |  |  |  | 2241 | GT-2 | 88133 | Combustion Turbine |  |  |  | Combustion turbine |  |  |  |  | 0.314 | 23116.359 | 1484.52 | 0.34967 | 0.314 |  | 23116.359 | 1484.52 | 0.314 |  | 0.314 |  | 0.314 |  | 0.314 |  | 0.314 |  | 0.314 |  | 0.314 |  | 0.314 | 0.314 | Not Coal Steam or O/G Steam | 0.027167 | 0.027167 |  | 1.122%
C W Burdick | Nebraska |  |  |  | 2241 | GT-3 | 88134 | Combustion Turbine |  |  |  | Combustion turbine |  |  |  |  | 0.522 | 31808.974 | 2080.77 | 0.46333 | 0.522 |  | 31808.974 | 2080.77 | 0.522 |  | 0.522 |  | 0.522 |  | 0.522 |  | 0.522 |  | 0.522 |  | 0.522 |  | 0.522 | 0.522 | Not Coal Steam or O/G Steam | 0.032821 | 0.032821 |  | 1.29%
Canaday | Nebraska |  |  |  | 2226 | 1 | 1367 | O/G Steam |  |  |  | Tangentially-fired |  |  |  | 99 | 4.062 | 32485.3 | 2567.96 | 2.3697 | 4.062 |  | 32485.3 | 2567.96 | 4.062 |  | 4.062 |  | 4.062 |  | 4.062 |  | 4.062 |  | 4.062 |  | 4.062 |  | 4.062 | 4.062 | O/G Steam Under 100 MW | 0.25008 | 0.25008 |  | 0.4048%
Cass County Station | Nebraska |  |  |  | 55972 | CT1 | 89191 | Combustion Turbine |  |  |  | Combustion turbine |  |  |  |  | 22.047 | 651017.858 | 56395.52 | 25.4693 | 22.047 |  | 651017.858 | 56395.52 | 22.047 |  | 22.047 |  | 22.047 |  | 22.047 |  | 22.047 |  | 22.047 |  | 22.047 |  | 22.047 | 22.047 | Not Coal Steam or O/G Steam | 0.067731 | 0.067731 |  | 9.965%
Cass County Station | Nebraska |  |  |  | 55972 | CT2 | 89192 | Combustion Turbine |  |  |  | Combustion turbine |  |  |  |  | 16.448 | 554830.172 | 47688.57 | 19.8693 | 16.448 |  | 554830.172 | 47688.57 | 16.448 |  | 16.448 |  | 16.448 |  | 16.448 |  | 16.448 |  | 16.448 |  | 16.448 |  | 16.448 | 16.448 | Not Coal Steam or O/G Steam | 0.05929 | 0.05929 |  | 8.859%
Gerald Gentleman Station | Nebraska |  |  |  | 6077 | 1 | 2754 | Coal Steam |  |  |  | Dry bottom wall-fired boiler |  |  |  | 665 | 1720.725 | 16986017.175 | 1876182 | 1630.283 | 1720.725 |  | 16986017.175 | 1876182 | 1720.725 |  | 1720.725 |  | 1720.725 |  | 1720.725 |  | 1720.725 |  | 1720.725 |  | 1720.725 |  | 1072.6877 | 424.6504 | Coal Steam SCR Retrofit | 0.2026 | 0.05 |  | 56.54%
Gerald Gentleman Station | Nebraska |  |  |  | 6077 | 2 | 2755 | Coal Steam |  |  |  | Dry bottom wall-fired boiler |  |  |  | 700 | 1221.317 | 16290245.725 | 1770116.75 | 1162.3257 | 1221.317 |  | 16290245.725 | 1770116.75 | 1221.317 |  | 1221.317 |  | 1221.317 |  | 1221.317 |  | 1221.317 |  | 1221.317 |  | 1221.317 |  | 814.2866 | 407.2561 | Coal Steam SCR Retrofit | 0.14994 | 0.05 |  | 50.27%
Gerald Whelan Energy Center | Nebraska |  |  |  | 60 | 1 | 57 | Coal Steam |  |  |  | Tangentially-fired |  |  |  | 77 | 221.544 | 2489317.352 | 225211.64 | 162.6763 | 221.544 |  | 2489317.352 | 225211.64 | 221.544 |  | 221.544 |  | 221.544 |  | 221.544 |  | 221.544 |  | 221.544 |  | 221.544 |  | 166.158 | 166.158 | Coal Steam Under 100 MW, SNCR Retrofit | 0.178 | 0.1335 |  | 63.95%
Gerald Whelan Energy Center | Nebraska |  |  |  | 60 | 2 | 90669 | Coal Steam |  |  |  | Dry bottom wall-fired boiler | Y |  |  | 232 | 246.248 | 5608257.779 | 599410.44 | 207.0593 | 246.248 |  | 5608257.779 | 599410.44 | 246.248 |  | 246.248 |  | 246.248 |  | 224.3303 | Optimize SCR | 224.3303 |  | 224.3303 |  | 224.3303 |  | 224.3303 | 224.3303 | Existing SCR | 0.08 | 0.08 |  | 62.85%
Hallam Peaking | Nebraska |  |  |  | 2265 | 1A | 90723 | Combustion Turbine |  |  |  | Combustion turbine |  |  |  |  | 0.338 | 836.9 | 32.37 | 3.2317 | 0.338 |  | 836.9 | 32.37 | 0.338 |  | 0.338 |  | 0.338 |  | 0.338 |  | 0.338 |  | 0.338 |  | 0.338 |  | 0.338 | 0.338 | Not Coal Steam or O/G Steam | 0.80774 | 0.80774 |  | 0.4791%
Hallam Peaking | Nebraska |  |  |  | 2265 | 1B | 90724 | Combustion Turbine |  |  |  | Combustion turbine |  |  |  |  | 0.286 | 761.9 | 31.66 | 3.4193 | 0.286 |  | 761.9 | 31.66 | 0.286 |  | 0.286 |  | 0.286 |  | 0.286 |  | 0.286 |  | 0.286 |  | 0.286 |  | 0.286 | 0.286 | Not Coal Steam or O/G Steam | 0.75075 | 0.75075 |  | 0.5041%
Hebron Peaking | Nebraska |  |  |  | 2266 | 1A | 90725 | Combustion Turbine |  |  |  | Combustion turbine |  |  |  |  | 1.669 | 2781.5 | 174.23 | 1.9717 | 1.669 |  | 2781.5 | 174.23 | 1.669 |  | 1.669 |  | 1.669 |  | 1.669 |  | 1.669 |  | 1.669 |  | 1.669 |  | 1.669 | 1.669 | Not Coal Steam or O/G Steam | 1.2001 | 1.2001 |  | 0.1873%
Hebron Peaking | Nebraska |  |  |  | 2266 | 1B | 90726 | Combustion Turbine |  |  |  | Combustion turbine |  |  |  |  | 1.607 | 2678.7 | 175.13 | 1.916 | 1.607 |  | 2678.7 | 175.13 | 1.607 |  | 1.607 |  | 1.607 |  | 1.607 |  | 1.607 |  | 1.607 |  | 1.607 |  | 1.607 | 1.607 | Not Coal Steam or O/G Steam | 1.1998 | 1.1998 |  | 0.1821%
J Street | Nebraska |  |  |  | 2250 | 1 | 90730 | Combustion Turbine |  |  |  | Combustion turbine |  |  |  |  | 6.213 | 17749.6 | 677.48 | 8.913 | 6.213 |  | 17749.6 | 677.48 | 6.213 |  | 6.213 |  | 6.213 |  | 6.213 |  | 6.213 |  | 6.213 |  | 6.213 |  | 6.213 | 6.213 | Not Coal Steam or O/G Steam | 0.70007 | 0.70007 |  | 1.264%
Jones Street | Nebraska |  |  |  | 2290 | 1 | 90740 | Combustion Turbine |  |  |  | Combustion turbine |  |  |  |  | 2.237 | 3728.8 | 86.74 | 14.3023 | 2.237 |  | 3728.8 | 86.74 | 2.237 |  | 2.237 |  | 2.237 |  | 2.237 |  | 2.237 |  | 2.237 |  | 2.237 |  | 2.237 | 2.237 | Not Coal Steam or O/G Steam | 1.1998 | 1.1998 |  | 0.8166%
Jones Street | Nebraska |  |  |  | 2290 | 2 | 90741 | Combustion Turbine |  |  |  | Combustion turbine |  |  |  |  | 4.861 | 8101.3 | 191.54 | 14.441 | 4.861 |  | 8101.3 | 191.54 | 4.861 |  | 4.861 |  | 4.861 |  | 4.861 |  | 4.861 |  | 4.861 |  | 4.861 |  | 4.861 | 4.861 | Not Coal Steam or O/G Steam | 1.2001 | 1.2001 |  | 0.8244%
Lon D Wright Power Plant | Nebraska |  |  |  | 2240 | 50T | 9176 | Combustion Turbine |  |  |  | Combustion turbine |  |  |  |  | 23.539 | 67256.3 | 4005.53 | 15.56 | 23.539 |  | 67256.3 | 4005.53 | 23.539 |  | 23.539 |  | 23.539 |  | 23.539 |  | 23.539 |  | 23.539 |  | 23.539 |  | 23.539 | 23.539 | Not Coal Steam or O/G Steam | 0.69998 | 0.69998 |  | 2.094%
Lon D Wright Power Plant | Nebraska |  |  |  | 2240 | 8 | 1371 | Coal Steam |  |  |  | Dry bottom wall-fired boiler |  |  |  | 82 | 242.591 | 2111642.469 | 200779.98 | 195.5273 | 242.591 |  | 2111642.469 | 200779.98 | 242.591 |  | 242.591 |  | 242.591 |  | 242.591 |  | 210.1084 | SOA CC | 242.591 |  | 210.1084 | SOA CC | 157.5813 | 157.5813 | Coal Steam Under 100 MW, SNCR Retrofit | 0.199 | 0.14925 |  | 41.81%
McCook Peaking | Nebraska |  |  |  | 2271 | 1A | 90727 | Combustion Turbine |  |  |  | Combustion turbine |  |  |  |  | 1.389 | 2315 | 159.45 | 1.2123 | 1.389 |  | 2315 | 159.45 | 1.389 |  | 1.389 |  | 1.389 |  | 1.389 |  | 1.389 |  | 1.389 |  | 1.389 |  | 1.389 | 1.389 | Not Coal Steam or O/G Steam | 1.2 | 1.2 |  | 0.121%
McCook Peaking | Nebraska |  |  |  | 2271 | 1B | 90728 | Combustion Turbine |  |  |  | Combustion turbine |  |  |  |  | 1.528 | 2546.2 | 160.58 | 2.3317 | 1.528 |  | 2546.2 | 160.58 | 1.528 |  | 1.528 |  | 1.528 |  | 1.528 |  | 1.528 |  | 1.528 |  | 1.528 |  | 1.528 | 1.528 | Not Coal Steam or O/G Steam | 1.2002 | 1.2002 |  | 0.2327%
Nebraska City Station | Nebraska |  |  |  | 6096 | 1 | 2775 | Coal Steam |  |  |  | Dry bottom wall-fired boiler |  |  |  | 654 | 1361.716 | 14314251.346 | 1552820.88 | 1476.992 | 1361.716 |  | 14314251.346 | 1552820.88 | 1361.716 |  | 1361.716 |  | 1361.716 |  | 1361.716 |  | 1361.716 |  | 1361.716 |  | 1361.716 |  | 859.7861 | 357.8563 | Coal Steam SCR Retrofit | 0.19026 | 0.05 |  | 61.46%
Nebraska City Station | Nebraska |  |  |  | 6096 | 2 | 90278 | Coal Steam |  |  |  | Dry bottom wall-fired boiler | Y |  |  | 691 | 672.176 | 21406386.051 | 2264459.73 | 557.2023 | 672.176 |  | 21406386.051 | 2264459.73 | 672.176 |  | 672.176 |  | 672.176 |  | 672.176 |  | 672.176 |  | 672.176 |  | 672.176 |  | 672.176 | 672.176 | Existing SCR | 0.062801 | 0.062801 |  | 63.02%
North Omaha Station | Nebraska |  |  |  | 2291 | 1 | 1381 | O/G Steam |  |  | 2027 | Tangentially-fired |  |  | Y | 65 | 0.605 | 18167.236 | 1140.25 | 1.303 | 0.605 |  | 18167.236 | 1140.25 | 0.605 |  | 0.605 |  | 0.605 |  | 0.605 |  | 0.605 |  | 0.605 |  | 0.605 |  | 0.605 | 0.605 | O/G Steam Under 100 MW | 0.066603 | 0.066603 |  | 1.081%
North Omaha Station | Nebraska |  |  |  | 2291 | 2 | 1382 | O/G Steam |  |  | 2027 | Tangentially-fired |  |  | Y | 91 | 1.047 | 30428.683 | 1998.49 | 2.7493 | 1.047 |  | 30428.683 | 1998.49 | 1.047 |  | 1.047 |  | 1.047 |  | 1.047 |  | 1.047 |  | 1.047 |  | 1.047 |  | 1.047 | 1.047 | O/G Steam Under 100 MW | 0.068817 | 0.068817 |  | 1.345%
North Omaha Station | Nebraska |  |  |  | 2291 | 3 | 1383 | O/G Steam |  |  | 2027 | Tangentially-fired |  |  | Y | 86 | 6.79 | 210937.215 | 16300.02 | 8.8257 | 6.79 |  | 210937.215 | 16300.02 | 6.79 |  | 6.79 |  | 6.79 |  | 6.79 |  | 6.79 |  | 6.79 |  | 6.79 |  | 6.79 | 6.79 | O/G Steam Under 100 MW | 0.064379 | 0.064379 |  | 5.422%
North Omaha Station | Nebraska |  |  |  | 2291 | 4 | 1384 | Coal Steam |  |  |  | Tangentially-fired |  |  |  | 120 | 583.934 | 3556420.961 | 321813.96 | 590.9927 | 583.934 |  | 3556420.961 | 321813.96 | 583.934 |  | 583.934 |  | 583.934 |  | 583.934 |  | 353.8639 | SOA CC | 583.934 |  | 353.8639 | SOA CC | 221.3872 | 88.9105 | Coal Steam SCR Retrofit | 0.199 | 0.05 |  | 58.52%
North Omaha Station | Nebraska |  |  |  | 2291 | 5 | 1385 | Coal Steam |  |  |  | Dry bottom wall-fired boiler |  |  |  | 216 | 767.128 | 5198860.368 | 515499.8 | 825.6983 | 767.128 |  | 5198860.368 | 515499.8 | 767.128 |  | 767.128 |  | 767.128 |  | 767.128 |  | 517.2866 | SOA CC | 767.128 |  | 517.2866 | SOA CC | 323.6291 | 129.9715 | Coal Steam SCR Retrofit | 0.199 | 0.05 |  | 56.38%
Platte | Nebraska |  |  |  | 59 | 1 | 56 | Coal Steam |  |  |  | Tangentially-fired |  |  |  | 100 | 269.483 | 2835692.037 | 240190 | 242.5817 | 269.483 |  | 2835692.037 | 240190 | 269.483 |  | 269.483 |  | 269.483 |  | 269.483 |  | 269.483 |  | 269.483 |  | 269.483 |  | 170.1877 | 70.8923 | Coal Steam SCR Retrofit | 0.19007 | 0.05 |  | 48.71%
Rokeby | Nebraska |  |  |  | 6373 | 1 | 90729 | Combustion Turbine |  |  |  | Combustion turbine |  |  |  |  | 30.252 | 214260.3 | 20024.02 | 19.0307 | 30.252 |  | 214260.3 | 20024.02 | 30.252 |  | 30.252 |  | 30.252 |  | 30.252 |  | 30.252 |  | 30.252 |  | 30.252 |  | 30.252 | 30.252 | Not Coal Steam or O/G Steam | 0.28239 | 0.28239 |  | 4.206%
Rokeby | Nebraska |  |  |  | 6373 | 2 | 2883 | Combustion Turbine |  |  |  | Combustion turbine |  |  |  |  | 11.619 | 117985.812 | 8581.98 | 7.3297 | 11.619 |  | 117985.812 | 8581.98 | 11.619 |  | 11.619 |  | 11.619 |  | 11.619 |  | 11.619 |  | 11.619 |  | 11.619 |  | 11.619 | 11.619 | Not Coal Steam or O/G Steam | 0.19696 | 0.19696 |  | 2.306%
Rokeby | Nebraska |  |  |  | 6373 | 3 | 2884 | Combustion Turbine |  |  |  | Combustion turbine |  |  |  |  | 6.269 | 124775.63 | 10276.66 | 2.8887 | 6.269 |  | 124775.63 | 10276.66 | 6.269 |  | 6.269 |  | 6.269 |  | 6.269 |  | 6.269 |  | 6.269 |  | 6.269 |  | 6.269 | 6.269 | Not Coal Steam or O/G Steam | 0.10048 | 0.10048 |  | 1.4%
Sarpy County Station | Nebraska |  |  |  | 2292 | 1 | 90742 | Combustion Turbine |  |  |  | Combustion turbine |  |  |  |  | 21.01 | 172936.785 | 10212.56 | 12.7987 | 21.01 |  | 172936.785 | 10212.56 | 21.01 |  | 21.01 |  | 21.01 |  | 21.01 |  | 21.01 |  | 21.01 |  | 21.01 |  | 21.01 | 21.01 | Not Coal Steam or O/G Steam | 0.24298 | 0.24298 |  | 2.253%
Sarpy County Station | Nebraska |  |  |  | 2292 | 2 | 90743 | Combustion Turbine |  |  |  | Combustion turbine |  |  |  |  | 25.441 | 204746.33 | 12805.98 | 24.229 | 25.441 |  | 204746.33 | 12805.98 | 25.441 |  | 25.441 |  | 25.441 |  | 25.441 |  | 25.441 |  | 25.441 |  | 25.441 |  | 25.441 | 25.441 | Not Coal Steam or O/G Steam | 0.24851 | 0.24851 |  | 5.302%
Sarpy County Station | Nebraska |  |  |  | 2292 | CT3 | 1387 | Combustion Turbine |  |  |  | Combustion turbine |  |  |  |  | 6.823 | 261130.139 | 20109.44 | 6.309 | 6.823 |  | 261130.139 | 20109.44 | 6.823 |  | 6.823 |  | 6.823 |  | 6.823 |  | 6.823 |  | 6.823 |  | 6.823 |  | 6.823 | 6.823 | Not Coal Steam or O/G Steam | 0.052257 | 0.052257 |  | 4.516%
Sarpy County Station | Nebraska |  |  |  | 2292 | CT4A | 1388 | Combustion Turbine |  |  |  | Combustion turbine |  |  |  |  | 2.435 | 62293.968 | 5512.13 | 2.6013 | 2.435 |  | 62293.968 | 5512.13 | 2.435 |  | 2.435 |  | 2.435 |  | 2.435 |  | 2.435 |  | 2.435 |  | 2.435 |  | 2.435 | 2.435 | Not Coal Steam or O/G Steam | 0.078178 | 0.078178 |  | 5.697%
Sarpy County Station | Nebraska |  |  |  | 2292 | CT4B | 1389 | Combustion Turbine |  |  |  | Combustion turbine |  |  |  |  | 2.309 | 59656.421 | 5350.32 | 2.4453 | 2.309 |  | 59656.421 | 5350.32 | 2.309 |  | 2.309 |  | 2.309 |  | 2.309 |  | 2.309 |  | 2.309 |  | 2.309 |  | 2.309 | 2.309 | Not Coal Steam or O/G Steam | 0.07741 | 0.07741 |  | 5.399%
Sarpy County Station | Nebraska |  |  |  | 2292 | CT5A | 1390 | Combustion Turbine |  |  |  | Combustion turbine |  |  |  |  | 2.264 | 62387.896 | 5480.18 | 1.7877 | 2.264 |  | 62387.896 | 5480.18 | 2.264 |  | 2.264 |  | 2.264 |  | 2.264 |  | 2.264 |  | 2.264 |  | 2.264 |  | 2.264 | 2.264 | Not Coal Steam or O/G Steam | 0.072578 | 0.072578 |  | 4.255%
Sarpy County Station | Nebraska |  |  |  | 2292 | CT5B | 1391 | Combustion Turbine |  |  |  | Combustion turbine |  |  |  |  | 2.482 | 63313.612 | 5593.28 | 2.4677 | 2.482 |  | 63313.612 | 5593.28 | 2.482 |  | 2.482 |  | 2.482 |  | 2.482 |  | 2.482 |  | 2.482 |  | 2.482 |  | 2.482 | 2.482 | Not Coal Steam or O/G Steam | 0.078403 | 0.078403 |  | 5.439%
Sheldon | Nebraska |  |  |  | 2277 | 1 | 1379 | Coal Steam |  |  |  | Cyclone boiler |  |  |  | 104 | 711.165 | 2647093.355 | 260641.61 | 575.002 | 711.165 |  | 2647093.355 | 260641.61 | 711.165 |  | 711.165 |  | 711.165 |  | 711.165 |  | 711.165 |  | 711.165 |  | 711.165 |  | 388.6712 | 66.1773 | Coal Steam SCR Retrofit | 0.53732 | 0.05 |  | 39.81%
Sheldon | Nebraska |  |  |  | 2277 | 2 | 1380 | Coal Steam |  |  |  | Cyclone boiler |  |  |  | 115 | 670.017 | 3047303.805 | 294110.99 | 375.245 | 670.017 |  | 3047303.805 | 294110.99 | 670.017 |  | 670.017 |  | 670.017 |  | 670.017 |  | 670.017 |  | 670.017 |  | 670.017 |  | 373.0998 | 76.1826 | Coal Steam SCR Retrofit | 0.43974 | 0.05 |  | 32.58%
Terry Bundy Generating Station | Nebraska |  |  |  | 7887 | SVGS2 | 8370 | Combined Cycle |  |  |  | Combined cycle | Y |  |  |  | 8.722 | 326116.346 | 35655.03 | 12.373 | 8.722 |  | 326116.346 | 35655.03 | 8.722 |  | 8.722 |  | 8.722 |  | 1.9567 | Optimize SCR | 1.9567 |  | 1.9567 |  | 1.9567 |  | 1.9567 | 1.9567 | Not Coal Steam or O/G Steam | 0.012 | 0.012 |  | 20.64%
Terry Bundy Generating Station | Nebraska |  |  |  | 7887 | SVGS3 | 8372 | Combined Cycle |  |  |  | Combined cycle | Y |  |  |  | 8.504 | 339674.332 | 38331.62 | 10.709 | 8.504 |  | 339674.332 | 38331.62 | 8.504 |  | 8.504 |  | 8.504 |  | 2.038 | Optimize SCR | 2.038 |  | 2.038 |  | 2.038 |  | 2.038 | 2.038 | Not Coal Steam or O/G Steam | 0.012 | 0.012 |  | 21.83%
Terry Bundy Generating Station | Nebraska |  |  |  | 7887 | SVGS4 | 8374 | Combustion Turbine |  |  |  | Combustion turbine | Y |  |  |  | 3.701 | 287405.76 | 27884.47 | 4.1917 | 3.701 |  | 287405.76 | 27884.47 | 3.701 |  | 3.701 |  | 3.701 |  | 3.701 |  | 3.701 |  | 3.701 |  | 3.701 |  | 3.701 | 3.701 | Not Coal Steam or O/G Steam | 0.025755 | 0.025755 |  | 18.85%
Apex Generating Station | Nevada |  | X | X | 55514 | CTG01 | 4925 | Combined Cycle |  |  |  | Combined cycle | Y |  |  |  | 19.329 | 3717095.561 | 558568.68 | 23.5247 | 19.329 |  | 3717095.561 | 558568.68 | 19.329 |  | 19.329 |  | 19.329 |  | 19.329 |  | 19.329 |  | 19.329 |  | 19.329 |  | 19.329 | 19.329 | Not Coal Steam or O/G Steam | 0.0104 | 0.0104 |  | 42%
Apex Generating Station | Nevada |  | X | X | 55514 | CTG02 | 4926 | Combined Cycle |  |  |  | Combined cycle | Y |  |  |  | 20.655 | 3632469.364 | 524809.49 | 22.8833 | 20.655 |  | 3632469.364 | 524809.49 | 20.655 |  | 20.655 |  | 20.655 |  | 20.655 |  | 20.655 |  | 20.655 |  | 20.655 |  | 20.655 | 20.655 | Not Coal Steam or O/G Steam | 0.011372 | 0.011372 |  | 43.67%
Chuck Lenzie Generating Station | Nevada |  | X | X | 55322 | CTG-1 | 9006 | Combined Cycle |  |  |  | Combined cycle | Y |  |  |  | 19.818 | 4130534.161 | 576202.99 | 27.2103 | 19.818 |  | 4130534.161 | 576202.99 | 19.818 |  | 19.818 |  | 19.818 |  | 19.818 |  | 19.818 |  | 19.818 |  | 19.818 |  | 19.818 | 19.818 | Not Coal Steam or O/G Steam | 0.0095959 | 0.0095959 |  | 61.58%
Chuck Lenzie Generating Station | Nevada |  | X | X | 55322 | CTG-2 | 9007 | Combined Cycle |  |  |  | Combined cycle | Y |  |  |  | 21.37 | 4841505.286 | 671680.4 | 27.4753 | 21.37 |  | 4841505.286 | 671680.4 | 21.37 |  | 21.37 |  | 21.37 |  | 21.37 |  | 21.37 |  | 21.37 |  | 21.37 |  | 21.37 | 21.37 | Not Coal Steam or O/G Steam | 0.0088278 | 0.0088278 |  | 63.73%
Chuck Lenzie Generating Station | Nevada |  | X | X | 55322 | CTG-3 | 9008 | Combined Cycle |  |  |  | Combined cycle | Y |  |  |  | 26.162 | 5435499.132 | 733915.42 | 26.1143 | 26.162 |  | 5435499.132 | 733915.42 | 26.162 |  | 26.162 |  | 26.162 |  | 26.162 |  | 26.162 |  | 26.162 |  | 26.162 |  | 26.162 | 26.162 | Not Coal Steam or O/G Steam | 0.0096263 | 0.0096263 |  | 62.64%
Chuck Lenzie Generating Station | Nevada |  | X | X | 55322 | CTG-4 | 9009 | Combined Cycle |  |  |  | Combined cycle | Y |  |  |  | 24.707 | 5404754.951 | 726294.31 | 26.4107 | 24.707 |  | 5404754.951 | 726294.31 | 24.707 |  | 24.707 |  | 24.707 |  | 24.707 |  | 24.707 |  | 24.707 |  | 24.707 |  | 24.707 | 24.707 | Not Coal Steam or O/G Steam | 0.0091427 | 0.0091427 |  | 62.73%
Clark | Nevada |  | X | X | 2322 | 11A | 89799 | Combustion Turbine |  |  |  | Combustion turbine | Y |  | Y |  | 0.759 | 50226.964 | 4693.24 | 0.83167 | 0.759 |  | 50226.964 | 4693.24 | 0.759 |  | 0.759 |  | 0.759 |  | 0.7534 | Optimize SCR | 0.7534 |  | 0.7534 |  | 0.7534 |  | 0.7534 | 0.7534 | Not Coal Steam or O/G Steam | 0.03 | 0.03 |  | 4.726%
Clark | Nevada |  | X | X | 2322 | 11B | 89800 | Combustion Turbine |  |  |  | Combustion turbine | Y |  | Y |  | 0.766 | 52085.272 | 4657.85 | 0.884 | 0.766 |  | 52085.272 | 4657.85 | 0.766 |  | 0.766 |  | 0.766 |  | 0.766 |  | 0.766 |  | 0.766 |  | 0.766 |  | 0.766 | 0.766 | Not Coal Steam or O/G Steam | 0.029413 | 0.029413 |  | 4.973%
Clark | Nevada |  | X | X | 2322 | 12A | 89801 | Combustion Turbine |  |  |  | Combustion turbine | Y |  | Y |  | 0.88 | 79475.634 | 7561.56 | 0.95233 | 0.88 |  | 79475.634 | 7561.56 | 0.88 |  | 0.88 |  | 0.88 |  | 0.88 |  | 0.88 |  | 0.88 |  | 0.88 |  | 0.88 | 0.88 | Not Coal Steam or O/G Steam | 0.022145 | 0.022145 |  | 7.258%
Clark | Nevada |  | X | X | 2322 | 12B | 89802 | Combustion Turbine |  |  |  | Combustion turbine | Y |  | Y |  | 0.827 | 81316.769 | 7466.55 | 0.98667 | 0.827 |  | 81316.769 | 7466.55 | 0.827 |  | 0.827 |  | 0.827 |  | 0.827 |  | 0.827 |  | 0.827 |  | 0.827 |  | 0.827 | 0.827 | Not Coal Steam or O/G Steam | 0.02034 | 0.02034 |  | 7.581%
Clark | Nevada |  | X | X | 2322 | 13A | 89803 | Combustion Turbine |  |  |  | Combustion turbine | Y |  | Y |  | 0.358 | 31654.293 | 2999.05 | 0.70233 | 0.358 |  | 31654.293 | 2999.05 | 0.358 |  | 0.358 |  | 0.358 |  | 0.358 |  | 0.358 |  | 0.358 |  | 0.358 |  | 0.358 | 0.358 | Not Coal Steam or O/G Steam | 0.022619 | 0.022619 |  | 4.808%
Clark | Nevada |  | X | X | 2322 | 13B | 89804 | Combustion Turbine |  |  |  | Combustion turbine | Y |  | Y |  | 0.373 | 31772.149 | 2965.44 | 0.727 | 0.373 |  | 31772.149 | 2965.44 | 0.373 |  | 0.373 |  | 0.373 |  | 0.373 |  | 0.373 |  | 0.373 |  | 0.373 |  | 0.373 | 0.373 | Not Coal Steam or O/G Steam | 0.02348 | 0.02348 |  | 4.928%
Clark | Nevada |  | X | X | 2322 | 14A | 89805 | Combustion Turbine |  |  |  | Combustion turbine | Y |  | Y |  | 0.618 | 53330.15 | 4976.33 | 0.87 | 0.618 |  | 53330.15 | 4976.33 | 0.618 |  | 0.618 |  | 0.618 |  | 0.618 |  | 0.618 |  | 0.618 |  | 0.618 |  | 0.618 | 0.618 | Not Coal Steam or O/G Steam | 0.023176 | 0.023176 |  | 6.367%
Clark | Nevada |  | X | X | 2322 | 14B | 89806 | Combustion Turbine |  |  |  | Combustion turbine | Y |  | Y |  | 0.703 | 56316.337 | 5073.78 | 0.93133 | 0.703 |  | 56316.337 | 5073.78 | 0.703 |  | 0.703 |  | 0.703 |  | 0.703 |  | 0.703 |  | 0.703 |  | 0.703 |  | 0.703 | 0.703 | Not Coal Steam or O/G Steam | 0.024966 | 0.024966 |  | 6.6%
Clark | Nevada |  | X | X | 2322 | 15A | 89807 | Combustion Turbine |  |  |  | Combustion turbine | Y |  | Y |  | 1.231 | 121355.999 | 11328.26 | 0.878 | 1.231 |  | 121355.999 | 11328.26 | 1.231 |  | 1.231 |  | 1.231 |  | 1.231 |  | 1.231 |  | 1.231 |  | 1.231 |  | 1.231 | 1.231 | Not Coal Steam or O/G Steam | 0.020287 | 0.020287 |  | 7.128%
Clark | Nevada |  | X | X | 2322 | 15B | 89808 | Combustion Turbine |  |  |  | Combustion turbine | Y |  | Y |  | 1.282 | 121167.291 | 11449.15 | 0.91367 | 1.282 |  | 121167.291 | 11449.15 | 1.282 |  | 1.282 |  | 1.282 |  | 1.282 |  | 1.282 |  | 1.282 |  | 1.282 |  | 1.282 | 1.282 | Not Coal Steam or O/G Steam | 0.021161 | 0.021161 |  | 7.134%
Clark | Nevada |  | X | X | 2322 | 16A | 89809 | Combustion Turbine |  |  |  | Combustion turbine | Y |  | Y |  | 0.96 | 91015.338 | 8727.94 | 0.83933 | 0.96 |  | 91015.338 | 8727.94 | 0.96 |  | 0.96 |  | 0.96 |  | 0.96 |  | 0.96 |  | 0.96 |  | 0.96 |  | 0.96 | 0.96 | Not Coal Steam or O/G Steam | 0.021095 | 0.021095 |  | 6.059%
Clark | Nevada |  | X | X | 2322 | 16B | 89810 | Combustion Turbine |  |  |  | Combustion turbine | Y |  | Y |  | 0.91 | 91387.556 | 8479.89 | 0.81667 | 0.91 |  | 91387.556 | 8479.89 | 0.91 |  | 0.91 |  | 0.91 |  | 0.91 |  | 0.91 |  | 0.91 |  | 0.91 |  | 0.91 | 0.91 | Not Coal Steam or O/G Steam | 0.019915 | 0.019915 |  | 6.05%
Clark | Nevada |  | X | X | 2322 | 17A | 89811 | Combustion Turbine |  |  |  | Combustion turbine | Y |  | Y |  | 0.909 | 85350.52 | 7910.15 | 0.985 | 0.909 |  | 85350.52 | 7910.15 | 0.909 |  | 0.909 |  | 0.909 |  | 0.909 |  | 0.909 |  | 0.909 |  | 0.909 |  | 0.909 | 0.909 | Not Coal Steam or O/G Steam | 0.0213 | 0.0213 |  | 7.564%
Clark | Nevada |  | X | X | 2322 | 17B | 89812 | Combustion Turbine |  |  |  | Combustion turbine | Y |  | Y |  | 0.953 | 85844.616 | 8022.3 | 0.94133 | 0.953 |  | 85844.616 | 8022.3 | 0.953 |  | 0.953 |  | 0.953 |  | 0.953 |  | 0.953 |  | 0.953 |  | 0.953 |  | 0.953 | 0.953 | Not Coal Steam or O/G Steam | 0.022203 | 0.022203 |  | 7.294%
Clark | Nevada |  | X | X | 2322 | 18A | 89813 | Combustion Turbine |  |  |  | Combustion turbine | Y |  | Y |  | 1.093 | 98207.718 | 8814.5 | 0.85733 | 1.093 |  | 98207.718 | 8814.5 | 1.093 |  | 1.093 |  | 1.093 |  | 1.093 |  | 1.093 |  | 1.093 |  | 1.093 |  | 1.093 | 1.093 | Not Coal Steam or O/G Steam | 0.022259 | 0.022259 |  | 6.291%
Clark | Nevada |  | X | X | 2322 | 18B | 89814 | Combustion Turbine |  |  |  | Combustion turbine | Y |  | Y |  | 1.005 | 93217.754 | 8681.39 | 0.79733 | 1.005 |  | 93217.754 | 8681.39 | 1.005 |  | 1.005 |  | 1.005 |  | 1.005 |  | 1.005 |  | 1.005 |  | 1.005 |  | 1.005 | 1.005 | Not Coal Steam or O/G Steam | 0.021562 | 0.021562 |  | 6.094%
Clark | Nevada |  | X | X | 2322 | 19A | 89815 | Combustion Turbine |  |  |  | Combustion turbine | Y |  | Y |  | 1.236 | 114974.447 | 10698.03 | 1.1607 | 1.236 |  | 114974.447 | 10698.03 | 1.236 |  | 1.236 |  | 1.236 |  | 1.236 |  | 1.236 |  | 1.236 |  | 1.236 |  | 1.236 | 1.236 | Not Coal Steam or O/G Steam | 0.0215 | 0.0215 |  | 8.296%
Clark | Nevada |  | X | X | 2322 | 19B | 89816 | Combustion Turbine |  |  |  | Combustion turbine | Y |  | Y |  | 1.145 | 111556.215 | 10636.19 | 1.115 | 1.145 |  | 111556.215 | 10636.19 | 1.145 |  | 1.145 |  | 1.145 |  | 1.145 |  | 1.145 |  | 1.145 |  | 1.145 |  | 1.145 | 1.145 | Not Coal Steam or O/G Steam | 0.020528 | 0.020528 |  | 8.311%
Clark | Nevada |  | X | X | 2322 | 20A | 89817 | Combustion Turbine |  |  |  | Combustion turbine | Y |  | Y |  | 0.749 | 68123.704 | 6293.95 | 0.87867 | 0.749 |  | 68123.704 | 6293.95 | 0.749 |  | 0.749 |  | 0.749 |  | 0.749 |  | 0.749 |  | 0.749 |  | 0.749 |  | 0.749 | 0.749 | Not Coal Steam or O/G Steam | 0.021989 | 0.021989 |  | 6.751%
Clark | Nevada |  | X | X | 2322 | 20B | 89818 | Combustion Turbine |  |  |  | Combustion turbine | Y |  | Y |  | 0.807 | 68754.677 | 6351.5 | 0.905 | 0.807 |  | 68754.677 | 6351.5 | 0.807 |  | 0.807 |  | 0.807 |  | 0.807 |  | 0.807 |  | 0.807 |  | 0.807 |  | 0.807 | 0.807 | Not Coal Steam or O/G Steam | 0.023475 | 0.023475 |  | 6.863%
Clark | Nevada |  | X | X | 2322 | 21A | 89820 | Combustion Turbine |  |  |  | Combustion turbine | Y |  | Y |  | 0.952 | 91839.834 | 8513.84 | 0.676 | 0.952 |  | 91839.834 | 8513.84 | 0.952 |  | 0.952 |  | 0.952 |  | 0.952 |  | 0.952 |  | 0.952 |  | 0.952 |  | 0.952 | 0.952 | Not Coal Steam or O/G Steam | 0.020732 | 0.020732 |  | 4.89%
Clark | Nevada |  | X | X | 2322 | 21B | 89819 | Combustion Turbine |  |  |  | Combustion turbine | Y |  | Y |  | 0.915 | 91109.102 | 8477.79 | 0.69367 | 0.915 |  | 91109.102 | 8477.79 | 0.915 |  | 0.915 |  | 0.915 |  | 0.915 |  | 0.915 |  | 0.915 |  | 0.915 |  | 0.915 | 0.915 | Not Coal Steam or O/G Steam | 0.020086 | 0.020086 |  | 4.961%
Clark | Nevada |  | X | X | 2322 | 22A | 89821 | Combustion Turbine |  |  |  | Combustion turbine | Y |  | Y |  | 1.031 | 109079.514 | 10314.14 | 0.717 | 1.031 |  | 109079.514 | 10314.14 | 1.031 |  | 1.031 |  | 1.031 |  | 1.031 |  | 1.031 |  | 1.031 |  | 1.031 |  | 1.031 | 1.031 | Not Coal Steam or O/G Steam | 0.018904 | 0.018904 |  | 5.553%
Clark | Nevada |  | X | X | 2322 | 22B | 89822 | Combustion Turbine |  |  |  | Combustion turbine | Y |  | Y |  | 1.149 | 112461.05 | 10399.9 | 0.744 | 1.149 |  | 112461.05 | 10399.9 | 1.149 |  | 1.149 |  | 1.149 |  | 1.149 |  | 1.149 |  | 1.149 |  | 1.149 |  | 1.149 | 1.149 | Not Coal Steam or O/G Steam | 0.020434 | 0.020434 |  | 5.609%
Desert Star Energy Center | Nevada |  | X | X | 55077 | EDE1 | 3860 | Combined Cycle | 4 | 2027 | 2027 | Combined cycle | Y |  |  |  | 13.696 | 2164992.497 | 289255.3 | 11.9753 | 13.696 |  | 2164992.497 | 289255.3 | 13.696 |  | 13.696 |  | 13.696 |  | 12.99 | Optimize SCR | 12.99 |  | 12.99 |  | 12.99 |  | 12.99 | 12.99 | Not Coal Steam or O/G Steam | 0.012 | 0.012 |  | 24.02%
Desert Star Energy Center | Nevada |  | X | X | 55077 | EDE2 | 3861 | Combined Cycle | 4 | 2027 | 2027 | Combined cycle | Y |  |  |  | 16.937 | 2659617.188 | 354313.26 | 13.9353 | 16.937 |  | 2659617.188 | 354313.26 | 16.937 |  | 16.937 |  | 16.937 |  | 15.9577 | Optimize SCR | 15.9577 |  | 15.9577 |  | 15.9577 |  | 15.9577 | 15.9577 | Not Coal Steam or O/G Steam | 0.012 | 0.012 |  | 27.7%
Fort Churchill | Nevada |  | X | X | 2330 | 1 | 1406 | O/G Steam | 12 | 2028 | 2029 | Dry bottom wall-fired boiler |  |  |  | 113 | 121.841 | 1954700.268 | 175370.44 | 123.847 | 121.841 |  | 1954700.268 | 175370.44 | 121.841 |  | 121.841 |  | 121.841 |  | 121.841 |  | 121.841 |  | 121.841 |  | 121.841 |  | 121.841 | 121.841 | Oil/Gas Steam Under 150 Tons (2019-2021 Average) | 0.12466 | 0.12466 |  | 40.02%
Fort Churchill | Nevada |  | X | X | 2330 | 2 | 1407 | O/G Steam | 9 | 2028 | 2029 | Dry bottom wall-fired boiler |  |  |  | 113 | 111.044 | 1860835.989 | 169314.1 | 114.2533 | 111.044 |  | 1860835.989 | 169314.1 | 111.044 |  | 111.044 |  | 111.044 |  | 111.044 |  | 111.044 |  | 111.044 |  | 111.044 |  | 111.044 | 111.044 | Oil/Gas Steam Under 150 Tons (2019-2021 Average) | 0.11935 | 0.11935 |  | 37.98%
Harry Allen | Nevada |  | X | X | 7082 | **3 | 2931 | Combustion Turbine |  |  |  | Combustion turbine |  |  |  |  | 9.413 | 499845.863 | 41607.52 | 8.5367 | 9.413 |  | 499845.863 | 41607.52 | 9.413 |  | 9.413 |  | 9.413 |  | 9.413 |  | 9.413 |  | 9.413 |  | 9.413 |  | 9.413 | 9.413 | Not Coal Steam or O/G Steam | 0.037664 | 0.037664 |  | 13.32%
Harry Allen | Nevada |  | X | X | 7082 | **4 | 2932 | Combustion Turbine |  |  |  | Combustion turbine |  |  |  |  | 5.603 | 527336.714 | 47413.81 | 6.5043 | 5.603 |  | 527336.714 | 47413.81 | 5.603 |  | 5.603 |  | 5.603 |  | 5.603 |  | 5.603 |  | 5.603 |  | 5.603 |  | 5.603 | 5.603 | Not Coal Steam or O/G Steam | 0.02125 | 0.02125 |  | 15.99%
Harry Allen | Nevada |  | X | X | 7082 | **5 | 2933 | Combined Cycle |  |  |  | Combined cycle | Y |  |  |  | 16.906 | 5037550.147 | 711823.7 | 15.377 | 16.906 |  | 5037550.147 | 711823.7 | 16.906 |  | 16.906 |  | 16.906 |  | 16.906 |  | 16.906 |  | 16.906 |  | 16.906 |  | 16.906 | 16.906 | Not Coal Steam or O/G Steam | 0.006712 | 0.006712 |  | 64.92%
Harry Allen | Nevada |  | X | X | 7082 | **6 | 2934 | Combined Cycle |  |  |  | Combined cycle | Y |  |  |  | 15.876 | 5070938.729 | 717896.66 | 16.0317 | 15.876 |  | 5070938.729 | 717896.66 | 15.876 |  | 15.876 |  | 15.876 |  | 15.876 |  | 15.876 |  | 15.876 |  | 15.876 |  | 15.876 | 15.876 | Not Coal Steam or O/G Steam | 0.0062616 | 0.0062616 |  | 66.46%
Las Vegas Generating Station | Nevada |  | X | X | 10761 | 1 | 90316 | Combined Cycle |  |  |  | Combined cycle | Y |  |  |  | 5.05 | 479050.488 | 43610.86 | 4.995 | 5.05 |  | 479050.488 | 43610.86 | 5.05 |  | 5.05 |  | 5.05 |  | 2.8743 | Optimize SCR | 2.8743 |  | 2.8743 |  | 2.8743 |  | 2.8743 | 2.8743 | Not Coal Steam or O/G Steam | 0.012 | 0.012 |  | 26.31%
Las Vegas Generating Station | Nevada |  | X | X | 10761 | 2 | 3587 | Combined Cycle |  |  |  | Combined cycle | Y |  |  |  | 2.187 | 466296.289 | 46331.1 | 1.9107 | 2.187 |  | 466296.289 | 46331.1 | 2.187 |  | 2.187 |  | 2.187 |  | 2.187 |  | 2.187 |  | 2.187 |  | 2.187 |  | 2.187 | 2.187 | Not Coal Steam or O/G Steam | 0.0093803 | 0.0093803 |  | 25%
Las Vegas Generating Station | Nevada |  | X | X | 10761 | 3 | 3588 | Combined Cycle |  |  |  | Combined cycle | Y |  |  |  | 2.194 | 512788.935 | 46862.91 | 1.9697 | 2.194 |  | 512788.935 | 46862.91 | 2.194 |  | 2.194 |  | 2.194 |  | 2.194 |  | 2.194 |  | 2.194 |  | 2.194 |  | 2.194 | 2.194 | Not Coal Steam or O/G Steam | 0.0085571 | 0.0085571 |  | 25.23%
Las Vegas Generating Station | Nevada |  | X | X | 10761 | 4 | 3589 | Combined Cycle |  |  |  | Combined cycle | Y |  |  |  | 2.044 | 518442.619 | 48097.96 | 1.7327 | 2.044 |  | 518442.619 | 48097.96 | 2.044 |  | 2.044 |  | 2.044 |  | 2.044 |  | 2.044 |  | 2.044 |  | 2.044 |  | 2.044 | 2.044 | Not Coal Steam or O/G Steam | 0.0078852 | 0.0078852 |  | 25.22%
Las Vegas Generating Station | Nevada |  | X | X | 10761 | 5 | 3590 | Combined Cycle |  |  |  | Combined cycle | Y |  |  |  | 2.233 | 514212.117 | 48821.44 | 2.0453 | 2.233 |  | 514212.117 | 48821.44 | 2.233 |  | 2.233 |  | 2.233 |  | 2.233 |  | 2.233 |  | 2.233 |  | 2.233 |  | 2.233 | 2.233 | Not Coal Steam or O/G Steam | 0.0086851 | 0.0086851 |  | 24.65%
North Valmy | Nevada |  | X | X | 8224 | 1 | 3473 | Coal Steam | 12 | 2025 | 2026 | Dry bottom wall-fired boiler |  |  |  | 254 | 609.004 | 3743724.493 | 408341.22 | 676.8193 | 609.004 |  | 3743724.493 | 408341.22 | 609.004 |  | 609.004 |  | 609.004 |  | 609.004 |  | 609.004 |  | 609.004 |  | 609.004 |  | 351.2986 | 93.5931 | Coal Steam SCR Retrofit | 0.32535 | 0.05 |  | 39.78%
North Valmy | Nevada |  | X | X | 8224 | 2 | 3474 | Coal Steam | 12 | 2025 | 2026 | Dry bottom wall-fired boiler |  |  |  | 268 | 794.543 | 5967643.394 | 621216.24 | 648.7287 | 794.543 |  | 5967643.394 | 621216.24 | 794.543 |  | 794.543 |  | 794.543 |  | 794.543 |  | 794.543 |  | 794.543 |  | 794.543 |  | 471.867 | 149.1911 | Coal Steam SCR Retrofit | 0.26628 | 0.05 |  | 39.35%
Silverhawk | Nevada |  | X | X | 55841 | A01 | 89194 | Combined Cycle |  |  |  | Combined cycle | Y |  |  |  | 18.973 | 4140929.691 | 554962.46 | 20.935 | 18.973 |  | 4140929.691 | 554962.46 | 18.973 |  | 18.973 |  | 18.973 |  | 18.973 |  | 18.973 |  | 18.973 |  | 18.973 |  | 18.973 | 18.973 | Not Coal Steam or O/G Steam | 0.0091636 | 0.0091636 |  | 50.61%
Silverhawk | Nevada |  | X | X | 55841 | A03 | 89195 | Combined Cycle |  |  |  | Combined cycle | Y |  |  |  | 22.5 | 4761586.009 | 628943.26 | 21.866 | 22.5 |  | 4761586.009 | 628943.26 | 22.5 |  | 22.5 |  | 22.5 |  | 22.5 |  | 22.5 |  | 22.5 |  | 22.5 |  | 22.5 | 22.5 | Not Coal Steam or O/G Steam | 0.0094506 | 0.0094506 |  | 52.82%
Sun Peak Generating Station | Nevada |  | X | X | 54854 | 3 | 90972 | Combustion Turbine |  |  |  | Combustion turbine |  |  |  |  | 23.331 | 322562.027 | 24819.81 | 25.5493 | 23.331 |  | 322562.027 | 24819.81 | 23.331 |  | 23.331 |  | 23.331 |  | 23.331 |  | 23.331 |  | 23.331 |  | 23.331 |  | 23.331 | 23.331 | Not Coal Steam or O/G Steam | 0.14466 | 0.14466 |  | 10.51%
Sun Peak Generating Station | Nevada |  | X | X | 54854 | 4 | 90973 | Combustion Turbine |  |  |  | Combustion turbine |  |  |  |  | 20.451 | 283244.492 | 21903.72 | 18.3463 | 20.451 |  | 283244.492 | 21903.72 | 20.451 |  | 20.451 |  | 20.451 |  | 20.451 |  | 20.451 |  | 20.451 |  | 20.451 |  | 20.451 | 20.451 | Not Coal Steam or O/G Steam | 0.14441 | 0.14441 |  | 7.538%
Sun Peak Generating Station | Nevada |  | X | X | 54854 | 5 | 90974 | Combustion Turbine |  |  |  | Combustion turbine |  |  |  |  | 15.689 | 216523.72 | 17012.21 | 18.5607 | 15.689 |  | 216523.72 | 17012.21 | 15.689 |  | 15.689 |  | 15.689 |  | 15.689 |  | 15.689 |  | 15.689 |  | 15.689 |  | 15.689 | 15.689 | Not Coal Steam or O/G Steam | 0.14492 | 0.14492 |  | 7.636%
TS Power Plant | Nevada |  | X | X | 56224 | 001 | 89529 | O/G Steam |  |  |  | Dry bottom wall-fired boiler | Y |  |  | 218 | 170.816 | 7248961.977 | 638314.35 | 128.984 | 170.816 |  | 7248961.977 | 638314.35 | 85.408 | Y | 85.408 |  | 85.408 |  | 85.408 |  | 85.408 |  | 85.408 |  | 85.408 |  | 85.408 | 85.408 | Existing SCR | 0.023564 | 0.023564 |  | 59.35%
Tracy | Nevada |  | X | X | 2336 | 3 | 1410 | O/G Steam |  |  |  | Dry bottom wall-fired boiler |  |  |  | 108 | 72.457 | 1135952.995 | 98178.93 | 101.0607 | 72.457 |  | 1135952.995 | 98178.93 | 72.457 |  | 72.457 |  | 72.457 |  | 72.457 |  | 72.457 |  | 72.457 |  | 72.457 |  | 72.457 | 72.457 | Oil/Gas Steam Under 150 Tons (2019-2021 Average) | 0.12757 | 0.12757 |  | 37.12%
Tracy | Nevada |  | X | X | 2336 | 4 | 1411 | Combustion Turbine |  |  |  | Combustion turbine |  |  |  |  | 12.283 | 758590.108 | 59835.32 | 12.751 | 12.283 |  | 758590.108 | 59835.32 | 12.283 |  | 12.283 |  | 12.283 |  | 12.283 |  | 12.283 |  | 12.283 |  | 12.283 |  | 12.283 | 12.283 | Not Coal Steam or O/G Steam | 0.032384 | 0.032384 |  | 25.51%
Tracy | Nevada |  | X | X | 2336 | 5 | 1412 | Combustion Turbine |  |  |  | Combustion turbine |  |  |  |  | 10.846 | 703624.659 | 53700.69 | 13.9793 | 10.846 |  | 703624.659 | 53700.69 | 10.846 |  | 10.846 |  | 10.846 |  | 10.846 |  | 10.846 |  | 10.846 |  | 10.846 |  | 10.846 | 10.846 | Not Coal Steam or O/G Steam | 0.030829 | 0.030829 |  | 23.7%
Tracy | Nevada |  | X | X | 2336 | 6 | 1413 | Combined Cycle |  |  |  | Combined cycle |  |  |  |  | 136.468 | 1806180.359 | 223579.81 | 143.8827 | 136.468 |  | 1806180.359 | 223579.81 | 136.468 |  | 136.468 |  | 136.468 |  | 136.468 |  | 136.468 |  | 136.468 |  | 136.468 |  | 136.468 | 136.468 | Not Coal Steam or O/G Steam | 0.15111 | 0.15111 |  | 56.75%
Tracy | Nevada |  | X | X | 2336 | 8 | 90238 | Combined Cycle |  |  |  | Combined cycle | Y |  |  |  | 14.785 | 5727227.056 | 776832.56 | 14.456 | 14.785 |  | 5727227.056 | 776832.56 | 14.785 |  | 14.785 |  | 14.785 |  | 14.785 |  | 14.785 |  | 14.785 |  | 14.785 |  | 14.785 | 14.785 | Not Coal Steam or O/G Steam | 0.0051631 | 0.0051631 |  | 63.88%
Tracy | Nevada |  | X | X | 2336 | 9 | 90239 | Combined Cycle |  |  |  | Combined cycle | Y |  |  |  | 15.174 | 5843931.237 | 782083.7 | 14.5977 | 15.174 |  | 5843931.237 | 782083.7 | 15.174 |  | 15.174 |  | 15.174 |  | 15.174 |  | 15.174 |  | 15.174 |  | 15.174 |  | 15.174 | 15.174 | Not Coal Steam or O/G Steam | 0.0051931 | 0.0051931 |  | 63.39%
Walter M. Higgins III Generating Station | Nevada |  | X | X | 55687 | BHG1 | 10238 | Combined Cycle |  |  |  | Combined cycle | Y |  |  |  | 22.552 | 4847263.614 | 665635.86 | 20.8937 | 22.552 |  | 4847263.614 | 665635.86 | 22.552 |  | 22.552 |  | 22.552 |  | 22.552 |  | 22.552 |  | 22.552 |  | 22.552 |  | 22.552 | 22.552 | Not Coal Steam or O/G Steam | 0.009305 | 0.009305 |  | 49.32%
Walter M. Higgins III Generating Station | Nevada |  | X | X | 55687 | BHG2 | 10239 | Combined Cycle |  |  |  | Combined cycle | Y |  |  |  | 18.881 | 4561750.209 | 625567.11 | 16.8117 | 18.881 |  | 4561750.209 | 625567.11 | 18.881 |  | 18.881 |  | 18.881 |  | 18.881 |  | 18.881 |  | 18.881 |  | 18.881 |  | 18.881 | 18.881 | Not Coal Steam or O/G Steam | 0.008278 | 0.008278 |  | 41.3%
Burgess BioPower | New Hampshire |  |  |  | 58054 | ST01 | 90824 | Biomass |  |  |  | Bubbling fluidized bed boiler | Y |  |  |  | 130.306 | 4228106.238 | 275263.6 | 116.3643 | 130.306 |  | 4228106.238 | 275263.6 | 130.306 |  | 130.306 |  | 130.306 |  | 130.306 |  | 130.306 |  | 130.306 |  | 130.306 |  | 130.306 | 130.306 | Not Coal Steam or O/G Steam | 0.061638 | 0.061638 |  | 66.95%
Granite Ridge Energy | New Hampshire |  |  |  | 55170 | 0001 | 4048 | Combined Cycle |  |  |  | Combined cycle | Y |  |  |  | 25.342 | 5935687.454 | 559252.81 | 24.3413 | 25.342 |  | 5935687.454 | 559252.81 | 25.342 |  | 25.342 |  | 25.342 |  | 25.342 |  | 25.342 |  | 25.342 |  | 25.342 |  | 25.342 | 25.342 | Not Coal Steam or O/G Steam | 0.0085389 | 0.0085389 |  | 56.38%
Granite Ridge Energy | New Hampshire |  |  |  | 55170 | 0002 | 4049 | Combined Cycle |  |  |  | Combined cycle | Y |  |  |  | 27.359 | 6609927.884 | 618253.03 | 24.2523 | 27.359 |  | 6609927.884 | 618253.03 | 27.359 |  | 27.359 |  | 27.359 |  | 27.359 |  | 27.359 |  | 27.359 |  | 27.359 |  | 27.359 | 27.359 | Not Coal Steam or O/G Steam | 0.0082782 | 0.0082782 |  | 56.14%
Merrimack | New Hampshire |  |  |  | 2364 | 1 | 1417 | Coal Steam |  |  |  | Cyclone boiler | Y |  | Y | 108 | 49.323 | 418018.451 | 35268.08 | 23.13 | 49.323 |  | 418018.451 | 35268.08 | 49.323 |  | 49.323 |  | 49.323 |  | 16.7207 | Optimize SCR | 16.7207 |  | 16.7207 |  | 16.7207 |  | 16.7207 | 16.7207 | Existing SCR | 0.08 | 0.08 |  | 3.602%
Merrimack | New Hampshire |  |  |  | 2364 | 2 | 1418 | Coal Steam |  |  |  | Cyclone boiler | Y |  | Y | 330 | 42.091 | 286961.569 | 26401.19 | 55.0443 | 42.091 |  | 286961.569 | 26401.19 | 42.091 |  | 42.091 |  | 42.091 |  | 11.4785 | Optimize SCR | 11.4785 |  | 11.4785 |  | 11.4785 |  | 11.4785 | 11.4785 | Existing SCR | 0.08 | 0.08 |  | 2.964%
Newington | New Hampshire |  |  |  | 8002 | 1 | 3399 | O/G Steam |  |  |  | Tangentially-fired |  |  |  | 400 | 29.617 | 483876.925 | 39803.97 | 15.63 | 29.617 |  | 483876.925 | 39803.97 | 29.617 |  | 29.617 |  | 29.617 |  | 29.617 |  | 29.617 |  | 29.617 |  | 29.617 |  | 29.617 | 29.617 | Oil/Gas Steam Under 150 Tons (2019-2021 Average) | 0.12242 | 0.12242 |  | 1.331%
Newington Energy | New Hampshire |  |  |  | 55661 | 1 | 9222 | Combined Cycle |  |  |  | Combined cycle | Y |  |  |  | 12.445 | 2718887.807 | 374251.15 | 8.416 | 12.445 |  | 2718887.807 | 374251.15 | 12.445 |  | 12.445 |  | 12.445 |  | 12.445 |  | 12.445 |  | 12.445 |  | 12.445 |  | 12.445 | 12.445 | Not Coal Steam or O/G Steam | 0.0091545 | 0.0091545 |  | 19.45%
Newington Energy | New Hampshire |  |  |  | 55661 | 2 | 9223 | Combined Cycle |  |  |  | Combined cycle | Y |  |  |  | 13.651 | 2692579.924 | 374527.77 | 9.0263 | 13.651 |  | 2692579.924 | 374527.77 | 13.651 |  | 13.651 |  | 13.651 |  | 13.651 |  | 13.651 |  | 13.651 |  | 13.651 |  | 13.651 | 13.651 | Not Coal Steam or O/G Steam | 0.01014 | 0.01014 |  | 19.44%
Schiller | New Hampshire |  |  |  | 2367 | 4 | 1421 | Coal Steam |  |  |  | Dry bottom wall-fired boiler |  | Y |  | 48 |  |  |  | 4.8747 | [20 empty] | Coal Steam Under 100 MW, Existing SNCR | 0 | 0 |  | 2.162%
Schiller | New Hampshire |  |  |  | 2367 | 5 | 1422 | Biomass |  |  |  | Circulating fluidized bed boiler |  | Y | [5 empty] | 22.2957 | [20 empty] | Not Coal Steam or O/G Steam | 0 | 0 |  | 23.55%
Schiller | New Hampshire |  |  |  | 2367 | 6 | 1423 | Coal Steam |  |  |  | Dry bottom wall-fired boiler |  | Y |  | 48 |  |  |  | 2.0197 | [20 empty] | Coal Steam Under 100 MW, Existing SNCR | 0 | 0 |  | 1.002%
Bayonne Energy Center | New Jersey | X | X | X | 56964 | GT1 | 90481 | Combustion Turbine |  |  |  | Combustion turbine | Y |  |  |  | 1.275 | 410622.331 | 43993.75 | 0.902 | 1.275 |  | 410622.331 | 43993.75 | 1.275 |  | 1.275 |  | 1.275 |  | 1.275 |  | 1.275 |  | 1.275 |  | 1.275 |  | 1.275 | 1.275 | Not Coal Steam or O/G Steam | 0.0062101 | 0.0062101 |  | 12.83%
Bayonne Energy Center | New Jersey | X | X | X | 56964 | GT10 | 91188 | Combustion Turbine |  |  |  | Combustion turbine | Y |  |  |  | 1.509 | 403551.918 | 41758.25 | 2.9523 | 1.509 |  | 403551.918 | 41758.25 | 1.509 |  | 1.509 |  | 1.509 |  | 1.509 |  | 1.509 |  | 1.509 |  | 1.509 |  | 1.509 | 1.509 | Not Coal Steam or O/G Steam | 0.0074786 | 0.0074786 |  | 15.06%
Bayonne Energy Center | New Jersey | X | X | X | 56964 | GT2 | 90482 | Combustion Turbine |  |  |  | Combustion turbine | Y |  |  |  | 1.044 | 339015.516 | 35404.09 | 0.88667 | 1.044 |  | 339015.516 | 35404.09 | 1.044 |  | 1.044 |  | 1.044 |  | 1.044 |  | 1.044 |  | 1.044 |  | 1.044 |  | 1.044 | 1.044 | Not Coal Steam or O/G Steam | 0.006159 | 0.006159 |  | 12.54%
Bayonne Energy Center | New Jersey | X | X | X | 56964 | GT3 | 90483 | Combustion Turbine |  |  |  | Combustion turbine | Y |  |  |  | 1.003 | 345578.733 | 35782.22 | 0.95267 | 1.003 |  | 345578.733 | 35782.22 | 1.003 |  | 1.003 |  | 1.003 |  | 1.003 |  | 1.003 |  | 1.003 |  | 1.003 |  | 1.003 | 1.003 | Not Coal Steam or O/G Steam | 0.0058048 | 0.0058048 |  | 13.77%
Bayonne Energy Center | New Jersey | X | X | X | 56964 | GT4 | 90484 | Combustion Turbine |  |  |  | Combustion turbine | Y |  |  |  | 1.28 | 402959.881 | 43287.72 | 1.1067 | 1.28 |  | 402959.881 | 43287.72 | 1.28 |  | 1.28 |  | 1.28 |  | 1.28 |  | 1.28 |  | 1.28 |  | 1.28 |  | 1.28 | 1.28 | Not Coal Steam or O/G Steam | 0.006353 | 0.006353 |  | 15.32%
Bayonne Energy Center | New Jersey | X | X | X | 56964 | GT5 | 90485 | Combustion Turbine |  |  |  | Combustion turbine | Y |  |  |  | 0.582 | 166491.136 | 18765.83 | 0.89233 | 0.582 |  | 166491.136 | 18765.83 | 0.582 |  | 0.582 |  | 0.582 |  | 0.582 |  | 0.582 |  | 0.582 |  | 0.582 |  | 0.582 | 0.582 | Not Coal Steam or O/G Steam | 0.0069914 | 0.0069914 |  | 12.11%
Bayonne Energy Center | New Jersey | X | X | X | 56964 | GT6 | 90486 | Combustion Turbine |  |  |  | Combustion turbine | Y |  |  |  | 1.152 | 360466.29 | 37155.14 | 1.1383 | 1.152 |  | 360466.29 | 37155.14 | 1.152 |  | 1.152 |  | 1.152 |  | 1.152 |  | 1.152 |  | 1.152 |  | 1.152 |  | 1.152 | 1.152 | Not Coal Steam or O/G Steam | 0.0063917 | 0.0063917 |  | 16.12%
Bayonne Energy Center | New Jersey | X | X | X | 56964 | GT7 | 90487 | Combustion Turbine |  |  |  | Combustion turbine | Y |  |  |  | 1.005 | 328662.66 | 34779.13 | 1.134 | 1.005 |  | 328662.66 | 34779.13 | 1.005 |  | 1.005 |  | 1.005 |  | 1.005 |  | 1.005 |  | 1.005 |  | 1.005 |  | 1.005 | 1.005 | Not Coal Steam or O/G Steam | 0.0061157 | 0.0061157 |  | 16.13%
Bayonne Energy Center | New Jersey | X | X | X | 56964 | GT8 | 90488 | Combustion Turbine |  |  |  | Combustion turbine | Y |  |  |  | 1.167 | 380369.988 | 39822.35 | 1.1463 | 1.167 |  | 380369.988 | 39822.35 | 1.167 |  | 1.167 |  | 1.167 |  | 1.167 |  | 1.167 |  | 1.167 |  | 1.167 |  | 1.167 | 1.167 | Not Coal Steam or O/G Steam | 0.0061361 | 0.0061361 |  | 16.07%
Bayonne Energy Center | New Jersey | X | X | X | 56964 | GT9 | 91187 | Combustion Turbine |  |  |  | Combustion turbine | Y |  |  |  | 1.66 | 431378.828 | 44656.05 | 3.0947 | 1.66 |  | 431378.828 | 44656.05 | 1.66 |  | 1.66 |  | 1.66 |  | 1.66 |  | 1.66 |  | 1.66 |  | 1.66 |  | 1.66 | 1.66 | Not Coal Steam or O/G Steam | 0.0076963 | 0.0076963 |  | 18.43%
Bergen Generating Station | New Jersey | X | X | X | 2398 | 1101 | 1485 | Combined Cycle |  |  |  | Combined cycle |  |  |  |  | 17.43 | 734387.906 | 56497.51 | 18.6513 | 17.43 |  | 734387.906 | 56497.51 | 17.43 |  | 17.43 |  | 17.43 |  | 17.43 |  | 17.43 |  | 17.43 |  | 17.43 |  | 17.43 | 17.43 | Not Coal Steam or O/G Steam | 0.047468 | 0.047468 |  | 17.23%
Bergen Generating Station | New Jersey | X | X | X | 2398 | 1201 | 1486 | Combined Cycle |  |  |  | Combined cycle |  |  |  |  | 16.415 | 673037.473 | 53855.81 | 18.716 | 16.415 |  | 673037.473 | 53855.81 | 16.415 |  | 16.415 |  | 16.415 |  | 16.415 |  | 16.415 |  | 16.415 |  | 16.415 |  | 16.415 | 16.415 | Not Coal Steam or O/G Steam | 0.048779 | 0.048779 |  | 16.68%
Bergen Generating Station | New Jersey | X | X | X | 2398 | 1301 | 1487 | Combined Cycle |  |  |  | Combined cycle |  |  |  |  | 16.355 | 830583.078 | 69160.82 | 18.4003 | 16.355 |  | 830583.078 | 69160.82 | 16.355 |  | 16.355 |  | 16.355 |  | 16.355 |  | 16.355 |  | 16.355 |  | 16.355 |  | 16.355 | 16.355 | Not Coal Steam or O/G Steam | 0.039382 | 0.039382 |  | 17.79%
Bergen Generating Station | New Jersey | X | X | X | 2398 | 1401 | 1488 | Combined Cycle |  |  |  | Combined cycle |  |  |  |  | 23.857 | 1417835.246 | 118542.74 | 21.0707 | 23.857 |  | 1417835.246 | 118542.74 | 23.857 |  | 23.857 |  | 23.857 |  | 23.857 |  | 23.857 |  | 23.857 |  | 23.857 |  | 23.857 | 23.857 | Not Coal Steam or O/G Steam | 0.033653 | 0.033653 |  | 22.13%
Bergen Generating Station | New Jersey | X | X | X | 2398 | 2101 | 1490 | Combined Cycle |  |  |  | Combined cycle | Y |  |  |  | 6.999 | 2017170.107 | 174236.25 | 11.9103 | 6.999 |  | 2017170.107 | 174236.25 | 6.999 |  | 6.999 |  | 6.999 |  | 6.999 |  | 6.999 |  | 6.999 |  | 6.999 |  | 6.999 | 6.999 | Not Coal Steam or O/G Steam | 0.0069394 | 0.0069394 |  | 29.29%
Bergen Generating Station | New Jersey | X | X | X | 2398 | 2201 | 1491 | Combined Cycle |  |  |  | Combined cycle | Y |  |  |  | 10.644 | 1605975.332 | 139664.8 | 12.409 | 10.644 |  | 1605975.332 | 139664.8 | 10.644 |  | 10.644 |  | 10.644 |  | 9.6359 | Optimize SCR | 9.6359 |  | 9.6359 |  | 9.6359 |  | 9.6359 | 9.6359 | Not Coal Steam or O/G Steam | 0.012 | 0.012 |  | 27.13%
Burlington Generating Station | New Jersey | X | X | X | 2399 | 121 | 1498 | Combustion Turbine |  |  |  | Combustion turbine |  |  |  |  | 1.697 | 37677.029 | 4030.05 | 1.1923 | 1.697 |  | 37677.029 | 4030.05 | 1.697 |  | 1.697 |  | 1.697 |  | 1.697 |  | 1.697 |  | 1.697 |  | 1.697 |  | 1.697 | 1.697 | Not Coal Steam or O/G Steam | 0.090081 | 0.090081 |  | 1.565%
Burlington Generating Station | New Jersey | X | X | X | 2399 | 122 | 1499 | Combustion Turbine |  |  |  | Combustion turbine |  |  |  |  | 1.668 | 37132.63 | 3808.22 | 1.1163 | 1.668 |  | 37132.63 | 3808.22 | 1.668 |  | 1.668 |  | 1.668 |  | 1.668 |  | 1.668 |  | 1.668 |  | 1.668 |  | 1.668 | 1.668 | Not Coal Steam or O/G Steam | 0.08984 | 0.08984 |  | 1.473%
Burlington Generating Station | New Jersey | X | X | X | 2399 | 123 | 1500 | Combustion Turbine |  |  |  | Combustion turbine |  |  |  |  | 1.565 | 34480.868 | 3712.16 | 1.0783 | 1.565 |  | 34480.868 | 3712.16 | 1.565 |  | 1.565 |  | 1.565 |  | 1.565 |  | 1.565 |  | 1.565 |  | 1.565 |  | 1.565 | 1.565 | Not Coal Steam or O/G Steam | 0.090775 | 0.090775 |  | 1.391%
Burlington Generating Station | New Jersey | X | X | X | 2399 | 124 | 1501 | Combustion Turbine |  |  |  | Combustion turbine |  |  |  |  | 1.657 | 37148.681 | 3733.01 | 1.1317 | 1.657 |  | 37148.681 | 3733.01 | 1.657 |  | 1.657 |  | 1.657 |  | 1.657 |  | 1.657 |  | 1.657 |  | 1.657 |  | 1.657 | 1.657 | Not Coal Steam or O/G Steam | 0.089209 | 0.089209 |  | 1.439%
Camden Plant Holding, LLC | New Jersey | X | X | X | 10751 | 002001 | 3583 | Combined Cycle |  |  |  | Combined cycle | Y |  |  |  | 12.493 | 576625.554 | 61384.43 | 12.8047 | 12.493 |  | 576625.554 | 61384.43 | 12.493 |  | 12.493 |  | 12.493 |  | 3.4598 | Optimize SCR | 3.4598 |  | 3.4598 |  | 3.4598 |  | 3.4598 | 3.4598 | Not Coal Steam or O/G Steam | 0.012 | 0.012 |  | 12.77%
Carlls Corner Energy Center | New Jersey | X | X | X | 2379 | 002001 | 1429 | Combustion Turbine |  |  |  | Combustion turbine |  |  |  |  | 19.265 | 55045.9 | 2144 | 21.195 | 19.265 |  | 55045.9 | 2144 | 19.265 |  | 19.265 |  | 19.265 |  | 19.265 |  | 19.265 |  | 19.265 |  | 19.265 |  | 19.265 | 19.265 | Not Coal Steam or O/G Steam | 0.69996 | 0.69996 |  | 2.303%
Carlls Corner Energy Center | New Jersey | X | X | X | 2379 | 003001 | 1430 | Combustion Turbine |  |  |  | Combustion turbine |  |  |  |  | 23.057 | 65871.6 | 2522 | 26.3887 | 23.057 |  | 65871.6 | 2522 | 23.057 |  | 23.057 |  | 23.057 |  | 23.057 |  | 23.057 |  | 23.057 |  | 23.057 |  | 23.057 | 23.057 | Not Coal Steam or O/G Steam | 0.70006 | 0.70006 |  | 2.871%
Carneys Point | New Jersey | X | X | X | 10566 | 1001 | 3554 | Coal Steam | 6 | 2022 | 2023 | Dry bottom wall-fired boiler | Y |  |  | 122 | 93.144 | 1573865.47 |  | 99.1687 | 0 | Y | 0 | 0 | 0 |  | 0 |  | 0 |  | 0 |  | 0 |  | 0 |  | 0 |  | 0 | 0 | Retired | 0 | 0 |  | 31.12%
Carneys Point | New Jersey | X | X | X | 10566 | 1002 | 3555 | Coal Steam | 6 | 2022 | 2023 | Dry bottom wall-fired boiler | Y |  |  | 122 | 87.286 | 1498416.798 |  | 92.1817 | 0 | Y | 0 | 0 | 0 |  | 0 |  | 0 |  | 0 |  | 0 |  | 0 |  | 0 |  | 0 | 0 | Retired | 0 | 0 |  | 29.54%
Clayville | New Jersey | X | X | X | 58235 | U1 | 90845 | Combustion Turbine |  |  |  | Combustion turbine | Y |  |  |  | 2.424 | 379003.818 | 40515.29 | 2.764 | 2.424 |  | 379003.818 | 40515.29 | 2.424 |  | 2.424 |  | 2.424 |  | 2.424 |  | 2.424 |  | 2.424 |  | 2.424 |  | 2.424 | 2.424 | Not Coal Steam or O/G Steam | 0.012791 | 0.012791 |  | 16.36%
Cumberland Energy Center | New Jersey | X | X | X | 5083 | 004001 | 2668 | Combustion Turbine |  |  |  | Combustion turbine |  |  |  |  | 4.068 | 105501.556 | 7238.52 | 6.4923 | 4.068 |  | 105501.556 | 7238.52 | 4.068 |  | 4.068 |  | 4.068 |  | 4.068 |  | 4.068 |  | 4.068 |  | 4.068 |  | 4.068 | 4.068 | Not Coal Steam or O/G Steam | 0.077117 | 0.077117 |  | 3.653%
Cumberland Energy Center | New Jersey | X | X | X | 5083 | 05001 | 90246 | Combustion Turbine |  |  |  | Combustion turbine | Y |  |  |  | 1.374 | 294889.375 | 32188.6 | 1.39 | 1.374 |  | 294889.375 | 32188.6 | 1.374 |  | 1.374 |  | 1.374 |  | 1.374 |  | 1.374 |  | 1.374 |  | 1.374 |  | 1.374 | 1.374 | Not Coal Steam or O/G Steam | 0.0093187 | 0.0093187 |  | 7.092%
EFS Parlin Holdings, LLC | New Jersey | X | X | X | 50799 | 001001 | 3696 | Combined Cycle |  |  |  | Combined cycle | Y |  |  |  | 1.249 | 38918.373 | 3945.4 | 1.1933 | 1.249 |  | 38918.373 | 3945.4 | 1.249 |  | 1.249 |  | 1.249 |  | 0.23351 | Optimize SCR | 0.23351 |  | 0.23351 |  | 0.23351 |  | 0.23351 | 0.23351 | Not Coal Steam or O/G Steam | 0.012 | 0.012 |  | 1.497%
EFS Parlin Holdings, LLC | New Jersey | X | X | X | 50799 | 003001 | 3697 | Combined Cycle |  |  |  | Combined cycle | Y |  |  |  | 1.445 | 47189.514 | 4751.04 | 1.24 | 1.445 |  | 47189.514 | 4751.04 | 1.445 |  | 1.445 |  | 1.445 |  | 0.28314 | Optimize SCR | 0.28314 |  | 0.28314 |  | 0.28314 |  | 0.28314 | 0.28314 | Not Coal Steam or O/G Steam | 0.012 | 0.012 |  | 1.608%
Eagle Point Power Generation | New Jersey | X | X | X | 50561 | 0001 | 3672 | Combined Cycle |  |  |  | Combined cycle |  |  |  |  | 9.636 | 689198.876 | 85001.6 | 18.4173 | 9.636 |  | 689198.876 | 85001.6 | 9.636 |  | 9.636 |  | 9.636 |  | 9.636 |  | 9.636 |  | 9.636 |  | 9.636 |  | 9.636 | 9.636 | Not Coal Steam or O/G Steam | 0.027963 | 0.027963 |  | 22.72%
Eagle Point Power Generation | New Jersey | X | X | X | 50561 | 0002 | 3673 | Combined Cycle |  |  |  | Combined cycle |  |  |  |  | 7.529 | 724462.134 | 89265.45 | 17.8247 | 7.529 |  | 724462.134 | 89265.45 | 7.529 |  | 7.529 |  | 7.529 |  | 7.529 |  | 7.529 |  | 7.529 |  | 7.529 |  | 7.529 | 7.529 | Not Coal Steam or O/G Steam | 0.020785 | 0.020785 |  | 24.54%
Elmwood Power LLC | New Jersey | X | X | X | 50852 | 002001 | 3698 | Combined Cycle | 3 | 2021 | 2023 | Combined cycle | [7 empty] | 0.273 | 0 | Y | 0 | 0 | 0 |  | 0 |  | 0 |  | 0 |  | 0 |  | 0 |  | 0 |  | 0 | 0 | Not Coal Steam or O/G Steam | 0 | 0 |  | 0.3002%
Essex | New Jersey | X | X | X | 2401 | 35001 | 1534 | Combustion Turbine |  |  |  | Combustion turbine |  |  |  |  | 3.6 | 42289.632 | 3045.36 | 1.631 | 3.6 |  | 42289.632 | 3045.36 | 3.6 |  | 3.6 |  | 3.6 |  | 3.6 |  | 3.6 |  | 3.6 |  | 3.6 |  | 3.6 | 3.6 | Not Coal Steam or O/G Steam | 0.17025 | 0.17025 |  | 0.5237%
Forked River Power | New Jersey | X | X | X | 7138 | 002001 | 2945 | Combustion Turbine |  |  |  | Combustion turbine |  |  |  |  | 2.829 | 40904.5 | 3109.3 | 2.2433 | 2.829 |  | 40904.5 | 3109.3 | 2.829 |  | 2.829 |  | 2.829 |  | 2.829 |  | 2.829 |  | 2.829 |  | 2.829 |  | 2.829 | 2.829 | Not Coal Steam or O/G Steam | 0.13832 | 0.13832 |  | 1.635%
Forked River Power | New Jersey | X | X | X | 7138 | 003001 | 2946 | Combustion Turbine |  |  |  | Combustion turbine |  |  |  |  | 3.669 | 46490.8 | 3516.63 | 2.613 | 3.669 |  | 46490.8 | 3516.63 | 3.669 |  | 3.669 |  | 3.669 |  | 3.669 |  | 3.669 |  | 3.669 |  | 3.669 |  | 3.669 | 3.669 | Not Coal Steam or O/G Steam | 0.15784 | 0.15784 |  | 1.58%
Gilbert Generating Station | New Jersey | X | X | X | 2393 | 04 | 1477 | Combined Cycle |  |  |  | Combined cycle |  |  |  |  | 1.502 | 117420.895 | 8764.16 | 0.87733 | 1.502 |  | 117420.895 | 8764.16 | 1.502 |  | 1.502 |  | 1.502 |  | 1.502 |  | 1.502 |  | 1.502 |  | 1.502 |  | 1.502 | 1.502 | Not Coal Steam or O/G Steam | 0.025583 | 0.025583 |  | 1.758%
Gilbert Generating Station | New Jersey | X | X | X | 2393 | 05 | 1478 | Combined Cycle |  |  |  | Combined cycle |  |  |  |  | 1.312 | 107838.117 | 8217.52 | 0.67733 | 1.312 |  | 107838.117 | 8217.52 | 1.312 |  | 1.312 |  | 1.312 |  | 1.312 |  | 1.312 |  | 1.312 |  | 1.312 |  | 1.312 | 1.312 | Not Coal Steam or O/G Steam | 0.024333 | 0.024333 |  | 1.509%
Gilbert Generating Station | New Jersey | X | X | X | 2393 | 06 | 1479 | Combined Cycle |  |  |  | Combined cycle |  |  |  |  | 1.188 | 135091.468 | 10287.88 | 0.60567 | 1.188 |  | 135091.468 | 10287.88 | 1.188 |  | 1.188 |  | 1.188 |  | 1.188 |  | 1.188 |  | 1.188 |  | 1.188 |  | 1.188 | 1.188 | Not Coal Steam or O/G Steam | 0.017588 | 0.017588 |  | 1.799%
Gilbert Generating Station | New Jersey | X | X | X | 2393 | 07 | 1480 | Combined Cycle |  |  |  | Combined cycle |  |  |  |  | 1.621 | 122288.061 | 9384.09 | 0.82167 | 1.621 |  | 122288.061 | 9384.09 | 1.621 |  | 1.621 |  | 1.621 |  | 1.621 |  | 1.621 |  | 1.621 |  | 1.621 |  | 1.621 | 1.621 | Not Coal Steam or O/G Steam | 0.026511 | 0.026511 |  | 1.535%
Gilbert Generating Station | New Jersey | X | X | X | 2393 | 9 | 1481 | Combustion Turbine |  |  |  | Combustion turbine |  |  |  |  | 5.029 | 125470.388 | 11370.67 | 2.38 | 5.029 |  | 125470.388 | 11370.67 | 5.029 |  | 5.029 |  | 5.029 |  | 5.029 |  | 5.029 |  | 5.029 |  | 5.029 |  | 5.029 | 5.029 | Not Coal Steam or O/G Steam | 0.080162 | 0.080162 |  | 0.8383%
Howard M Down | New Jersey | X | X | X | 2434 | U11 | 90625 | Combustion Turbine |  |  |  | Combustion turbine | Y |  |  |  | 2.481 | 311216.282 | 31736.62 | 2.5267 | 2.481 |  | 311216.282 | 31736.62 | 2.481 |  | 2.481 |  | 2.481 |  | 2.481 |  | 2.481 |  | 2.481 |  | 2.481 |  | 2.481 | 2.481 | Not Coal Steam or O/G Steam | 0.015944 | 0.015944 |  | 17.08%
Kearny Generating Station | New Jersey | X | X | X | 2404 | 121 | 1540 | Combustion Turbine |  |  |  | Combustion turbine |  |  |  |  | 2.72 | 59666.894 | 5629.51 | 2.6543 | 2.72 |  | 59666.894 | 5629.51 | 2.72 |  | 2.72 |  | 2.72 |  | 2.72 |  | 2.72 |  | 2.72 |  | 2.72 |  | 2.72 | 2.72 | Not Coal Steam or O/G Steam | 0.091173 | 0.091173 |  | 3.403%
Kearny Generating Station | New Jersey | X | X | X | 2404 | 122 | 1541 | Combustion Turbine |  |  |  | Combustion turbine |  |  |  |  | 2.624 | 58112.011 | 5621.64 | 2.6577 | 2.624 |  | 58112.011 | 5621.64 | 2.624 |  | 2.624 |  | 2.624 |  | 2.624 |  | 2.624 |  | 2.624 |  | 2.624 |  | 2.624 | 2.624 | Not Coal Steam or O/G Steam | 0.090308 | 0.090308 |  | 3.455%
Kearny Generating Station | New Jersey | X | X | X | 2404 | 123 | 1542 | Combustion Turbine |  |  |  | Combustion turbine |  |  |  |  | 2.499 | 55767.021 | 5410.95 | 2.4687 | 2.499 |  | 55767.021 | 5410.95 | 2.499 |  | 2.499 |  | 2.499 |  | 2.499 |  | 2.499 |  | 2.499 |  | 2.499 |  | 2.499 | 2.499 | Not Coal Steam or O/G Steam | 0.089623 | 0.089623 |  | 3.26%
Kearny Generating Station | New Jersey | X | X | X | 2404 | 124 | 1543 | Combustion Turbine |  |  |  | Combustion turbine |  |  |  |  | 2.441 | 59296.426 | 5472.42 | 2.4383 | 2.441 |  | 59296.426 | 5472.42 | 2.441 |  | 2.441 |  | 2.441 |  | 2.441 |  | 2.441 |  | 2.441 |  | 2.441 |  | 2.441 | 2.441 | Not Coal Steam or O/G Steam | 0.082332 | 0.082332 |  | 3.411%
Kearny Generating Station | New Jersey | X | X | X | 2404 | 131 | 90777 | Combustion Turbine |  |  |  | Combustion turbine | Y |  |  |  | 0.365 | 90269.258 | 8287.9 | 0.254 | 0.365 |  | 90269.258 | 8287.9 | 0.365 |  | 0.365 |  | 0.365 |  | 0.365 |  | 0.365 |  | 0.365 |  | 0.365 |  | 0.365 | 0.365 | Not Coal Steam or O/G Steam | 0.0080869 | 0.0080869 |  | 3.518%
Kearny Generating Station | New Jersey | X | X | X | 2404 | 132 | 90778 | Combustion Turbine |  |  |  | Combustion turbine | Y |  |  |  | 0.275 | 60128.613 | 5399.51 | 0.23433 | 0.275 |  | 60128.613 | 5399.51 | 0.275 |  | 0.275 |  | 0.275 |  | 0.275 |  | 0.275 |  | 0.275 |  | 0.275 |  | 0.275 | 0.275 | Not Coal Steam or O/G Steam | 0.0091471 | 0.0091471 |  | 2.968%
Kearny Generating Station | New Jersey | X | X | X | 2404 | 133 | 90779 | Combustion Turbine |  |  |  | Combustion turbine | Y |  |  |  | 0.295 | 86223.823 | 7825.19 | 0.18 | 0.295 |  | 86223.823 | 7825.19 | 0.295 |  | 0.295 |  | 0.295 |  | 0.295 |  | 0.295 |  | 0.295 |  | 0.295 |  | 0.295 | 0.295 | Not Coal Steam or O/G Steam | 0.0068427 | 0.0068427 |  | 2.831%
Kearny Generating Station | New Jersey | X | X | X | 2404 | 134 | 90780 | Combustion Turbine |  |  |  | Combustion turbine | Y |  |  |  | 0.383 | 85907.116 | 7846.23 | 0.22967 | 0.383 |  | 85907.116 | 7846.23 | 0.383 |  | 0.383 |  | 0.383 |  | 0.383 |  | 0.383 |  | 0.383 |  | 0.383 |  | 0.383 | 0.383 | Not Coal Steam or O/G Steam | 0.0089166 | 0.0089166 |  | 3.101%
Kearny Generating Station | New Jersey | X | X | X | 2404 | 141 | 90781 | Combustion Turbine |  |  |  | Combustion turbine | Y |  |  |  | 0.43 | 116883.887 | 10886.15 | 0.38033 | 0.43 |  | 116883.887 | 10886.15 | 0.43 |  | 0.43 |  | 0.43 |  | 0.43 |  | 0.43 |  | 0.43 |  | 0.43 |  | 0.43 | 0.43 | Not Coal Steam or O/G Steam | 0.0073577 | 0.0073577 |  | 5.745%
Kearny Generating Station | New Jersey | X | X | X | 2404 | 142 | 90782 | Combustion Turbine |  |  |  | Combustion turbine | Y |  |  |  | 0.396 | 118597.199 | 11173.73 | 0.358 | 0.396 |  | 118597.199 | 11173.73 | 0.396 |  | 0.396 |  | 0.396 |  | 0.396 |  | 0.396 |  | 0.396 |  | 0.396 |  | 0.396 | 0.396 | Not Coal Steam or O/G Steam | 0.0066781 | 0.0066781 |  | 5.925%
Lakewood | New Jersey | X | X | X | 54640 | 001001 | 3790 | Combined Cycle |  |  |  | Combined cycle | Y |  |  |  | 7.988 | 867717.726 | 71370.51 | 8.449 | 7.988 |  | 867717.726 | 71370.51 | 7.988 |  | 7.988 |  | 7.988 |  | 5.2063 | Optimize SCR | 5.2063 |  | 5.2063 |  | 5.2063 |  | 5.2063 | 5.2063 | Not Coal Steam or O/G Steam | 0.012 | 0.012 |  | 20.95%
Lakewood | New Jersey | X | X | X | 54640 | 002001 | 3791 | Combined Cycle |  |  |  | Combined cycle | Y |  |  |  | 7.372 | 829559.331 | 68405.51 | 8.2653 | 7.372 |  | 829559.331 | 68405.51 | 7.372 |  | 7.372 |  | 7.372 |  | 4.9774 | Optimize SCR | 4.9774 |  | 4.9774 |  | 4.9774 |  | 4.9774 | 4.9774 | Not Coal Steam or O/G Steam | 0.012 | 0.012 |  | 20.82%
Linden Cogeneration Facility | New Jersey | X | X | X | 50006 | 004001 | 3630 | Combined Cycle |  |  |  | Combined cycle | Y |  |  |  | 16.145 | 5648987.71 | 866682.77 | 14.9287 | 16.145 |  | 5648987.71 | 866682.77 | 16.145 |  | 16.145 |  | 16.145 |  | 16.145 |  | 16.145 |  | 16.145 |  | 16.145 |  | 16.145 | 16.145 | Not Coal Steam or O/G Steam | 0.0057161 | 0.0057161 |  | 70.66%
Linden Cogeneration Facility | New Jersey | X | X | X | 50006 | 005001 | 3631 | Combined Cycle |  |  |  | Combined cycle | Y |  |  |  | 31.946 | 2759981.328 | 388410.17 | 37.7423 | 31.946 |  | 2759981.328 | 388410.17 | 31.946 |  | 31.946 |  | 31.946 |  | 16.5599 | Optimize SCR | 16.5599 |  | 16.5599 |  | 16.5599 |  | 16.5599 | 16.5599 | Not Coal Steam or O/G Steam | 0.012 | 0.012 |  | 60.8%
Linden Cogeneration Facility | New Jersey | X | X | X | 50006 | 006001 | 3632 | Combined Cycle |  |  |  | Combined cycle | Y |  |  |  | 37.644 | 3348260.982 | 472514.24 | 38.7853 | 37.644 |  | 3348260.982 | 472514.24 | 37.644 |  | 37.644 |  | 37.644 |  | 20.0896 | Optimize SCR | 20.0896 |  | 20.0896 |  | 20.0896 |  | 20.0896 | 20.0896 | Not Coal Steam or O/G Steam | 0.012 | 0.012 |  | 41.56%
Linden Cogeneration Facility | New Jersey | X | X | X | 50006 | 007001 | 3633 | Combined Cycle |  |  |  | Combined cycle | Y |  |  |  | 37.347 | 3325607.987 | 471072.96 | 38.0827 | 37.347 |  | 3325607.987 | 471072.96 | 37.347 |  | 37.347 |  | 37.347 |  | 19.9536 | Optimize SCR | 19.9536 |  | 19.9536 |  | 19.9536 |  | 19.9536 | 19.9536 | Not Coal Steam or O/G Steam | 0.012 | 0.012 |  | 61.97%
Linden Cogeneration Facility | New Jersey | X | X | X | 50006 | 008001 | 3634 | Combined Cycle |  |  |  | Combined cycle | Y |  |  |  | 36.063 | 3220289.336 | 450343.23 | 37.4387 | 36.063 |  | 3220289.336 | 450343.23 | 36.063 |  | 36.063 |  | 36.063 |  | 19.3217 | Optimize SCR | 19.3217 |  | 19.3217 |  | 19.3217 |  | 19.3217 | 19.3217 | Not Coal Steam or O/G Steam | 0.012 | 0.012 |  | 60.52%
Linden Cogeneration Facility | New Jersey | X | X | X | 50006 | 009001 | 3635 | Combined Cycle |  |  |  | Combined cycle | Y |  |  |  | 34.38 | 3006337.261 | 425536.27 | 36.162 | 34.38 |  | 3006337.261 | 425536.27 | 34.38 |  | 34.38 |  | 34.38 |  | 18.038 | Optimize SCR | 18.038 |  | 18.038 |  | 18.038 |  | 18.038 | 18.038 | Not Coal Steam or O/G Steam | 0.012 | 0.012 |  | 52.39%
Linden Generating Station | New Jersey | X | X | X | 2406 | 1101 | 1552 | Combined Cycle |  |  |  | Combined cycle | Y |  |  |  | 16.674 | 4173349.481 | 576665.12 | 15.8753 | 16.674 |  | 4173349.481 | 576665.12 | 16.674 |  | 16.674 |  | 16.674 |  | 16.674 |  | 16.674 |  | 16.674 |  | 16.674 |  | 16.674 | 16.674 | Not Coal Steam or O/G Steam | 0.0079907 | 0.0079907 |  | 42.79%
Linden Generating Station | New Jersey | X | X | X | 2406 | 1201 | 1553 | Combined Cycle |  |  |  | Combined cycle | Y |  |  |  | 16.213 | 4249158.887 | 582421.38 | 16.187 | 16.213 |  | 4249158.887 | 582421.38 | 16.213 |  | 16.213 |  | 16.213 |  | 16.213 |  | 16.213 |  | 16.213 |  | 16.213 |  | 16.213 | 16.213 | Not Coal Steam or O/G Steam | 0.0076312 | 0.0076312 |  | 38.45%
Linden Generating Station | New Jersey | X | X | X | 2406 | 2101 | 1558 | Combined Cycle |  |  |  | Combined cycle | Y |  |  |  | 14.215 | 3674944 | 513309.95 | 13.3837 | 14.215 |  | 3674944 | 513309.95 | 14.215 |  | 14.215 |  | 14.215 |  | 14.215 |  | 14.215 |  | 14.215 |  | 14.215 |  | 14.215 | 14.215 | Not Coal Steam or O/G Steam | 0.0077362 | 0.0077362 |  | 34.4%
Linden Generating Station | New Jersey | X | X | X | 2406 | 2201 | 1559 | Combined Cycle |  |  |  | Combined cycle | Y |  |  |  | 15.188 | 3343540.155 | 465611.59 | 14.0933 | 15.188 |  | 3343540.155 | 465611.59 | 15.188 |  | 15.188 |  | 15.188 |  | 15.188 |  | 15.188 |  | 15.188 |  | 15.188 |  | 15.188 | 15.188 | Not Coal Steam or O/G Steam | 0.009085 | 0.009085 |  | 33.99%
Linden Generating Station | New Jersey | X | X | X | 2406 | 5 | 1561 | Combustion Turbine |  |  |  | Combustion turbine |  |  |  |  | 1.023 | 70873.726 | 6301.93 | 0.612 | 1.023 |  | 70873.726 | 6301.93 | 1.023 |  | 1.023 |  | 1.023 |  | 1.023 |  | 1.023 |  | 1.023 |  | 1.023 |  | 1.023 | 1.023 | Not Coal Steam or O/G Steam | 0.028868 | 0.028868 |  | 0.8851%
Linden Generating Station | New Jersey | X | X | X | 2406 | 6 | 1562 | Combustion Turbine |  |  |  | Combustion turbine |  |  |  |  | 1.425 | 69220.068 | 6062.4 | 0.83333 | 1.425 |  | 69220.068 | 6062.4 | 1.425 |  | 1.425 |  | 1.425 |  | 1.425 |  | 1.425 |  | 1.425 |  | 1.425 |  | 1.425 | 1.425 | Not Coal Steam or O/G Steam | 0.041173 | 0.041173 |  | 0.8606%
Linden Generating Station | New Jersey | X | X | X | 2406 | 7 | 1563 | Combustion Turbine |  |  |  | Combustion turbine |  |  |  |  | 1.281 | 66223.803 | 5257.25 | 0.79267 | 1.281 |  | 66223.803 | 5257.25 | 1.281 |  | 1.281 |  | 1.281 |  | 1.281 |  | 1.281 |  | 1.281 |  | 1.281 |  | 1.281 | 1.281 | Not Coal Steam or O/G Steam | 0.038687 | 0.038687 |  | 0.8198%
Linden Generating Station | New Jersey | X | X | X | 2406 | 8 | 1565 | Combustion Turbine |  |  |  | Combustion turbine |  |  |  |  | 1.303 | 70128.803 | 5528.35 | 0.85533 | 1.303 |  | 70128.803 | 5528.35 | 1.303 |  | 1.303 |  | 1.303 |  | 1.303 |  | 1.303 |  | 1.303 |  | 1.303 |  | 1.303 | 1.303 | Not Coal Steam or O/G Steam | 0.03716 | 0.03716 |  | 0.8898%
Logan Generating Plant | New Jersey | X | X | X | 10043 | 1001 | 3524 | Coal Steam | 5 | 2022 | 2023 | Dry bottom wall-fired boiler | Y |  |  | 219 | 211.964 | 3524181.664 |  | 172.7677 | 0 | Y | 0 | 0 | 0 |  | 0 |  | 0 |  | 0 |  | 0 |  | 0 |  | 0 |  | 0 | 0 | Retired | 0 | 0 |  | 29.82%
Mickleton Energy Center | New Jersey | X | X | X | 8008 | 001001 | 3422 | Combustion Turbine |  |  |  | Combustion turbine | Y |  |  |  | 42.424 | 76440 | 2470 | 14.9493 | 42.424 |  | 76440 | 2470 | 42.424 |  | 42.424 |  | 42.424 |  | 1.1466 | Optimize SCR | 1.1466 |  | 1.1466 |  | 1.1466 |  | 1.1466 | 1.1466 | Not Coal Steam or O/G Steam | 0.03 | 0.03 |  | 0.6718%
Newark Bay Cogen | New Jersey | X | X | X | 50385 | 1001 | 3650 | Combined Cycle | 5 | 2022 | 2023 | Combined cycle | Y |  |  |  | 3.254 | 204141.843 | 22133.91 | 3.9937 | 0 | Y | 0 | 0 | 0 |  | 0 |  | 0 |  | 0 |  | 0 |  | 0 |  | 0 |  | 0 | 0 | Not Coal Steam or O/G Steam | 0 | 0 |  | 7.84%
Newark Bay Cogen | New Jersey | X | X | X | 50385 | 2001 | 3651 | Combined Cycle | 5 | 2022 | 2023 | Combined cycle | Y |  |  |  | 2.86 | 207740.473 | 23663.91 | 2.8357 | 0 | Y | 0 | 0 | 0 |  | 0 |  | 0 |  | 0 |  | 0 |  | 0 |  | 0 |  | 0 | 0 | Not Coal Steam or O/G Steam | 0 | 0 |  | 7.286%
Newark Energy Center | New Jersey | X | X | X | 58079 | U001 | 90911 | Combined Cycle |  |  |  | Combined cycle | Y |  |  |  | 17.978 | 5584145.475 | 874472.99 | 19.67 | 17.978 |  | 5584145.475 | 874472.99 | 17.978 |  | 17.978 |  | 17.978 |  | 17.978 |  | 17.978 |  | 17.978 |  | 17.978 |  | 17.978 | 17.978 | Not Coal Steam or O/G Steam | 0.0064389 | 0.0064389 |  | 69.3%
Newark Energy Center | New Jersey | X | X | X | 58079 | U002 | 90912 | Combined Cycle |  |  |  | Combined cycle | Y |  |  |  | 19.129 | 6110838.149 | 958845.09 | 20.068 | 19.129 |  | 6110838.149 | 958845.09 | 19.129 |  | 19.129 |  | 19.129 |  | 19.129 |  | 19.129 |  | 19.129 |  | 19.129 |  | 19.129 | 19.129 | Not Coal Steam or O/G Steam | 0.0062607 | 0.0062607 |  | 69.8%
Ocean Peaking Power | New Jersey | X | X | X | 55938 | OPP3 | 88234 | Combustion Turbine |  |  |  | Combustion turbine |  |  |  |  | 14.786 | 933896.681 | 89718.54 | 12.2917 | 14.786 |  | 933896.681 | 89718.54 | 14.786 |  | 14.786 |  | 14.786 |  | 14.786 |  | 14.786 |  | 14.786 |  | 14.786 |  | 14.786 | 14.786 | Not Coal Steam or O/G Steam | 0.031665 | 0.031665 |  | 10.58%
Ocean Peaking Power | New Jersey | X | X | X | 55938 | OPP4 | 88235 | Combustion Turbine |  |  |  | Combustion turbine |  |  |  |  | 16.387 | 1036935.193 | 98833.8 | 11.665 | 16.387 |  | 1036935.193 | 98833.8 | 16.387 |  | 16.387 |  | 16.387 |  | 16.387 |  | 16.387 |  | 16.387 |  | 16.387 |  | 16.387 | 16.387 | Not Coal Steam or O/G Steam | 0.031607 | 0.031607 |  | 10.58%
Pedricktown Cogeneration Plant | New Jersey | X | X | X | 10099 | 001001 | 3525 | Combined Cycle | 5 | 2022 | 2023 | Combined cycle | Y |  |  |  | 9.232 | 293437.764 | 34637.51 | 8.7553 | 0 | Y | 0 | 0 | 0 |  | 0 |  | 0 |  | 0 |  | 0 |  | 0 |  | 0 |  | 0 | 0 | Not Coal Steam or O/G Steam | 0 | 0 |  | 4.588%
Red Oak Power, LLC | New Jersey | X | X | X | 55239 | 1 | 8480 | Combined Cycle |  |  |  | Combined cycle | Y |  |  |  | 20.737 | 3898981.298 | 360578.07 | 23.706 | 20.737 |  | 3898981.298 | 360578.07 | 20.737 |  | 20.737 |  | 20.737 |  | 20.737 |  | 20.737 |  | 20.737 |  | 20.737 |  | 20.737 | 20.737 | Not Coal Steam or O/G Steam | 0.010637 | 0.010637 |  | 56.9%
Red Oak Power, LLC | New Jersey | X | X | X | 55239 | 2 | 8482 | Combined Cycle |  |  |  | Combined cycle | Y |  |  |  | 21.111 | 3883416.703 | 360760.96 | 23.8507 | 21.111 |  | 3883416.703 | 360760.96 | 21.111 |  | 21.111 |  | 21.111 |  | 21.111 |  | 21.111 |  | 21.111 |  | 21.111 |  | 21.111 | 21.111 | Not Coal Steam or O/G Steam | 0.010872 | 0.010872 |  | 56.61%
Red Oak Power, LLC | New Jersey | X | X | X | 55239 | 3 | 8484 | Combined Cycle |  |  |  | Combined cycle | Y |  |  |  | 21.006 | 4022671.547 | 373078.05 | 23.2223 | 21.006 |  | 4022671.547 | 373078.05 | 21.006 |  | 21.006 |  | 21.006 |  | 21.006 |  | 21.006 |  | 21.006 |  | 21.006 |  | 21.006 | 21.006 | Not Coal Steam or O/G Steam | 0.010444 | 0.010444 |  | 56.47%
Salem Generating Station | New Jersey | X | X | X | 2410 | 2001 | 1572 | Combustion Turbine |  |  |  | Combustion turbine | [7 empty] | 0.13667 | [20 empty] | Not Coal Steam or O/G Steam | 0 | 0 |  | 0.007667%
Sayreville | New Jersey | X | X | X | 2390 | 012001 | 1460 | Combustion Turbine |  |  |  | Combustion turbine | Y |  |  |  | 0.281 | 3748.1 | 174.93 | 0.336 | 0.281 |  | 3748.1 | 174.93 | 0.281 |  | 0.281 |  | 0.281 |  | 0.056222 | Optimize SCR | 0.056222 |  | 0.056222 |  | 0.056222 |  | 0.056222 | 0.056222 | Not Coal Steam or O/G Steam | 0.03 | 0.03 |  | 0.1421%
Sayreville | New Jersey | X | X | X | 2390 | 014001 | 1461 | Combustion Turbine |  |  |  | Combustion turbine | Y |  |  |  | 0.009 | 116.1 | 0 | 0.085667 | 0.009 |  | 116.1 | 0 | 0.009 |  | 0.009 |  | 0.009 |  | 0.0017415 | Optimize SCR | 0.0017415 |  | 0.0017415 |  | 0.0017415 |  | 0.0017415 | 0.0017415 | Not Coal Steam or O/G Steam | 0.03 | 0.03 |  | 0.03625%
Sayreville | New Jersey | X | X | X | 2390 | 015001 | 1462 | Combustion Turbine |  |  |  | Combustion turbine | Y |  |  |  | 0.415 | 5538.7 | 263.56 | 0.45767 | 0.415 |  | 5538.7 | 263.56 | 0.415 |  | 0.415 |  | 0.415 |  | 0.083081 | Optimize SCR | 0.083081 |  | 0.083081 |  | 0.083081 |  | 0.083081 | 0.083081 | Not Coal Steam or O/G Steam | 0.03 | 0.03 |  | 0.1937%
Sayreville | New Jersey | X | X | X | 2390 | 016001 | 1463 | Combustion Turbine |  |  |  | Combustion turbine | Y |  |  |  | 0.287 | 3831 | 194.46 | 0.39867 | 0.287 |  | 3831 | 194.46 | 0.287 |  | 0.287 |  | 0.287 |  | 0.057465 | Optimize SCR | 0.057465 |  | 0.057465 |  | 0.057465 |  | 0.057465 | 0.057465 | Not Coal Steam or O/G Steam | 0.03 | 0.03 |  | 0.1688%
Sayreville Power LP | New Jersey | X | X | X | 10308 | 1001 | 3539 | Combined Cycle |  |  |  | Combined cycle |  |  |  |  | 71.268 | 1791788.766 | 216829.77 | 54.5683 | 71.268 |  | 1791788.766 | 216829.77 | 71.268 |  | 71.268 |  | 71.268 |  | 71.268 |  | 71.268 |  | 71.268 |  | 71.268 |  | 71.268 | 71.268 | Not Coal Steam or O/G Steam | 0.07955 | 0.07955 |  | 0.26079
Sayreville Power LP | New Jersey | X | X | X | 10308 | 1002 | 3540 | Combined Cycle |  |  |  | Combined cycle |  |  |  |  | 67.195 | 1680755.762 | 202071.7 | 52.6233 | 67.195 |  | 1680755.762 | 202071.7 | 67.195 |  | 67.195 |  | 67.195 |  | 67.195 |  | 67.195 |  | 67.195 |  | 67.195 |  | 67.195 | 67.195 | Not Coal Steam or O/G Steam | 0.079958 | 0.079958 |  | 24.15%
Sewaren Generating Station | New Jersey | X | X | X | 2411 | 7 | 91149 | Combined Cycle |  |  |  | Combined cycle | Y |  |  |  | 28.334 | 9109425.822 | 1371661.89 | 31.5977 | 28.334 |  | 9109425.822 | 1371661.89 | 28.334 |  | 28.334 |  | 28.334 |  | 28.334 |  | 28.334 |  | 28.334 |  | 28.334 |  | 28.334 | 28.334 | Not Coal Steam or O/G Steam | 0.0062208 | 0.0062208 |  | 66.86%
Sherman Avenue | New Jersey | X | X | X | 7288 | 1 | 3086 | Combustion Turbine |  |  |  | Combustion turbine |  |  |  |  | 4.686 | 132877.993 | 9790.87 | 5.588 | 4.686 |  | 132877.993 | 9790.87 | 4.686 |  | 4.686 |  | 4.686 |  | 4.686 |  | 4.686 |  | 4.686 |  | 4.686 |  | 4.686 | 4.686 | Not Coal Steam or O/G Steam | 0.070531 | 0.070531 |  | 0.035002
West Deptford Energy Station | New Jersey | X | X | X | 56963 | E101 | 90891 | Combined Cycle |  |  |  | Combined cycle | Y |  |  |  | 15.162 | 3872938.577 | 533858.16 | 18.3897 | 15.162 |  | 3872938.577 | 533858.16 | 15.162 |  | 15.162 |  | 15.162 |  | 15.162 |  | 15.162 |  | 15.162 |  | 15.162 |  | 15.162 | 15.162 | Not Coal Steam or O/G Steam | 0.0078297 | 0.0078297 |  | 0.47577
West Deptford Energy Station | New Jersey | X | X | X | 56963 | E102 | 90892 | Combined Cycle |  |  |  | Combined cycle | Y |  |  |  | 16.053 | 4109510.655 | 557926.97 | 19.5893 | 16.053 |  | 4109510.655 | 557926.97 | 16.053 |  | 16.053 |  | 16.053 |  | 16.053 |  | 16.053 |  | 16.053 |  | 16.053 |  | 16.053 | 16.053 | Not Coal Steam or O/G Steam | 0.0078126 | 0.0078126 |  | 0.49342
West Station | New Jersey | X | X | X | 6776 | 002001 | 2909 | Combustion Turbine | 10 | 2022 | 2023 | Combustion turbine | Y |  |  |  | 0.369 | 3721.9 | 195.5 | 0.22967 | 0 | Y | 0 | 0 | 0 |  | 0 |  | 0 |  | 0 |  | 0 |  | 0 |  | 0 |  | 0 | 0 | Not Coal Steam or O/G Steam | 0 | 0 |  | 0.08958%
Woodbridge Energy Center | New Jersey | X | X | X | 57839 | 0001 | 90934 | Combined Cycle |  |  |  | Combined cycle | Y |  |  |  | 17.685 | 6080123.092 | 926264.77 | 17.087 | 17.685 |  | 6080123.092 | 926264.77 | 17.685 |  | 17.685 |  | 17.685 |  | 17.685 |  | 17.685 |  | 17.685 |  | 17.685 |  | 17.685 | 17.685 | Not Coal Steam or O/G Steam | 0.0058173 | 0.0058173 |  | 58.52%
Woodbridge Energy Center | New Jersey | X | X | X | 57839 | 0002 | 90935 | Combined Cycle |  |  |  | Combined cycle | Y |  |  |  | 16.158 | 5359975.777 | 793521.61 | 16.475 | 16.158 |  | 5359975.777 | 793521.61 | 16.158 |  | 16.158 |  | 16.158 |  | 16.158 |  | 16.158 |  | 16.158 |  | 16.158 |  | 16.158 | 16.158 | Not Coal Steam or O/G Steam | 0.0060291 | 0.0060291 |  | 56.09%
Afton Generating Station | New Mexico |  |  |  | 55210 | 0001 | 4144 | Combined Cycle |  |  |  | Combined cycle | Y |  |  |  | 29.816 | 3385911.63 | 449216.64 | 27.2043 | 29.816 |  | 3385911.63 | 449216.64 | 29.816 |  | 29.816 |  | 29.816 |  | 20.3155 | Optimize SCR | 20.3155 |  | 20.3155 |  | 20.3155 |  | 20.3155 | 20.3155 | Not Coal Steam or O/G Steam | 0.012 | 0.012 |  | 48.14%
Bluffview Power Plant | New Mexico |  |  |  | 55977 | CTG-1 | 89622 | Combined Cycle |  |  |  | Combined cycle | Y |  |  |  | 29.413 | 1397586.029 | 165497.95 | 28.4703 | 29.413 |  | 1397586.029 | 165497.95 | 29.413 |  | 29.413 |  | 29.413 |  | 8.3855 | Optimize SCR | 8.3855 |  | 8.3855 |  | 8.3855 |  | 8.3855 | 8.3855 | Not Coal Steam or O/G Steam | 0.012 | 0.012 |  | 69.07%
Cunningham | New Mexico |  |  |  | 2454 | 121B | 1600 | O/G Steam |  |  | 2023 | Tangentially-fired |  |  |  | 71 | 20.944 | 261819.125 | 22864.14 | 93.193 | 0 | Y | 0 | 0 | 0 |  | 0 |  | 0 |  | 0 |  | 0 |  | 0 |  | 0 |  | 0 | 0 | Retired | 0 | 0 |  | 32.07%
Cunningham | New Mexico |  |  |  | 2454 | 122B | 1601 | O/G Steam |  |  | 2026 | Tangentially-fired |  |  |  | 183 | 203.297 | 2923363.44 | 287730.06 | 221.925 | 203.297 |  | 2923363.44 | 287730.06 | 203.297 |  | 203.297 |  | 203.297 |  | 203.297 |  | 203.297 |  | 203.297 |  | 203.297 |  | 123.5737 | 43.8505 | O/G Steam SCR Retrofit | 0.13908 | 0.03 |  | 42.16%
Cunningham | New Mexico |  |  |  | 2454 | 123T | 1602 | Combustion Turbine |  |  |  | Combustion turbine |  |  |  |  | 29.769 | 931721.994 | 77851.06 | 57.4197 | 29.769 |  | 931721.994 | 77851.06 | 29.769 |  | 29.769 |  | 29.769 |  | 29.769 |  | 29.769 |  | 29.769 |  | 29.769 |  | 29.769 | 29.769 | Not Coal Steam or O/G Steam | 0.063901 | 0.063901 |  | 42.13%
Cunningham | New Mexico |  |  |  | 2454 | 124T | 1603 | Combustion Turbine |  |  |  | Combustion turbine |  |  |  |  | 19.011 | 883047.191 | 73024.49 | 47.7153 | 19.011 |  | 883047.191 | 73024.49 | 19.011 |  | 19.011 |  | 19.011 |  | 19.011 |  | 19.011 |  | 19.011 |  | 19.011 |  | 19.011 | 19.011 | Not Coal Steam or O/G Steam | 0.043058 | 0.043058 |  | 38%
Four Corners Steam Elec Station | New Mexico |  |  |  | 2442 | 4 | 1584 | Coal Steam |  |  |  | Cell burner boiler | Y |  |  | 770 | 501.149 | 16804319.752 | 1725501.4 | 494.77 | 501.149 |  | 16804319.752 | 1725501.4 | 501.149 |  | 501.149 |  | 501.149 |  | 501.149 |  | 501.149 |  | 501.149 |  | 501.149 |  | 501.149 | 501.149 | Existing SCR | 0.059645 | 0.059645 |  | 60.02%
Four Corners Steam Elec Station | New Mexico |  |  |  | 2442 | 5 | 1585 | Coal Steam |  |  |  | Cell burner boiler | Y |  |  | 770 | 676.714 | 23287932.96 | 2329754.9 | 646.9037 | 676.714 |  | 23287932.96 | 2329754.9 | 676.714 |  | 676.714 |  | 676.714 |  | 676.714 |  | 676.714 |  | 676.714 |  | 676.714 |  | 676.714 | 676.714 | Existing SCR | 0.058117 | 0.058117 |  | 71.28%
Hobbs Generating Station | New Mexico |  |  |  | 56458 | HOBB1 | 89738 | Combined Cycle |  |  |  | Combined cycle | Y |  |  |  | 17.365 | 5682351.274 | 772755.76 | 17.7123 | 17.365 |  | 5682351.274 | 772755.76 | 17.365 |  | 17.365 |  | 17.365 |  | 17.365 |  | 17.365 |  | 17.365 |  | 17.365 |  | 17.365 | 17.365 | Not Coal Steam or O/G Steam | 0.0061119 | 0.0061119 |  | 59.44%
Hobbs Generating Station | New Mexico |  |  |  | 56458 | HOBB2 | 89739 | Combined Cycle |  |  |  | Combined cycle | Y |  |  |  | 18.724 | 6159952.103 | 839769.27 | 20.3527 | 18.724 |  | 6159952.103 | 839769.27 | 18.724 |  | 18.724 |  | 18.724 |  | 18.724 |  | 18.724 |  | 18.724 |  | 18.724 |  | 18.724 | 18.724 | Not Coal Steam or O/G Steam | 0.0060793 | 0.0060793 |  | 64.76%
La Luz Energy Center | New Mexico |  |  |  | 58284 | 1 | 90843 | Combustion Turbine |  |  |  | Combustion turbine | Y |  |  |  | 0.872 | 91421.29 | 9221.84 | 0.739 | 0.872 |  | 91421.29 | 9221.84 | 0.872 |  | 0.872 |  | 0.872 |  | 0.872 |  | 0.872 |  | 0.872 |  | 0.872 |  | 0.872 | 0.872 | Not Coal Steam or O/G Steam | 0.019077 | 0.019077 |  | 5.668%
Lordsburg Generating Station | New Mexico |  |  |  | 7967 | 1 | 9190 | Combustion Turbine |  |  |  | Combustion turbine |  |  |  |  | 4.752 | 113336.204 | 10923.7 | 2.1963 | 4.752 |  | 113336.204 | 10923.7 | 4.752 |  | 4.752 |  | 4.752 |  | 4.752 |  | 4.752 |  | 4.752 |  | 4.752 |  | 4.752 | 4.752 | Not Coal Steam or O/G Steam | 0.083857 | 0.083857 |  | 3.305%
Lordsburg Generating Station | New Mexico |  |  |  | 7967 | 2 | 9191 | Combustion Turbine |  |  |  | Combustion turbine |  |  |  |  | 3.329 | 78705.844 | 7757.03 | 2.0537 | 3.329 |  | 78705.844 | 7757.03 | 3.329 |  | 3.329 |  | 3.329 |  | 3.329 |  | 3.329 |  | 3.329 |  | 3.329 |  | 3.329 | 3.329 | Not Coal Steam or O/G Steam | 0.084593 | 0.084593 |  | 0.029029
Luna Energy Facility | New Mexico |  |  |  | 55343 | CTG1 | 4521 | Combined Cycle |  |  |  | Combined cycle | Y |  |  |  | 27.253 | 5355441.208 | 793563.1 | 27.9903 | 27.253 |  | 5355441.208 | 793563.1 | 27.253 |  | 27.253 |  | 27.253 |  | 27.253 |  | 27.253 |  | 27.253 |  | 27.253 |  | 27.253 | 27.253 | Not Coal Steam or O/G Steam | 0.010178 | 0.010178 |  | 59.94%
Luna Energy Facility | New Mexico |  |  |  | 55343 | CTG2 | 4522 | Combined Cycle |  |  |  | Combined cycle | Y |  |  |  | 27.224 | 5380805.838 | 791046.77 | 26.078 | 27.224 |  | 5380805.838 | 791046.77 | 27.224 |  | 27.224 |  | 27.224 |  | 27.224 |  | 27.224 |  | 27.224 |  | 27.224 |  | 27.224 | 27.224 | Not Coal Steam or O/G Steam | 0.010119 | 0.010119 |  | 59.49%
Maddox | New Mexico |  |  |  | 2446 | 051B | 1590 | O/G Steam |  |  |  | Tangentially-fired |  |  |  | 112 | 88.518 | 1341492.993 | 123589.24 | 176.351 | 88.518 |  | 1341492.993 | 123589.24 | 88.518 |  | 88.518 |  | 88.518 |  | 88.518 |  | 88.518 |  | 88.518 |  | 88.518 |  | 54.3202 | 20.1224 | O/G Steam SCR Retrofit | 0.13197 | 0.03 |  | 27.31%
Pyramid Generating Station | New Mexico |  |  |  | 7975 | 1 | 9287 | Combustion Turbine |  |  |  | Combustion turbine |  |  |  |  | 7.146 | 132709.687 | 12461.94 | 13.9297 | 7.146 |  | 132709.687 | 12461.94 | 7.146 |  | 7.146 |  | 7.146 |  | 7.146 |  | 7.146 |  | 7.146 |  | 7.146 |  | 7.146 | 7.146 | Not Coal Steam or O/G Steam | 0.10769 | 0.10769 |  | 12.87%
Pyramid Generating Station | New Mexico |  |  |  | 7975 | 2 | 9288 | Combustion Turbine |  |  |  | Combustion turbine |  |  |  |  | 7.761 | 128163.736 | 12497.02 | 7.1093 | 7.761 |  | 128163.736 | 12497.02 | 7.761 |  | 7.761 |  | 7.761 |  | 7.761 |  | 7.761 |  | 7.761 |  | 7.761 |  | 7.761 | 7.761 | Not Coal Steam or O/G Steam | 0.12111 | 0.12111 |  | 6.589%
Pyramid Generating Station | New Mexico |  |  |  | 7975 | 3 | 9289 | Combustion Turbine |  |  |  | Combustion turbine |  |  |  |  | 14.348 | 210875.775 | 22351.14 | 15.6053 | 14.348 |  | 210875.775 | 22351.14 | 14.348 |  | 14.348 |  | 14.348 |  | 14.348 |  | 14.348 |  | 14.348 |  | 14.348 |  | 14.348 | 14.348 | Not Coal Steam or O/G Steam | 0.13608 | 0.13608 |  | 13.82%
Pyramid Generating Station | New Mexico |  |  |  | 7975 | 4 | 9290 | Combustion Turbine |  |  |  | Combustion turbine |  |  |  |  | 5.878 | 90782.481 | 9337.19 | 9.694 | 5.878 |  | 90782.481 | 9337.19 | 5.878 |  | 5.878 |  | 5.878 |  | 5.878 |  | 5.878 |  | 5.878 |  | 5.878 |  | 5.878 | 5.878 | Not Coal Steam or O/G Steam | 0.1295 | 0.1295 |  | 8.94%
Reeves Generating Station | New Mexico |  |  |  | 2450 | 1 | 1593 | O/G Steam |  |  |  | Dry bottom wall-fired boiler |  |  |  | 44 | 36.599 | 302778.435 | 23739.01 | 43.6247 | 36.599 |  | 302778.435 | 23739.01 | 36.599 |  | 36.599 |  | 36.599 |  | 36.599 |  | 36.599 |  | 36.599 |  | 36.599 |  | 36.599 | 36.599 | O/G Steam Under 100 MW | 0.24175 | 0.24175 |  | 15.19%
Reeves Generating Station | New Mexico |  |  |  | 2450 | 2 | 1594 | O/G Steam |  |  |  | Dry bottom wall-fired boiler |  |  |  | 44 | 35.672 | 298873.151 | 24065.01 | 34.3463 | 35.672 |  | 298873.151 | 24065.01 | 35.672 |  | 35.672 |  | 35.672 |  | 35.672 |  | 35.672 |  | 35.672 |  | 35.672 |  | 35.672 | 35.672 | O/G Steam Under 100 MW | 0.23871 | 0.23871 |  | 12.6%
Reeves Generating Station | New Mexico |  |  |  | 2450 | 3 | 1595 | O/G Steam |  |  |  | Dry bottom wall-fired boiler |  |  |  | 66 | 89.216 | 763348.386 | 67803.36 | 81.592 | 89.216 |  | 763348.386 | 67803.36 | 89.216 |  | 89.216 |  | 89.216 |  | 89.216 |  | 89.216 |  | 89.216 |  | 89.216 |  | 89.216 | 89.216 | O/G Steam Under 100 MW | 0.23375 | 0.23375 |  | 22.11%
Rio Bravo Generating Station | New Mexico |  |  |  | 55039 | GT-1 | 3824 | Combustion Turbine |  |  |  | Combustion turbine |  |  |  |  | 31.899 | 1697912.163 | 149922.77 | 27.6553 | 31.899 |  | 1697912.163 | 149922.77 | 31.899 |  | 31.899 |  | 31.899 |  | 31.899 |  | 31.899 |  | 31.899 |  | 31.899 |  | 31.899 | 31.899 | Not Coal Steam or O/G Steam | 0.037574 | 0.037574 |  | 16.63%
Rio Grande | New Mexico |  |  |  | 2444 | 6 | 1586 | O/G Steam |  |  | 2023 | Dry bottom wall-fired boiler |  |  |  | 48 | 20.255 | 298211.71 | 22900.11 | 6.7517 | 0 | Y | 0 | 0 | 0 |  | 0 |  | 0 |  | 0 |  | 0 |  | 0 |  | 0 |  | 0 | 0 | Retired | 0 | 0 |  | 4.438%
Rio Grande | New Mexico |  |  |  | 2444 | 7 | 1587 | O/G Steam |  |  | 2025 | Dry bottom wall-fired boiler |  |  |  | 46 | 57.239 | 1004869.987 | 83567.76 | 61.1903 | 57.239 |  | 1004869.987 | 83567.76 | 57.239 |  | 57.239 |  | 57.239 |  | 57.239 |  | 57.239 |  | 57.239 |  | 57.239 |  | 57.239 | 57.239 | O/G Steam Under 100 MW | 0.11392 | 0.11392 |  | 42.29%
Rio Grande | New Mexico |  |  |  | 2444 | 8 | 1588 | O/G Steam |  |  |  | Dry bottom wall-fired boiler |  |  |  | 142 | 310.322 | 3234923.083 | 292117.37 | 321.0073 | 310.322 |  | 3234923.083 | 292117.37 | 310.322 |  | 310.322 |  | 310.322 |  | 310.322 |  | 310.322 |  | 310.322 |  | 310.322 |  | 179.4229 | 48.5238 | O/G Steam SCR Retrofit | 0.19186 | 0.03 |  | 54.91%
Rio Grande | New Mexico |  |  |  | 2444 | 9 | 90701 | Combustion Turbine |  |  |  | Combustion turbine | Y |  |  |  | 2.802 | 645151.183 | 68983.34 | 5.5383 | 2.802 |  | 645151.183 | 68983.34 | 2.802 |  | 2.802 |  | 2.802 |  | 2.802 |  | 2.802 |  | 2.802 |  | 2.802 |  | 2.802 | 2.802 | Not Coal Steam or O/G Steam | 0.0086863 | 0.0086863 |  | 43.5%
San Juan | New Mexico |  |  |  | 2451 | 1 | 1596 | Coal Steam |  |  | 2023 | Dry bottom wall-fired boiler |  | Y |  | 340 | 1151.287 | 10113563.946 | 884866.41 | 1140.6603 | 0 | Y | 0 | 0 | 0 |  | 0 |  | 0 |  | 0 |  | 0 |  | 0 |  | 0 |  | 0 | 0 | Retired | 0 | 0 |  | 58.73%
San Juan | New Mexico |  |  |  | 2451 | 4 | 1599 | Coal Steam |  |  | 2023 | Dry bottom wall-fired boiler |  | Y |  | 507 | 1584.228 | 14527107.725 | 1284350.45 | 1778.5917 | 0 | Y | 0 | 0 | 0 |  | 0 |  | 0 |  | 0 |  | 0 |  | 0 |  | 0 |  | 0 | 0 | Retired | 0 | 0 |  | 55.52%
Valencia Power Plant | New Mexico |  |  |  | 55802 | CTG1 | 10143 | Combustion Turbine |  |  |  | Combustion turbine |  |  |  |  | 12.949 | 706884.565 | 63848.97 | 11.433 | 12.949 |  | 706884.565 | 63848.97 | 12.949 |  | 12.949 |  | 12.949 |  | 12.949 |  | 12.949 |  | 12.949 |  | 12.949 |  | 12.949 | 12.949 | Not Coal Steam or O/G Steam | 0.036637 | 0.036637 |  | 9.581%
23rd and 3rd | New York | X | X | X | 7910 | 2301 | 8384 | Combustion Turbine |  |  |  | Combustion turbine | Y |  |  |  | 1.696 | 314050.885 | 31159.35 | 1.5817 | 1.696 |  | 314050.885 | 31159.35 | 1.696 |  | 1.696 |  | 1.696 |  | 1.696 |  | 1.696 |  | 1.696 |  | 1.696 |  | 1.696 | 1.696 | Not Coal Steam or O/G Steam | 0.010801 | 0.010801 |  | 17.17%
23rd and 3rd | New York | X | X | X | 7910 | 2302 | 8386 | Combustion Turbine |  |  |  | Combustion turbine | Y |  |  |  | 1.642 | 294624.746 | 29042.39 | 1.8637 | 1.642 |  | 294624.746 | 29042.39 | 1.642 |  | 1.642 |  | 1.642 |  | 1.642 |  | 1.642 |  | 1.642 |  | 1.642 |  | 1.642 | 1.642 | Not Coal Steam or O/G Steam | 0.011146 | 0.011146 |  | 19.51%
74th Street | New York | X | X | X | 2504 | 120 | 1714 | O/G Steam |  |  |  | Tangentially-fired |  |  | Y |  | 2.201 | 89068 |  | 1.8937 | 2.201 |  | 89068 |  | 2.201 |  | 2.201 |  | 2.201 |  | 2.201 |  | 2.201 |  | 2.201 |  | 2.201 |  | 2.201 | 2.201 | Oil/Gas Steam Under 150 Tons (2019-2021 Average) | 0.049423 | 0.049423 |  | 2.008%
74th Street | New York | X | X | X | 2504 | 122 | 1716 | O/G Steam |  |  |  | Tangentially-fired |  |  | Y |  | 0.375 | 13447.6 |  | 0.41567 | 0.375 |  | 13447.6 |  | 0.375 |  | 0.375 |  | 0.375 |  | 0.375 |  | 0.375 |  | 0.375 |  | 0.375 |  | 0.375 | 0.375 | Oil/Gas Steam Under 150 Tons (2019-2021 Average) | 0.055772 | 0.055772 |  | 0.6656%
AG - Energy | New York | X | X | X | 10803 | 1 | 3598 | Combined Cycle |  |  |  | Combined cycle | Y | [27 empty] | Not Coal Steam or O/G Steam | 0 | 0
AG - Energy | New York | X | X | X | 10803 | 2 | 3599 | Combined Cycle |  |  |  | Combined cycle | Y | [27 empty] | Not Coal Steam or O/G Steam | 0 | 0
Allegany Station No. 133 | New York | X | X | X | 10619 | 00001 | 3562 | Combined Cycle |  |  |  | Combined cycle | Y |  |  |  | 1.153 | 76260.109 | 9238.99 | 1.1797 | 1.153 |  | 76260.109 | 9238.99 | 1.153 |  | 1.153 |  | 1.153 |  | 0.45756 | Optimize SCR | 0.45756 |  | 0.45756 |  | 0.45756 |  | 0.45756 | 0.45756 | Not Coal Steam or O/G Steam | 0.012 | 0.012 |  | 3.958%
Arthur Kill | New York | X | X | X | 2490 | 20 | 1610 | O/G Steam |  |  |  | Dry bottom wall-fired boiler |  |  | Y | 338 | 193.642 | 5463338.827 | 533974.76 | 150.7153 | 193.642 |  | 5463338.827 | 533974.76 | 193.642 |  | 193.642 |  | 193.642 |  | 193.642 |  | 193.642 |  | 193.642 |  | 193.642 |  | 137.796 | 81.9501 | O/G Steam SCR Retrofit | 0.070888 | 0.03 |  | 33.71%
Arthur Kill | New York | X | X | X | 2490 | 30 | 1611 | O/G Steam |  |  |  | Tangentially-fired |  |  | Y | 508 | 59.385 | 1631663.022 | 155400.25 | 82.1527 | 59.385 |  | 1631663.022 | 155400.25 | 59.385 |  | 59.385 |  | 59.385 |  | 59.385 |  | 59.385 |  | 59.385 |  | 59.385 |  | 59.385 | 59.385 | Oil/Gas Steam Under 150 Tons (2019-2021 Average) | 0.072791 | 0.072791 |  | 11.51%
Astoria Energy | New York | X | X | X | 55375 | CT1 | 4581 | Combined Cycle |  |  |  | Combined cycle | Y |  |  |  | 14.569 | 5667143.149 | 842921.82 | 15.2393 | 14.569 |  | 5667143.149 | 842921.82 | 14.569 |  | 14.569 |  | 14.569 |  | 14.569 |  | 14.569 |  | 14.569 |  | 14.569 |  | 14.569 | 14.569 | Not Coal Steam or O/G Steam | 0.0051416 | 0.0051416 |  | 59.99%
Astoria Energy | New York | X | X | X | 55375 | CT2 | 4582 | Combined Cycle |  |  |  | Combined cycle | Y |  |  |  | 14.181 | 5464576.277 | 810967.02 | 14.3967 | 14.181 |  | 5464576.277 | 810967.02 | 14.181 |  | 14.181 |  | 14.181 |  | 14.181 |  | 14.181 |  | 14.181 |  | 14.181 |  | 14.181 | 14.181 | Not Coal Steam or O/G Steam | 0.0051902 | 0.0051902 |  | 57.99%
Astoria Energy | New York | X | X | X | 55375 | CT3 | 4583 | Combined Cycle |  |  |  | Combined cycle | Y |  |  |  | 17.435 | 6217749.663 | 832364.08 | 18.941 | 17.435 |  | 6217749.663 | 832364.08 | 17.435 |  | 17.435 |  | 17.435 |  | 17.435 |  | 17.435 |  | 17.435 |  | 17.435 |  | 17.435 | 17.435 | Not Coal Steam or O/G Steam | 0.0056081 | 0.0056081 |  | 60.93%
Astoria Energy | New York | X | X | X | 55375 | CT4 | 4584 | Combined Cycle |  |  |  | Combined cycle | Y |  |  |  | 18.099 | 5950469.938 | 812352.69 | 20.254 | 18.099 |  | 5950469.938 | 812352.69 | 18.099 |  | 18.099 |  | 18.099 |  | 18.099 |  | 18.099 |  | 18.099 |  | 18.099 |  | 18.099 | 18.099 | Not Coal Steam or O/G Steam | 0.0060832 | 0.0060832 |  | 59.85%
Astoria Gas Turbine Power | New York | X | X | X | 55243 | CT2-1A | 3498 | Combustion Turbine | 4 | 2023 | 2023 | Combustion turbine |  |  |  |  | 4.073 | 18896.9 | 1253.35 | 2.413 | 0 | Y | 0 | 0 | 0 |  | 0 |  | 0 |  | 0 |  | 0 |  | 0 |  | 0 |  | 0 | 0 | Not Coal Steam or O/G Steam | 0 | 0 |  | 1.131%
Astoria Gas Turbine Power | New York | X | X | X | 55243 | CT2-1B | 10215 | Combustion Turbine | 4 | 2023 | 2023 | Combustion turbine |  |  |  |  | 3.97 | 18896.9 | 1253.35 | 2.372 | 0 | Y | 0 | 0 | 0 |  | 0 |  | 0 |  | 0 |  | 0 |  | 0 |  | 0 |  | 0 | 0 | Not Coal Steam or O/G Steam | 0 | 0 |  | 1.131%
Astoria Gas Turbine Power | New York | X | X | X | 55243 | CT2-2A | 3499 | Combustion Turbine | 4 | 2023 | 2023 | Combustion turbine |  |  |  |  | 2.642 | 12089.7 | 802.8 | 1.669 | 0 | Y | 0 | 0 | 0 |  | 0 |  | 0 |  | 0 |  | 0 |  | 0 |  | 0 |  | 0 | 0 | Not Coal Steam or O/G Steam | 0 | 0 |  | 0.7727%
Astoria Gas Turbine Power | New York | X | X | X | 55243 | CT2-2B | 10217 | Combustion Turbine | 4 | 2023 | 2023 | Combustion turbine |  |  |  |  | 2.581 | 12089.7 | 802.8 | 1.6443 | 0 | Y | 0 | 0 | 0 |  | 0 |  | 0 |  | 0 |  | 0 |  | 0 |  | 0 |  | 0 | 0 | Not Coal Steam or O/G Steam | 0 | 0 |  | 0.7727%
Astoria Gas Turbine Power | New York | X | X | X | 55243 | CT2-3A | 3500 | Combustion Turbine | 4 | 2023 | 2023 | Combustion turbine |  |  |  |  | 4.405 | 20293.5 | 1346.75 | 2.8867 | 0 | Y | 0 | 0 | 0 |  | 0 |  | 0 |  | 0 |  | 0 |  | 0 |  | 0 |  | 0 | 0 | Not Coal Steam or O/G Steam | 0 | 0 |  | 1.338%
Astoria Gas Turbine Power | New York | X | X | X | 55243 | CT2-3B | 10219 | Combustion Turbine | 4 | 2023 | 2023 | Combustion turbine |  |  |  |  | 4.293 | 20293.5 | 1346.75 | 2.8407 | 0 | Y | 0 | 0 | 0 |  | 0 |  | 0 |  | 0 |  | 0 |  | 0 |  | 0 |  | 0 | 0 | Not Coal Steam or O/G Steam | 0 | 0 |  | 1.338%
Astoria Gas Turbine Power | New York | X | X | X | 55243 | CT2-4A | 3501 | Combustion Turbine | 4 | 2023 | 2023 | Combustion turbine |  |  |  |  | 1.576 | 6947.7 | 462 | 1.1057 | 0 | Y | 0 | 0 | 0 |  | 0 |  | 0 |  | 0 |  | 0 |  | 0 |  | 0 |  | 0 | 0 | Not Coal Steam or O/G Steam | 0 | 0 |  | 0.4993%
Astoria Gas Turbine Power | New York | X | X | X | 55243 | CT2-4B | 10221 | Combustion Turbine | 4 | 2023 | 2023 | Combustion turbine |  |  |  |  | 1.548 | 6947.7 | 462 | 1.0927 | 0 | Y | 0 | 0 | 0 |  | 0 |  | 0 |  | 0 |  | 0 |  | 0 |  | 0 |  | 0 | 0 | Not Coal Steam or O/G Steam | 0 | 0 |  | 0.4993%
Astoria Gas Turbine Power | New York | X | X | X | 55243 | CT3-1A | 3502 | Combustion Turbine | 4 | 2023 | 2023 | Combustion turbine |  |  |  |  | 1.692 | 7781.3 | 532.4 | 0.97133 | 0 | Y | 0 | 0 | 0 |  | 0 |  | 0 |  | 0 |  | 0 |  | 0 |  | 0 |  | 0 | 0 | Not Coal Steam or O/G Steam | 0 | 0 |  | 0.4563%
Astoria Gas Turbine Power | New York | X | X | X | 55243 | CT3-1B | 10223 | Combustion Turbine | 4 | 2023 | 2023 | Combustion turbine |  |  |  |  | 1.663 | 7781.3 | 532.4 | 0.965 | 0 | Y | 0 | 0 | 0 |  | 0 |  | 0 |  | 0 |  | 0 |  | 0 |  | 0 |  | 0 | 0 | Not Coal Steam or O/G Steam | 0 | 0 |  | 0.4563%
Astoria Gas Turbine Power | New York | X | X | X | 55243 | CT3-2A | 3503 | Combustion Turbine | 4 | 2023 | 2023 | Combustion turbine |  |  |  |  | 3.117 | 14470.8 | 990.92 | 1.892 | 0 | Y | 0 | 0 | 0 |  | 0 |  | 0 |  | 0 |  | 0 |  | 0 |  | 0 |  | 0 | 0 | Not Coal Steam or O/G Steam | 0 | 0 |  | 0.8854%
Astoria Gas Turbine Power | New York | X | X | X | 55243 | CT3-2B | 10225 | Combustion Turbine | 4 | 2023 | 2023 | Combustion turbine |  |  |  |  | 3.024 | 14470.8 | 990.92 | 1.8433 | 0 | Y | 0 | 0 | 0 |  | 0 |  | 0 |  | 0 |  | 0 |  | 0 |  | 0 |  | 0 | 0 | Not Coal Steam or O/G Steam | 0 | 0 |  | 0.8854%
Astoria Gas Turbine Power | New York | X | X | X | 55243 | CT3-3A | 3504 | Combustion Turbine | 4 | 2023 | 2023 | Combustion turbine |  |  |  |  | 3.746 | 17926.4 | 1227.11 | 2.2553 | 0 | Y | 0 | 0 | 0 |  | 0 |  | 0 |  | 0 |  | 0 |  | 0 |  | 0 |  | 0 | 0 | Not Coal Steam or O/G Steam | 0 | 0 |  | 1.075%
Astoria Gas Turbine Power | New York | X | X | X | 55243 | CT3-3B | 10227 | Combustion Turbine | 4 | 2023 | 2023 | Combustion turbine |  |  |  |  | 3.533 | 17926.4 | 1227.11 | 2.1783 | 0 | Y | 0 | 0 | 0 |  | 0 |  | 0 |  | 0 |  | 0 |  | 0 |  | 0 |  | 0 | 0 | Not Coal Steam or O/G Steam | 0 | 0 |  | 1.075%
Astoria Gas Turbine Power | New York | X | X | X | 55243 | CT3-4A | 3505 | Combustion Turbine | 4 | 2023 | 2023 | Combustion turbine |  |  |  |  | 5.211 | 24414 | 1670.44 | 2.6667 | 0 | Y | 0 | 0 | 0 |  | 0 |  | 0 |  | 0 |  | 0 |  | 0 |  | 0 |  | 0 | 0 | Not Coal Steam or O/G Steam | 0 | 0 |  | 1.273%
Astoria Gas Turbine Power | New York | X | X | X | 55243 | CT3-4B | 10229 | Combustion Turbine | 4 | 2023 | 2023 | Combustion turbine |  |  |  |  | 5.14 | 24414 | 1670.44 | 2.6377 | 0 | Y | 0 | 0 | 0 |  | 0 |  | 0 |  | 0 |  | 0 |  | 0 |  | 0 |  | 0 | 0 | Not Coal Steam or O/G Steam | 0 | 0 |  | 1.273%
Astoria Gas Turbine Power | New York | X | X | X | 55243 | CT4-1A | 3506 | Combustion Turbine | 4 | 2023 | 2023 | Combustion turbine |  |  |  |  | 2.082 | 9599.2 | 632.4 | 2.1527 | 0 | Y | 0 | 0 | 0 |  | 0 |  | 0 |  | 0 |  | 0 |  | 0 |  | 0 |  | 0 | 0 | Not Coal Steam or O/G Steam | 0 | 0 |  | 1.006%
Astoria Gas Turbine Power | New York | X | X | X | 55243 | CT4-1B | 10231 | Combustion Turbine | 4 | 2023 | 2023 | Combustion turbine |  |  |  |  | 1.944 | 9599.2 | 632.4 | 2.1003 | 0 | Y | 0 | 0 | 0 |  | 0 |  | 0 |  | 0 |  | 0 |  | 0 |  | 0 |  | 0 | 0 | Not Coal Steam or O/G Steam | 0 | 0 |  | 1.006%
Astoria Gas Turbine Power | New York | X | X | X | 55243 | CT4-2A | 3507 | Combustion Turbine | 4 | 2023 | 2023 | Combustion turbine |  |  |  |  | 2.406 | 12178.8 | 800.44 | 1.8077 | 0 | Y | 0 | 0 | 0 |  | 0 |  | 0 |  | 0 |  | 0 |  | 0 |  | 0 |  | 0 | 0 | Not Coal Steam or O/G Steam | 0 | 0 |  | 0.925%
Astoria Gas Turbine Power | New York | X | X | X | 55243 | CT4-2B | 10233 | Combustion Turbine | 4 | 2023 | 2023 | Combustion turbine |  |  |  |  | 2.454 | 12178.8 | 800.44 | 1.8693 | 0 | Y | 0 | 0 | 0 |  | 0 |  | 0 |  | 0 |  | 0 |  | 0 |  | 0 |  | 0 | 0 | Not Coal Steam or O/G Steam | 0 | 0 |  | 0.925%
Astoria Gas Turbine Power | New York | X | X | X | 55243 | CT4-3A | 3508 | Combustion Turbine | 4 | 2023 | 2023 | Combustion turbine |  |  |  |  | 3.991 | 19249.7 | 1263.83 | 1.982 | 0 | Y | 0 | 0 | 0 |  | 0 |  | 0 |  | 0 |  | 0 |  | 0 |  | 0 |  | 0 | 0 | Not Coal Steam or O/G Steam | 0 | 0 |  | 0.9681%
Astoria Gas Turbine Power | New York | X | X | X | 55243 | CT4-3B | 10235 | Combustion Turbine | 4 | 2023 | 2023 | Combustion turbine |  |  |  |  | 3.867 | 19249.7 | 1263.83 | 1.9363 | 0 | Y | 0 | 0 | 0 |  | 0 |  | 0 |  | 0 |  | 0 |  | 0 |  | 0 |  | 0 | 0 | Not Coal Steam or O/G Steam | 0 | 0 |  | 0.9681%
Astoria Gas Turbine Power | New York | X | X | X | 55243 | CT4-4A | 3509 | Combustion Turbine | 4 | 2023 | 2023 | Combustion turbine |  |  |  |  | 1.625 | 7831.7 | 513.84 | 1.1637 | 0 | Y | 0 | 0 | 0 |  | 0 |  | 0 |  | 0 |  | 0 |  | 0 |  | 0 |  | 0 | 0 | Not Coal Steam or O/G Steam | 0 | 0 |  | 0.5489%
Astoria Gas Turbine Power | New York | X | X | X | 55243 | CT4-4B | 10237 | Combustion Turbine | 4 | 2023 | 2023 | Combustion turbine |  |  |  |  | 1.574 | 7831.7 | 513.84 | 1.143 | 0 | Y | 0 | 0 | 0 |  | 0 |  | 0 |  | 0 |  | 0 |  | 0 |  | 0 |  | 0 | 0 | Not Coal Steam or O/G Steam | 0 | 0 |  | 0.5489%
Astoria Generating Station | New York | X | X | X | 8906 | 20 | 3485 | O/G Steam |  |  |  | Dry bottom wall-fired boiler |  |  |  | 173 | 2.92 | 93439.81 | 6911.02 | 2.2803 | 2.92 |  | 93439.81 | 6911.02 | 2.92 |  | 2.92 |  | 2.92 |  | 2.92 |  | 2.92 |  | 2.92 |  | 2.92 |  | 2.92 | 2.92 | Oil/Gas Steam Under 150 Tons (2019-2021 Average) | 0.0625 | 0.0625 |  | 0.7898%
Astoria Generating Station | New York | X | X | X | 8906 | 31RH | 90457 | O/G Steam |  |  |  | Dry bottom wall-fired boiler |  |  |  | 377 | 19.438 | 867999.467 | 146611.15 | 26.2003 | 19.438 |  | 867999.467 | 146611.15 | 19.438 |  | 19.438 |  | 19.438 |  | 19.438 |  | 19.438 |  | 19.438 |  | 19.438 |  | 19.438 | 19.438 | Oil/Gas Steam Under 150 Tons (2019-2021 Average) | 0.044788 | 0.044788 |  | 8.585%
Astoria Generating Station | New York | X | X | X | 8906 | 32SH | 90458 | O/G Steam |  |  |  | Dry bottom wall-fired boiler |  |  |  |  | 18.96 | 822944.615 | 146399.58 | 26.1977 | 18.96 |  | 822944.615 | 146399.58 | 18.96 |  | 18.96 |  | 18.96 |  | 18.96 |  | 18.96 |  | 18.96 |  | 18.96 |  | 18.96 | 18.96 | Oil/Gas Steam Under 150 Tons (2019-2021 Average) | 0.046078 | 0.046078 |  | 8.157%
Astoria Generating Station | New York | X | X | X | 8906 | 51RH | 90461 | O/G Steam |  |  |  | Tangentially-fired |  |  |  | 378 | 39.227 | 1785679.406 | 310479.34 | 33.44 | 39.227 |  | 1785679.406 | 310479.34 | 39.227 |  | 39.227 |  | 39.227 |  | 39.227 |  | 39.227 |  | 39.227 |  | 39.227 |  | 39.227 | 39.227 | Oil/Gas Steam Under 150 Tons (2019-2021 Average) | 0.043935 | 0.043935 |  | 9.74%
Astoria Generating Station | New York | X | X | X | 8906 | 52SH | 90462 | O/G Steam |  |  |  | Tangentially-fired |  |  |  |  | 43.709 | 1793040.215 | 310479.34 | 35.342 | 43.709 |  | 1793040.215 | 310479.34 | 43.709 |  | 43.709 |  | 43.709 |  | 43.709 |  | 43.709 |  | 43.709 |  | 43.709 |  | 43.709 | 43.709 | Oil/Gas Steam Under 150 Tons (2019-2021 Average) | 0.048754 | 0.048754 |  | 9.673%
Athens Generating Company | New York | X | X | X | 55405 | 1 | 8542 | Combined Cycle |  |  |  | Combined cycle | Y |  |  |  | 13.779 | 2915560.894 | 410927.1 | 10.797 | 13.779 |  | 2915560.894 | 410927.1 | 13.779 |  | 13.779 |  | 13.779 |  | 13.779 |  | 13.779 |  | 13.779 |  | 13.779 |  | 13.779 | 13.779 | Not Coal Steam or O/G Steam | 0.009452 | 0.009452 |  | 23.92%
Athens Generating Company | New York | X | X | X | 55405 | 2 | 8544 | Combined Cycle |  |  |  | Combined cycle | Y |  |  |  | 5.139 | 872970.43 | 121135.85 | 11.385 | 5.139 |  | 872970.43 | 121135.85 | 5.139 |  | 5.139 |  | 5.139 |  | 5.139 |  | 5.139 |  | 5.139 |  | 5.139 |  | 5.139 | 5.139 | Not Coal Steam or O/G Steam | 0.011774 | 0.011774 |  | 23.14%
Athens Generating Company | New York | X | X | X | 55405 | 3 | 8546 | Combined Cycle |  |  |  | Combined cycle | Y |  |  |  | 18.569 | 3657191.168 | 505421.38 | 18.4197 | 18.569 |  | 3657191.168 | 505421.38 | 18.569 |  | 18.569 |  | 18.569 |  | 18.569 |  | 18.569 |  | 18.569 |  | 18.569 |  | 18.569 | 18.569 | Not Coal Steam or O/G Steam | 0.010155 | 0.010155 |  | 37.61%
Batavia Energy | New York | X | X | X | 54593 | 1 | 3784 | Combined Cycle |  |  |  | Combined cycle |  |  |  |  | 9.248 | 151239.503 | 12005.56 | 4.7347 | 9.248 |  | 151239.503 | 12005.56 | 9.248 |  | 9.248 |  | 9.248 |  | 9.248 |  | 9.248 |  | 9.248 |  | 9.248 |  | 9.248 | 9.248 | Not Coal Steam or O/G Steam | 0.1223 | 0.1223 |  | 3.814%
Bayswater Peaking Facility | New York | X | X | X | 55699 | 1 | 8958 | Combustion Turbine |  |  |  | Combustion turbine | Y |  |  |  | 2.262 | 486078.384 | 44309.94 | 2.7303 | 2.262 |  | 486078.384 | 44309.94 | 2.262 |  | 2.262 |  | 2.262 |  | 2.262 |  | 2.262 |  | 2.262 |  | 2.262 |  | 2.262 | 2.262 | Not Coal Steam or O/G Steam | 0.0093071 | 0.0093071 |  | 25.3%
Bayswater Peaking Facility | New York | X | X | X | 55699 | 2 | 88310 | Combustion Turbine |  |  |  | Combustion turbine | Y |  |  |  | 1.322 | 245881.907 | 22685.28 | 1.4617 | 1.322 |  | 245881.907 | 22685.28 | 1.322 |  | 1.322 |  | 1.322 |  | 1.322 |  | 1.322 |  | 1.322 |  | 1.322 |  | 1.322 | 1.322 | Not Coal Steam or O/G Steam | 0.010753 | 0.010753 |  | 7.418%
Beaver Falls, LLC | New York | X | X | X | 10617 | 1 | 3560 | Combined Cycle |  |  |  | Combined cycle | Y |  |  |  | 0.616 | 34135.218 | 4029.67 | 0.38167 | 0.616 |  | 34135.218 | 4029.67 | 0.616 |  | 0.616 |  | 0.616 |  | 0.20481 | Optimize SCR | 0.20481 |  | 0.20481 |  | 0.20481 |  | 0.20481 | 0.20481 | Not Coal Steam or O/G Steam | 0.012 | 0.012 |  | 0.5925%
Bethlehem Energy Center (Albany) | New York | X | X | X | 2539 | 10001 | 1771 | Combined Cycle |  |  |  | Combined cycle | Y |  |  |  | 17.787 | 5807090.093 | 563456.02 | 16.7457 | 17.787 |  | 5807090.093 | 563456.02 | 17.787 |  | 17.787 |  | 17.787 |  | 17.787 |  | 17.787 |  | 17.787 |  | 17.787 |  | 17.787 | 17.787 | Not Coal Steam or O/G Steam | 0.006126 | 0.006126 |  | 55.88%
Bethlehem Energy Center (Albany) | New York | X | X | X | 2539 | 10002 | 1772 | Combined Cycle |  |  |  | Combined cycle | Y |  |  |  | 18.914 | 5929994.21 | 571140.66 | 16.892 | 18.914 |  | 5929994.21 | 571140.66 | 18.914 |  | 18.914 |  | 18.914 |  | 18.914 |  | 18.914 |  | 18.914 |  | 18.914 |  | 18.914 | 18.914 | Not Coal Steam or O/G Steam | 0.0063791 | 0.0063791 |  | 52.49%
Bethlehem Energy Center (Albany) | New York | X | X | X | 2539 | 10003 | 1773 | Combined Cycle |  |  |  | Combined cycle | Y |  |  |  | 21.872 | 5141886.228 | 495102.14 | 18.3383 | 21.872 |  | 5141886.228 | 495102.14 | 21.872 |  | 21.872 |  | 21.872 |  | 21.872 |  | 21.872 |  | 21.872 |  | 21.872 |  | 21.872 | 21.872 | Not Coal Steam or O/G Steam | 0.0085074 | 0.0085074 |  | 62.98%
Bethpage Energy Center | New York | X | X | X | 50292 | GT1 | 3647 | Combined Cycle |  |  |  | Combined cycle | [7 empty] | 10.9643 | [20 empty] | Not Coal Steam or O/G Steam | 0 | 0 |  | 12.26%
Bethpage Energy Center | New York | X | X | X | 50292 | GT2 | 3648 | Combined Cycle |  |  |  | Combined cycle |  |  |  |  | 41.41 | 718732.955 | 74538.71 | 28.4747 | 41.41 |  | 718732.955 | 74538.71 | 41.41 |  | 41.41 |  | 41.41 |  | 41.41 |  | 41.41 |  | 41.41 |  | 41.41 |  | 41.41 | 41.41 | Not Coal Steam or O/G Steam | 0.11523 | 0.11523 |  | 32.08%
Bethpage Energy Center | New York | X | X | X | 50292 | GT3 | 8438 | Combustion Turbine |  |  |  | Combustion turbine | Y |  |  |  | 2.412 | 688020.55 | 68642.13 | 1.6473 | 2.412 |  | 688020.55 | 68642.13 | 2.412 |  | 2.412 |  | 2.412 |  | 2.412 |  | 2.412 |  | 2.412 |  | 2.412 |  | 2.412 | 2.412 | Not Coal Steam or O/G Steam | 0.0070114 | 0.0070114 |  | 23.7%
Bethpage Energy Center | New York | X | X | X | 50292 | GT4 | 89507 | Combined Cycle |  |  |  | Combined cycle | Y |  |  |  | 4.205 | 1289275.312 | 149948.3 | 4.8017 | 4.205 |  | 1289275.312 | 149948.3 | 4.205 |  | 4.205 |  | 4.205 |  | 4.205 |  | 4.205 |  | 4.205 |  | 4.205 |  | 4.205 | 4.205 | Not Coal Steam or O/G Steam | 0.006523 | 0.006523 |  | 34.62%
Black River Generation, LLC | New York | X | X | X | 10464 | E0001 | 3547 | Biomass |  |  |  | Circulating fluidized bed boiler |  |  | Y |  | 64.43 | 964013.146 |  | 56.6093 | 64.43 |  | 964013.146 |  | 64.43 |  | 64.43 |  | 64.43 |  | 64.43 |  | 64.43 |  | 64.43 |  | 64.43 |  | 64.43 | 64.43 | Not Coal Steam or O/G Steam | 0.13367 | 0.13367 |  | 80.38%
Black River Generation, LLC | New York | X | X | X | 10464 | E0002 | 3548 | Biomass |  |  |  | Circulating fluidized bed boiler |  |  | Y |  | 64.497 | 962426.571 |  | 57.8947 | 64.497 |  | 962426.571 |  | 64.497 |  | 64.497 |  | 64.497 |  | 64.497 |  | 64.497 |  | 64.497 |  | 64.497 |  | 64.497 | 64.497 | Not Coal Steam or O/G Steam | 0.13403 | 0.13403 |  | 81.58%
Black River Generation, LLC | New York | X | X | X | 10464 | E0003 | 3549 | Biomass |  |  |  | Circulating fluidized bed boiler |  |  | Y |  | 65.972 | 986940.945 |  | 58.642 | 65.972 |  | 986940.945 |  | 65.972 |  | 65.972 |  | 65.972 |  | 65.972 |  | 65.972 |  | 65.972 |  | 65.972 |  | 65.972 | 65.972 | Not Coal Steam or O/G Steam | 0.13369 | 0.13369 |  | 83.07%
Bowline Generating Station | New York | X | X | X | 2625 | 1 | 1793 | O/G Steam |  |  |  | Tangentially-fired |  |  |  | 575 | 178.45 | 3312885.081 | 346112.98 | 149.6927 | 178.45 |  | 3312885.081 | 346112.98 | 178.45 |  | 178.45 |  | 178.45 |  | 178.45 |  | 178.45 |  | 178.45 |  | 178.45 |  | 178.45 | 178.45 | Oil/Gas Steam Under 150 Tons (2019-2021 Average) | 0.10773 | 0.10773 |  | 10.54%
Bowline Generating Station | New York | X | X | X | 2625 | 2 | 1794 | O/G Steam |  |  |  | Dry bottom wall-fired boiler |  |  |  | 562 | 120.427 | 2199599.89 | 205131.24 | 107.859 | 120.427 |  | 2199599.89 | 205131.24 | 120.427 |  | 120.427 |  | 120.427 |  | 120.427 |  | 120.427 |  | 120.427 |  | 120.427 |  | 120.427 | 120.427 | Oil/Gas Steam Under 150 Tons (2019-2021 Average) | 0.1095 | 0.1095 |  | 7.01%
Brentwood | New York | X | X | X | 7912 | BW01 | 8390 | Combustion Turbine |  |  |  | Combustion turbine | Y |  |  |  | 2.12 | 415487.986 | 41893.86 | 2.236 | 2.12 |  | 415487.986 | 41893.86 | 2.12 |  | 2.12 |  | 2.12 |  | 2.12 |  | 2.12 |  | 2.12 |  | 2.12 |  | 2.12 | 2.12 | Not Coal Steam or O/G Steam | 0.010205 | 0.010205 |  | 24.46%
Brooklyn Navy Yard Cogeneration | New York | X | X | X | 54914 | 1 | 3809 | Combined Cycle |  |  |  | Combined cycle | Y |  |  |  | 11.269 | 3371136.485 | 327688.17 | 11.9833 | 11.269 |  | 3371136.485 | 327688.17 | 11.269 |  | 11.269 |  | 11.269 |  | 11.269 |  | 11.269 |  | 11.269 |  | 11.269 |  | 11.269 | 11.269 | Not Coal Steam or O/G Steam | 0.0066856 | 0.0066856 |  | 66.84%
Brooklyn Navy Yard Cogeneration | New York | X | X | X | 54914 | 2 | 3810 | Combined Cycle |  |  |  | Combined cycle | Y |  |  |  | 10.291 | 3282388.331 | 321832.59 | 11.1243 | 10.291 |  | 3282388.331 | 321832.59 | 10.291 |  | 10.291 |  | 10.291 |  | 10.291 |  | 10.291 |  | 10.291 |  | 10.291 |  | 10.291 | 10.291 | Not Coal Steam or O/G Steam | 0.0062704 | 0.0062704 |  | 64.21%
Caithness Long Island Energy Center | New York | X | X | X | 56234 | 0001 | 89547 | Combined Cycle |  |  |  | Combined cycle | Y |  |  |  | 22.379 | 7445998.976 | 1098750.3 | 22.212 | 22.379 |  | 7445998.976 | 1098750.3 | 22.379 |  | 22.379 |  | 22.379 |  | 22.379 |  | 22.379 |  | 22.379 |  | 22.379 |  | 22.379 | 22.379 | Not Coal Steam or O/G Steam | 0.006011 | 0.006011 |  | 72.22%
Carr Street Generating Station | New York | X | X | X | 50978 | A | 3708 | Combined Cycle |  |  |  | Combined cycle | Y |  |  |  | 6.626 | 490328.692 | 41050.51 | 4.4313 | 6.626 |  | 490328.692 | 41050.51 | 6.626 |  | 6.626 |  | 6.626 |  | 2.942 | Optimize SCR | 2.942 |  | 2.942 |  | 2.942 |  | 2.942 | 2.942 | Not Coal Steam or O/G Steam | 0.012 | 0.012 |  | 19.4%
Carr Street Generating Station | New York | X | X | X | 50978 | B | 3709 | Combined Cycle |  |  |  | Combined cycle | Y |  |  |  | 6.852 | 490969.772 | 39537.9 | 4.518 | 6.852 |  | 490969.772 | 39537.9 | 6.852 |  | 6.852 |  | 6.852 |  | 2.9458 | Optimize SCR | 2.9458 |  | 2.9458 |  | 2.9458 |  | 2.9458 | 2.9458 | Not Coal Steam or O/G Steam | 0.012 | 0.012 |  | 18.61%
Carthage Energy | New York | X | X | X | 10620 | 1 | 3563 | Combined Cycle |  |  |  | Combined cycle |  |  |  |  | 8.795 | 42401.826 | 4684.64 | 4.3453 | 8.795 |  | 42401.826 | 4684.64 | 8.795 |  | 8.795 |  | 8.795 |  | 8.795 |  | 8.795 |  | 8.795 |  | 8.795 |  | 8.795 | 8.795 | Not Coal Steam or O/G Steam | 0.41484 | 0.41484 |  | 1.649%
Castleton Power, LLC | New York | X | X | X | 10190 | 1 | 3532 | Combined Cycle |  |  |  | Combined cycle |  |  |  |  | 7.636 | 309948.132 | 33944.13 | 10.7363 | 7.636 |  | 309948.132 | 33944.13 | 7.636 |  | 7.636 |  | 7.636 |  | 7.636 |  | 7.636 |  | 7.636 |  | 7.636 |  | 7.636 | 7.636 | Not Coal Steam or O/G Steam | 0.049273 | 0.049273 |  | 13.9%
Cayuga Operating Company, LLC | New York | X | X | X | 2535 | 1 | 1768 | Coal Steam | 10 | 2019 | 2023 | Tangentially-fired | Y |  | Y | 154 |  |  |  | 37.5817 | 0 | Y | 0 | 0 | 0 |  | 0 |  | 0 |  | 0 |  | 0 |  | 0 |  | 0 |  | 0 | 0 | Retired | 0 | 0 |  | 3.429%
Cayuga Operating Company, LLC | New York | X | X | X | 2535 | 2 | 1769 | Coal Steam | 10 | 2019 | 2023 | Tangentially-fired |  |  | Y | 140 |  |  |  |  | 0 | Y | 0 | 0 | 0 |  | 0 |  | 0 |  | 0 |  | 0 |  | 0 |  | 0 |  | 0 | 0 | Retired | 0 | 0
Cricket Valley Energy Center | New York | X | X | X | 57185 | U001 | 91214 | Combined Cycle |  |  |  | Combined cycle | Y |  |  |  | 15.989 | 6265062.497 | 916201.55 | 10.599 | 15.989 |  | 6265062.497 | 916201.55 | 15.989 |  | 15.989 |  | 15.989 |  | 15.989 |  | 15.989 |  | 15.989 |  | 15.989 |  | 15.989 | 15.989 | Not Coal Steam or O/G Steam | 0.0051042 | 0.0051042 |  | 38.06%
Cricket Valley Energy Center | New York | X | X | X | 57185 | U002 | 91215 | Combined Cycle |  |  |  | Combined cycle | Y |  |  |  | 17.743 | 6668417.78 | 990485.38 | 12.1883 | 17.743 |  | 6668417.78 | 990485.38 | 17.743 |  | 17.743 |  | 17.743 |  | 17.743 |  | 17.743 |  | 17.743 |  | 17.743 |  | 17.743 | 17.743 | Not Coal Steam or O/G Steam | 0.0053215 | 0.0053215 |  | 42.2%
Cricket Valley Energy Center | New York | X | X | X | 57185 | U003 | 91216 | Combined Cycle |  |  |  | Combined cycle | Y |  |  |  | 17.398 | 6641570.738 | 979672.78 | 10.4653 | 17.398 |  | 6641570.738 | 979672.78 | 17.398 |  | 17.398 |  | 17.398 |  | 17.398 |  | 17.398 |  | 17.398 |  | 17.398 |  | 17.398 | 17.398 | Not Coal Steam or O/G Steam | 0.0052391 | 0.0052391 |  | 38.57%
Danskammer Generating Station | New York | X | X | X | 2480 | 1 | 1606 | O/G Steam |  |  |  | Tangentially-fired |  |  |  | 71 | 0.542 | 12554.427 | 929 | 0.50567 | 0.542 |  | 12554.427 | 929 | 0.542 |  | 0.542 |  | 0.542 |  | 0.542 |  | 0.542 |  | 0.542 |  | 0.542 |  | 0.542 | 0.542 | O/G Steam Under 100 MW | 0.086344 | 0.086344 |  | 0.1764%
Danskammer Generating Station | New York | X | X | X | 2480 | 2 | 1607 | O/G Steam |  |  |  | Tangentially-fired |  |  |  | 66 | 0.434 | 9027.848 | 533 | 0.421 | 0.434 |  | 9027.848 | 533 | 0.434 |  | 0.434 |  | 0.434 |  | 0.434 |  | 0.434 |  | 0.434 |  | 0.434 |  | 0.434 | 0.434 | O/G Steam Under 100 MW | 0.096147 | 0.096147 |  | 0.2184%
Danskammer Generating Station | New York | X | X | X | 2480 | 3 | 1608 | O/G Steam |  |  |  | Tangentially-fired |  |  |  | 138 | 0.628 | 14909.92 | 1435 | 0.716 | 0.628 |  | 14909.92 | 1435 | 0.628 |  | 0.628 |  | 0.628 |  | 0.628 |  | 0.628 |  | 0.628 |  | 0.628 |  | 0.628 | 0.628 | Oil/Gas Steam Under 150 Tons (2019-2021 Average) | 0.084239 | 0.084239 |  | 0.1401%
Danskammer Generating Station | New York | X | X | X | 2480 | 4 | 1609 | O/G Steam |  |  |  | Tangentially-fired |  |  |  | 222 | 2.483 | 51278.153 | 5175.24 | 1.989 | 2.483 |  | 51278.153 | 5175.24 | 2.483 |  | 2.483 |  | 2.483 |  | 2.483 |  | 2.483 |  | 2.483 |  | 2.483 |  | 2.483 | 2.483 | Oil/Gas Steam Under 150 Tons (2019-2021 Average) | 0.096844 | 0.096844 |  | 0.472%
E F Barrett | New York | X | X | X | 2511 | 10 | 1719 | O/G Steam |  |  |  | Tangentially-fired |  |  |  | 193 | 151.071 | 3386884.31 | 340644.2 | 158.8923 | 151.071 |  | 3386884.31 | 340644.2 | 151.071 |  | 151.071 |  | 151.071 |  | 151.071 |  | 151.071 |  | 151.071 |  | 151.071 |  | 100.9371 | 50.8033 | O/G Steam SCR Retrofit | 0.089209 | 0.03 |  | 45.57%
E F Barrett | New York | X | X | X | 2511 | 20 | 1720 | O/G Steam |  |  |  | Tangentially-fired |  |  |  | 193 | 108.731 | 3963795.096 | 401699.81 | 92.2363 | 108.731 |  | 3963795.096 | 401699.81 | 108.731 |  | 108.731 |  | 108.731 |  | 108.731 |  | 108.731 |  | 108.731 |  | 108.731 |  | 108.731 | 108.731 | Oil/Gas Steam Under 150 Tons (2019-2021 Average) | 0.054862 | 0.054862 |  | 46.63%
E F Barrett | New York | X | X | X | 2511 | U00012 | 1729 | Combustion Turbine |  |  |  | Combustion turbine |  |  |  |  | 24.391 | 118111.7 | 7263 | 17.4733 | 24.391 |  | 118111.7 | 7263 | 24.391 |  | 24.391 |  | 24.391 |  | 24.391 |  | 24.391 |  | 24.391 |  | 24.391 |  | 24.391 | 24.391 | Not Coal Steam or O/G Steam | 0.41302 | 0.41302 |  | 8.496%
E F Barrett | New York | X | X | X | 2511 | U00013 | 1730 | Combustion Turbine |  |  |  | Combustion turbine |  |  |  |  | 24.391 | 118111.7 | 7263 | 17.4733 | 24.391 |  | 118111.7 | 7263 | 24.391 |  | 24.391 |  | 24.391 |  | 24.391 |  | 24.391 |  | 24.391 |  | 24.391 |  | 24.391 | 24.391 | Not Coal Steam or O/G Steam | 0.41302 | 0.41302 |  | 8.496%
E F Barrett | New York | X | X | X | 2511 | U00014 | 1731 | Combustion Turbine |  |  |  | Combustion turbine |  |  |  |  | 25.621 | 124078.5 | 7634 | 16.9827 | 25.621 |  | 124078.5 | 7634 | 25.621 |  | 25.621 |  | 25.621 |  | 25.621 |  | 25.621 |  | 25.621 |  | 25.621 |  | 25.621 | 25.621 | Not Coal Steam or O/G Steam | 0.41298 | 0.41298 |  | 8.251%
E F Barrett | New York | X | X | X | 2511 | U00015 | 1732 | Combustion Turbine |  |  |  | Combustion turbine |  |  |  |  | 25.621 | 124078.5 | 7634 | 16.9827 | 25.621 |  | 124078.5 | 7634 | 25.621 |  | 25.621 |  | 25.621 |  | 25.621 |  | 25.621 |  | 25.621 |  | 25.621 |  | 25.621 | 25.621 | Not Coal Steam or O/G Steam | 0.41298 | 0.41298 |  | 8.251%
E F Barrett | New York | X | X | X | 2511 | U00016 | 1733 | Combustion Turbine |  |  |  | Combustion turbine |  |  |  |  | 35.537 | 171772.5 | 10574 | 27.7183 | 35.537 |  | 171772.5 | 10574 | 35.537 |  | 35.537 |  | 35.537 |  | 35.537 |  | 35.537 |  | 35.537 |  | 35.537 |  | 35.537 | 35.537 | Not Coal Steam or O/G Steam | 0.41377 | 0.41377 |  | 13.44%
E F Barrett | New York | X | X | X | 2511 | U00017 | 1734 | Combustion Turbine |  |  |  | Combustion turbine |  |  |  |  | 35.537 | 171772.5 | 10574 | 27.7183 | 35.537 |  | 171772.5 | 10574 | 35.537 |  | 35.537 |  | 35.537 |  | 35.537 |  | 35.537 |  | 35.537 |  | 35.537 |  | 35.537 | 35.537 | Not Coal Steam or O/G Steam | 0.41377 | 0.41377 |  | 13.44%
E F Barrett | New York | X | X | X | 2511 | U00018 | 1735 | Combustion Turbine |  |  |  | Combustion turbine |  |  |  |  | 32.172 | 155805.2 | 9585 | 20.327 | 32.172 |  | 155805.2 | 9585 | 32.172 |  | 32.172 |  | 32.172 |  | 32.172 |  | 32.172 |  | 32.172 |  | 32.172 |  | 32.172 | 32.172 | Not Coal Steam or O/G Steam | 0.41298 | 0.41298 |  | 9.895%
E F Barrett | New York | X | X | X | 2511 | U00019 | 1736 | Combustion Turbine |  |  |  | Combustion turbine |  |  |  |  | 32.172 | 155805.2 | 9585 | 20.327 | 32.172 |  | 155805.2 | 9585 | 32.172 |  | 32.172 |  | 32.172 |  | 32.172 |  | 32.172 |  | 32.172 |  | 32.172 |  | 32.172 | 32.172 | Not Coal Steam or O/G Steam | 0.41298 | 0.41298 |  | 9.895%
East River | New York | X | X | X | 2493 | 1 | 1614 | Combustion Turbine |  |  |  | Combined cycle | Y |  |  |  | 17.609 | 5094978.25 | 461441 | 18.3087 | 17.609 |  | 5094978.25 | 461441 | 17.609 |  | 17.609 |  | 17.609 |  | 17.609 |  | 17.609 |  | 17.609 |  | 17.609 |  | 17.609 | 17.609 | Not Coal Steam or O/G Steam | 0.0069123 | 0.0069123 |  | 43.95%
East River | New York | X | X | X | 2493 | 2 | 1615 | Combustion Turbine |  |  |  | Combined cycle | Y |  |  |  | 19.215 | 5274898.525 | 485425.25 | 18.1027 | 19.215 |  | 5274898.525 | 485425.25 | 19.215 |  | 19.215 |  | 19.215 |  | 19.215 |  | 19.215 |  | 19.215 |  | 19.215 |  | 19.215 | 19.215 | Not Coal Steam or O/G Steam | 0.0072854 | 0.0072854 |  | 43.61%
East River | New York | X | X | X | 2493 | 60 | 1617 | O/G Steam |  |  |  | Dry bottom wall-fired boiler |  |  |  | 145 | 247.267 | 3568169.05 |  | 225.0127 | 247.267 |  | 3568169.05 |  | 247.267 |  | 247.267 |  | 247.267 |  | 247.267 |  | 247.267 |  | 247.267 |  | 247.267 |  | 150.3948 | 53.5225 | O/G Steam SCR Retrofit | 0.1386 | 0.03 |  | 48.15%
East River | New York | X | X | X | 2493 | 70 | 1618 | O/G Steam |  |  |  | Dry bottom wall-fired boiler |  |  |  | 182 | 76.586 | 1487220 |  | 55.6503 | 76.586 |  | 1487220 |  | 76.586 |  | 76.586 |  | 76.586 |  | 76.586 |  | 76.586 |  | 76.586 |  | 76.586 |  | 76.586 | 76.586 | Oil/Gas Steam Under 150 Tons (2019-2021 Average) | 0.10299 | 0.10299 |  | 14.91%
Edgewood Energy | New York | X | X | X | 55786 | CT01 | 10132 | Combustion Turbine |  |  |  | Combustion turbine | Y |  |  |  | 2.184 | 529227.057 | 52097.57 | 1.6 | 2.184 |  | 529227.057 | 52097.57 | 2.184 |  | 2.184 |  | 2.184 |  | 2.184 |  | 2.184 |  | 2.184 |  | 2.184 |  | 2.184 | 2.184 | Not Coal Steam or O/G Steam | 0.0082535 | 0.0082535 |  | 20.07%
Edgewood Energy | New York | X | X | X | 55786 | CT02 | 10133 | Combustion Turbine |  |  |  | Combustion turbine | Y |  |  |  | 1.728 | 430060.136 | 41572.08 | 1.3717 | 1.728 |  | 430060.136 | 41572.08 | 1.728 |  | 1.728 |  | 1.728 |  | 1.728 |  | 1.728 |  | 1.728 |  | 1.728 |  | 1.728 | 1.728 | Not Coal Steam or O/G Steam | 0.0080361 | 0.0080361 |  | 17.7%
Empire Generating Co, LLC | New York | X | X | X | 56259 | CT-1 | 89574 | Combined Cycle |  |  |  | Combined cycle | Y |  |  |  | 22.693 | 6428842.448 | 901675.27 | 21.62 | 22.693 |  | 6428842.448 | 901675.27 | 22.693 |  | 22.693 |  | 22.693 |  | 22.693 |  | 22.693 |  | 22.693 |  | 22.693 |  | 22.693 | 22.693 | Not Coal Steam or O/G Steam | 0.0070597 | 0.0070597 |  | 58.04%
Empire Generating Co, LLC | New York | X | X | X | 56259 | CT-2 | 89575 | Combined Cycle |  |  |  | Combined cycle | Y |  |  |  | 21.583 | 6286850.356 | 884404.6 | 19.9757 | 21.583 |  | 6286850.356 | 884404.6 | 21.583 |  | 21.583 |  | 21.583 |  | 21.583 |  | 21.583 |  | 21.583 |  | 21.583 |  | 21.583 | 21.583 | Not Coal Steam or O/G Steam | 0.0068661 | 0.0068661 |  | 56.32%
Equus Power I | New York | X | X | X | 56032 | 0001 | 89349 | Combustion Turbine |  |  |  | Combustion turbine | Y |  |  |  | 2.703 | 440218.915 | 44276.66 | 2.066 | 2.703 |  | 440218.915 | 44276.66 | 2.703 |  | 2.703 |  | 2.703 |  | 2.703 |  | 2.703 |  | 2.703 |  | 2.703 |  | 2.703 | 2.703 | Not Coal Steam or O/G Steam | 0.01228 | 0.01228 |  | 17.33%
Fortistar North Tonawanda Inc | New York | X | X | X | 54131 | NTCT1 | 3754 | Combined Cycle |  |  |  | Combined cycle |  |  |  |  | 2.112 | 45108.1 | 3690.44 | 3.4823 | 2.112 |  | 45108.1 | 3690.44 | 2.112 |  | 2.112 |  | 2.112 |  | 2.112 |  | 2.112 |  | 2.112 |  | 2.112 |  | 2.112 | 2.112 | Not Coal Steam or O/G Steam | 0.093642 | 0.093642 |  | 4.083%
Freeport Power Plant No. 2 | New York | X | X | X | 2679 | 5 | 88098 | Combustion Turbine |  |  |  | Combustion turbine | Y |  |  |  | 2.747 | 408548.775 | 40604.5 | 1.2983 | 2.747 |  | 408548.775 | 40604.5 | 2.747 |  | 2.747 |  | 2.747 |  | 2.747 |  | 2.747 |  | 2.747 |  | 2.747 |  | 2.747 | 2.747 | Not Coal Steam or O/G Steam | 0.013448 | 0.013448 |  | 10.55%
Glenwood | New York | X | X | X | 2514 | U00020 | 1741 | Combustion Turbine |  |  |  | Combustion turbine |  |  |  |  | 11.974 | 41505.9 | 3040 | 5.1733 | 11.974 |  | 41505.9 | 3040 | 11.974 |  | 11.974 |  | 11.974 |  | 11.974 |  | 11.974 |  | 11.974 |  | 11.974 |  | 11.974 | 11.974 | Not Coal Steam or O/G Steam | 0.57698 | 0.57698 |  | 0.7377%
Glenwood | New York | X | X | X | 2514 | U00021 | 1742 | Combustion Turbine |  |  |  | Combustion turbine |  |  |  |  | 6.086 | 21096.6 | 1530 | 3.0063 | 6.086 |  | 21096.6 | 1530 | 6.086 |  | 6.086 |  | 6.086 |  | 6.086 |  | 6.086 |  | 6.086 |  | 6.086 |  | 6.086 | 6.086 | Not Coal Steam or O/G Steam | 0.57697 | 0.57697 |  | 0.4287%
Glenwood Landing Energy Center | New York | X | X | X | 7869 | UGT012 | 10031 | Combustion Turbine |  |  |  | Combustion turbine | Y |  |  |  | 2.712 | 517379.85 | 52657.25 | 2.1373 | 2.712 |  | 517379.85 | 52657.25 | 2.712 |  | 2.712 |  | 2.712 |  | 2.712 |  | 2.712 |  | 2.712 |  | 2.712 |  | 2.712 | 2.712 | Not Coal Steam or O/G Steam | 0.010484 | 0.010484 |  | 21.56%
Glenwood Landing Energy Center | New York | X | X | X | 7869 | UGT013 | 10032 | Combustion Turbine |  |  |  | Combustion turbine | Y |  |  |  | 2.418 | 405105.825 | 41346.5 | 2.024 | 2.418 |  | 405105.825 | 41346.5 | 2.418 |  | 2.418 |  | 2.418 |  | 2.418 |  | 2.418 |  | 2.418 |  | 2.418 |  | 2.418 | 2.418 | Not Coal Steam or O/G Steam | 0.011938 | 0.011938 |  | 18.83%
Greenidge Generation LLC | New York | X | X | X | 2527 | 6 | 1759 | O/G Steam |  |  |  | Tangentially-fired | Y |  |  | 104 | 27.404 | 2332721.07 | 227916.89 | 19.796 | 27.404 |  | 2332721.07 | 227916.89 | 27.404 |  | 27.404 |  | 27.404 |  | 27.404 |  | 27.404 |  | 27.404 |  | 27.404 |  | 27.404 | 27.404 | Existing SCR | 0.023495 | 0.023495 |  | 34.64%
Harlem River Yard | New York | X | X | X | 7914 | HR01 | 8396 | Combustion Turbine |  |  |  | Combustion turbine | Y |  |  |  | 1.245 | 256147.548 | 25350.45 | 1.128 | 1.245 |  | 256147.548 | 25350.45 | 1.245 |  | 1.245 |  | 1.245 |  | 1.245 |  | 1.245 |  | 1.245 |  | 1.245 |  | 1.245 | 1.245 | Not Coal Steam or O/G Steam | 0.009721 | 0.009721 |  | 13.09%
Harlem River Yard | New York | X | X | X | 7914 | HR02 | 8398 | Combustion Turbine |  |  |  | Combustion turbine | Y |  |  |  | 1.061 | 223396.204 | 22685.46 | 0.81567 | 1.061 |  | 223396.204 | 22685.46 | 1.061 |  | 1.061 |  | 1.061 |  | 1.061 |  | 1.061 |  | 1.061 |  | 1.061 |  | 1.061 | 1.061 | Not Coal Steam or O/G Steam | 0.0094988 | 0.0094988 |  | 9.324%
Hawkeye Energy Greenport, LLC | New York | X | X | X | 55969 | U-01 | 88363 | Combustion Turbine |  |  |  | Combustion turbine | Y |  |  |  | 3.409 | 276389.933 | 26234.6 | 4.438 | 3.409 |  | 276389.933 | 26234.6 | 3.409 |  | 3.409 |  | 3.409 |  | 3.409 |  | 3.409 |  | 3.409 |  | 3.409 |  | 3.409 | 3.409 | Not Coal Steam or O/G Steam | 0.024668 | 0.024668 |  | 17.57%
Hell Gate | New York | X | X | X | 7913 | HG01 | 8392 | Combustion Turbine |  |  |  | Combustion turbine | Y |  |  |  | 1.191 | 238992.881 | 23736.39 | 1.1517 | 1.191 |  | 238992.881 | 23736.39 | 1.191 |  | 1.191 |  | 1.191 |  | 1.191 |  | 1.191 |  | 1.191 |  | 1.191 |  | 1.191 | 1.191 | Not Coal Steam or O/G Steam | 0.0099668 | 0.0099668 |  | 12.9%
Hell Gate | New York | X | X | X | 7913 | HG02 | 8394 | Combustion Turbine |  |  |  | Combustion turbine | Y |  |  |  | 1.081 | 222693.761 | 20774 | 0.84067 | 1.081 |  | 222693.761 | 20774 | 1.081 |  | 1.081 |  | 1.081 |  | 1.081 |  | 1.081 |  | 1.081 |  | 1.081 |  | 1.081 | 1.081 | Not Coal Steam or O/G Steam | 0.0097084 | 0.0097084 |  | 9.483%
Hillburn | New York | X | X | X | 2628 | 001 | 1795 | Combustion Turbine |  |  |  | Combustion turbine |  |  |  |  | 0.263 | 1503.203 | 71 | 0.56467 | 0.263 |  | 1503.203 | 71 | 0.263 |  | 0.263 |  | 0.263 |  | 0.263 |  | 0.263 |  | 0.263 |  | 0.263 |  | 0.263 | 0.263 | Not Coal Steam or O/G Steam | 0.34992 | 0.34992 |  | 0.1136%
Holtsville Facility | New York | X | X | X | 8007 | U00001 | 3402 | Combustion Turbine |  |  |  | Combustion turbine |  |  |  |  | 6.751 | 27425.6 | 1983 | 5.6037 | 6.751 |  | 27425.6 | 1983 | 6.751 |  | 6.751 |  | 6.751 |  | 6.751 |  | 6.751 |  | 6.751 |  | 6.751 |  | 6.751 | 6.751 | Not Coal Steam or O/G Steam | 0.49231 | 0.49231 |  | 1.843%
Holtsville Facility | New York | X | X | X | 8007 | U00002 | 3403 | Combustion Turbine |  |  |  | Combustion turbine |  |  |  |  | 6.862 | 27425.6 | 1983 | 5.6087 | 6.862 |  | 27425.6 | 1983 | 6.862 |  | 6.862 |  | 6.862 |  | 6.862 |  | 6.862 |  | 6.862 |  | 6.862 |  | 6.862 | 6.862 | Not Coal Steam or O/G Steam | 0.50041 | 0.50041 |  | 1.843%
Holtsville Facility | New York | X | X | X | 8007 | U00003 | 3404 | Combustion Turbine |  |  |  | Combustion turbine |  |  |  |  | 3.291 | 13279.2 | 960 | 1.634 | 3.291 |  | 13279.2 | 960 | 3.291 |  | 3.291 |  | 3.291 |  | 3.291 |  | 3.291 |  | 3.291 |  | 3.291 |  | 3.291 | 3.291 | Not Coal Steam or O/G Steam | 0.49566 | 0.49566 |  | 0.4811%
Holtsville Facility | New York | X | X | X | 8007 | U00004 | 3405 | Combustion Turbine |  |  |  | Combustion turbine |  |  |  |  | 3.722 | 13265.3 | 959 | 1.9277 | 3.722 |  | 13265.3 | 959 | 3.722 |  | 3.722 |  | 3.722 |  | 3.722 |  | 3.722 |  | 3.722 |  | 3.722 |  | 3.722 | 3.722 | Not Coal Steam or O/G Steam | 0.56116 | 0.56116 |  | 0.4731%
Holtsville Facility | New York | X | X | X | 8007 | U00005 | 3406 | Combustion Turbine |  |  |  | Combustion turbine |  |  |  |  | 4.975 | 19271.8 | 1392 | 3.7483 | 4.975 |  | 19271.8 | 1392 | 4.975 |  | 4.975 |  | 4.975 |  | 4.975 |  | 4.975 |  | 4.975 |  | 4.975 |  | 4.975 | 4.975 | Not Coal Steam or O/G Steam | 0.5163 | 0.5163 |  | 1.093%
Holtsville Facility | New York | X | X | X | 8007 | U00006 | 3407 | Combustion Turbine |  |  |  | Combustion turbine |  |  |  |  | 5.356 | 19244.4 | 1390 | 4.188 | 5.356 |  | 19244.4 | 1390 | 5.356 |  | 5.356 |  | 5.356 |  | 5.356 |  | 5.356 |  | 5.356 |  | 5.356 |  | 5.356 | 5.356 | Not Coal Steam or O/G Steam | 0.55663 | 0.55663 |  | 1.092%
Holtsville Facility | New York | X | X | X | 8007 | U00007 | 3408 | Combustion Turbine |  |  |  | Combustion turbine |  |  |  |  | 2.453 | 9265 | 670 | 2.3483 | 2.453 |  | 9265 | 670 | 2.453 |  | 2.453 |  | 2.453 |  | 2.453 |  | 2.453 |  | 2.453 |  | 2.453 |  | 2.453 | 2.453 | Not Coal Steam or O/G Steam | 0.52952 | 0.52952 |  | 0.7502%
Holtsville Facility | New York | X | X | X | 8007 | U00008 | 3409 | Combustion Turbine |  |  |  | Combustion turbine |  |  |  |  | 2.439 | 9251.1 | 669 | 2.3573 | 2.439 |  | 9251.1 | 669 | 2.439 |  | 2.439 |  | 2.439 |  | 2.439 |  | 2.439 |  | 2.439 |  | 2.439 |  | 2.439 | 2.439 | Not Coal Steam or O/G Steam | 0.52729 | 0.52729 |  | 0.7499%
Holtsville Facility | New York | X | X | X | 8007 | U00009 | 3410 | Combustion Turbine |  |  |  | Combustion turbine |  |  |  |  | 4.114 | 14201.5 | 1027 | 2.7467 | 4.114 |  | 14201.5 | 1027 | 4.114 |  | 4.114 |  | 4.114 |  | 4.114 |  | 4.114 |  | 4.114 |  | 4.114 |  | 4.114 | 4.114 | Not Coal Steam or O/G Steam | 0.57938 | 0.57938 |  | 0.6408%
Holtsville Facility | New York | X | X | X | 8007 | U00010 | 3411 | Combustion Turbine |  |  |  | Combustion turbine |  |  |  |  | 3.135 | 12175.4 | 881 | 2.2497 | 3.135 |  | 12175.4 | 881 | 3.135 |  | 3.135 |  | 3.135 |  | 3.135 |  | 3.135 |  | 3.135 |  | 3.135 |  | 3.135 | 3.135 | Not Coal Steam or O/G Steam | 0.51497 | 0.51497 |  | 0.5966%
Holtsville Facility | New York | X | X | X | 8007 | U00011 | 3412 | Combustion Turbine |  |  |  | Combustion turbine |  |  |  |  | 9.476 | 34147.5 | 2471 | 7.486 | 9.476 |  | 34147.5 | 2471 | 9.476 |  | 9.476 |  | 9.476 |  | 9.476 |  | 9.476 |  | 9.476 |  | 9.476 |  | 9.476 | 9.476 | Not Coal Steam or O/G Steam | 0.555 | 0.555 |  | 2.066%
Holtsville Facility | New York | X | X | X | 8007 | U00012 | 3413 | Combustion Turbine |  |  |  | Combustion turbine |  |  |  |  | 8.233 | 34147.5 | 2471 | 6.291 | 8.233 |  | 34147.5 | 2471 | 8.233 |  | 8.233 |  | 8.233 |  | 8.233 |  | 8.233 |  | 8.233 |  | 8.233 |  | 8.233 | 8.233 | Not Coal Steam or O/G Steam | 0.4822 | 0.4822 |  | 2.066%
Holtsville Facility | New York | X | X | X | 8007 | U00013 | 3414 | Combustion Turbine |  |  |  | Combustion turbine |  |  |  |  | 3.19 | 11924.4 | 862 | 4.1613 | 3.19 |  | 11924.4 | 862 | 3.19 |  | 3.19 |  | 3.19 |  | 3.19 |  | 3.19 |  | 3.19 |  | 3.19 |  | 3.19 | 3.19 | Not Coal Steam or O/G Steam | 0.53504 | 0.53504 |  | 1.177%
Holtsville Facility | New York | X | X | X | 8007 | U00014 | 3415 | Combustion Turbine |  |  |  | Combustion turbine |  |  |  |  | 2.781 | 11924.4 | 862 | 3.4827 | 2.781 |  | 11924.4 | 862 | 2.781 |  | 2.781 |  | 2.781 |  | 2.781 |  | 2.781 |  | 2.781 |  | 2.781 |  | 2.781 | 2.781 | Not Coal Steam or O/G Steam | 0.46644 | 0.46644 |  | 1.176%
Holtsville Facility | New York | X | X | X | 8007 | U00015 | 3416 | Combustion Turbine |  |  |  | Combustion turbine |  |  |  |  | 2.438 | 8752.6 | 633 | 4.398 | 2.438 |  | 8752.6 | 633 | 2.438 |  | 2.438 |  | 2.438 |  | 2.438 |  | 2.438 |  | 2.438 |  | 2.438 |  | 2.438 | 2.438 | Not Coal Steam or O/G Steam | 0.55709 | 0.55709 |  | 1.238%
Holtsville Facility | New York | X | X | X | 8007 | U00016 | 3417 | Combustion Turbine |  |  |  | Combustion turbine |  |  |  |  | 2.144 | 8752.6 | 633 | 3.6457 | 2.144 |  | 8752.6 | 633 | 2.144 |  | 2.144 |  | 2.144 |  | 2.144 |  | 2.144 |  | 2.144 |  | 2.144 |  | 2.144 | 2.144 | Not Coal Steam or O/G Steam | 0.48991 | 0.48991 |  | 1.238%
Holtsville Facility | New York | X | X | X | 8007 | U00017 | 3418 | Combustion Turbine |  |  |  | Combustion turbine |  |  |  |  | 5.159 | 21011.1 | 1516 | 4.5137 | 5.159 |  | 21011.1 | 1516 | 5.159 |  | 5.159 |  | 5.159 |  | 5.159 |  | 5.159 |  | 5.159 |  | 5.159 |  | 5.159 | 5.159 | Not Coal Steam or O/G Steam | 0.49107 | 0.49107 |  | 1.471%
Holtsville Facility | New York | X | X | X | 8007 | U00018 | 3419 | Combustion Turbine |  |  |  | Combustion turbine |  |  |  |  | 5.229 | 21011.1 | 1516 | 4.9983 | 5.229 |  | 21011.1 | 1516 | 5.229 |  | 5.229 |  | 5.229 |  | 5.229 |  | 5.229 |  | 5.229 |  | 5.229 |  | 5.229 | 5.229 | Not Coal Steam or O/G Steam | 0.49774 | 0.49774 |  | 1.447%
Holtsville Facility | New York | X | X | X | 8007 | U00019 | 3420 | Combustion Turbine |  |  |  | Combustion turbine |  |  |  |  | 6.365 | 23857.1 | 1721 | 3.6933 | 6.365 |  | 23857.1 | 1721 | 6.365 |  | 6.365 |  | 6.365 |  | 6.365 |  | 6.365 |  | 6.365 |  | 6.365 |  | 6.365 | 6.365 | Not Coal Steam or O/G Steam | 0.53359 | 0.53359 |  | 0.9914%
Holtsville Facility | New York | X | X | X | 8007 | U00020 | 3421 | Combustion Turbine |  |  |  | Combustion turbine |  |  |  |  | 6.359 | 23857.1 | 1721 | 3.6753 | 6.359 |  | 23857.1 | 1721 | 6.359 |  | 6.359 |  | 6.359 |  | 6.359 |  | 6.359 |  | 6.359 |  | 6.359 |  | 6.359 | 6.359 | Not Coal Steam or O/G Steam | 0.53309 | 0.53309 |  | 0.9914%
Indeck-Corinth Energy Center | New York | X | X | X | 50458 | 1 | 3663 | Combined Cycle |  |  |  | Combined cycle | Y |  |  |  | 22.988 | 1781276.025 | 220794.75 | 24.5433 | 22.988 |  | 1781276.025 | 220794.75 | 22.988 |  | 22.988 |  | 22.988 |  | 10.6877 | Optimize SCR | 10.6877 |  | 10.6877 |  | 10.6877 |  | 10.6877 | 10.6877 | Not Coal Steam or O/G Steam | 0.012 | 0.012 |  | 41.99%
Indeck-Olean Energy Center | New York | X | X | X | 54076 | 1 | 3747 | Combined Cycle |  |  |  | Combined cycle | Y |  |  |  | 6.956 | 376215.625 | 42457.75 | 8.292 | 6.956 |  | 376215.625 | 42457.75 | 6.956 |  | 6.956 |  | 6.956 |  | 2.2573 | Optimize SCR | 2.2573 |  | 2.2573 |  | 2.2573 |  | 2.2573 | 2.2573 | Not Coal Steam or O/G Steam | 0.012 | 0.012 |  | 15.26%
Indeck-Oswego Energy Center | New York | X | X | X | 50450 | 1 | 3661 | Combined Cycle |  |  |  | Combined cycle |  |  |  |  | 10.155 | 171079.6 | 19183.5 | 10.0117 | 10.155 |  | 171079.6 | 19183.5 | 10.155 |  | 10.155 |  | 10.155 |  | 10.155 |  | 10.155 |  | 10.155 |  | 10.155 |  | 10.155 | 10.155 | Not Coal Steam or O/G Steam | 0.11872 | 0.11872 |  | 8.124%
Indeck-Silver Springs Energy Center | New York | X | X | X | 50449 | 1 | 3660 | Combined Cycle |  |  |  | Combined cycle |  |  |  |  | 11.914 | 211097.475 | 21671.75 | 14.1533 | 11.914 |  | 211097.475 | 21671.75 | 11.914 |  | 11.914 |  | 11.914 |  | 11.914 |  | 11.914 |  | 11.914 |  | 11.914 |  | 11.914 | 11.914 | Not Coal Steam or O/G Steam | 0.11288 | 0.11288 |  | 10.51%
Indeck-Yerkes Energy Center | New York | X | X | X | 50451 | 1 | 3662 | Combined Cycle |  |  |  | Combined cycle |  |  |  |  | 14.065 | 188101.05 | 19760.25 | 13.8863 | 14.065 |  | 188101.05 | 19760.25 | 14.065 |  | 14.065 |  | 14.065 |  | 14.065 |  | 14.065 |  | 14.065 |  | 14.065 |  | 14.065 | 14.065 | Not Coal Steam or O/G Steam | 0.14955 | 0.14955 |  | 8.008%
Independence | New York | X | X | X | 54547 | 1 | 3774 | Combined Cycle |  |  |  | Combined cycle | Y |  |  |  | 20.208 | 3514986.536 | 490374.75 | 26.2583 | 20.208 |  | 3514986.536 | 490374.75 | 20.208 |  | 20.208 |  | 20.208 |  | 20.208 |  | 20.208 |  | 20.208 |  | 20.208 |  | 20.208 | 20.208 | Not Coal Steam or O/G Steam | 0.011498 | 0.011498 |  | 42.99%
Independence | New York | X | X | X | 54547 | 2 | 3775 | Combined Cycle |  |  |  | Combined cycle | Y |  |  |  | 19.825 | 3318165.164 | 465573.5 | 27.0537 | 19.825 |  | 3318165.164 | 465573.5 | 19.825 |  | 19.825 |  | 19.825 |  | 19.825 |  | 19.825 |  | 19.825 |  | 19.825 |  | 19.825 | 19.825 | Not Coal Steam or O/G Steam | 0.011949 | 0.011949 |  | 45.76%
Independence | New York | X | X | X | 54547 | 3 | 3776 | Combined Cycle |  |  |  | Combined cycle | Y |  |  |  | 15.58 | 2806206.523 | 400301.4 | 25.278 | 15.58 |  | 2806206.523 | 400301.4 | 15.58 |  | 15.58 |  | 15.58 |  | 15.58 |  | 15.58 |  | 15.58 |  | 15.58 |  | 15.58 | 15.58 | Not Coal Steam or O/G Steam | 0.011104 | 0.011104 |  | 39.5%
Independence | New York | X | X | X | 54547 | 4 | 3777 | Combined Cycle |  |  |  | Combined cycle | Y |  |  |  | 14.331 | 2705694.524 | 382419.95 | 23.978 | 14.331 |  | 2705694.524 | 382419.95 | 14.331 |  | 14.331 |  | 14.331 |  | 14.331 |  | 14.331 |  | 14.331 |  | 14.331 |  | 14.331 | 14.331 | Not Coal Steam or O/G Steam | 0.010593 | 0.010593 |  | 39.2%
KIAC Cogeneration | New York | X | X | X | 54114 | GT1 | 3752 | Combined Cycle |  |  |  | Combined cycle | Y |  |  |  | 16.734 | 1378971.561 | 138195.06 | 14.397 | 16.734 |  | 1378971.561 | 138195.06 | 16.734 |  | 16.734 |  | 16.734 |  | 8.2738 | Optimize SCR | 8.2738 |  | 8.2738 |  | 8.2738 |  | 8.2738 | 8.2738 | Not Coal Steam or O/G Steam | 0.012 | 0.012 |  | 43.4%
KIAC Cogeneration | New York | X | X | X | 54114 | GT2 | 3753 | Combined Cycle |  |  |  | Combined cycle | Y |  |  |  | 8.079 | 626384.237 | 64080.68 | 11.4593 | 8.079 |  | 626384.237 | 64080.68 | 8.079 |  | 8.079 |  | 8.079 |  | 3.7583 | Optimize SCR | 3.7583 |  | 3.7583 |  | 3.7583 |  | 3.7583 | 3.7583 | Not Coal Steam or O/G Steam | 0.012 | 0.012 |  | 33.69%
Lockport | New York | X | X | X | 54041 | 011854 | 3743 | Combined Cycle |  |  |  | Combined cycle |  |  |  |  | 4.609 | 98788.114 | 7304.08 | 16.3683 | 4.609 |  | 98788.114 | 7304.08 | 4.609 |  | 4.609 |  | 4.609 |  | 4.609 |  | 4.609 |  | 4.609 |  | 4.609 |  | 4.609 | 4.609 | Not Coal Steam or O/G Steam | 0.093311 | 0.093311 |  | 6.014%
Lockport | New York | X | X | X | 54041 | 011855 | 3744 | Combined Cycle |  |  |  | Combined cycle |  |  |  |  | 6.159 | 130994.107 | 9859.37 | 17.023 | 6.159 |  | 130994.107 | 9859.37 | 6.159 |  | 6.159 |  | 6.159 |  | 6.159 |  | 6.159 |  | 6.159 |  | 6.159 |  | 6.159 | 6.159 | Not Coal Steam or O/G Steam | 0.094035 | 0.094035 |  | 5.672%
Lockport | New York | X | X | X | 54041 | 011856 | 3745 | Combined Cycle |  |  |  | Combined cycle |  |  |  |  | 3.554 | 87957.017 | 6430.78 | 13.7673 | 3.554 |  | 87957.017 | 6430.78 | 3.554 |  | 3.554 |  | 3.554 |  | 3.554 |  | 3.554 |  | 3.554 |  | 3.554 |  | 3.554 | 3.554 | Not Coal Steam or O/G Steam | 0.080812 | 0.080812 |  | 5.658%
Massena Energy Facility | New York | X | X | X | 54592 | 001 | 3783 | Combined Cycle |  |  |  | Combined cycle | Y |  |  |  | 0.346 | 15819.486 | 1068.1 | 0.253 | 0.346 |  | 15819.486 | 1068.1 | 0.346 |  | 0.346 |  | 0.346 |  | 0.094917 | Optimize SCR | 0.094917 |  | 0.094917 |  | 0.094917 |  | 0.094917 | 0.094917 | Not Coal Steam or O/G Steam | 0.012 | 0.012 |  | 0.2914%
Nassau Energy Corporation | New York | X | X | X | 52056 | 00004 | 3714 | Combined Cycle |  |  |  | Combined cycle |  |  |  |  | 90.001 | 1266559.425 | 97082.64 | 80.95 | 90.001 |  | 1266559.425 | 97082.64 | 90.001 |  | 90.001 |  | 90.001 |  | 90.001 |  | 90.001 |  | 90.001 |  | 90.001 |  | 90.001 | 90.001 | Not Coal Steam or O/G Steam | 0.14212 | 0.14212 |  | 51.4%
Nissequogue Energy Center | New York | X | X | X | 54149 | 1 | 3757 | Combustion Turbine |  |  |  | Combustion turbine |  |  |  |  | 39.365 | 1152979.321 | 176929.45 | 49.234 | 39.365 |  | 1152979.321 | 176929.45 | 39.365 |  | 39.365 |  | 39.365 |  | 39.365 |  | 39.365 |  | 39.365 |  | 39.365 |  | 39.365 | 39.365 | Not Coal Steam or O/G Steam | 0.068284 | 0.068284 |  | 53.32%
North 1st | New York | X | X | X | 7915 | NO1 | 8400 | Combustion Turbine |  |  |  | Combustion turbine | Y |  |  |  | 1.354 | 256286.297 | 25599.13 | 1.529 | 1.354 |  | 256286.297 | 25599.13 | 1.354 |  | 1.354 |  | 1.354 |  | 1.354 |  | 1.354 |  | 1.354 |  | 1.354 |  | 1.354 | 1.354 | Not Coal Steam or O/G Steam | 0.010566 | 0.010566 |  | 16.67%
Northport | New York | X | X | X | 2516 | 1 | 1743 | O/G Steam |  |  |  | Tangentially-fired |  |  |  | 400 | 151.427 | 3916180.84 | 380380.76 | 99.8867 | 151.427 |  | 3916180.84 | 380380.76 | 151.427 |  | 151.427 |  | 151.427 |  | 151.427 |  | 151.427 |  | 151.427 |  | 151.427 |  | 151.427 | 151.427 | Oil/Gas Steam Under 150 Tons (2019-2021 Average) | 0.077334 | 0.077334 |  | 21.53%
Northport | New York | X | X | X | 2516 | 2 | 1744 | O/G Steam |  |  |  | Tangentially-fired |  |  |  | 399 | 210.265 | 5962342.157 | 579132.19 | 123.427 | 210.265 |  | 5962342.157 | 579132.19 | 210.265 |  | 210.265 |  | 210.265 |  | 210.265 |  | 210.265 |  | 210.265 |  | 210.265 |  | 210.265 | 210.265 | Oil/Gas Steam Under 150 Tons (2019-2021 Average) | 0.070531 | 0.070531 |  | 26.94%
Northport | New York | X | X | X | 2516 | 3 | 1745 | O/G Steam |  |  |  | Tangentially-fired |  |  |  | 390 | 157.103 | 4117102.602 | 406034.84 | 140.0267 | 157.103 |  | 4117102.602 | 406034.84 | 157.103 |  | 157.103 |  | 157.103 |  | 157.103 |  | 157.103 |  | 157.103 |  | 157.103 |  | 157.103 | 157.103 | Oil/Gas Steam Under 150 Tons (2019-2021 Average) | 0.076317 | 0.076317 |  | 30.55%
Northport | New York | X | X | X | 2516 | 4 | 1746 | O/G Steam |  |  |  | Tangentially-fired |  |  |  | 392 | 254.325 | 9018706.151 | 902376.05 | 159.8247 | 254.325 |  | 9018706.151 | 902376.05 | 254.325 |  | 254.325 |  | 254.325 |  | 254.325 |  | 254.325 |  | 254.325 |  | 254.325 |  | 194.8028 | 135.2806 | O/G Steam SCR Retrofit | 0.056399 | 0.03 |  | 43.51%
Oswego Harbor Power | New York | X | X | X | 2594 | 5 | 1791 | O/G Steam |  |  |  | Dry bottom wall-fired boiler |  |  |  | 822 | 14.591 | 149085.752 | 13584.38 | 11.385 | 14.591 |  | 149085.752 | 13584.38 | 14.591 |  | 14.591 |  | 14.591 |  | 14.591 |  | 14.591 |  | 14.591 |  | 14.591 |  | 14.591 | 14.591 | Oil/Gas Steam Under 150 Tons (2019-2021 Average) | 0.19574 | 0.19574 |  | 0.3215%
Oswego Harbor Power | New York | X | X | X | 2594 | 6 | 1792 | O/G Steam |  |  |  | Dry bottom wall-fired boiler |  |  |  | 816 | 8.078 | 107581.255 | 8310.4 | 12.1873 | 8.078 |  | 107581.255 | 8310.4 | 8.078 |  | 8.078 |  | 8.078 |  | 8.078 |  | 8.078 |  | 8.078 |  | 8.078 |  | 8.078 | 8.078 | Oil/Gas Steam Under 150 Tons (2019-2021 Average) | 0.15017 | 0.15017 |  | 0.4203%
Pinelawn Power | New York | X | X | X | 56188 | 00001 | 89567 | Combined Cycle |  |  |  | Combined cycle | Y |  |  |  | 2.189 | 608336.773 | 73843.41 | 2.084 | 2.189 |  | 608336.773 | 73843.41 | 2.189 |  | 2.189 |  | 2.189 |  | 2.189 |  | 2.189 |  | 2.189 |  | 2.189 |  | 2.189 | 2.189 | Not Coal Steam or O/G Steam | 0.0071967 | 0.0071967 |  | 17.93%
Poletti 500 MW CC | New York | X | X | X | 56196 | CTG7A | 89648 | Combined Cycle |  |  |  | Combined cycle | Y |  |  |  | 16.201 | 4400835.226 | 635344.09 | 15.8783 | 16.201 |  | 4400835.226 | 635344.09 | 16.201 |  | 16.201 |  | 16.201 |  | 16.201 |  | 16.201 |  | 16.201 |  | 16.201 |  | 16.201 | 16.201 | Not Coal Steam or O/G Steam | 0.0073627 | 0.0073627 |  | 55.51%
Poletti 500 MW CC | New York | X | X | X | 56196 | CTG7B | 89649 | Combined Cycle |  |  |  | Combined cycle | Y |  |  |  | 17.43 | 4360584.154 | 632088.47 | 17.0197 | 17.43 |  | 4360584.154 | 632088.47 | 17.43 |  | 17.43 |  | 17.43 |  | 17.43 |  | 17.43 |  | 17.43 |  | 17.43 |  | 17.43 | 17.43 | Not Coal Steam or O/G Steam | 0.0079943 | 0.0079943 |  | 55.13%
Port Jefferson Energy Center | New York | X | X | X | 2517 | 3 | 1750 | O/G Steam |  |  |  | Tangentially-fired |  |  |  | 190 | 62.38 | 2362817.639 | 221703.79 | 44.4383 | 62.38 |  | 2362817.639 | 221703.79 | 62.38 |  | 62.38 |  | 62.38 |  | 62.38 |  | 62.38 |  | 62.38 |  | 62.38 |  | 62.38 | 62.38 | Oil/Gas Steam Under 150 Tons (2019-2021 Average) | 0.052801 | 0.052801 |  | 19.82%
Port Jefferson Energy Center | New York | X | X | X | 2517 | 4 | 1751 | O/G Steam |  |  |  | Tangentially-fired |  |  |  | 190 | 44.13 | 1312260.955 | 125007 | 40.0393 | 44.13 |  | 1312260.955 | 125007 | 44.13 |  | 44.13 |  | 44.13 |  | 44.13 |  | 44.13 |  | 44.13 |  | 44.13 |  | 44.13 | 44.13 | Oil/Gas Steam Under 150 Tons (2019-2021 Average) | 0.067258 | 0.067258 |  | 18.36%
Port Jefferson Energy Center | New York | X | X | X | 2517 | UGT002 | 10016 | Combustion Turbine |  |  |  | Combustion turbine | Y |  |  |  | 1.934 | 365500.4 | 35587 | 1.5827 | 1.934 |  | 365500.4 | 35587 | 1.934 |  | 1.934 |  | 1.934 |  | 1.934 |  | 1.934 |  | 1.934 |  | 1.934 |  | 1.934 | 1.934 | Not Coal Steam or O/G Steam | 0.010583 | 0.010583 |  | 15.72%
Port Jefferson Energy Center | New York | X | X | X | 2517 | UGT003 | 10017 | Combustion Turbine |  |  |  | Combustion turbine | Y |  |  |  | 1.877 | 344359.925 | 33722.75 | 1.6143 | 1.877 |  | 344359.925 | 33722.75 | 1.877 |  | 1.877 |  | 1.877 |  | 1.877 |  | 1.877 |  | 1.877 |  | 1.877 |  | 1.877 | 1.877 | Not Coal Steam or O/G Steam | 0.010901 | 0.010901 |  | 16.67%
Pouch Terminal | New York | X | X | X | 8053 | PT01 | 8388 | Combustion Turbine |  |  |  | Combustion turbine | Y |  |  |  | 2.181 | 402612.695 | 40421.9 | 2.112 | 2.181 |  | 402612.695 | 40421.9 | 2.181 |  | 2.181 |  | 2.181 |  | 2.181 |  | 2.181 |  | 2.181 |  | 2.181 |  | 2.181 | 2.181 | Not Coal Steam or O/G Steam | 0.010834 | 0.010834 |  | 22.64%
Ravenswood Generating Station | New York | X | X | X | 2500 | 10 | 1675 | O/G Steam |  |  |  | Tangentially-fired |  |  |  | 368 | 41.262 | 1336586.301 | 124640.57 | 65.6987 | 41.262 |  | 1336586.301 | 124640.57 | 41.262 |  | 41.262 |  | 41.262 |  | 41.262 |  | 41.262 |  | 41.262 |  | 41.262 |  | 41.262 | 41.262 | Oil/Gas Steam Under 150 Tons (2019-2021 Average) | 0.061742 | 0.061742 |  | 13.52%
Ravenswood Generating Station | New York | X | X | X | 2500 | 20 | 1676 | O/G Steam |  |  |  | Tangentially-fired |  |  |  | 372 | 73.293 | 2101639.341 | 195160.34 | 70.3293 | 73.293 |  | 2101639.341 | 195160.34 | 73.293 |  | 73.293 |  | 73.293 |  | 73.293 |  | 73.293 |  | 73.293 |  | 73.293 |  | 73.293 | 73.293 | Oil/Gas Steam Under 150 Tons (2019-2021 Average) | 0.069748 | 0.069748 |  | 14.49%
Ravenswood Generating Station | New York | X | X | X | 2500 | 30 | 1677 | O/G Steam |  |  |  | Tangentially-fired |  |  |  | 973 | 26.764 | 674457.832 | 59854.51 | 42.9363 | 26.764 |  | 674457.832 | 59854.51 | 26.764 |  | 26.764 |  | 26.764 |  | 26.764 |  | 26.764 |  | 26.764 |  | 26.764 |  | 26.764 | 26.764 | Oil/Gas Steam Under 150 Tons (2019-2021 Average) | 0.079364 | 0.079364 |  | 3.196%
Ravenswood Generating Station | New York | X | X | X | 2500 | CT02-1 | 1691 | Combustion Turbine |  |  |  | Combustion turbine | [28 empty] | Not Coal Steam or O/G Steam | 0 | 0
Ravenswood Generating Station | New York | X | X | X | 2500 | CT02-2 | 1692 | Combustion Turbine |  |  |  | Combustion turbine | [28 empty] | Not Coal Steam or O/G Steam | 0 | 0
Ravenswood Generating Station | New York | X | X | X | 2500 | CT02-3 | 1693 | Combustion Turbine |  |  |  | Combustion turbine | [28 empty] | Not Coal Steam or O/G Steam | 0 | 0
Ravenswood Generating Station | New York | X | X | X | 2500 | CT02-4 | 1694 | Combustion Turbine |  |  |  | Combustion turbine | [28 empty] | Not Coal Steam or O/G Steam | 0 | 0
Ravenswood Generating Station | New York | X | X | X | 2500 | CT03-1 | 1695 | Combustion Turbine |  |  |  | Combustion turbine | [28 empty] | Not Coal Steam or O/G Steam | 0 | 0
Ravenswood Generating Station | New York | X | X | X | 2500 | CT03-2 | 1696 | Combustion Turbine |  |  |  | Combustion turbine | [28 empty] | Not Coal Steam or O/G Steam | 0 | 0
Ravenswood Generating Station | New York | X | X | X | 2500 | CT03-4 | 1698 | Combustion Turbine |  |  |  | Combustion turbine | [28 empty] | Not Coal Steam or O/G Steam | 0 | 0
Ravenswood Generating Station | New York | X | X | X | 2500 | UCC001 | 89141 | Combined Cycle |  |  |  | Combined cycle | Y |  |  |  | 16.073 | 5122614.321 | 715831.72 | 15.325 | 16.073 |  | 5122614.321 | 715831.72 | 16.073 |  | 16.073 |  | 16.073 |  | 16.073 |  | 16.073 |  | 16.073 |  | 16.073 |  | 16.073 | 16.073 | Not Coal Steam or O/G Steam | 0.0062753 | 0.0062753 |  | 57.9%
Rensselaer Cogen | New York | X | X | X | 54034 | 1GTDBS | 3742 | Combined Cycle |  |  |  | Combined cycle | Y |  |  |  | 2.148 | 131995.042 | 14421.9 | 0.81067 | 2.148 |  | 131995.042 | 14421.9 | 2.148 |  | 2.148 |  | 2.148 |  | 0.79197 | Optimize SCR | 0.79197 |  | 0.79197 |  | 0.79197 |  | 0.79197 | 0.79197 | Not Coal Steam or O/G Steam | 0.012 | 0.012 |  | 1.684%
Richard M Flynn (Holtsville) | New York | X | X | X | 7314 | 001 | 3092 | Combined Cycle |  |  |  | Combined cycle | [7 empty] | 25.731 | [20 empty] | Not Coal Steam or O/G Steam | 0 | 0 |  | 33.96%
Roseton Generating LLC | New York | X | X | X | 8006 | 1 | 3400 | O/G Steam |  |  |  | Tangentially-fired |  |  |  | 584 | 23.067 | 477052.498 | 44220.72 | 24.3757 | 23.067 |  | 477052.498 | 44220.72 | 23.067 |  | 23.067 |  | 23.067 |  | 23.067 |  | 23.067 |  | 23.067 |  | 23.067 |  | 23.067 | 23.067 | Oil/Gas Steam Under 150 Tons (2019-2021 Average) | 0.096706 | 0.096706 |  | 1.931%
Roseton Generating LLC | New York | X | X | X | 8006 | 2 | 3401 | O/G Steam |  |  |  | Tangentially-fired |  |  |  | 600 | 45.931 | 749576.019 | 69835.44 | 33.4593 | 45.931 |  | 749576.019 | 69835.44 | 45.931 |  | 45.931 |  | 45.931 |  | 45.931 |  | 45.931 |  | 45.931 |  | 45.931 |  | 45.931 | 45.931 | Oil/Gas Steam Under 150 Tons (2019-2021 Average) | 0.12255 | 0.12255 |  | 2.89%
S A Carlson | New York | X | X | X | 2682 | 10 | 1811 | O/G Steam |  |  |  | Dry bottom wall-fired boiler |  |  |  | 15 | 0.204 | 7255.2 |  | 0.18233 | 0.204 |  | 7255.2 |  | 0.204 |  | 0.204 |  | 0.204 |  | 0.204 |  | 0.204 |  | 0.204 |  | 0.204 |  | 0.204 | 0.204 | O/G Steam Under 100 MW | 0.056236 | 0.056236 |  | 0.9621%
S A Carlson | New York | X | X | X | 2682 | 20 | 1814 | O/G Steam |  |  |  | Combined cycle |  |  |  | 42 | 24.19 | 369172.05 | 35603.5 | 30.493 | 24.19 |  | 369172.05 | 35603.5 | 24.19 |  | 24.19 |  | 24.19 |  | 24.19 |  | 24.19 |  | 24.19 |  | 24.19 |  | 24.19 | 24.19 | O/G Steam Under 100 MW | 0.13105 | 0.13105 |  | 23.58%
S A Carlson | New York | X | X | X | 2682 | 9 | 1815 | O/G Steam |  |  |  | Dry bottom wall-fired boiler |  |  |  | 15 | 0.059 | 2228.8 |  | 0.053667 | 0.059 |  | 2228.8 |  | 0.059 |  | 0.059 |  | 0.059 |  | 0.059 |  | 0.059 |  | 0.059 |  | 0.059 |  | 0.059 | 0.059 | O/G Steam Under 100 MW | 0.052943 | 0.052943 |  | 0.2646%
Saranac Power Partners, LP | New York | X | X | X | 54574 | 00001 | 3780 | Combined Cycle |  |  |  | Combined cycle | Y |  |  |  | 1.412 | 75305.263 | 7947.13 | 1.4743 | 1.412 |  | 75305.263 | 7947.13 | 1.412 |  | 1.412 |  | 1.412 |  | 0.45183 | Optimize SCR | 0.45183 |  | 0.45183 |  | 0.45183 |  | 0.45183 | 0.45183 | Not Coal Steam or O/G Steam | 0.012 | 0.012 |  | 1.326%
Saranac Power Partners, LP | New York | X | X | X | 54574 | 00002 | 3781 | Combined Cycle |  |  |  | Combined cycle | Y |  |  |  | 0.648 | 42052.611 | 4564.91 | 0.502 | 0.648 |  | 42052.611 | 4564.91 | 0.648 |  | 0.648 |  | 0.648 |  | 0.25232 | Optimize SCR | 0.25232 |  | 0.25232 |  | 0.25232 |  | 0.25232 | 0.25232 | Not Coal Steam or O/G Steam | 0.012 | 0.012 |  | 0.5291%
Selkirk Cogen Partners | New York | X | X | X | 10725 | CTG101 | 3577 | Combined Cycle |  |  |  | Combined cycle | Y |  |  |  | 4.792 | 118523.877 | 9541.9 | 6.6333 | 4.792 |  | 118523.877 | 9541.9 | 4.792 |  | 4.792 |  | 4.792 |  | 0.71114 | Optimize SCR | 0.71114 |  | 0.71114 |  | 0.71114 |  | 0.71114 | 0.71114 | Not Coal Steam or O/G Steam | 0.012 | 0.012 |  | 3.688%
Selkirk Cogen Partners | New York | X | X | X | 10725 | CTG201 | 3578 | Combined Cycle |  |  |  | Combined cycle | Y |  |  |  | 4.501 | 329450.551 | 39181.59 | 5.513 | 4.501 |  | 329450.551 | 39181.59 | 4.501 |  | 4.501 |  | 4.501 |  | 1.9767 | Optimize SCR | 1.9767 |  | 1.9767 |  | 1.9767 |  | 1.9767 | 1.9767 | Not Coal Steam or O/G Steam | 0.012 | 0.012 |  | 8.646%
Selkirk Cogen Partners | New York | X | X | X | 10725 | CTG301 | 3579 | Combined Cycle |  |  |  | Combined cycle | Y |  |  |  | 3.821 | 283853.619 | 34725.11 | 4.471 | 3.821 |  | 283853.619 | 34725.11 | 3.821 |  | 3.821 |  | 3.821 |  | 1.7031 | Optimize SCR | 1.7031 |  | 1.7031 |  | 1.7031 |  | 1.7031 | 1.7031 | Not Coal Steam or O/G Steam | 0.012 | 0.012 |  | 7.335%
Shoemaker | New York | X | X | X | 2632 | 1 | 1799 | Combustion Turbine |  |  |  | Combustion turbine |  |  |  |  | 0.286 | 1426.277 | 62 | 0.546 | 0.286 |  | 1426.277 | 62 | 0.286 |  | 0.286 |  | 0.286 |  | 0.286 |  | 0.286 |  | 0.286 |  | 0.286 |  | 0.286 | 0.286 | Not Coal Steam or O/G Steam | 0.40104 | 0.40104 |  | 0.07673%
Shoreham Energy | New York | X | X | X | 55787 | CT01 | 10134 | Combustion Turbine |  |  |  | Combustion turbine | Y |  |  |  | 1.228 | 67538.195 | 6995.08 | 1.754 | 1.228 |  | 67538.195 | 6995.08 | 1.228 |  | 1.228 |  | 1.228 |  | 1.0131 | Optimize SCR | 1.0131 |  | 1.0131 |  | 1.0131 |  | 1.0131 | 1.0131 | Not Coal Steam or O/G Steam | 0.03 | 0.03 |  | 4.576%
Shoreham Energy | New York | X | X | X | 55787 | CT02 | 10135 | Combustion Turbine |  |  |  | Combustion turbine | Y |  |  |  | 1.291 | 68102.576 | 6996.4 | 1.546 | 1.291 |  | 68102.576 | 6996.4 | 1.291 |  | 1.291 |  | 1.291 |  | 1.0215 | Optimize SCR | 1.0215 |  | 1.0215 |  | 1.0215 |  | 1.0215 | 1.0215 | Not Coal Steam or O/G Steam | 0.03 | 0.03 |  | 4.538%
Somerset Operating Company (Kintigh) | New York | X | X | X | 6082 | 1 | 2761 | Coal Steam | 3 | 2020 | 2023 | Dry bottom wall-fired boiler | Y |  |  | 686 |  |  |  | 10.8393 | 0 | Y | 0 | 0 | 0 |  | 0 |  | 0 |  | 0 |  | 0 |  | 0 |  | 0 |  | 0 | 0 | Retired | 0 | 0 |  | 0.4051%
Sterling Power Plant | New York | X | X | X | 50744 | 00001 | 3692 | Combined Cycle |  |  |  | Combined cycle |  |  |  |  | 14.464 | 127716.17 | 10976.03 | 6.203 | 14.464 |  | 127716.17 | 10976.03 | 14.464 |  | 14.464 |  | 14.464 |  | 14.464 |  | 14.464 |  | 14.464 |  | 14.464 |  | 14.464 | 14.464 | Not Coal Steam or O/G Steam | 0.2265 | 0.2265 |  | 3.261%
Syracuse, LLC | New York | X | X | X | 10621 | 1 | 3564 | Combined Cycle |  |  |  | Combined cycle | Y |  |  |  | 4.149 | 102525.077 | 12650.7 | 3.0073 | 4.149 |  | 102525.077 | 12650.7 | 4.149 |  | 4.149 |  | 4.149 |  | 0.61515 | Optimize SCR | 0.61515 |  | 0.61515 |  | 0.61515 |  | 0.61515 | 0.61515 | Not Coal Steam or O/G Steam | 0.012 | 0.012 |  | 2.732%
Valley Energy Center | New York | X | X | X | 56940 | 1 | 90434 | Combined Cycle |  |  |  | Combined cycle | Y |  |  |  | 18.875 | 5391626.753 | 795375.33 | 20.0137 | 18.875 |  | 5391626.753 | 795375.33 | 18.875 |  | 18.875 |  | 18.875 |  | 18.875 |  | 18.875 |  | 18.875 |  | 18.875 |  | 18.875 | 18.875 | Not Coal Steam or O/G Steam | 0.0070016 | 0.0070016 |  | 60.16%
Valley Energy Center | New York | X | X | X | 56940 | 2 | 90435 | Combined Cycle |  |  |  | Combined cycle | Y |  |  |  | 16.107 | 5158767.577 | 764533.17 | 18.4543 | 16.107 |  | 5158767.577 | 764533.17 | 16.107 |  | 16.107 |  | 16.107 |  | 16.107 |  | 16.107 |  | 16.107 |  | 16.107 |  | 16.107 | 16.107 | Not Coal Steam or O/G Steam | 0.0062445 | 0.0062445 |  | 59.25%
Vernon Boulevard | New York | X | X | X | 7909 | VB01 | 8380 | Combustion Turbine |  |  |  | Combustion turbine | Y |  |  |  | 1.523 | 288084.649 | 28700.73 | 1.16 | 1.523 |  | 288084.649 | 28700.73 | 1.523 |  | 1.523 |  | 1.523 |  | 1.523 |  | 1.523 |  | 1.523 |  | 1.523 |  | 1.523 | 1.523 | Not Coal Steam or O/G Steam | 0.010573 | 0.010573 |  | 12.89%
Vernon Boulevard | New York | X | X | X | 7909 | VB02 | 8382 | Combustion Turbine |  |  |  | Combustion turbine | Y |  |  |  | 1.85 | 317177.57 | 31007.04 | 1.5513 | 1.85 |  | 317177.57 | 31007.04 | 1.85 |  | 1.85 |  | 1.85 |  | 1.85 |  | 1.85 |  | 1.85 |  | 1.85 |  | 1.85 | 1.85 | Not Coal Steam or O/G Steam | 0.011665 | 0.011665 |  | 15.5%
Wading River Facility | New York | X | X | X | 7146 | UGT007 | 2955 | Combustion Turbine |  |  |  | Combustion turbine |  |  |  |  | 9.434 | 108016.969 | 7997.68 | 9.0287 | 9.434 |  | 108016.969 | 7997.68 | 9.434 |  | 9.434 |  | 9.434 |  | 9.434 |  | 9.434 |  | 9.434 |  | 9.434 |  | 9.434 | 9.434 | Not Coal Steam or O/G Steam | 0.17468 | 0.17468 |  | 2.295%
Wading River Facility | New York | X | X | X | 7146 | UGT008 | 2956 | Combustion Turbine |  |  |  | Combustion turbine |  |  |  |  | 7.503 | 70667.851 | 5338.57 | 6.412 | 7.503 |  | 70667.851 | 5338.57 | 7.503 |  | 7.503 |  | 7.503 |  | 7.503 |  | 7.503 |  | 7.503 |  | 7.503 |  | 7.503 | 7.503 | Not Coal Steam or O/G Steam | 0.21235 | 0.21235 |  | 1.58%
Wading River Facility | New York | X | X | X | 7146 | UGT009 | 2957 | Combustion Turbine |  |  |  | Combustion turbine |  |  |  |  | 20.317 | 107732.27 | 8156.32 | 18.0157 | 20.317 |  | 107732.27 | 8156.32 | 20.317 |  | 20.317 |  | 20.317 |  | 20.317 |  | 20.317 |  | 20.317 |  | 20.317 |  | 20.317 | 20.317 | Not Coal Steam or O/G Steam | 0.37718 | 0.37718 |  | 2.58%
Wading River Facility | New York | X | X | X | 7146 | UGT013 | 2958 | Combustion Turbine |  |  |  | Combustion turbine | Y |  |  |  | 10.628 | 36334.9 | 2611 | 6.301 | 10.628 |  | 36334.9 | 2611 | 10.628 |  | 10.628 |  | 10.628 |  | 0.54502 | Optimize SCR | 0.54502 |  | 0.54502 |  | 0.54502 |  | 0.54502 | 0.54502 | Not Coal Steam or O/G Steam | 0.03 | 0.03 |  | 0.8552%
West Babylon Facility | New York | X | X | X | 2521 | UGT001 | 1753 | Combustion Turbine | 12 | 2020 | 2023 | Combustion turbine |  |  |  |  | 2.651 | 9063.2 | 643 | 5.4397 | 0 | Y | 0 | 0 | 0 |  | 0 |  | 0 |  | 0 |  | 0 |  | 0 |  | 0 |  | 0 | 0 | Not Coal Steam or O/G Steam | 0 | 0 |  | 0.6596%
Asheville | North Carolina |  |  |  | 2706 | 3 | 1818 | Combustion Turbine |  |  |  | Combustion turbine |  |  |  |  | 23.336 | 509055.066 | 43520.91 | 32.2477 | 23.336 |  | 509055.066 | 43520.91 | 23.336 |  | 23.336 |  | 23.336 |  | 23.336 |  | 23.336 |  | 23.336 |  | 23.336 |  | 23.336 | 23.336 | Not Coal Steam or O/G Steam | 0.091684 | 0.091684 |  | 7.837%
Asheville | North Carolina |  |  |  | 2706 | 4 | 1819 | Combustion Turbine |  |  |  | Combustion turbine |  |  |  |  | 18.438 | 359650.131 | 30702.83 | 25.5037 | 18.438 |  | 359650.131 | 30702.83 | 18.438 |  | 18.438 |  | 18.438 |  | 18.438 |  | 18.438 |  | 18.438 |  | 18.438 |  | 18.438 | 18.438 | Not Coal Steam or O/G Steam | 0.10253 | 0.10253 |  | 7.474%
Asheville | North Carolina |  |  |  | 2706 | CT5 | 91313 | Combined Cycle |  |  |  | Combined cycle | Y |  |  |  | 60.91 | 4867907.422 | 738694.05 | 39.8097 | 60.91 |  | 4867907.422 | 738694.05 | 60.91 |  | 60.91 |  | 60.91 |  | 29.2074 | Optimize SCR | 29.2074 |  | 29.2074 |  | 29.2074 |  | 29.2074 | 29.2074 | Not Coal Steam or O/G Steam | 0.012 | 0.012 |  | 35.95%
Asheville | North Carolina |  |  |  | 2706 | CT7 | 91314 | Combined Cycle |  |  |  | Combined cycle | Y |  |  |  | 90.49 | 5365214.612 | 817428.22 | 59.976 | 90.49 |  | 5365214.612 | 817428.22 | 90.49 |  | 90.49 |  | 90.49 |  | 32.1913 | Optimize SCR | 32.1913 |  | 32.1913 |  | 32.1913 |  | 32.1913 | 32.1913 | Not Coal Steam or O/G Steam | 0.012 | 0.012 |  | 43.67%
Belews Creek | North Carolina |  |  |  | 8042 | 1 | 3433 | Coal Steam |  |  |  | Cell burner boiler | Y |  |  | 1110 | 1539.786 | 21232644.703 | 2325185.04 | 1648.0243 | 1539.786 |  | 21232644.703 | 2325185.04 | 1539.786 |  | 1539.786 |  | 1539.786 |  | 849.3058 | Optimize SCR | 849.3058 |  | 849.3058 |  | 849.3058 |  | 849.3058 | 849.3058 | Existing SCR | 0.08 | 0.08 |  | 42.57%
Belews Creek | North Carolina |  |  |  | 8042 | 2 | 3434 | Coal Steam |  |  |  | Cell burner boiler | Y |  |  | 1110 | 1339.504 | 21952658.612 | 2448519.22 | 1412.1483 | 1339.504 |  | 21952658.612 | 2448519.22 | 1339.504 |  | 1339.504 |  | 1339.504 |  | 878.1063 | Optimize SCR | 878.1063 |  | 878.1063 |  | 878.1063 |  | 878.1063 | 878.1063 | Existing SCR | 0.08 | 0.08 |  | 45.28%
Blewett | North Carolina |  |  |  | 2707 | 1 | 90042 | Combustion Turbine |  |  |  | Combustion turbine |  |  |  |  | 0.701 | 1169 | 0 | 0.51333 | 0.701 |  | 1169 | 0 | 0.701 |  | 0.701 |  | 0.701 |  | 0.701 |  | 0.701 |  | 0.701 |  | 0.701 |  | 0.701 | 0.701 | Not Coal Steam or O/G Steam | 1.1993 | 1.1993 |  | 0.08415%
Blewett | North Carolina |  |  |  | 2707 | 2 | 90043 | Combustion Turbine |  |  |  | Combustion turbine |  |  |  |  | 0.868 | 1446 | 0 | 0.45267 | 0.868 |  | 1446 | 0 | 0.868 |  | 0.868 |  | 0.868 |  | 0.868 |  | 0.868 |  | 0.868 |  | 0.868 |  | 0.868 | 0.868 | Not Coal Steam or O/G Steam | 1.2006 | 1.2006 |  | 0.07417%
Blewett | North Carolina |  |  |  | 2707 | 3 | 90044 | Combustion Turbine |  |  |  | Combustion turbine |  |  |  |  | 0.803 | 1338.1 | 0 | 0.58167 | 0.803 |  | 1338.1 | 0 | 0.803 |  | 0.803 |  | 0.803 |  | 0.803 |  | 0.803 |  | 0.803 |  | 0.803 |  | 0.803 | 0.803 | Not Coal Steam or O/G Steam | 1.2002 | 1.2002 |  | 0.09532%
Blewett | North Carolina |  |  |  | 2707 | 4 | 90045 | Combustion Turbine |  |  |  | Combustion turbine |  |  |  |  | 0.869 | 1448.8 | 0 | 0.63667 | 0.869 |  | 1448.8 | 0 | 0.869 |  | 0.869 |  | 0.869 |  | 0.869 |  | 0.869 |  | 0.869 |  | 0.869 |  | 0.869 | 0.869 | Not Coal Steam or O/G Steam | 1.1996 | 1.1996 |  | 0.1043%
Buck | North Carolina |  |  |  | 2720 | 11C | 90410 | Combined Cycle |  |  |  | Combined cycle | Y |  |  |  | 26.703 | 6538707.75 | 956304.09 | 27.949 | 26.703 |  | 6538707.75 | 956304.09 | 26.703 |  | 26.703 |  | 26.703 |  | 26.703 |  | 26.703 |  | 26.703 |  | 26.703 |  | 26.703 | 26.703 | Not Coal Steam or O/G Steam | 0.0081677 | 0.0081677 |  | 70.69%
Buck | North Carolina |  |  |  | 2720 | 12C | 90411 | Combined Cycle |  |  |  | Combined cycle | Y |  |  |  | 27.567 | 6627715.657 | 993079.44 | 27.865 | 27.567 |  | 6627715.657 | 993079.44 | 27.567 |  | 27.567 |  | 27.567 |  | 27.567 |  | 27.567 |  | 27.567 |  | 27.567 |  | 27.567 | 27.567 | Not Coal Steam or O/G Steam | 0.0083187 | 0.0083187 |  | 69.98%
Butler-Warner Generation Plant | North Carolina |  |  |  | 1016 | GT-1 | 9622 | Combined Cycle |  |  |  | Combined cycle |  |  |  |  | 1.148 | 7062.7 | 432 | 1.273 | 1.148 |  | 7062.7 | 432 | 1.148 |  | 1.148 |  | 1.148 |  | 1.148 |  | 1.148 |  | 1.148 |  | 1.148 |  | 1.148 | 1.148 | Not Coal Steam or O/G Steam | 0.32509 | 0.32509 |  | 0.6252%
Butler-Warner Generation Plant | North Carolina |  |  |  | 1016 | GT-2 | 9623 | Combined Cycle |  |  |  | Combined cycle |  |  |  |  | 0.383 | 2353.9 | 144 | 0.92367 | 0.383 |  | 2353.9 | 144 | 0.383 |  | 0.383 |  | 0.383 |  | 0.383 |  | 0.383 |  | 0.383 |  | 0.383 |  | 0.383 | 0.383 | Not Coal Steam or O/G Steam | 0.32542 | 0.32542 |  | 0.4538%
Butler-Warner Generation Plant | North Carolina |  |  |  | 1016 | GT-3 | 9624 | Combined Cycle |  |  |  | Combined cycle |  |  |  |  | 0.011 | 65.4 | 4 | 0.83633 | 0.011 |  | 65.4 | 4 | 0.011 |  | 0.011 |  | 0.011 |  | 0.011 |  | 0.011 |  | 0.011 |  | 0.011 |  | 0.011 | 0.011 | Not Coal Steam or O/G Steam | 0.33639 | 0.33639 |  | 0.4109%
Butler-Warner Generation Plant | North Carolina |  |  |  | 1016 | GT-4 | 9625 | Combustion Turbine |  |  |  | Combustion turbine | [7 empty] | 0.18967 | [20 empty] | Not Coal Steam or O/G Steam | 0 | 0 |  | 0.1017%
Butler-Warner Generation Plant | North Carolina |  |  |  | 1016 | GT-5 | 9626 | Combustion Turbine |  |  |  | Combustion turbine | [7 empty] | 0.16433 | [20 empty] | Not Coal Steam or O/G Steam | 0 | 0 |  | 0.08804%
Butler-Warner Generation Plant | North Carolina |  |  |  | 1016 | GT-6 | 9627 | Combined Cycle |  |  |  | Combined cycle |  |  |  |  | 0.462 | 2844.7 | 174 | 0.89867 | 0.462 |  | 2844.7 | 174 | 0.462 |  | 0.462 |  | 0.462 |  | 0.462 |  | 0.462 |  | 0.462 |  | 0.462 |  | 0.462 | 0.462 | Not Coal Steam or O/G Steam | 0.32481 | 0.32481 |  | 0.4415%
Butler-Warner Generation Plant | North Carolina |  |  |  | 1016 | GT-7 | 9628 | Combined Cycle |  |  |  | Combined cycle |  |  |  |  | 0.967 | 5951.1 | 364 | 1.133 | 0.967 |  | 5951.1 | 364 | 0.967 |  | 0.967 |  | 0.967 |  | 0.967 |  | 0.967 |  | 0.967 |  | 0.967 |  | 0.967 | 0.967 | Not Coal Steam or O/G Steam | 0.32498 | 0.32498 |  | 0.5566%
Butler-Warner Generation Plant | North Carolina |  |  |  | 1016 | GT-8 | 88321 | Combined Cycle |  |  |  | Combined cycle |  |  |  |  | 0.797 | 4904.9 | 300 | 0.992 | 0.797 |  | 4904.9 | 300 | 0.797 |  | 0.797 |  | 0.797 |  | 0.797 |  | 0.797 |  | 0.797 |  | 0.797 |  | 0.797 | 0.797 | Not Coal Steam or O/G Steam | 0.32498 | 0.32498 |  | 0.4874%
CPI USA North Carolina Roxboro | North Carolina |  |  |  | 10379 | BLR01A | 9913 | Biomass |  |  | 2023 |  |  |  | Y |  |  |  |  | 45.2067 | 0 | Y | 0 | 0 | 0 |  | 0 |  | 0 |  | 0 |  | 0 |  | 0 |  | 0 |  | 0 | 0 | Not Coal Steam or O/G Steam | 0 | 0 |  | 55.43%
CPI USA North Carolina Roxboro | North Carolina |  |  |  | 10379 | BLR01B | 9914 | Biomass |  |  | 2023 |  |  |  | Y |  |  |  |  | 44.0753 | 0 | Y | 0 | 0 | 0 |  | 0 |  | 0 |  | 0 |  | 0 |  | 0 |  | 0 |  | 0 | 0 | Not Coal Steam or O/G Steam | 0 | 0 |  | 54.26%
CPI USA North Carolina Roxboro | North Carolina |  |  |  | 10379 | BLR01C | 9915 | Biomass |  |  | 2023 |  |  |  | Y |  |  |  |  | 44.7047 | 0 | Y | 0 | 0 | 0 |  | 0 |  | 0 |  | 0 |  | 0 |  | 0 |  | 0 |  | 0 | 0 | Not Coal Steam or O/G Steam | 0 | 0 |  | 54.74%
CPI USA North Carolina Southport | North Carolina |  |  |  | 10378 | BLR01A | 9907 | Biomass |  |  | 2023 |  |  |  | Y |  |  |  |  | 44.9927 | 0 | Y | 0 | 0 | 0 |  | 0 |  | 0 |  | 0 |  | 0 |  | 0 |  | 0 |  | 0 | 0 | Not Coal Steam or O/G Steam | 0 | 0 |  | 44.14%
CPI USA North Carolina Southport | North Carolina |  |  |  | 10378 | BLR01B | 9908 | Biomass |  |  | 2023 |  |  |  | Y |  |  |  |  | 44.1157 | 0 | Y | 0 | 0 | 0 |  | 0 |  | 0 |  | 0 |  | 0 |  | 0 |  | 0 |  | 0 | 0 | Not Coal Steam or O/G Steam | 0 | 0 |  | 43.23%
CPI USA North Carolina Southport | North Carolina |  |  |  | 10378 | BLR01C | 9909 | Biomass |  |  | 2023 |  |  |  | Y |  |  |  |  | 46.0217 | 0 | Y | 0 | 0 | 0 |  | 0 |  | 0 |  | 0 |  | 0 |  | 0 |  | 0 |  | 0 | 0 | Not Coal Steam or O/G Steam | 0 | 0 |  | 44.75%
CPI USA North Carolina Southport | North Carolina |  |  |  | 10378 | BLR02A | 9910 | Biomass |  |  | 2023 |  |  |  | Y |  |  |  |  | 38.7947 | 0 | Y | 0 | 0 | 0 |  | 0 |  | 0 |  | 0 |  | 0 |  | 0 |  | 0 |  | 0 | 0 | Not Coal Steam or O/G Steam | 0 | 0 |  | 41.84%
CPI USA North Carolina Southport | North Carolina |  |  |  | 10378 | BLR02B | 9911 | Biomass |  |  | 2023 |  |  |  | Y |  |  |  |  | 37.2653 | 0 | Y | 0 | 0 | 0 |  | 0 |  | 0 |  | 0 |  | 0 |  | 0 |  | 0 |  | 0 | 0 | Not Coal Steam or O/G Steam | 0 | 0 |  | 40.77%
CPI USA North Carolina Southport | North Carolina |  |  |  | 10378 | BLR02C | 9912 | Biomass |  |  | 2023 |  |  |  | Y |  |  |  |  | 37.8587 | 0 | Y | 0 | 0 | 0 |  | 0 |  | 0 |  | 0 |  | 0 |  | 0 |  | 0 |  | 0 | 0 | Not Coal Steam or O/G Steam | 0 | 0 |  | 40.93%
Cleveland County Generating Facility | North Carolina |  |  |  | 57029 | ES1 | 90576 | Combustion Turbine |  |  |  | Combustion turbine |  |  |  |  | 23.247 | 1587003.967 | 154930.84 | 19.37 | 23.247 |  | 1587003.967 | 154930.84 | 23.247 |  | 23.247 |  | 23.247 |  | 23.247 |  | 23.247 |  | 23.247 |  | 23.247 |  | 23.247 | 23.247 | Not Coal Steam or O/G Steam | 0.029297 | 0.029297 |  | 15.88%
Cleveland County Generating Facility | North Carolina |  |  |  | 57029 | ES2 | 90577 | Combustion Turbine |  |  |  | Combustion turbine |  |  |  |  | 22.587 | 1544986.752 | 149297.34 | 23.4123 | 22.587 |  | 1544986.752 | 149297.34 | 22.587 |  | 22.587 |  | 22.587 |  | 22.587 |  | 22.587 |  | 22.587 |  | 22.587 |  | 22.587 | 22.587 | Not Coal Steam or O/G Steam | 0.029239 | 0.029239 |  | 19.98%
Cleveland County Generating Facility | North Carolina |  |  |  | 57029 | ES3 | 90578 | Combustion Turbine |  |  |  | Combustion turbine |  |  |  |  | 23.187 | 1583669.798 | 154055.34 | 23.1817 | 23.187 |  | 1583669.798 | 154055.34 | 23.187 |  | 23.187 |  | 23.187 |  | 23.187 |  | 23.187 |  | 23.187 |  | 23.187 |  | 23.187 | 23.187 | Not Coal Steam or O/G Steam | 0.029283 | 0.029283 |  | 19.24%
Cleveland County Generating Facility | North Carolina |  |  |  | 57029 | ES4 | 90579 | Combustion Turbine |  |  |  | Combustion turbine |  |  |  |  | 16.313 | 1123008.398 | 109021.58 | 22.972 | 16.313 |  | 1123008.398 | 109021.58 | 16.313 |  | 16.313 |  | 16.313 |  | 16.313 |  | 16.313 |  | 16.313 |  | 16.313 |  | 16.313 | 16.313 | Not Coal Steam or O/G Steam | 0.029052 | 0.029052 |  | 19.08%
Cliffside | North Carolina |  |  |  | 2721 | 5 | 1857 | Coal Steam | 12 | 2025 | 2026 | Tangentially-fired | Y |  |  | 544 | 570.074 | 6921098.294 | 664333.55 | 609.989 | 570.074 |  | 6921098.294 | 664333.55 | 570.074 |  | 570.074 |  | 570.074 |  | 276.8439 | Optimize SCR | 276.8439 |  | 276.8439 |  | 276.8439 |  | 276.8439 | 276.8439 | Existing SCR | 0.08 | 0.08 |  | 33.55%
Cliffside | North Carolina |  |  |  | 2721 | 6 | 90414 | Coal Steam |  |  |  | Dry bottom wall-fired boiler | Y |  |  | 844 | 392.894 | 13669207.99 | 1596214.66 | 447.5797 | 392.894 |  | 13669207.99 | 1596214.66 | 392.894 |  | 392.894 |  | 392.894 |  | 392.894 |  | 392.894 |  | 392.894 |  | 392.894 |  | 392.894 | 392.894 | Existing SCR | 0.057486 | 0.057486 |  | 52.9%
Craven County Wood Energy | North Carolina |  |  |  | 10525 | ES5A | 89655 | Biomass |  |  |  | Stoker |  |  |  |  | 185.814 | 2406028.131 | 158122.74 | 153.3723 | 185.814 |  | 2406028.131 | 158122.74 | 185.814 |  | 185.814 |  | 185.814 |  | 185.814 |  | 185.814 |  | 185.814 |  | 185.814 |  | 185.814 | 185.814 | Not Coal Steam or O/G Steam | 0.15446 | 0.15446 |  | 47.21%
Dan River | North Carolina |  |  |  | 2723 | 8C | 90412 | Combined Cycle |  |  |  | Combined cycle | Y |  |  |  | 105.532 | 6759679.779 | 975969.41 | 75.797 | 105.532 |  | 6759679.779 | 975969.41 | 105.532 |  | 105.532 |  | 105.532 |  | 40.5581 | Optimize SCR | 40.5581 |  | 40.5581 |  | 40.5581 |  | 40.5581 | 40.5581 | Not Coal Steam or O/G Steam | 0.012 | 0.012 |  | 76.43%
Dan River | North Carolina |  |  |  | 2723 | 9C | 90413 | Combined Cycle |  |  |  | Combined cycle | Y |  |  |  | 97.84 | 6894420.053 | 1000737.46 | 75.9537 | 97.84 |  | 6894420.053 | 1000737.46 | 97.84 |  | 97.84 |  | 97.84 |  | 41.3665 | Optimize SCR | 41.3665 |  | 41.3665 |  | 41.3665 |  | 41.3665 | 41.3665 | Not Coal Steam or O/G Steam | 0.012 | 0.012 |  | 76.53%
G G Allen | North Carolina |  |  |  | 2718 | 1 | 1843 | Coal Steam |  |  | 2025 | Tangentially-fired |  | Y | Y | 162 |  |  |  | 57.8597 | [20 empty] | Coal Steam Under 0.08 lb/mmBtu | 0 | 0 |  | 6.377%
G G Allen | North Carolina |  |  |  | 2718 | 2 | 1844 | Coal Steam |  |  | 2023 | Tangentially-fired |  | Y | Y | 162 | 8.351 | 50278.015 | 4397.05 | 48.0203 | 0 | Y | 0 | 0 | 0 |  | 0 |  | 0 |  | 0 |  | 0 |  | 0 |  | 0 |  | 0 | 0 | Retired | 0 | 0 |  | 4.67%
G G Allen | North Carolina |  |  |  | 2718 | 3 | 1845 | Coal Steam |  |  | 2023 |  |  | Y | Y | 258 |  |  |  | 62.572 | 0 | Y | 0 | 0 | 0 |  | 0 |  | 0 |  | 0 |  | 0 |  | 0 |  | 0 |  | 0 | 0 | Retired | 0 | 0 |  | 3.302%
G G Allen | North Carolina |  |  |  | 2718 | 4 | 1846 | Coal Steam |  |  | 2023 | Tangentially-fired |  | Y | Y | 257 | 79.734 | 451359.321 | 54638.94 | 159.2813 | 0 | Y | 0 | 0 | 0 |  | 0 |  | 0 |  | 0 |  | 0 |  | 0 |  | 0 |  | 0 | 0 | Retired | 0 | 0 |  | 6.257%
G G Allen | North Carolina |  |  |  | 2718 | 5 | 1847 | Coal Steam |  |  | 2025 | Tangentially-fired |  | Y | Y | 259 | 125.783 | 845036.266 | 80669.44 | 283.502 | 125.783 |  | 845036.266 | 80669.44 | 125.783 |  | 125.783 |  | 125.783 |  | 125.783 |  | 125.783 |  | 105.938 | Y | 105.938 |  | 63.5319 | 21.1259 | Coal Steam SCR Retrofit | 0.25073 | 0.05 |  | 14.38%
H F Lee Steam Electric Plant | North Carolina |  |  |  | 2709 | 01A | 90644 | Combined Cycle |  |  |  | Combined cycle | Y |  |  |  | 110.949 | 5842290.081 | 835179.85 | 104.7613 | 110.949 |  | 5842290.081 | 835179.85 | 110.949 |  | 110.949 |  | 110.949 |  | 35.0537 | Optimize SCR | 35.0537 |  | 35.0537 |  | 35.0537 |  | 35.0537 | 35.0537 | Not Coal Steam or O/G Steam | 0.012 | 0.012 |  | 56.77%
H F Lee Steam Electric Plant | North Carolina |  |  |  | 2709 | 01B | 90645 | Combined Cycle |  |  |  | Combined cycle | Y |  |  |  | 140.069 | 6520214.396 | 933634.66 | 130.1967 | 140.069 |  | 6520214.396 | 933634.66 | 140.069 |  | 140.069 |  | 140.069 |  | 39.1213 | Optimize SCR | 39.1213 |  | 39.1213 |  | 39.1213 |  | 39.1213 | 39.1213 | Not Coal Steam or O/G Steam | 0.012 | 0.012 |  | 60.91%
H F Lee Steam Electric Plant | North Carolina |  |  |  | 2709 | 01C | 90646 | Combined Cycle |  |  |  | Combined cycle | Y |  |  |  | 117.647 | 6423956.305 | 927743.48 | 124.4187 | 117.647 |  | 6423956.305 | 927743.48 | 117.647 |  | 117.647 |  | 117.647 |  | 38.5437 | Optimize SCR | 38.5437 |  | 38.5437 |  | 38.5437 |  | 38.5437 | 38.5437 | Not Coal Steam or O/G Steam | 0.012 | 0.012 |  | 60.11%
H F Lee Steam Electric Plant | North Carolina |  |  |  | 2709 | 10 | 1825 | Combustion Turbine |  |  |  | Combustion turbine |  |  |  |  | 3.404 | 79428.984 | 6940.67 | 2.9467 | 3.404 |  | 79428.984 | 6940.67 | 3.404 |  | 3.404 |  | 3.404 |  | 3.404 |  | 3.404 |  | 3.404 |  | 3.404 |  | 3.404 | 3.404 | Not Coal Steam or O/G Steam | 0.085712 | 0.085712 |  | 1.159%
H F Lee Steam Electric Plant | North Carolina |  |  |  | 2709 | 11 | 1826 | Combustion Turbine |  |  |  | Combustion turbine |  |  |  |  | 9.802 | 276942.15 | 23334.05 | 5.4167 | 9.802 |  | 276942.15 | 23334.05 | 9.802 |  | 9.802 |  | 9.802 |  | 9.802 |  | 9.802 |  | 9.802 |  | 9.802 |  | 9.802 | 9.802 | Not Coal Steam or O/G Steam | 0.070787 | 0.070787 |  | 1.88%
H F Lee Steam Electric Plant | North Carolina |  |  |  | 2709 | 12 | 1827 | Combustion Turbine |  |  |  | Combustion turbine |  |  |  |  | 3.346 | 173701.732 | 16174.47 | 2.9253 | 3.346 |  | 173701.732 | 16174.47 | 3.346 |  | 3.346 |  | 3.346 |  | 3.346 |  | 3.346 |  | 3.346 |  | 3.346 |  | 3.346 | 3.346 | Not Coal Steam or O/G Steam | 0.038526 | 0.038526 |  | 1.693%
H F Lee Steam Electric Plant | North Carolina |  |  |  | 2709 | 13 | 1828 | Combustion Turbine |  |  |  | Combustion turbine |  |  |  |  | 4.727 | 217061.799 | 19594.4 | 4.0403 | 4.727 |  | 217061.799 | 19594.4 | 4.727 |  | 4.727 |  | 4.727 |  | 4.727 |  | 4.727 |  | 4.727 |  | 4.727 |  | 4.727 | 4.727 | Not Coal Steam or O/G Steam | 0.043554 | 0.043554 |  | 2.631%
H F Lee Steam Electric Plant | North Carolina |  |  |  | 2709 | 14 | 89702 | Combustion Turbine |  |  |  | Combustion turbine |  |  |  |  | 4.331 | 292534.235 | 25997.3 | 4.6717 | 4.331 |  | 292534.235 | 25997.3 | 4.331 |  | 4.331 |  | 4.331 |  | 4.331 |  | 4.331 |  | 4.331 |  | 4.331 |  | 4.331 | 4.331 | Not Coal Steam or O/G Steam | 0.02961 | 0.02961 |  | 4.223%
Kings Mountain Energy Center | North Carolina |  |  |  | 59325 | ES-1 | 91012 | Combined Cycle |  |  |  | Combined cycle | Y |  |  |  | 29.579 | 9546569.416 | 1396813.3 | 27.3777 | 29.579 |  | 9546569.416 | 1396813.3 | 29.579 |  | 29.579 |  | 29.579 |  | 29.579 |  | 29.579 |  | 29.579 |  | 29.579 |  | 29.579 | 29.579 | Not Coal Steam or O/G Steam | 0.0061968 | 0.0061968 |  | 67.09%
L V Sutton | North Carolina |  |  |  | 2713 | 01A | 90667 | Combined Cycle |  |  |  | Combined cycle | Y |  |  |  | 99.6 | 5624665.804 | 805934.63 | 103.338 | 99.6 |  | 5624665.804 | 805934.63 | 99.6 |  | 99.6 |  | 99.6 |  | 33.748 | Optimize SCR | 33.748 |  | 33.748 |  | 33.748 |  | 33.748 | 33.748 | Not Coal Steam or O/G Steam | 0.012 | 0.012 |  | 61.41%
L V Sutton | North Carolina |  |  |  | 2713 | 01B | 90668 | Combined Cycle |  |  |  | Combined cycle | Y |  |  |  | 98.394 | 5526694.041 | 799755.52 | 107.7893 | 98.394 |  | 5526694.041 | 799755.52 | 98.394 |  | 98.394 |  | 98.394 |  | 33.1602 | Optimize SCR | 33.1602 |  | 33.1602 |  | 33.1602 |  | 33.1602 | 33.1602 | Not Coal Steam or O/G Steam | 0.012 | 0.012 |  | 60.6%
L V Sutton | North Carolina |  |  |  | 2713 | 4 | 91147 | Combustion Turbine |  |  |  | Combustion turbine |  |  |  |  | 4.688 | 103190.584 | 10429.01 | 11.1133 | 4.688 |  | 103190.584 | 10429.01 | 4.688 |  | 4.688 |  | 4.688 |  | 4.688 |  | 4.688 |  | 4.688 |  | 4.688 |  | 4.688 | 4.688 | Not Coal Steam or O/G Steam | 0.090861 | 0.090861 |  | 10.68%
L V Sutton | North Carolina |  |  |  | 2713 | 5 | 91148 | Combustion Turbine |  |  |  | Combustion turbine |  |  |  |  | 4.054 | 88257.517 | 8779.97 | 9.5493 | 4.054 |  | 88257.517 | 8779.97 | 4.054 |  | 4.054 |  | 4.054 |  | 4.054 |  | 4.054 |  | 4.054 |  | 4.054 |  | 4.054 | 4.054 | Not Coal Steam or O/G Steam | 0.091868 | 0.091868 |  | 8.915%
Lincoln Combustion Turbine | North Carolina |  |  |  | 7277 | 1 | 3070 | Combustion Turbine |  |  |  | Combustion turbine |  |  |  |  | 0.09 | 2506.362 | 173.91 | 0.56167 | 0.09 |  | 2506.362 | 173.91 | 0.09 |  | 0.09 |  | 0.09 |  | 0.09 |  | 0.09 |  | 0.09 |  | 0.09 |  | 0.09 | 0.09 | Not Coal Steam or O/G Steam | 0.071817 | 0.071817 |  | 0.2628%
Lincoln Combustion Turbine | North Carolina |  |  |  | 7277 | 10 | 3071 | Combustion Turbine |  |  |  | Combustion turbine |  |  |  |  | 0 | 1.7 | 0 | 0.11567 | 0 |  | 1.7 | 0 | 0 |  | 0 |  | 0 |  | 0 |  | 0 |  | 0 |  | 0 |  | 0 | 0 | Not Coal Steam or O/G Steam | 0 | 0 |  | 0.05456%
Lincoln Combustion Turbine | North Carolina |  |  |  | 7277 | 11 | 3072 | Combustion Turbine |  |  |  | Combustion turbine |  |  |  |  | 0.302 | 7415.759 | 573.2 | 0.25133 | 0.302 |  | 7415.759 | 573.2 | 0.302 |  | 0.302 |  | 0.302 |  | 0.302 |  | 0.302 |  | 0.302 |  | 0.302 |  | 0.302 | 0.302 | Not Coal Steam or O/G Steam | 0.081448 | 0.081448 |  | 0.09957%
Lincoln Combustion Turbine | North Carolina |  |  |  | 7277 | 12 | 3073 | Combustion Turbine |  |  |  | Combustion turbine |  |  |  |  | 0.159 | 3733.859 | 294.7 | 0.18333 | 0.159 |  | 3733.859 | 294.7 | 0.159 |  | 0.159 |  | 0.159 |  | 0.159 |  | 0.159 |  | 0.159 |  | 0.159 |  | 0.159 | 0.159 | Not Coal Steam or O/G Steam | 0.085167 | 0.085167 |  | 0.07116%
Lincoln Combustion Turbine | North Carolina |  |  |  | 7277 | 13 | 3074 | Combustion Turbine |  |  |  | Combustion turbine |  |  |  |  | 0.129 | 3082.521 | 232.37 | 0.17133 | 0.129 |  | 3082.521 | 232.37 | 0.129 |  | 0.129 |  | 0.129 |  | 0.129 |  | 0.129 |  | 0.129 |  | 0.129 |  | 0.129 | 0.129 | Not Coal Steam or O/G Steam | 0.083698 | 0.083698 |  | 0.06815%
Lincoln Combustion Turbine | North Carolina |  |  |  | 7277 | 14 | 3075 | Combustion Turbine |  |  |  | Combustion turbine |  |  |  |  | 0.155 | 3699.355 | 281.89 | 0.235 | 0.155 |  | 3699.355 | 281.89 | 0.155 |  | 0.155 |  | 0.155 |  | 0.155 |  | 0.155 |  | 0.155 |  | 0.155 |  | 0.155 | 0.155 | Not Coal Steam or O/G Steam | 0.083798 | 0.083798 |  | 0.09153%
Lincoln Combustion Turbine | North Carolina |  |  |  | 7277 | 15 | 3076 | Combustion Turbine |  |  |  | Combustion turbine |  |  |  |  | 0.139 | 3596.62 | 281.93 | 0.218 | 0.139 |  | 3596.62 | 281.93 | 0.139 |  | 0.139 |  | 0.139 |  | 0.139 |  | 0.139 |  | 0.139 |  | 0.139 |  | 0.139 | 0.139 | Not Coal Steam or O/G Steam | 0.077295 | 0.077295 |  | 0.08982%
Lincoln Combustion Turbine | North Carolina |  |  |  | 7277 | 16 | 3077 | Combustion Turbine |  |  |  | Combustion turbine |  |  |  |  | 0.006 | 158.248 | 3.32 | 0.16467 | 0.006 |  | 158.248 | 3.32 | 0.006 |  | 0.006 |  | 0.006 |  | 0.006 |  | 0.006 |  | 0.006 |  | 0.006 |  | 0.006 | 0.006 | Not Coal Steam or O/G Steam | 0.07583 | 0.07583 |  | 0.06586%
Lincoln Combustion Turbine | North Carolina |  |  |  | 7277 | 17 | 91324 | Combustion Turbine |  |  |  | Combustion turbine | Y |  |  |  | 38.995 | 3220102.675 | 332523.63 | 12.9983 | 38.995 |  | 3220102.675 | 332523.63 | 38.995 |  | 38.995 |  | 38.995 |  | 38.995 |  | 38.995 |  | 38.995 |  | 38.995 |  | 38.995 | 38.995 | Not Coal Steam or O/G Steam | 0.02422 | 0.02422 |  | 7.766%
Lincoln Combustion Turbine | North Carolina |  |  |  | 7277 | 2 | 3078 | Combustion Turbine |  |  |  | Combustion turbine |  |  |  |  | 0.416 | 10997.289 | 830.15 | 0.613 | 0.416 |  | 10997.289 | 830.15 | 0.416 |  | 0.416 |  | 0.416 |  | 0.416 |  | 0.416 |  | 0.416 |  | 0.416 |  | 0.416 | 0.416 | Not Coal Steam or O/G Steam | 0.075655 | 0.075655 |  | 0.2868%
Lincoln Combustion Turbine | North Carolina |  |  |  | 7277 | 3 | 3079 | Combustion Turbine |  |  |  | Combustion turbine |  |  |  |  | 0.266 | 7188.435 | 534.84 | 0.59133 | 0.266 |  | 7188.435 | 534.84 | 0.266 |  | 0.266 |  | 0.266 |  | 0.266 |  | 0.266 |  | 0.266 |  | 0.266 |  | 0.266 | 0.266 | Not Coal Steam or O/G Steam | 0.074008 | 0.074008 |  | 0.2709%
Lincoln Combustion Turbine | North Carolina |  |  |  | 7277 | 4 | 3080 | Combustion Turbine |  |  |  | Combustion turbine |  |  |  |  | 0.303 | 8063.98 | 616.03 | 0.64933 | 0.303 |  | 8063.98 | 616.03 | 0.303 |  | 0.303 |  | 0.303 |  | 0.303 |  | 0.303 |  | 0.303 |  | 0.303 |  | 0.303 | 0.303 | Not Coal Steam or O/G Steam | 0.075149 | 0.075149 |  | 0.3026%
Lincoln Combustion Turbine | North Carolina |  |  |  | 7277 | 5 | 3081 | Combustion Turbine |  |  |  | Combustion turbine |  |  |  |  | 0.267 | 6935.133 | 528.26 | 0.40333 | 0.267 |  | 6935.133 | 528.26 | 0.267 |  | 0.267 |  | 0.267 |  | 0.267 |  | 0.267 |  | 0.267 |  | 0.267 |  | 0.267 | 0.267 | Not Coal Steam or O/G Steam | 0.076999 | 0.076999 |  | 0.188%
Lincoln Combustion Turbine | North Carolina |  |  |  | 7277 | 6 | 3082 | Combustion Turbine |  |  |  | Combustion turbine |  |  |  |  | 0.259 | 6284.905 | 461.88 | 0.43467 | 0.259 |  | 6284.905 | 461.88 | 0.259 |  | 0.259 |  | 0.259 |  | 0.259 |  | 0.259 |  | 0.259 |  | 0.259 |  | 0.259 | 0.259 | Not Coal Steam or O/G Steam | 0.08242 | 0.08242 |  | 0.2045%
Lincoln Combustion Turbine | North Carolina |  |  |  | 7277 | 7 | 3083 | Combustion Turbine |  |  |  | Combustion turbine |  |  |  |  | 0.252 | 6340.52 | 486.45 | 0.41067 | 0.252 |  | 6340.52 | 486.45 | 0.252 |  | 0.252 |  | 0.252 |  | 0.252 |  | 0.252 |  | 0.252 |  | 0.252 |  | 0.252 | 0.252 | Not Coal Steam or O/G Steam | 0.079489 | 0.079489 |  | 0.1919%
Lincoln Combustion Turbine | North Carolina |  |  |  | 7277 | 8 | 3084 | Combustion Turbine |  |  |  | Combustion turbine |  |  |  |  | 0.013 | 320.133 | 6.43 | 0.42233 | 0.013 |  | 320.133 | 6.43 | 0.013 |  | 0.013 |  | 0.013 |  | 0.013 |  | 0.013 |  | 0.013 |  | 0.013 |  | 0.013 | 0.013 | Not Coal Steam or O/G Steam | 0.081216 | 0.081216 |  | 0.1981%
Lincoln Combustion Turbine | North Carolina |  |  |  | 7277 | 9 | 3085 | Combustion Turbine |  |  |  | Combustion turbine |  |  |  |  | 0.136 | 3192.298 | 252.54 | 0.128 | 0.136 |  | 3192.298 | 252.54 | 0.136 |  | 0.136 |  | 0.136 |  | 0.136 |  | 0.136 |  | 0.136 |  | 0.136 |  | 0.136 | 0.136 | Not Coal Steam or O/G Steam | 0.085205 | 0.085205 |  | 0.05711%
Marshall | North Carolina |  |  |  | 2727 | 1 | 1861 | Coal Steam | 12 | 2028 | 2029 | Tangentially-fired |  | Y | Y | 370 | 700.177 | 5610555.135 | 625325.64 | 635.4413 | 700.177 |  | 5610555.135 | 625325.64 | 700.177 |  | 700.177 |  | 700.177 |  | 700.177 |  | 700.177 |  | 690.2385 | Y | 690.2385 |  | 415.2512 | 140.2639 | Coal Steam SCR Retrofit | 0.24605 | 0.05 |  | 29.44%
Marshall | North Carolina |  |  |  | 2727 | 2 | 1862 | Coal Steam | 12 | 2028 | 2029 | Tangentially-fired |  | Y | Y | 370 | 873.799 | 7092103.386 | 795456.95 | 829.5247 | 873.799 |  | 7092103.386 | 795456.95 | 873.799 |  | 873.799 |  | 873.799 |  | 873.799 |  | 873.799 |  | 873.799 |  | 873.799 |  | 525.5508 | 177.3026 | Coal Steam SCR Retrofit | 0.24641 | 0.05 |  | 39.96%
Marshall | North Carolina |  |  |  | 2727 | 3 | 1863 | Coal Steam |  |  |  | Tangentially-fired | Y |  |  | 658 | 347.501 | 5639064.52 | 606957.31 | 745.1247 | 347.501 |  | 5639064.52 | 606957.31 | 347.501 |  | 347.501 |  | 347.501 |  | 225.5626 | Optimize SCR | 225.5626 |  | 225.5626 |  | 225.5626 |  | 225.5626 | 225.5626 | Existing SCR | 0.08 | 0.08 |  | 40.18%
Marshall | North Carolina |  |  |  | 2727 | 4 | 1864 | Coal Steam |  |  |  | Tangentially-fired |  | Y |  | 660 | 1832.84 | 15351413.625 | 1700803.22 | 1674.7677 | 1832.84 |  | 15351413.625 | 1700803.22 | 1832.84 |  | 1832.84 |  | 1832.84 |  | 1832.84 |  | 1832.84 |  | 1832.84 |  | 1832.84 |  | 1108.3127 | 383.7853 | Coal Steam SCR Retrofit | 0.23878 | 0.05 |  | 48.77%
Mayo | North Carolina |  |  |  | 6250 | 1A | 2871 | Coal Steam | 12 | 2028 | 2029 | Dry bottom wall-fired boiler | Y |  | Y | 364 | 309.179 | 4944705.934 |  | 335.1247 | 309.179 |  | 4944705.934 |  | 309.179 |  | 309.179 |  | 309.179 |  | 197.7882 | Optimize SCR | 197.7882 |  | 197.7882 |  | 197.7882 |  | 197.7882 | 197.7882 | Existing SCR | 0.08 | 0.08 |  | 29.28%
Mayo | North Carolina |  |  |  | 6250 | 1B | 2872 | Coal Steam | 12 | 2028 | 2029 | Dry bottom wall-fired boiler | Y |  | Y | 364 | 320.879 | 5202400.697 |  | 304.1147 | 320.879 |  | 5202400.697 |  | 320.879 |  | 320.879 |  | 320.879 |  | 208.096 | Optimize SCR | 208.096 |  | 208.096 |  | 208.096 |  | 208.096 | 208.096 | Existing SCR | 0.08 | 0.08 |  | 26.98%
NC Renewable Power - Lumberton LLC | North Carolina |  |  |  | 10382 | UNIT1 | 3545 | Biomass |  |  |  | Stoker |  | Y | Y |  |  |  |  | 22.999 | [20 empty] | Not Coal Steam or O/G Steam | 0 | 0 |  | 26.94%
NC Renewable Power - Lumberton LLC | North Carolina |  |  |  | 10382 | UNIT2 | 3546 | Biomass |  |  |  | Stoker |  | Y | Y |  |  |  |  | 24.814 | [20 empty] | Not Coal Steam or O/G Steam | 0 | 0 |  | 28.62%
NCEMC Anson Plant | North Carolina |  |  |  | 56249 | ES1-A | 89583 | Combustion Turbine |  |  |  | Combustion turbine |  |  |  |  | 2.114 | 49190.518 | 4900.34 | 1.9437 | 2.114 |  | 49190.518 | 4900.34 | 2.114 |  | 2.114 |  | 2.114 |  | 2.114 |  | 2.114 |  | 2.114 |  | 2.114 |  | 2.114 | 2.114 | Not Coal Steam or O/G Steam | 0.085952 | 0.085952 |  | 3.694%
NCEMC Anson Plant | North Carolina |  |  |  | 56249 | ES1-B | 89584 | Combustion Turbine |  |  |  | Combustion turbine |  |  |  |  | 2.176 | 49479.525 | 4957.57 | 2.0393 | 2.176 |  | 49479.525 | 4957.57 | 2.176 |  | 2.176 |  | 2.176 |  | 2.176 |  | 2.176 |  | 2.176 |  | 2.176 |  | 2.176 | 2.176 | Not Coal Steam or O/G Steam | 0.087956 | 0.087956 |  | 3.792%
NCEMC Anson Plant | North Carolina |  |  |  | 56249 | ES2-A | 89585 | Combustion Turbine |  |  |  | Combustion turbine |  |  |  |  | 2.798 | 63064.76 | 6177.48 | 2.1617 | 2.798 |  | 63064.76 | 6177.48 | 2.798 |  | 2.798 |  | 2.798 |  | 2.798 |  | 2.798 |  | 2.798 |  | 2.798 |  | 2.798 | 2.798 | Not Coal Steam or O/G Steam | 0.088734 | 0.088734 |  | 3.997%
NCEMC Anson Plant | North Carolina |  |  |  | 56249 | ES2-B | 89586 | Combustion Turbine |  |  |  | Combustion turbine |  |  |  |  | 2.707 | 62952.116 | 6198.23 | 1.9657 | 2.707 |  | 62952.116 | 6198.23 | 2.707 |  | 2.707 |  | 2.707 |  | 2.707 |  | 2.707 |  | 2.707 |  | 2.707 |  | 2.707 | 2.707 | Not Coal Steam or O/G Steam | 0.086002 | 0.086002 |  | 3.748%
NCEMC Anson Plant | North Carolina |  |  |  | 56249 | ES3-A | 89587 | Combustion Turbine |  |  |  | Combustion turbine |  |  |  |  | 2.51 | 58246.995 | 5886.58 | 1.868 | 2.51 |  | 58246.995 | 5886.58 | 2.51 |  | 2.51 |  | 2.51 |  | 2.51 |  | 2.51 |  | 2.51 |  | 2.51 |  | 2.51 | 2.51 | Not Coal Steam or O/G Steam | 0.086185 | 0.086185 |  | 3.551%
NCEMC Anson Plant | North Carolina |  |  |  | 56249 | ES3-B | 89588 | Combustion Turbine |  |  |  | Combustion turbine |  |  |  |  | 2.676 | 60854.899 | 6134.25 | 2.0497 | 2.676 |  | 60854.899 | 6134.25 | 2.676 |  | 2.676 |  | 2.676 |  | 2.676 |  | 2.676 |  | 2.676 |  | 2.676 |  | 2.676 | 2.676 | Not Coal Steam or O/G Steam | 0.087947 | 0.087947 |  | 3.824%
NCEMC Anson Plant | North Carolina |  |  |  | 56249 | ES4-A | 89589 | Combustion Turbine |  |  |  | Combustion turbine |  |  |  |  | 1.915 | 41541.324 | 4151.62 | 1.8617 | 1.915 |  | 41541.324 | 4151.62 | 1.915 |  | 1.915 |  | 1.915 |  | 1.915 |  | 1.915 |  | 1.915 |  | 1.915 |  | 1.915 | 1.915 | Not Coal Steam or O/G Steam | 0.092197 | 0.092197 |  | 3.318%
NCEMC Anson Plant | North Carolina |  |  |  | 56249 | ES4-B | 89590 | Combustion Turbine |  |  |  | Combustion turbine |  |  |  |  | 2.178 | 43620.881 | 4346.22 | 1.9237 | 2.178 |  | 43620.881 | 4346.22 | 2.178 |  | 2.178 |  | 2.178 |  | 2.178 |  | 2.178 |  | 2.178 |  | 2.178 |  | 2.178 | 2.178 | Not Coal Steam or O/G Steam | 0.09986 | 0.09986 |  | 3.237%
NCEMC Anson Plant | North Carolina |  |  |  | 56249 | ES5-A | 89591 | Combustion Turbine |  |  |  | Combustion turbine |  |  |  |  | 1.641 | 36867.649 | 3832.59 | 1.82 | 1.641 |  | 36867.649 | 3832.59 | 1.641 |  | 1.641 |  | 1.641 |  | 1.641 |  | 1.641 |  | 1.641 |  | 1.641 |  | 1.641 | 1.641 | Not Coal Steam or O/G Steam | 0.089021 | 0.089021 |  | 3.357%
NCEMC Anson Plant | North Carolina |  |  |  | 56249 | ES5-B | 89592 | Combustion Turbine |  |  |  | Combustion turbine |  |  |  |  | 1.696 | 38140.999 | 3972.43 | 1.7987 | 1.696 |  | 38140.999 | 3972.43 | 1.696 |  | 1.696 |  | 1.696 |  | 1.696 |  | 1.696 |  | 1.696 |  | 1.696 |  | 1.696 | 1.696 | Not Coal Steam or O/G Steam | 0.088933 | 0.088933 |  | 3.312%
NCEMC Anson Plant | North Carolina |  |  |  | 56249 | ES6-A | 89593 | Combustion Turbine |  |  |  | Combustion turbine |  |  |  |  | 2.229 | 49274.808 | 4967.17 | 2.0743 | 2.229 |  | 49274.808 | 4967.17 | 2.229 |  | 2.229 |  | 2.229 |  | 2.229 |  | 2.229 |  | 2.229 |  | 2.229 |  | 2.229 | 2.229 | Not Coal Steam or O/G Steam | 0.090472 | 0.090472 |  | 3.767%
NCEMC Anson Plant | North Carolina |  |  |  | 56249 | ES6-B | 89594 | Combustion Turbine |  |  |  | Combustion turbine |  |  |  |  | 2.195 | 48949.396 | 4975.95 | 2.0637 | 2.195 |  | 48949.396 | 4975.95 | 2.195 |  | 2.195 |  | 2.195 |  | 2.195 |  | 2.195 |  | 2.195 |  | 2.195 |  | 2.195 | 2.195 | Not Coal Steam or O/G Steam | 0.089684 | 0.089684 |  | 3.768%
NCEMC Hamlet Plant | North Carolina |  |  |  | 56292 | ES1-A | 89611 | Combustion Turbine |  |  |  | Combustion turbine |  |  |  |  | 3.561 | 83135.152 | 8210.05 | 3.3637 | 3.561 |  | 83135.152 | 8210.05 | 3.561 |  | 3.561 |  | 3.561 |  | 3.561 |  | 3.561 |  | 3.561 |  | 3.561 |  | 3.561 | 3.561 | Not Coal Steam or O/G Steam | 0.085668 | 0.085668 |  | 6.478%
NCEMC Hamlet Plant | North Carolina |  |  |  | 56292 | ES1-B | 89612 | Combustion Turbine |  |  |  | Combustion turbine |  |  |  |  | 3.893 | 88489.617 | 8798.69 | 3.701 | 3.893 |  | 88489.617 | 8798.69 | 3.893 |  | 3.893 |  | 3.893 |  | 3.893 |  | 3.893 |  | 3.893 |  | 3.893 |  | 3.893 | 3.893 | Not Coal Steam or O/G Steam | 0.087988 | 0.087988 |  | 6.947%
NCEMC Hamlet Plant | North Carolina |  |  |  | 56292 | ES2-A | 89613 | Combustion Turbine |  |  |  | Combustion turbine |  |  |  |  | 1.356 | 30470.004 | 3090.85 | 0.74067 | 1.356 |  | 30470.004 | 3090.85 | 1.356 |  | 1.356 |  | 1.356 |  | 1.356 |  | 1.356 |  | 1.356 |  | 1.356 |  | 1.356 | 1.356 | Not Coal Steam or O/G Steam | 0.089006 | 0.089006 |  | 1.362%
NCEMC Hamlet Plant | North Carolina |  |  |  | 56292 | ES2-B | 89614 | Combustion Turbine |  |  |  | Combustion turbine |  |  |  |  | 1.465 | 32887.599 | 3336.94 | 0.79367 | 1.465 |  | 32887.599 | 3336.94 | 1.465 |  | 1.465 |  | 1.465 |  | 1.465 |  | 1.465 |  | 1.465 |  | 1.465 |  | 1.465 | 1.465 | Not Coal Steam or O/G Steam | 0.089091 | 0.089091 |  | 1.456%
NCEMC Hamlet Plant | North Carolina |  |  |  | 56292 | ES3-A | 89615 | Combustion Turbine |  |  |  | Combustion turbine |  |  |  |  | 1.442 | 31579.402 | 3209.81 | 0.78 | 1.442 |  | 31579.402 | 3209.81 | 1.442 |  | 1.442 |  | 1.442 |  | 1.442 |  | 1.442 |  | 1.442 |  | 1.442 |  | 1.442 | 1.442 | Not Coal Steam or O/G Steam | 0.091325 | 0.091325 |  | 1.402%
NCEMC Hamlet Plant | North Carolina |  |  |  | 56292 | ES3-B | 89616 | Combustion Turbine |  |  |  | Combustion turbine |  |  |  |  | 1.486 | 33539.392 | 3383.53 | 0.78867 | 1.486 |  | 33539.392 | 3383.53 | 1.486 |  | 1.486 |  | 1.486 |  | 1.486 |  | 1.486 |  | 1.486 |  | 1.486 |  | 1.486 | 1.486 | Not Coal Steam or O/G Steam | 0.088612 | 0.088612 |  | 1.458%
NCEMC Hamlet Plant | North Carolina |  |  |  | 56292 | ES4-A | 89617 | Combustion Turbine |  |  |  | Combustion turbine |  |  |  |  | 3.759 | 86083.935 | 8748.27 | 3.5207 | 3.759 |  | 86083.935 | 8748.27 | 3.759 |  | 3.759 |  | 3.759 |  | 3.759 |  | 3.759 |  | 3.759 |  | 3.759 |  | 3.759 | 3.759 | Not Coal Steam or O/G Steam | 0.087333 | 0.087333 |  | 6.652%
NCEMC Hamlet Plant | North Carolina |  |  |  | 56292 | ES4-B | 89618 | Combustion Turbine |  |  |  | Combustion turbine |  |  |  |  | 3.588 | 83748.806 | 8654.01 | 3.3857 | 3.588 |  | 83748.806 | 8654.01 | 3.588 |  | 3.588 |  | 3.588 |  | 3.588 |  | 3.588 |  | 3.588 |  | 3.588 |  | 3.588 | 3.588 | Not Coal Steam or O/G Steam | 0.085685 | 0.085685 |  | 6.519%
NCEMC Hamlet Plant | North Carolina |  |  |  | 56292 | ES5-A | 89619 | Combustion Turbine |  |  |  | Combustion turbine |  |  |  |  | 3.746 | 84960.14 | 8457.27 | 3.2677 | 3.746 |  | 84960.14 | 8457.27 | 3.746 |  | 3.746 |  | 3.746 |  | 3.746 |  | 3.746 |  | 3.746 |  | 3.746 |  | 3.746 | 3.746 | Not Coal Steam or O/G Steam | 0.088183 | 0.088183 |  | 6.114%
NCEMC Hamlet Plant | North Carolina |  |  |  | 56292 | ES5-B | 89620 | Combustion Turbine |  |  |  | Combustion turbine |  |  |  |  | 3.847 | 87920.075 | 8710.09 | 3.425 | 3.847 |  | 87920.075 | 8710.09 | 3.847 |  | 3.847 |  | 3.847 |  | 3.847 |  | 3.847 |  | 3.847 |  | 3.847 |  | 3.847 | 3.847 | Not Coal Steam or O/G Steam | 0.087511 | 0.087511 |  | 6.464%
NCEMC Hamlet Plant | North Carolina |  |  |  | 56292 | ES6-A | 90839 | Combustion Turbine |  |  |  | Combustion turbine |  |  |  |  | 1.42 | 31803.964 | 3289.74 | 0.773 | 1.42 |  | 31803.964 | 3289.74 | 1.42 |  | 1.42 |  | 1.42 |  | 1.42 |  | 1.42 |  | 1.42 |  | 1.42 |  | 1.42 | 1.42 | Not Coal Steam or O/G Steam | 0.089297 | 0.089297 |  | 1.414%
NCEMC Hamlet Plant | North Carolina |  |  |  | 56292 | ES6-B | 90840 | Combustion Turbine |  |  |  | Combustion turbine |  |  |  |  | 1.418 | 32236.043 | 3270.76 | 0.77433 | 1.418 |  | 32236.043 | 3270.76 | 1.418 |  | 1.418 |  | 1.418 |  | 1.418 |  | 1.418 |  | 1.418 |  | 1.418 |  | 1.418 | 1.418 | Not Coal Steam or O/G Steam | 0.087976 | 0.087976 |  | 1.437%
Plant Rowan County | North Carolina |  |  |  | 7826 | 1 | 3248 | Combustion Turbine |  |  |  | Combustion turbine |  |  |  |  | 15.819 | 962000.403 | 89297.8 | 20.0397 | 15.819 |  | 962000.403 | 89297.8 | 15.819 |  | 15.819 |  | 15.819 |  | 15.819 |  | 15.819 |  | 15.819 |  | 15.819 |  | 15.819 | 15.819 | Not Coal Steam or O/G Steam | 0.032888 | 0.032888 |  | 17.56%
Plant Rowan County | North Carolina |  |  |  | 7826 | 2 | 3249 | Combustion Turbine |  |  |  | Combustion turbine |  |  |  |  | 15.848 | 925897.826 | 86150.7 | 16.2497 | 15.848 |  | 925897.826 | 86150.7 | 15.848 |  | 15.848 |  | 15.848 |  | 15.848 |  | 15.848 |  | 15.848 |  | 15.848 |  | 15.848 | 15.848 | Not Coal Steam or O/G Steam | 0.034233 | 0.034233 |  | 13.26%
Plant Rowan County | North Carolina |  |  |  | 7826 | 3 | 3250 | Combustion Turbine |  |  |  | Combustion turbine |  |  |  |  | 22.908 | 1337658.176 | 119993.3 | 21.3213 | 22.908 |  | 1337658.176 | 119993.3 | 22.908 |  | 22.908 |  | 22.908 |  | 22.908 |  | 22.908 |  | 22.908 |  | 22.908 |  | 22.908 | 22.908 | Not Coal Steam or O/G Steam | 0.034251 | 0.034251 |  | 17.9%
Plant Rowan County | North Carolina |  |  |  | 7826 | 4 | 3251 | Combined Cycle |  |  |  | Combined cycle | Y |  |  |  | 31.986 | 5684722.161 | 535806.65 | 31.2693 | 31.986 |  | 5684722.161 | 535806.65 | 31.986 |  | 31.986 |  | 31.986 |  | 31.986 |  | 31.986 |  | 31.986 |  | 31.986 |  | 31.986 | 31.986 | Not Coal Steam or O/G Steam | 0.011253 | 0.011253 |  | 77.41%
Plant Rowan County | North Carolina |  |  |  | 7826 | 5 | 3252 | Combined Cycle |  |  |  | Combined cycle | Y |  |  |  | 32.217 | 5796914.008 | 550350.19 | 31.654 | 32.217 |  | 5796914.008 | 550350.19 | 32.217 |  | 32.217 |  | 32.217 |  | 32.217 |  | 32.217 |  | 32.217 |  | 32.217 |  | 32.217 | 32.217 | Not Coal Steam or O/G Steam | 0.011115 | 0.011115 |  | 80.32%
Richmond County Plant | North Carolina |  |  |  | 7805 | 1 | 3235 | Combustion Turbine |  |  |  | Combustion turbine |  |  |  |  | 17.545 | 987731.422 | 92716.94 | 20.9483 | 17.545 |  | 987731.422 | 92716.94 | 17.545 |  | 17.545 |  | 17.545 |  | 17.545 |  | 17.545 |  | 17.545 |  | 17.545 |  | 17.545 | 17.545 | Not Coal Steam or O/G Steam | 0.035526 | 0.035526 |  | 14.68%
Richmond County Plant | North Carolina |  |  |  | 7805 | 10 | 90495 | Combined Cycle |  |  |  | Combined cycle | Y |  |  |  | 19.172 | 6484257.925 | 942813.46 | 19.545 | 19.172 |  | 6484257.925 | 942813.46 | 19.172 |  | 19.172 |  | 19.172 |  | 19.172 |  | 19.172 |  | 19.172 |  | 19.172 |  | 19.172 | 19.172 | Not Coal Steam or O/G Steam | 0.0059134 | 0.0059134 |  | 70.35%
Richmond County Plant | North Carolina |  |  |  | 7805 | 2 | 3236 | Combustion Turbine |  |  |  | Combustion turbine |  |  |  |  | 22.507 | 1241639.08 | 119177.99 | 22.4053 | 22.507 |  | 1241639.08 | 119177.99 | 22.507 |  | 22.507 |  | 22.507 |  | 22.507 |  | 22.507 |  | 22.507 |  | 22.507 |  | 22.507 | 22.507 | Not Coal Steam or O/G Steam | 0.036254 | 0.036254 |  | 17.18%
Richmond County Plant | North Carolina |  |  |  | 7805 | 3 | 3237 | Combustion Turbine |  |  |  | Combustion turbine |  |  |  |  | 19.973 | 1028476.351 | 92926.45 | 22.2317 | 19.973 |  | 1028476.351 | 92926.45 | 19.973 |  | 19.973 |  | 19.973 |  | 19.973 |  | 19.973 |  | 19.973 |  | 19.973 |  | 19.973 | 19.973 | Not Coal Steam or O/G Steam | 0.03884 | 0.03884 |  | 14.87%
Richmond County Plant | North Carolina |  |  |  | 7805 | 4 | 3238 | Combustion Turbine |  |  |  | Combustion turbine |  |  |  |  | 20.753 | 1138091.449 | 107122.62 | 18.58 | 20.753 |  | 1138091.449 | 107122.62 | 20.753 |  | 20.753 |  | 20.753 |  | 20.753 |  | 20.753 |  | 20.753 |  | 20.753 |  | 20.753 | 20.753 | Not Coal Steam or O/G Steam | 0.03647 | 0.03647 |  | 13.78%
Richmond County Plant | North Carolina |  |  |  | 7805 | 6 | 3240 | Combustion Turbine |  |  |  | Combustion turbine |  |  |  |  | 21.101 | 1211331.644 | 112170.98 | 19.674 | 21.101 |  | 1211331.644 | 112170.98 | 21.101 |  | 21.101 |  | 21.101 |  | 21.101 |  | 21.101 |  | 21.101 |  | 21.101 |  | 21.101 | 21.101 | Not Coal Steam or O/G Steam | 0.034839 | 0.034839 |  | 14.52%
Richmond County Plant | North Carolina |  |  |  | 7805 | 7 | 3241 | Combined Cycle |  |  |  | Combined cycle | Y |  |  |  | 18.594 | 4770918.394 | 441410.17 | 20.1623 | 18.594 |  | 4770918.394 | 441410.17 | 18.594 |  | 18.594 |  | 18.594 |  | 18.594 |  | 18.594 |  | 18.594 |  | 18.594 |  | 18.594 | 18.594 | Not Coal Steam or O/G Steam | 0.0077947 | 0.0077947 |  | 70.28%
Richmond County Plant | North Carolina |  |  |  | 7805 | 8 | 3242 | Combined Cycle |  |  |  | Combined cycle | Y |  |  |  | 18.803 | 4685894.184 | 433226.4 | 20.051 | 18.803 |  | 4685894.184 | 433226.4 | 18.803 |  | 18.803 |  | 18.803 |  | 18.803 |  | 18.803 |  | 18.803 |  | 18.803 |  | 18.803 | 18.803 | Not Coal Steam or O/G Steam | 0.0080254 | 0.0080254 |  | 69.8%
Richmond County Plant | North Carolina |  |  |  | 7805 | 9 | 90494 | Combined Cycle |  |  |  | Combined cycle | Y |  |  |  | 19.454 | 6346796.393 | 917676.84 | 20.034 | 19.454 |  | 6346796.393 | 917676.84 | 19.454 |  | 19.454 |  | 19.454 |  | 19.454 |  | 19.454 |  | 19.454 |  | 19.454 |  | 19.454 | 19.454 | Not Coal Steam or O/G Steam | 0.0061303 | 0.0061303 |  | 69.69%
Rockingham County Combustion Turbine | North Carolina |  |  |  | 55116 | CT1 | 3935 | Combustion Turbine |  |  |  | Combustion turbine |  |  |  |  | 9.314 | 401141.752 | 37538.78 | 15.249 | 9.314 |  | 401141.752 | 37538.78 | 9.314 |  | 9.314 |  | 9.314 |  | 9.314 |  | 9.314 |  | 9.314 |  | 9.314 |  | 9.314 | 9.314 | Not Coal Steam or O/G Steam | 0.046437 | 0.046437 |  | 9.297%
Rockingham County Combustion Turbine | North Carolina |  |  |  | 55116 | CT2 | 3936 | Combustion Turbine |  |  |  | Combustion turbine |  |  |  |  | 17.928 | 774454.918 | 72820.81 | 19.6367 | 17.928 |  | 774454.918 | 72820.81 | 17.928 |  | 17.928 |  | 17.928 |  | 17.928 |  | 17.928 |  | 17.928 |  | 17.928 |  | 17.928 | 17.928 | Not Coal Steam or O/G Steam | 0.046298 | 0.046298 |  | 12.22%
Rockingham County Combustion Turbine | North Carolina |  |  |  | 55116 | CT3 | 3937 | Combustion Turbine |  |  |  | Combustion turbine |  |  |  |  | 26.324 | 1135099.784 | 107623.68 | 21.5603 | 26.324 |  | 1135099.784 | 107623.68 | 26.324 |  | 26.324 |  | 26.324 |  | 26.324 |  | 26.324 |  | 26.324 |  | 26.324 |  | 26.324 | 26.324 | Not Coal Steam or O/G Steam | 0.046382 | 0.046382 |  | 13.23%
Rockingham County Combustion Turbine | North Carolina |  |  |  | 55116 | CT4 | 3938 | Combustion Turbine |  |  |  | Combustion turbine |  |  |  |  | 23.316 | 1046124.232 | 97191.38 | 18.979 | 23.316 |  | 1046124.232 | 97191.38 | 23.316 |  | 23.316 |  | 23.316 |  | 23.316 |  | 23.316 |  | 23.316 |  | 23.316 |  | 23.316 | 23.316 | Not Coal Steam or O/G Steam | 0.044576 | 0.044576 |  | 11.92%
Rockingham County Combustion Turbine | North Carolina |  |  |  | 55116 | CT5 | 3939 | Combustion Turbine |  |  |  | Combustion turbine |  |  |  |  | 20.015 | 883608.348 | 82946.7 | 18.2197 | 20.015 |  | 883608.348 | 82946.7 | 20.015 |  | 20.015 |  | 20.015 |  | 20.015 |  | 20.015 |  | 20.015 |  | 20.015 |  | 20.015 | 20.015 | Not Coal Steam or O/G Steam | 0.045303 | 0.045303 |  | 11.17%
Rosemary Power Station | North Carolina |  |  |  | 50555 | 1 | 89294 | Combined Cycle |  |  |  | Combined cycle |  |  |  |  | 2.38 | 24824.303 | 1731.95 | 1.1253 | 2.38 |  | 24824.303 | 1731.95 | 2.38 |  | 2.38 |  | 2.38 |  | 2.38 |  | 2.38 |  | 2.38 |  | 2.38 |  | 2.38 | 2.38 | Not Coal Steam or O/G Steam | 0.19175 | 0.19175 |  | 0.2793%
Rosemary Power Station | North Carolina |  |  |  | 50555 | 2 | 89295 | Combined Cycle |  |  |  | Combined cycle |  |  |  |  | 1.723 | 15251.9 | 999.8 | 1.9533 | 1.723 |  | 15251.9 | 999.8 | 1.723 |  | 1.723 |  | 1.723 |  | 1.723 |  | 1.723 |  | 1.723 |  | 1.723 |  | 1.723 | 1.723 | Not Coal Steam or O/G Steam | 0.22594 | 0.22594 |  | 0.8702%
Roxboro | North Carolina |  |  |  | 2712 | 1 | 1831 | Coal Steam |  |  | 2029 | Dry bottom wall-fired boiler | Y |  |  | 379 | 141.421 | 2428151.309 | 237633.48 | 228.191 | 141.421 |  | 2428151.309 | 237633.48 | 141.421 |  | 141.421 |  | 141.421 |  | 97.1261 | Optimize SCR | 97.1261 |  | 97.1261 |  | 97.1261 |  | 97.1261 | 97.1261 | Existing SCR | 0.08 | 0.08 |  | 22.27%
Roxboro | North Carolina |  |  |  | 2712 | 2 | 1832 | Coal Steam |  |  | 2029 | Tangentially-fired | Y |  |  | 668 | 267.159 | 4567549.427 | 514490.62 | 434.6333 | 267.159 |  | 4567549.427 | 514490.62 | 267.159 |  | 267.159 |  | 267.159 |  | 182.702 | Optimize SCR | 182.702 |  | 182.702 |  | 182.702 |  | 182.702 | 182.702 | Existing SCR | 0.08 | 0.08 |  | 26.85%
Roxboro | North Carolina |  |  |  | 2712 | 3A | 1833 | Coal Steam | 12 | 2034 | 2035 | Dry bottom wall-fired boiler | Y |  | Y | 347 | 471.009 | 6638435.157 |  | 448.72 | 471.009 |  | 6638435.157 |  | 471.009 |  | 471.009 |  | 471.009 |  | 265.5374 | Optimize SCR | 265.5374 |  | 265.5374 |  | 265.5374 |  | 265.5374 | 265.5374 | Existing SCR | 0.08 | 0.08 |  | 40.59%
Roxboro | North Carolina |  |  |  | 2712 | 3B | 1834 | Coal Steam | 12 | 2034 | 2035 | Dry bottom wall-fired boiler | Y |  | Y | 347 | 548.18 | 7318966.775 |  | 476.5043 | 548.18 |  | 7318966.775 |  | 548.18 |  | 548.18 |  | 548.18 |  | 292.7587 | Optimize SCR | 292.7587 |  | 292.7587 |  | 292.7587 |  | 292.7587 | 292.7587 | Existing SCR | 0.08 | 0.08 |  | 42.25%
Roxboro | North Carolina |  |  |  | 2712 | 4A | 1835 | Coal Steam | 12 | 2034 | 2035 | Dry bottom wall-fired boiler | Y |  | Y | 349 | 389.918 | 7547228.476 |  | 424.31 | 389.918 |  | 7547228.476 |  | 389.918 |  | 389.918 |  | 389.918 |  | 301.8891 | Optimize SCR | 301.8891 |  | 301.8891 |  | 301.8891 |  | 301.8891 | 301.8891 | Existing SCR | 0.08 | 0.08 |  | 43.4%
Roxboro | North Carolina |  |  |  | 2712 | 4B | 1836 | Coal Steam | 12 | 2034 | 2035 | Dry bottom wall-fired boiler | Y |  | Y | 349 | 313.428 | 5866463.67 |  | 358.8343 | 313.428 |  | 5866463.67 |  | 313.428 |  | 313.428 |  | 313.428 |  | 234.6585 | Optimize SCR | 234.6585 |  | 234.6585 |  | 234.6585 |  | 234.6585 | 234.6585 | Existing SCR | 0.08 | 0.08 |  | 36.18%
W H Weatherspoon | North Carolina |  |  |  | 2716 | 4 | 88324 | Combustion Turbine |  |  |  | Combustion turbine |  |  |  |  | 3.191 | 5317.6 | 0 | 1.648 | 3.191 |  | 5317.6 | 0 | 3.191 |  | 3.191 |  | 3.191 |  | 3.191 |  | 3.191 |  | 3.191 |  | 3.191 |  | 3.191 | 3.191 | Not Coal Steam or O/G Steam | 1.2002 | 1.2002 |  | 0.1305%
W H Weatherspoon | North Carolina |  |  |  | 2716 | 5 | 88325 | Combustion Turbine |  |  |  | Combustion turbine |  |  |  |  | 3.668 | 6114.1 | 0 | 1.8267 | 3.668 |  | 6114.1 | 0 | 3.668 |  | 3.668 |  | 3.668 |  | 3.668 |  | 3.668 |  | 3.668 |  | 3.668 |  | 3.668 | 3.668 | Not Coal Steam or O/G Steam | 1.1998 | 1.1998 |  | 0.1447%
W H Weatherspoon | North Carolina |  |  |  | 2716 | 6 | 88326 | Combustion Turbine |  |  |  | Combustion turbine |  |  |  |  | 3.531 | 5884.9 | 0 | 1.7833 | 3.531 |  | 5884.9 | 0 | 3.531 |  | 3.531 |  | 3.531 |  | 3.531 |  | 3.531 |  | 3.531 |  | 3.531 |  | 3.531 | 3.531 | Not Coal Steam or O/G Steam | 1.2 | 1.2 |  | 0.1413%
W H Weatherspoon | North Carolina |  |  |  | 2716 | 7 | 88327 | Combustion Turbine |  |  |  | Combustion turbine |  |  |  |  | 4.614 | 7689.8 | 0 | 2.1397 | 4.614 |  | 7689.8 | 0 | 4.614 |  | 4.614 |  | 4.614 |  | 4.614 |  | 4.614 |  | 4.614 |  | 4.614 |  | 4.614 | 4.614 | Not Coal Steam or O/G Steam | 1.2 | 1.2 |  | 0.1695%
Antelope Valley | North Dakota |  |  |  | 6469 | B1 | 2885 | Coal Steam |  |  |  | Tangentially-fired |  |  |  | 450 | 512.967 | 9190217.654 | 925370 | 664.8983 | 512.967 |  | 9190217.654 | 925370 | 512.967 |  | 512.967 |  | 512.967 |  | 512.967 |  | 512.967 |  | 512.967 |  | 512.967 |  | 371.3612 | 229.7554 | Coal Steam SCR Retrofit | 0.11163 | 0.05 |  | 51.75%
Antelope Valley | North Dakota |  |  |  | 6469 | B2 | 2886 | Coal Steam |  |  |  | Tangentially-fired |  |  |  | 450 | 851.879 | 15484615.011 | 1420913.59 | 761.5387 | 851.879 |  | 15484615.011 | 1420913.59 | 851.879 |  | 851.879 |  | 851.879 |  | 851.879 |  | 851.879 |  | 851.879 |  | 851.879 |  | 619.4972 | 387.1154 | Coal Steam SCR Retrofit | 0.11003 | 0.05 |  | 61%
Coal Creek | North Dakota |  |  |  | 6030 | 1 | 2692 | Coal Steam |  |  |  | Tangentially-fired |  |  |  | 574 | 1424.817 | 20442494.381 | 2065513.88 | 1539.2157 | 1424.817 |  | 20442494.381 | 2065513.88 | 1424.817 |  | 1424.817 |  | 1424.817 |  | 1424.817 |  | 1424.817 |  | 1424.817 |  | 1424.817 |  | 967.9397 | 511.0624 | Coal Steam SCR Retrofit | 0.1394 | 0.05 |  | 85.68%
Coal Creek | North Dakota |  |  |  | 6030 | 2 | 2693 | Coal Steam |  |  |  | Tangentially-fired |  |  |  | 573 | 1257.268 | 19259936.3 | 2011944.02 | 1141.5853 | 1257.268 |  | 19259936.3 | 2011944.02 | 1257.268 |  | 1257.268 |  | 1257.268 |  | 1257.268 |  | 1257.268 |  | 1257.268 |  | 1257.268 |  | 869.3832 | 481.4984 | Coal Steam SCR Retrofit | 0.13056 | 0.05 |  | 75.65%
Coyote | North Dakota |  |  |  | 8222 | B1 | 3469 | Coal Steam |  |  |  | Cyclone boiler |  |  |  | 429 | 2590.973 | 12082212.681 | 1098674.21 | 2257.8497 | 2590.973 |  | 12082212.681 | 1098674.21 | 2590.973 |  | 2590.973 |  | 2590.973 |  | 2590.973 |  | 2590.973 |  | 2590.973 |  | 2590.973 |  | 1446.5142 | 302.0553 | Coal Steam SCR Retrofit | 0.42889 | 0.05 |  | 53.31%
Leland Olds | North Dakota |  |  |  | 2817 | 1 | 1876 | Coal Steam |  |  |  | Dry bottom wall-fired boiler |  | Y |  | 222 | 340.663 | 5187582.366 | 527126.55 | 328.0307 | 340.663 |  | 5187582.366 | 527126.55 | 340.663 |  | 340.663 |  | 340.663 |  | 340.663 |  | 340.663 |  | 340.663 |  | 340.663 |  | 235.1763 | 129.6896 | Coal Steam SCR Retrofit | 0.13134 | 0.05 |  | 42.15%
Leland Olds | North Dakota |  |  |  | 2817 | 2 | 1877 | Coal Steam |  |  |  | Cyclone boiler |  | Y |  | 445 | 1571.606 | 9424454.786 | 900389.68 | 1563.6103 | 1571.606 |  | 9424454.786 | 900389.68 | 1571.606 |  | 1571.606 |  | 1571.606 |  | 1571.606 |  | 1571.606 |  | 1360.2787 | Y | 1360.2787 |  | 797.945 | 235.6114 | Coal Steam SCR Retrofit | 0.28867 | 0.05 |  | 50.7%
Lonesome Creek Station | North Dakota |  |  |  | 57943 | CT1 | 90836 | Combustion Turbine |  |  |  | Combustion turbine | Y |  |  |  | 3.636 | 698510.313 | 71976.28 | 3.5093 | 3.636 |  | 698510.313 | 71976.28 | 3.636 |  | 3.636 |  | 3.636 |  | 3.636 |  | 3.636 |  | 3.636 |  | 3.636 |  | 3.636 | 3.636 | Not Coal Steam or O/G Steam | 0.010411 | 0.010411 |  | 31.47%
Lonesome Creek Station | North Dakota |  |  |  | 57943 | CT2 | 90837 | Combustion Turbine |  |  |  | Combustion turbine | Y |  |  |  | 4.682 | 802004.761 | 82121.73 | 3.7873 | 4.682 |  | 802004.761 | 82121.73 | 4.682 |  | 4.682 |  | 4.682 |  | 4.682 |  | 4.682 |  | 4.682 |  | 4.682 |  | 4.682 | 4.682 | Not Coal Steam or O/G Steam | 0.011676 | 0.011676 |  | 35.27%
Lonesome Creek Station | North Dakota |  |  |  | 57943 | CT3 | 90838 | Combustion Turbine |  |  |  | Combustion turbine | Y |  |  |  | 5.081 | 791585.395 | 82011.36 | 3.807 | 5.081 |  | 791585.395 | 82011.36 | 5.081 |  | 5.081 |  | 5.081 |  | 5.081 |  | 5.081 |  | 5.081 |  | 5.081 |  | 5.081 | 5.081 | Not Coal Steam or O/G Steam | 0.012838 | 0.012838 |  | 31.75%
Lonesome Creek Station | North Dakota |  |  |  | 57943 | CT4 | 91086 | Combustion Turbine |  |  |  | Combustion turbine | Y |  |  |  | 3.737 | 619456.613 | 61312.47 | 4.8887 | 3.737 |  | 619456.613 | 61312.47 | 3.737 |  | 3.737 |  | 3.737 |  | 3.737 |  | 3.737 |  | 3.737 |  | 3.737 |  | 3.737 | 3.737 | Not Coal Steam or O/G Steam | 0.012065 | 0.012065 |  | 43.71%
Lonesome Creek Station | North Dakota |  |  |  | 57943 | CT5 | 91087 | Combustion Turbine |  |  |  | Combustion turbine | Y |  |  |  | 5.633 | 865872.837 | 86779.63 | 4.9197 | 5.633 |  | 865872.837 | 86779.63 | 5.633 |  | 5.633 |  | 5.633 |  | 5.633 |  | 5.633 |  | 5.633 |  | 5.633 |  | 5.633 | 5.633 | Not Coal Steam or O/G Steam | 0.013011 | 0.013011 |  | 42.01%
Milton R Young | North Dakota |  |  |  | 2823 | B1 | 1878 | Coal Steam |  |  |  | Cyclone boiler |  | Y |  | 237 | 1216.948 | 7319858.158 | 726479.84 | 1369.221 | 1216.948 |  | 7319858.158 | 726479.84 | 1216.948 |  | 1216.948 |  | 1216.948 |  | 1216.948 |  | 1216.948 |  | 978.0428 | Y | 978.0428 |  | 580.5197 | 182.9965 | Coal Steam SCR Retrofit | 0.26723 | 0.05 |  | 67.11%
Milton R Young | North Dakota |  |  |  | 2823 | B2 | 1879 | Coal Steam |  |  |  | Cyclone boiler |  | Y |  | 447 | 2347.591 | 14148841.736 | 1385394.1 | 2213.9653 | 2347.591 |  | 14148841.736 | 1385394.1 | 2347.591 |  | 2347.591 |  | 2347.591 |  | 2347.591 |  | 2347.591 |  | 2005.8105 | Y | 2005.8105 |  | 1179.7658 | 353.721 | Coal Steam SCR Retrofit | 0.28353 | 0.05 |  | 55.06%
Pioneer Generating Station | North Dakota |  |  |  | 57881 | CT1 | 90805 | Combustion Turbine |  |  |  | Combustion turbine | Y |  |  |  | 3.218 | 437178.202 | 40314.87 | 2.5403 | 3.218 |  | 437178.202 | 40314.87 | 3.218 |  | 3.218 |  | 3.218 |  | 3.218 |  | 3.218 |  | 3.218 |  | 3.218 |  | 3.218 | 3.218 | Not Coal Steam or O/G Steam | 0.014722 | 0.014722 |  | 19.29%
Pioneer Generating Station | North Dakota |  |  |  | 57881 | CT2 | 90834 | Combustion Turbine |  |  |  | Combustion turbine | Y |  |  |  | 2.991 | 485315.876 | 44217.97 | 2.44 | 2.991 |  | 485315.876 | 44217.97 | 2.991 |  | 2.991 |  | 2.991 |  | 2.991 |  | 2.991 |  | 2.991 |  | 2.991 |  | 2.991 | 2.991 | Not Coal Steam or O/G Steam | 0.012326 | 0.012326 |  | 20.5%
Pioneer Generating Station | North Dakota |  |  |  | 57881 | CT3 | 90835 | Combustion Turbine |  |  |  | Combustion turbine | Y |  |  |  | 3.333 | 501542.767 | 46444.56 | 2.4597 | 3.333 |  | 501542.767 | 46444.56 | 3.333 |  | 3.333 |  | 3.333 |  | 3.333 |  | 3.333 |  | 3.333 |  | 3.333 |  | 3.333 | 3.333 | Not Coal Steam or O/G Steam | 0.013291 | 0.013291 |  | 20.89%
R M Heskett | North Dakota |  |  |  | 2790 | B2 | 1875 | Coal Steam |  |  | 2023 | Bubbling fluidized bed boiler |  |  |  | 74.6 | 420.889 | 2255405.05 | 197675 | 412.0583 | 0 | Y | 0 | 0 | 0 |  | 0 |  | 0 |  | 0 |  | 0 |  | 0 |  | 0 |  | 0 | 0 | Retired | 0 | 0 |  | 45.68%
R M Heskett | North Dakota |  |  |  | 2790 | CT6 | 90931 | Combustion Turbine |  |  |  | Combustion turbine |  |  |  |  | 3.051 | 48860.121 | 2266.92 | 1.3963 | 3.051 |  | 48860.121 | 2266.92 | 3.051 |  | 3.051 |  | 3.051 |  | 3.051 |  | 3.051 |  | 3.051 |  | 3.051 |  | 3.051 | 3.051 | Not Coal Steam or O/G Steam | 0.12489 | 0.12489 |  | 0.5672%
Spiritwood Station | North Dakota |  |  |  | 56786 | 001 | 90511 | Coal Steam |  |  |  | Circulating fluidized bed boiler |  | Y |  | 92 | 95.428 | 1605004.276 |  | 89.3323 | 95.428 |  | 1605004.276 |  | 95.428 |  | 95.428 |  | 95.428 |  | 95.428 |  | 95.428 |  | 77.2168 | Y | 77.2168 |  | 77.2168 | 77.2168 | Coal Steam Under 100 MW, Existing SNCR | 0.09622 | 0.09622 |  | 32.47%
AMP-Ohio Gas Turbines Bowling Green | Ohio | X | X | X | 55262 | CT1 | 4361 | Combustion Turbine |  |  |  | Combustion turbine | Y |  |  |  | 2.194 | 29256.5 | 1414.32 | 2.1 | 2.194 |  | 29256.5 | 1414.32 | 2.194 |  | 2.194 |  | 2.194 |  | 0.43885 | Optimize SCR | 0.43885 |  | 0.43885 |  | 0.43885 |  | 0.43885 | 0.43885 | Not Coal Steam or O/G Steam | 0.03 | 0.03 |  | 1.504%
AMP-Ohio Gas Turbines Galion | Ohio | X | X | X | 55263 | CT1 | 4363 | Combustion Turbine |  |  |  | Combustion turbine | Y |  |  |  | 2.486 | 33165 | 1766.2 | 2.1947 | 2.486 |  | 33165 | 1766.2 | 2.486 |  | 2.486 |  | 2.486 |  | 0.49748 | Optimize SCR | 0.49748 |  | 0.49748 |  | 0.49748 |  | 0.49748 | 0.49748 | Not Coal Steam or O/G Steam | 0.03 | 0.03 |  | 1.572%
AMP-Ohio Gas Turbines Napoleon | Ohio | X | X | X | 55264 | CT1 | 4365 | Combustion Turbine |  |  |  | Combustion turbine | Y |  |  |  | 2.476 | 33009.7 | 1998.93 | 1.9497 | 2.476 |  | 33009.7 | 1998.93 | 2.476 |  | 2.476 |  | 2.476 |  | 0.49515 | Optimize SCR | 0.49515 |  | 0.49515 |  | 0.49515 |  | 0.49515 | 0.49515 | Not Coal Steam or O/G Steam | 0.03 | 0.03 |  | 1.396%
Avon Lake Power Plant | Ohio | X | X | X | 2836 | 12 | 1906 | Coal Steam | 3 | 2022 | 2023 | Cell burner boiler |  | Y |  | 615 | 556.755 | 4164685.74 | 456358.27 | 373.098 | 0 | Y | 0 | 0 | 0 |  | 0 |  | 0 |  | 0 |  | 0 |  | 0 |  | 0 |  | 0 | 0 | Retired | 0 | 0 |  | 12.54%
Avon Lake Power Plant | Ohio | X | X | X | 2836 | CT10 | 10208 | Combustion Turbine | 3 | 2022 | 2023 | Combustion turbine |  |  |  |  | 0.343 | 572 | 25.85 | 0.635 | 0 | Y | 0 | 0 | 0 |  | 0 |  | 0 |  | 0 |  | 0 |  | 0 |  | 0 |  | 0 | 0 | Not Coal Steam or O/G Steam | 0 | 0 |  | 0.06145%
Bay Shore | Ohio | X | X | X | 2878 | 1 | 1984 | Coal Steam |  |  |  | Circulating fluidized bed boiler |  |  |  | 136 | 136.434 | 5421181.004 |  | 189.4333 | 136.434 |  | 5421181.004 |  | 136.434 |  | 136.434 |  | 136.434 |  | 136.434 |  | 136.434 |  | 136.434 |  | 136.434 |  | 136.434 | 136.434 | Coal Steam, Circulating fluidized bed, Under 0.08 | 0.050334 | 0.050334 |  | 69.33%
Cardinal | Ohio | X | X | X | 2828 | 1 | 1883 | Coal Steam |  |  |  | Cell burner boiler | Y |  |  | 585 | 535.842 | 14345857.438 | 1574461.69 | 622.0897 | 535.842 |  | 14345857.438 | 1574461.69 | 535.842 |  | 535.842 |  | 535.842 |  | 535.842 |  | 535.842 |  | 535.842 |  | 535.842 |  | 535.842 | 535.842 | Existing SCR | 0.074703 | 0.074703 |  | 67%
Cardinal | Ohio | X | X | X | 2828 | 2 | 1884 | Coal Steam |  |  |  | Cell burner boiler | Y |  |  | 585 | 510.106 | 14561759.889 | 1540991.87 | 507.0607 | 510.106 |  | 14561759.889 | 1540991.87 | 510.106 |  | 510.106 |  | 510.106 |  | 510.106 |  | 510.106 |  | 510.106 |  | 510.106 |  | 510.106 | 510.106 | Existing SCR | 0.070061 | 0.070061 |  | 55.61%
Cardinal | Ohio | X | X | X | 2828 | 3 | 1885 | Coal Steam | 12 | 2028 | 2029 | Dry bottom wall-fired boiler | Y |  |  | 620 | 501.385 | 16916208.637 | 1779264.41 | 564.928 | 501.385 |  | 16916208.637 | 1779264.41 | 501.385 |  | 501.385 |  | 501.385 |  | 501.385 |  | 501.385 |  | 501.385 |  | 501.385 |  | 501.385 | 501.385 | Existing SCR | 0.059279 | 0.059279 |  | 60.85%
Carroll County Energy | Ohio | X | X | X | 59773 | 1 | 91034 | Combined Cycle |  |  |  | Combined cycle | Y |  |  |  | 21.225 | 7956133.644 | 1107007.04 | 21.5447 | 21.225 |  | 7956133.644 | 1107007.04 | 21.225 |  | 21.225 |  | 21.225 |  | 21.225 |  | 21.225 |  | 21.225 |  | 21.225 |  | 21.225 | 21.225 | Not Coal Steam or O/G Steam | 0.0053355 | 0.0053355 |  | 78.76%
Carroll County Energy | Ohio | X | X | X | 59773 | 2 | 91033 | Combined Cycle |  |  |  | Combined cycle | Y |  |  |  | 22.084 | 7687451.856 | 1064527.53 | 22.3957 | 22.084 |  | 7687451.856 | 1064527.53 | 22.084 |  | 22.084 |  | 22.084 |  | 22.084 |  | 22.084 |  | 22.084 |  | 22.084 |  | 22.084 | 22.084 | Not Coal Steam or O/G Steam | 0.0057455 | 0.0057455 |  | 78.98%
Clean Energy Future - Lordstown, LLC | Ohio | X | X | X | 60376 | 1 | 91109 | Combined Cycle |  |  |  | Combined cycle | Y |  |  |  | 28.155 | 9521379.817 | 1445598.39 | 25.5843 | 28.155 |  | 9521379.817 | 1445598.39 | 28.155 |  | 28.155 |  | 28.155 |  | 28.155 |  | 28.155 |  | 28.155 |  | 28.155 |  | 28.155 | 28.155 | Not Coal Steam or O/G Steam | 0.0059141 | 0.0059141 |  | 65.84%
Clean Energy Future - Lordstown, LLC | Ohio | X | X | X | 60376 | 2 | 91110 | Combined Cycle |  |  |  | Combined cycle | Y |  |  |  | 28.442 | 9511850.306 | 1439313.78 | 25.979 | 28.442 |  | 9511850.306 | 1439313.78 | 28.442 |  | 28.442 |  | 28.442 |  | 28.442 |  | 28.442 |  | 28.442 |  | 28.442 |  | 28.442 | 28.442 | Not Coal Steam or O/G Steam | 0.0059803 | 0.0059803 |  | 66.1%
Darby Electric Generating Station | Ohio | X | X | X | 55247 | CT1 | 4313 | Combustion Turbine |  |  |  | Combustion turbine |  |  |  |  | 31.536 | 585910.8 | 49429.2 | 32.6957 | 31.536 |  | 585910.8 | 49429.2 | 31.536 |  | 31.536 |  | 31.536 |  | 31.536 |  | 31.536 |  | 31.536 |  | 31.536 |  | 31.536 | 31.536 | Not Coal Steam or O/G Steam | 0.10765 | 0.10765 |  | 14.52%
Darby Electric Generating Station | Ohio | X | X | X | 55247 | CT2 | 4314 | Combustion Turbine |  |  |  | Combustion turbine |  |  |  |  | 31.758 | 581356.1 | 48510.29 | 32.8147 | 31.758 |  | 581356.1 | 48510.29 | 31.758 |  | 31.758 |  | 31.758 |  | 31.758 |  | 31.758 |  | 31.758 |  | 31.758 |  | 31.758 | 31.758 | Not Coal Steam or O/G Steam | 0.10925 | 0.10925 |  | 14.8%
Darby Electric Generating Station | Ohio | X | X | X | 55247 | CT3 | 4315 | Combustion Turbine |  |  |  | Combustion turbine |  |  |  |  | 31.794 | 594130.7 | 48970.51 | 34.797 | 31.794 |  | 594130.7 | 48970.51 | 31.794 |  | 31.794 |  | 31.794 |  | 31.794 |  | 31.794 |  | 31.794 |  | 31.794 |  | 31.794 | 31.794 | Not Coal Steam or O/G Steam | 0.10703 | 0.10703 |  | 16.4%
Darby Electric Generating Station | Ohio | X | X | X | 55247 | CT4 | 4316 | Combustion Turbine |  |  |  | Combustion turbine |  |  |  |  | 28.331 | 574535.1 | 47927.75 | 34.6553 | 28.331 |  | 574535.1 | 47927.75 | 28.331 |  | 28.331 |  | 28.331 |  | 28.331 |  | 28.331 |  | 28.331 |  | 28.331 |  | 28.331 | 28.331 | Not Coal Steam or O/G Steam | 0.098622 | 0.098622 |  | 15.91%
Darby Electric Generating Station | Ohio | X | X | X | 55247 | CT5 | 4317 | Combustion Turbine |  |  |  | Combustion turbine |  |  |  |  | 28.822 | 558372.1 | 47454.12 | 33.9297 | 28.822 |  | 558372.1 | 47454.12 | 28.822 |  | 28.822 |  | 28.822 |  | 28.822 |  | 28.822 |  | 28.822 |  | 28.822 |  | 28.822 | 28.822 | Not Coal Steam or O/G Steam | 0.10324 | 0.10324 |  | 15.45%
Darby Electric Generating Station | Ohio | X | X | X | 55247 | CT6 | 4318 | Combustion Turbine |  |  |  | Combustion turbine |  |  |  |  | 29.405 | 548641.2 | 45720.68 | 32.276 | 29.405 |  | 548641.2 | 45720.68 | 29.405 |  | 29.405 |  | 29.405 |  | 29.405 |  | 29.405 |  | 29.405 |  | 29.405 |  | 29.405 | 29.405 | Not Coal Steam or O/G Steam | 0.10719 | 0.10719 |  | 14.73%
Dicks Creek Power Company LLC | Ohio | X | X | X | 2831 | 1 | 9185 | Combustion Turbine |  |  |  | Combustion turbine |  |  |  |  | 36.923 | 105494.4 | 1586.8 | 38.7897 | 36.923 |  | 105494.4 | 1586.8 | 36.923 |  | 36.923 |  | 36.923 |  | 36.923 |  | 36.923 |  | 36.923 |  | 36.923 |  | 36.923 | 36.923 | Not Coal Steam or O/G Steam | 0.7 | 0.7 |  | 1.524%
Dresden Energy Facility | Ohio | X | X | X | 55350 | 1A | 8528 | Combined Cycle |  |  |  | Combined cycle | Y |  |  |  | 30.913 | 5568838.54 | 870444.8 | 32.6553 | 30.913 |  | 5568838.54 | 870444.8 | 30.913 |  | 30.913 |  | 30.913 |  | 30.913 |  | 30.913 |  | 30.913 |  | 30.913 |  | 30.913 | 30.913 | Not Coal Steam or O/G Steam | 0.011102 | 0.011102 |  | 70.13%
Dresden Energy Facility | Ohio | X | X | X | 55350 | 1B | 8530 | Combined Cycle |  |  |  | Combined cycle | Y |  |  |  | 33.533 | 5562130.88 | 867458.1 | 33.7133 | 33.533 |  | 5562130.88 | 867458.1 | 33.533 |  | 33.533 |  | 33.533 |  | 33.3728 | Optimize SCR | 33.3728 |  | 33.3728 |  | 33.3728 |  | 33.3728 | 33.3728 | Not Coal Steam or O/G Steam | 0.012 | 0.012 |  | 70.7%
Eastlake | Ohio | X | X | X | 2837 | 6 | 10209 | Combustion Turbine |  |  | 2023 | Combustion turbine | [7 empty] | 0.96 | 0 | Y | 0 | 0 | 0 |  | 0 |  | 0 |  | 0 |  | 0 |  | 0 |  | 0 |  | 0 | 0 | Not Coal Steam or O/G Steam | 0 | 0 |  | 0.09078%
Frank M Tait Station | Ohio | X | X | X | 2847 | 1 | 1928 | Combustion Turbine |  |  |  | Combustion turbine |  |  |  |  | 11.184 | 241949.9 | 24344.68 | 18.8813 | 11.184 |  | 241949.9 | 24344.68 | 11.184 |  | 11.184 |  | 11.184 |  | 11.184 |  | 11.184 |  | 11.184 |  | 11.184 |  | 11.184 | 11.184 | Not Coal Steam or O/G Steam | 0.092449 | 0.092449 |  | 5.843%
Frank M Tait Station | Ohio | X | X | X | 2847 | 2 | 1929 | Combustion Turbine |  |  |  | Combustion turbine |  |  |  |  | 11.439 | 231536.6 | 25757.28 | 20.3293 | 11.439 |  | 231536.6 | 25757.28 | 11.439 |  | 11.439 |  | 11.439 |  | 11.439 |  | 11.439 |  | 11.439 |  | 11.439 |  | 11.439 | 11.439 | Not Coal Steam or O/G Steam | 0.098809 | 0.098809 |  | 5.886%
Frank M Tait Station | Ohio | X | X | X | 2847 | 3 | 1930 | Combustion Turbine |  |  |  | Combustion turbine |  |  |  |  | 25.905 | 701751.4 | 69188.42 | 35.5487 | 25.905 |  | 701751.4 | 69188.42 | 25.905 |  | 25.905 |  | 25.905 |  | 25.905 |  | 25.905 |  | 25.905 |  | 25.905 |  | 25.905 | 25.905 | Not Coal Steam or O/G Steam | 0.07383 | 0.07383 |  | 18.42%
Fremont Energy Center | Ohio | X | X | X | 55701 | CT01 | 8962 | Combined Cycle |  |  |  | Combined cycle | Y |  |  |  | 28.353 | 5430667.804 | 782835.13 | 31.4363 | 28.353 |  | 5430667.804 | 782835.13 | 28.353 |  | 28.353 |  | 28.353 |  | 28.353 |  | 28.353 |  | 28.353 |  | 28.353 |  | 28.353 | 28.353 | Not Coal Steam or O/G Steam | 0.010442 | 0.010442 |  | 58.07%
Fremont Energy Center | Ohio | X | X | X | 55701 | CT02 | 8964 | Combined Cycle |  |  |  | Combined cycle | Y |  |  |  | 27.333 | 5130505.879 | 736683.66 | 31.6787 | 27.333 |  | 5130505.879 | 736683.66 | 27.333 |  | 27.333 |  | 27.333 |  | 27.333 |  | 27.333 |  | 27.333 |  | 27.333 |  | 27.333 | 27.333 | Not Coal Steam or O/G Steam | 0.010655 | 0.010655 |  | 51.06%
Gen J M Gavin | Ohio | X | X | X | 8102 | 1 | 3461 | Coal Steam |  |  |  | Cell burner boiler | Y |  |  | 1348 | 2312.345 | 38079177.432 | 3979988.65 | 1844.8273 | 2312.345 |  | 38079177.432 | 3979988.65 | 2312.345 |  | 2312.345 |  | 2312.345 |  | 1523.1671 | Optimize SCR | 1523.1671 |  | 1523.1671 |  | 1523.1671 |  | 1523.1671 | 1523.1671 | Existing SCR | 0.08 | 0.08 |  | 55.34%
Gen J M Gavin | Ohio | X | X | X | 8102 | 2 | 3462 | Coal Steam |  |  |  | Cell burner boiler | Y |  |  | 1361 | 1351.398 | 25256831.819 | 2748522.38 | 1478.6697 | 1351.398 |  | 25256831.819 | 2748522.38 | 1351.398 |  | 1351.398 |  | 1351.398 |  | 1010.2733 | Optimize SCR | 1010.2733 |  | 1010.2733 |  | 1010.2733 |  | 1010.2733 | 1010.2733 | Existing SCR | 0.08 | 0.08 |  | 46.41%
Greenville Electric Gen Station | Ohio | X | X | X | 55228 | G1CT1 | 4212 | Combustion Turbine |  |  |  | Combustion turbine |  |  |  |  | 1.972 | 44605.9 | 4762.89 | 5.434 | 1.972 |  | 44605.9 | 4762.89 | 1.972 |  | 1.972 |  | 1.972 |  | 1.972 |  | 1.972 |  | 1.972 |  | 1.972 |  | 1.972 | 1.972 | Not Coal Steam or O/G Steam | 0.088419 | 0.088419 |  | 10.18%
Greenville Electric Gen Station | Ohio | X | X | X | 55228 | G1CT2 | 4213 | Combustion Turbine |  |  |  | Combustion turbine |  |  |  |  | 2.523 | 56383.9 | 5218.91 | 4.9177 | 2.523 |  | 56383.9 | 5218.91 | 2.523 |  | 2.523 |  | 2.523 |  | 2.523 |  | 2.523 |  | 2.523 |  | 2.523 |  | 2.523 | 2.523 | Not Coal Steam or O/G Steam | 0.089494 | 0.089494 |  | 9.103%
Greenville Electric Gen Station | Ohio | X | X | X | 55228 | G2CT1 | 4214 | Combustion Turbine |  |  |  | Combustion turbine |  |  |  |  | 2.288 | 51630.1 | 5092.42 | 5.0417 | 2.288 |  | 51630.1 | 5092.42 | 2.288 |  | 2.288 |  | 2.288 |  | 2.288 |  | 2.288 |  | 2.288 |  | 2.288 |  | 2.288 | 2.288 | Not Coal Steam or O/G Steam | 0.08863 | 0.08863 |  | 8.88%
Greenville Electric Gen Station | Ohio | X | X | X | 55228 | G2CT2 | 4215 | Combustion Turbine |  |  |  | Combustion turbine |  |  |  |  | 2.212 | 49535.3 | 4576.65 | 5.0117 | 2.212 |  | 49535.3 | 4576.65 | 2.212 |  | 2.212 |  | 2.212 |  | 2.212 |  | 2.212 |  | 2.212 |  | 2.212 |  | 2.212 | 2.212 | Not Coal Steam or O/G Steam | 0.08931 | 0.08931 |  | 8.82%
Greenville Electric Gen Station | Ohio | X | X | X | 55228 | G3CT1 | 4216 | Combustion Turbine |  |  |  | Combustion turbine |  |  |  |  | 2.195 | 49080.6 | 4667.92 | 4.8343 | 2.195 |  | 49080.6 | 4667.92 | 2.195 |  | 2.195 |  | 2.195 |  | 2.195 |  | 2.195 |  | 2.195 |  | 2.195 |  | 2.195 | 2.195 | Not Coal Steam or O/G Steam | 0.089445 | 0.089445 |  | 9.006%
Greenville Electric Gen Station | Ohio | X | X | X | 55228 | G3CT2 | 4217 | Combustion Turbine |  |  |  | Combustion turbine |  |  |  |  | 2.122 | 47580.4 | 4677.37 | 4.6467 | 2.122 |  | 47580.4 | 4677.37 | 2.122 |  | 2.122 |  | 2.122 |  | 2.122 |  | 2.122 |  | 2.122 |  | 2.122 |  | 2.122 | 2.122 | Not Coal Steam or O/G Steam | 0.089196 | 0.089196 |  | 8.65%
Greenville Electric Gen Station | Ohio | X | X | X | 55228 | G4CT1 | 4218 | Combustion Turbine |  |  |  | Combustion turbine |  |  |  |  | 2.107 | 48665.1 | 4504.28 | 3.7363 | 2.107 |  | 48665.1 | 4504.28 | 2.107 |  | 2.107 |  | 2.107 |  | 2.107 |  | 2.107 |  | 2.107 |  | 2.107 |  | 2.107 | 2.107 | Not Coal Steam or O/G Steam | 0.086592 | 0.086592 |  | 7.147%
Greenville Electric Gen Station | Ohio | X | X | X | 55228 | G4CT2 | 4219 | Combustion Turbine |  |  |  | Combustion turbine |  |  |  |  | 2.291 | 52322.1 | 5018.65 | 4.6243 | 2.291 |  | 52322.1 | 5018.65 | 2.291 |  | 2.291 |  | 2.291 |  | 2.291 |  | 2.291 |  | 2.291 |  | 2.291 |  | 2.291 | 2.291 | Not Coal Steam or O/G Steam | 0.087573 | 0.087573 |  | 8.79%
Hamilton Municipal Power Plant | Ohio | X | X | X | 2917 | 9 | 1994 | O/G Steam | 9 | 2021 | 2023 | Tangentially-fired |  |  |  | 51 |  |  |  |  | 0 | Y | 0 | 0 | 0 |  | 0 |  | 0 |  | 0 |  | 0 |  | 0 |  | 0 |  | 0 | 0 | Retired | 0 | 0
Hanging Rock Power Company LLC | Ohio | X | X | X | 55736 | CTG1 | 9079 | Combined Cycle |  |  |  | Combined cycle | Y |  |  |  | 31.157 | 7215579.886 | 1043450.84 | 32.1333 | 31.157 |  | 7215579.886 | 1043450.84 | 31.157 |  | 31.157 |  | 31.157 |  | 31.157 |  | 31.157 |  | 31.157 |  | 31.157 |  | 31.157 | 31.157 | Not Coal Steam or O/G Steam | 0.008636 | 0.008636 |  | 74.77%
Hanging Rock Power Company LLC | Ohio | X | X | X | 55736 | CTG2 | 9080 | Combined Cycle |  |  |  | Combined cycle | Y |  |  |  | 32.533 | 7274464.04 | 1048616.46 | 32.832 | 32.533 |  | 7274464.04 | 1048616.46 | 32.533 |  | 32.533 |  | 32.533 |  | 32.533 |  | 32.533 |  | 32.533 |  | 32.533 |  | 32.533 | 32.533 | Not Coal Steam or O/G Steam | 0.0089444 | 0.0089444 |  | 74.58%
Hanging Rock Power Company LLC | Ohio | X | X | X | 55736 | CTG3 | 9081 | Combined Cycle |  |  |  | Combined cycle | Y |  |  |  | 35.338 | 7369218.59 | 1059355.95 | 33.275 | 35.338 |  | 7369218.59 | 1059355.95 | 35.338 |  | 35.338 |  | 35.338 |  | 35.338 |  | 35.338 |  | 35.338 |  | 35.338 |  | 35.338 | 35.338 | Not Coal Steam or O/G Steam | 0.0095907 | 0.0095907 |  | 74.42%
Hanging Rock Power Company LLC | Ohio | X | X | X | 55736 | CTG4 | 9082 | Combined Cycle |  |  |  | Combined cycle | Y |  |  |  | 31.459 | 7366298.19 | 1061700.96 | 31.63 | 31.459 |  | 7366298.19 | 1061700.96 | 31.459 |  | 31.459 |  | 31.459 |  | 31.459 |  | 31.459 |  | 31.459 |  | 31.459 |  | 31.459 | 31.459 | Not Coal Steam or O/G Steam | 0.0085413 | 0.0085413 |  | 73.79%
Kyger Creek | Ohio | X | X | X | 2876 | 1 | 1971 | Coal Steam |  |  |  | Wet bottom wall-fired boiler | Y |  | Y | 194 | 166.388 | 5188784.196 | 527273.07 | 188.5337 | 166.388 |  | 5188784.196 | 527273.07 | 166.388 |  | 166.388 |  | 166.388 |  | 166.388 |  | 166.388 |  | 166.388 |  | 166.388 |  | 166.388 | 166.388 | Existing SCR | 0.064134 | 0.064134 |  | 52.51%
Kyger Creek | Ohio | X | X | X | 2876 | 2 | 1972 | Coal Steam |  |  |  | Wet bottom wall-fired boiler | Y |  | Y | 192 | 122.868 | 3979818.038 | 403961.88 | 177.3337 | 122.868 |  | 3979818.038 | 403961.88 | 122.868 |  | 122.868 |  | 122.868 |  | 122.868 |  | 122.868 |  | 122.868 |  | 122.868 |  | 122.868 | 122.868 | Existing SCR | 0.061746 | 0.061746 |  | 48.26%
Kyger Creek | Ohio | X | X | X | 2876 | 3 | 1973 | Coal Steam |  |  |  | Wet bottom wall-fired boiler | Y |  | Y | 192 | 208.964 | 6392704.094 | 631458.4 | 184.1653 | 208.964 |  | 6392704.094 | 631458.4 | 208.964 |  | 208.964 |  | 208.964 |  | 208.964 |  | 208.964 |  | 208.964 |  | 208.964 |  | 208.964 | 208.964 | Existing SCR | 0.065376 | 0.065376 |  | 51.89%
Kyger Creek | Ohio | X | X | X | 2876 | 4 | 1974 | Coal Steam |  |  |  | Wet bottom wall-fired boiler | Y |  | Y | 192 | 204.482 | 6267091.552 | 619675.15 | 196.426 | 204.482 |  | 6267091.552 | 619675.15 | 204.482 |  | 204.482 |  | 204.482 |  | 204.482 |  | 204.482 |  | 204.482 |  | 204.482 |  | 204.482 | 204.482 | Existing SCR | 0.065256 | 0.065256 |  | 54.91%
Kyger Creek | Ohio | X | X | X | 2876 | 5 | 1975 | Coal Steam |  |  |  | Wet bottom wall-fired boiler | Y |  | Y | 192 | 192.646 | 5883993.593 | 580930.93 | 203.2483 | 192.646 |  | 5883993.593 | 580930.93 | 192.646 |  | 192.646 |  | 192.646 |  | 192.646 |  | 192.646 |  | 192.646 |  | 192.646 |  | 192.646 | 192.646 | Existing SCR | 0.065481 | 0.065481 |  | 56.72%
Madison Generating Station | Ohio | X | X | X | 55110 | 1 | 3912 | Combustion Turbine |  |  |  | Combustion turbine |  |  |  |  | 7.072 | 492906.04 | 39347.3 | 5.5797 | 7.072 |  | 492906.04 | 39347.3 | 7.072 |  | 7.072 |  | 7.072 |  | 7.072 |  | 7.072 |  | 7.072 |  | 7.072 |  | 7.072 | 7.072 | Not Coal Steam or O/G Steam | 0.028695 | 0.028695 |  | 9.307%
Madison Generating Station | Ohio | X | X | X | 55110 | 2 | 3913 | Combustion Turbine |  |  |  | Combustion turbine |  |  |  |  | 8.324 | 498578.299 | 39632.74 | 6.8613 | 8.324 |  | 498578.299 | 39632.74 | 8.324 |  | 8.324 |  | 8.324 |  | 8.324 |  | 8.324 |  | 8.324 |  | 8.324 |  | 8.324 | 8.324 | Not Coal Steam or O/G Steam | 0.033391 | 0.033391 |  | 9.327%
Madison Generating Station | Ohio | X | X | X | 55110 | 3 | 3914 | Combustion Turbine |  |  |  | Combustion turbine |  |  |  |  | 7.938 | 472290.951 | 37511.13 | 6.6733 | 7.938 |  | 472290.951 | 37511.13 | 7.938 |  | 7.938 |  | 7.938 |  | 7.938 |  | 7.938 |  | 7.938 |  | 7.938 |  | 7.938 | 7.938 | Not Coal Steam or O/G Steam | 0.033615 | 0.033615 |  | 9.099%
Madison Generating Station | Ohio | X | X | X | 55110 | 4 | 3915 | Combustion Turbine |  |  |  | Combustion turbine |  |  |  |  | 8.776 | 449044.687 | 35747.87 | 7.2017 | 8.776 |  | 449044.687 | 35747.87 | 8.776 |  | 8.776 |  | 8.776 |  | 8.776 |  | 8.776 |  | 8.776 |  | 8.776 |  | 8.776 | 8.776 | Not Coal Steam or O/G Steam | 0.039087 | 0.039087 |  | 8.784%
Madison Generating Station | Ohio | X | X | X | 55110 | 5 | 3916 | Combustion Turbine |  |  |  | Combustion turbine |  |  |  |  | 7.811 | 467526.634 | 36915.78 | 6.685 | 7.811 |  | 467526.634 | 36915.78 | 7.811 |  | 7.811 |  | 7.811 |  | 7.811 |  | 7.811 |  | 7.811 |  | 7.811 |  | 7.811 | 7.811 | Not Coal Steam or O/G Steam | 0.033414 | 0.033414 |  | 9.462%
Madison Generating Station | Ohio | X | X | X | 55110 | 6 | 3917 | Combustion Turbine |  |  |  | Combustion turbine |  |  |  |  | 7.668 | 460100.553 | 36484.25 | 6.632 | 7.668 |  | 460100.553 | 36484.25 | 7.668 |  | 7.668 |  | 7.668 |  | 7.668 |  | 7.668 |  | 7.668 |  | 7.668 |  | 7.668 | 7.668 | Not Coal Steam or O/G Steam | 0.033332 | 0.033332 |  | 9.164%
Madison Generating Station | Ohio | X | X | X | 55110 | 7 | 3918 | Combustion Turbine |  |  |  | Combustion turbine |  |  |  |  | 7.233 | 445952.532 | 35738.54 | 6.1897 | 7.233 |  | 445952.532 | 35738.54 | 7.233 |  | 7.233 |  | 7.233 |  | 7.233 |  | 7.233 |  | 7.233 |  | 7.233 |  | 7.233 | 7.233 | Not Coal Steam or O/G Steam | 0.032438 | 0.032438 |  | 9.522%
Madison Generating Station | Ohio | X | X | X | 55110 | 8 | 3919 | Combustion Turbine |  |  |  | Combustion turbine |  |  |  |  | 9.144 | 529509.6 | 42070.75 | 6.285 | 9.144 |  | 529509.6 | 42070.75 | 9.144 |  | 9.144 |  | 9.144 |  | 9.144 |  | 9.144 |  | 9.144 |  | 9.144 |  | 9.144 | 9.144 | Not Coal Steam or O/G Steam | 0.034538 | 0.034538 |  | 8.598%
Miami Fort Power Station | Ohio | X | X | X | 2832 | 6 | 1894 | Coal Steam |  |  | 2023 | Tangentially-fired |  |  |  | 163 |  |  |  |  | 0 | Y | 0 | 0 | 0 |  | 0 |  | 0 |  | 0 |  | 0 |  | 0 |  | 0 |  | 0 | 0 | Retired | 0 | 0
Miami Fort Power Station | Ohio | X | X | X | 2832 | 7 | 1895 | Coal Steam | 12 | 2027 | 2028 | Cell burner boiler | Y |  |  | 510 | 417.623 | 12548958.444 | 1273633.27 | 1395.4227 | 417.623 |  | 12548958.444 | 1273633.27 | 417.623 |  | 417.623 |  | 417.623 |  | 417.623 |  | 417.623 |  | 417.623 |  | 417.623 |  | 417.623 | 417.623 | Existing SCR | 0.066559 | 0.066559 |  | 68.79%
Miami Fort Power Station | Ohio | X | X | X | 2832 | 8 | 1896 | Coal Steam | 12 | 2027 | 2028 | Dry bottom wall-fired boiler | Y |  |  | 510 | 618.713 | 15019099.196 | 1657535.13 | 1421.1893 | 618.713 |  | 15019099.196 | 1657535.13 | 618.713 |  | 618.713 |  | 618.713 |  | 600.764 | Optimize SCR | 600.764 |  | 600.764 |  | 600.764 |  | 600.764 | 600.764 | Existing SCR | 0.08 | 0.08 |  | 81.25%
Middletown Energy Center | Ohio | X | X | X | 59326 | 1 | 91013 | Combined Cycle |  |  |  | Combined cycle | Y |  |  |  | 12.845 | 4193645.857 | 616338.67 | 24.9347 | 12.845 |  | 4193645.857 | 616338.67 | 12.845 |  | 12.845 |  | 12.845 |  | 12.845 |  | 12.845 |  | 12.845 |  | 12.845 |  | 12.845 | 12.845 | Not Coal Steam or O/G Steam | 0.0061259 | 0.0061259 |  | 53.71%
Niles | Ohio | X | X | X | 2861 | CTA | 9278 | Combustion Turbine |  |  |  | Combustion turbine |  |  |  |  | 2.523 | 4205.2 | 169.1 | 3.3257 | 2.523 |  | 4205.2 | 169.1 | 2.523 |  | 2.523 |  | 2.523 |  | 2.523 |  | 2.523 |  | 2.523 |  | 2.523 |  | 2.523 | 2.523 | Not Coal Steam or O/G Steam | 1.1999 | 1.1999 |  | 0.3218%
O H Hutchings | Ohio | X | X | X | 2848 | H-7 | 88237 | Combustion Turbine |  |  |  | Combustion turbine |  |  |  |  | 3.4 | 9714.7 | 435.25 | 1.2373 | 3.4 |  | 9714.7 | 435.25 | 3.4 |  | 3.4 |  | 3.4 |  | 3.4 |  | 3.4 |  | 3.4 |  | 3.4 |  | 3.4 | 3.4 | Not Coal Steam or O/G Steam | 0.69997 | 0.69997 |  | 0.1726%
Omega JV2 Bowling Green | Ohio | X | X | X | 7783 | P001 | 3226 | Combustion Turbine |  |  |  | Combustion turbine |  |  |  |  | 10.277 | 29364.9 | 2171.15 | 6.964 | 10.277 |  | 29364.9 | 2171.15 | 10.277 |  | 10.277 |  | 10.277 |  | 10.277 |  | 10.277 |  | 10.277 |  | 10.277 |  | 10.277 | 10.277 | Not Coal Steam or O/G Steam | 0.69995 | 0.69995 |  | 1.485%
Omega JV2 Hamilton | Ohio | X | X | X | 7782 | P001 | 3225 | Combustion Turbine |  |  |  | Combustion turbine |  |  |  |  | 10.877 | 31077.1 | 2335.16 | 8.3777 | 10.877 |  | 31077.1 | 2335.16 | 10.877 |  | 10.877 |  | 10.877 |  | 10.877 |  | 10.877 |  | 10.877 |  | 10.877 |  | 10.877 | 10.877 | Not Coal Steam or O/G Steam | 0.7 | 0.7 |  | 1.904%
Oregon Clean Energy Center | Ohio | X | X | X | 59764 | 01 | 90998 | Combined Cycle |  |  |  | Combined cycle | Y |  |  |  | 21.1 | 7588008.857 | 1150522.47 | 20.5317 | 21.1 |  | 7588008.857 | 1150522.47 | 21.1 |  | 21.1 |  | 21.1 |  | 21.1 |  | 21.1 |  | 21.1 |  | 21.1 |  | 21.1 | 21.1 | Not Coal Steam or O/G Steam | 0.0055614 | 0.0055614 |  | 63.91%
Oregon Clean Energy Center | Ohio | X | X | X | 59764 | 02 | 90999 | Combined Cycle |  |  |  | Combined cycle | Y |  |  |  | 22.253 | 7723778.181 | 1165920.98 | 21.2283 | 22.253 |  | 7723778.181 | 1165920.98 | 22.253 |  | 22.253 |  | 22.253 |  | 22.253 |  | 22.253 |  | 22.253 |  | 22.253 |  | 22.253 | 22.253 | Not Coal Steam or O/G Steam | 0.0057622 | 0.0057622 |  | 64.22%
Richland Peaking Station | Ohio | X | X | X | 2880 | CTG4 | 1988 | Combustion Turbine |  |  |  | Combustion turbine |  |  |  |  | 39.819 | 923268.351 | 72425.62 | 32.804 | 39.819 |  | 923268.351 | 72425.62 | 39.819 |  | 39.819 |  | 39.819 |  | 39.819 |  | 39.819 |  | 39.819 |  | 39.819 |  | 39.819 | 39.819 | Not Coal Steam or O/G Steam | 0.086257 | 0.086257 |  | 12.52%
Richland Peaking Station | Ohio | X | X | X | 2880 | CTG5 | 1989 | Combustion Turbine |  |  |  | Combustion turbine |  |  |  |  | 40.708 | 963632.577 | 74372.12 | 34.534 | 40.708 |  | 963632.577 | 74372.12 | 40.708 |  | 40.708 |  | 40.708 |  | 40.708 |  | 40.708 |  | 40.708 |  | 40.708 |  | 40.708 | 40.708 | Not Coal Steam or O/G Steam | 0.084489 | 0.084489 |  | 13.3%
Richland Peaking Station | Ohio | X | X | X | 2880 | CTG6 | 1990 | Combustion Turbine |  |  |  | Combustion turbine |  |  |  |  | 32.225 | 721820.602 | 55999.89 | 27.9803 | 32.225 |  | 721820.602 | 55999.89 | 32.225 |  | 32.225 |  | 32.225 |  | 32.225 |  | 32.225 |  | 32.225 |  | 32.225 |  | 32.225 | 32.225 | Not Coal Steam or O/G Steam | 0.089288 | 0.089288 |  | 10.4%
Robert P Mone | Ohio | X | X | X | 7872 | 1 | 3336 | Combustion Turbine |  |  |  | Combustion turbine |  |  |  |  | 31.415 | 689054 | 65573.26 | 21.2883 | 31.415 |  | 689054 | 65573.26 | 31.415 |  | 31.415 |  | 31.415 |  | 31.415 |  | 31.415 |  | 31.415 |  | 31.415 |  | 31.415 | 31.415 | Not Coal Steam or O/G Steam | 0.091183 | 0.091183 |  | 5.983%
Robert P Mone | Ohio | X | X | X | 7872 | 2 | 3337 | Combustion Turbine |  |  |  | Combustion turbine |  |  |  |  | 32.689 | 712996 | 67712.73 | 21.2907 | 32.689 |  | 712996 | 67712.73 | 32.689 |  | 32.689 |  | 32.689 |  | 32.689 |  | 32.689 |  | 32.689 |  | 32.689 |  | 32.689 | 32.689 | Not Coal Steam or O/G Steam | 0.091695 | 0.091695 |  | 6.223%
Robert P Mone | Ohio | X | X | X | 7872 | 3 | 3338 | Combustion Turbine |  |  |  | Combustion turbine |  |  |  |  | 35.351 | 711263.9 | 67405.97 | 22.5067 | 35.351 |  | 711263.9 | 67405.97 | 35.351 |  | 35.351 |  | 35.351 |  | 35.351 |  | 35.351 |  | 35.351 |  | 35.351 |  | 35.351 | 35.351 | Not Coal Steam or O/G Steam | 0.099403 | 0.099403 |  | 6.061%
Rolling Hills Generating LLC | Ohio | X | X | X | 55401 | CT-1 | 4669 | Combustion Turbine |  |  |  | Combustion turbine |  |  |  |  | 20.382 | 1192519.998 | 107746.88 | 18.6167 | 20.382 |  | 1192519.998 | 107746.88 | 20.382 |  | 20.382 |  | 20.382 |  | 20.382 |  | 20.382 |  | 20.382 |  | 20.382 |  | 20.382 | 20.382 | Not Coal Steam or O/G Steam | 0.034183 | 0.034183 |  | 11.22%
Rolling Hills Generating LLC | Ohio | X | X | X | 55401 | CT-2 | 4670 | Combustion Turbine |  |  |  | Combustion turbine |  |  |  |  | 14.484 | 651024.965 | 57684.76 | 17.6837 | 14.484 |  | 651024.965 | 57684.76 | 14.484 |  | 14.484 |  | 14.484 |  | 14.484 |  | 14.484 |  | 14.484 |  | 14.484 |  | 14.484 | 14.484 | Not Coal Steam or O/G Steam | 0.044496 | 0.044496 |  | 9.727%
Rolling Hills Generating LLC | Ohio | X | X | X | 55401 | CT-3 | 4671 | Combustion Turbine |  |  |  | Combustion turbine |  |  |  |  | 13.972 | 618880.955 | 55248.56 | 14.406 | 13.972 |  | 618880.955 | 55248.56 | 13.972 |  | 13.972 |  | 13.972 |  | 13.972 |  | 13.972 |  | 13.972 |  | 13.972 |  | 13.972 | 13.972 | Not Coal Steam or O/G Steam | 0.045152 | 0.045152 |  | 7.691%
Rolling Hills Generating LLC | Ohio | X | X | X | 55401 | CT-4 | 4672 | Combustion Turbine |  |  |  | Combustion turbine |  |  |  |  | 4.067 | 184942.394 | 16058.41 | 7.5083 | 4.067 |  | 184942.394 | 16058.41 | 4.067 |  | 4.067 |  | 4.067 |  | 4.067 |  | 4.067 |  | 4.067 |  | 4.067 |  | 4.067 | 4.067 | Not Coal Steam or O/G Steam | 0.043981 | 0.043981 |  | 4.193%
Rolling Hills Generating LLC | Ohio | X | X | X | 55401 | CT-5 | 4673 | Combustion Turbine |  |  |  | Combustion turbine |  |  |  |  | 8.722 | 401147.843 | 35118.04 | 10.519 | 8.722 |  | 401147.843 | 35118.04 | 8.722 |  | 8.722 |  | 8.722 |  | 8.722 |  | 8.722 |  | 8.722 |  | 8.722 |  | 8.722 | 8.722 | Not Coal Steam or O/G Steam | 0.043485 | 0.043485 |  | 5.803%
Tait Electric Generating Station | Ohio | X | X | X | 55248 | CT4 | 4319 | Combustion Turbine |  |  |  | Combustion turbine |  |  |  |  | 32.911 | 938555.5 | 73839.23 | 33.9583 | 32.911 |  | 938555.5 | 73839.23 | 32.911 |  | 32.911 |  | 32.911 |  | 32.911 |  | 32.911 |  | 32.911 |  | 32.911 |  | 32.911 | 32.911 | Not Coal Steam or O/G Steam | 0.070131 | 0.070131 |  | 25.93%
Tait Electric Generating Station | Ohio | X | X | X | 55248 | CT5 | 4320 | Combustion Turbine |  |  |  | Combustion turbine |  |  |  |  | 31.534 | 914247 | 72848.27 | 37.2037 | 31.534 |  | 914247 | 72848.27 | 31.534 |  | 31.534 |  | 31.534 |  | 31.534 |  | 31.534 |  | 31.534 |  | 31.534 |  | 31.534 | 31.534 | Not Coal Steam or O/G Steam | 0.068984 | 0.068984 |  | 26.16%
Tait Electric Generating Station | Ohio | X | X | X | 55248 | CT6 | 4321 | Combustion Turbine |  |  |  | Combustion turbine |  |  |  |  | 28.621 | 945615.2 | 73937.42 | 32.1233 | 28.621 |  | 945615.2 | 73937.42 | 28.621 |  | 28.621 |  | 28.621 |  | 28.621 |  | 28.621 |  | 28.621 |  | 28.621 |  | 28.621 | 28.621 | Not Coal Steam or O/G Steam | 0.060534 | 0.060534 |  | 26.32%
Tait Electric Generating Station | Ohio | X | X | X | 55248 | CT7 | 4322 | Combustion Turbine |  |  |  | Combustion turbine |  |  |  |  | 26.646 | 689741.1 | 71795.64 | 31.853 | 26.646 |  | 689741.1 | 71795.64 | 26.646 |  | 26.646 |  | 26.646 |  | 26.646 |  | 26.646 |  | 26.646 |  | 26.646 |  | 26.646 | 26.646 | Not Coal Steam or O/G Steam | 0.077264 | 0.077264 |  | 23.28%
Troy Energy, LLC | Ohio | X | X | X | 55348 | 1 | 4535 | Combustion Turbine |  |  |  | Combustion turbine |  |  |  |  | 29.984 | 1815512.093 | 171717.82 | 21.6953 | 29.984 |  | 1815512.093 | 171717.82 | 29.984 |  | 29.984 |  | 29.984 |  | 29.984 |  | 29.984 |  | 29.984 |  | 29.984 |  | 29.984 | 29.984 | Not Coal Steam or O/G Steam | 0.033031 | 0.033031 |  | 16.32%
Troy Energy, LLC | Ohio | X | X | X | 55348 | 2 | 4536 | Combustion Turbine |  |  |  | Combustion turbine |  |  |  |  | 29.154 | 1679592.321 | 155656.41 | 21.2697 | 29.154 |  | 1679592.321 | 155656.41 | 29.154 |  | 29.154 |  | 29.154 |  | 29.154 |  | 29.154 |  | 29.154 |  | 29.154 |  | 29.154 | 29.154 | Not Coal Steam or O/G Steam | 0.034716 | 0.034716 |  | 15.69%
Troy Energy, LLC | Ohio | X | X | X | 55348 | 3 | 4537 | Combustion Turbine |  |  |  | Combustion turbine |  |  |  |  | 27.599 | 1591315.055 | 149152.75 | 21.618 | 27.599 |  | 1591315.055 | 149152.75 | 27.599 |  | 27.599 |  | 27.599 |  | 27.599 |  | 27.599 |  | 27.599 |  | 27.599 |  | 27.599 | 27.599 | Not Coal Steam or O/G Steam | 0.034687 | 0.034687 |  | 16.24%
Troy Energy, LLC | Ohio | X | X | X | 55348 | 4 | 4538 | Combustion Turbine |  |  |  | Combustion turbine |  |  |  |  | 16.403 | 1104215.835 | 103222 | 16.708 | 16.403 |  | 1104215.835 | 103222 | 16.403 |  | 16.403 |  | 16.403 |  | 16.403 |  | 16.403 |  | 16.403 |  | 16.403 |  | 16.403 | 16.403 | Not Coal Steam or O/G Steam | 0.02971 | 0.02971 |  | 13.08%
W H Sammis | Ohio | X | X | X | 2866 | 5 | 1960 | Coal Steam | 6 | 2023 | 2024 | Dry bottom wall-fired boiler |  | Y | Y | 290 | 222.64 | 3186286.356 | 282914.17 | 199.4863 | 0 | Y | 0 | 0 | 0 |  | 0 |  | 0 |  | 0 |  | 0 |  | 0 |  | 0 |  | 0 | 0 | Retired | 0 | 0 |  | 18.14%
W H Sammis | Ohio | X | X | X | 2866 | 6 | 1961 | Coal Steam | 6 | 2023 | 2024 | Dry bottom wall-fired boiler | Y |  | Y | 600 | 465.042 | 10944548.302 | 1085094.35 | 412.727 | 0 | Y | 0 | 0 | 0 |  | 0 |  | 0 |  | 0 | Common Stack SCR | 0 |  | 0 |  | 0 |  | 0 | 0 | Retired | 0 | 0 |  | 37.19%
W H Sammis | Ohio | X | X | X | 2866 | 7 | 1962 | Coal Steam | 6 | 2023 | 2024 | Cell burner boiler | Y |  | Y | 600 | 494.488 | 11793420.031 | 1136350.82 | 448.5503 | 0 | Y | 0 | 0 | 0 |  | 0 |  | 0 |  | 0 | Common Stack SCR | 0 |  | 0 |  | 0 |  | 0 | 0 | Retired | 0 | 0 |  | 39.52%
W H Zimmer Generating Station | Ohio | X | X | X | 6019 | 1 | 2683 | Coal Steam | 5 | 2022 | 2023 | Dry bottom wall-fired boiler | Y |  |  | 1305 | 1167.451 | 26307447.163 | 2744183.81 | 1819.076 | 0 | Y | 0 | 0 | 0 |  | 0 |  | 0 |  | 0 |  | 0 |  | 0 |  | 0 |  | 0 | 0 | Retired | 0 | 0 |  | 47.71%
Washington Power Company LLC | Ohio | X | X | X | 55397 | CT1 | 9212 | Combined Cycle |  |  |  | Combined cycle | Y |  |  |  | 35.771 | 6757679.065 | 953658.46 | 37.8037 | 35.771 |  | 6757679.065 | 953658.46 | 35.771 |  | 35.771 |  | 35.771 |  | 35.771 |  | 35.771 |  | 35.771 |  | 35.771 |  | 35.771 | 35.771 | Not Coal Steam or O/G Steam | 0.010587 | 0.010587 |  | 77.26%
Washington Power Company LLC | Ohio | X | X | X | 55397 | CT2 | 9213 | Combined Cycle |  |  |  | Combined cycle | Y |  |  |  | 35.89 | 6803116.499 | 956947.43 | 37.824 | 35.89 |  | 6803116.499 | 956947.43 | 35.89 |  | 35.89 |  | 35.89 |  | 35.89 |  | 35.89 |  | 35.89 |  | 35.89 |  | 35.89 | 35.89 | Not Coal Steam or O/G Steam | 0.010551 | 0.010551 |  | 77.37%
Waterford Plant | Ohio | X | X | X | 55503 | 1 | 8620 | Combined Cycle |  |  |  | Combined cycle | Y |  |  |  | 13.198 | 2744191.246 | 398406.13 | 24.097 | 13.198 |  | 2744191.246 | 398406.13 | 13.198 |  | 13.198 |  | 13.198 |  | 13.198 |  | 13.198 |  | 13.198 |  | 13.198 |  | 13.198 | 13.198 | Not Coal Steam or O/G Steam | 0.0096189 | 0.0096189 |  | 58.95%
Waterford Plant | Ohio | X | X | X | 55503 | 2 | 8622 | Combined Cycle |  |  |  | Combined cycle | Y |  |  |  | 30.234 | 6152763.407 | 889966.07 | 30.2933 | 30.234 |  | 6152763.407 | 889966.07 | 30.234 |  | 30.234 |  | 30.234 |  | 30.234 |  | 30.234 |  | 30.234 |  | 30.234 |  | 30.234 | 30.234 | Not Coal Steam or O/G Steam | 0.0098278 | 0.0098278 |  | 71.78%
Waterford Plant | Ohio | X | X | X | 55503 | 3 | 8624 | Combined Cycle |  |  |  | Combined cycle | Y |  |  |  | 31.245 | 6300685.2 | 914851.69 | 29.6593 | 31.245 |  | 6300685.2 | 914851.69 | 31.245 |  | 31.245 |  | 31.245 |  | 31.245 |  | 31.245 |  | 31.245 |  | 31.245 |  | 31.245 | 31.245 | Not Coal Steam or O/G Steam | 0.009918 | 0.009918 |  | 69.81%
West Lorain | Ohio | X | X | X | 2869 | 1A | 9279 | Combustion Turbine |  |  |  | Combustion turbine |  |  |  |  | 1.502 | 5250 | 165 | 3.818 | 1.502 |  | 5250 | 165 | 1.502 |  | 1.502 |  | 1.502 |  | 1.502 |  | 1.502 |  | 1.502 |  | 1.502 |  | 1.502 | 1.502 | Not Coal Steam or O/G Steam | 0.57219 | 0.57219 |  | 0.3462%
West Lorain | Ohio | X | X | X | 2869 | 1B | 9280 | Combustion Turbine |  |  |  | Combustion turbine |  |  |  |  | 2.102 | 7350 | 100 | 3.069 | 2.102 |  | 7350 | 100 | 2.102 |  | 2.102 |  | 2.102 |  | 2.102 |  | 2.102 |  | 2.102 |  | 2.102 |  | 2.102 | 2.102 | Not Coal Steam or O/G Steam | 0.57197 | 0.57197 |  | 0.2783%
West Lorain | Ohio | X | X | X | 2869 | 2 | 8316 | Combustion Turbine |  |  |  | Combustion turbine |  |  |  |  | 4.931 | 411267.848 | 34759.22 | 2.03 | 4.931 |  | 411267.848 | 34759.22 | 4.931 |  | 4.931 |  | 4.931 |  | 4.931 |  | 4.931 |  | 4.931 |  | 4.931 |  | 4.931 | 4.931 | Not Coal Steam or O/G Steam | 0.02398 | 0.02398 |  | 3.791%
West Lorain | Ohio | X | X | X | 2869 | 3 | 8318 | Combustion Turbine |  |  |  | Combustion turbine |  |  |  |  | 6.184 | 511743.674 | 42427.48 | 2.3287 | 6.184 |  | 511743.674 | 42427.48 | 6.184 |  | 6.184 |  | 6.184 |  | 6.184 |  | 6.184 |  | 6.184 |  | 6.184 |  | 6.184 | 6.184 | Not Coal Steam or O/G Steam | 0.024168 | 0.024168 |  | 4.438%
West Lorain | Ohio | X | X | X | 2869 | 4 | 8320 | Combustion Turbine |  |  |  | Combustion turbine |  |  |  |  | 6.94 | 485033.792 | 40231.47 | 2.8933 | 6.94 |  | 485033.792 | 40231.47 | 6.94 |  | 6.94 |  | 6.94 |  | 6.94 |  | 6.94 |  | 6.94 |  | 6.94 |  | 6.94 | 6.94 | Not Coal Steam or O/G Steam | 0.028617 | 0.028617 |  | 3.838%
West Lorain | Ohio | X | X | X | 2869 | 5 | 8322 | Combustion Turbine |  |  |  | Combustion turbine |  |  |  |  | 5.56 | 425701.854 | 35435.45 | 2.4363 | 5.56 |  | 425701.854 | 35435.45 | 5.56 |  | 5.56 |  | 5.56 |  | 5.56 |  | 5.56 |  | 5.56 |  | 5.56 |  | 5.56 | 5.56 | Not Coal Steam or O/G Steam | 0.026122 | 0.026122 |  | 4.304%
West Lorain | Ohio | X | X | X | 2869 | 6 | 8324 | Combustion Turbine |  |  |  | Combustion turbine |  |  |  |  | 5.638 | 396371.907 | 32810.68 | 2.4843 | 5.638 |  | 396371.907 | 32810.68 | 5.638 |  | 5.638 |  | 5.638 |  | 5.638 |  | 5.638 |  | 5.638 |  | 5.638 |  | 5.638 | 5.638 | Not Coal Steam or O/G Steam | 0.028448 | 0.028448 |  | 4.263%
Woodsdale | Ohio | X | X | X | 7158 | **GT1 | 2973 | Combustion Turbine |  |  |  | Combustion turbine |  |  |  |  | 6.009 | 98803.076 | 6721.71 | 10.1247 | 6.009 |  | 98803.076 | 6721.71 | 6.009 |  | 6.009 |  | 6.009 |  | 6.009 |  | 6.009 |  | 6.009 |  | 6.009 |  | 6.009 | 6.009 | Not Coal Steam or O/G Steam | 0.12164 | 0.12164 |  | 3.349%
Woodsdale | Ohio | X | X | X | 7158 | **GT2 | 2977 | Combustion Turbine |  |  |  | Combustion turbine |  |  |  |  | 9.917 | 147185.511 | 9280.57 | 13.2777 | 9.917 |  | 147185.511 | 9280.57 | 9.917 |  | 9.917 |  | 9.917 |  | 9.917 |  | 9.917 |  | 9.917 |  | 9.917 |  | 9.917 | 9.917 | Not Coal Steam or O/G Steam | 0.13476 | 0.13476 |  | 3.947%
Woodsdale | Ohio | X | X | X | 7158 | **GT3 | 2978 | Combustion Turbine |  |  |  | Combustion turbine |  |  |  |  | 7.618 | 135812.318 | 8532.18 | 12.8683 | 7.618 |  | 135812.318 | 8532.18 | 7.618 |  | 7.618 |  | 7.618 |  | 7.618 |  | 7.618 |  | 7.618 |  | 7.618 |  | 7.618 | 7.618 | Not Coal Steam or O/G Steam | 0.11218 | 0.11218 |  | 4.06%
Woodsdale | Ohio | X | X | X | 7158 | **GT4 | 2979 | Combustion Turbine |  |  |  | Combustion turbine |  |  |  |  | 10.17 | 143800.265 | 8906.95 | 12.4127 | 10.17 |  | 143800.265 | 8906.95 | 10.17 |  | 10.17 |  | 10.17 |  | 10.17 |  | 10.17 |  | 10.17 |  | 10.17 |  | 10.17 | 10.17 | Not Coal Steam or O/G Steam | 0.14145 | 0.14145 |  | 1.491%
Woodsdale | Ohio | X | X | X | 7158 | **GT5 | 2980 | Combustion Turbine |  |  |  | Combustion turbine |  |  |  |  | 5.754 | 95462.506 | 5469.79 | 10.325 | 5.754 |  | 95462.506 | 5469.79 | 5.754 |  | 5.754 |  | 5.754 |  | 5.754 |  | 5.754 |  | 5.754 |  | 5.754 |  | 5.754 | 5.754 | Not Coal Steam or O/G Steam | 0.12055 | 0.12055 |  | 3.306%
Woodsdale | Ohio | X | X | X | 7158 | **GT6 | 2981 | Combustion Turbine |  |  |  | Combustion turbine |  |  |  |  | 5.562 | 101343.39 | 5997.09 | 8.5057 | 5.562 |  | 101343.39 | 5997.09 | 5.562 |  | 5.562 |  | 5.562 |  | 5.562 |  | 5.562 |  | 5.562 |  | 5.562 |  | 5.562 | 5.562 | Not Coal Steam or O/G Steam | 0.10977 | 0.10977 |  | 2.997%
Anadarko | Oklahoma |  | X | X | 3006 | 10 | 90430 | Combustion Turbine |  |  |  | Combustion turbine |  |  |  |  | 14.126 | 322572.115 | 29129.82 | 13.529 | 14.126 |  | 322572.115 | 29129.82 | 14.126 |  | 14.126 |  | 14.126 |  | 14.126 |  | 14.126 |  | 14.126 |  | 14.126 |  | 14.126 | 14.126 | Not Coal Steam or O/G Steam | 0.087584 | 0.087584 |  | 17.21%
Anadarko | Oklahoma |  | X | X | 3006 | 11 | 90431 | Combustion Turbine |  |  |  | Combustion turbine |  |  |  |  | 16.202 | 365141.289 | 33645.79 | 16.5537 | 16.202 |  | 365141.289 | 33645.79 | 16.202 |  | 16.202 |  | 16.202 |  | 16.202 |  | 16.202 |  | 16.202 |  | 16.202 |  | 16.202 | 16.202 | Not Coal Steam or O/G Steam | 0.088744 | 0.088744 |  | 20.07%
Anadarko | Oklahoma |  | X | X | 3006 | 3 | 2028 | O/G Steam |  |  |  | Dry bottom wall-fired boiler |  |  |  | 44 | 0.052 | 1247.65 | 190.6 | 0.099333 | 0.052 |  | 1247.65 | 190.6 | 0.052 |  | 0.052 |  | 0.052 |  | 0.052 |  | 0.052 |  | 0.052 |  | 0.052 |  | 0.052 | 0.052 | O/G Steam Under 100 MW | 0.083357 | 0.083357 |  | 0.07229%
Anadarko | Oklahoma |  | X | X | 3006 | 4 | 90966 | Combined Cycle |  |  |  | Combined cycle |  |  |  |  | 2.407 | 209846.751 | 24732.42 | 5.4123 | 2.407 |  | 209846.751 | 24732.42 | 2.407 |  | 2.407 |  | 2.407 |  | 2.407 |  | 2.407 |  | 2.407 |  | 2.407 |  | 2.407 | 2.407 | Not Coal Steam or O/G Steam | 0.022941 | 0.022941 |  | 15.13%
Anadarko | Oklahoma |  | X | X | 3006 | 5 | 90967 | Combined Cycle |  |  |  | Combined cycle |  |  |  |  | 4.262 | 352254.96 | 40747.92 | 7.3403 | 4.262 |  | 352254.96 | 40747.92 | 4.262 |  | 4.262 |  | 4.262 |  | 4.262 |  | 4.262 |  | 4.262 |  | 4.262 |  | 4.262 | 4.262 | Not Coal Steam or O/G Steam | 0.024198 | 0.024198 |  | 26.84%
Anadarko | Oklahoma |  | X | X | 3006 | 6 | 90968 | Combined Cycle |  |  |  | Combined cycle |  |  |  |  | 1.404 | 118737.737 | 13750.23 | 4.3127 | 1.404 |  | 118737.737 | 13750.23 | 1.404 |  | 1.404 |  | 1.404 |  | 1.404 |  | 1.404 |  | 1.404 |  | 1.404 |  | 1.404 | 1.404 | Not Coal Steam or O/G Steam | 0.023649 | 0.023649 |  | 12.43%
Anadarko | Oklahoma |  | X | X | 3006 | 7 | 8326 | Combustion Turbine |  |  |  | Combustion turbine |  |  |  |  | 16.848 | 386772.17 | 36162.87 | 19.7327 | 16.848 |  | 386772.17 | 36162.87 | 16.848 |  | 16.848 |  | 16.848 |  | 16.848 |  | 16.848 |  | 16.848 |  | 16.848 |  | 16.848 | 16.848 | Not Coal Steam or O/G Steam | 0.087121 | 0.087121 |  | 25.33%
Anadarko | Oklahoma |  | X | X | 3006 | 8 | 8328 | Combustion Turbine |  |  |  | Combustion turbine |  |  |  |  | 20.055 | 453531.059 | 41896.64 | 11.4313 | 20.055 |  | 453531.059 | 41896.64 | 20.055 |  | 20.055 |  | 20.055 |  | 20.055 |  | 20.055 |  | 20.055 |  | 20.055 |  | 20.055 | 20.055 | Not Coal Steam or O/G Steam | 0.088439 | 0.088439 |  | 14.86%
Anadarko | Oklahoma |  | X | X | 3006 | 9 | 90429 | Combustion Turbine |  |  |  | Combustion turbine |  |  |  |  | 13.296 | 301931.342 | 25257.03 | 13.8477 | 13.296 |  | 301931.342 | 25257.03 | 13.296 |  | 13.296 |  | 13.296 |  | 13.296 |  | 13.296 |  | 13.296 |  | 13.296 |  | 13.296 | 13.296 | Not Coal Steam or O/G Steam | 0.088073 | 0.088073 |  | 16.95%
Charles D Lamb Energy Center | Oklahoma |  | X | X | 58325 | 1 | 90933 | Combustion Turbine |  |  |  | Combustion turbine |  |  |  |  | 13.259 | 788944.635 | 63268.39 | 14.0617 | 13.259 |  | 788944.635 | 63268.39 | 13.259 |  | 13.259 |  | 13.259 |  | 13.259 |  | 13.259 |  | 13.259 |  | 13.259 |  | 13.259 | 13.259 | Not Coal Steam or O/G Steam | 0.033612 | 0.033612 |  | 17.41%
Chouteau Power Plant | Oklahoma |  | X | X | 7757 | 1 | 3155 | Combined Cycle |  |  |  | Combined cycle | Y |  |  |  | 47.1 | 3378327.498 | 463628.92 | 56.0647 | 47.1 |  | 3378327.498 | 463628.92 | 47.1 |  | 47.1 |  | 47.1 |  | 20.27 | Optimize SCR | 20.27 |  | 20.27 |  | 20.27 |  | 20.27 | 20.27 | Not Coal Steam or O/G Steam | 0.012 | 0.012 |  | 61.31%
Chouteau Power Plant | Oklahoma |  | X | X | 7757 | 2 | 3156 | Combined Cycle |  |  |  | Combined cycle | Y |  |  |  | 53.331 | 3859526.755 | 530974.55 | 58.377 | 53.331 |  | 3859526.755 | 530974.55 | 53.331 |  | 53.331 |  | 53.331 |  | 23.1572 | Optimize SCR | 23.1572 |  | 23.1572 |  | 23.1572 |  | 23.1572 | 23.1572 | Not Coal Steam or O/G Steam | 0.012 | 0.012 |  | 62.79%
Chouteau Power Plant | Oklahoma |  | X | X | 7757 | 3 | 90617 | Combined Cycle |  |  |  | Combined cycle | Y |  |  |  | 10.564 | 3900164.084 | 574610.43 | 8.965 | 10.564 |  | 3900164.084 | 574610.43 | 10.564 |  | 10.564 |  | 10.564 |  | 10.564 |  | 10.564 |  | 10.564 |  | 10.564 |  | 10.564 | 10.564 | Not Coal Steam or O/G Steam | 0.0054172 | 0.0054172 |  | 48.87%
Chouteau Power Plant | Oklahoma |  | X | X | 7757 | 4 | 90618 | Combined Cycle |  |  |  | Combined cycle | Y |  |  |  | 10.762 | 4099121.483 | 601434.79 | 9.5133 | 10.762 |  | 4099121.483 | 601434.79 | 10.762 |  | 10.762 |  | 10.762 |  | 10.762 |  | 10.762 |  | 10.762 |  | 10.762 |  | 10.762 | 10.762 | Not Coal Steam or O/G Steam | 0.0052509 | 0.0052509 |  | 65.91%
Comanche (8059) | Oklahoma |  | X | X | 8059 | 7251 | 3452 | Combined Cycle |  |  |  | Combined cycle |  |  |  |  | 5.467 | 518289.971 | 32418.56 | 10.172 | 5.467 |  | 518289.971 | 32418.56 | 5.467 |  | 5.467 |  | 5.467 |  | 5.467 |  | 5.467 |  | 5.467 |  | 5.467 |  | 5.467 | 5.467 | Not Coal Steam or O/G Steam | 0.021096 | 0.021096 |  | 13.69%
Comanche (8059) | Oklahoma |  | X | X | 8059 | 7252 | 3453 | Combined Cycle |  |  |  | Combined cycle |  |  |  |  | 8.788 | 606163.587 | 37719.65 | 11.9717 | 8.788 |  | 606163.587 | 37719.65 | 8.788 |  | 8.788 |  | 8.788 |  | 8.788 |  | 8.788 |  | 8.788 |  | 8.788 |  | 8.788 | 8.788 | Not Coal Steam or O/G Steam | 0.028995 | 0.028995 |  | 13.74%
Frontier Generating Station | Oklahoma |  | X | X | 50558 | CC01 | 90991 | Combined Cycle |  |  |  | Combined cycle |  |  |  |  | 106.499 | 1951479.529 | 238881.69 | 77.8773 | 106.499 |  | 1951479.529 | 238881.69 | 106.499 |  | 106.499 |  | 106.499 |  | 106.499 |  | 106.499 |  | 106.499 |  | 106.499 |  | 106.499 | 106.499 | Not Coal Steam or O/G Steam | 0.10915 | 0.10915 |  | 32.42%
Grand River Dam Authority | Oklahoma |  | X | X | 165 | 1 | 95 | O/G Steam | 12 | 2020 | 2023 | Dry bottom wall-fired boiler |  |  |  | 40 |  |  |  |  | 0 | Y | 0 | 0 | 0 |  | 0 |  | 0 |  | 0 |  | 0 |  | 0 |  | 0 |  | 0 | 0 | Retired | 0 | 0
Grand River Dam Authority | Oklahoma |  | X | X | 165 | 2 | 96 | Coal Steam |  |  |  | Dry bottom wall-fired boiler |  |  |  | 492 | 599.694 | 7894685.975 | 625322.1 | 265.6913 | 599.694 |  | 7894685.975 | 625322.1 | 599.694 |  | 599.694 |  | 599.694 |  | 599.694 |  | 599.694 |  | 599.694 |  | 599.694 |  | 398.5306 | 197.3671 | Coal Steam SCR Retrofit | 0.15192 | 0.05 |  | 13.92%
Grand River Dam Authority | Oklahoma |  | X | X | 165 | 3 | 91186 | Combined Cycle |  |  |  | Combined cycle | Y |  |  |  | 84.808 | 7613283.845 | 1159310.24 | 81.3463 | 84.808 |  | 7613283.845 | 1159310.24 | 84.808 |  | 84.808 |  | 84.808 |  | 45.6797 | Optimize SCR | 45.6797 |  | 45.6797 |  | 45.6797 |  | 45.6797 | 45.6797 | Not Coal Steam or O/G Steam | 0.012 | 0.012 |  | 55.93%
Green Country Energy, LLC | Oklahoma |  | X | X | 55146 | CTGEN1 | 4006 | Combined Cycle |  |  |  | Combined cycle | Y |  |  |  | 65.074 | 4553757.573 | 630261.26 | 67.7763 | 65.074 |  | 4553757.573 | 630261.26 | 65.074 |  | 65.074 |  | 65.074 |  | 27.3225 | Optimize SCR | 27.3225 |  | 27.3225 |  | 27.3225 |  | 27.3225 | 27.3225 | Not Coal Steam or O/G Steam | 0.012 | 0.012 |  | 59.37%
Green Country Energy, LLC | Oklahoma |  | X | X | 55146 | CTGEN2 | 4007 | Combined Cycle |  |  |  | Combined cycle | Y |  |  |  | 55.678 | 4022762.333 | 555071.14 | 64.4707 | 55.678 |  | 4022762.333 | 555071.14 | 55.678 |  | 55.678 |  | 55.678 |  | 24.1366 | Optimize SCR | 24.1366 |  | 24.1366 |  | 24.1366 |  | 24.1366 | 24.1366 | Not Coal Steam or O/G Steam | 0.012 | 0.012 |  | 58.67%
Green Country Energy, LLC | Oklahoma |  | X | X | 55146 | CTGEN3 | 4008 | Combined Cycle |  |  |  | Combined cycle | Y |  |  |  | 54.291 | 4164863.479 | 584563.3 | 56.9013 | 54.291 |  | 4164863.479 | 584563.3 | 54.291 |  | 54.291 |  | 54.291 |  | 24.9892 | Optimize SCR | 24.9892 |  | 24.9892 |  | 24.9892 |  | 24.9892 | 24.9892 | Not Coal Steam or O/G Steam | 0.012 | 0.012 |  | 52.24%
Horseshoe Lake | Oklahoma |  | X | X | 2951 | 10 | 1999 | Combustion Turbine |  |  |  | Combustion turbine |  |  |  |  | 25.16 | 538290.886 | 53927.04 | 31.1553 | 25.16 |  | 538290.886 | 53927.04 | 25.16 |  | 25.16 |  | 25.16 |  | 25.16 |  | 25.16 |  | 25.16 |  | 25.16 |  | 25.16 | 25.16 | Not Coal Steam or O/G Steam | 0.093481 | 0.093481 |  | 32.92%
Horseshoe Lake | Oklahoma |  | X | X | 2951 | 6 | 2000 | O/G Steam | 12 | 2023 | 2024 | Dry bottom wall-fired boiler |  |  |  | 163 | 180.293 | 1496659.175 | 119223.95 | 317.764 | 0 | Y | 0 | 0 | 0 |  | 0 |  | 0 |  | 0 |  | 0 |  | 0 |  | 0 |  | 0 | 0 | Retired | 0 | 0 |  | 29.7%
Horseshoe Lake | Oklahoma |  | X | X | 2951 | 7 | 2001 | O/G Steam |  |  |  | Combined cycle |  |  |  | 211 | 103.832 | 1346122.247 | 117369.72 | 191.1377 | 103.832 |  | 1346122.247 | 117369.72 | 103.832 |  | 103.832 |  | 103.832 |  | 103.832 |  | 103.832 |  | 103.832 |  | 103.832 |  | 62.0119 | 20.1918 | O/G Steam SCR Retrofit | 0.15427 | 0.03 |  | 18.35%
Horseshoe Lake | Oklahoma |  | X | X | 2951 | 8 | 2002 | O/G Steam |  |  |  | Tangentially-fired |  |  |  | 403 | 283.582 | 2994758.81 | 250376.1 | 205.7397 | 283.582 |  | 2994758.81 | 250376.1 | 283.582 |  | 283.582 |  | 283.582 |  | 283.582 |  | 283.582 |  | 283.582 |  | 283.582 |  | 164.2517 | 44.9214 | O/G Steam SCR Retrofit | 0.18939 | 0.03 |  | 10.87%
Horseshoe Lake | Oklahoma |  | X | X | 2951 | 9 | 2003 | Combustion Turbine |  |  |  | Combustion turbine |  |  |  |  | 28.765 | 601278.586 | 60614.57 | 31.5233 | 28.765 |  | 601278.586 | 60614.57 | 28.765 |  | 28.765 |  | 28.765 |  | 28.765 |  | 28.765 |  | 28.765 |  | 28.765 |  | 28.765 | 28.765 | Not Coal Steam or O/G Steam | 0.095679 | 0.095679 |  | 32.84%
Hugo | Oklahoma |  | X | X | 6772 | 1 | 2908 | Coal Steam |  |  |  | Dry bottom wall-fired boiler |  |  |  | 440 | 555.587 | 6209325.554 | 502140.58 | 374.23 | 555.587 |  | 6209325.554 | 502140.58 | 555.587 |  | 555.587 |  | 555.587 |  | 555.587 |  | 555.587 |  | 555.587 |  | 555.587 |  | 355.4101 | 155.2331 | Coal Steam SCR Retrofit | 0.17895 | 0.05 |  | 18.12%
McClain Energy Facility | Oklahoma |  | X | X | 55457 | CT1 | 4808 | Combined Cycle |  |  |  | Combined cycle |  |  |  |  | 59.623 | 4407329.687 | 408938.57 | 68.2173 | 59.623 |  | 4407329.687 | 408938.57 | 59.623 |  | 59.623 |  | 59.623 |  | 59.623 |  | 59.623 |  | 59.623 |  | 59.623 |  | 59.623 | 59.623 | Not Coal Steam or O/G Steam | 0.027056 | 0.027056 |  | 61.37%
McClain Energy Facility | Oklahoma |  | X | X | 55457 | CT2 | 4809 | Combined Cycle |  |  |  | Combined cycle |  |  |  |  | 59.359 | 4283929.838 | 403123.73 | 64.7797 | 59.359 |  | 4283929.838 | 403123.73 | 59.359 |  | 59.359 |  | 59.359 |  | 59.359 |  | 59.359 |  | 59.359 |  | 59.359 |  | 59.359 | 59.359 | Not Coal Steam or O/G Steam | 0.027712 | 0.027712 |  | 60.16%
Mooreland | Oklahoma |  | X | X | 3008 | 1 | 2029 | O/G Steam |  |  |  | Dry bottom wall-fired boiler |  |  |  | 50 | 1.936 | 7670.325 | 691.02 | 1.3193 | 1.936 |  | 7670.325 | 691.02 | 1.936 |  | 1.936 |  | 1.936 |  | 1.936 |  | 1.936 |  | 1.936 |  | 1.936 |  | 1.936 | 1.936 | O/G Steam Under 100 MW | 0.5048 | 0.5048 |  | 0.2036%
Mooreland | Oklahoma |  | X | X | 3008 | 2 | 2030 | O/G Steam |  |  |  | Dry bottom wall-fired boiler |  |  |  | 132 | 11.366 | 142861.166 | 13429 | 16.7207 | 11.366 |  | 142861.166 | 13429 | 11.366 |  | 11.366 |  | 11.366 |  | 11.366 |  | 11.366 |  | 11.366 |  | 11.366 |  | 11.366 | 11.366 | Oil/Gas Steam Under 150 Tons (2019-2021 Average) | 0.15912 | 0.15912 |  | 3.467%
Mooreland | Oklahoma |  | X | X | 3008 | 3 | 2031 | O/G Steam |  |  |  | Dry bottom wall-fired boiler |  |  |  | 140 | 14.462 | 221166.06 | 20283 | 14.6353 | 14.462 |  | 221166.06 | 20283 | 14.462 |  | 14.462 |  | 14.462 |  | 14.462 |  | 14.462 |  | 14.462 |  | 14.462 |  | 14.462 | 14.462 | Oil/Gas Steam Under 150 Tons (2019-2021 Average) | 0.13078 | 0.13078 |  | 3.573%
Muskogee | Oklahoma |  | X | X | 2952 | 4 | 2005 | O/G Steam |  |  |  | Tangentially-fired |  |  |  | 493 | 90.468 | 1975795.026 | 177613.79 | 140.295 | 90.468 |  | 1975795.026 | 177613.79 | 90.468 |  | 90.468 |  | 90.468 |  | 90.468 |  | 90.468 |  | 90.468 |  | 90.468 |  | 90.468 | 90.468 | Oil/Gas Steam Under 150 Tons (2019-2021 Average) | 0.091576 | 0.091576 |  | 12.57%
Muskogee | Oklahoma |  | X | X | 2952 | 5 | 2006 | O/G Steam |  |  |  | Tangentially-fired |  |  |  | 498 | 88.291 | 1721113.28 | 137534 | 137.161 | 88.291 |  | 1721113.28 | 137534 | 88.291 |  | 88.291 |  | 88.291 |  | 88.291 |  | 88.291 |  | 88.291 |  | 88.291 |  | 88.291 | 88.291 | Oil/Gas Steam Under 150 Tons (2019-2021 Average) | 0.1026 | 0.1026 |  | 12.45%
Muskogee | Oklahoma |  | X | X | 2952 | 6 | 2007 | Coal Steam |  |  |  | Tangentially-fired |  |  |  | 503 | 2121.191 | 14368744.581 | 1337557.5 | 1320.9893 | 2121.191 |  | 14368744.581 | 1337557.5 | 2121.191 |  | 2121.191 |  | 2121.191 |  | 2121.191 |  | 1429.6901 | SOA CC | 2121.191 |  | 1429.6901 | SOA CC | 894.4544 | 359.2186 | Coal Steam SCR Retrofit | 0.199 | 0.05 |  | 38.04%
Mustang | Oklahoma |  | X | X | 2953 | T10 | 91175 | Combustion Turbine |  |  |  | Combustion turbine |  |  |  |  | 24.163 | 750587.834 | 77786.13 | 25.7827 | 24.163 |  | 750587.834 | 77786.13 | 24.163 |  | 24.163 |  | 24.163 |  | 24.163 |  | 24.163 |  | 24.163 |  | 24.163 |  | 24.163 | 24.163 | Not Coal Steam or O/G Steam | 0.064384 | 0.064384 |  | 33.29%
Mustang | Oklahoma |  | X | X | 2953 | T11 | 91176 | Combustion Turbine |  |  |  | Combustion turbine |  |  |  |  | 29.165 | 740984.401 | 76883.88 | 29.0537 | 29.165 |  | 740984.401 | 76883.88 | 29.165 |  | 29.165 |  | 29.165 |  | 29.165 |  | 29.165 |  | 29.165 |  | 29.165 |  | 29.165 | 29.165 | Not Coal Steam or O/G Steam | 0.07872 | 0.07872 |  | 32.92%
Mustang | Oklahoma |  | X | X | 2953 | T12 | 91177 | Combustion Turbine |  |  |  | Combustion turbine |  |  |  |  | 30.824 | 753597.215 | 77886.37 | 27.2297 | 30.824 |  | 753597.215 | 77886.37 | 30.824 |  | 30.824 |  | 30.824 |  | 30.824 |  | 30.824 |  | 30.824 |  | 30.824 |  | 30.824 | 30.824 | Not Coal Steam or O/G Steam | 0.081805 | 0.081805 |  | 30.16%
Mustang | Oklahoma |  | X | X | 2953 | T6 | 91171 | Combustion Turbine |  |  |  | Combustion turbine |  |  |  |  | 25.773 | 738377.646 | 76667.9 | 29.8567 | 25.773 |  | 738377.646 | 76667.9 | 25.773 |  | 25.773 |  | 25.773 |  | 25.773 |  | 25.773 |  | 25.773 |  | 25.773 |  | 25.773 | 25.773 | Not Coal Steam or O/G Steam | 0.06981 | 0.06981 |  | 35.75%
Mustang | Oklahoma |  | X | X | 2953 | T7 | 91172 | Combustion Turbine |  |  |  | Combustion turbine |  |  |  |  | 30.189 | 727702.312 | 74510.71 | 29.4467 | 30.189 |  | 727702.312 | 74510.71 | 30.189 |  | 30.189 |  | 30.189 |  | 30.189 |  | 30.189 |  | 30.189 |  | 30.189 |  | 30.189 | 30.189 | Not Coal Steam or O/G Steam | 0.082971 | 0.082971 |  | 31.78%
Mustang | Oklahoma |  | X | X | 2953 | T8 | 91173 | Combustion Turbine |  |  |  | Combustion turbine |  |  |  |  | 27.228 | 743408.082 | 76715.31 | 26.129 | 27.228 |  | 743408.082 | 76715.31 | 27.228 |  | 27.228 |  | 27.228 |  | 27.228 |  | 27.228 |  | 27.228 |  | 27.228 |  | 27.228 | 27.228 | Not Coal Steam or O/G Steam | 0.073252 | 0.073252 |  | 31.95%
Mustang | Oklahoma |  | X | X | 2953 | T9 | 91174 | Combustion Turbine |  |  |  | Combustion turbine |  |  |  |  | 29.063 | 752054.595 | 77885.8 | 28.784 | 29.063 |  | 752054.595 | 77885.8 | 29.063 |  | 29.063 |  | 29.063 |  | 29.063 |  | 29.063 |  | 29.063 |  | 29.063 |  | 29.063 | 29.063 | Not Coal Steam or O/G Steam | 0.07729 | 0.07729 |  | 33.8%
Northeastern | Oklahoma |  | X | X | 2963 | 3301A | 2016 | Combined Cycle |  |  |  | Combined cycle |  |  |  |  | 74.583 | 4037528.352 | 320193.39 | 67.2207 | 74.583 |  | 4037528.352 | 320193.39 | 74.583 |  | 74.583 |  | 74.583 |  | 74.583 |  | 74.583 |  | 74.583 |  | 74.583 |  | 74.583 | 74.583 | Not Coal Steam or O/G Steam | 0.036945 | 0.036945 |  | 59.48%
Northeastern | Oklahoma |  | X | X | 2963 | 3301B | 2017 | Combined Cycle |  |  |  | Combined cycle |  |  |  |  | 64.661 | 3953806.394 | 319409.99 | 68.7483 | 64.661 |  | 3953806.394 | 319409.99 | 64.661 |  | 64.661 |  | 64.661 |  | 64.661 |  | 64.661 |  | 64.661 |  | 64.661 |  | 64.661 | 64.661 | Not Coal Steam or O/G Steam | 0.032708 | 0.032708 |  | 58.51%
Northeastern | Oklahoma |  | X | X | 2963 | 3302 | 2018 | O/G Steam |  |  |  | Cell burner boiler |  |  |  | 462 | 137.203 | 1441667.247 | 116942.17 | 284.8353 | 137.203 |  | 1441667.247 | 116942.17 | 137.203 |  | 137.203 |  | 137.203 |  | 137.203 |  | 137.203 |  | 137.203 |  | 137.203 |  | 79.414 | 21.625 | O/G Steam SCR Retrofit | 0.19034 | 0.03 |  | 17.44%
Northeastern | Oklahoma |  | X | X | 2963 | 3313 | 2019 | Coal Steam | 12 | 2026 | 2027 | Tangentially-fired |  |  |  | 313 | 942.169 | 14985178.458 | 1369813 | 744.723 | 942.169 |  | 14985178.458 | 1369813 | 942.169 |  | 942.169 |  | 942.169 |  | 942.169 |  | 942.169 |  | 942.169 |  | 942.169 |  | 658.3992 | 374.6295 | Coal Steam SCR Retrofit | 0.12575 | 0.05 |  | 57.3%
Oneta Energy Center | Oklahoma |  | X | X | 55225 | CTG-1 | 4187 | Combined Cycle |  |  |  | Combined cycle |  |  |  |  | 62.357 | 3212891.828 | 431611.77 | 80.9893 | 62.357 |  | 3212891.828 | 431611.77 | 62.357 |  | 62.357 |  | 62.357 |  | 62.357 |  | 62.357 |  | 62.357 |  | 62.357 |  | 62.357 | 62.357 | Not Coal Steam or O/G Steam | 0.038817 | 0.038817 |  | 28.28%
Oneta Energy Center | Oklahoma |  | X | X | 55225 | CTG-2 | 4188 | Combined Cycle |  |  |  | Combined cycle |  |  |  |  | 54.101 | 3062973.617 | 418768.75 | 74.6573 | 54.101 |  | 3062973.617 | 418768.75 | 54.101 |  | 54.101 |  | 54.101 |  | 54.101 |  | 54.101 |  | 54.101 |  | 54.101 |  | 54.101 | 54.101 | Not Coal Steam or O/G Steam | 0.035326 | 0.035326 |  | 26.67%
Oneta Energy Center | Oklahoma |  | X | X | 55225 | CTG-3 | 4189 | Combined Cycle |  |  |  | Combined cycle |  |  |  |  | 61.364 | 3428383.194 | 471145.4 | 74.1263 | 61.364 |  | 3428383.194 | 471145.4 | 61.364 |  | 61.364 |  | 61.364 |  | 61.364 |  | 61.364 |  | 61.364 |  | 61.364 |  | 61.364 | 61.364 | Not Coal Steam or O/G Steam | 0.035798 | 0.035798 |  | 26.34%
Oneta Energy Center | Oklahoma |  | X | X | 55225 | CTG-4 | 4190 | Combined Cycle |  |  |  | Combined cycle |  |  |  |  | 60.466 | 3495696.31 | 476335.77 | 74.667 | 60.466 |  | 3495696.31 | 476335.77 | 60.466 |  | 60.466 |  | 60.466 |  | 60.466 |  | 60.466 |  | 60.466 |  | 60.466 |  | 60.466 | 60.466 | Not Coal Steam or O/G Steam | 0.034595 | 0.034595 |  | 27.26%
Ponca | Oklahoma |  | X | X | 762 | 2 | 565 | O/G Steam |  |  |  | Dry bottom wall-fired boiler |  |  |  | 34 | [24 empty] | O/G Steam Under 100 MW | 0 | 0
Ponca | Oklahoma |  | X | X | 762 | 3 | 566 | Combined Cycle |  |  |  | Combined cycle |  |  |  |  | 4.25 | 103475.58 | 11623.72 | 7.86 | 4.25 |  | 103475.58 | 11623.72 | 4.25 |  | 4.25 |  | 4.25 |  | 4.25 |  | 4.25 |  | 4.25 |  | 4.25 |  | 4.25 | 4.25 | Not Coal Steam or O/G Steam | 0.082145 | 0.082145 |  | 7.436%
Ponca | Oklahoma |  | X | X | 762 | 4 | 89334 | Combustion Turbine |  |  |  | Combustion turbine |  |  |  |  | 1.84 | 55924.211 | 5325.71 | 2.3113 | 1.84 |  | 55924.211 | 5325.71 | 1.84 |  | 1.84 |  | 1.84 |  | 1.84 |  | 1.84 |  | 1.84 |  | 1.84 |  | 1.84 | 1.84 | Not Coal Steam or O/G Steam | 0.065803 | 0.065803 |  | 4.493%
Redbud Power Plant | Oklahoma |  | X | X | 55463 | CT-01 | 4817 | Combined Cycle |  |  |  | Combined cycle | Y |  |  |  | 28.735 | 4828036.997 | 651617.58 | 32.3417 | 28.735 |  | 4828036.997 | 651617.58 | 28.735 |  | 28.735 |  | 28.735 |  | 28.735 |  | 28.735 |  | 28.735 |  | 28.735 |  | 28.735 | 28.735 | Not Coal Steam or O/G Steam | 0.011903 | 0.011903 |  | 56.89%
Redbud Power Plant | Oklahoma |  | X | X | 55463 | CT-02 | 4818 | Combined Cycle |  |  |  | Combined cycle | Y |  |  |  | 30.015 | 4671045.938 | 630910.95 | 32.3863 | 30.015 |  | 4671045.938 | 630910.95 | 30.015 |  | 30.015 |  | 30.015 |  | 28.0263 | Optimize SCR | 28.0263 |  | 28.0263 |  | 28.0263 |  | 28.0263 | 28.0263 | Not Coal Steam or O/G Steam | 0.012 | 0.012 |  | 54.46%
Redbud Power Plant | Oklahoma |  | X | X | 55463 | CT-03 | 4819 | Combined Cycle |  |  |  | Combined cycle | Y |  |  |  | 28.576 | 4452329.814 | 597471.42 | 32.0727 | 28.576 |  | 4452329.814 | 597471.42 | 28.576 |  | 28.576 |  | 28.576 |  | 26.714 | Optimize SCR | 26.714 |  | 26.714 |  | 26.714 |  | 26.714 | 26.714 | Not Coal Steam or O/G Steam | 0.012 | 0.012 |  | 53.68%
Redbud Power Plant | Oklahoma |  | X | X | 55463 | CT-04 | 4820 | Combined Cycle |  |  |  | Combined cycle | Y |  |  |  | 29.276 | 5045921.394 | 678598.52 | 32.9137 | 29.276 |  | 5045921.394 | 678598.52 | 29.276 |  | 29.276 |  | 29.276 |  | 29.276 |  | 29.276 |  | 29.276 |  | 29.276 |  | 29.276 | 29.276 | Not Coal Steam or O/G Steam | 0.011604 | 0.011604 |  | 57.84%
River Valley | Oklahoma |  | X | X | 10671 | 1A | 90961 | Coal Steam |  |  |  | Circulating fluidized bed boiler |  |  | Y | 80 | 184.459 | 1611860.105 |  | 165.2517 | 184.459 |  | 1611860.105 |  | 184.459 |  | 184.459 |  | 184.459 |  | 184.459 |  | 184.459 |  | 184.459 |  | 184.459 |  | 92.2295 | 92.2295 | Coal Steam, Circulating fluidized bed, SNCR Retrofit | 0.22888 | 0.11444 |  | 29.47%
River Valley | Oklahoma |  | X | X | 10671 | 1B | 90962 | Coal Steam |  |  |  | Circulating fluidized bed boiler |  |  | Y | 80 | 158.575 | 1366617.214 |  | 149.011 | 158.575 |  | 1366617.214 |  | 158.575 |  | 158.575 |  | 158.575 |  | 158.575 |  | 158.575 |  | 158.575 |  | 158.575 |  | 79.2875 | 79.2875 | Coal Steam, Circulating fluidized bed, SNCR Retrofit | 0.23207 | 0.11603 |  | 27.04%
River Valley | Oklahoma |  | X | X | 10671 | 2A | 90963 | Coal Steam |  |  |  | Circulating fluidized bed boiler |  |  | Y | 80 | 202.764 | 1779021.203 |  | 172.5413 | 202.764 |  | 1779021.203 |  | 202.764 |  | 202.764 |  | 202.764 |  | 202.764 |  | 202.764 |  | 202.764 |  | 202.764 |  | 101.382 | 101.382 | Coal Steam, Circulating fluidized bed, SNCR Retrofit | 0.22795 | 0.11398 |  | 29.71%
River Valley | Oklahoma |  | X | X | 10671 | 2B | 90964 | Coal Steam |  |  |  | Circulating fluidized bed boiler |  |  | Y | 80 | 251.852 | 2257740.53 |  | 179.087 | 251.852 |  | 2257740.53 |  | 251.852 |  | 251.852 |  | 251.852 |  | 251.852 |  | 251.852 |  | 251.852 |  | 251.852 |  | 125.926 | 125.926 | Coal Steam, Circulating fluidized bed, SNCR Retrofit | 0.2231 | 0.11155 |  | 30.41%
Riverside (4940) | Oklahoma |  | X | X | 4940 | 1501 | 2660 | O/G Steam |  |  |  | Dry bottom wall-fired boiler |  |  |  | 454 | 51.29 | 424970.359 | 33549.38 | 89.1177 | 51.29 |  | 424970.359 | 33549.38 | 51.29 |  | 51.29 |  | 51.29 |  | 51.29 |  | 51.29 |  | 51.29 |  | 51.29 |  | 51.29 | 51.29 | Oil/Gas Steam Under 150 Tons (2019-2021 Average) | 0.24138 | 0.24138 |  | 4.911%
Riverside (4940) | Oklahoma |  | X | X | 4940 | 1502 | 2661 | O/G Steam |  |  |  | Dry bottom wall-fired boiler |  |  |  | 455 | 251.633 | 1823790.852 | 143068.64 | 382.666 | 251.633 |  | 1823790.852 | 143068.64 | 251.633 |  | 251.633 |  | 251.633 |  | 251.633 |  | 251.633 |  | 251.633 |  | 251.633 |  | 139.4949 | 27.3569 | O/G Steam SCR Retrofit | 0.27595 | 0.03 |  | 16.7%
Riverside (4940) | Oklahoma |  | X | X | 4940 | 1503 | 91251 | Combustion Turbine |  |  |  | Combustion turbine |  |  |  |  | 21.868 | 179483.9 | 13802.84 | 16.726 | 21.868 |  | 179483.9 | 13802.84 | 21.868 |  | 21.868 |  | 21.868 |  | 21.868 |  | 21.868 |  | 21.868 |  | 21.868 |  | 21.868 | 21.868 | Not Coal Steam or O/G Steam | 0.24368 | 0.24368 |  | 4.393%
Riverside (4940) | Oklahoma |  | X | X | 4940 | 1504 | 91252 | Combustion Turbine |  |  |  | Combustion turbine |  |  |  |  | 17.78 | 211674.7 | 16475.08 | 11.39 | 17.78 |  | 211674.7 | 16475.08 | 17.78 |  | 17.78 |  | 17.78 |  | 17.78 |  | 17.78 |  | 17.78 |  | 17.78 |  | 17.78 | 17.78 | Not Coal Steam or O/G Steam | 0.16799 | 0.16799 |  | 3.825%
Seminole (2956) | Oklahoma |  | X | X | 2956 | 1 | 2012 | O/G Steam |  |  |  | Dry bottom wall-fired boiler |  |  |  | 426 | 177.165 | 2601507.905 | 239610.99 | 226.816 | 177.165 |  | 2601507.905 | 239610.99 | 177.165 |  | 177.165 |  | 177.165 |  | 177.165 |  | 177.165 |  | 177.165 |  | 177.165 |  | 108.0938 | 39.0226 | O/G Steam SCR Retrofit | 0.1362 | 0.03 |  | 18.04%
Seminole (2956) | Oklahoma |  | X | X | 2956 | 2 | 2013 | O/G Steam |  |  |  | Dry bottom wall-fired boiler |  |  |  | 425 | 194.961 | 3793948.612 | 362244 | 273.162 | 194.961 |  | 3793948.612 | 362244 | 194.961 |  | 194.961 |  | 194.961 |  | 194.961 |  | 194.961 |  | 194.961 |  | 194.961 |  | 125.9351 | 56.9092 | O/G Steam SCR Retrofit | 0.10277 | 0.03 |  | 23.79%
Seminole (2956) | Oklahoma |  | X | X | 2956 | 3 | 2014 | O/G Steam |  |  |  | Dry bottom wall-fired boiler |  |  |  | 464 | 236.203 | 4011735.705 | 364976.46 | 296.3273 | 236.203 |  | 4011735.705 | 364976.46 | 236.203 |  | 236.203 |  | 236.203 |  | 236.203 |  | 236.203 |  | 236.203 |  | 236.203 |  | 148.1895 | 60.176 | O/G Steam SCR Retrofit | 0.11776 | 0.03 |  | 27.57%
Sooner | Oklahoma |  | X | X | 6095 | 1 | 2773 | Coal Steam |  |  |  | Tangentially-fired |  |  |  | 520 | 433.713 | 6630233.197 | 659695.39 | 550.011 | 433.713 |  | 6630233.197 | 659695.39 | 433.713 |  | 433.713 |  | 433.713 |  | 433.713 |  | 433.713 |  | 433.713 |  | 433.713 |  | 299.7344 | 165.7558 | Coal Steam SCR Retrofit | 0.13083 | 0.05 |  | 38.85%
Sooner | Oklahoma |  | X | X | 6095 | 2 | 2774 | Coal Steam |  |  |  | Tangentially-fired |  |  |  | 520 | 610.976 | 9161762.679 | 959008.94 | 595.982 | 610.976 |  | 9161762.679 | 959008.94 | 610.976 |  | 610.976 |  | 610.976 |  | 610.976 |  | 610.976 |  | 610.976 |  | 610.976 |  | 420.01 | 229.0441 | Coal Steam SCR Retrofit | 0.13338 | 0.05 |  | 40.26%
Southwestern | Oklahoma |  | X | X | 2964 | 8002 | 2021 | O/G Steam |  |  |  | Dry bottom wall-fired boiler |  |  |  | 78 | 74.494 | 533962.654 | 42668.03 | 57.5737 | 74.494 |  | 533962.654 | 42668.03 | 74.494 |  | 74.494 |  | 74.494 |  | 74.494 |  | 74.494 |  | 74.494 |  | 74.494 |  | 74.494 | 74.494 | O/G Steam Under 100 MW | 0.27902 | 0.27902 |  | 11.48%
Southwestern | Oklahoma |  | X | X | 2964 | 8003 | 2022 | O/G Steam |  |  |  | Cell burner boiler |  |  |  | 295 | 525.26 | 3401287.423 | 302480.9 | 514.2427 | 525.26 |  | 3401287.423 | 302480.9 | 525.26 |  | 525.26 |  | 525.26 |  | 525.26 |  | 525.26 |  | 525.26 |  | 525.26 |  | 288.1397 | 51.0193 | O/G Steam SCR Retrofit | 0.30886 | 0.03 |  | 27.56%
Southwestern | Oklahoma |  | X | X | 2964 | 8004 | 91253 | Combustion Turbine |  |  |  | Combustion turbine |  |  |  |  | 19.825 | 337765.7 | 26059.08 | 17.3537 | 19.825 |  | 337765.7 | 26059.08 | 19.825 |  | 19.825 |  | 19.825 |  | 19.825 |  | 19.825 |  | 19.825 |  | 19.825 |  | 19.825 | 19.825 | Not Coal Steam or O/G Steam | 0.11739 | 0.11739 |  | 7.631%
Southwestern | Oklahoma |  | X | X | 2964 | 8005 | 91254 | Combustion Turbine |  |  |  | Combustion turbine |  |  |  |  | 22.423 | 418479.9 | 32728.45 | 19.0043 | 22.423 |  | 418479.9 | 32728.45 | 22.423 |  | 22.423 |  | 22.423 |  | 22.423 |  | 22.423 |  | 22.423 |  | 22.423 |  | 22.423 | 22.423 | Not Coal Steam or O/G Steam | 0.10716 | 0.10716 |  | 8.764%
Southwestern | Oklahoma |  | X | X | 2964 | 801N | 2023 | O/G Steam | 6 | 2023 | 2024 | Dry bottom wall-fired boiler |  |  |  | 39 | 5.573 | 109715.782 | 8419.45 | 8.626 | 0 | Y | 0 | 0 | 0 |  | 0 |  | 0 |  | 0 |  | 0 |  | 0 |  | 0 |  | 0 | 0 | Retired | 0 | 0 |  | 6.687%
Southwestern | Oklahoma |  | X | X | 2964 | 801S | 2024 | O/G Steam | 6 | 2023 | 2024 | Dry bottom wall-fired boiler |  |  |  | 39 | 10.425 | 109727.583 | 8420.24 | 12.3177 | 0 | Y | 0 | 0 | 0 |  | 0 |  | 0 |  | 0 |  | 0 |  | 0 |  | 0 |  | 0 | 0 | Retired | 0 | 0 |  | 6.666%
Spring Creek Power Plant | Oklahoma |  | X | X | 55651 | CT-01 | 5035 | Combustion Turbine |  |  |  | Combustion turbine |  |  |  |  | 1.908 | 136295.312 | 10307.5 | 2.6213 | 1.908 |  | 136295.312 | 10307.5 | 1.908 |  | 1.908 |  | 1.908 |  | 1.908 |  | 1.908 |  | 1.908 |  | 1.908 |  | 1.908 | 1.908 | Not Coal Steam or O/G Steam | 0.027998 | 0.027998 |  | 4.76%
Spring Creek Power Plant | Oklahoma |  | X | X | 55651 | CT-02 | 5036 | Combustion Turbine |  |  |  | Combustion turbine |  |  |  |  | 1.565 | 133969.35 | 9955.51 | 2.2163 | 1.565 |  | 133969.35 | 9955.51 | 1.565 |  | 1.565 |  | 1.565 |  | 1.565 |  | 1.565 |  | 1.565 |  | 1.565 |  | 1.565 | 1.565 | Not Coal Steam or O/G Steam | 0.023364 | 0.023364 |  | 5.043%
Spring Creek Power Plant | Oklahoma |  | X | X | 55651 | CT-03 | 5037 | Combustion Turbine |  |  |  | Combustion turbine |  |  |  |  | 1.439 | 110668.723 | 8428.32 | 2.2687 | 1.439 |  | 110668.723 | 8428.32 | 1.439 |  | 1.439 |  | 1.439 |  | 1.439 |  | 1.439 |  | 1.439 |  | 1.439 |  | 1.439 | 1.439 | Not Coal Steam or O/G Steam | 0.026006 | 0.026006 |  | 4.054%
Spring Creek Power Plant | Oklahoma |  | X | X | 55651 | CT-04 | 5038 | Combustion Turbine |  |  |  | Combustion turbine |  |  |  |  | 1.582 | 122794.766 | 9135.46 | 2.0217 | 1.582 |  | 122794.766 | 9135.46 | 1.582 |  | 1.582 |  | 1.582 |  | 1.582 |  | 1.582 |  | 1.582 |  | 1.582 |  | 1.582 | 1.582 | Not Coal Steam or O/G Steam | 0.025767 | 0.025767 |  | 4.111%
Tenaska Kiamichi Generating Station | Oklahoma |  | X | X | 55501 | CTGDB1 | 4899 | Combined Cycle |  |  |  | Combined cycle |  |  |  |  | 78.959 | 5421450.074 | 690407.88 | 84.7997 | 78.959 |  | 5421450.074 | 690407.88 | 78.959 |  | 78.959 |  | 78.959 |  | 78.959 |  | 78.959 |  | 78.959 |  | 78.959 |  | 78.959 | 78.959 | Not Coal Steam or O/G Steam | 0.029128 | 0.029128 |  | 58.16%
Tenaska Kiamichi Generating Station | Oklahoma |  | X | X | 55501 | CTGDB2 | 4900 | Combined Cycle |  |  |  | Combined cycle |  |  |  |  | 85.426 | 5396054.496 | 684026.73 | 83.0917 | 85.426 |  | 5396054.496 | 684026.73 | 85.426 |  | 85.426 |  | 85.426 |  | 85.426 |  | 85.426 |  | 85.426 |  | 85.426 |  | 85.426 | 85.426 | Not Coal Steam or O/G Steam | 0.031662 | 0.031662 |  | 58.43%
Tenaska Kiamichi Generating Station | Oklahoma |  | X | X | 55501 | CTGDB3 | 4901 | Combined Cycle |  |  |  | Combined cycle |  |  |  |  | 61.017 | 3793678.657 | 480845.75 | 76.532 | 61.017 |  | 3793678.657 | 480845.75 | 61.017 |  | 61.017 |  | 61.017 |  | 61.017 |  | 61.017 |  | 61.017 |  | 61.017 |  | 61.017 | 61.017 | Not Coal Steam or O/G Steam | 0.032168 | 0.032168 |  | 48.76%
Tenaska Kiamichi Generating Station | Oklahoma |  | X | X | 55501 | CTGDB4 | 4902 | Combined Cycle |  |  |  | Combined cycle |  |  |  |  | 57.496 | 3855807.425 | 487788.04 | 76.5323 | 57.496 |  | 3855807.425 | 487788.04 | 57.496 |  | 57.496 |  | 57.496 |  | 57.496 |  | 57.496 |  | 57.496 |  | 57.496 |  | 57.496 | 57.496 | Not Coal Steam or O/G Steam | 0.029823 | 0.029823 |  | 51.91%
Tinker | Oklahoma |  | X | X | 63628 | 5A-1 | 90979 | Combustion Turbine | 12 | 2025 | 2026 | Combustion turbine |  |  |  |  | 1.645 | 4695.2 | 234.44 | 5.7953 | 1.645 |  | 4695.2 | 234.44 | 1.645 |  | 1.645 |  | 1.645 |  | 1.645 |  | 1.645 |  | 1.645 |  | 1.645 |  | 1.645 | 1.645 | Not Coal Steam or O/G Steam | 0.70072 | 0.70072 |  | 0.9239%
Tinker | Oklahoma |  | X | X | 63628 | 5A-2 | 90980 | Combustion Turbine | 12 | 2025 | 2026 | Combustion turbine |  |  |  |  | 1.714 | 4898 | 237.17 | 5.8033 | 1.714 |  | 4898 | 237.17 | 1.714 |  | 1.714 |  | 1.714 |  | 1.714 |  | 1.714 |  | 1.714 |  | 1.714 |  | 1.714 | 1.714 | Not Coal Steam or O/G Steam | 0.69988 | 0.69988 |  | 0.9253%
Tinker | Oklahoma |  | X | X | 63628 | 5B-1 | 90981 | Combustion Turbine | 12 | 2025 | 2026 | Combustion turbine |  |  |  |  | 1.746 | 4980.3 | 264.39 | 5.3493 | 1.746 |  | 4980.3 | 264.39 | 1.746 |  | 1.746 |  | 1.746 |  | 1.746 |  | 1.746 |  | 1.746 |  | 1.746 |  | 1.746 | 1.746 | Not Coal Steam or O/G Steam | 0.70116 | 0.70116 |  | 0.7077%
Tinker | Oklahoma |  | X | X | 63628 | 5B-2 | 90982 | Combustion Turbine | 12 | 2025 | 2026 | Combustion turbine |  |  |  |  | 1.854 | 5297.8 | 268.1 | 5.338 | 1.854 |  | 5297.8 | 268.1 | 1.854 |  | 1.854 |  | 1.854 |  | 1.854 |  | 1.854 |  | 1.854 |  | 1.854 |  | 1.854 | 1.854 | Not Coal Steam or O/G Steam | 0.69991 | 0.69991 |  | 0.7064%
Tulsa | Oklahoma |  | X | X | 2965 | 1402 | 2025 | O/G Steam |  |  |  | Dry bottom wall-fired boiler |  |  |  | 150 | 45.618 | 337571.545 | 28176.47 | 107.4273 | 45.618 |  | 337571.545 | 28176.47 | 45.618 |  | 45.618 |  | 45.618 |  | 45.618 |  | 45.618 |  | 45.618 |  | 45.618 |  | 45.618 | 45.618 | Oil/Gas Steam Under 150 Tons (2019-2021 Average) | 0.27027 | 0.27027 |  | 11.48%
Tulsa | Oklahoma |  | X | X | 2965 | 1404 | 2027 | O/G Steam |  |  |  | Dry bottom wall-fired boiler |  |  |  | 155 | 65.409 | 628323.837 | 50509.58 | 111.395 | 65.409 |  | 628323.837 | 50509.58 | 65.409 |  | 65.409 |  | 65.409 |  | 65.409 |  | 65.409 |  | 65.409 |  | 65.409 |  | 65.409 | 65.409 | Oil/Gas Steam Under 150 Tons (2019-2021 Average) | 0.2082 | 0.2082 |  | 19.48%
Weleetka | Oklahoma |  | X | X | 2966 | 4 | 90969 | Combustion Turbine | 1 | 2025 | 2025 | Combustion turbine |  |  |  |  | 3.841 | 10974.9 |  | 2.8683 | 3.841 |  | 10974.9 |  | 3.841 |  | 3.841 |  | 3.841 |  | 3.841 |  | 3.841 |  | 3.841 |  | 3.841 |  | 3.841 | 3.841 | Not Coal Steam or O/G Steam | 0.69996 | 0.69996 |  | 0.2243%
Weleetka | Oklahoma |  | X | X | 2966 | 5 | 90970 | Combustion Turbine | 1 | 2025 | 2025 | Combustion turbine |  |  |  |  | 3.716 | 10616.7 |  | 2.034 | 3.716 |  | 10616.7 |  | 3.716 |  | 3.716 |  | 3.716 |  | 3.716 |  | 3.716 |  | 3.716 |  | 3.716 |  | 3.716 | 3.716 | Not Coal Steam or O/G Steam | 0.70003 | 0.70003 |  | 0.159%
Carty Generating Station | Oregon |  |  |  | 58503 | CTEU1 | 90906 | Combined Cycle |  |  |  | Combined cycle | Y |  |  |  | 33.586 | 9448609.028 | 1352271.8 | 28.2183 | 33.586 |  | 9448609.028 | 1352271.8 | 33.586 |  | 33.586 |  | 33.586 |  | 33.586 |  | 33.586 |  | 33.586 |  | 33.586 |  | 33.586 | 33.586 | Not Coal Steam or O/G Steam | 0.0071092 | 0.0071092 |  | 60.3%
Coyote Springs | Oregon |  |  |  | 7350 | CTG1 | 3105 | Combined Cycle |  |  |  | Combined cycle | Y |  |  |  | 34.164 | 4218600.738 | 613249.49 | 30.2813 | 34.164 |  | 4218600.738 | 613249.49 | 34.164 |  | 34.164 |  | 34.164 |  | 25.3116 | Optimize SCR | 25.3116 |  | 25.3116 |  | 25.3116 |  | 25.3116 | 25.3116 | Not Coal Steam or O/G Steam | 0.012 | 0.012 |  | 54.35%
Coyote Springs | Oregon |  |  |  | 7350 | CTG2 | 3106 | Combined Cycle |  |  |  | Combined cycle | Y |  |  |  | 25.883 | 3949801.488 | 586895.6 | 27.1967 | 25.883 |  | 3949801.488 | 586895.6 | 25.883 |  | 25.883 |  | 25.883 |  | 23.6988 | Optimize SCR | 23.6988 |  | 23.6988 |  | 23.6988 |  | 23.6988 | 23.6988 | Not Coal Steam or O/G Steam | 0.012 | 0.012 |  | 47.77%
Hermiston | Oregon |  |  |  | 54761 | 1 | 3796 | Combined Cycle |  |  |  | Combined cycle | Y |  |  |  | 37.834 | 5302534.09 | 689396.14 | 30.2023 | 37.834 |  | 5302534.09 | 689396.14 | 37.834 |  | 37.834 |  | 37.834 |  | 31.8152 | Optimize SCR | 31.8152 |  | 31.8152 |  | 31.8152 |  | 31.8152 | 31.8152 | Not Coal Steam or O/G Steam | 0.012 | 0.012 |  | 54.75%
Hermiston | Oregon |  |  |  | 54761 | 2 | 3797 | Combined Cycle |  |  |  | Combined cycle | Y |  |  |  | 33.168 | 4691841.618 | 613783.44 | 28.417 | 33.168 |  | 4691841.618 | 613783.44 | 33.168 |  | 33.168 |  | 33.168 |  | 28.151 | Optimize SCR | 28.151 |  | 28.151 |  | 28.151 |  | 28.151 | 28.151 | Not Coal Steam or O/G Steam | 0.012 | 0.012 |  | 51.51%
Hermiston Power Plant | Oregon |  |  |  | 55328 | CTG-1 | 4493 | Combined Cycle |  |  |  | Combined cycle | Y |  |  |  | 47.48 | 6250489.55 | 874322.57 | 42.4317 | 47.48 |  | 6250489.55 | 874322.57 | 47.48 |  | 47.48 |  | 47.48 |  | 37.5029 | Optimize SCR | 37.5029 |  | 37.5029 |  | 37.5029 |  | 37.5029 | 37.5029 | Not Coal Steam or O/G Steam | 0.012 | 0.012 |  | 61.75%
Hermiston Power Plant | Oregon |  |  |  | 55328 | CTG-2 | 4494 | Combined Cycle |  |  |  | Combined cycle | Y |  |  |  | 48.547 | 6320970.697 | 882568.46 | 42.4893 | 48.547 |  | 6320970.697 | 882568.46 | 48.547 |  | 48.547 |  | 48.547 |  | 37.9258 | Optimize SCR | 37.9258 |  | 37.9258 |  | 37.9258 |  | 37.9258 | 37.9258 | Not Coal Steam or O/G Steam | 0.012 | 0.012 |  | 61.33%
Klamath Cogeneration Project | Oregon |  |  |  | 55103 | CT1 | 3899 | Combined Cycle |  |  |  | Combined cycle | Y |  |  |  | 31.564 | 4088389.023 | 566099.1 | 29.492 | 31.564 |  | 4088389.023 | 566099.1 | 31.564 |  | 31.564 |  | 31.564 |  | 24.5303 | Optimize SCR | 24.5303 |  | 24.5303 |  | 24.5303 |  | 24.5303 | 24.5303 | Not Coal Steam or O/G Steam | 0.012 | 0.012 |  | 49.21%
Klamath Cogeneration Project | Oregon |  |  |  | 55103 | CT2 | 3900 | Combined Cycle |  |  |  | Combined cycle | Y |  |  |  | 12.059 | 4007576.425 | 554370.54 | 23.1643 | 12.059 |  | 4007576.425 | 554370.54 | 12.059 |  | 12.059 |  | 12.059 |  | 12.059 |  | 12.059 |  | 12.059 |  | 12.059 |  | 12.059 | 12.059 | Not Coal Steam or O/G Steam | 0.0060181 | 0.0060181 |  | 49.01%
Klamath Generation Peakers | Oregon |  |  |  | 55544 | GT1 | 4975 | Combustion Turbine |  |  |  | Combustion turbine |  |  |  |  | 1.18 | 116913.558 | 11586.29 | 0.73367 | 1.18 |  | 116913.558 | 11586.29 | 1.18 |  | 1.18 |  | 1.18 |  | 1.18 |  | 1.18 |  | 1.18 |  | 1.18 |  | 1.18 | 1.18 | Not Coal Steam or O/G Steam | 0.020186 | 0.020186 |  | 6.962%
Klamath Generation Peakers | Oregon |  |  |  | 55544 | GT2 | 4976 | Combustion Turbine |  |  |  | Combustion turbine |  |  |  |  | 1.749 | 117704.812 | 11677.46 | 0.95633 | 1.749 |  | 117704.812 | 11677.46 | 1.749 |  | 1.749 |  | 1.749 |  | 1.749 |  | 1.749 |  | 1.749 |  | 1.749 |  | 1.749 | 1.749 | Not Coal Steam or O/G Steam | 0.029718 | 0.029718 |  | 7.232%
Klamath Generation Peakers | Oregon |  |  |  | 55544 | GT3 | 4977 | Combustion Turbine |  |  |  | Combustion turbine |  |  |  |  | 0.923 | 99252.173 | 9359.37 | 0.76067 | 0.923 |  | 99252.173 | 9359.37 | 0.923 |  | 0.923 |  | 0.923 |  | 0.923 |  | 0.923 |  | 0.923 |  | 0.923 |  | 0.923 | 0.923 | Not Coal Steam or O/G Steam | 0.018599 | 0.018599 |  | 7.068%
Klamath Generation Peakers | Oregon |  |  |  | 55544 | GT4 | 4978 | Combustion Turbine |  |  |  | Combustion turbine |  |  |  |  | 0.603 | 65250.135 | 6295.17 | 0.72533 | 0.603 |  | 65250.135 | 6295.17 | 0.603 |  | 0.603 |  | 0.603 |  | 0.603 |  | 0.603 |  | 0.603 |  | 0.603 |  | 0.603 | 0.603 | Not Coal Steam or O/G Steam | 0.018483 | 0.018483 |  | 6.785%
Port Westward | Oregon |  |  |  | 56227 | PWEU1 | 89564 | Combined Cycle |  |  |  | Combined cycle | Y |  |  |  | 33.187 | 8038079.753 | 1171144.35 | 30.84 | 33.187 |  | 8038079.753 | 1171144.35 | 33.187 |  | 33.187 |  | 33.187 |  | 33.187 |  | 33.187 |  | 33.187 |  | 33.187 |  | 33.187 | 33.187 | Not Coal Steam or O/G Steam | 0.0082574 | 0.0082574 |  | 48.07%
Armstrong Power, LLC | Pennsylvania | X | X | X | 55347 | 1 | 4531 | Combustion Turbine |  |  |  | Combustion turbine |  |  |  |  | 24.618 | 1640312.494 | 159296.28 | 19.693 | 24.618 |  | 1640312.494 | 159296.28 | 24.618 |  | 24.618 |  | 24.618 |  | 24.618 |  | 24.618 |  | 24.618 |  | 24.618 |  | 24.618 | 24.618 | Not Coal Steam or O/G Steam | 0.030016 | 0.030016 |  | 18.38%
Armstrong Power, LLC | Pennsylvania | X | X | X | 55347 | 2 | 4532 | Combustion Turbine |  |  |  | Combustion turbine |  |  |  |  | 28.433 | 1994296.488 | 190548.33 | 23.1147 | 28.433 |  | 1994296.488 | 190548.33 | 28.433 |  | 28.433 |  | 28.433 |  | 28.433 |  | 28.433 |  | 28.433 |  | 28.433 |  | 28.433 | 28.433 | Not Coal Steam or O/G Steam | 0.028514 | 0.028514 |  | 22.1%
Armstrong Power, LLC | Pennsylvania | X | X | X | 55347 | 3 | 4533 | Combustion Turbine |  |  |  | Combustion turbine |  |  |  |  | 24.814 | 1694851.529 | 160667.69 | 20.904 | 24.814 |  | 1694851.529 | 160667.69 | 24.814 |  | 24.814 |  | 24.814 |  | 24.814 |  | 24.814 |  | 24.814 |  | 24.814 |  | 24.814 | 24.814 | Not Coal Steam or O/G Steam | 0.029282 | 0.029282 |  | 19.89%
Armstrong Power, LLC | Pennsylvania | X | X | X | 55347 | 4 | 4534 | Combustion Turbine |  |  |  | Combustion turbine |  |  |  |  | 21.428 | 1474675.05 | 138997.92 | 19.3827 | 21.428 |  | 1474675.05 | 138997.92 | 21.428 |  | 21.428 |  | 21.428 |  | 21.428 |  | 21.428 |  | 21.428 |  | 21.428 |  | 21.428 | 21.428 | Not Coal Steam or O/G Steam | 0.029061 | 0.029061 |  | 18.09%
Bethlehem Power Plant | Pennsylvania | X | X | X | 55690 | 1 | 8894 | Combined Cycle |  |  |  | Combined cycle | Y |  |  |  | 6.456 | 3108073.188 | 395919.22 | 7.3147 | 6.456 |  | 3108073.188 | 395919.22 | 6.456 |  | 6.456 |  | 6.456 |  | 6.456 |  | 6.456 |  | 6.456 |  | 6.456 |  | 6.456 | 6.456 | Not Coal Steam or O/G Steam | 0.0041543 | 0.0041543 |  | 51.2%
Bethlehem Power Plant | Pennsylvania | X | X | X | 55690 | 2 | 8896 | Combined Cycle |  |  |  | Combined cycle | Y |  |  |  | 6.875 | 3016660.544 | 389752.28 | 8.3487 | 6.875 |  | 3016660.544 | 389752.28 | 6.875 |  | 6.875 |  | 6.875 |  | 6.875 |  | 6.875 |  | 6.875 |  | 6.875 |  | 6.875 | 6.875 | Not Coal Steam or O/G Steam | 0.004558 | 0.004558 |  | 50.77%
Bethlehem Power Plant | Pennsylvania | X | X | X | 55690 | 3 | 8898 | Combined Cycle |  |  |  | Combined cycle | Y |  |  |  | 7.074 | 3192099.497 | 400280.9 | 7.4277 | 7.074 |  | 3192099.497 | 400280.9 | 7.074 |  | 7.074 |  | 7.074 |  | 7.074 |  | 7.074 |  | 7.074 |  | 7.074 |  | 7.074 | 7.074 | Not Coal Steam or O/G Steam | 0.0044322 | 0.0044322 |  | 53.91%
Bethlehem Power Plant | Pennsylvania | X | X | X | 55690 | 5 | 8902 | Combined Cycle |  |  |  | Combined cycle | Y |  |  |  | 6.668 | 3202299.56 | 419799.29 | 7.3333 | 6.668 |  | 3202299.56 | 419799.29 | 6.668 |  | 6.668 |  | 6.668 |  | 6.668 |  | 6.668 |  | 6.668 |  | 6.668 |  | 6.668 | 6.668 | Not Coal Steam or O/G Steam | 0.0041645 | 0.0041645 |  | 44.34%
Bethlehem Power Plant | Pennsylvania | X | X | X | 55690 | 6 | 8904 | Combined Cycle |  |  |  | Combined cycle | Y |  |  |  | 6.57 | 3194600.602 | 417623.65 | 7.618 | 6.57 |  | 3194600.602 | 417623.65 | 6.57 |  | 6.57 |  | 6.57 |  | 6.57 |  | 6.57 |  | 6.57 |  | 6.57 |  | 6.57 | 6.57 | Not Coal Steam or O/G Steam | 0.0041132 | 0.0041132 |  | 55.88%
Bethlehem Power Plant | Pennsylvania | X | X | X | 55690 | 7 | 8906 | Combined Cycle |  |  |  | Combined cycle | Y |  |  |  | 6.869 | 3126883.358 | 398151.61 | 8.0113 | 6.869 |  | 3126883.358 | 398151.61 | 6.869 |  | 6.869 |  | 6.869 |  | 6.869 |  | 6.869 |  | 6.869 |  | 6.869 |  | 6.869 | 6.869 | Not Coal Steam or O/G Steam | 0.0043935 | 0.0043935 |  | 57.68%
Birdsboro Power | Pennsylvania | X | X | X | 61035 | 01 | 91213 | Combined Cycle |  |  |  | Combined cycle | Y |  |  |  | 32.504 | 10383311.217 | 1579375.96 | 30.9043 | 32.504 |  | 10383311.217 | 1579375.96 | 32.504 |  | 32.504 |  | 32.504 |  | 32.504 |  | 32.504 |  | 32.504 |  | 32.504 |  | 32.504 | 32.504 | Not Coal Steam or O/G Steam | 0.0062608 | 0.0062608 |  | 78.94%
Brunner Island, LLC | Pennsylvania | X | X | X | 3140 | 1 | 2100 | O/G Steam |  |  |  | Tangentially-fired |  |  | Y | 306 | 304.956 | 2463196.096 | 249825.26 | 188.513 | 304.956 |  | 2463196.096 | 249825.26 | 152.478 | Y | 152.478 |  | 152.478 |  | 152.478 |  | 152.478 |  | 152.478 |  | 152.478 |  | 94.713 | 36.9479 | O/G Steam SCR Retrofit | 0.12381 | 0.03 |  | 19.17%
Brunner Island, LLC | Pennsylvania | X | X | X | 3140 | 2 | 2101 | O/G Steam |  |  |  | Tangentially-fired |  |  | Y | 363 | 559.064 | 4742652.594 | 479694.87 | 273.3797 | 559.064 |  | 4742652.594 | 479694.87 | 279.532 | Y | 279.532 |  | 279.532 |  | 279.532 |  | 279.532 |  | 279.532 |  | 279.532 |  | 175.3359 | 71.1398 | O/G Steam SCR Retrofit | 0.11788 | 0.03 |  | 25.56%
Brunner Island, LLC | Pennsylvania | X | X | X | 3140 | 3 | 2102 | O/G Steam |  |  |  | Tangentially-fired |  |  |  | 742 | 1025.919 | 8659683.224 | 908469.27 | 528.5977 | 1025.919 |  | 8659683.224 | 908469.27 | 512.9595 | Y | 512.9595 |  | 512.9595 |  | 512.9595 |  | 512.9595 |  | 512.9595 |  | 512.9595 |  | 321.4274 | 129.8952 | O/G Steam SCR Retrofit | 0.11847 | 0.03 |  | 25.05%
Brunot Island Power Station | Pennsylvania | X | X | X | 3096 | 2A | 2032 | Combined Cycle |  |  |  | Combined cycle | Y |  |  |  | 1.523 | 75285.611 | 5153.67 | 4.3533 | 1.523 |  | 75285.611 | 5153.67 | 1.523 |  | 1.523 |  | 1.523 |  | 0.45171 | Optimize SCR | 0.45171 |  | 0.45171 |  | 0.45171 |  | 0.45171 | 0.45171 | Not Coal Steam or O/G Steam | 0.012 | 0.012 |  | 7.258%
Brunot Island Power Station | Pennsylvania | X | X | X | 3096 | 2B | 2033 | Combined Cycle |  |  |  | Combined cycle | Y |  |  |  | 1.256 | 75766.959 | 5312.44 | 3.7723 | 1.256 |  | 75766.959 | 5312.44 | 1.256 |  | 1.256 |  | 1.256 |  | 0.4546 | Optimize SCR | 0.4546 |  | 0.4546 |  | 0.4546 |  | 0.4546 | 0.4546 | Not Coal Steam or O/G Steam | 0.012 | 0.012 |  | 6.36%
Brunot Island Power Station | Pennsylvania | X | X | X | 3096 | 3 | 2034 | Combined Cycle |  |  |  | Combined cycle | Y |  |  |  | 1.143 | 60953.182 | 4346.44 | 3.478 | 1.143 |  | 60953.182 | 4346.44 | 1.143 |  | 1.143 |  | 1.143 |  | 0.36572 | Optimize SCR | 0.36572 |  | 0.36572 |  | 0.36572 |  | 0.36572 | 0.36572 | Not Coal Steam or O/G Steam | 0.012 | 0.012 |  | 6.364%
CPV Fairview, LLC | Pennsylvania | X | X | X | 60589 | CT-1 | 91312 | Combined Cycle |  |  |  | Combined cycle | Y |  |  |  | 29.59 | 10569926.88 | 1674626.98 | 18.306 | 29.59 |  | 10569926.88 | 1674626.98 | 29.59 |  | 29.59 |  | 29.59 |  | 29.59 |  | 29.59 |  | 29.59 |  | 29.59 |  | 29.59 | 29.59 | Not Coal Steam or O/G Steam | 0.0055989 | 0.0055989 |  | 47.01%
CPV Fairview, LLC | Pennsylvania | X | X | X | 60589 | CT-2 | 91311 | Combined Cycle |  |  |  | Combined cycle | Y |  |  |  | 30.071 | 10873656.155 | 1720842.63 | 18.8553 | 30.071 |  | 10873656.155 | 1720842.63 | 30.071 |  | 30.071 |  | 30.071 |  | 30.071 |  | 30.071 |  | 30.071 |  | 30.071 |  | 30.071 | 30.071 | Not Coal Steam or O/G Steam | 0.005531 | 0.005531 |  | 48.46%
Chambersburg Units 12 & 13 | Pennsylvania | X | X | X | 55654 | 12 | 8766 | Combustion Turbine |  |  |  | Combustion turbine |  |  |  |  | 21.694 | 578361.336 | 57303.37 | 24.7413 | 21.694 |  | 578361.336 | 57303.37 | 21.694 |  | 21.694 |  | 21.694 |  | 21.694 |  | 21.694 |  | 21.694 |  | 21.694 |  | 21.694 | 21.694 | Not Coal Steam or O/G Steam | 0.075019 | 0.075019 |  | 33.92%
Chambersburg Units 12 & 13 | Pennsylvania | X | X | X | 55654 | 13 | 8768 | Combustion Turbine |  |  |  | Combustion turbine |  |  |  |  | 22.575 | 605169.998 | 58925.62 | 25.3557 | 22.575 |  | 605169.998 | 58925.62 | 22.575 |  | 22.575 |  | 22.575 |  | 22.575 |  | 22.575 |  | 22.575 |  | 22.575 |  | 22.575 | 22.575 | Not Coal Steam or O/G Steam | 0.074607 | 0.074607 |  | 35.42%
Cheswick | Pennsylvania | X | X | X | 8226 | 1 | 3475 | Coal Steam | 3 | 2022 | 2023 | Tangentially-fired | Y |  |  | 565 | 623.251 | 8817002.888 | 867593.28 | 428.218 | 0 | Y | 0 | 0 | 0 |  | 0 |  | 0 |  | 0 |  | 0 |  | 0 |  | 0 |  | 0 | 0 | Retired | 0 | 0 |  | 23.46%
Colver Green Energy | Pennsylvania | X | X | X | 10143 | AAB01 | 3529 | Coal Steam |  |  |  | Circulating fluidized bed boiler |  | Y |  | 110 | 249.608 | 3877962.804 | 338935.09 | 197.468 | 249.608 |  | 3877962.804 | 338935.09 | 249.608 |  | 249.608 |  | 249.608 |  | 249.608 |  | 249.608 |  | 249.608 |  | 249.608 |  | 249.608 | 249.608 | Coal Steam, Circulating fluidized bed, Existing SNCR | 0.12873 | 0.12873 |  | 53.36%
Conemaugh | Pennsylvania | X | X | X | 3118 | 1 | 2065 | Coal Steam | 12 | 2028 | 2029 | Tangentially-fired | Y |  |  | 850 | 1295.393 | 16197331.452 | 1667221.56 | 1261.8833 | 1295.393 |  | 16197331.452 | 1667221.56 | 1295.393 |  | 1295.393 |  | 583.1039 | Y | 583.1039 |  | 583.1039 |  | 583.1039 |  | 583.1039 |  | 583.1039 | 583.1039 | Existing SCR | 0.072 | 0.072 |  | 46.75%
Conemaugh | Pennsylvania | X | X | X | 3118 | 2 | 2066 | Coal Steam | 12 | 2028 | 2029 | Tangentially-fired | Y |  |  | 850 | 1071.11 | 15351911.831 | 1680128.82 | 1363.532 | 1071.11 |  | 15351911.831 | 1680128.82 | 1071.11 |  | 1071.11 |  | 552.6688 | Y | 552.6688 |  | 552.6688 |  | 552.6688 |  | 552.6688 |  | 552.6688 | 552.6688 | Existing SCR | 0.072 | 0.072 |  | 49.81%
Croydon Generating Station | Pennsylvania | X | X | X | 8012 | 11 | 3423 | Combustion Turbine |  |  |  | Combustion turbine |  |  |  |  | 1.94 | 6575.9 | 485.29 | 0.887 | 1.94 |  | 6575.9 | 485.29 | 1.94 |  | 1.94 |  | 1.94 |  | 1.94 |  | 1.94 |  | 1.94 |  | 1.94 |  | 1.94 | 1.94 | Not Coal Steam or O/G Steam | 0.59003 | 0.59003 |  | 0.0977%
Croydon Generating Station | Pennsylvania | X | X | X | 8012 | 12 | 3424 | Combustion Turbine |  |  |  | Combustion turbine |  |  |  |  | 1.938 | 6569.1 | 464.82 | 0.939 | 1.938 |  | 6569.1 | 464.82 | 1.938 |  | 1.938 |  | 1.938 |  | 1.938 |  | 1.938 |  | 1.938 |  | 1.938 |  | 1.938 | 1.938 | Not Coal Steam or O/G Steam | 0.59004 | 0.59004 |  | 0.1034%
Croydon Generating Station | Pennsylvania | X | X | X | 8012 | 21 | 3425 | Combustion Turbine |  |  |  | Combustion turbine |  |  |  |  | 2.84 | 9625.4 | 710.93 | 1.183 | 2.84 |  | 9625.4 | 710.93 | 2.84 |  | 2.84 |  | 2.84 |  | 2.84 |  | 2.84 |  | 2.84 |  | 2.84 |  | 2.84 | 2.84 | Not Coal Steam or O/G Steam | 0.59011 | 0.59011 |  | 0.1303%
Croydon Generating Station | Pennsylvania | X | X | X | 8012 | 22 | 3426 | Combustion Turbine |  |  |  | Combustion turbine |  |  |  |  | 1.536 | 5204.9 | 380.85 | 0.73467 | 1.536 |  | 5204.9 | 380.85 | 1.536 |  | 1.536 |  | 1.536 |  | 1.536 |  | 1.536 |  | 1.536 |  | 1.536 |  | 1.536 | 1.536 | Not Coal Steam or O/G Steam | 0.59021 | 0.59021 |  | 0.08092%
Croydon Generating Station | Pennsylvania | X | X | X | 8012 | 31 | 3427 | Combustion Turbine |  |  |  | Combustion turbine |  |  |  |  | 1.543 | 5229 | 373.36 | 0.837 | 1.543 |  | 5229 | 373.36 | 1.543 |  | 1.543 |  | 1.543 |  | 1.543 |  | 1.543 |  | 1.543 |  | 1.543 |  | 1.543 | 1.543 | Not Coal Steam or O/G Steam | 0.59017 | 0.59017 |  | 0.0922%
Croydon Generating Station | Pennsylvania | X | X | X | 8012 | 32 | 3428 | Combustion Turbine |  |  |  | Combustion turbine |  |  |  |  | 2.225 | 7543.2 | 558.93 | 1.0497 | 2.225 |  | 7543.2 | 558.93 | 2.225 |  | 2.225 |  | 2.225 |  | 2.225 |  | 2.225 |  | 2.225 |  | 2.225 |  | 2.225 | 2.225 | Not Coal Steam or O/G Steam | 0.58994 | 0.58994 |  | 0.1156%
Croydon Generating Station | Pennsylvania | X | X | X | 8012 | 41 | 3429 | Combustion Turbine |  |  |  | Combustion turbine |  |  |  |  | 1.634 | 5537.2 | 400.65 | 0.892 | 1.634 |  | 5537.2 | 400.65 | 1.634 |  | 1.634 |  | 1.634 |  | 1.634 |  | 1.634 |  | 1.634 |  | 1.634 |  | 1.634 | 1.634 | Not Coal Steam or O/G Steam | 0.59019 | 0.59019 |  | 0.09826%
Croydon Generating Station | Pennsylvania | X | X | X | 8012 | 42 | 3430 | Combustion Turbine |  |  |  | Combustion turbine |  |  |  |  | 2.046 | 6934.3 | 512.73 | 1.0797 | 2.046 |  | 6934.3 | 512.73 | 2.046 |  | 2.046 |  | 2.046 |  | 2.046 |  | 2.046 |  | 2.046 |  | 2.046 |  | 2.046 | 2.046 | Not Coal Steam or O/G Steam | 0.59011 | 0.59011 |  | 0.1189%
Ebensburg Power Company | Pennsylvania | X | X | X | 10603 | 031 | 3557 | Coal Steam |  |  |  | Circulating fluidized bed boiler |  |  |  | 50 | 55.608 | 1506365.425 | 118260.24 | 66.002 | 55.608 |  | 1506365.425 | 118260.24 | 55.608 |  | 55.608 |  | 55.608 |  | 55.608 |  | 55.608 |  | 55.608 |  | 55.608 |  | 55.608 | 55.608 | Coal Steam Under 100 MW, Under 0.08 | 0.073831 | 0.073831 |  | 54.26%
Eddystone Generating Station | Pennsylvania | X | X | X | 3161 | 3 | 2152 | O/G Steam |  |  |  | Tangentially-fired |  |  | Y | 380 | 3.918 | 119002.643 | 8757.93 | 3.3697 | 3.918 |  | 119002.643 | 8757.93 | 3.918 |  | 3.918 |  | 3.918 |  | 3.918 |  | 3.918 |  | 3.918 |  | 3.918 |  | 3.918 | 3.918 | Oil/Gas Steam Under 150 Tons (2019-2021 Average) | 0.065847 | 0.065847 |  | 0.4751%
Eddystone Generating Station | Pennsylvania | X | X | X | 3161 | 4 | 2154 | O/G Steam |  |  |  | Tangentially-fired |  |  | Y | 380 | 2.835 | 86911.8 | 6774.69 | 2.7387 | 2.835 |  | 86911.8 | 6774.69 | 2.835 |  | 2.835 |  | 2.835 |  | 2.835 |  | 2.835 |  | 2.835 |  | 2.835 |  | 2.835 | 2.835 | Oil/Gas Steam Under 150 Tons (2019-2021 Average) | 0.065239 | 0.065239 |  | 0.43%
Fairless Energy Center | Pennsylvania | X | X | X | 55298 | 1A | 4475 | Combined Cycle |  |  |  | Combined cycle | Y |  |  |  | 23.796 | 6378989.247 | 982945.47 | 21.5097 | 23.796 |  | 6378989.247 | 982945.47 | 23.796 |  | 23.796 |  | 23.796 |  | 23.796 |  | 23.796 |  | 23.796 |  | 23.796 |  | 23.796 | 23.796 | Not Coal Steam or O/G Steam | 0.0074607 | 0.0074607 |  | 69.71%
Fairless Energy Center | Pennsylvania | X | X | X | 55298 | 1B | 4476 | Combined Cycle |  |  |  | Combined cycle | Y |  |  |  | 24.894 | 6595739.212 | 986616.28 | 19.9023 | 24.894 |  | 6595739.212 | 986616.28 | 24.894 |  | 24.894 |  | 24.894 |  | 24.894 |  | 24.894 |  | 24.894 |  | 24.894 |  | 24.894 | 24.894 | Not Coal Steam or O/G Steam | 0.0075485 | 0.0075485 |  | 61.97%
Fairless Energy Center | Pennsylvania | X | X | X | 55298 | 2A | 88254 | Combined Cycle |  |  |  | Combined cycle | Y |  |  |  | 21.718 | 6218830.769 | 923693.33 | 21.5373 | 21.718 |  | 6218830.769 | 923693.33 | 21.718 |  | 21.718 |  | 21.718 |  | 21.718 |  | 21.718 |  | 21.718 |  | 21.718 |  | 21.718 | 21.718 | Not Coal Steam or O/G Steam | 0.0069846 | 0.0069846 |  | 67.78%
Fairless Energy Center | Pennsylvania | X | X | X | 55298 | 2B | 88255 | Combined Cycle |  |  |  | Combined cycle | Y |  |  |  | 21.649 | 6262962.695 | 916862.49 | 20.9503 | 21.649 |  | 6262962.695 | 916862.49 | 21.649 |  | 21.649 |  | 21.649 |  | 21.649 |  | 21.649 |  | 21.649 |  | 21.649 |  | 21.649 | 21.649 | Not Coal Steam or O/G Steam | 0.0069133 | 0.0069133 |  | 69.47%
Fayette Power Company LLC | Pennsylvania | X | X | X | 55516 | CTG1 | 10129 | Combined Cycle |  |  |  | Combined cycle | Y |  |  |  | 27.59 | 7754171.32 | 1124966.74 | 27.2347 | 27.59 |  | 7754171.32 | 1124966.74 | 27.59 |  | 27.59 |  | 27.59 |  | 27.59 |  | 27.59 |  | 27.59 |  | 27.59 |  | 27.59 | 27.59 | Not Coal Steam or O/G Steam | 0.0071162 | 0.0071162 |  | 78.87%
Fayette Power Company LLC | Pennsylvania | X | X | X | 55516 | CTG2 | 10130 | Combined Cycle |  |  |  | Combined cycle | Y |  |  |  | 26.156 | 7530356.44 | 1108798.63 | 26.3707 | 26.156 |  | 7530356.44 | 1108798.63 | 26.156 |  | 26.156 |  | 26.156 |  | 26.156 |  | 26.156 |  | 26.156 |  | 26.156 |  | 26.156 | 26.156 | Not Coal Steam or O/G Steam | 0.0069468 | 0.0069468 |  | 77.09%
Gans Generating Facility | Pennsylvania | X | X | X | 55377 | 8 | 4585 | Combustion Turbine |  |  |  | Combustion turbine |  |  |  |  | 22.849 | 610066.023 | 58513.06 | 22.566 | 22.849 |  | 610066.023 | 58513.06 | 22.849 |  | 22.849 |  | 22.849 |  | 22.849 |  | 22.849 |  | 22.849 |  | 22.849 |  | 22.849 | 22.849 | Not Coal Steam or O/G Steam | 0.074907 | 0.074907 |  | 31.45%
Gans Generating Facility | Pennsylvania | X | X | X | 55377 | 9 | 4586 | Combustion Turbine |  |  |  | Combustion turbine |  |  |  |  | 16.698 | 466847.954 | 46370.97 | 19.0687 | 16.698 |  | 466847.954 | 46370.97 | 16.698 |  | 16.698 |  | 16.698 |  | 16.698 |  | 16.698 |  | 16.698 |  | 16.698 |  | 16.698 | 16.698 | Not Coal Steam or O/G Steam | 0.071535 | 0.071535 |  | 26.62%
Gilberton Power Company | Pennsylvania | X | X | X | 10113 | 031 | 3527 | Coal Steam |  |  |  | Circulating fluidized bed boiler |  |  | Y | 40 | 63.358 | 1700386.676 |  | 61.382 | 63.358 |  | 1700386.676 |  | 63.358 |  | 63.358 |  | 63.358 |  | 63.358 |  | 63.358 |  | 63.358 |  | 63.358 |  | 63.358 | 63.358 | Coal Steam Under 100 MW, Under 0.08 | 0.074522 | 0.074522 |  | 91.57%
Gilberton Power Company | Pennsylvania | X | X | X | 10113 | 032 | 3528 | Coal Steam |  |  |  | Circulating fluidized bed boiler |  |  | Y | 40 | 59.692 | 1621585.089 |  | 60.411 | 59.692 |  | 1621585.089 |  | 59.692 |  | 59.692 |  | 59.692 |  | 59.692 |  | 59.692 |  | 59.692 |  | 59.692 |  | 59.692 | 59.692 | Coal Steam Under 100 MW, Under 0.08 | 0.073622 | 0.073622 |  | 90.34%
Grays Ferry Cogen Partnership | Pennsylvania | X | X | X | 54785 | 2 | 3798 | Combined Cycle |  |  |  | Combined cycle | Y |  |  |  | 53.475 | 3527213.047 | 295638.74 | 59.4427 | 53.475 |  | 3527213.047 | 295638.74 | 53.475 |  | 53.475 |  | 53.475 |  | 21.1633 | Optimize SCR | 21.1633 |  | 21.1633 |  | 21.1633 |  | 21.1633 | 21.1633 | Not Coal Steam or O/G Steam | 0.012 | 0.012 |  | 56.92%
Grays Ferry Cogen Partnership | Pennsylvania | X | X | X | 54785 | 25 | 3799 | O/G Steam |  |  |  | Dry bottom wall-fired boiler |  |  |  | 100 | 21.681 | 740128.608 |  | 20.1177 | 21.681 |  | 740128.608 |  | 21.681 |  | 21.681 |  | 21.681 |  | 21.681 |  | 21.681 |  | 21.681 |  | 21.681 |  | 21.681 | 21.681 | Oil/Gas Steam Under 150 Tons (2019-2021 Average) | 0.058587 | 0.058587 |  | 18.2%
Hamilton Liberty Generation Plant | Pennsylvania | X | X | X | 58420 | CT1 | 90864 | Combined Cycle |  |  |  | Combined cycle | Y |  |  |  | 31.069 | 9236528.525 | 1387385.5 | 26.891 | 31.069 |  | 9236528.525 | 1387385.5 | 31.069 |  | 31.069 |  | 31.069 |  | 31.069 |  | 31.069 |  | 31.069 |  | 31.069 |  | 31.069 | 31.069 | Not Coal Steam or O/G Steam | 0.0067274 | 0.0067274 |  | 73.67%
Hamilton Liberty Generation Plant | Pennsylvania | X | X | X | 58420 | CT2 | 90865 | Combined Cycle |  |  |  | Combined cycle | Y |  |  |  | 19.722 | 6478664.675 | 966843 | 20.7163 | 19.722 |  | 6478664.675 | 966843 | 19.722 |  | 19.722 |  | 19.722 |  | 19.722 |  | 19.722 |  | 19.722 |  | 19.722 |  | 19.722 | 19.722 | Not Coal Steam or O/G Steam | 0.0060883 | 0.0060883 |  | 58.89%
Hamilton Patriot Generation Plant | Pennsylvania | X | X | X | 58426 | CT1 | 90868 | Combined Cycle |  |  |  | Combined cycle | Y |  |  |  | 18.122 | 6593944.87 | 1025377.49 | 23.917 | 18.122 |  | 6593944.87 | 1025377.49 | 18.122 |  | 18.122 |  | 18.122 |  | 18.122 |  | 18.122 |  | 18.122 |  | 18.122 |  | 18.122 | 18.122 | Not Coal Steam or O/G Steam | 0.0054966 | 0.0054966 |  | 62.94%
Hamilton Patriot Generation Plant | Pennsylvania | X | X | X | 58426 | CT2 | 90869 | Combined Cycle |  |  |  | Combined cycle | Y |  |  |  | 25.437 | 8249819.419 | 1257917.4 | 23.3863 | 25.437 |  | 8249819.419 | 1257917.4 | 25.437 |  | 25.437 |  | 25.437 |  | 25.437 |  | 25.437 |  | 25.437 |  | 25.437 |  | 25.437 | 25.437 | Not Coal Steam or O/G Steam | 0.0061667 | 0.0061667 |  | 64.15%
Handsome Lake Energy | Pennsylvania | X | X | X | 55233 | EU-1A | 4248 | Combustion Turbine |  |  |  | Combustion turbine |  |  |  |  | 7.281 | 32140.8 | 2542.38 | 15.8047 | 7.281 |  | 32140.8 | 2542.38 | 7.281 |  | 7.281 |  | 7.281 |  | 7.281 |  | 7.281 |  | 7.281 |  | 7.281 |  | 7.281 | 7.281 | Not Coal Steam or O/G Steam | 0.45307 | 0.45307 |  | 8.084%
Handsome Lake Energy | Pennsylvania | X | X | X | 55233 | EU-1B | 4249 | Combustion Turbine |  |  |  | Combustion turbine |  |  |  |  | 8.902 | 46582.1 | 3671.29 | 15.9107 | 8.902 |  | 46582.1 | 3671.29 | 8.902 |  | 8.902 |  | 8.902 |  | 8.902 |  | 8.902 |  | 8.902 |  | 8.902 |  | 8.902 | 8.902 | Not Coal Steam or O/G Steam | 0.38221 | 0.38221 |  | 8.591%
Handsome Lake Energy | Pennsylvania | X | X | X | 55233 | EU-2A | 4250 | Combustion Turbine |  |  |  | Combustion turbine |  |  |  |  | 8.317 | 30106.4 | 2378.45 | 17.922 | 8.317 |  | 30106.4 | 2378.45 | 8.317 |  | 8.317 |  | 8.317 |  | 8.317 |  | 8.317 |  | 8.317 |  | 8.317 |  | 8.317 | 8.317 | Not Coal Steam or O/G Steam | 0.55251 | 0.55251 |  | 7.046%
Handsome Lake Energy | Pennsylvania | X | X | X | 55233 | EU-2B | 4251 | Combustion Turbine |  |  |  | Combustion turbine |  |  |  |  | 7.045 | 30398.2 | 2401.55 | 14.8727 | 7.045 |  | 30398.2 | 2401.55 | 7.045 |  | 7.045 |  | 7.045 |  | 7.045 |  | 7.045 |  | 7.045 |  | 7.045 |  | 7.045 | 7.045 | Not Coal Steam or O/G Steam | 0.46351 | 0.46351 |  | 6.908%
Handsome Lake Energy | Pennsylvania | X | X | X | 55233 | EU-3A | 4252 | Combustion Turbine |  |  |  | Combustion turbine |  |  |  |  | 6.639 | 29685.9 | 2346.4 | 12.2827 | 6.639 |  | 29685.9 | 2346.4 | 6.639 |  | 6.639 |  | 6.639 |  | 6.639 |  | 6.639 |  | 6.639 |  | 6.639 |  | 6.639 | 6.639 | Not Coal Steam or O/G Steam | 0.44728 | 0.44728 |  | 6.595%
Handsome Lake Energy | Pennsylvania | X | X | X | 55233 | EU-3B | 4253 | Combustion Turbine |  |  |  | Combustion turbine |  |  |  |  | 6.992 | 29742.1 | 2350.85 | 12.6963 | 6.992 |  | 29742.1 | 2350.85 | 6.992 |  | 6.992 |  | 6.992 |  | 6.992 |  | 6.992 |  | 6.992 |  | 6.992 |  | 6.992 | 6.992 | Not Coal Steam or O/G Steam | 0.47018 | 0.47018 |  | 6.536%
Handsome Lake Energy | Pennsylvania | X | X | X | 55233 | EU-4A | 4254 | Combustion Turbine |  |  |  | Combustion turbine |  |  |  |  | 7.236 | 32235.3 | 2548.74 | 12.055 | 7.236 |  | 32235.3 | 2548.74 | 7.236 |  | 7.236 |  | 7.236 |  | 7.236 |  | 7.236 |  | 7.236 |  | 7.236 |  | 7.236 | 7.236 | Not Coal Steam or O/G Steam | 0.44895 | 0.44895 |  | 6.572%
Handsome Lake Energy | Pennsylvania | X | X | X | 55233 | EU-4B | 4255 | Combustion Turbine |  |  |  | Combustion turbine |  |  |  |  | 6.505 | 32379 | 2560.02 | 12.9663 | 6.505 |  | 32379 | 2560.02 | 6.505 |  | 6.505 |  | 6.505 |  | 6.505 |  | 6.505 |  | 6.505 |  | 6.505 |  | 6.505 | 6.505 | Not Coal Steam or O/G Steam | 0.4018 | 0.4018 |  | 6.486%
Handsome Lake Energy | Pennsylvania | X | X | X | 55233 | EU-5A | 4256 | Combustion Turbine |  |  |  | Combustion turbine |  |  |  |  | 10.657 | 45232 | 3561.9 | 21.689 | 10.657 |  | 45232 | 3561.9 | 10.657 |  | 10.657 |  | 10.657 |  | 10.657 |  | 10.657 |  | 10.657 |  | 10.657 |  | 10.657 | 10.657 | Not Coal Steam or O/G Steam | 0.47122 | 0.47122 |  | 9.536%
Handsome Lake Energy | Pennsylvania | X | X | X | 55233 | EU-5B | 4257 | Combustion Turbine |  |  |  | Combustion turbine |  |  |  |  | 10.087 | 45590.5 | 3590.32 | 21.9413 | 10.087 |  | 45590.5 | 3590.32 | 10.087 |  | 10.087 |  | 10.087 |  | 10.087 |  | 10.087 |  | 10.087 |  | 10.087 |  | 10.087 | 10.087 | Not Coal Steam or O/G Steam | 0.4425 | 0.4425 |  | 9.711%
Hazleton Generation | Pennsylvania | X | X | X | 10870 | TURB2 | 9579 | Combustion Turbine |  |  |  | Combustion turbine |  |  |  |  | 1.408 | 37835.282 | 3198.46 | 0.903 | 1.408 |  | 37835.282 | 3198.46 | 1.408 |  | 1.408 |  | 1.408 |  | 1.408 |  | 1.408 |  | 1.408 |  | 1.408 |  | 1.408 | 1.408 | Not Coal Steam or O/G Steam | 0.074428 | 0.074428 |  | 1.631%
Hazleton Generation | Pennsylvania | X | X | X | 10870 | TURB3 | 9580 | Combustion Turbine |  |  |  | Combustion turbine |  |  |  |  | 1.365 | 36065.89 | 3068.82 | 0.80633 | 1.365 |  | 36065.89 | 3068.82 | 1.365 |  | 1.365 |  | 1.365 |  | 1.365 |  | 1.365 |  | 1.365 |  | 1.365 |  | 1.365 | 1.365 | Not Coal Steam or O/G Steam | 0.075695 | 0.075695 |  | 1.659%
Hazleton Generation | Pennsylvania | X | X | X | 10870 | TURB4 | 9581 | Combustion Turbine |  |  |  | Combustion turbine |  |  |  |  | 0.368 | 9120.392 | 722.04 | 0.80833 | 0.368 |  | 9120.392 | 722.04 | 0.368 |  | 0.368 |  | 0.368 |  | 0.368 |  | 0.368 |  | 0.368 |  | 0.368 |  | 0.368 | 0.368 | Not Coal Steam or O/G Steam | 0.080698 | 0.080698 |  | 1.482%
Hazleton Generation | Pennsylvania | X | X | X | 10870 | TURBIN | 3605 | Combustion Turbine |  |  |  | Combustion turbine |  |  |  |  | 5.602 | 59781.939 | 4518.96 | 2.9793 | 5.602 |  | 59781.939 | 4518.96 | 5.602 |  | 5.602 |  | 5.602 |  | 5.602 |  | 5.602 |  | 5.602 |  | 5.602 |  | 5.602 | 5.602 | Not Coal Steam or O/G Steam | 0.18741 | 0.18741 |  | 0.972%
Helix Ironwood LLC | Pennsylvania | X | X | X | 55337 | 0001 | 88084 | Combined Cycle |  |  |  | Combined cycle |  |  |  |  | 47.383 | 7069134.339 | 645088.98 | 52.844 | 47.383 |  | 7069134.339 | 645088.98 | 47.383 |  | 47.383 |  | 47.383 |  | 47.383 |  | 47.383 |  | 47.383 |  | 47.383 |  | 47.383 | 47.383 | Not Coal Steam or O/G Steam | 0.013406 | 0.013406 |  | 71.16%
Helix Ironwood LLC | Pennsylvania | X | X | X | 55337 | 0002 | 88085 | Combined Cycle |  |  |  | Combined cycle |  |  |  |  | 58.705 | 8717278.214 | 790637.19 | 58.3207 | 58.705 |  | 8717278.214 | 790637.19 | 58.705 |  | 58.705 |  | 58.705 |  | 58.705 |  | 58.705 |  | 58.705 |  | 58.705 |  | 58.705 | 58.705 | Not Coal Steam or O/G Steam | 0.013469 | 0.013469 |  | 78.41%
Hickory Run Energy Station | Pennsylvania | X | X | X | 61028 | CT1 | 91246 | Combined Cycle |  |  |  | Combined cycle | Y |  |  |  | 26.428 | 8809339.073 | 1324558.07 | 17.8253 | 26.428 |  | 8809339.073 | 1324558.07 | 26.428 |  | 26.428 |  | 26.428 |  | 26.428 |  | 26.428 |  | 26.428 |  | 26.428 |  | 26.428 | 26.428 | Not Coal Steam or O/G Steam | 0.006 | 0.006 |  | 43.49%
Hickory Run Energy Station | Pennsylvania | X | X | X | 61028 | CT2 | 91247 | Combined Cycle |  |  |  | Combined cycle | Y |  |  |  | 27.499 | 9002364.374 | 1391263.99 | 18.112 | 27.499 |  | 9002364.374 | 1391263.99 | 27.499 |  | 27.499 |  | 27.499 |  | 27.499 |  | 27.499 |  | 27.499 |  | 27.499 |  | 27.499 | 27.499 | Not Coal Steam or O/G Steam | 0.0061093 | 0.0061093 |  | 43.37%
Homer City | Pennsylvania | X | X | X | 3122 | 1 | 2072 | Coal Steam |  |  |  | Dry bottom wall-fired boiler | Y |  |  | 620 | 938.29 | 8462825.131 | 852454.98 | 580.312 | 938.29 |  | 8462825.131 | 852454.98 | 938.29 |  | 938.29 |  | 406.2156 | Y | 338.513 | Optimize SCR | 338.513 |  | 338.513 |  | 338.513 |  | 338.513 | 338.513 | Existing SCR | 0.08 | 0.08 |  | 30.44%
Homer City | Pennsylvania | X | X | X | 3122 | 2 | 2073 | Coal Steam |  |  |  | Dry bottom wall-fired boiler | Y |  |  | 616 | 342.625 | 6453422.309 | 635144.52 | 368.6767 | 342.625 |  | 6453422.309 | 635144.52 | 342.625 |  | 342.625 |  | 309.7643 | Y | 258.1369 | Optimize SCR | 258.1369 |  | 258.1369 |  | 258.1369 |  | 258.1369 | 258.1369 | Existing SCR | 0.08 | 0.08 |  | 27.56%
Homer City | Pennsylvania | X | X | X | 3122 | 3 | 2074 | Coal Steam |  |  |  | Dry bottom wall-fired boiler | Y |  |  | 657 | 496.526 | 10375599.771 | 1131742.26 | 402.6517 | 496.526 |  | 10375599.771 | 1131742.26 | 496.526 |  | 496.526 |  | 496.526 |  | 415.024 | Optimize SCR | 415.024 |  | 415.024 |  | 415.024 |  | 415.024 | 415.024 | Existing SCR | 0.08 | 0.08 |  | 32.17%
Hummel Station | Pennsylvania | X | X | X | 60368 | CT1 | 91106 | Combined Cycle |  |  |  | Combined cycle | Y |  |  |  | 23.58 | 7796852.482 | 1138073.6 | 23.0763 | 23.58 |  | 7796852.482 | 1138073.6 | 23.58 |  | 23.58 |  | 23.58 |  | 23.58 |  | 23.58 |  | 23.58 |  | 23.58 |  | 23.58 | 23.58 | Not Coal Steam or O/G Steam | 0.0060486 | 0.0060486 |  | 78.23%
Hummel Station | Pennsylvania | X | X | X | 60368 | CT2 | 91107 | Combined Cycle |  |  |  | Combined cycle | Y |  |  |  | 23.565 | 7770949.078 | 1129470.34 | 21.0423 | 23.565 |  | 7770949.078 | 1129470.34 | 23.565 |  | 23.565 |  | 23.565 |  | 23.565 |  | 23.565 |  | 23.565 |  | 23.565 |  | 23.565 | 23.565 | Not Coal Steam or O/G Steam | 0.0060649 | 0.0060649 |  | 70.49%
Hummel Station | Pennsylvania | X | X | X | 60368 | CT3 | 91111 | Combined Cycle |  |  |  | Combined cycle | Y |  |  |  | 22.921 | 7571528.575 | 1112037.66 | 21.71 | 22.921 |  | 7571528.575 | 1112037.66 | 22.921 |  | 22.921 |  | 22.921 |  | 22.921 |  | 22.921 |  | 22.921 |  | 22.921 |  | 22.921 | 22.921 | Not Coal Steam or O/G Steam | 0.0060545 | 0.0060545 |  | 75.72%
Hunlock Creek Energy Center | Pennsylvania | X | X | X | 3176 | CT5 | 90563 | Combined Cycle |  |  |  | Combined cycle | Y |  |  |  | 3.4 | 606823.224 | 77428.34 | 3.152 | 3.4 |  | 606823.224 | 77428.34 | 3.4 |  | 3.4 |  | 3.4 |  | 3.4 |  | 3.4 |  | 3.4 |  | 3.4 |  | 3.4 | 3.4 | Not Coal Steam or O/G Steam | 0.011206 | 0.011206 |  | 27.63%
Hunlock Creek Energy Center | Pennsylvania | X | X | X | 3176 | CT6 | 90564 | Combined Cycle |  |  |  | Combined cycle | Y |  |  |  | 3.165 | 569562.695 | 71499.51 | 3.028 | 3.165 |  | 569562.695 | 71499.51 | 3.165 |  | 3.165 |  | 3.165 |  | 3.165 |  | 3.165 |  | 3.165 |  | 3.165 |  | 3.165 | 3.165 | Not Coal Steam or O/G Steam | 0.011114 | 0.011114 |  | 27.25%
Hunlock Unit 4 | Pennsylvania | X | X | X | 56397 | 4 | 2176 | Combustion Turbine |  |  |  | Combustion turbine |  |  |  |  | 9.257 | 208034.196 | 22185.18 | 8.633 | 9.257 |  | 208034.196 | 22185.18 | 9.257 |  | 9.257 |  | 9.257 |  | 9.257 |  | 9.257 |  | 9.257 |  | 9.257 |  | 9.257 | 9.257 | Not Coal Steam or O/G Steam | 0.088995 | 0.088995 |  | 11.05%
Hunterstown Combined Cycle | Pennsylvania | X | X | X | 55976 | CT101 | 10021 | Combined Cycle |  |  |  | Combined cycle | Y |  |  |  | 10.653 | 6045498.44 | 552947.84 | 14.0833 | 10.653 |  | 6045498.44 | 552947.84 | 10.653 |  | 10.653 |  | 10.653 |  | 10.653 |  | 10.653 |  | 10.653 |  | 10.653 |  | 10.653 | 10.653 | Not Coal Steam or O/G Steam | 0.0035243 | 0.0035243 |  | 68.44%
Hunterstown Combined Cycle | Pennsylvania | X | X | X | 55976 | CT201 | 10022 | Combined Cycle |  |  |  | Combined cycle | Y |  |  |  | 18.831 | 5952319.048 | 548217.26 | 21.9647 | 18.831 |  | 5952319.048 | 548217.26 | 18.831 |  | 18.831 |  | 18.831 |  | 18.831 |  | 18.831 |  | 18.831 |  | 18.831 |  | 18.831 | 18.831 | Not Coal Steam or O/G Steam | 0.0063273 | 0.0063273 |  | 68%
Hunterstown Combined Cycle | Pennsylvania | X | X | X | 55976 | CT301 | 10023 | Combined Cycle |  |  |  | Combined cycle | Y |  |  |  | 11.194 | 6063308.953 | 548087.38 | 10.7747 | 11.194 |  | 6063308.953 | 548087.38 | 11.194 |  | 11.194 |  | 11.194 |  | 11.194 |  | 11.194 |  | 11.194 |  | 11.194 |  | 11.194 | 11.194 | Not Coal Steam or O/G Steam | 0.0036924 | 0.0036924 |  | 68.66%
Keystone | Pennsylvania | X | X | X | 3136 | 1 | 2089 | Coal Steam | 12 | 2028 | 2029 | Tangentially-fired | Y |  |  | 850 | 1148.709 | 17374133.288 | 1790211.1 | 1541.332 | 1148.709 |  | 17374133.288 | 1790211.1 | 1148.709 |  | 1148.709 |  | 651.53 | Y | 651.53 |  | 651.53 |  | 651.53 |  | 651.53 |  | 651.53 | 651.53 | Existing SCR | 0.075 | 0.075 |  | 61.16%
Keystone | Pennsylvania | X | X | X | 3136 | 2 | 2090 | Coal Steam | 12 | 2028 | 2029 | Tangentially-fired | Y |  |  | 850 | 945.938 | 14479258.791 | 1475707.74 | 1258.2437 | 945.938 |  | 14479258.791 | 1475707.74 | 945.938 |  | 945.938 |  | 542.9722 | Y | 542.9722 |  | 542.9722 |  | 542.9722 |  | 542.9722 |  | 542.9722 | 542.9722 | Existing SCR | 0.075 | 0.075 |  | 51.34%
Lackawanna Energy Center | Pennsylvania | X | X | X | 60357 | 1 | 91210 | Combined Cycle |  |  |  | Combined cycle | Y |  |  |  | 21.318 | 7333950.486 | 1136217.11 | 21.7677 | 21.318 |  | 7333950.486 | 1136217.11 | 21.318 |  | 21.318 |  | 21.318 |  | 21.318 |  | 21.318 |  | 21.318 |  | 21.318 |  | 21.318 | 21.318 | Not Coal Steam or O/G Steam | 0.0058135 | 0.0058135 |  | 70.66%
Lackawanna Energy Center | Pennsylvania | X | X | X | 60357 | 2 | 91211 | Combined Cycle |  |  |  | Combined cycle | Y |  |  |  | 29.466 | 10260747.126 | 1598874.27 | 27.21 | 29.466 |  | 10260747.126 | 1598874.27 | 29.466 |  | 29.466 |  | 29.466 |  | 29.466 |  | 29.466 |  | 29.466 |  | 29.466 |  | 29.466 | 29.466 | Not Coal Steam or O/G Steam | 0.0057434 | 0.0057434 |  | 78.77%
Lackawanna Energy Center | Pennsylvania | X | X | X | 60357 | 3 | 91212 | Combined Cycle |  |  |  | Combined cycle | Y |  |  |  | 27.833 | 10100553.359 | 1573598.81 | 22.049 | 27.833 |  | 10100553.359 | 1573598.81 | 27.833 |  | 27.833 |  | 27.833 |  | 27.833 |  | 27.833 |  | 27.833 |  | 27.833 |  | 27.833 | 27.833 | Not Coal Steam or O/G Steam | 0.0055112 | 0.0055112 |  | 63.36%
Liberty Electric Power Plant | Pennsylvania | X | X | X | 55231 | 0001 | 4238 | Combined Cycle |  |  |  | Combined cycle | Y |  |  |  | 33.783 | 6681320.301 | 593996.29 | 39.734 | 33.783 |  | 6681320.301 | 593996.29 | 33.783 |  | 33.783 |  | 33.783 |  | 33.783 |  | 33.783 |  | 33.783 |  | 33.783 |  | 33.783 | 33.783 | Not Coal Steam or O/G Steam | 0.010113 | 0.010113 |  | 81.94%
Liberty Electric Power Plant | Pennsylvania | X | X | X | 55231 | 0002 | 4239 | Combined Cycle |  |  |  | Combined cycle | Y |  |  |  | 33.226 | 6567646.087 | 590209.4 | 39.2523 | 33.226 |  | 6567646.087 | 590209.4 | 33.226 |  | 33.226 |  | 33.226 |  | 33.226 |  | 33.226 |  | 33.226 |  | 33.226 |  | 33.226 | 33.226 | Not Coal Steam or O/G Steam | 0.010118 | 0.010118 |  | 81.14%
Lower Mount Bethel Energy, LLC | Pennsylvania | X | X | X | 55667 | CT01 | 8800 | Combined Cycle |  |  |  | Combined cycle | Y |  |  |  | 26.896 | 6287915.401 | 894844.59 | 22.0283 | 26.896 |  | 6287915.401 | 894844.59 | 26.896 |  | 26.896 |  | 26.896 |  | 26.896 |  | 26.896 |  | 26.896 |  | 26.896 |  | 26.896 | 26.896 | Not Coal Steam or O/G Steam | 0.0085548 | 0.0085548 |  | 57.28%
Lower Mount Bethel Energy, LLC | Pennsylvania | X | X | X | 55667 | CT02 | 8802 | Combined Cycle |  |  |  | Combined cycle | Y |  |  |  | 26.11 | 6159515.655 | 883053.11 | 23.0203 | 26.11 |  | 6159515.655 | 883053.11 | 26.11 |  | 26.11 |  | 26.11 |  | 26.11 |  | 26.11 |  | 26.11 |  | 26.11 |  | 26.11 | 26.11 | Not Coal Steam or O/G Steam | 0.0084779 | 0.0084779 |  | 59.84%
Marcus Hook Energy, LP | Pennsylvania | X | X | X | 55801 | 0001 | 10140 | Combined Cycle |  |  |  | Combined cycle | Y |  |  |  | 29.494 | 6248584.688 | 921471.26 | 33.343 | 29.494 |  | 6248584.688 | 921471.26 | 29.494 |  | 29.494 |  | 29.494 |  | 29.494 |  | 29.494 |  | 29.494 |  | 29.494 |  | 29.494 | 29.494 | Not Coal Steam or O/G Steam | 0.0094402 | 0.0094402 |  | 69.85%
Marcus Hook Energy, LP | Pennsylvania | X | X | X | 55801 | 0002 | 10141 | Combined Cycle |  |  |  | Combined cycle | Y |  |  |  | 31.116 | 6060794.698 | 884516.71 | 28.924 | 31.116 |  | 6060794.698 | 884516.71 | 31.116 |  | 31.116 |  | 31.116 |  | 31.116 |  | 31.116 |  | 31.116 |  | 31.116 |  | 31.116 | 31.116 | Not Coal Steam or O/G Steam | 0.010268 | 0.010268 |  | 64.37%
Marcus Hook Energy, LP | Pennsylvania | X | X | X | 55801 | 0003 | 10142 | Combined Cycle |  |  |  | Combined cycle | Y |  |  |  | 31.446 | 6203415.974 | 917498.49 | 34.2083 | 31.446 |  | 6203415.974 | 917498.49 | 31.446 |  | 31.446 |  | 31.446 |  | 31.446 |  | 31.446 |  | 31.446 |  | 31.446 |  | 31.446 | 31.446 | Not Coal Steam or O/G Steam | 0.010138 | 0.010138 |  | 69.04%
Martins Creek, LLC | Pennsylvania | X | X | X | 3148 | 3 | 2117 | O/G Steam |  |  |  | Tangentially-fired |  |  |  | 865 | 70.133 | 1654893.569 | 142999.26 | 86.0167 | 70.133 |  | 1654893.569 | 142999.26 | 70.133 |  | 70.133 |  | 70.133 |  | 70.133 |  | 70.133 |  | 70.133 |  | 70.133 |  | 70.133 | 70.133 | Oil/Gas Steam Under 150 Tons (2019-2021 Average) | 0.084758 | 0.084758 |  | 5.792%
Martins Creek, LLC | Pennsylvania | X | X | X | 3148 | 4 | 2118 | O/G Steam |  |  |  | Tangentially-fired |  |  |  | 859 | 85.941 | 1869835.135 | 165182.45 | 82.4633 | 85.941 |  | 1869835.135 | 165182.45 | 85.941 |  | 85.941 |  | 85.941 |  | 85.941 |  | 85.941 |  | 85.941 |  | 85.941 |  | 85.941 | 85.941 | Oil/Gas Steam Under 150 Tons (2019-2021 Average) | 0.091924 | 0.091924 |  | 5.69%
Montour, LLC | Pennsylvania | X | X | X | 3149 | 1 | 2124 | Coal Steam |  |  |  | Tangentially-fired | Y |  |  | 752 | 232.276 | 4352099.105 | 507501.05 | 142.955 | 232.276 |  | 4352099.105 | 507501.05 | 232.276 |  | 232.276 |  | 221.9571 | Y | 174.084 | Optimize SCR | 174.084 |  | 174.084 |  | 174.084 |  | 174.084 | 174.084 | Existing SCR | 0.08 | 0.08 |  | 9.695%
Montour, LLC | Pennsylvania | X | X | X | 3149 | 2 | 2125 | Coal Steam |  |  |  | Tangentially-fired | Y |  |  | 752 | 272.449 | 4741512.981 | 539914.75 | 150.026 | 272.449 |  | 4741512.981 | 539914.75 | 272.449 |  | 272.449 |  | 241.8172 | Y | 189.6605 | Optimize SCR | 189.6605 |  | 189.6605 |  | 189.6605 |  | 189.6605 | 189.6605 | Existing SCR | 0.08 | 0.08 |  | 9.618%
Mountain | Pennsylvania | X | X | X | 3111 | 031 | 2049 | Combustion Turbine |  |  |  | Combustion turbine |  |  |  |  | 7.526 | 21785.2 | 1280 | 5.8297 | 7.526 |  | 21785.2 | 1280 | 7.526 |  | 7.526 |  | 7.526 |  | 7.526 |  | 7.526 |  | 7.526 |  | 7.526 |  | 7.526 | 7.526 | Not Coal Steam or O/G Steam | 0.69093 | 0.69093 |  | 1.41%
Mountain | Pennsylvania | X | X | X | 3111 | 032 | 2050 | Combustion Turbine |  |  |  | Combustion turbine |  |  |  |  | 1.541 | 4460.3 | 244 | 5.1323 | 1.541 |  | 4460.3 | 244 | 1.541 |  | 1.541 |  | 1.541 |  | 1.541 |  | 1.541 |  | 1.541 |  | 1.541 |  | 1.541 | 1.541 | Not Coal Steam or O/G Steam | 0.69098 | 0.69098 |  | 1.239%
Moxie Freedom Generation Plant | Pennsylvania | X | X | X | 59906 | 201 | 91193 | Combined Cycle |  |  |  | Combined cycle | Y |  |  |  | 30.733 | 10218526.294 | 1565860.22 | 30.7827 | 30.733 |  | 10218526.294 | 1565860.22 | 30.733 |  | 30.733 |  | 30.733 |  | 30.733 |  | 30.733 |  | 30.733 |  | 30.733 |  | 30.733 | 30.733 | Not Coal Steam or O/G Steam | 0.0060152 | 0.0060152 |  | 75.34%
Moxie Freedom Generation Plant | Pennsylvania | X | X | X | 59906 | 202 | 91194 | Combined Cycle |  |  |  | Combined cycle | Y |  |  |  | 26.579 | 8812335.437 | 1338517.14 | 29.3867 | 26.579 |  | 8812335.437 | 1338517.14 | 26.579 |  | 26.579 |  | 26.579 |  | 26.579 |  | 26.579 |  | 26.579 |  | 26.579 |  | 26.579 | 26.579 | Not Coal Steam or O/G Steam | 0.0060322 | 0.0060322 |  | 71.74%
Mt. Carmel Cogeneration | Pennsylvania | X | X | X | 10343 | SG-101 | 3542 | Coal Steam |  |  |  | Circulating fluidized bed boiler |  |  |  | 43 | 0.567 | 13440.201 | 641.84 | 8.5377 | 0.567 |  | 13440.201 | 641.84 | 0.567 |  | 0.567 |  | 0.567 |  | 0.567 |  | 0.567 |  | 0.567 |  | 0.567 |  | 0.53761 | 0.53761 | Coal Steam, Circulating fluidized bed, SNCR Retrofit | 0.084374 | 0.08 |  | 10.58%
New Castle | Pennsylvania | X | X | X | 3138 | 3 | 2093 | O/G Steam |  |  |  | Dry bottom wall-fired boiler |  | Y |  | 88 | 11.433 | 321110.686 | 28309.81 | 24.7423 | 11.433 |  | 321110.686 | 28309.81 | 11.433 |  | 11.433 |  | 11.433 |  | 11.433 |  | 11.433 |  | 11.3946 | Y | 11.3946 |  | 11.3946 | 11.3946 | O/G Steam Under 100 MW | 0.07097 | 0.07097 |  | 17.41%
New Castle | Pennsylvania | X | X | X | 3138 | 4 | 2094 | O/G Steam |  |  |  | Dry bottom wall-fired boiler |  | Y |  | 87 | 23.847 | 717491.94 | 63085.57 | 29.6057 | 23.847 |  | 717491.94 | 63085.57 | 23.847 |  | 23.847 |  | 23.847 |  | 23.847 |  | 23.847 |  | 23.5158 | Y | 23.5158 |  | 23.5158 | 23.5158 | O/G Steam Under 100 MW | 0.06555 | 0.06555 |  | 19.04%
New Castle | Pennsylvania | X | X | X | 3138 | 5 | 2095 | O/G Steam |  |  |  | Dry bottom wall-fired boiler |  | Y |  | 130 | 16.01 | 509361.871 | 46132.77 | 35.2863 | 16.01 |  | 509361.871 | 46132.77 | 16.01 |  | 16.01 |  | 16.01 |  | 16.01 |  | 16.01 |  | 16.01 |  | 16.01 |  | 16.01 | 16.01 | Oil/Gas Steam Under 150 Tons (2019-2021 Average) | 0.062863 | 0.062863 |  | 18.01%
Northampton Generating Plant | Pennsylvania | X | X | X | 50888 | NGC01 | 3702 | Coal Steam |  |  |  | Circulating fluidized bed boiler |  | Y |  | 112 | 8.112 | 205201.054 | 19147.88 | 7.308 | 8.112 |  | 205201.054 | 19147.88 | 8.112 |  | 8.112 |  | 8.112 |  | 8.112 |  | 8.112 |  | 8.112 |  | 8.112 |  | 8.112 | 8.112 | Coal Steam, Circulating fluidized bed, Under 0.08 | 0.079064 | 0.079064 |  | 3.388%
Ontelaunee Energy Center | Pennsylvania | X | X | X | 55193 | CT1 | 4089 | Combined Cycle |  |  |  | Combined cycle | Y |  |  |  | 21.084 | 6681068.284 | 952502.88 | 19.9723 | 21.084 |  | 6681068.284 | 952502.88 | 21.084 |  | 21.084 |  | 21.084 |  | 21.084 |  | 21.084 |  | 21.084 |  | 21.084 |  | 21.084 | 21.084 | Not Coal Steam or O/G Steam | 0.0063116 | 0.0063116 |  | 76.32%
Ontelaunee Energy Center | Pennsylvania | X | X | X | 55193 | CT2 | 4090 | Combined Cycle |  |  |  | Combined cycle | Y |  |  |  | 19.951 | 6502585.556 | 937978.58 | 18.9663 | 19.951 |  | 6502585.556 | 937978.58 | 19.951 |  | 19.951 |  | 19.951 |  | 19.951 |  | 19.951 |  | 19.951 |  | 19.951 |  | 19.951 | 19.951 | Not Coal Steam or O/G Steam | 0.0061363 | 0.0061363 |  | 76.22%
PEI Power Corporation | Pennsylvania | X | X | X | 50279 | 2 | 3643 | Combustion Turbine |  |  |  | Combustion turbine |  |  |  |  | 12.487 | 335288.025 | 33547 | 11.9933 | 12.487 |  | 335288.025 | 33547 | 12.487 |  | 12.487 |  | 12.487 |  | 12.487 |  | 12.487 |  | 12.487 |  | 12.487 |  | 12.487 | 12.487 | Not Coal Steam or O/G Steam | 0.074485 | 0.074485 |  | 15.58%
Panther Creek Energy Facility | Pennsylvania | X | X | X | 50776 | 1 | 3693 | Coal Steam |  |  |  | Circulating fluidized bed boiler |  | Y |  | 42 | 9.522 | 158113.604 |  | 4.732 | 9.522 |  | 158113.604 |  | 9.522 |  | 9.522 |  | 9.522 |  | 9.522 |  | 9.522 |  | 9.522 |  | 9.522 |  | 9.522 | 9.522 | Coal Steam Under 100 MW, Existing SNCR | 0.12045 | 0.12045 |  | 2.999%
Panther Creek Energy Facility | Pennsylvania | X | X | X | 50776 | 2 | 3694 | Coal Steam |  |  |  | Circulating fluidized bed boiler |  | Y |  | 42 | 9.373 | 142671.073 |  | 4.958 | 9.373 |  | 142671.073 |  | 9.373 |  | 9.373 |  | 9.373 |  | 9.373 |  | 9.373 |  | 9.2943 | Y | 9.2943 |  | 9.2943 | 9.2943 | Coal Steam Under 100 MW, Existing SNCR | 0.13029 | 0.13029 |  | 3.074%
Portland | Pennsylvania | X | X | X | 3113 | 5 | 2056 | Combustion Turbine |  |  |  | Combustion turbine |  |  |  |  | 5.437 | 28943.844 | 2397.38 | 2.605 | 5.437 |  | 28943.844 | 2397.38 | 5.437 |  | 5.437 |  | 5.437 |  | 5.437 |  | 5.437 |  | 5.437 |  | 5.437 |  | 5.437 | 5.437 | Not Coal Steam or O/G Steam | 0.37569 | 0.37569 |  | 0.2041%
Rausch Creek Generation, LLC | Pennsylvania | X | X | X | 50611 | 031 | 3677 | Coal Steam |  |  |  | Circulating fluidized bed boiler |  |  |  | 30 | 101.031 | 1394970.76 | 81920.97 | 85.8673 | 101.031 |  | 1394970.76 | 81920.97 | 101.031 |  | 101.031 |  | 101.031 |  | 101.031 |  | 101.031 |  | 101.031 |  | 101.031 |  | 55.7988 | 55.7988 | Coal Steam, Circulating fluidized bed, SNCR Retrofit | 0.14485 | 0.08 |  | 56.68%
Richmond | Pennsylvania | X | X | X | 3168 | 91 | 2164 | Combustion Turbine |  |  |  | Combustion turbine |  |  |  |  | 1.114 | 3777.1 | 277.89 | 0.71433 | 1.114 |  | 3777.1 | 277.89 | 1.114 |  | 1.114 |  | 1.114 |  | 1.114 |  | 1.114 |  | 1.114 |  | 1.114 |  | 1.114 | 1.114 | Not Coal Steam or O/G Steam | 0.58987 | 0.58987 |  | 0.07871%
Richmond | Pennsylvania | X | X | X | 3168 | 92 | 2165 | Combustion Turbine |  |  |  | Combustion turbine |  |  |  |  | 1.594 | 5403.9 | 399.85 | 0.74533 | 1.594 |  | 5403.9 | 399.85 | 1.594 |  | 1.594 |  | 1.594 |  | 1.594 |  | 1.594 |  | 1.594 |  | 1.594 |  | 1.594 | 1.594 | Not Coal Steam or O/G Steam | 0.58994 | 0.58994 |  | 0.08212%
Scrubgrass Generating Plant | Pennsylvania | X | X | X | 50974 | 1 | 3706 | Coal Steam |  |  |  | Circulating fluidized bed boiler |  | Y |  | 43 | 48.431 | 764289.598 |  | 36.2943 | 48.431 |  | 764289.598 |  | 48.431 |  | 48.431 |  | 48.431 |  | 48.431 |  | 48.431 |  | 48.431 |  | 48.431 |  | 48.431 | 48.431 | Coal Steam Under 100 MW, Existing SNCR | 0.12673 | 0.12673 |  | 19.34%
Scrubgrass Generating Plant | Pennsylvania | X | X | X | 50974 | 2 | 3707 | Coal Steam |  |  |  | Circulating fluidized bed boiler |  | Y |  | 43 | 74.204 | 1104535.046 |  | 43.6263 | 74.204 |  | 1104535.046 |  | 74.204 |  | 74.204 |  | 74.204 |  | 74.204 |  | 74.204 |  | 74.204 |  | 74.204 |  | 74.204 | 74.204 | Coal Steam Under 100 MW, Existing SNCR | 0.13436 | 0.13436 |  | 23.19%
Seward | Pennsylvania | X | X | X | 3130 | 1 | 88264 | Coal Steam |  |  |  | Circulating fluidized bed boiler |  | Y | Y | 260 | 356.688 | 6453177.117 |  | 262.6627 | 356.688 |  | 6453177.117 |  | 356.688 |  | 356.688 |  | 356.688 |  | 356.688 |  | 356.688 |  | 346.6969 | Y | 346.6969 |  | 346.6969 | 346.6969 | Coal Steam, Circulating fluidized bed, Existing SNCR | 0.10745 | 0.10745 |  | 39.59%
Seward | Pennsylvania | X | X | X | 3130 | 2 | 88265 | Coal Steam |  |  |  | Circulating fluidized bed boiler |  | Y | Y | 260 | 370.341 | 6394632.451 |  | 274.423 | 370.341 |  | 6394632.451 |  | 370.341 |  | 370.341 |  | 370.341 |  | 370.341 |  | 370.341 |  | 280.8523 | Y | 280.8523 |  | 280.8523 | 280.8523 | Coal Steam, Circulating fluidized bed, Existing SNCR | 0.08784 | 0.08784 |  | 40.9%
Shawville | Pennsylvania | X | X | X | 3131 | 1 | 2078 | O/G Steam |  |  |  | Dry bottom wall-fired boiler |  | Y |  | 118 | 13.771 | 396512.65 | 36613.48 | 25.386 | 13.771 |  | 396512.65 | 36613.48 | 13.771 |  | 13.771 |  | 13.771 |  | 13.771 |  | 13.771 |  | 13.771 |  | 13.771 |  | 13.771 | 13.771 | Oil/Gas Steam Under 150 Tons (2019-2021 Average) | 0.069461 | 0.069461 |  | 13.1%
Shawville | Pennsylvania | X | X | X | 3131 | 2 | 2079 | O/G Steam |  |  |  | Dry bottom wall-fired boiler |  | Y |  | 121 | 14.884 | 405727.755 | 35468.87 | 28.5143 | 14.884 |  | 405727.755 | 35468.87 | 14.884 |  | 14.884 |  | 14.884 |  | 14.884 |  | 14.884 |  | 14.884 |  | 14.884 |  | 14.884 | 14.884 | Oil/Gas Steam Under 150 Tons (2019-2021 Average) | 0.073369 | 0.073369 |  | 12.7%
Shawville | Pennsylvania | X | X | X | 3131 | 3 | 2080 | O/G Steam |  |  |  | Tangentially-fired |  | Y | Y | 163 | 32.027 | 1319404.258 | 127124.9 | 42.2443 | 32.027 |  | 1319404.258 | 127124.9 | 32.027 |  | 32.027 |  | 32.027 |  | 32.027 |  | 32.027 |  | 32.027 |  | 32.027 |  | 32.027 | 32.027 | Oil/Gas Steam Under 150 Tons (2019-2021 Average) | 0.048548 | 0.048548 |  | 22.96%
Shawville | Pennsylvania | X | X | X | 3131 | 4 | 2081 | O/G Steam |  |  |  | Tangentially-fired |  | Y | Y | 163 | 33.876 | 1415072.595 | 136883.29 | 41.9917 | 33.876 |  | 1415072.595 | 136883.29 | 33.876 |  | 33.876 |  | 33.876 |  | 33.876 |  | 33.876 |  | 33.876 |  | 33.876 |  | 33.876 | 33.876 | Oil/Gas Steam Under 150 Tons (2019-2021 Average) | 0.047879 | 0.047879 |  | 23.34%
Springdale Generating Station (55196) | Pennsylvania | X | X | X | 55196 | 1 | 4100 | Combustion Turbine |  |  |  | Combustion turbine |  |  |  |  | 16.145 | 448605.367 | 44018.65 | 17.5267 | 16.145 |  | 448605.367 | 44018.65 | 16.145 |  | 16.145 |  | 16.145 |  | 16.145 |  | 16.145 |  | 16.145 |  | 16.145 |  | 16.145 | 16.145 | Not Coal Steam or O/G Steam | 0.071979 | 0.071979 |  | 27.45%
Springdale Generating Station (55196) | Pennsylvania | X | X | X | 55196 | 2 | 4101 | Combustion Turbine |  |  |  | Combustion turbine |  |  |  |  | 16.819 | 451578.913 | 44262.87 | 18.7143 | 16.819 |  | 451578.913 | 44262.87 | 16.819 |  | 16.819 |  | 16.819 |  | 16.819 |  | 16.819 |  | 16.819 |  | 16.819 |  | 16.819 | 16.819 | Not Coal Steam or O/G Steam | 0.07449 | 0.07449 |  | 27.73%
Springdale Generating Station (55710) | Pennsylvania | X | X | X | 55710 | 3 | 9962 | Combined Cycle |  |  |  | Combined cycle | Y |  |  |  | 25.013 | 6216220.381 | 623636.84 | 24.401 | 25.013 |  | 6216220.381 | 623636.84 | 25.013 |  | 25.013 |  | 25.013 |  | 25.013 |  | 25.013 |  | 25.013 |  | 25.013 |  | 25.013 | 25.013 | Not Coal Steam or O/G Steam | 0.0080477 | 0.0080477 |  | 78.72%
Springdale Generating Station (55710) | Pennsylvania | X | X | X | 55710 | 4 | 9963 | Combined Cycle |  |  |  | Combined cycle | Y |  |  |  | 25.199 | 6285801.973 | 617039.96 | 24.6817 | 25.199 |  | 6285801.973 | 617039.96 | 25.199 |  | 25.199 |  | 25.199 |  | 25.199 |  | 25.199 |  | 25.199 |  | 25.199 |  | 25.199 | 25.199 | Not Coal Steam or O/G Steam | 0.0080178 | 0.0080178 |  | 79.63%
St. Nicholas Cogeneration Project | Pennsylvania | X | X | X | 54634 | 1 | 3787 | Coal Steam |  |  |  | Circulating fluidized bed boiler |  |  |  | 86 | 133.991 | 4498605.142 |  | 121.877 | 133.991 |  | 4498605.142 |  | 133.991 |  | 133.991 |  | 133.991 |  | 133.991 |  | 133.991 |  | 133.991 |  | 133.991 |  | 133.991 | 133.991 | Coal Steam Under 100 MW, Under 0.08 | 0.05957 | 0.05957 |  | 91.97%
Tenaska Westmoreland Generating Station | Pennsylvania | X | X | X | 60464 | 101 | 91139 | Combined Cycle |  |  |  | Combined cycle | Y |  |  |  | 26.688 | 11129734.755 | 1630571.76 | 25.7107 | 26.688 |  | 11129734.755 | 1630571.76 | 26.688 |  | 26.688 |  | 26.688 |  | 26.688 |  | 26.688 |  | 26.688 |  | 26.688 |  | 26.688 | 26.688 | Not Coal Steam or O/G Steam | 0.0047958 | 0.0047958 |  | 78.35%
Tenaska Westmoreland Generating Station | Pennsylvania | X | X | X | 60464 | 102 | 91140 | Combined Cycle |  |  |  | Combined cycle | Y |  |  |  | 26.769 | 11170399.3 | 1634817 | 24.8497 | 26.769 |  | 11170399.3 | 1634817 | 26.769 |  | 26.769 |  | 26.769 |  | 26.769 |  | 26.769 |  | 26.769 |  | 26.769 |  | 26.769 | 26.769 | Not Coal Steam or O/G Steam | 0.0047928 | 0.0047928 |  | 75.47%
Tolna | Pennsylvania | X | X | X | 3116 | 031 | 2063 | Combustion Turbine |  |  |  | Combustion turbine |  |  |  |  | 6.486 | 18771.8 | 1116 | 5.5983 | 6.486 |  | 18771.8 | 1116 | 6.486 |  | 6.486 |  | 6.486 |  | 6.486 |  | 6.486 |  | 6.486 |  | 6.486 |  | 6.486 | 6.486 | Not Coal Steam or O/G Steam | 0.69104 | 0.69104 |  | 1.447%
Tolna | Pennsylvania | X | X | X | 3116 | 032 | 2064 | Combustion Turbine |  |  |  | Combustion turbine |  |  |  |  | 7.727 | 22364.6 | 1321 | 5.887 | 7.727 |  | 22364.6 | 1321 | 7.727 |  | 7.727 |  | 7.727 |  | 7.727 |  | 7.727 |  | 7.727 |  | 7.727 |  | 7.727 | 7.727 | Not Coal Steam or O/G Steam | 0.691 | 0.691 |  | 1.521%
Warren | Pennsylvania | X | X | X | 3132 | 005 | 2082 | Combustion Turbine |  |  |  | Combustion turbine |  |  |  |  | 17.016 | 73960.32 | 4677.28 | 8.9647 | 17.016 |  | 73960.32 | 4677.28 | 17.016 |  | 17.016 |  | 17.016 |  | 17.016 |  | 17.016 |  | 17.016 |  | 17.016 |  | 17.016 | 17.016 | Not Coal Steam or O/G Steam | 0.46014 | 0.46014 |  | 0.8399%
York Energy Center | Pennsylvania | X | X | X | 55524 | 1 | 4937 | Combined Cycle |  |  |  | Combined cycle | Y |  |  |  | 8.05 | 2911959.496 | 369551.68 | 8.646 | 8.05 |  | 2911959.496 | 369551.68 | 8.05 |  | 8.05 |  | 8.05 |  | 8.05 |  | 8.05 |  | 8.05 |  | 8.05 |  | 8.05 | 8.05 | Not Coal Steam or O/G Steam | 0.0055289 | 0.0055289 |  | 47.07%
York Energy Center | Pennsylvania | X | X | X | 55524 | 2 | 4938 | Combined Cycle |  |  |  | Combined cycle | Y |  |  |  | 8.676 | 2953011.801 | 372503.38 | 8.634 | 8.676 |  | 2953011.801 | 372503.38 | 8.676 |  | 8.676 |  | 8.676 |  | 8.676 |  | 8.676 |  | 8.676 |  | 8.676 |  | 8.676 | 8.676 | Not Coal Steam or O/G Steam | 0.005876 | 0.005876 |  | 45.16%
York Energy Center | Pennsylvania | X | X | X | 55524 | 3 | 4939 | Combined Cycle |  |  |  | Combined cycle | Y |  |  |  | 8.122 | 3046313.155 | 382407.99 | 7.453 | 8.122 |  | 3046313.155 | 382407.99 | 8.122 |  | 8.122 |  | 8.122 |  | 8.122 |  | 8.122 |  | 8.122 |  | 8.122 |  | 8.122 | 8.122 | Not Coal Steam or O/G Steam | 0.0053323 | 0.0053323 |  | 45.77%
York Energy Center | Pennsylvania | X | X | X | 55524 | 5 | 4940 | Combined Cycle |  |  |  | Combined cycle | Y |  |  |  | 20.693 | 8311768.262 | 1184782.14 | 20.7887 | 20.693 |  | 8311768.262 | 1184782.14 | 20.693 |  | 20.693 |  | 20.693 |  | 20.693 |  | 20.693 |  | 20.693 |  | 20.693 |  | 20.693 | 20.693 | Not Coal Steam or O/G Steam | 0.0049792 | 0.0049792 |  | 65.65%
York Energy Center | Pennsylvania | X | X | X | 55524 | 6 | 4941 | Combined Cycle |  |  |  | Combined cycle | Y |  |  |  | 21.219 | 8434424.884 | 1196265.56 | 21.0793 | 21.219 |  | 8434424.884 | 1196265.56 | 21.219 |  | 21.219 |  | 21.219 |  | 21.219 |  | 21.219 |  | 21.219 |  | 21.219 |  | 21.219 | 21.219 | Not Coal Steam or O/G Steam | 0.0050315 | 0.0050315 |  | 65.78%
Manchester Street Station | Rhode Island |  |  |  | 3236 | 10 | 2191 | Combined Cycle |  |  |  | Combined cycle | Y |  |  |  | 32.878 | 2098004.075 | 172724 | 35.585 | 32.878 |  | 2098004.075 | 172724 | 32.878 |  | 32.878 |  | 32.878 |  | 12.588 | Optimize SCR | 12.588 |  | 12.588 |  | 12.588 |  | 12.588 | 12.588 | Not Coal Steam or O/G Steam | 0.012 | 0.012 |  | 49.31%
Manchester Street Station | Rhode Island |  |  |  | 3236 | 11 | 2192 | Combined Cycle |  |  |  | Combined cycle | Y |  |  |  | 35.923 | 2422287.9 | 188231.25 | 34.2183 | 35.923 |  | 2422287.9 | 188231.25 | 35.923 |  | 35.923 |  | 35.923 |  | 14.5337 | Optimize SCR | 14.5337 |  | 14.5337 |  | 14.5337 |  | 14.5337 | 14.5337 | Not Coal Steam or O/G Steam | 0.012 | 0.012 |  | 46.78%
Manchester Street Station | Rhode Island |  |  |  | 3236 | 9 | 2196 | Combined Cycle |  |  |  | Combined cycle | Y |  |  |  | 39.619 | 2504239.375 | 218704.75 | 39.5103 | 39.619 |  | 2504239.375 | 218704.75 | 39.619 |  | 39.619 |  | 39.619 |  | 15.0254 | Optimize SCR | 15.0254 |  | 15.0254 |  | 15.0254 |  | 15.0254 | 15.0254 | Not Coal Steam or O/G Steam | 0.012 | 0.012 |  | 51.42%
Ocean State Power | Rhode Island |  |  |  | 51030 | 1 | 3710 | Combined Cycle |  |  |  | Combined cycle | Y |  |  |  | 28.826 | 2253358.397 | 185354.42 | 21.1383 | 28.826 |  | 2253358.397 | 185354.42 | 28.826 |  | 28.826 |  | 28.826 |  | 13.5202 | Optimize SCR | 13.5202 |  | 13.5202 |  | 13.5202 |  | 13.5202 | 13.5202 | Not Coal Steam or O/G Steam | 0.012 | 0.012 |  | 26.47%
Ocean State Power | Rhode Island |  |  |  | 51030 | 2 | 3711 | Combined Cycle |  |  |  | Combined cycle | Y |  |  |  | 28.617 | 2181423.473 | 181053.31 | 21.383 | 28.617 |  | 2181423.473 | 181053.31 | 28.617 |  | 28.617 |  | 28.617 |  | 13.0885 | Optimize SCR | 13.0885 |  | 13.0885 |  | 13.0885 |  | 13.0885 | 13.0885 | Not Coal Steam or O/G Steam | 0.012 | 0.012 |  | 25.76%
Ocean State Power II | Rhode Island |  |  |  | 54324 | 3 | 3760 | Combined Cycle |  |  |  | Combined cycle | Y |  |  |  | 26.772 | 1849359.808 | 153633.29 | 21.517 | 26.772 |  | 1849359.808 | 153633.29 | 26.772 |  | 26.772 |  | 26.772 |  | 11.0962 | Optimize SCR | 11.0962 |  | 11.0962 |  | 11.0962 |  | 11.0962 | 11.0962 | Not Coal Steam or O/G Steam | 0.012 | 0.012 |  | 24.79%
Ocean State Power II | Rhode Island |  |  |  | 54324 | 4 | 3761 | Combined Cycle |  |  |  | Combined cycle | Y |  |  |  | 29.517 | 1912796.436 | 158203.97 | 22.666 | 29.517 |  | 1912796.436 | 158203.97 | 29.517 |  | 29.517 |  | 29.517 |  | 11.4768 | Optimize SCR | 11.4768 |  | 11.4768 |  | 11.4768 |  | 11.4768 | 11.4768 | Not Coal Steam or O/G Steam | 0.012 | 0.012 |  | 24.85%
Pawtucket Power Associates, LP | Rhode Island |  |  |  | 54056 | 1 | 3746 | Combined Cycle |  |  | 2023 |  | Y | [6 empty] | 0.366 | 0 | Y | 0 | 0 | 0 |  | 0 |  | 0 |  | 0 |  | 0 |  | 0 |  | 0 |  | 0 | 0 | Not Coal Steam or O/G Steam | 0 | 0 |  | 0.7604%
Rhode Island State Energy Center | Rhode Island |  |  |  | 55107 | RISEP1 | 3903 | Combined Cycle |  |  |  | Combined cycle | Y |  |  |  | 15.254 | 5542761.115 | 813492.59 | 15.5493 | 15.254 |  | 5542761.115 | 813492.59 | 15.254 |  | 15.254 |  | 15.254 |  | 15.254 |  | 15.254 |  | 15.254 |  | 15.254 |  | 15.254 | 15.254 | Not Coal Steam or O/G Steam | 0.0055041 | 0.0055041 |  | 63.11%
Rhode Island State Energy Center | Rhode Island |  |  |  | 55107 | RISEP2 | 3904 | Combined Cycle |  |  |  | Combined cycle | Y |  |  |  | 15.43 | 5549050.18 | 808876.86 | 16.302 | 15.43 |  | 5549050.18 | 808876.86 | 15.43 |  | 15.43 |  | 15.43 |  | 15.43 |  | 15.43 |  | 15.43 |  | 15.43 |  | 15.43 | 15.43 | Not Coal Steam or O/G Steam | 0.0055613 | 0.0055613 |  | 62.78%
Tiverton Power, LLC | Rhode Island |  |  |  | 55048 | 1 | 3836 | Combined Cycle |  |  |  | Combined cycle | Y |  |  |  | 26.393 | 5525224.038 | 793777.21 | 25.002 | 26.393 |  | 5525224.038 | 793777.21 | 26.393 |  | 26.393 |  | 26.393 |  | 26.393 |  | 26.393 |  | 26.393 |  | 26.393 |  | 26.393 | 26.393 | Not Coal Steam or O/G Steam | 0.0095536 | 0.0095536 |  | 66.65%
Broad River Energy Center | South Carolina |  |  |  | 55166 | CT-1 | 4041 | Combustion Turbine |  |  |  | Combustion turbine |  |  |  |  | 9.658 | 537309.004 | 50417.2 | 7.157 | 9.658 |  | 537309.004 | 50417.2 | 9.658 |  | 9.658 |  | 9.658 |  | 9.658 |  | 9.658 |  | 9.658 |  | 9.658 |  | 9.658 | 9.658 | Not Coal Steam or O/G Steam | 0.03595 | 0.03595 |  | 4.47%
Broad River Energy Center | South Carolina |  |  |  | 55166 | CT-2 | 4042 | Combustion Turbine |  |  |  | Combustion turbine |  |  |  |  | 9.26 | 527848.551 | 49136.45 | 7.8003 | 9.26 |  | 527848.551 | 49136.45 | 9.26 |  | 9.26 |  | 9.26 |  | 9.26 |  | 9.26 |  | 9.26 |  | 9.26 |  | 9.26 | 9.26 | Not Coal Steam or O/G Steam | 0.035086 | 0.035086 |  | 5.514%
Broad River Energy Center | South Carolina |  |  |  | 55166 | CT-3 | 4043 | Combustion Turbine |  |  |  | Combustion turbine |  |  |  |  | 6.142 | 333888.039 | 30790.81 | 7.0293 | 6.142 |  | 333888.039 | 30790.81 | 6.142 |  | 6.142 |  | 6.142 |  | 6.142 |  | 6.142 |  | 6.142 |  | 6.142 |  | 6.142 | 6.142 | Not Coal Steam or O/G Steam | 0.036791 | 0.036791 |  | 4.686%
Broad River Energy Center | South Carolina |  |  |  | 55166 | CT-4 | 8448 | Combustion Turbine |  |  |  | Combustion turbine |  |  |  |  | 9.643 | 557081.975 | 52496.65 | 8.3743 | 9.643 |  | 557081.975 | 52496.65 | 9.643 |  | 9.643 |  | 9.643 |  | 9.643 |  | 9.643 |  | 9.643 |  | 9.643 |  | 9.643 | 9.643 | Not Coal Steam or O/G Steam | 0.03462 | 0.03462 |  | 6.032%
Broad River Energy Center | South Carolina |  |  |  | 55166 | CT-5 | 8450 | Combustion Turbine |  |  |  | Combustion turbine |  |  |  |  | 10.542 | 578887.969 | 53531.63 | 8.4323 | 10.542 |  | 578887.969 | 53531.63 | 10.542 |  | 10.542 |  | 10.542 |  | 10.542 |  | 10.542 |  | 10.542 |  | 10.542 |  | 10.542 | 10.542 | Not Coal Steam or O/G Steam | 0.036422 | 0.036422 |  | 5.846%
Cherokee County Cogen | South Carolina |  |  |  | 55043 | CCCP1 | 3830 | Combined Cycle |  |  |  | Combined cycle | Y |  |  |  | 21.759 | 1442381.985 | 120026.85 | 23.8597 | 21.759 |  | 1442381.985 | 120026.85 | 21.759 |  | 21.759 |  | 21.759 |  | 8.6543 | Optimize SCR | 8.6543 |  | 8.6543 |  | 8.6543 |  | 8.6543 | 8.6543 | Not Coal Steam or O/G Steam | 0.012 | 0.012 |  | 48.15%
Columbia Energy Center (SC) | South Carolina |  |  |  | 55386 | CT-1 | 4636 | Combined Cycle |  |  |  | Combined cycle | Y |  |  |  | 31.904 | 5745302.637 | 750862.3 | 34.1777 | 31.904 |  | 5745302.637 | 750862.3 | 31.904 |  | 31.904 |  | 31.904 |  | 31.904 |  | 31.904 |  | 31.904 |  | 31.904 |  | 31.904 | 31.904 | Not Coal Steam or O/G Steam | 0.011106 | 0.011106 |  | 63.3%
Columbia Energy Center (SC) | South Carolina |  |  |  | 55386 | CT-2 | 4637 | Combined Cycle |  |  |  | Combined cycle | Y |  |  |  | 22.448 | 3931263.951 | 508728.46 | 32.388 | 22.448 |  | 3931263.951 | 508728.46 | 22.448 |  | 22.448 |  | 22.448 |  | 22.448 |  | 22.448 |  | 22.448 |  | 22.448 |  | 22.448 | 22.448 | Not Coal Steam or O/G Steam | 0.01142 | 0.01142 |  | 56.34%
Cope Station | South Carolina |  |  |  | 7210 | COP1 | 3006 | O/G Steam |  |  |  | Tangentially-fired | Y |  |  | 415 | 304.734 | 6098023.489 | 565089.5 | 238.0463 | 304.734 |  | 6098023.489 | 565089.5 | 304.734 |  | 304.734 |  | 304.734 |  | 91.4704 | Optimize SCR | 91.4704 |  | 91.4704 |  | 91.4704 |  | 91.4704 | 91.4704 | Existing SCR | 0.03 | 0.03 |  | 31.53%
Cross | South Carolina |  |  |  | 130 | 1 | 82 | Coal Steam |  |  |  | Dry bottom wall-fired boiler | Y |  |  | 580 | 475.365 | 12209853.587 | 1165606.66 | 468.7207 | 475.365 |  | 12209853.587 | 1165606.66 | 475.365 |  | 475.365 |  | 475.365 |  | 475.365 |  | 475.365 |  | 475.365 |  | 475.365 |  | 475.365 | 475.365 | Existing SCR | 0.077866 | 0.077866 |  | 47.64%
Cross | South Carolina |  |  |  | 130 | 2 | 83 | Coal Steam |  |  |  | Tangentially-fired | Y |  |  | 570 | 178.46 | 4649117.146 | 432130.14 | 60.595 | 178.46 |  | 4649117.146 | 432130.14 | 178.46 |  | 178.46 |  | 178.46 |  | 178.46 |  | 178.46 |  | 178.46 |  | 178.46 |  | 178.46 | 178.46 | Existing SCR | 0.076772 | 0.076772 |  | 6.432%
Cross | South Carolina |  |  |  | 130 | 3 | 89490 | Coal Steam |  |  |  | Tangentially-fired | Y |  |  | 600 | 299.469 | 9562489.774 | 958151.66 | 422.2733 | 299.469 |  | 9562489.774 | 958151.66 | 299.469 |  | 299.469 |  | 299.469 |  | 299.469 |  | 299.469 |  | 299.469 |  | 299.469 |  | 299.469 | 299.469 | Existing SCR | 0.062634 | 0.062634 |  | 52.88%
Cross | South Carolina |  |  |  | 130 | 4 | 89491 | Coal Steam |  |  |  | Tangentially-fired | Y |  |  | 600 | 526.05 | 16585454.059 | 1582789.52 | 471.174 | 526.05 |  | 16585454.059 | 1582789.52 | 526.05 |  | 526.05 |  | 526.05 |  | 526.05 |  | 526.05 |  | 526.05 |  | 526.05 |  | 526.05 | 526.05 | Existing SCR | 0.063435 | 0.063435 |  | 56.76%
Darlington County | South Carolina |  |  |  | 3250 | 12 | 2199 | Combustion Turbine |  |  |  | Combustion turbine |  |  |  |  | 1.588 | 30215.706 | 2465.2 | 2.1097 | 1.588 |  | 30215.706 | 2465.2 | 1.588 |  | 1.588 |  | 1.588 |  | 1.588 |  | 1.588 |  | 1.588 |  | 1.588 |  | 1.588 | 1.588 | Not Coal Steam or O/G Steam | 0.10511 | 0.10511 |  | 0.6472%
Darlington County | South Carolina |  |  |  | 3250 | 13 | 2200 | Combustion Turbine |  |  |  | Combustion turbine |  |  |  |  | 1.315 | 23379.607 | 1798.99 | 0.998 | 1.315 |  | 23379.607 | 1798.99 | 1.315 |  | 1.315 |  | 1.315 |  | 1.315 |  | 1.315 |  | 1.315 |  | 1.315 |  | 1.315 | 1.315 | Not Coal Steam or O/G Steam | 0.11249 | 0.11249 |  | 0.2821%
Hagood | South Carolina |  |  |  | 3285 | HAG4 | 2225 | Combustion Turbine |  |  |  | Combustion turbine |  |  |  |  | 5.04 | 66577.742 | 5010.76 | 6.8533 | 5.04 |  | 66577.742 | 5010.76 | 5.04 |  | 5.04 |  | 5.04 |  | 5.04 |  | 5.04 |  | 5.04 |  | 5.04 |  | 5.04 | 5.04 | Not Coal Steam or O/G Steam | 0.1514 | 0.1514 |  | 1.705%
Hilton Head Gas Turbine Site | South Carolina |  |  |  | 3318 | CT1 | 88281 | Combustion Turbine |  |  |  | Combustion turbine | [7 empty] | 0.069 | [20 empty] | Not Coal Steam or O/G Steam | 0 | 0 |  | 0.005266%
Hilton Head Gas Turbine Site | South Carolina |  |  |  | 3318 | CT2 | 88282 | Combustion Turbine |  |  |  | Combustion turbine |  |  |  |  | 0.492 | 820.5 | 25.75 | 0.164 | 0.492 |  | 820.5 | 25.75 | 0.492 |  | 0.492 |  | 0.492 |  | 0.492 |  | 0.492 |  | 0.492 |  | 0.492 |  | 0.492 | 0.492 | Not Coal Steam or O/G Steam | 1.1993 | 1.1993 |  | 0.01254%
Hilton Head Gas Turbine Site | South Carolina |  |  |  | 3318 | CT3 | 88283 | Combustion Turbine |  |  |  | Combustion turbine |  |  |  |  | 0.634 | 1057.4 | 35.97 | 2.0483 | 0.634 |  | 1057.4 | 35.97 | 0.634 |  | 0.634 |  | 0.634 |  | 0.634 |  | 0.634 |  | 0.634 |  | 0.634 |  | 0.634 | 0.634 | Not Coal Steam or O/G Steam | 1.1992 | 1.1992 |  | 0.1328%
Jasper County Generating Facility | South Carolina |  |  |  | 55927 | CT01 | 10211 | Combined Cycle |  |  |  | Combined cycle | Y |  |  |  | 26.31 | 5810805.931 | 830468.34 | 24.5017 | 26.31 |  | 5810805.931 | 830468.34 | 26.31 |  | 26.31 |  | 26.31 |  | 26.31 |  | 26.31 |  | 26.31 |  | 26.31 |  | 26.31 | 26.31 | Not Coal Steam or O/G Steam | 0.0090555 | 0.0090555 |  | 64.5%
Jasper County Generating Facility | South Carolina |  |  |  | 55927 | CT02 | 10212 | Combined Cycle |  |  |  | Combined cycle | Y |  |  |  | 23.962 | 5903467.731 | 842103.8 | 23.8737 | 23.962 |  | 5903467.731 | 842103.8 | 23.962 |  | 23.962 |  | 23.962 |  | 23.962 |  | 23.962 |  | 23.962 |  | 23.962 |  | 23.962 | 23.962 | Not Coal Steam or O/G Steam | 0.0081179 | 0.0081179 |  | 65.53%
Jasper County Generating Facility | South Carolina |  |  |  | 55927 | CT03 | 10213 | Combined Cycle |  |  |  | Combined cycle | Y |  |  |  | 24.665 | 6062775.145 | 857936.52 | 23.907 | 24.665 |  | 6062775.145 | 857936.52 | 24.665 |  | 24.665 |  | 24.665 |  | 24.665 |  | 24.665 |  | 24.665 |  | 24.665 |  | 24.665 | 24.665 | Not Coal Steam or O/G Steam | 0.0081365 | 0.0081365 |  | 65.4%
John S. Rainey Generating Station | South Carolina |  |  |  | 7834 | CT1A | 3260 | Combined Cycle |  |  |  | Combined cycle | Y |  |  |  | 19.976 | 5795346.794 | 535100.81 | 20.8563 | 19.976 |  | 5795346.794 | 535100.81 | 19.976 |  | 19.976 |  | 19.976 |  | 19.976 |  | 19.976 |  | 19.976 |  | 19.976 |  | 19.976 | 19.976 | Not Coal Steam or O/G Steam | 0.0068938 | 0.0068938 |  | 79.93%
John S. Rainey Generating Station | South Carolina |  |  |  | 7834 | CT1B | 3261 | Combined Cycle |  |  |  | Combined cycle | Y |  |  |  | 19.076 | 5690658.957 | 529849.12 | 16.5823 | 19.076 |  | 5690658.957 | 529849.12 | 19.076 |  | 19.076 |  | 19.076 |  | 19.076 |  | 19.076 |  | 19.076 |  | 19.076 |  | 19.076 | 19.076 | Not Coal Steam or O/G Steam | 0.0067043 | 0.0067043 |  | 77.08%
John S. Rainey Generating Station | South Carolina |  |  |  | 7834 | CT2A | 3262 | Combustion Turbine |  |  |  | Combustion turbine |  |  |  |  | 31.572 | 2067714.406 | 185836.24 | 58.182 | 31.572 |  | 2067714.406 | 185836.24 | 31.572 |  | 31.572 |  | 31.572 |  | 31.572 |  | 31.572 |  | 31.572 |  | 31.572 |  | 31.572 | 31.572 | Not Coal Steam or O/G Steam | 0.030538 | 0.030538 |  | 54.17%
John S. Rainey Generating Station | South Carolina |  |  |  | 7834 | CT2B | 3263 | Combustion Turbine |  |  |  | Combustion turbine |  |  |  |  | 33.789 | 2286682.016 | 206387.61 | 47.6883 | 33.789 |  | 2286682.016 | 206387.61 | 33.789 |  | 33.789 |  | 33.789 |  | 33.789 |  | 33.789 |  | 33.789 |  | 33.789 |  | 33.789 | 33.789 | Not Coal Steam or O/G Steam | 0.029553 | 0.029553 |  | 45.53%
John S. Rainey Generating Station | South Carolina |  |  |  | 7834 | CT3 | 88287 | Combustion Turbine |  |  |  | Combustion turbine |  |  |  |  | 5.395 | 385269.2 | 29625.16 | 5.101 | 5.395 |  | 385269.2 | 29625.16 | 5.395 |  | 5.395 |  | 5.395 |  | 5.395 |  | 5.395 |  | 5.395 |  | 5.395 |  | 5.395 | 5.395 | Not Coal Steam or O/G Steam | 0.028006 | 0.028006 |  | 11.34%
John S. Rainey Generating Station | South Carolina |  |  |  | 7834 | CT4 | 88288 | Combustion Turbine |  |  |  | Combustion turbine |  |  |  |  | 5.177 | 369759 | 28311.15 | 5.502 | 5.177 |  | 369759 | 28311.15 | 5.177 |  | 5.177 |  | 5.177 |  | 5.177 |  | 5.177 |  | 5.177 |  | 5.177 |  | 5.177 | 5.177 | Not Coal Steam or O/G Steam | 0.028002 | 0.028002 |  | 12.22%
John S. Rainey Generating Station | South Carolina |  |  |  | 7834 | CT5 | 88289 | Combustion Turbine |  |  |  | Combustion turbine |  |  |  |  | 4.721 | 337253 | 25505.32 | 4.9583 | 4.721 |  | 337253 | 25505.32 | 4.721 |  | 4.721 |  | 4.721 |  | 4.721 |  | 4.721 |  | 4.721 |  | 4.721 |  | 4.721 | 4.721 | Not Coal Steam or O/G Steam | 0.027997 | 0.027997 |  | 11.03%
McMeekin | South Carolina |  |  |  | 3287 | MCM1 | 2226 | O/G Steam |  |  |  | Tangentially-fired |  |  |  | 125 | 60.993 | 1539538.72 | 178176.08 | 79.1273 | 60.993 |  | 1539538.72 | 178176.08 | 60.993 |  | 60.993 |  | 60.993 |  | 60.993 |  | 60.993 |  | 60.993 |  | 60.993 |  | 60.993 | 60.993 | Oil/Gas Steam Under 150 Tons (2019-2021 Average) | 0.079235 | 0.079235 |  | 43.95%
McMeekin | South Carolina |  |  |  | 3287 | MCM2 | 2227 | O/G Steam |  |  |  | Tangentially-fired |  |  |  | 125 | 77.882 | 1890027.483 | 228478.84 | 80.3697 | 77.882 |  | 1890027.483 | 228478.84 | 77.882 |  | 77.882 |  | 77.882 |  | 77.882 |  | 77.882 |  | 77.882 |  | 77.882 |  | 77.882 | 77.882 | Oil/Gas Steam Under 150 Tons (2019-2021 Average) | 0.082414 | 0.082414 |  | 41.87%
Mill Creek Combustion Turbine Station | South Carolina |  |  |  | 7981 | 1 | 9192 | Combustion Turbine |  |  |  | Combustion turbine |  |  |  |  | 0.458 | 27757.939 | 2190.93 | 0.93533 | 0.458 |  | 27757.939 | 2190.93 | 0.458 |  | 0.458 |  | 0.458 |  | 0.458 |  | 0.458 |  | 0.458 |  | 0.458 |  | 0.458 | 0.458 | Not Coal Steam or O/G Steam | 0.033 | 0.033 |  | 1.23%
Mill Creek Combustion Turbine Station | South Carolina |  |  |  | 7981 | 2 | 9193 | Combustion Turbine |  |  |  | Combustion turbine |  |  |  |  | 0.895 | 58114.684 | 4665.81 | 0.973 | 0.895 |  | 58114.684 | 4665.81 | 0.895 |  | 0.895 |  | 0.895 |  | 0.895 |  | 0.895 |  | 0.895 |  | 0.895 |  | 0.895 | 0.895 | Not Coal Steam or O/G Steam | 0.030801 | 0.030801 |  | 1.383%
Mill Creek Combustion Turbine Station | South Carolina |  |  |  | 7981 | 3 | 9194 | Combustion Turbine |  |  |  | Combustion turbine |  |  |  |  | 0.831 | 45823.011 | 3659.74 | 1.066 | 0.831 |  | 45823.011 | 3659.74 | 0.831 |  | 0.831 |  | 0.831 |  | 0.831 |  | 0.831 |  | 0.831 |  | 0.831 |  | 0.831 | 0.831 | Not Coal Steam or O/G Steam | 0.03627 | 0.03627 |  | 1.287%
Mill Creek Combustion Turbine Station | South Carolina |  |  |  | 7981 | 4 | 9195 | Combustion Turbine |  |  |  | Combustion turbine |  |  |  |  | 1.249 | 77355.656 | 6186.32 | 1.0873 | 1.249 |  | 77355.656 | 6186.32 | 1.249 |  | 1.249 |  | 1.249 |  | 1.249 |  | 1.249 |  | 1.249 |  | 1.249 |  | 1.249 | 1.249 | Not Coal Steam or O/G Steam | 0.032292 | 0.032292 |  | 1.474%
Mill Creek Combustion Turbine Station | South Carolina |  |  |  | 7981 | 5 | 9196 | Combustion Turbine |  |  |  | Combustion turbine |  |  |  |  | 0.513 | 33777.332 | 2674.52 | 0.75467 | 0.513 |  | 33777.332 | 2674.52 | 0.513 |  | 0.513 |  | 0.513 |  | 0.513 |  | 0.513 |  | 0.513 |  | 0.513 |  | 0.513 | 0.513 | Not Coal Steam or O/G Steam | 0.030375 | 0.030375 |  | 1.094%
Mill Creek Combustion Turbine Station | South Carolina |  |  |  | 7981 | 6 | 9197 | Combustion Turbine |  |  |  | Combustion turbine |  |  |  |  | 1.342 | 79931.658 | 6316.83 | 1.1203 | 1.342 |  | 79931.658 | 6316.83 | 1.342 |  | 1.342 |  | 1.342 |  | 1.342 |  | 1.342 |  | 1.342 |  | 1.342 |  | 1.342 | 1.342 | Not Coal Steam or O/G Steam | 0.033579 | 0.033579 |  | 1.459%
Mill Creek Combustion Turbine Station | South Carolina |  |  |  | 7981 | 7 | 9198 | Combustion Turbine |  |  |  | Combustion turbine |  |  |  |  | 0.681 | 47958.212 | 3830.14 | 0.763 | 0.681 |  | 47958.212 | 3830.14 | 0.681 |  | 0.681 |  | 0.681 |  | 0.681 |  | 0.681 |  | 0.681 |  | 0.681 |  | 0.681 | 0.681 | Not Coal Steam or O/G Steam | 0.0284 | 0.0284 |  | 1.174%
Mill Creek Combustion Turbine Station | South Carolina |  |  |  | 7981 | 8 | 9199 | Combustion Turbine |  |  |  | Combustion turbine |  |  |  |  | 0.789 | 59149.79 | 4729.4 | 0.76267 | 0.789 |  | 59149.79 | 4729.4 | 0.789 |  | 0.789 |  | 0.789 |  | 0.789 |  | 0.789 |  | 0.789 |  | 0.789 |  | 0.789 | 0.789 | Not Coal Steam or O/G Steam | 0.026678 | 0.026678 |  | 0.012484
Myrtle Beach Gas Turbine Site | South Carolina |  |  |  | 3320 | CT3 | 88284 | Combustion Turbine |  |  |  | Combustion turbine |  |  |  |  | 3.347 | 5577.9 | 228.45 | 1.526 | 3.347 |  | 5577.9 | 228.45 | 3.347 |  | 3.347 |  | 3.347 |  | 3.347 |  | 3.347 |  | 3.347 |  | 3.347 |  | 3.347 | 3.347 | Not Coal Steam or O/G Steam | 1.2001 | 1.2001 |  | 0.2563%
Myrtle Beach Gas Turbine Site | South Carolina |  |  |  | 3320 | CT4 | 88285 | Combustion Turbine |  |  |  | Combustion turbine | [28 empty] | Not Coal Steam or O/G Steam | 0 | 0
Myrtle Beach Gas Turbine Site | South Carolina |  |  |  | 3320 | CT5 | 88286 | Combustion Turbine |  |  |  | Combustion turbine |  |  |  |  | 0.845 | 1408.1 | 54.86 | 0.422 | 0.845 |  | 1408.1 | 54.86 | 0.845 |  | 0.845 |  | 0.845 |  | 0.845 |  | 0.845 |  | 0.845 |  | 0.845 |  | 0.845 | 0.845 | Not Coal Steam or O/G Steam | 1.2002 | 1.2002 |  | 0.00054407
Urquhart | South Carolina |  |  |  | 3295 | URQ3 | 2230 | O/G Steam |  |  |  | Tangentially-fired |  |  |  | 95 | 8.435 | 209883.276 | 19216.9 | 11.3667 | 8.435 |  | 209883.276 | 19216.9 | 8.435 |  | 8.435 |  | 8.435 |  | 8.435 |  | 8.435 |  | 8.435 |  | 8.435 |  | 8.435 | 8.435 | O/G Steam Under 100 MW | 0.080378 | 0.080378 |  | 0.066267
Urquhart | South Carolina |  |  |  | 3295 | URQ4 | 2231 | Combustion Turbine |  |  |  | Combustion turbine |  |  |  |  | 4.648 | 96261.595 | 8536.26 | 5.0247 | 4.648 |  | 96261.595 | 8536.26 | 4.648 |  | 4.648 |  | 4.648 |  | 4.648 |  | 4.648 |  | 4.648 |  | 4.648 |  | 4.648 | 4.648 | Not Coal Steam or O/G Steam | 0.09657 | 0.09657 |  | 4.605%
Urquhart | South Carolina |  |  |  | 3295 | URQ5 | 8330 | Combined Cycle |  |  |  | Combined cycle |  |  |  |  | 52.864 | 4368015.416 | 396969.29 | 40.0963 | 52.864 |  | 4368015.416 | 396969.29 | 52.864 |  | 52.864 |  | 52.864 |  | 52.864 |  | 52.864 |  | 52.864 |  | 52.864 |  | 52.864 | 52.864 | Not Coal Steam or O/G Steam | 0.024205 | 0.024205 |  | 52.6%
Urquhart | South Carolina |  |  |  | 3295 | URQ6 | 8332 | Combined Cycle |  |  |  | Combined cycle |  |  |  |  | 51.371 | 3552346.008 | 323113.32 | 47.6127 | 51.371 |  | 3552346.008 | 323113.32 | 51.371 |  | 51.371 |  | 51.371 |  | 51.371 |  | 51.371 |  | 51.371 |  | 51.371 |  | 51.371 | 51.371 | Not Coal Steam or O/G Steam | 0.028922 | 0.028922 |  | 52.25%
W S Lee | South Carolina |  |  |  | 3264 | 11 | 91015 | Combined Cycle |  |  |  | Combined cycle | Y |  |  |  | 42.977 | 9416268.89 | 1352256.63 | 42.7227 | 42.977 |  | 9416268.89 | 1352256.63 | 42.977 |  | 42.977 |  | 42.977 |  | 42.977 |  | 42.977 |  | 42.977 |  | 42.977 |  | 42.977 | 42.977 | Not Coal Steam or O/G Steam | 0.0091282 | 0.0091282 |  | 84.61%
W S Lee | South Carolina |  |  |  | 3264 | 12 | 91016 | Combined Cycle |  |  |  | Combined cycle | Y |  |  |  | 41.69 | 9058119.586 | 1298551.74 | 42.0847 | 41.69 |  | 9058119.586 | 1298551.74 | 41.69 |  | 41.69 |  | 41.69 |  | 41.69 |  | 41.69 |  | 41.69 |  | 41.69 |  | 41.69 | 41.69 | Not Coal Steam or O/G Steam | 0.009205 | 0.009205 |  | 83.57%
W S Lee | South Carolina |  |  |  | 3264 | 3 | 2218 | O/G Steam |  |  |  | Tangentially-fired |  |  |  | 170 | [24 empty] | Oil/Gas Steam Under 0.03 lb/mmBtu | 0 | 0
W S Lee | South Carolina |  |  |  | 3264 | 7C | 89636 | Combustion Turbine |  |  |  | Combustion turbine |  |  |  |  | 1.37 | 30979.15 | 3250.14 | 1.1887 | 1.37 |  | 30979.15 | 3250.14 | 1.37 |  | 1.37 |  | 1.37 |  | 1.37 |  | 1.37 |  | 1.37 |  | 1.37 |  | 1.37 | 1.37 | Not Coal Steam or O/G Steam | 0.088447 | 0.088447 |  | 1.196%
W S Lee | South Carolina |  |  |  | 3264 | 8C | 89637 | Combustion Turbine |  |  |  | Combustion turbine |  |  |  |  | 1.796 | 37098.859 | 3258.34 | 0.84167 | 1.796 |  | 37098.859 | 3258.34 | 1.796 |  | 1.796 |  | 1.796 |  | 1.796 |  | 1.796 |  | 1.796 |  | 1.796 |  | 1.796 | 1.796 | Not Coal Steam or O/G Steam | 0.096822 | 0.096822 |  | 0.9428%
Wateree | South Carolina |  |  |  | 3297 | WAT1 | 2232 | Coal Steam |  |  | 2029 | Dry bottom wall-fired boiler | Y |  | Y | 342 | 306.606 | 6292404.238 | 660027.77 | 353.9387 | 306.606 |  | 6292404.238 | 660027.77 | 306.606 |  | 306.606 |  | 306.606 |  | 251.6962 | Optimize SCR | 251.6962 |  | 251.6962 |  | 251.6962 |  | 251.6962 | 251.6962 | Existing SCR | 0.08 | 0.08 |  | 39.75%
Wateree | South Carolina |  |  |  | 3297 | WAT2 | 2233 | Coal Steam |  |  | 2029 | Dry bottom wall-fired boiler | Y |  | Y | 342 |  |  |  | 150.7827 | [20 empty] | Existing SCR | 0 | 0 |  | 11.1%
Williams | South Carolina |  |  |  | 3298 | WIL1 | 2234 | Coal Steam |  |  | 2029 | Tangentially-fired | Y |  |  | 605 | 936.368 | 11878121.562 | 1267961.28 | 1063.4713 | 936.368 |  | 11878121.562 | 1267961.28 | 936.368 |  | 936.368 |  | 936.368 |  | 475.1249 | Optimize SCR | 475.1249 |  | 475.1249 |  | 475.1249 |  | 475.1249 | 475.1249 | Existing SCR | 0.08 | 0.08 |  | 49.2%
Williams | South Carolina |  |  |  | 3298 | WIL4 | 88279 | Combustion Turbine |  |  |  | Combustion turbine | [7 empty] | 0.391 | [20 empty] | Not Coal Steam or O/G Steam | 0 | 0 |  | 0.06418%
Williams | South Carolina |  |  |  | 3298 | WIL5 | 88280 | Combustion Turbine |  |  |  | Combustion turbine |  |  |  |  | 0.479 | 1016.7 | 8.84 | 1.1123 | 0.479 |  | 1016.7 | 8.84 | 0.479 |  | 0.479 |  | 0.479 |  | 0.479 |  | 0.479 |  | 0.479 |  | 0.479 |  | 0.479 | 0.479 | Not Coal Steam or O/G Steam | 0.94226 | 0.94226 |  | 0.1855%
Winyah | South Carolina |  |  |  | 6249 | 1 | 2867 | Coal Steam |  |  | 2030 | Dry bottom wall-fired boiler | Y |  |  | 275 | 232.63 | 5889390.213 | 598190.35 | 157.094 | 232.63 |  | 5889390.213 | 598190.35 | 232.63 |  | 232.63 |  | 232.63 |  | 232.63 |  | 232.63 |  | 232.63 |  | 232.63 |  | 232.63 | 232.63 | Existing SCR | 0.079 | 0.079 |  | 0.35662
Winyah | South Carolina |  |  |  | 6249 | 2 | 2868 | Coal Steam |  |  | 2030 | Dry bottom turbo-fired boiler | Y |  |  | 285 | 125.717 | 3564390.297 | 364763.37 | 139.5143 | 125.717 |  | 3564390.297 | 364763.37 | 125.717 |  | 125.717 |  | 125.717 |  | 125.717 |  | 125.717 |  | 125.717 |  | 125.717 |  | 125.717 | 125.717 | Existing SCR | 0.070541 | 0.070541 |  | 25.45%
Winyah | South Carolina |  |  |  | 6249 | 3 | 2869 | Coal Steam |  |  | 2030 | Dry bottom turbo-fired boiler | Y |  |  | 285 | 207.555 | 5494484.202 | 489514.34 | 110.506 | 207.555 |  | 5494484.202 | 489514.34 | 207.555 |  | 207.555 |  | 207.555 |  | 207.555 |  | 207.555 |  | 207.555 |  | 207.555 |  | 207.555 | 207.555 | Existing SCR | 0.07555 | 0.07555 |  | 20.37%
Winyah | South Carolina |  |  |  | 6249 | 4 | 2870 | Coal Steam |  |  | 2024 | Dry bottom turbo-fired boiler | Y |  |  | 285 |  |  |  | 13.379 | 0 | Y | 0 | 0 | 0 |  | 0 |  | 0 |  | 0 |  | 0 |  | 0 |  | 0 |  | 0 | 0 | Retired | 0 | 0 |  | 2.33%
Aberdeen Generating Station | South Dakota |  |  |  | 3338 | 2A | 90796 | Combustion Turbine |  |  |  | Combustion turbine |  |  |  |  | 15.482 | 146228.9 | 12387.14 | 11.3137 | 15.482 |  | 146228.9 | 12387.14 | 15.482 |  | 15.482 |  | 15.482 |  | 15.482 |  | 15.482 |  | 15.482 |  | 15.482 |  | 15.482 | 15.482 | Not Coal Steam or O/G Steam | 0.21175 | 0.21175 |  | 12.35%
Aberdeen Generating Station | South Dakota |  |  |  | 3338 | 2B | 90797 | Combustion Turbine |  |  |  | Combustion turbine |  |  |  |  | 16.639 | 143767.9 | 12096.2 | 37.238 | 16.639 |  | 143767.9 | 12096.2 | 16.639 |  | 16.639 |  | 16.639 |  | 16.639 |  | 16.639 |  | 16.639 |  | 16.639 |  | 16.639 | 16.639 | Not Coal Steam or O/G Steam | 0.23147 | 0.23147 |  | 12.4%
Angus Anson | South Dakota |  |  |  | 7237 | 2 | 3041 | Combustion Turbine |  |  | 2026 | Combustion turbine |  |  |  |  | 5.167 | 145086.656 | 10147.51 | 3.6563 | 5.167 |  | 145086.656 | 10147.51 | 5.167 |  | 5.167 |  | 5.167 |  | 5.167 |  | 5.167 |  | 5.167 |  | 5.167 |  | 5.167 | 5.167 | Not Coal Steam or O/G Steam | 0.071226 | 0.071226 |  | 1.692%
Angus Anson | South Dakota |  |  |  | 7237 | 3 | 3042 | Combustion Turbine |  |  | 2026 | Combustion turbine |  |  |  |  | 6.62 | 173922.339 | 12221.68 | 5.2867 | 6.62 |  | 173922.339 | 12221.68 | 6.62 |  | 6.62 |  | 6.62 |  | 6.62 |  | 6.62 |  | 6.62 |  | 6.62 |  | 6.62 | 6.62 | Not Coal Steam or O/G Steam | 0.076126 | 0.076126 |  | 2.3%
Angus Anson | South Dakota |  |  |  | 7237 | 4 | 89387 | Combustion Turbine |  |  |  | Combustion turbine |  |  |  |  | 18.348 | 1116455.175 | 94922.7 | 16.4097 | 18.348 |  | 1116455.175 | 94922.7 | 18.348 |  | 18.348 |  | 18.348 |  | 18.348 |  | 18.348 |  | 18.348 |  | 18.348 |  | 18.348 | 18.348 | Not Coal Steam or O/G Steam | 0.032868 | 0.032868 |  | 14.23%
Big Stone | South Dakota |  |  |  | 6098 | 1 | 2776 | Coal Steam |  |  |  | Cyclone boiler | Y |  |  | 474 | 390.953 | 10510095.512 | 935846.14 | 370.722 | 390.953 |  | 10510095.512 | 935846.14 | 390.953 |  | 390.953 |  | 390.953 |  | 390.953 |  | 390.953 |  | 390.953 |  | 390.953 |  | 390.953 | 390.953 | Existing SCR | 0.074396 | 0.074396 |  | 46.02%
Deer Creek Station | South Dakota |  |  |  | 56610 | 01 | 90691 | Combined Cycle |  |  |  | Combined cycle | Y |  |  |  | 12.797 | 2210850.158 | 275653.38 | 16.1593 | 12.797 |  | 2210850.158 | 275653.38 | 12.797 |  | 12.797 |  | 12.797 |  | 12.797 |  | 12.797 |  | 12.797 |  | 12.797 |  | 12.797 | 12.797 | Not Coal Steam or O/G Steam | 0.011577 | 0.011577 |  | 32.83%
Groton Generating Station | South Dakota |  |  |  | 56238 | CT001 | 89548 | Combustion Turbine |  |  |  | Combustion turbine |  |  |  |  | 25.939 | 511452.149 | 50116.04 | 15.0957 | 25.939 |  | 511452.149 | 50116.04 | 25.939 |  | 25.939 |  | 25.939 |  | 25.939 |  | 25.939 |  | 25.939 |  | 25.939 |  | 25.939 | 25.939 | Not Coal Steam or O/G Steam | 0.10143 | 0.10143 |  | 10.36%
Groton Generating Station | South Dakota |  |  |  | 56238 | CT002 | 89754 | Combustion Turbine |  |  |  | Combustion turbine |  |  |  |  | 13.661 | 331096.29 | 37732.43 | 11.771 | 13.661 |  | 331096.29 | 37732.43 | 13.661 |  | 13.661 |  | 13.661 |  | 13.661 |  | 13.661 |  | 13.661 |  | 13.661 |  | 13.661 | 13.661 | Not Coal Steam or O/G Steam | 0.08252 | 0.08252 |  | 9.78%
Huron | South Dakota |  |  |  | 3344 | **2A | 2244 | Combustion Turbine |  |  | 2023 | Combustion turbine | [8 empty] | 0 | Y | 0 | 0 | 0 |  | 0 |  | 0 |  | 0 |  | 0 |  | 0 |  | 0 |  | 0 | 0 | Not Coal Steam or O/G Steam | 0 | 0
Huron | South Dakota |  |  |  | 3344 | **2B | 2245 | Combustion Turbine |  |  |  | Combustion turbine | [28 empty] | Not Coal Steam or O/G Steam | 0 | 0
Lange | South Dakota |  |  |  | 55478 | CT1 | 4850 | Combustion Turbine |  |  |  | Combustion turbine |  |  |  |  | 10.17 | 298303.012 | 30402.67 | 7.3863 | 10.17 |  | 298303.012 | 30402.67 | 10.17 |  | 10.17 |  | 10.17 |  | 10.17 |  | 10.17 |  | 10.17 |  | 10.17 |  | 10.17 | 10.17 | Not Coal Steam or O/G Steam | 0.068186 | 0.068186 |  | 14.66%
Allen | Tennessee |  |  |  | 3393 | ACC1 | 91027 | Combined Cycle |  |  |  | Combined cycle | Y |  |  |  | 27.412 | 5881840.179 | 934206.66 | 28.0073 | 27.412 |  | 5881840.179 | 934206.66 | 27.412 |  | 27.412 |  | 27.412 |  | 27.412 |  | 27.412 |  | 27.412 |  | 27.412 |  | 27.412 | 27.412 | Not Coal Steam or O/G Steam | 0.0093209 | 0.0093209 |  | 38.77%
Allen | Tennessee |  |  |  | 3393 | ACC2 | 91028 | Combined Cycle |  |  |  | Combined cycle | Y |  |  |  | 32.24 | 7163827.468 | 1140854.48 | 42.1227 | 32.24 |  | 7163827.468 | 1140854.48 | 32.24 |  | 32.24 |  | 32.24 |  | 32.24 |  | 32.24 |  | 32.24 |  | 32.24 |  | 32.24 | 32.24 | Not Coal Steam or O/G Steam | 0.0090008 | 0.0090008 |  | 61.04%
Allen | Tennessee |  |  |  | 3393 | ACT17 | 88158 | Combustion Turbine |  |  |  | Combustion turbine | [7 empty] | 0.046667 | [20 empty] | Not Coal Steam or O/G Steam | 0 | 0 |  | 0.00651%
Allen | Tennessee |  |  |  | 3393 | ACT18 | 88159 | Combustion Turbine |  |  |  | Combustion turbine | [7 empty] | 0.41233 | [20 empty] | Not Coal Steam or O/G Steam | 0 | 0 |  | 0.06708%
Allen | Tennessee |  |  |  | 3393 | ACT19 | 88160 | Combustion Turbine |  |  |  | Combustion turbine |  |  |  |  | 0.279 | 1084 | 63 | 0.16967 | 0.279 |  | 1084 | 63 | 0.279 |  | 0.279 |  | 0.279 |  | 0.279 |  | 0.279 |  | 0.279 |  | 0.279 |  | 0.279 | 0.279 | Not Coal Steam or O/G Steam | 0.51476 | 0.51476 |  | 0.0236%
Allen | Tennessee |  |  |  | 3393 | ACT20 | 88161 | Combustion Turbine |  |  |  | Combustion turbine |  |  |  |  | 0.125 | 486 | 55 | 0.064333 | 0.125 |  | 486 | 55 | 0.125 |  | 0.125 |  | 0.125 |  | 0.125 |  | 0.125 |  | 0.125 |  | 0.125 |  | 0.125 | 0.125 | Not Coal Steam or O/G Steam | 0.5144 | 0.5144 |  | 0.008946%
Brownsville Combustion Turbine Plant | Tennessee |  |  |  | 55081 | AA-001 | 1456 | Combustion Turbine |  |  |  | Combustion turbine |  |  |  |  | 16.717 | 671241.443 | 56246.25 | 19.6173 | 16.717 |  | 671241.443 | 56246.25 | 16.717 |  | 16.717 |  | 16.717 |  | 16.717 |  | 16.717 |  | 16.717 |  | 16.717 |  | 16.717 | 16.717 | Not Coal Steam or O/G Steam | 0.049809 | 0.049809 |  | 14.13%
Brownsville Combustion Turbine Plant | Tennessee |  |  |  | 55081 | AA-002 | 1457 | Combustion Turbine |  |  |  | Combustion turbine |  |  |  |  | 16.359 | 611933.965 | 55621.15 | 19.374 | 16.359 |  | 611933.965 | 55621.15 | 16.359 |  | 16.359 |  | 16.359 |  | 16.359 |  | 16.359 |  | 16.359 |  | 16.359 |  | 16.359 | 16.359 | Not Coal Steam or O/G Steam | 0.053467 | 0.053467 |  | 13.65%
Brownsville Combustion Turbine Plant | Tennessee |  |  |  | 55081 | AA-003 | 1458 | Combustion Turbine |  |  |  | Combustion turbine |  |  |  |  | 22.195 | 503033.88 | 40552.32 | 26.8373 | 22.195 |  | 503033.88 | 40552.32 | 22.195 |  | 22.195 |  | 22.195 |  | 22.195 |  | 22.195 |  | 22.195 |  | 22.195 |  | 22.195 | 22.195 | Not Coal Steam or O/G Steam | 0.088245 | 0.088245 |  | 9.79%
Brownsville Combustion Turbine Plant | Tennessee |  |  |  | 55081 | AA-004 | 1459 | Combustion Turbine |  |  |  | Combustion turbine |  |  |  |  | 21.159 | 482264.796 | 38183.16 | 28.0537 | 21.159 |  | 482264.796 | 38183.16 | 21.159 |  | 21.159 |  | 21.159 |  | 21.159 |  | 21.159 |  | 21.159 |  | 21.159 |  | 21.159 | 21.159 | Not Coal Steam or O/G Steam | 0.087748 | 0.087748 |  | 10.55%
Bull Run | Tennessee |  |  |  | 3396 | 1 | 2251 | Coal Steam | 12 | 2023 | 2024 | Tangentially-fired | Y |  |  | 870 | 254.566 | 5629927.507 | 555463.81 | 360.5397 | 0 | Y | 0 | 0 | 0 |  | 0 |  | 0 |  | 0 |  | 0 |  | 0 |  | 0 |  | 0 | 0 | Retired | 0 | 0 |  | 15.67%
Cumberland | Tennessee |  |  |  | 3399 | 1 | 2252 | Coal Steam | 12 | 2028 | 2029 | Cell burner boiler | Y |  |  | 1239 | 1013.226 | 23303228.962 | 2213590.57 | 1067.5393 | 1013.226 |  | 23303228.962 | 2213590.57 | 1013.226 |  | 1013.226 |  | 1013.226 |  | 932.1292 | Optimize SCR | 932.1292 |  | 932.1292 |  | 932.1292 |  | 932.1292 | 932.1292 | Existing SCR | 0.08 | 0.08 |  | 46.78%
Cumberland | Tennessee |  |  |  | 3399 | 2 | 2253 | Coal Steam | 12 | 2026 | 2027 | Cell burner boiler | Y |  |  | 1231 | 1068.657 | 29734532.825 | 2878042.58 | 1147.5573 | 1068.657 |  | 29734532.825 | 2878042.58 | 1068.657 |  | 1068.657 |  | 1068.657 |  | 1068.657 |  | 1068.657 |  | 1068.657 |  | 1068.657 |  | 1068.657 | 1068.657 | Existing SCR | 0.07188 | 0.07188 |  | 50.43%
Gallatin | Tennessee |  |  |  | 3403 | 1 | 2254 | Coal Steam |  |  |  | Tangentially-fired | Y |  |  | 225 | 191.965 | 5609736.693 | 577811.89 | 162.401 | 191.965 |  | 5609736.693 | 577811.89 | 191.965 |  | 191.965 |  | 191.965 |  | 191.965 |  | 191.965 |  | 191.965 |  | 191.965 |  | 191.965 | 191.965 | Existing SCR | 0.06844 | 0.06844 |  | 30.84%
Gallatin | Tennessee |  |  |  | 3403 | 2 | 2255 | Coal Steam |  |  |  | Tangentially-fired | Y |  |  | 225 | 160.633 | 6322330.643 | 640380 | 149.639 | 160.633 |  | 6322330.643 | 640380 | 160.633 |  | 160.633 |  | 160.633 |  | 160.633 |  | 160.633 |  | 160.633 |  | 160.633 |  | 160.633 | 160.633 | Existing SCR | 0.050814 | 0.050814 |  | 37.04%
Gallatin | Tennessee |  |  |  | 3403 | 3 | 2256 | Coal Steam |  |  |  | Tangentially-fired | Y |  |  | 263 | 155.719 | 6842180.218 | 691897.22 | 154.6977 | 155.719 |  | 6842180.218 | 691897.22 | 155.719 |  | 155.719 |  | 155.719 |  | 155.719 |  | 155.719 |  | 155.719 |  | 155.719 |  | 155.719 | 155.719 | Existing SCR | 0.045517 | 0.045517 |  | 36.08%
Gallatin | Tennessee |  |  |  | 3403 | 4 | 2257 | Coal Steam |  |  |  | Tangentially-fired | Y |  |  | 263 | 150.691 | 6594085.276 | 669207.48 | 104.68 | 150.691 |  | 6594085.276 | 669207.48 | 150.691 |  | 150.691 |  | 150.691 |  | 150.691 |  | 150.691 |  | 150.691 |  | 150.691 |  | 150.691 | 150.691 | Existing SCR | 0.045705 | 0.045705 |  | 24.89%
Gallatin | Tennessee |  |  |  | 3403 | GCT1 | 88162 | Combustion Turbine |  |  |  | Combustion turbine |  |  |  |  | 0.114 | 587 | 32 | 0.038 | 0.114 |  | 587 | 32 | 0.114 |  | 0.114 |  | 0.114 |  | 0.114 |  | 0.114 |  | 0.114 |  | 0.114 |  | 0.114 | 0.114 | Not Coal Steam or O/G Steam | 0.38842 | 0.38842 |  | 0.004687%
Gallatin | Tennessee |  |  |  | 3403 | GCT2 | 88163 | Combustion Turbine |  |  |  | Combustion turbine | [7 empty] | 5.858 | [20 empty] | Not Coal Steam or O/G Steam | 0 | 0 |  | 0.7214%
Gallatin | Tennessee |  |  |  | 3403 | GCT3 | 88164 | Combustion Turbine |  |  |  | Combustion turbine |  |  |  |  | 7.228 | 27994.4 | 2641 | 7.8443 | 7.228 |  | 27994.4 | 2641 | 7.228 |  | 7.228 |  | 7.228 |  | 7.228 |  | 7.228 |  | 7.228 |  | 7.228 |  | 7.228 | 7.228 | Not Coal Steam or O/G Steam | 0.51639 | 0.51639 |  | 0.6545%
Gallatin | Tennessee |  |  |  | 3403 | GCT4 | 88165 | Combustion Turbine |  |  |  | Combustion turbine |  |  |  |  | 7.217 | 37103.8 | 2611 | 6.7693 | 7.217 |  | 37103.8 | 2611 | 7.217 |  | 7.217 |  | 7.217 |  | 7.217 |  | 7.217 |  | 7.217 |  | 7.217 |  | 7.217 | 7.217 | Not Coal Steam or O/G Steam | 0.38902 | 0.38902 |  | 0.8336%
Gallatin | Tennessee |  |  |  | 3403 | GCT5 | 2258 | Combustion Turbine |  |  |  | Combustion turbine |  |  |  |  | 1.383 | 94417.297 | 7637.76 | 2.5047 | 1.383 |  | 94417.297 | 7637.76 | 1.383 |  | 1.383 |  | 1.383 |  | 1.383 |  | 1.383 |  | 1.383 |  | 1.383 |  | 1.383 | 1.383 | Not Coal Steam or O/G Steam | 0.029295 | 0.029295 |  | 4.156%
Gallatin | Tennessee |  |  |  | 3403 | GCT6 | 2259 | Combustion Turbine |  |  |  | Combustion turbine |  |  |  |  | 1.646 | 80533.179 | 6300.02 | 2.8377 | 1.646 |  | 80533.179 | 6300.02 | 1.646 |  | 1.646 |  | 1.646 |  | 1.646 |  | 1.646 |  | 1.646 |  | 1.646 |  | 1.646 | 1.646 | Not Coal Steam or O/G Steam | 0.040878 | 0.040878 |  | 4.424%
Gallatin | Tennessee |  |  |  | 3403 | GCT7 | 2260 | Combustion Turbine |  |  |  | Combustion turbine |  |  |  |  | 1.165 | 86715.518 | 6996.03 | 2.8497 | 1.165 |  | 86715.518 | 6996.03 | 1.165 |  | 1.165 |  | 1.165 |  | 1.165 |  | 1.165 |  | 1.165 |  | 1.165 |  | 1.165 | 1.165 | Not Coal Steam or O/G Steam | 0.026869 | 0.026869 |  | 4.08%
Gallatin | Tennessee |  |  |  | 3403 | GCT8 | 2261 | Combustion Turbine |  |  |  | Combustion turbine |  |  |  |  | 1.509 | 87873.035 | 7081.11 | 2.5387 | 1.509 |  | 87873.035 | 7081.11 | 1.509 |  | 1.509 |  | 1.509 |  | 1.509 |  | 1.509 |  | 1.509 |  | 1.509 |  | 1.509 | 1.509 | Not Coal Steam or O/G Steam | 0.034345 | 0.034345 |  | 3.898%
Gleason Combustion Turbine Plant | Tennessee |  |  |  | 55251 | CTG-1 | 4335 | Combustion Turbine |  |  |  | Combustion turbine |  |  |  |  | 40.77 | 1266448.309 | 114597.26 | 44.1623 | 40.77 |  | 1266448.309 | 114597.26 | 40.77 |  | 40.77 |  | 40.77 |  | 40.77 |  | 40.77 |  | 40.77 |  | 40.77 |  | 40.77 | 40.77 | Not Coal Steam or O/G Steam | 0.064385 | 0.064385 |  | 0.16752
Gleason Combustion Turbine Plant | Tennessee |  |  |  | 55251 | CTG-2 | 4336 | Combustion Turbine |  |  |  | Combustion turbine |  |  |  |  | 42.069 | 1169823.658 | 107115.04 | 38.5953 | 42.069 |  | 1169823.658 | 107115.04 | 42.069 |  | 42.069 |  | 42.069 |  | 42.069 |  | 42.069 |  | 42.069 |  | 42.069 |  | 42.069 | 42.069 | Not Coal Steam or O/G Steam | 0.071924 | 0.071924 |  | 15.38%
Gleason Combustion Turbine Plant | Tennessee |  |  |  | 55251 | CTG-3 | 4337 | Combustion Turbine |  |  |  | Combustion turbine |  |  |  |  | 35.581 | 1100521.772 | 99079.47 | 31.675 | 35.581 |  | 1100521.772 | 99079.47 | 35.581 |  | 35.581 |  | 35.581 |  | 35.581 |  | 35.581 |  | 35.581 |  | 35.581 |  | 35.581 | 35.581 | Not Coal Steam or O/G Steam | 0.064662 | 0.064662 |  | 0.12625
John Sevier | Tennessee |  |  |  | 3405 | JCC1 | 90657 | Combined Cycle |  |  |  | Combined cycle | Y |  |  |  | 30.815 | 5793094.735 | 815189.04 | 25.6053 | 30.815 |  | 5793094.735 | 815189.04 | 30.815 |  | 30.815 |  | 30.815 |  | 30.815 |  | 30.815 |  | 30.815 |  | 30.815 |  | 30.815 | 30.815 | Not Coal Steam or O/G Steam | 0.010639 | 0.010639 |  | 0.66385
John Sevier | Tennessee |  |  |  | 3405 | JCC2 | 90658 | Combined Cycle |  |  |  | Combined cycle | Y |  |  |  | 27.037 | 5194742.149 | 724450.61 | 23.7637 | 27.037 |  | 5194742.149 | 724450.61 | 27.037 |  | 27.037 |  | 27.037 |  | 27.037 |  | 27.037 |  | 27.037 |  | 27.037 |  | 27.037 | 27.037 | Not Coal Steam or O/G Steam | 0.010409 | 0.010409 |  | 0.6523
John Sevier | Tennessee |  |  |  | 3405 | JCC3 | 90659 | Combined Cycle |  |  |  | Combined cycle | Y |  |  |  | 31.618 | 5835072.259 | 813146.13 | 25.374 | 31.618 |  | 5835072.259 | 813146.13 | 31.618 |  | 31.618 |  | 31.618 |  | 31.618 |  | 31.618 |  | 31.618 |  | 31.618 |  | 31.618 | 31.618 | Not Coal Steam or O/G Steam | 0.010837 | 0.010837 |  | 0.65933
Johnsonville | Tennessee |  |  |  | 3406 | JCT1 | 88166 | Combustion Turbine |  |  |  | Combustion turbine |  |  |  |  | 6.668 | 40347.3 | 3305 | 4.6333 | 6.668 |  | 40347.3 | 3305 | 6.668 |  | 6.668 |  | 6.668 |  | 6.668 |  | 6.668 |  | 6.668 |  | 6.668 |  | 6.668 | 6.668 | Not Coal Steam or O/G Steam | 0.33053 | 0.33053 |  | 0.0085237
Johnsonville | Tennessee |  |  |  | 3406 | JCT10 | 88167 | Combustion Turbine |  |  |  | Combustion turbine |  |  |  |  | 4.285 | 23953.8 | 2800 | 2.354 | 4.285 |  | 23953.8 | 2800 | 4.285 |  | 4.285 |  | 4.285 |  | 4.285 |  | 4.285 |  | 4.285 |  | 4.285 |  | 4.285 | 4.285 | Not Coal Steam or O/G Steam | 0.35777 | 0.35777 |  | 0.004017
Johnsonville | Tennessee |  |  |  | 3406 | JCT11 | 88168 | Combustion Turbine |  |  |  | Combustion turbine |  |  |  |  | 2.262 | 13789.4 | 896 | 1.3973 | 2.262 |  | 13789.4 | 896 | 2.262 |  | 2.262 |  | 2.262 |  | 2.262 |  | 2.262 |  | 2.262 |  | 2.262 |  | 2.262 | 2.262 | Not Coal Steam or O/G Steam | 0.32808 | 0.32808 |  | 0.2842%
Johnsonville | Tennessee |  |  |  | 3406 | JCT12 | 88169 | Combustion Turbine |  |  |  | Combustion turbine |  |  |  |  | 5.743 | 34070.1 | 2681 | 3.771 | 5.743 |  | 34070.1 | 2681 | 5.743 |  | 5.743 |  | 5.743 |  | 5.743 |  | 5.743 |  | 5.743 |  | 5.743 |  | 5.743 | 5.743 | Not Coal Steam or O/G Steam | 0.33713 | 0.33713 |  | 0.7552%
Johnsonville | Tennessee |  |  |  | 3406 | JCT13 | 88170 | Combustion Turbine |  |  |  | Combustion turbine |  |  |  |  | 2.646 | 15824.5 | 1331 | 1.9087 | 2.646 |  | 15824.5 | 1331 | 2.646 |  | 2.646 |  | 2.646 |  | 2.646 |  | 2.646 |  | 2.646 |  | 2.646 |  | 2.646 | 2.646 | Not Coal Steam or O/G Steam | 0.33442 | 0.33442 |  | 0.3911%
Johnsonville | Tennessee |  |  |  | 3406 | JCT14 | 88171 | Combustion Turbine |  |  |  | Combustion turbine |  |  |  |  | 5.347 | 31297.6 | 2718 | 3.253 | 5.347 |  | 31297.6 | 2718 | 5.347 |  | 5.347 |  | 5.347 |  | 5.347 |  | 5.347 |  | 5.347 |  | 5.347 |  | 5.347 | 5.347 | Not Coal Steam or O/G Steam | 0.34169 | 0.34169 |  | 0.6423%
Johnsonville | Tennessee |  |  |  | 3406 | JCT15 | 88172 | Combustion Turbine |  |  |  | Combustion turbine |  |  |  |  | 3.752 | 22879.7 | 1937 | 2.665 | 3.752 |  | 22879.7 | 1937 | 3.752 |  | 3.752 |  | 3.752 |  | 3.752 |  | 3.752 |  | 3.752 |  | 3.752 |  | 3.752 | 3.752 | Not Coal Steam or O/G Steam | 0.32798 | 0.32798 |  | 0.5364%
Johnsonville | Tennessee |  |  |  | 3406 | JCT16 | 88173 | Combustion Turbine |  |  |  | Combustion turbine |  |  |  |  | 4.63 | 28233.2 | 2385 | 2.8723 | 4.63 |  | 28233.2 | 2385 | 4.63 |  | 4.63 |  | 4.63 |  | 4.63 |  | 4.63 |  | 4.63 |  | 4.63 |  | 4.63 | 4.63 | Not Coal Steam or O/G Steam | 0.32798 | 0.32798 |  | 0.576%
Johnsonville | Tennessee |  |  |  | 3406 | JCT17 | 2276 | Combustion Turbine |  |  |  | Combustion turbine |  |  |  |  | 5.492 | 341096.149 | 28845.29 | 4.7083 | 5.492 |  | 341096.149 | 28845.29 | 5.492 |  | 5.492 |  | 5.492 |  | 5.492 |  | 5.492 |  | 5.492 |  | 5.492 |  | 5.492 | 5.492 | Not Coal Steam or O/G Steam | 0.032202 | 0.032202 |  | 7.036%
Johnsonville | Tennessee |  |  |  | 3406 | JCT18 | 2277 | Combustion Turbine |  |  |  | Combustion turbine |  |  |  |  | 4.219 | 338632.363 | 28010.52 | 3.617 | 4.219 |  | 338632.363 | 28010.52 | 4.219 |  | 4.219 |  | 4.219 |  | 4.219 |  | 4.219 |  | 4.219 |  | 4.219 |  | 4.219 | 4.219 | Not Coal Steam or O/G Steam | 0.024918 | 0.024918 |  | 0.071318
Johnsonville | Tennessee |  |  |  | 3406 | JCT19 | 2278 | Combustion Turbine |  |  |  | Combustion turbine |  |  |  |  | 5.065 | 346316.262 | 28821.97 | 4.9063 | 5.065 |  | 346316.262 | 28821.97 | 5.065 |  | 5.065 |  | 5.065 |  | 5.065 |  | 5.065 |  | 5.065 |  | 5.065 |  | 5.065 | 5.065 | Not Coal Steam or O/G Steam | 0.029251 | 0.029251 |  | 7.191%
Johnsonville | Tennessee |  |  |  | 3406 | JCT2 | 88174 | Combustion Turbine |  |  |  | Combustion turbine |  |  |  |  | 4.298 | 25833.7 | 2178 | 3.5727 | 4.298 |  | 25833.7 | 2178 | 4.298 |  | 4.298 |  | 4.298 |  | 4.298 |  | 4.298 |  | 4.298 |  | 4.298 |  | 4.298 | 4.298 | Not Coal Steam or O/G Steam | 0.33274 | 0.33274 |  | 0.0072461
Johnsonville | Tennessee |  |  |  | 3406 | JCT20 | 2279 | Combustion Turbine |  |  |  | Combustion turbine | Y |  |  |  | 8.099 | 2882933.156 | 399642.54 | 7.22 | 8.099 |  | 2882933.156 | 399642.54 | 8.099 |  | 8.099 |  | 8.099 |  | 8.099 |  | 8.099 |  | 8.099 |  | 8.099 |  | 8.099 | 8.099 | Not Coal Steam or O/G Steam | 0.0056186 | 0.0056186 |  | 0.41757
Johnsonville | Tennessee |  |  |  | 3406 | JCT3 | 88175 | Combustion Turbine |  |  |  | Combustion turbine |  |  |  |  | 4.857 | 29331.5 | 2387 | 3.6947 | 4.857 |  | 29331.5 | 2387 | 4.857 |  | 4.857 |  | 4.857 |  | 4.857 |  | 4.857 |  | 4.857 |  | 4.857 |  | 4.857 | 4.857 | Not Coal Steam or O/G Steam | 0.33118 | 0.33118 |  | 0.007497
Johnsonville | Tennessee |  |  |  | 3406 | JCT4 | 88176 | Combustion Turbine |  |  |  | Combustion turbine |  |  |  |  | 6.454 | 38474.3 | 3281 | 3.874 | 6.454 |  | 38474.3 | 3281 | 6.454 |  | 6.454 |  | 6.454 |  | 6.454 |  | 6.454 |  | 6.454 |  | 6.454 |  | 6.454 | 6.454 | Not Coal Steam or O/G Steam | 0.3355 | 0.3355 |  | 0.776%
Johnsonville | Tennessee |  |  |  | 3406 | JCT5 | 88177 | Combustion Turbine |  |  |  | Combustion turbine |  |  |  |  | 5.137 | 30807.6 | 2547 | 2.663 | 5.137 |  | 30807.6 | 2547 | 5.137 |  | 5.137 |  | 5.137 |  | 5.137 |  | 5.137 |  | 5.137 |  | 5.137 |  | 5.137 | 5.137 | Not Coal Steam or O/G Steam | 0.33349 | 0.33349 |  | 0.0053945
Johnsonville | Tennessee |  |  |  | 3406 | JCT6 | 88178 | Combustion Turbine |  |  |  | Combustion turbine |  |  |  |  | 4.111 | 22758.2 | 3039 | 2.3057 | 4.111 |  | 22758.2 | 3039 | 4.111 |  | 4.111 |  | 4.111 |  | 4.111 |  | 4.111 |  | 4.111 |  | 4.111 |  | 4.111 | 4.111 | Not Coal Steam or O/G Steam | 0.36128 | 0.36128 |  | 0.4454%
Johnsonville | Tennessee |  |  |  | 3406 | JCT7 | 88179 | Combustion Turbine |  |  |  | Combustion turbine |  |  |  |  | 6.434 | 37539.8 | 3321 | 3.7347 | 6.434 |  | 37539.8 | 3321 | 6.434 |  | 6.434 |  | 6.434 |  | 6.434 |  | 6.434 |  | 6.434 |  | 6.434 |  | 6.434 | 6.434 | Not Coal Steam or O/G Steam | 0.34278 | 0.34278 |  | 0.7261%
Johnsonville | Tennessee |  |  |  | 3406 | JCT8 | 88180 | Combustion Turbine |  |  |  | Combustion turbine |  |  |  |  | 5.126 | 29632.6 | 2595 | 3.1767 | 5.126 |  | 29632.6 | 2595 | 5.126 |  | 5.126 |  | 5.126 |  | 5.126 |  | 5.126 |  | 5.126 |  | 5.126 |  | 5.126 | 5.126 | Not Coal Steam or O/G Steam | 0.34597 | 0.34597 |  | 0.6247%
Johnsonville | Tennessee |  |  |  | 3406 | JCT9 | 88181 | Combustion Turbine |  |  |  | Combustion turbine |  |  |  |  | 6.196 | 35803 | 3018 | 3.1693 | 6.196 |  | 35803 | 3018 | 6.196 |  | 6.196 |  | 6.196 |  | 6.196 |  | 6.196 |  | 6.196 |  | 6.196 |  | 6.196 | 6.196 | Not Coal Steam or O/G Steam | 0.34612 | 0.34612 |  | 0.6298%
Kingston | Tennessee |  |  |  | 3407 | 1 | 2280 | Coal Steam | 12 | 2027 | 2028 | Tangentially-fired | Y |  | Y | 132 | 72.736 | 2150517.238 | 201421.66 | 46.9883 | 72.736 |  | 2150517.238 | 201421.66 | 72.736 |  | 72.736 |  | 72.736 |  | 72.736 |  | 72.736 |  | 72.736 |  | 72.736 |  | 72.736 | 72.736 | Existing SCR | 0.067645 | 0.067645 |  | 18.78%
Kingston | Tennessee |  |  |  | 3407 | 2 | 2281 | Coal Steam | 12 | 2027 | 2028 | Tangentially-fired | Y |  | Y | 132 | 94.57 | 2682869.865 | 252401.6 | 81.7123 | 94.57 |  | 2682869.865 | 252401.6 | 94.57 |  | 94.57 |  | 94.57 |  | 94.57 |  | 94.57 |  | 94.57 |  | 94.57 |  | 94.57 | 94.57 | Existing SCR | 0.070499 | 0.070499 |  | 30.74%
Kingston | Tennessee |  |  |  | 3407 | 3 | 2282 | Coal Steam | 12 | 2027 | 2028 | Tangentially-fired | Y |  | Y | 132 | 79.007 | 2183968.147 | 206992.4 | 71.0687 | 79.007 |  | 2183968.147 | 206992.4 | 79.007 |  | 79.007 |  | 79.007 |  | 79.007 |  | 79.007 |  | 79.007 |  | 79.007 |  | 79.007 | 79.007 | Existing SCR | 0.072352 | 0.072352 |  | 25.18%
Kingston | Tennessee |  |  |  | 3407 | 4 | 2283 | Coal Steam | 12 | 2027 | 2028 | Tangentially-fired | Y |  | Y | 132 | 67.624 | 1859537.41 | 175650.75 | 53.485 | 67.624 |  | 1859537.41 | 175650.75 | 67.624 |  | 67.624 |  | 67.624 |  | 67.624 |  | 67.624 |  | 67.624 |  | 67.624 |  | 67.624 | 67.624 | Existing SCR | 0.072732 | 0.072732 |  | 21.02%
Kingston | Tennessee |  |  |  | 3407 | 5 | 2284 | Coal Steam | 12 | 2027 | 2028 | Tangentially-fired | Y |  | Y | 174 | 131.071 | 3728097.599 | 353334.84 | 76.995 | 131.071 |  | 3728097.599 | 353334.84 | 131.071 |  | 131.071 |  | 131.071 |  | 131.071 |  | 131.071 |  | 131.071 |  | 131.071 |  | 131.071 | 131.071 | Existing SCR | 0.070315 | 0.070315 |  | 21.98%
Kingston | Tennessee |  |  |  | 3407 | 6 | 2285 | Coal Steam | 12 | 2027 | 2028 | Tangentially-fired | Y |  | Y | 174 | 90.671 | 2551916.599 | 240868.35 | 86.6857 | 90.671 |  | 2551916.599 | 240868.35 | 90.671 |  | 90.671 |  | 90.671 |  | 90.671 |  | 90.671 |  | 90.671 |  | 90.671 |  | 90.671 | 90.671 | Existing SCR | 0.071061 | 0.071061 |  | 24.16%
Kingston | Tennessee |  |  |  | 3407 | 7 | 2286 | Coal Steam | 12 | 2026 | 2027 | Tangentially-fired | Y |  | Y | 174 | 86.549 | 2558760.043 | 243528.73 | 77.274 | 86.549 |  | 2558760.043 | 243528.73 | 86.549 |  | 86.549 |  | 86.549 |  | 86.549 |  | 86.549 |  | 86.549 |  | 86.549 |  | 86.549 | 86.549 | Existing SCR | 0.067649 | 0.067649 |  | 18.07%
Kingston | Tennessee |  |  |  | 3407 | 8 | 2287 | Coal Steam | 12 | 2026 | 2027 | Tangentially-fired | Y |  | Y | 174 | 81.782 | 2384281.897 | 221377.37 | 63.8427 | 81.782 |  | 2384281.897 | 221377.37 | 81.782 |  | 81.782 |  | 81.782 |  | 81.782 |  | 81.782 |  | 81.782 |  | 81.782 |  | 81.782 | 81.782 | Existing SCR | 0.068601 | 0.068601 |  | 0.18343
Kingston | Tennessee |  |  |  | 3407 | 9 | 2288 | Coal Steam | 12 | 2026 | 2027 | Tangentially-fired | Y |  | Y | 174 | 80.276 | 2329610.391 | 220635.82 | 83.644 | 80.276 |  | 2329610.391 | 220635.82 | 80.276 |  | 80.276 |  | 80.276 |  | 80.276 |  | 80.276 |  | 80.276 |  | 80.276 |  | 80.276 | 80.276 | Existing SCR | 0.068918 | 0.068918 |  | 23.87%
Lagoon Creek | Tennessee |  |  |  | 7845 | LCC1 | 90421 | Combined Cycle |  |  |  | Combined cycle | Y |  |  |  | 23.673 | 4663770.958 | 714653.75 | 25.9047 | 23.673 |  | 4663770.958 | 714653.75 | 23.673 |  | 23.673 |  | 23.673 |  | 23.673 |  | 23.673 |  | 23.673 |  | 23.673 |  | 23.673 | 23.673 | Not Coal Steam or O/G Steam | 0.010152 | 0.010152 |  | 59.08%
Lagoon Creek | Tennessee |  |  |  | 7845 | LCC2 | 90422 | Combined Cycle |  |  |  | Combined cycle | Y |  |  |  | 23.241 | 4568043.291 | 713355.47 | 24.012 | 23.241 |  | 4568043.291 | 713355.47 | 23.241 |  | 23.241 |  | 23.241 |  | 23.241 |  | 23.241 |  | 23.241 |  | 23.241 |  | 23.241 | 23.241 | Not Coal Steam or O/G Steam | 0.010175 | 0.010175 |  | 59.16%
Lagoon Creek | Tennessee |  |  |  | 7845 | LCT1 | 3298 | Combustion Turbine |  |  |  | Combustion turbine |  |  |  |  | 2.639 | 174371.775 | 13834.11 | 2.759 | 2.639 |  | 174371.775 | 13834.11 | 2.639 |  | 2.639 |  | 2.639 |  | 2.639 |  | 2.639 |  | 2.639 |  | 2.639 |  | 2.639 | 2.639 | Not Coal Steam or O/G Steam | 0.030269 | 0.030269 |  | 4.525%
Lagoon Creek | Tennessee |  |  |  | 7845 | LCT10 | 3299 | Combustion Turbine |  |  |  | Combustion turbine |  |  |  |  | 2.737 | 166305.408 | 13669.4 | 3.4057 | 2.737 |  | 166305.408 | 13669.4 | 2.737 |  | 2.737 |  | 2.737 |  | 2.737 |  | 2.737 |  | 2.737 |  | 2.737 |  | 2.737 | 2.737 | Not Coal Steam or O/G Steam | 0.032915 | 0.032915 |  | 5.146%
Lagoon Creek | Tennessee |  |  |  | 7845 | LCT11 | 3300 | Combustion Turbine |  |  |  | Combustion turbine |  |  |  |  | 2.517 | 155651.438 | 12768.51 | 3.333 | 2.517 |  | 155651.438 | 12768.51 | 2.517 |  | 2.517 |  | 2.517 |  | 2.517 |  | 2.517 |  | 2.517 |  | 2.517 |  | 2.517 | 2.517 | Not Coal Steam or O/G Steam | 0.032341 | 0.032341 |  | 4.943%
Lagoon Creek | Tennessee |  |  |  | 7845 | LCT12 | 3301 | Combustion Turbine |  |  |  | Combustion turbine |  |  |  |  | 1.359 | 96229.676 | 7916.57 | 2.8563 | 1.359 |  | 96229.676 | 7916.57 | 1.359 |  | 1.359 |  | 1.359 |  | 1.359 |  | 1.359 |  | 1.359 |  | 1.359 |  | 1.359 | 1.359 | Not Coal Steam or O/G Steam | 0.028245 | 0.028245 |  | 4.481%
Lagoon Creek | Tennessee |  |  |  | 7845 | LCT2 | 3302 | Combustion Turbine |  |  |  | Combustion turbine |  |  |  |  | 2.801 | 181769.469 | 15111.38 | 2.5883 | 2.801 |  | 181769.469 | 15111.38 | 2.801 |  | 2.801 |  | 2.801 |  | 2.801 |  | 2.801 |  | 2.801 |  | 2.801 |  | 2.801 | 2.801 | Not Coal Steam or O/G Steam | 0.030819 | 0.030819 |  | 4.279%
Lagoon Creek | Tennessee |  |  |  | 7845 | LCT3 | 3303 | Combustion Turbine |  |  |  | Combustion turbine |  |  |  |  | 2.353 | 168541.416 | 14023.55 | 2.8663 | 2.353 |  | 168541.416 | 14023.55 | 2.353 |  | 2.353 |  | 2.353 |  | 2.353 |  | 2.353 |  | 2.353 |  | 2.353 |  | 2.353 | 2.353 | Not Coal Steam or O/G Steam | 0.027922 | 0.027922 |  | 4.578%
Lagoon Creek | Tennessee |  |  |  | 7845 | LCT4 | 3304 | Combustion Turbine |  |  |  | Combustion turbine |  |  |  |  | 2.894 | 201730.495 | 16589.09 | 2.855 | 2.894 |  | 201730.495 | 16589.09 | 2.894 |  | 2.894 |  | 2.894 |  | 2.894 |  | 2.894 |  | 2.894 |  | 2.894 |  | 2.894 | 2.894 | Not Coal Steam or O/G Steam | 0.028692 | 0.028692 |  | 4.907%
Lagoon Creek | Tennessee |  |  |  | 7845 | LCT5 | 3305 | Combustion Turbine |  |  |  | Combustion turbine |  |  |  |  | 1.931 | 146691.373 | 11733.64 | 2.594 | 1.931 |  | 146691.373 | 11733.64 | 1.931 |  | 1.931 |  | 1.931 |  | 1.931 |  | 1.931 |  | 1.931 |  | 1.931 |  | 1.931 | 1.931 | Not Coal Steam or O/G Steam | 0.026327 | 0.026327 |  | 4.721%
Lagoon Creek | Tennessee |  |  |  | 7845 | LCT6 | 3306 | Combustion Turbine |  |  |  | Combustion turbine |  |  |  |  | 2.104 | 144699.339 | 11569.25 | 2.764 | 2.104 |  | 144699.339 | 11569.25 | 2.104 |  | 2.104 |  | 2.104 |  | 2.104 |  | 2.104 |  | 2.104 |  | 2.104 |  | 2.104 | 2.104 | Not Coal Steam or O/G Steam | 0.029081 | 0.029081 |  | 4.747%
Lagoon Creek | Tennessee |  |  |  | 7845 | LCT7 | 3307 | Combustion Turbine |  |  |  | Combustion turbine |  |  |  |  | 1.465 | 105944.742 | 8655.52 | 2.575 | 1.465 |  | 105944.742 | 8655.52 | 1.465 |  | 1.465 |  | 1.465 |  | 1.465 |  | 1.465 |  | 1.465 |  | 1.465 |  | 1.465 | 1.465 | Not Coal Steam or O/G Steam | 0.027656 | 0.027656 |  | 4.315%
Lagoon Creek | Tennessee |  |  |  | 7845 | LCT8 | 3308 | Combustion Turbine |  |  |  | Combustion turbine |  |  |  |  | 1.795 | 121616.603 | 10020.09 | 2.784 | 1.795 |  | 121616.603 | 10020.09 | 1.795 |  | 1.795 |  | 1.795 |  | 1.795 |  | 1.795 |  | 1.795 |  | 1.795 |  | 1.795 | 1.795 | Not Coal Steam or O/G Steam | 0.029519 | 0.029519 |  | 4.215%
Lagoon Creek | Tennessee |  |  |  | 7845 | LCT9 | 3309 | Combustion Turbine |  |  |  | Combustion turbine |  |  |  |  | 2.332 | 160058.013 | 13276.54 | 3.0467 | 2.332 |  | 160058.013 | 13276.54 | 2.332 |  | 2.332 |  | 2.332 |  | 2.332 |  | 2.332 |  | 2.332 |  | 2.332 |  | 2.332 | 2.332 | Not Coal Steam or O/G Steam | 0.029139 | 0.029139 |  | 5.128%
Air Liquide Bayport Complex | Texas |  | X | X | 10298 | CG801 | 88563 | Combustion Turbine |  |  |  | Combustion turbine |  |  |  |  | 33.842 | 3397929.8 | 249604 | 30.0303 | 33.842 |  | 3397929.8 | 249604 | 33.842 |  | 33.842 |  | 33.842 |  | 33.842 |  | 33.842 |  | 33.842 |  | 33.842 |  | 33.842 | 33.842 | Not Coal Steam or O/G Steam | 0.019919 | 0.019919 |  | 73.3%
Air Liquide Bayport Complex | Texas |  | X | X | 10298 | CG802 | 88564 | Combustion Turbine |  |  |  | Combustion turbine |  |  |  |  | 29.659 | 3229475.308 | 241392 | 29.9423 | 29.659 |  | 3229475.308 | 241392 | 29.659 |  | 29.659 |  | 29.659 |  | 29.659 |  | 29.659 |  | 29.659 |  | 29.659 |  | 29.659 | 29.659 | Not Coal Steam or O/G Steam | 0.018368 | 0.018368 |  | 75.81%
Air Liquide Bayport Complex | Texas |  | X | X | 10298 | CG802A | 91093 | Combustion Turbine | [32 empty] | Not Coal Steam or O/G Steam | 0 | 0
Air Liquide Bayport Complex | Texas |  | X | X | 10298 | CG803 | 88565 | Combustion Turbine |  |  |  | Combustion turbine |  |  |  |  | 32.204 | 3038104.409 | 219800.94 | 31.971 | 32.204 |  | 3038104.409 | 219800.94 | 32.204 |  | 32.204 |  | 32.204 |  | 32.204 |  | 32.204 |  | 32.204 |  | 32.204 |  | 32.204 | 32.204 | Not Coal Steam or O/G Steam | 0.0212 | 0.0212 |  | 77.05%
Air Liquide Bayport Complex | Texas |  | X | X | 10298 | CG804 | 88566 | Combustion Turbine | 9 | 2015 | 2023 | Combustion turbine |  |  |  |  | 36.545 | 3422246.349 | 246956.85 | 33.0573 | 0 | Y | 0 | 0 | 0 |  | 0 |  | 0 |  | 0 |  | 0 |  | 0 |  | 0 |  | 0 | 0 | Not Coal Steam or O/G Steam | 0 | 0 |  | 78.75%
Antelope Elk Energy Center | Texas |  | X | X | 57865 | 1 | 90949 | Combustion Turbine |  |  |  | Combustion turbine |  |  |  |  | 9.596 | 789608.711 | 79842.95 | 21.242 | 9.596 |  | 789608.711 | 79842.95 | 9.596 |  | 9.596 |  | 9.596 |  | 9.596 |  | 9.596 |  | 9.596 |  | 9.596 |  | 9.596 | 9.596 | Not Coal Steam or O/G Steam | 0.024306 | 0.024306 |  | 25.24%
Antelope Elk Energy Center | Texas |  | X | X | 57865 | 2 | 91029 | Combustion Turbine |  |  |  | Combustion turbine |  |  |  |  | 4.261 | 312389.611 | 31531.67 | 20.2187 | 4.261 |  | 312389.611 | 31531.67 | 4.261 |  | 4.261 |  | 4.261 |  | 4.261 |  | 4.261 |  | 4.261 |  | 4.261 |  | 4.261 | 4.261 | Not Coal Steam or O/G Steam | 0.02728 | 0.02728 |  | 24.71%
Antelope Elk Energy Center | Texas |  | X | X | 57865 | 3 | 91030 | Combustion Turbine |  |  |  | Combustion turbine |  |  |  |  | 2.155 | 150610.499 | 15176.11 | 8.4717 | 2.155 |  | 150610.499 | 15176.11 | 2.155 |  | 2.155 |  | 2.155 |  | 2.155 |  | 2.155 |  | 2.155 |  | 2.155 |  | 2.155 | 2.155 | Not Coal Steam or O/G Steam | 0.028617 | 0.028617 |  | 9.049%
Bacliff Generating Station | Texas |  | X | X | 60264 | BCGT1 | 91269 | Combustion Turbine |  |  |  | Combustion turbine |  |  |  |  | 2.989 | 54882.2 | 4198.38 | 8.0967 | 2.989 |  | 54882.2 | 4198.38 | 2.989 |  | 2.989 |  | 2.989 |  | 2.989 |  | 2.989 |  | 2.989 |  | 2.989 |  | 2.989 | 2.989 | Not Coal Steam or O/G Steam | 0.10892 | 0.10892 |  | 5.189%
Bacliff Generating Station | Texas |  | X | X | 60264 | BCGT2 | 91270 | Combustion Turbine |  |  |  | Combustion turbine |  |  |  |  | 9.094 | 177212.4 | 13810.86 | 10.7557 | 9.094 |  | 177212.4 | 13810.86 | 9.094 |  | 9.094 |  | 9.094 |  | 9.094 |  | 9.094 |  | 9.094 |  | 9.094 |  | 9.094 | 9.094 | Not Coal Steam or O/G Steam | 0.10263 | 0.10263 |  | 5.737%
Bacliff Generating Station | Texas |  | X | X | 60264 | BCGT3 | 91271 | Combustion Turbine |  |  |  | Combustion turbine |  |  |  |  | 8.969 | 145737.7 | 11005.32 | 13.5993 | 8.969 |  | 145737.7 | 11005.32 | 8.969 |  | 8.969 |  | 8.969 |  | 8.969 |  | 8.969 |  | 8.969 |  | 8.969 |  | 8.969 | 8.969 | Not Coal Steam or O/G Steam | 0.12308 | 0.12308 |  | 5.742%
Bacliff Generating Station | Texas |  | X | X | 60264 | BCGT4 | 91272 | Combustion Turbine |  |  |  | Combustion turbine |  |  |  |  | 10.01 | 148879.3 | 11049.01 | 10.5553 | 10.01 |  | 148879.3 | 11049.01 | 10.01 |  | 10.01 |  | 10.01 |  | 10.01 |  | 10.01 |  | 10.01 |  | 10.01 |  | 10.01 | 10.01 | Not Coal Steam or O/G Steam | 0.13447 | 0.13447 |  | 5.306%
Bacliff Generating Station | Texas |  | X | X | 60264 | BCGT5 | 91273 | Combustion Turbine |  |  |  | Combustion turbine |  |  |  |  | 2.834 | 45899.4 | 3484.89 | 11.076 | 2.834 |  | 45899.4 | 3484.89 | 2.834 |  | 2.834 |  | 2.834 |  | 2.834 |  | 2.834 |  | 2.834 |  | 2.834 |  | 2.834 | 2.834 | Not Coal Steam or O/G Steam | 0.12349 | 0.12349 |  | 5.903%
Bacliff Generating Station | Texas |  | X | X | 60264 | BCGT6 | 91274 | Combustion Turbine |  |  |  | Combustion turbine |  |  |  |  | 13.657 | 198568.4 | 13153.05 | 13.2783 | 13.657 |  | 198568.4 | 13153.05 | 13.657 |  | 13.657 |  | 13.657 |  | 13.657 |  | 13.657 |  | 13.657 |  | 13.657 |  | 13.657 | 13.657 | Not Coal Steam or O/G Steam | 0.13755 | 0.13755 |  | 6.221%
Barney M. Davis | Texas |  | X | X | 4939 | 1 | 2658 | O/G Steam |  |  |  | Tangentially-fired |  |  |  | 300 | 139.975 | 1829083.438 | 152504.44 | 121.9513 | 139.975 |  | 1829083.438 | 152504.44 | 139.975 |  | 139.975 |  | 139.975 |  | 139.975 |  | 139.975 |  | 139.975 |  | 139.975 |  | 139.975 | 139.975 | Oil/Gas Steam Under 150 Tons (2019-2021 Average) | 0.15305 | 0.15305 |  | 12.04%
Barney M. Davis | Texas |  | X | X | 4939 | 3 | 90244 | Combined Cycle |  |  |  | Combined cycle | Y |  |  |  | 18.452 | 2353021.764 | 306330.5 | 23.694 | 18.452 |  | 2353021.764 | 306330.5 | 18.452 |  | 18.452 |  | 18.452 |  | 14.1181 | Optimize SCR | 14.1181 |  | 14.1181 |  | 14.1181 |  | 14.1181 | 14.1181 | Not Coal Steam or O/G Steam | 0.012 | 0.012 |  | 31.22%
Barney M. Davis | Texas |  | X | X | 4939 | 4 | 90245 | Combined Cycle |  |  |  | Combined cycle | Y |  |  |  | 17.85 | 2460971.997 | 320758.35 | 21.981 | 17.85 |  | 2460971.997 | 320758.35 | 17.85 |  | 17.85 |  | 17.85 |  | 14.7658 | Optimize SCR | 14.7658 |  | 14.7658 |  | 14.7658 |  | 14.7658 | 14.7658 | Not Coal Steam or O/G Steam | 0.012 | 0.012 |  | 17.93%
Bastrop Clean Energy Center | Texas |  | X | X | 55168 | CTG-1A | 4046 | Combined Cycle |  |  |  | Combined cycle |  |  |  |  | 51.393 | 3829362.745 | 534451.7 | 58.8187 | 51.393 |  | 3829362.745 | 534451.7 | 51.393 |  | 51.393 |  | 51.393 |  | 51.393 |  | 51.393 |  | 51.393 |  | 51.393 |  | 51.393 | 51.393 | Not Coal Steam or O/G Steam | 0.026842 | 0.026842 |  | 50.14%
Bastrop Clean Energy Center | Texas |  | X | X | 55168 | CTG-1B | 4047 | Combined Cycle |  |  |  | Combined cycle |  |  |  |  | 64.777 | 3811918.901 | 528240.73 | 65.6053 | 64.777 |  | 3811918.901 | 528240.73 | 64.777 |  | 64.777 |  | 64.777 |  | 64.777 |  | 64.777 |  | 64.777 |  | 64.777 |  | 64.777 | 64.777 | Not Coal Steam or O/G Steam | 0.033987 | 0.033987 |  | 49.87%
Baytown Energy Center | Texas |  | X | X | 55327 | CTG-1 | 4097 | Combined Cycle |  |  |  | Combined cycle | Y |  |  |  | 32.826 | 5979630.91 | 843016.63 | 28.7573 | 32.826 |  | 5979630.91 | 843016.63 | 32.826 |  | 32.826 |  | 32.826 |  | 32.826 |  | 32.826 |  | 32.826 |  | 32.826 |  | 32.826 | 32.826 | Not Coal Steam or O/G Steam | 0.010979 | 0.010979 |  | 59.25%
Baytown Energy Center | Texas |  | X | X | 55327 | CTG-2 | 4098 | Combined Cycle |  |  |  | Combined cycle | Y |  |  |  | 28.854 | 5846323.512 | 824507.07 | 28.7203 | 28.854 |  | 5846323.512 | 824507.07 | 28.854 |  | 28.854 |  | 28.854 |  | 28.854 |  | 28.854 |  | 28.854 |  | 28.854 |  | 28.854 | 28.854 | Not Coal Steam or O/G Steam | 0.0098708 | 0.0098708 |  | 63.04%
Baytown Energy Center | Texas |  | X | X | 55327 | CTG-3 | 4099 | Combined Cycle |  |  |  | Combined cycle | Y |  |  |  | 27.917 | 5531845.807 | 780284.15 | 27.6457 | 27.917 |  | 5531845.807 | 780284.15 | 27.917 |  | 27.917 |  | 27.917 |  | 27.917 |  | 27.917 |  | 27.917 |  | 27.917 |  | 27.917 | 27.917 | Not Coal Steam or O/G Steam | 0.010093 | 0.010093 |  | 61.93%
Blackhawk Station | Texas |  | X | X | 55064 | 001 | 3849 | Combustion Turbine |  |  |  | Combustion turbine | Y |  |  |  | 85.507 | 3600460.984 | 385919.26 | 87.975 | 85.507 |  | 3600460.984 | 385919.26 | 85.507 |  | 85.507 |  | 85.507 |  | 54.0069 | Optimize SCR | 54.0069 |  | 54.0069 |  | 54.0069 |  | 54.0069 | 54.0069 | Not Coal Steam or O/G Steam | 0.03 | 0.03 |  | 50.35%
Blackhawk Station | Texas |  | X | X | 55064 | 002 | 3850 | Combustion Turbine |  |  |  | Combustion turbine | Y |  |  |  | 92.336 | 3684173.863 | 368843.95 | 94.6923 | 92.336 |  | 3684173.863 | 368843.95 | 92.336 |  | 92.336 |  | 92.336 |  | 55.2626 | Optimize SCR | 55.2626 |  | 55.2626 |  | 55.2626 |  | 55.2626 | 55.2626 | Not Coal Steam or O/G Steam | 0.03 | 0.03 |  | 51.38%
Bosque County Power Plant | Texas |  | X | X | 55172 | GT-1 | 4054 | Combined Cycle |  |  |  | Combined cycle | Y |  |  |  | 26.065 | 5047391.01 | 736424.37 | 25.4083 | 26.065 |  | 5047391.01 | 736424.37 | 26.065 |  | 26.065 |  | 26.065 |  | 26.065 |  | 26.065 |  | 26.065 |  | 26.065 |  | 26.065 | 26.065 | Not Coal Steam or O/G Steam | 0.010328 | 0.010328 |  | 65.8%
Bosque County Power Plant | Texas |  | X | X | 55172 | GT-2 | 4055 | Combined Cycle |  |  |  | Combined cycle | Y |  |  |  | 25.323 | 5292143.015 | 766683.25 | 35.3923 | 25.323 |  | 5292143.015 | 766683.25 | 25.323 |  | 25.323 |  | 25.323 |  | 25.323 |  | 25.323 |  | 25.323 |  | 25.323 |  | 25.323 | 25.323 | Not Coal Steam or O/G Steam | 0.00957 | 0.00957 |  | 62.41%
Bosque County Power Plant | Texas |  | X | X | 55172 | GT-3 | 4056 | Combined Cycle |  |  |  | Combined cycle | Y |  |  |  | 68.566 | 5072074.461 | 465121.49 | 74.9163 | 68.566 |  | 5072074.461 | 465121.49 | 68.566 |  | 68.566 |  | 68.566 |  | 30.4324 | Optimize SCR | 30.4324 |  | 30.4324 |  | 30.4324 |  | 30.4324 | 30.4324 | Not Coal Steam or O/G Steam | 0.012 | 0.012 |  | 75.69%
Brazos Valley Energy, LP | Texas |  | X | X | 55357 | CTG1 | 4543 | Combined Cycle |  |  |  | Combined cycle | Y |  |  |  | 33.677 | 5718911.577 | 805081.63 | 32.9313 | 33.677 |  | 5718911.577 | 805081.63 | 33.677 |  | 33.677 |  | 33.677 |  | 33.677 |  | 33.677 |  | 33.677 |  | 33.677 |  | 33.677 | 33.677 | Not Coal Steam or O/G Steam | 0.011777 | 0.011777 |  | 64.16%
Brazos Valley Energy, LP | Texas |  | X | X | 55357 | CTG2 | 4544 | Combined Cycle |  |  |  | Combined cycle | Y |  |  |  | 36.331 | 5720958.678 | 799692.11 | 35.4467 | 36.331 |  | 5720958.678 | 799692.11 | 36.331 |  | 36.331 |  | 36.331 |  | 34.3258 | Optimize SCR | 34.3258 |  | 34.3258 |  | 34.3258 |  | 34.3258 | 34.3258 | Not Coal Steam or O/G Steam | 0.012 | 0.012 |  | 65.86%
C. R. Wing Cogeneration Plant | Texas |  | X | X | 52176 | 1 | 89347 | Combined Cycle |  |  |  | Combined cycle |  |  |  |  | 42.358 | 848162.6 | 89450.62 | 103.3317 | 42.358 |  | 848162.6 | 89450.62 | 42.358 |  | 42.358 |  | 42.358 |  | 42.358 |  | 42.358 |  | 42.358 |  | 42.358 |  | 42.358 | 42.358 | Not Coal Steam or O/G Steam | 0.099882 | 0.099882 |  | 44.5%
C. R. Wing Cogeneration Plant | Texas |  | X | X | 52176 | 2 | 89348 | Combined Cycle |  |  |  | Combined cycle |  |  |  |  | 57.729 | 997553.624 | 104163.76 | 113.4313 | 57.729 |  | 997553.624 | 104163.76 | 57.729 |  | 57.729 |  | 57.729 |  | 57.729 |  | 57.729 |  | 57.729 |  | 57.729 |  | 57.729 | 57.729 | Not Coal Steam or O/G Steam | 0.11574 | 0.11574 |  | 45.17%
Calpine Hidalgo Energy Center | Texas |  | X | X | 7762 | HRSG1 | 3171 | Combined Cycle |  |  |  | Combined cycle |  |  |  |  | 84.497 | 4431443.329 | 637931.16 | 89.1723 | 84.497 |  | 4431443.329 | 637931.16 | 84.497 |  | 84.497 |  | 84.497 |  | 84.497 |  | 84.497 |  | 84.497 |  | 84.497 |  | 84.497 | 84.497 | Not Coal Steam or O/G Steam | 0.038135 | 0.038135 |  | 63.39%
Calpine Hidalgo Energy Center | Texas |  | X | X | 7762 | HRSG2 | 3172 | Combined Cycle |  |  |  | Combined cycle |  |  |  |  | 83.789 | 4779572.628 | 672904.39 | 75.2213 | 83.789 |  | 4779572.628 | 672904.39 | 83.789 |  | 83.789 |  | 83.789 |  | 83.789 |  | 83.789 |  | 83.789 |  | 83.789 |  | 83.789 | 83.789 | Not Coal Steam or O/G Steam | 0.035061 | 0.035061 |  | 64.35%
Carbon Capture Plant | Texas |  | X | X | 58378 | CTHRSG | 90816 | Combustion Turbine |  |  |  | Combustion turbine | Y | [6 empty] | 3.022 | [20 empty] | Not Coal Steam or O/G Steam | 0 | 0 |  | 22.05%
Cedar Bayou | Texas |  | X | X | 3460 | CBY1 | 2343 | O/G Steam |  |  |  | Dry bottom wall-fired boiler | Y |  |  | 746 | 290.022 | 11600738.643 | 1117474.81 | 282.8913 | 290.022 |  | 11600738.643 | 1117474.81 | 290.022 |  | 290.022 |  | 290.022 |  | 174.0111 | Optimize SCR | 174.0111 |  | 174.0111 |  | 174.0111 |  | 174.0111 | 174.0111 | Existing SCR | 0.03 | 0.03 |  | 34.72%
Cedar Bayou | Texas |  | X | X | 3460 | CBY2 | 2344 | O/G Steam |  |  |  | Dry bottom wall-fired boiler | Y |  |  | 749 | 284.537 | 10223721.499 | 1016588.38 | 274.3307 | 284.537 |  | 10223721.499 | 1016588.38 | 284.537 |  | 284.537 |  | 284.537 |  | 153.3558 | Optimize SCR | 153.3558 |  | 153.3558 |  | 153.3558 |  | 153.3558 | 153.3558 | Existing SCR | 0.03 | 0.03 |  | 27.63%
Cedar Bayou 4 | Texas |  | X | X | 56806 | CBY41 | 90407 | Combined Cycle |  |  |  | Combined cycle | Y |  |  |  | 23.019 | 4445967.301 | 385566.36 | 22.0157 | 23.019 |  | 4445967.301 | 385566.36 | 23.019 |  | 23.019 |  | 23.019 |  | 23.019 |  | 23.019 |  | 23.019 |  | 23.019 |  | 23.019 | 23.019 | Not Coal Steam or O/G Steam | 0.010355 | 0.010355 |  | 51.35%
Cedar Bayou 4 | Texas |  | X | X | 56806 | CBY42 | 90408 | Combined Cycle |  |  |  | Combined cycle | Y |  |  |  | 25.782 | 4980044.8 | 433835.08 | 24.575 | 25.782 |  | 4980044.8 | 433835.08 | 25.782 |  | 25.782 |  | 25.782 |  | 25.782 |  | 25.782 |  | 25.782 |  | 25.782 |  | 25.782 | 25.782 | Not Coal Steam or O/G Steam | 0.010354 | 0.010354 |  | 54.9%
Chamon Power, LLC | Texas |  | X | X | 60460 | CT1 | 91152 | Combustion Turbine |  |  |  | Combustion turbine | Y |  |  |  | 0.892 | 101123.466 | 9813.2 | 1.185 | 0.892 |  | 101123.466 | 9813.2 | 0.892 |  | 0.892 |  | 0.892 |  | 0.892 |  | 0.892 |  | 0.892 |  | 0.892 |  | 0.892 | 0.892 | Not Coal Steam or O/G Steam | 0.017642 | 0.017642 |  | 8.748%
Chamon Power, LLC | Texas |  | X | X | 60460 | CT2 | 91153 | Combustion Turbine |  |  |  | Combustion turbine | Y |  |  |  | 0.771 | 83275.844 | 7751.53 | 1.118 | 0.771 |  | 83275.844 | 7751.53 | 0.771 |  | 0.771 |  | 0.771 |  | 0.771 |  | 0.771 |  | 0.771 |  | 0.771 |  | 0.771 | 0.771 | Not Coal Steam or O/G Steam | 0.018517 | 0.018517 |  | 8.496%
Channel Energy Center | Texas |  | X | X | 55299 | CTG1 | 4477 | Combined Cycle |  |  |  | Combined cycle | Y |  |  |  | 30.545 | 5343154.537 | 865934.93 | 30.777 | 30.545 |  | 5343154.537 | 865934.93 | 30.545 |  | 30.545 |  | 30.545 |  | 30.545 |  | 30.545 |  | 30.545 |  | 30.545 |  | 30.545 | 30.545 | Not Coal Steam or O/G Steam | 0.011433 | 0.011433 |  | 56.43%
Channel Energy Center | Texas |  | X | X | 55299 | CTG2 | 4478 | Combined Cycle |  |  |  | Combined cycle | Y |  |  |  | 40.957 | 7039841.836 | 1021434.79 | 32.539 | 40.957 |  | 7039841.836 | 1021434.79 | 40.957 |  | 40.957 |  | 40.957 |  | 40.957 |  | 40.957 |  | 40.957 |  | 40.957 |  | 40.957 | 40.957 | Not Coal Steam or O/G Steam | 0.011636 | 0.011636 |  | 54.3%
Channel Energy Center | Texas |  | X | X | 55299 | CTG3 | 4479 | Combined Cycle |  |  |  | Combined cycle | Y |  |  |  | 20.6 | 6373785.007 | 892955.01 | 17.117 | 20.6 |  | 6373785.007 | 892955.01 | 20.6 |  | 20.6 |  | 20.6 |  | 20.6 |  | 20.6 |  | 20.6 |  | 20.6 |  | 20.6 | 20.6 | Not Coal Steam or O/G Steam | 0.006464 | 0.006464 |  | 56.59%
Channelview Cogeneration Facility | Texas |  | X | X | 55187 | CHV1 | 4077 | Combined Cycle |  |  |  | Combined cycle | Y |  |  |  | 33.223 | 5802585.237 | 832394.58 | 30.1073 | 33.223 |  | 5802585.237 | 832394.58 | 33.223 |  | 33.223 |  | 33.223 |  | 33.223 |  | 33.223 |  | 33.223 |  | 33.223 |  | 33.223 | 33.223 | Not Coal Steam or O/G Steam | 0.011451 | 0.011451 |  | 53.65%
Channelview Cogeneration Facility | Texas |  | X | X | 55187 | CHV2 | 4078 | Combined Cycle |  |  |  | Combined cycle | Y |  |  |  | 31.818 | 6003735.596 | 850390.09 | 33.2127 | 31.818 |  | 6003735.596 | 850390.09 | 31.818 |  | 31.818 |  | 31.818 |  | 31.818 |  | 31.818 |  | 31.818 |  | 31.818 |  | 31.818 | 31.818 | Not Coal Steam or O/G Steam | 0.010599 | 0.010599 |  | 62.44%
Channelview Cogeneration Facility | Texas |  | X | X | 55187 | CHV3 | 4079 | Combined Cycle |  |  |  | Combined cycle | Y |  |  |  | 35.957 | 6220731.037 | 872783.05 | 32.0007 | 35.957 |  | 6220731.037 | 872783.05 | 35.957 |  | 35.957 |  | 35.957 |  | 35.957 |  | 35.957 |  | 35.957 |  | 35.957 |  | 35.957 | 35.957 | Not Coal Steam or O/G Steam | 0.01156 | 0.01156 |  | 56.61%
Channelview Cogeneration Facility | Texas |  | X | X | 55187 | CHV4 | 4080 | Combined Cycle |  |  |  | Combined cycle | Y |  |  |  | 31.404 | 6007836.511 | 853601.49 | 31.4063 | 31.404 |  | 6007836.511 | 853601.49 | 31.404 |  | 31.404 |  | 31.404 |  | 31.404 |  | 31.404 |  | 31.404 |  | 31.404 |  | 31.404 | 31.404 | Not Coal Steam or O/G Steam | 0.010454 | 0.010454 |  | 61.36%
Coleto Creek | Texas |  | X | X | 6178 | 1 | 2826 | Coal Steam | 12 | 2027 | 2028 | Tangentially-fired |  |  |  | 648 | 1438.014 | 20010842.1 | 1966864.81 | 1178.7 | 1438.014 |  | 20010842.1 | 1966864.81 | 1438.014 |  | 1438.014 |  | 1438.014 |  | 1438.014 |  | 1438.014 |  | 1438.014 |  | 1438.014 |  | 969.1425 | 500.2711 | Coal Steam SCR Retrofit | 0.14372 | 0.05 |  | 58.81%
Colorado Bend Energy Center | Texas |  | X | X | 56350 | CT1A | 91260 | Combined Cycle |  |  |  | Combined cycle | Y |  |  |  | 19.431 | 2464006.248 | 296644.86 | 18.6783 | 19.431 |  | 2464006.248 | 296644.86 | 19.431 |  | 19.431 |  | 19.431 |  | 14.784 | Optimize SCR | 14.784 |  | 14.784 |  | 14.784 |  | 14.784 | 14.784 | Not Coal Steam or O/G Steam | 0.012 | 0.012 |  | 60.96%
Colorado Bend Energy Center | Texas |  | X | X | 56350 | CT1B | 91261 | Combined Cycle |  |  |  | Combined cycle | Y |  |  |  | 17.754 | 2388245.29 | 288665.67 | 16.5917 | 17.754 |  | 2388245.29 | 288665.67 | 17.754 |  | 17.754 |  | 17.754 |  | 14.3295 | Optimize SCR | 14.3295 |  | 14.3295 |  | 14.3295 |  | 14.3295 | 14.3295 | Not Coal Steam or O/G Steam | 0.012 | 0.012 |  | 59.94%
Colorado Bend Energy Center | Texas |  | X | X | 56350 | CT2A | 91264 | Combined Cycle |  |  |  | Combined cycle | Y |  |  |  | 16.561 | 2402515.08 | 297832.65 | 17.027 | 16.561 |  | 2402515.08 | 297832.65 | 16.561 |  | 16.561 |  | 16.561 |  | 14.4151 | Optimize SCR | 14.4151 |  | 14.4151 |  | 14.4151 |  | 14.4151 | 14.4151 | Not Coal Steam or O/G Steam | 0.012 | 0.012 |  | 64.13%
Colorado Bend Energy Center | Texas |  | X | X | 56350 | CT2B | 91265 | Combined Cycle |  |  |  | Combined cycle | Y |  |  |  | 14.442 | 2184280.4 | 270908.81 | 17.972 | 14.442 |  | 2184280.4 | 270908.81 | 14.442 |  | 14.442 |  | 14.442 |  | 13.1057 | Optimize SCR | 13.1057 |  | 13.1057 |  | 13.1057 |  | 13.1057 | 13.1057 | Not Coal Steam or O/G Steam | 0.012 | 0.012 |  | 62.69%
Colorado Bend II | Texas |  | X | X | 60122 | CT7 | 91195 | Combined Cycle |  |  |  | Combined cycle | Y |  |  |  | 23.587 | 10995789.929 | 1734421.36 | 22.4773 | 23.587 |  | 10995789.929 | 1734421.36 | 23.587 |  | 23.587 |  | 23.587 |  | 23.587 |  | 23.587 |  | 23.587 |  | 23.587 |  | 23.587 | 23.587 | Not Coal Steam or O/G Steam | 0.0042902 | 0.0042902 |  | 62.74%
Colorado Bend II | Texas |  | X | X | 60122 | CT8 | 91196 | Combined Cycle |  |  |  | Combined cycle | Y |  |  |  | 23.757 | 11285925.603 | 1762634.75 | 23.786 | 23.757 |  | 11285925.603 | 1762634.75 | 23.757 |  | 23.757 |  | 23.757 |  | 23.757 |  | 23.757 |  | 23.757 |  | 23.757 |  | 23.757 | 23.757 | Not Coal Steam or O/G Steam | 0.00421 | 0.00421 |  | 64.47%
Copper Station | Texas |  | X | X | 9 | CTG-1 | 90211 | Combustion Turbine |  |  |  | Combustion turbine |  |  |  |  | 66.306 | 553851.242 | 31268.29 | 56.4953 | 66.306 |  | 553851.242 | 31268.29 | 66.306 |  | 66.306 |  | 66.306 |  | 66.306 |  | 66.306 |  | 66.306 |  | 66.306 |  | 66.306 | 66.306 | Not Coal Steam or O/G Steam | 0.23944 | 0.23944 |  | 14%
Corpus Christi Energy Center | Texas |  | X | X | 55206 | CU1 | 4138 | Combined Cycle |  |  |  | Combined cycle |  |  |  |  | 86.156 | 5237168.364 | 690450.57 | 79.7893 | 86.156 |  | 5237168.364 | 690450.57 | 86.156 |  | 86.156 |  | 86.156 |  | 86.156 |  | 86.156 |  | 86.156 |  | 86.156 |  | 86.156 | 86.156 | Not Coal Steam or O/G Steam | 0.032902 | 0.032902 |  | 51.38%
Corpus Christi Energy Center | Texas |  | X | X | 55206 | CU2 | 4139 | Combined Cycle |  |  |  | Combined cycle |  |  |  |  | 71.548 | 3740161.915 | 479496.98 | 74.448 | 71.548 |  | 3740161.915 | 479496.98 | 71.548 |  | 71.548 |  | 71.548 |  | 71.548 |  | 71.548 |  | 71.548 |  | 71.548 |  | 71.548 | 71.548 | Not Coal Steam or O/G Steam | 0.038259 | 0.038259 |  | 48.2%
Cottonwood Energy Project | Texas |  | X | X | 55358 | CT1 | 4545 | Combined Cycle |  |  |  | Combined cycle | Y |  |  |  | 26.598 | 4057435.927 | 553088.36 | 27.376 | 26.598 |  | 4057435.927 | 553088.36 | 26.598 |  | 26.598 |  | 26.598 |  | 24.3446 | Optimize SCR | 24.3446 |  | 24.3446 |  | 24.3446 |  | 24.3446 | 24.3446 | Not Coal Steam or O/G Steam | 0.012 | 0.012 |  | 40.01%
Cottonwood Energy Project | Texas |  | X | X | 55358 | CT2 | 4546 | Combined Cycle |  |  |  | Combined cycle | Y |  |  |  | 26.048 | 3709078.111 | 507177.48 | 28.5383 | 26.048 |  | 3709078.111 | 507177.48 | 26.048 |  | 26.048 |  | 26.048 |  | 22.2545 | Optimize SCR | 22.2545 |  | 22.2545 |  | 22.2545 |  | 22.2545 | 22.2545 | Not Coal Steam or O/G Steam | 0.012 | 0.012 |  | 37.92%
Cottonwood Energy Project | Texas |  | X | X | 55358 | CT3 | 4547 | Combined Cycle |  |  |  | Combined cycle | Y |  |  |  | 23.231 | 3284351.648 | 447118.42 | 27.833 | 23.231 |  | 3284351.648 | 447118.42 | 23.231 |  | 23.231 |  | 23.231 |  | 19.7061 | Optimize SCR | 19.7061 |  | 19.7061 |  | 19.7061 |  | 19.7061 | 19.7061 | Not Coal Steam or O/G Steam | 0.012 | 0.012 |  | 40.81%
Cottonwood Energy Project | Texas |  | X | X | 55358 | CT4 | 4548 | Combined Cycle |  |  |  | Combined cycle | Y |  |  |  | 26.24 | 3957609.603 | 540905.63 | 30.106 | 26.24 |  | 3957609.603 | 540905.63 | 26.24 |  | 26.24 |  | 26.24 |  | 23.7457 | Optimize SCR | 23.7457 |  | 23.7457 |  | 23.7457 |  | 23.7457 | 23.7457 | Not Coal Steam or O/G Steam | 0.012 | 0.012 |  | 44.11%
Decker Creek | Texas |  | X | X | 3548 | 2 | 2455 | O/G Steam | 3 | 2022 | 2023 | Dry bottom wall-fired boiler |  |  |  | 404 | 152.645 | 3613524.736 | 305403.85 | 178.9693 | 0 | Y | 0 | 0 | 0 |  | 0 |  | 0 |  | 0 |  | 0 |  | 0 |  | 0 |  | 0 | 0 | Retired | 0 | 0 |  | 24.75%
Decker Creek | Texas |  | X | X | 3548 | GT-1A | 89911 | Combustion Turbine |  |  |  | Combustion turbine |  |  |  |  | 2.301 | 6573 | 398.77 | 15.9813 | 2.301 |  | 6573 | 398.77 | 2.301 |  | 2.301 |  | 2.301 |  | 2.301 |  | 2.301 |  | 2.301 |  | 2.301 |  | 2.301 | 2.301 | Not Coal Steam or O/G Steam | 0.70014 | 0.70014 |  | 3.553%
Decker Creek | Texas |  | X | X | 3548 | GT-1B | 89912 | Combustion Turbine |  |  |  | Combustion turbine |  |  |  |  | 2.325 | 6643 | 430.81 | 15.9963 | 2.325 |  | 6643 | 430.81 | 2.325 |  | 2.325 |  | 2.325 |  | 2.325 |  | 2.325 |  | 2.325 |  | 2.325 |  | 2.325 | 2.325 | Not Coal Steam or O/G Steam | 0.69998 | 0.69998 |  | 3.556%
Decker Creek | Texas |  | X | X | 3548 | GT-2A | 89913 | Combustion Turbine |  |  |  | Combustion turbine |  |  |  |  | 6.478 | 18508 | 1158.71 | 5.7077 | 6.478 |  | 18508 | 1158.71 | 6.478 |  | 6.478 |  | 6.478 |  | 6.478 |  | 6.478 |  | 6.478 |  | 6.478 |  | 6.478 | 6.478 | Not Coal Steam or O/G Steam | 0.70002 | 0.70002 |  | 1.269%
Decker Creek | Texas |  | X | X | 3548 | GT-2B | 89914 | Combustion Turbine |  |  |  | Combustion turbine |  |  |  |  | 6.694 | 19124 | 1124.29 | 5.5733 | 6.694 |  | 19124 | 1124.29 | 6.694 |  | 6.694 |  | 6.694 |  | 6.694 |  | 6.694 |  | 6.694 |  | 6.694 |  | 6.694 | 6.694 | Not Coal Steam or O/G Steam | 0.70006 | 0.70006 |  | 1.239%
Decker Creek | Texas |  | X | X | 3548 | GT-3A | 89915 | Combustion Turbine |  |  |  | Combustion turbine |  |  |  |  | 13.69 | 39112.5 | 2535.31 | 12.3753 | 13.69 |  | 39112.5 | 2535.31 | 13.69 |  | 13.69 |  | 13.69 |  | 13.69 |  | 13.69 |  | 13.69 |  | 13.69 |  | 13.69 | 13.69 | Not Coal Steam or O/G Steam | 0.70003 | 0.70003 |  | 2.751%
Decker Creek | Texas |  | X | X | 3548 | GT-3B | 89916 | Combustion Turbine |  |  |  | Combustion turbine |  |  |  |  | 13.631 | 38944.5 | 2728.92 | 13.3173 | 13.631 |  | 38944.5 | 2728.92 | 13.631 |  | 13.631 |  | 13.631 |  | 13.631 |  | 13.631 |  | 13.631 |  | 13.631 |  | 13.631 | 13.631 | Not Coal Steam or O/G Steam | 0.70002 | 0.70002 |  | 2.961%
Decker Creek | Texas |  | X | X | 3548 | GT-4A | 89917 | Combustion Turbine |  |  |  | Combustion turbine |  |  |  |  | 3.438 | 9821 | 584.87 | 13.544 | 3.438 |  | 9821 | 584.87 | 3.438 |  | 3.438 |  | 3.438 |  | 3.438 |  | 3.438 |  | 3.438 |  | 3.438 |  | 3.438 | 3.438 | Not Coal Steam or O/G Steam | 0.70013 | 0.70013 |  | 3.011%
Decker Creek | Texas |  | X | X | 3548 | GT-4B | 89918 | Combustion Turbine |  |  |  | Combustion turbine |  |  |  |  | 1.405 | 4014.5 | 228.67 | 12.852 | 1.405 |  | 4014.5 | 228.67 | 1.405 |  | 1.405 |  | 1.405 |  | 1.405 |  | 1.405 |  | 1.405 |  | 1.405 |  | 1.405 | 1.405 | Not Coal Steam or O/G Steam | 0.69996 | 0.69996 |  | 2.857%
Decordova | Texas |  | X | X | 8063 | CT1 | 90028 | Combustion Turbine |  |  |  | Combustion turbine |  |  |  |  | 28.791 | 82257.2 | 3925.45 | 20.991 | 28.791 |  | 82257.2 | 3925.45 | 28.791 |  | 28.791 |  | 28.791 |  | 28.791 |  | 28.791 |  | 28.791 |  | 28.791 |  | 28.791 | 28.791 | Not Coal Steam or O/G Steam | 0.70002 | 0.70002 |  | 1.43%
Decordova | Texas |  | X | X | 8063 | CT2 | 90029 | Combustion Turbine |  |  |  | Combustion turbine |  |  |  |  | 15.948 | 45559.2 | 1539.43 | 10.4097 | 15.948 |  | 45559.2 | 1539.43 | 15.948 |  | 15.948 |  | 15.948 |  | 15.948 |  | 15.948 |  | 15.948 |  | 15.948 |  | 15.948 | 15.948 | Not Coal Steam or O/G Steam | 0.7001 | 0.7001 |  | 0.7091%
Decordova | Texas |  | X | X | 8063 | CT3 | 90030 | Combustion Turbine |  |  |  | Combustion turbine |  |  |  |  | 21.521 | 61484.4 | 2710.6 | 13.413 | 21.521 |  | 61484.4 | 2710.6 | 21.521 |  | 21.521 |  | 21.521 |  | 21.521 |  | 21.521 |  | 21.521 |  | 21.521 |  | 21.521 | 21.521 | Not Coal Steam or O/G Steam | 0.70005 | 0.70005 |  | 0.9138%
Decordova | Texas |  | X | X | 8063 | CT4 | 90031 | Combustion Turbine |  |  |  | Combustion turbine |  |  |  |  | 18.615 | 53181.4 | 2613.33 | 13.4397 | 18.615 |  | 53181.4 | 2613.33 | 18.615 |  | 18.615 |  | 18.615 |  | 18.615 |  | 18.615 |  | 18.615 |  | 18.615 |  | 18.615 | 18.615 | Not Coal Steam or O/G Steam | 0.70006 | 0.70006 |  | 0.9156%
Deer Park Energy Center | Texas |  | X | X | 55464 | CTG1 | 4821 | Combined Cycle |  |  |  | Combined cycle | Y |  |  |  | 30.377 | 6843479.464 | 666729.69 | 28.402 | 30.377 |  | 6843479.464 | 666729.69 | 30.377 |  | 30.377 |  | 30.377 |  | 30.377 |  | 30.377 |  | 30.377 |  | 30.377 |  | 30.377 | 30.377 | Not Coal Steam or O/G Steam | 0.0088776 | 0.0088776 |  | 65.03%
Deer Park Energy Center | Texas |  | X | X | 55464 | CTG2 | 4822 | Combined Cycle |  |  |  | Combined cycle | Y |  |  |  | 28.75 | 6436391.97 | 664369.66 | 25.8897 | 28.75 |  | 6436391.97 | 664369.66 | 28.75 |  | 28.75 |  | 28.75 |  | 28.75 |  | 28.75 |  | 28.75 |  | 28.75 |  | 28.75 | 28.75 | Not Coal Steam or O/G Steam | 0.0089336 | 0.0089336 |  | 62%
Deer Park Energy Center | Texas |  | X | X | 55464 | CTG3 | 4823 | Combined Cycle |  |  |  | Combined cycle | Y |  |  |  | 32.588 | 7208317.14 | 701817.24 | 31.3833 | 32.588 |  | 7208317.14 | 701817.24 | 32.588 |  | 32.588 |  | 32.588 |  | 32.588 |  | 32.588 |  | 32.588 |  | 32.588 |  | 32.588 | 32.588 | Not Coal Steam or O/G Steam | 0.0090418 | 0.0090418 |  | 69.88%
Deer Park Energy Center | Texas |  | X | X | 55464 | CTG4 | 4824 | Combined Cycle |  |  |  | Combined cycle | Y |  |  |  | 27.267 | 6002887.608 | 614693.42 | 27.8033 | 27.267 |  | 6002887.608 | 614693.42 | 27.267 |  | 27.267 |  | 27.267 |  | 27.267 |  | 27.267 |  | 27.267 |  | 27.267 |  | 27.267 | 27.267 | Not Coal Steam or O/G Steam | 0.0090846 | 0.0090846 |  | 66.18%
Deer Park Energy Center | Texas |  | X | X | 55464 | CTG5 | 90258 | Combined Cycle |  |  |  | Combined cycle | Y |  |  |  | 17.527 | 6142590.133 | 689997.04 | 16.964 | 17.527 |  | 6142590.133 | 689997.04 | 17.527 |  | 17.527 |  | 17.527 |  | 17.527 |  | 17.527 |  | 17.527 |  | 17.527 |  | 17.527 | 17.527 | Not Coal Steam or O/G Steam | 0.0057067 | 0.0057067 |  | 59.21%
Eastman Cogeneration Facility | Texas |  | X | X | 55176 | 1 | 4065 | Combined Cycle |  |  |  | Combined cycle |  |  |  |  | 60.779 | 5180292.802 | 527543.5 | 68.59 | 60.779 |  | 5180292.802 | 527543.5 | 60.779 |  | 60.779 |  | 60.779 |  | 60.779 |  | 60.779 |  | 60.779 |  | 60.779 |  | 60.779 | 60.779 | Not Coal Steam or O/G Steam | 0.023465 | 0.023465 |  | 62.5%
Eastman Cogeneration Facility | Texas |  | X | X | 55176 | 2 | 4066 | Combined Cycle |  |  |  | Combined cycle |  |  |  |  | 64.234 | 4833917.42 | 506834.96 | 57.854 | 64.234 |  | 4833917.42 | 506834.96 | 64.234 |  | 64.234 |  | 64.234 |  | 64.234 |  | 64.234 |  | 64.234 |  | 64.234 |  | 64.234 | 64.234 | Not Coal Steam or O/G Steam | 0.026576 | 0.026576 |  | 58.52%
Ector County Energy Center | Texas |  | X | X | 58471 | CT-1 | 90984 | Combustion Turbine |  |  |  | Combustion turbine |  |  |  |  | 2.259 | 128616.89 | 10612.26 | 22.9577 | 2.259 |  | 128616.89 | 10612.26 | 2.259 |  | 2.259 |  | 2.259 |  | 2.259 |  | 2.259 |  | 2.259 |  | 2.259 |  | 2.259 | 2.259 | Not Coal Steam or O/G Steam | 0.035128 | 0.035128 |  | 16.28%
Ector County Energy Center | Texas |  | X | X | 58471 | CT-2 | 90985 | Combustion Turbine |  |  |  | Combustion turbine |  |  |  |  | 3.294 | 199872.237 | 16916.07 | 26.304 | 3.294 |  | 199872.237 | 16916.07 | 3.294 |  | 3.294 |  | 3.294 |  | 3.294 |  | 3.294 |  | 3.294 |  | 3.294 |  | 3.294 | 3.294 | Not Coal Steam or O/G Steam | 0.032961 | 0.032961 |  | 18.76%
Ennis Power Company, LLC | Texas |  | X | X | 55223 | GT-1 | 4182 | Combined Cycle |  |  |  | Combined cycle | Y |  |  |  | 55.894 | 4284278.75 | 564377.4 | 49.9457 | 55.894 |  | 4284278.75 | 564377.4 | 55.894 |  | 55.894 |  | 55.894 |  | 25.7057 | Optimize SCR | 25.7057 |  | 25.7057 |  | 25.7057 |  | 25.7057 | 25.7057 | Not Coal Steam or O/G Steam | 0.012 | 0.012 |  | 36.06%
ExxonMobil Beaumont Refinery | Texas |  | X | X | 50625 | 61STK1 | 3679 | O/G Steam |  |  |  | Combined cycle | Y |  |  | 145 | 22.21 | 5149859.01 | 740826.75 | 22.9957 | 22.21 |  | 5149859.01 | 740826.75 | 22.21 |  | 22.21 |  | 22.21 |  | 22.21 |  | 22.21 |  | 22.21 |  | 22.21 |  | 22.21 | 22.21 | Existing SCR | 0.0086255 | 0.0086255 |  | 53.73%
ExxonMobil Beaumont Refinery | Texas |  | X | X | 50625 | 61STK2 | 3680 | O/G Steam |  |  |  | Combined cycle | Y |  |  | 145 | 16.256 | 4285088.541 | 651850.01 | 17.3797 | 16.256 |  | 4285088.541 | 651850.01 | 16.256 |  | 16.256 |  | 16.256 |  | 16.256 |  | 16.256 |  | 16.256 |  | 16.256 |  | 16.256 | 16.256 | Existing SCR | 0.0075872 | 0.0075872 |  | 48.06%
ExxonMobil Beaumont Refinery | Texas |  | X | X | 50625 | 61STK3 | 3681 | O/G Steam |  |  |  | Combined cycle | Y |  |  | 145 | 20.902 | 6117545.106 | 894928.38 | 22.7483 | 20.902 |  | 6117545.106 | 894928.38 | 20.902 |  | 20.902 |  | 20.902 |  | 20.902 |  | 20.902 |  | 20.902 |  | 20.902 |  | 20.902 | 20.902 | Existing SCR | 0.0068335 | 0.0068335 |  | 66.56%
Forney Power Plant | Texas |  | X | X | 55480 | U1 | 4853 | Combined Cycle |  |  |  | Combined cycle |  |  |  |  | 85.758 | 5091727.648 | 726529.87 | 95.6083 | 85.758 |  | 5091727.648 | 726529.87 | 85.758 |  | 85.758 |  | 85.758 |  | 85.758 |  | 85.758 |  | 85.758 |  | 85.758 |  | 85.758 | 85.758 | Not Coal Steam or O/G Steam | 0.033685 | 0.033685 |  | 63.98%
Forney Power Plant | Texas |  | X | X | 55480 | U2 | 4854 | Combined Cycle |  |  |  | Combined cycle |  |  |  |  | 85.464 | 5110717.289 | 722242.37 | 91.5313 | 85.464 |  | 5110717.289 | 722242.37 | 85.464 |  | 85.464 |  | 85.464 |  | 85.464 |  | 85.464 |  | 85.464 |  | 85.464 |  | 85.464 | 85.464 | Not Coal Steam or O/G Steam | 0.033445 | 0.033445 |  | 64.39%
Forney Power Plant | Texas |  | X | X | 55480 | U3 | 4855 | Combined Cycle |  |  |  | Combined cycle |  |  |  |  | 88.755 | 5115459.527 | 721887.17 | 92.277 | 88.755 |  | 5115459.527 | 721887.17 | 88.755 |  | 88.755 |  | 88.755 |  | 88.755 |  | 88.755 |  | 88.755 |  | 88.755 |  | 88.755 | 88.755 | Not Coal Steam or O/G Steam | 0.034701 | 0.034701 |  | 62.93%
Forney Power Plant | Texas |  | X | X | 55480 | U4 | 4856 | Combined Cycle |  |  |  | Combined cycle |  |  |  |  | 87.419 | 5184989.285 | 739414.01 | 95.9603 | 87.419 |  | 5184989.285 | 739414.01 | 87.419 |  | 87.419 |  | 87.419 |  | 87.419 |  | 87.419 |  | 87.419 |  | 87.419 |  | 87.419 | 87.419 | Not Coal Steam or O/G Steam | 0.03372 | 0.03372 |  | 63.59%
Forney Power Plant | Texas |  | X | X | 55480 | U5 | 4857 | Combined Cycle |  |  |  | Combined cycle |  |  |  |  | 94.933 | 5283563.536 | 755782.33 | 99.0833 | 94.933 |  | 5283563.536 | 755782.33 | 94.933 |  | 94.933 |  | 94.933 |  | 94.933 |  | 94.933 |  | 94.933 |  | 94.933 |  | 94.933 | 94.933 | Not Coal Steam or O/G Steam | 0.035935 | 0.035935 |  | 64.45%
Forney Power Plant | Texas |  | X | X | 55480 | U6 | 4858 | Combined Cycle |  |  |  | Combined cycle |  |  |  |  | 89.502 | 5318533.507 | 756314.79 | 96.4613 | 89.502 |  | 5318533.507 | 756314.79 | 89.502 |  | 89.502 |  | 89.502 |  | 89.502 |  | 89.502 |  | 89.502 |  | 89.502 |  | 89.502 | 89.502 | Not Coal Steam or O/G Steam | 0.033657 | 0.033657 |  | 64.9%
Freestone Power Generation | Texas |  | X | X | 55226 | GT1 | 4192 | Combined Cycle |  |  |  | Combined cycle |  |  |  |  | 86.066 | 5699633.53 | 835912.35 | 84.1747 | 86.066 |  | 5699633.53 | 835912.35 | 86.066 |  | 86.066 |  | 86.066 |  | 86.066 |  | 86.066 |  | 86.066 |  | 86.066 |  | 86.066 | 86.066 | Not Coal Steam or O/G Steam | 0.030201 | 0.030201 |  | 75.61%
Freestone Power Generation | Texas |  | X | X | 55226 | GT2 | 4193 | Combined Cycle |  |  |  | Combined cycle |  |  |  |  | 86.846 | 5921359.471 | 864541.25 | 83.7273 | 86.846 |  | 5921359.471 | 864541.25 | 86.846 |  | 86.846 |  | 86.846 |  | 86.846 |  | 86.846 |  | 86.846 |  | 86.846 |  | 86.846 | 86.846 | Not Coal Steam or O/G Steam | 0.029333 | 0.029333 |  | 77.18%
Freestone Power Generation | Texas |  | X | X | 55226 | GT3 | 4194 | Combined Cycle |  |  |  | Combined cycle |  |  |  |  | 75.257 | 4706612.044 | 684721.67 | 84.6577 | 75.257 |  | 4706612.044 | 684721.67 | 75.257 |  | 75.257 |  | 75.257 |  | 75.257 |  | 75.257 |  | 75.257 |  | 75.257 |  | 75.257 | 75.257 | Not Coal Steam or O/G Steam | 0.031979 | 0.031979 |  | 71.38%
Freestone Power Generation | Texas |  | X | X | 55226 | GT4 | 4195 | Combined Cycle |  |  |  | Combined cycle |  |  |  |  | 72.976 | 4851934.735 | 699272.63 | 84.696 | 72.976 |  | 4851934.735 | 699272.63 | 72.976 |  | 72.976 |  | 72.976 |  | 72.976 |  | 72.976 |  | 72.976 |  | 72.976 |  | 72.976 | 72.976 | Not Coal Steam or O/G Steam | 0.030081 | 0.030081 |  | 73.49%
Frontera Generation Facility | Texas |  | X | X | 55098 | 1 | 3883 | Combined Cycle |  |  |  | Combined cycle |  |  |  |  | 43.166 | 4691022.601 | 689637.74 | 50.199 | 43.166 |  | 4691022.601 | 689637.74 | 43.166 |  | 43.166 |  | 43.166 |  | 43.166 |  | 43.166 |  | 43.166 |  | 43.166 |  | 43.166 | 43.166 | Not Coal Steam or O/G Steam | 0.018404 | 0.018404 |  | 79.4%
Frontera Generation Facility | Texas |  | X | X | 55098 | 2 | 3884 | Combined Cycle |  |  |  | Combined cycle |  |  |  |  | 45.208 | 4776645.46 | 699930.44 | 52.376 | 45.208 |  | 4776645.46 | 699930.44 | 45.208 |  | 45.208 |  | 45.208 |  | 45.208 |  | 45.208 |  | 45.208 |  | 45.208 |  | 45.208 | 45.208 | Not Coal Steam or O/G Steam | 0.018929 | 0.018929 |  | 79.5%
Graham | Texas |  | X | X | 3490 | 1 | 2408 | O/G Steam |  |  |  | Dry bottom wall-fired boiler |  |  |  | 234 | 71.856 | 490451.034 | 42030.54 | 88.7057 | 71.856 |  | 490451.034 | 42030.54 | 71.856 |  | 71.856 |  | 71.856 |  | 71.856 |  | 71.856 |  | 71.856 |  | 71.856 |  | 71.856 | 71.856 | Oil/Gas Steam Under 150 Tons (2019-2021 Average) | 0.29302 | 0.29302 |  | 6.601%
Graham | Texas |  | X | X | 3490 | 2 | 2409 | O/G Steam |  |  |  | Dry bottom wall-fired boiler |  |  |  | 390 | 134.644 | 1131070.576 | 102907.22 | 166.574 | 134.644 |  | 1131070.576 | 102907.22 | 134.644 |  | 134.644 |  | 134.644 |  | 134.644 |  | 134.644 |  | 134.644 |  | 134.644 |  | 75.805 | 16.9661 | O/G Steam SCR Retrofit | 0.23808 | 0.03 |  | 7.427%
Greens Bayou | Texas |  | X | X | 3464 | GBY73 | 89952 | Combustion Turbine |  |  |  | Combustion turbine |  |  |  |  | 26.702 | 250805.7 | 15971.55 | 24.723 | 26.702 |  | 250805.7 | 15971.55 | 26.702 |  | 26.702 |  | 26.702 |  | 26.702 |  | 26.702 |  | 26.702 |  | 26.702 |  | 26.702 | 26.702 | Not Coal Steam or O/G Steam | 0.21293 | 0.21293 |  | 6.428%
Greens Bayou | Texas |  | X | X | 3464 | GBY74 | 89953 | Combustion Turbine |  |  |  | Combustion turbine |  |  |  |  | 36.001 | 334820 | 22069.74 | 27.0177 | 36.001 |  | 334820 | 22069.74 | 36.001 |  | 36.001 |  | 36.001 |  | 36.001 |  | 36.001 |  | 36.001 |  | 36.001 |  | 36.001 | 36.001 | Not Coal Steam or O/G Steam | 0.21505 | 0.21505 |  | 6.974%
Greens Bayou | Texas |  | X | X | 3464 | GBY81 | 89954 | Combustion Turbine |  |  |  | Combustion turbine |  |  |  |  | 38.747 | 367395.8 | 23852.53 | 28.8823 | 38.747 |  | 367395.8 | 23852.53 | 38.747 |  | 38.747 |  | 38.747 |  | 38.747 |  | 38.747 |  | 38.747 |  | 38.747 |  | 38.747 | 38.747 | Not Coal Steam or O/G Steam | 0.21093 | 0.21093 |  | 7.564%
Greens Bayou | Texas |  | X | X | 3464 | GBY82 | 89955 | Combustion Turbine |  |  |  | Combustion turbine |  |  |  |  | 39.347 | 364147 | 22147.01 | 30.5013 | 39.347 |  | 364147 | 22147.01 | 39.347 |  | 39.347 |  | 39.347 |  | 39.347 |  | 39.347 |  | 39.347 |  | 39.347 |  | 39.347 | 39.347 | Not Coal Steam or O/G Steam | 0.21611 | 0.21611 |  | 7.805%
Greens Bayou | Texas |  | X | X | 3464 | GBY83 | 89956 | Combustion Turbine |  |  |  | Combustion turbine |  |  |  |  | 36.484 | 344520.9 | 22349.24 | 30.648 | 36.484 |  | 344520.9 | 22349.24 | 36.484 |  | 36.484 |  | 36.484 |  | 36.484 |  | 36.484 |  | 36.484 |  | 36.484 |  | 36.484 | 36.484 | Not Coal Steam or O/G Steam | 0.2118 | 0.2118 |  | 8.029%
Greens Bayou | Texas |  | X | X | 3464 | GBY84 | 89957 | Combustion Turbine |  |  |  | Combustion turbine |  |  |  |  | 27.012 | 254621.4 | 16174.71 | 26.589 | 27.012 |  | 254621.4 | 16174.71 | 27.012 |  | 27.012 |  | 27.012 |  | 27.012 |  | 27.012 |  | 27.012 |  | 27.012 |  | 27.012 | 27.012 | Not Coal Steam or O/G Steam | 0.21217 | 0.21217 |  | 6.914%
Gregory Power Facility | Texas |  | X | X | 55086 | 101 | 3863 | Combined Cycle |  |  |  | Combined cycle |  |  |  |  | 40.081 | 3288358.547 | 339004.77 | 28.6777 | 40.081 |  | 3288358.547 | 339004.77 | 40.081 |  | 40.081 |  | 40.081 |  | 40.081 |  | 40.081 |  | 40.081 |  | 40.081 |  | 40.081 | 40.081 | Not Coal Steam or O/G Steam | 0.024378 | 0.024378 |  | 25.7%
Gregory Power Facility | Texas |  | X | X | 55086 | 102 | 3864 | Combined Cycle |  |  |  | Combined cycle |  |  |  |  | 41.325 | 3257550.529 | 343444.92 | 33.9257 | 41.325 |  | 3257550.529 | 343444.92 | 41.325 |  | 41.325 |  | 41.325 |  | 41.325 |  | 41.325 |  | 41.325 |  | 41.325 |  | 41.325 | 41.325 | Not Coal Steam or O/G Steam | 0.025372 | 0.025372 |  | 28.98%
Guadalupe Generating Station | Texas |  | X | X | 55153 | CTG-1 | 4028 | Combined Cycle |  |  |  | Combined cycle |  |  |  |  | 87.132 | 5979111.97 | 810516.4 | 85.7763 | 87.132 |  | 5979111.97 | 810516.4 | 87.132 |  | 87.132 |  | 87.132 |  | 87.132 |  | 87.132 |  | 87.132 |  | 87.132 |  | 87.132 | 87.132 | Not Coal Steam or O/G Steam | 0.029145 | 0.029145 |  | 69.26%
Guadalupe Generating Station | Texas |  | X | X | 55153 | CTG-2 | 4029 | Combined Cycle |  |  |  | Combined cycle |  |  |  |  | 83.669 | 5395764.738 | 751084.21 | 86.07 | 83.669 |  | 5395764.738 | 751084.21 | 83.669 |  | 83.669 |  | 83.669 |  | 83.669 |  | 83.669 |  | 83.669 |  | 83.669 |  | 83.669 | 83.669 | Not Coal Steam or O/G Steam | 0.031013 | 0.031013 |  | 67.52%
Guadalupe Generating Station | Texas |  | X | X | 55153 | CTG-3 | 4030 | Combined Cycle |  |  |  | Combined cycle |  |  |  |  | 78.348 | 5120791.498 | 689059.73 | 88.7833 | 78.348 |  | 5120791.498 | 689059.73 | 78.348 |  | 78.348 |  | 78.348 |  | 78.348 |  | 78.348 |  | 78.348 |  | 78.348 |  | 78.348 | 78.348 | Not Coal Steam or O/G Steam | 0.0306 | 0.0306 |  | 71.22%
Guadalupe Generating Station | Texas |  | X | X | 55153 | CTG-4 | 4031 | Combined Cycle |  |  |  | Combined cycle |  |  |  |  | 74.437 | 4699904.852 | 650558.2 | 87.9687 | 74.437 |  | 4699904.852 | 650558.2 | 74.437 |  | 74.437 |  | 74.437 |  | 74.437 |  | 74.437 |  | 74.437 |  | 74.437 |  | 74.437 | 74.437 | Not Coal Steam or O/G Steam | 0.031676 | 0.031676 |  | 66.77%
H W Pirkey Power Plant | Texas |  | X | X | 7902 | 1 | 3360 | Coal Steam | 3 | 2023 | 2023 | Dry bottom wall-fired boiler |  |  |  | 721 | 1367.149 | 13957774.071 | 1281022.51 | 1143.891 | 0 | Y | 0 | 0 | 0 |  | 0 |  | 0 |  | 0 |  | 0 |  | 0 |  | 0 |  | 0 | 0 | Retired | 0 | 0 |  | 48.44%
Handley Generating Station | Texas |  | X | X | 3491 | 3 | 2413 | O/G Steam |  |  |  | Dry bottom wall-fired boiler | Y |  |  | 395 | 36.43 | 3334072.162 | 298760.08 | 37.972 | 36.43 |  | 3334072.162 | 298760.08 | 36.43 |  | 36.43 |  | 36.43 |  | 36.43 |  | 36.43 |  | 36.43 |  | 36.43 |  | 36.43 | 36.43 | Existing SCR | 0.021853 | 0.021853 |  | 18.29%
Handley Generating Station | Texas |  | X | X | 3491 | 4 | 2414 | O/G Steam |  |  |  | Dry bottom wall-fired boiler | Y |  |  | 435 | 19.762 | 3002398.332 | 263159.14 | 13.3087 | 19.762 |  | 3002398.332 | 263159.14 | 19.762 |  | 19.762 |  | 19.762 |  | 19.762 |  | 19.762 |  | 19.762 |  | 19.762 |  | 19.762 | 19.762 | Existing SCR | 0.013164 | 0.013164 |  | 9.447%
Handley Generating Station | Texas |  | X | X | 3491 | 5 | 2415 | O/G Steam |  |  |  | Dry bottom wall-fired boiler | Y |  |  | 435 | 16.767 | 2723097.29 | 226800.96 | 16.179 | 16.767 |  | 2723097.29 | 226800.96 | 16.767 |  | 16.767 |  | 16.767 |  | 16.767 |  | 16.767 |  | 16.767 |  | 16.767 |  | 16.767 | 16.767 | Existing SCR | 0.012315 | 0.012315 |  | 9.68%
Hardin County Peaking Facility | Texas |  | X | X | 56604 | HCCT1 | 91256 | Combustion Turbine |  |  |  | Combustion turbine |  |  |  |  | 1.593 | 102580.786 | 8166.55 | 3.1177 | 1.593 |  | 102580.786 | 8166.55 | 1.593 |  | 1.593 |  | 1.593 |  | 1.593 |  | 1.593 |  | 1.593 |  | 1.593 |  | 1.593 | 1.593 | Not Coal Steam or O/G Steam | 0.031058 | 0.031058 |  | 5.308%
Hardin County Peaking Facility | Texas |  | X | X | 56604 | HCCT2 | 91259 | Combustion Turbine |  |  |  | Combustion turbine |  |  |  |  | 1.62 | 99585.871 | 7899.86 | 3.6237 | 1.62 |  | 99585.871 | 7899.86 | 1.62 |  | 1.62 |  | 1.62 |  | 1.62 |  | 1.62 |  | 1.62 |  | 1.62 |  | 1.62 | 1.62 | Not Coal Steam or O/G Steam | 0.032535 | 0.032535 |  | 5.683%
Harrington Station | Texas |  | X | X | 6193 | 061B | 2838 | Coal Steam |  |  |  | Tangentially-fired |  |  |  | 339 | 618.488 | 8058197.277 | 811654.88 | 480.314 | 618.488 |  | 8058197.277 | 811654.88 | 618.488 |  | 618.488 |  | 618.488 |  | 618.488 |  | 618.488 |  | 618.488 |  | 618.488 |  | 409.9715 | 201.4549 | Coal Steam SCR Retrofit | 0.15351 | 0.05 |  | 35.33%
Harrington Station | Texas |  | X | X | 6193 | 062B | 2839 | Coal Steam |  |  |  | Tangentially-fired |  |  |  | 339 | 643.218 | 8773829.25 | 892076.12 | 473.2833 | 643.218 |  | 8773829.25 | 892076.12 | 643.218 |  | 643.218 |  | 643.218 |  | 643.218 |  | 643.218 |  | 643.218 |  | 643.218 |  | 431.2819 | 219.3457 | Coal Steam SCR Retrofit | 0.14662 | 0.05 |  | 42.79%
Harrington Station | Texas |  | X | X | 6193 | 063B | 2840 | Coal Steam |  |  |  | Tangentially-fired |  |  |  | 340 | 753.929 | 9215696.027 | 911647.58 | 558.1723 | 753.929 |  | 9215696.027 | 911647.58 | 753.929 |  | 753.929 |  | 753.929 |  | 753.929 |  | 753.929 |  | 753.929 |  | 753.929 |  | 492.1607 | 230.3924 | Coal Steam SCR Retrofit | 0.16362 | 0.05 |  | 47.87%
Harrison County Power Project | Texas |  | X | X | 55664 | GT-1 | 8788 | Combined Cycle |  |  |  | Combined cycle | Y |  |  |  | 38.687 | 4495005.756 | 637931.59 | 40.0963 | 38.687 |  | 4495005.756 | 637931.59 | 38.687 |  | 38.687 |  | 38.687 |  | 26.97 | Optimize SCR | 26.97 |  | 26.97 |  | 26.97 |  | 26.97 | 26.97 | Not Coal Steam or O/G Steam | 0.012 | 0.012 |  | 61.32%
Harrison County Power Project | Texas |  | X | X | 55664 | GT-2 | 8790 | Combined Cycle |  |  |  | Combined cycle | Y |  |  |  | 40.454 | 4703128.893 | 674869.39 | 39.6283 | 40.454 |  | 4703128.893 | 674869.39 | 40.454 |  | 40.454 |  | 40.454 |  | 28.2188 | Optimize SCR | 28.2188 |  | 28.2188 |  | 28.2188 |  | 28.2188 | 28.2188 | Not Coal Steam or O/G Steam | 0.012 | 0.012 |  | 54.61%
Hays Energy Facility | Texas |  | X | X | 55144 | STK1 | 4002 | Combined Cycle |  |  |  | Combined cycle | Y |  |  |  | 19.688 | 2187200.051 | 292642.94 | 22.0437 | 19.688 |  | 2187200.051 | 292642.94 | 19.688 |  | 19.688 |  | 19.688 |  | 13.1232 | Optimize SCR | 13.1232 |  | 13.1232 |  | 13.1232 |  | 13.1232 | 13.1232 | Not Coal Steam or O/G Steam | 0.012 | 0.012 |  | 31.4%
Hays Energy Facility | Texas |  | X | X | 55144 | STK2 | 4003 | Combined Cycle |  |  |  | Combined cycle | Y |  |  |  | 20.802 | 2479941.182 | 328716.94 | 27.2243 | 20.802 |  | 2479941.182 | 328716.94 | 20.802 |  | 20.802 |  | 20.802 |  | 14.8796 | Optimize SCR | 14.8796 |  | 14.8796 |  | 14.8796 |  | 14.8796 | 14.8796 | Not Coal Steam or O/G Steam | 0.012 | 0.012 |  | 40.61%
Hays Energy Facility | Texas |  | X | X | 55144 | STK3 | 4004 | Combined Cycle |  |  |  | Combined cycle | Y |  |  |  | 21.611 | 2419864.187 | 320241.74 | 20.386 | 21.611 |  | 2419864.187 | 320241.74 | 21.611 |  | 21.611 |  | 21.611 |  | 14.5192 | Optimize SCR | 14.5192 |  | 14.5192 |  | 14.5192 |  | 14.5192 | 14.5192 | Not Coal Steam or O/G Steam | 0.012 | 0.012 |  | 33.11%
Hays Energy Facility | Texas |  | X | X | 55144 | STK4 | 4005 | Combined Cycle |  |  |  | Combined cycle | Y |  |  |  | 28.399 | 2945421.56 | 395437.79 | 28.683 | 28.399 |  | 2945421.56 | 395437.79 | 28.399 |  | 28.399 |  | 28.399 |  | 17.6725 | Optimize SCR | 17.6725 |  | 17.6725 |  | 17.6725 |  | 17.6725 | 17.6725 | Not Coal Steam or O/G Steam | 0.012 | 0.012 |  | 40.67%
J K Spruce | Texas |  | X | X | 7097 | **1 | 2939 | Coal Steam | 12 | 2028 | 2029 | Tangentially-fired |  |  |  | 560 | 1118.343 | 16514677.712 | 1504397.6 | 969.3783 | 1118.343 |  | 16514677.712 | 1504397.6 | 1118.343 |  | 1118.343 |  | 1118.343 |  | 1118.343 |  | 1118.343 |  | 1118.343 |  | 1118.343 |  | 765.605 | 412.8669 | Coal Steam SCR Retrofit | 0.13544 | 0.05 |  | 59.09%
J K Spruce | Texas |  | X | X | 7097 | **2 | 2940 | Coal Steam |  |  |  | Tangentially-fired | Y |  |  | 785 | 532.43 | 24818423.94 | 2242238.66 | 507.2267 | 532.43 |  | 24818423.94 | 2242238.66 | 532.43 |  | 532.43 |  | 532.43 |  | 532.43 |  | 532.43 |  | 532.43 |  | 532.43 |  | 532.43 | 532.43 | Existing SCR | 0.042906 | 0.042906 |  | 65.53%
J Robert Massengale Generating Station | Texas |  | X | X | 3604 | GT1 | 2474 | Combined Cycle |  |  |  | Combined cycle | Y |  |  |  | 3.859 | 226345.07 | 25423.05 | 7.9993 | 3.859 |  | 226345.07 | 25423.05 | 3.859 |  | 3.859 |  | 3.859 |  | 1.3581 | Optimize SCR | 1.3581 |  | 1.3581 |  | 1.3581 |  | 1.3581 | 1.3581 | Not Coal Steam or O/G Steam | 0.012 | 0.012 |  | 26.61%
J T Deely | Texas |  | X | X | 6181 | 1 | 2832 | Coal Steam | 12 | 2024 | 2025 | Tangentially-fired |  |  | Y | 420 | [24 empty] | Coal Steam Under 0.08 lb/mmBtu | 0 | 0
J T Deely | Texas |  | X | X | 6181 | 2 | 2833 | Coal Steam | 12 | 2024 | 2025 | Tangentially-fired | Y |  | Y | 420 | [24 empty] | Existing SCR | 0 | 0
Jack County Generation Facility | Texas |  | X | X | 55230 | CT-1 | 4236 | Combined Cycle |  |  |  | Combined cycle | Y |  |  |  | 33.337 | 3738533.995 | 505987.62 | 36.6857 | 33.337 |  | 3738533.995 | 505987.62 | 33.337 |  | 33.337 |  | 33.337 |  | 22.4312 | Optimize SCR | 22.4312 |  | 22.4312 |  | 22.4312 |  | 22.4312 | 22.4312 | Not Coal Steam or O/G Steam | 0.012 | 0.012 |  | 36.92%
Jack County Generation Facility | Texas |  | X | X | 55230 | CT-2 | 4237 | Combined Cycle |  |  |  | Combined cycle | Y |  |  |  | 36.107 | 4046176.94 | 548061.85 | 40.0503 | 36.107 |  | 4046176.94 | 548061.85 | 36.107 |  | 36.107 |  | 36.107 |  | 24.2771 | Optimize SCR | 24.2771 |  | 24.2771 |  | 24.2771 |  | 24.2771 | 24.2771 | Not Coal Steam or O/G Steam | 0.012 | 0.012 |  | 37.73%
Jack County Generation Facility | Texas |  | X | X | 55230 | CT-3 | 90582 | Combined Cycle |  |  |  | Combined cycle | Y |  |  |  | 18.254 | 4333824.87 | 600372.5 | 17.035 | 18.254 |  | 4333824.87 | 600372.5 | 18.254 |  | 18.254 |  | 18.254 |  | 18.254 |  | 18.254 |  | 18.254 |  | 18.254 |  | 18.254 | 18.254 | Not Coal Steam or O/G Steam | 0.008424 | 0.008424 |  | 41.95%
Jack County Generation Facility | Texas |  | X | X | 55230 | CT-4 | 90583 | Combined Cycle |  |  |  | Combined cycle | Y |  |  |  | 12.764 | 3688806.451 | 516503.53 | 14.6677 | 12.764 |  | 3688806.451 | 516503.53 | 12.764 |  | 12.764 |  | 12.764 |  | 12.764 |  | 12.764 |  | 12.764 |  | 12.764 |  | 12.764 | 12.764 | Not Coal Steam or O/G Steam | 0.0069204 | 0.0069204 |  | 41.58%
Johnson County Generation Facility | Texas |  | X | X | 54817 | EAST | 3804 | Combined Cycle |  |  |  | Combined cycle | Y |  |  |  | 54.823 | 3625660.89 | 448646.41 | 61.6243 | 54.823 |  | 3625660.89 | 448646.41 | 54.823 |  | 54.823 |  | 54.823 |  | 21.754 | Optimize SCR | 21.754 |  | 21.754 |  | 21.754 |  | 21.754 | 21.754 | Not Coal Steam or O/G Steam | 0.012 | 0.012 |  | 41.38%
Jones Station | Texas |  | X | X | 3482 | 151B | 2394 | O/G Steam |  |  |  | Tangentially-fired |  |  |  | 243 | 102.393 | 1918774.516 | 182401.94 | 264.415 | 102.393 |  | 1918774.516 | 182401.94 | 102.393 |  | 102.393 |  | 102.393 |  | 102.393 |  | 102.393 |  | 102.393 |  | 102.393 |  | 65.5873 | 28.7816 | O/G Steam SCR Retrofit | 0.10673 | 0.03 |  | 36.33%
Jones Station | Texas |  | X | X | 3482 | 152B | 2395 | O/G Steam | 12 | 2031 | 2032 | Tangentially-fired |  |  |  | 243 | 126.39 | 2642631.652 | 242788.85 | 201.9377 | 126.39 |  | 2642631.652 | 242788.85 | 126.39 |  | 126.39 |  | 126.39 |  | 126.39 |  | 126.39 |  | 126.39 |  | 126.39 |  | 83.0147 | 39.6395 | O/G Steam SCR Retrofit | 0.095655 | 0.03 |  | 31.38%
Jones Station | Texas |  | X | X | 3482 | 153T | 90700 | Combustion Turbine |  |  |  | Combustion turbine |  |  |  |  | 24.929 | 1757441.752 | 164670.97 | 32.352 | 24.929 |  | 1757441.752 | 164670.97 | 24.929 |  | 24.929 |  | 24.929 |  | 24.929 |  | 24.929 |  | 24.929 |  | 24.929 |  | 24.929 | 24.929 | Not Coal Steam or O/G Steam | 0.02837 | 0.02837 |  | 29.05%
Jones Station | Texas |  | X | X | 3482 | 154T | 90833 | Combustion Turbine |  |  |  | Combustion turbine |  |  |  |  | 17.191 | 1160946.679 | 109151.13 | 31.9377 | 17.191 |  | 1160946.679 | 109151.13 | 17.191 |  | 17.191 |  | 17.191 |  | 17.191 |  | 17.191 |  | 17.191 |  | 17.191 |  | 17.191 | 17.191 | Not Coal Steam or O/G Steam | 0.029615 | 0.029615 |  | 28.87%
Knox Lee Power Plant | Texas |  | X | X | 3476 | 5 | 2388 | O/G Steam |  |  |  | Tangentially-fired |  |  |  | 342 | 50.711 | 997334.312 | 90378.44 | 50.2113 | 50.711 |  | 997334.312 | 90378.44 | 50.711 |  | 50.711 |  | 50.711 |  | 50.711 |  | 50.711 |  | 50.711 |  | 50.711 |  | 50.711 | 50.711 | Oil/Gas Steam Under 150 Tons (2019-2021 Average) | 0.10169 | 0.10169 |  | 7.842%
LaPorte Generating Station | Texas |  | X | X | 55365 | GT-1 | 4559 | Combustion Turbine |  |  |  | Combustion turbine |  |  |  |  | 11.743 | 128684.6 | 9650.6 | 15.7677 | 11.743 |  | 128684.6 | 9650.6 | 11.743 |  | 11.743 |  | 11.743 |  | 11.743 |  | 11.743 |  | 11.743 |  | 11.743 |  | 11.743 | 11.743 | Not Coal Steam or O/G Steam | 0.18251 | 0.18251 |  | 9.287%
LaPorte Generating Station | Texas |  | X | X | 55365 | GT-2 | 4560 | Combustion Turbine |  |  |  | Combustion turbine |  |  |  |  | 14.054 | 165423.2 | 12385.85 | 15.2713 | 14.054 |  | 165423.2 | 12385.85 | 14.054 |  | 14.054 |  | 14.054 |  | 14.054 |  | 14.054 |  | 14.054 |  | 14.054 |  | 14.054 | 14.054 | Not Coal Steam or O/G Steam | 0.16992 | 0.16992 |  | 9.391%
LaPorte Generating Station | Texas |  | X | X | 55365 | GT-3 | 4561 | Combustion Turbine |  |  |  | Combustion turbine |  |  |  |  | 12.741 | 142893.6 | 10689.48 | 15.079 | 12.741 |  | 142893.6 | 10689.48 | 12.741 |  | 12.741 |  | 12.741 |  | 12.741 |  | 12.741 |  | 12.741 |  | 12.741 |  | 12.741 | 12.741 | Not Coal Steam or O/G Steam | 0.17833 | 0.17833 |  | 8.572%
LaPorte Generating Station | Texas |  | X | X | 55365 | GT-4 | 4562 | Combustion Turbine |  |  |  | Combustion turbine |  |  |  |  | 13.781 | 162206.5 | 12133.59 | 13.3313 | 13.781 |  | 162206.5 | 12133.59 | 13.781 |  | 13.781 |  | 13.781 |  | 13.781 |  | 13.781 |  | 13.781 |  | 13.781 |  | 13.781 | 13.781 | Not Coal Steam or O/G Steam | 0.16992 | 0.16992 |  | 7.672%
Lake Hubbard | Texas |  | X | X | 3452 | 1 | 2313 | O/G Steam |  |  |  | Dry bottom wall-fired boiler |  |  |  | 392 | 45.227 | 757423.689 | 59876.64 | 60.8907 | 45.227 |  | 757423.689 | 59876.64 | 45.227 |  | 45.227 |  | 45.227 |  | 45.227 |  | 45.227 |  | 45.227 |  | 45.227 |  | 45.227 | 45.227 | Oil/Gas Steam Under 150 Tons (2019-2021 Average) | 0.11942 | 0.11942 |  | 5.739%
Lake Hubbard | Texas |  | X | X | 3452 | 2 | 2314 | O/G Steam |  |  |  | Dry bottom wall-fired boiler | Y |  |  | 523 | 43.754 | 2445312.141 | 223716.74 | 42.0163 | 43.754 |  | 2445312.141 | 223716.74 | 43.754 |  | 43.754 |  | 43.754 |  | 36.6797 | Optimize SCR | 36.6797 |  | 36.6797 |  | 36.6797 |  | 36.6797 | 36.6797 | Existing SCR | 0.03 | 0.03 |  | 12.58%
Lamar Power Plant | Texas |  | X | X | 55097 | 1 | 3879 | Combined Cycle |  |  |  | Combined cycle |  |  |  |  | 76.038 | 4610455.446 | 655241.26 | 87.6087 | 76.038 |  | 4610455.446 | 655241.26 | 76.038 |  | 76.038 |  | 76.038 |  | 76.038 |  | 76.038 |  | 76.038 |  | 76.038 |  | 76.038 | 76.038 | Not Coal Steam or O/G Steam | 0.032985 | 0.032985 |  | 68.51%
Lamar Power Plant | Texas |  | X | X | 55097 | 2 | 3880 | Combined Cycle |  |  |  | Combined cycle |  |  |  |  | 77.798 | 4574416.606 | 654286.38 | 86.6923 | 77.798 |  | 4574416.606 | 654286.38 | 77.798 |  | 77.798 |  | 77.798 |  | 77.798 |  | 77.798 |  | 77.798 |  | 77.798 |  | 77.798 | 77.798 | Not Coal Steam or O/G Steam | 0.034014 | 0.034014 |  | 67.66%
Lamar Power Plant | Texas |  | X | X | 55097 | 3 | 3881 | Combined Cycle |  |  |  | Combined cycle |  |  |  |  | 77.984 | 4815771.632 | 686484.08 | 83.3303 | 77.984 |  | 4815771.632 | 686484.08 | 77.984 |  | 77.984 |  | 77.984 |  | 77.984 |  | 77.984 |  | 77.984 |  | 77.984 |  | 77.984 | 77.984 | Not Coal Steam or O/G Steam | 0.032387 | 0.032387 |  | 67.47%
Lamar Power Plant | Texas |  | X | X | 55097 | 4 | 3882 | Combined Cycle |  |  |  | Combined cycle |  |  |  |  | 76.726 | 4769442.304 | 686961.87 | 84.2603 | 76.726 |  | 4769442.304 | 686961.87 | 76.726 |  | 76.726 |  | 76.726 |  | 76.726 |  | 76.726 |  | 76.726 |  | 76.726 |  | 76.726 | 76.726 | Not Coal Steam or O/G Steam | 0.032174 | 0.032174 |  | 66.95%
Laredo | Texas |  | X | X | 3439 | 4 | 90196 | Combustion Turbine |  |  |  | Combustion turbine | Y |  |  |  | 1.34 | 244260.569 | 26431.97 | 1.3857 | 1.34 |  | 244260.569 | 26431.97 | 1.34 |  | 1.34 |  | 1.34 |  | 1.34 |  | 1.34 |  | 1.34 |  | 1.34 |  | 1.34 | 1.34 | Not Coal Steam or O/G Steam | 0.010972 | 0.010972 |  | 6.776%
Laredo | Texas |  | X | X | 3439 | 5 | 90197 | Combustion Turbine |  |  |  | Combustion turbine | Y |  |  |  | 0.623 | 120090.67 | 12602.43 | 1.2083 | 0.623 |  | 120090.67 | 12602.43 | 0.623 |  | 0.623 |  | 0.623 |  | 0.623 |  | 0.623 |  | 0.623 |  | 0.623 |  | 0.623 | 0.623 | Not Coal Steam or O/G Steam | 0.010375 | 0.010375 |  | 6.721%
Leon Creek | Texas |  | X | X | 3609 | CGT1 | 89297 | Combustion Turbine |  |  |  | Combustion turbine | Y |  |  |  | 0.533 | 66552.877 | 6856.88 | 1.1787 | 0.533 |  | 66552.877 | 6856.88 | 0.533 |  | 0.533 |  | 0.533 |  | 0.533 |  | 0.533 |  | 0.533 |  | 0.533 |  | 0.533 | 0.533 | Not Coal Steam or O/G Steam | 0.016017 | 0.016017 |  | 6.738%
Leon Creek | Texas |  | X | X | 3609 | CGT2 | 89298 | Combustion Turbine |  |  |  | Combustion turbine | Y |  |  |  | 0.525 | 65871.363 | 6604.03 | 1.2387 | 0.525 |  | 65871.363 | 6604.03 | 0.525 |  | 0.525 |  | 0.525 |  | 0.525 |  | 0.525 |  | 0.525 |  | 0.525 |  | 0.525 | 0.525 | Not Coal Steam or O/G Steam | 0.01594 | 0.01594 |  | 8.403%
Leon Creek | Texas |  | X | X | 3609 | CGT3 | 89299 | Combustion Turbine |  |  |  | Combustion turbine | Y |  |  |  | 0.636 | 81429.371 | 8435.11 | 1.4067 | 0.636 |  | 81429.371 | 8435.11 | 0.636 |  | 0.636 |  | 0.636 |  | 0.636 |  | 0.636 |  | 0.636 |  | 0.636 |  | 0.636 | 0.636 | Not Coal Steam or O/G Steam | 0.015621 | 0.015621 |  | 9.532%
Leon Creek | Texas |  | X | X | 3609 | CGT4 | 89300 | Combustion Turbine |  |  |  | Combustion turbine | Y |  |  |  | 0.796 | 90701.939 | 9222.17 | 1.302 | 0.796 |  | 90701.939 | 9222.17 | 0.796 |  | 0.796 |  | 0.796 |  | 0.796 |  | 0.796 |  | 0.796 |  | 0.796 |  | 0.796 | 0.796 | Not Coal Steam or O/G Steam | 0.017552 | 0.017552 |  | 8.378%
Lewis Creek | Texas |  | X | X | 3457 | 1 | 2332 | O/G Steam |  |  |  | Dry bottom wall-fired boiler | Y |  |  | 252 | 45.857 | 4012942.324 | 365367 | 62.3163 | 45.857 |  | 4012942.324 | 365367 | 45.857 |  | 45.857 |  | 45.857 |  | 45.857 |  | 45.857 |  | 45.857 |  | 45.857 |  | 45.857 | 45.857 | Existing SCR | 0.022855 | 0.022855 |  | 51.27%
Lewis Creek | Texas |  | X | X | 3457 | 2 | 2333 | O/G Steam |  |  |  | Dry bottom wall-fired boiler | Y |  |  | 253 | 31.369 | 2957494.171 | 287757.13 | 53.328 | 31.369 |  | 2957494.171 | 287757.13 | 31.369 |  | 31.369 |  | 31.369 |  | 31.369 |  | 31.369 |  | 31.369 |  | 31.369 |  | 31.369 | 31.369 | Existing SCR | 0.021213 | 0.021213 |  | 39.67%
Limestone | Texas |  | X | X | 298 | LIM1 | 176 | Coal Steam | 12 | 2029 | 2030 | Tangentially-fired |  | Y |  | 831 | 626.71 | 9122867.516 | 919724.26 | 1174.6587 | 626.71 |  | 9122867.516 | 919724.26 | 626.71 |  | 626.71 |  | 626.71 |  | 626.71 |  | 626.71 |  | 626.71 |  | 626.71 |  | 427.3908 | 228.0717 | Coal Steam SCR Retrofit | 0.13739 | 0.05 |  | 39.56%
Limestone | Texas |  | X | X | 298 | LIM2 | 177 | Coal Steam | 12 | 2029 | 2030 | Tangentially-fired |  | Y |  | 858 | 1480.018 | 16432611.873 | 1669419.31 | 1553.2047 | 1480.018 |  | 16432611.873 | 1669419.31 | 1480.018 |  | 1480.018 |  | 1480.018 |  | 1480.018 |  | 1480.018 |  | 1341.0655 | Y | 1341.0655 |  | 875.9404 | 410.8153 | Coal Steam SCR Retrofit | 0.16322 | 0.05 |  | 45.83%
Lost Pines 1 | Texas |  | X | X | 55154 | 1 | 4032 | Combined Cycle |  |  |  | Combined cycle | Y |  |  |  | 32.07 | 3416529.69 | 310850.24 | 41.523 | 32.07 |  | 3416529.69 | 310850.24 | 32.07 |  | 32.07 |  | 32.07 |  | 20.4992 | Optimize SCR | 20.4992 |  | 20.4992 |  | 20.4992 |  | 20.4992 | 20.4992 | Not Coal Steam or O/G Steam | 0.012 | 0.012 |  | 60.83%
Lost Pines 1 | Texas |  | X | X | 55154 | 2 | 4033 | Combined Cycle |  |  |  | Combined cycle | Y |  |  |  | 33.185 | 3529567.221 | 320720.31 | 42.8493 | 33.185 |  | 3529567.221 | 320720.31 | 33.185 |  | 33.185 |  | 33.185 |  | 21.1774 | Optimize SCR | 21.1774 |  | 21.1774 |  | 21.1774 |  | 21.1774 | 21.1774 | Not Coal Steam or O/G Steam | 0.012 | 0.012 |  | 63.29%
Magic Valley Generating Station | Texas |  | X | X | 55123 | CTG-1 | 3951 | Combined Cycle |  |  |  | Combined cycle | Y |  |  |  | 46.034 | 6387633.497 | 957760.33 | 46.4107 | 46.034 |  | 6387633.497 | 957760.33 | 46.034 |  | 46.034 |  | 46.034 |  | 38.3258 | Optimize SCR | 38.3258 |  | 38.3258 |  | 38.3258 |  | 38.3258 | 38.3258 | Not Coal Steam or O/G Steam | 0.012 | 0.012 |  | 66.38%
Magic Valley Generating Station | Texas |  | X | X | 55123 | CTG-2 | 3952 | Combined Cycle |  |  |  | Combined cycle | Y |  |  |  | 43.487 | 5809213.215 | 870718.34 | 46.6607 | 43.487 |  | 5809213.215 | 870718.34 | 43.487 |  | 43.487 |  | 43.487 |  | 34.8553 | Optimize SCR | 34.8553 |  | 34.8553 |  | 34.8553 |  | 34.8553 | 34.8553 | Not Coal Steam or O/G Steam | 0.012 | 0.012 |  | 66.36%
Martin Lake | Texas |  | X | X | 6146 | 1 | 2804 | Coal Steam |  |  |  | Tangentially-fired |  |  |  | 800 | 1627.772 | 23060121.716 | 2364161.16 | 1460.259 | 1627.772 |  | 23060121.716 | 2364161.16 | 1627.772 |  | 1627.772 |  | 1627.772 |  | 1627.772 |  | 1627.772 |  | 1627.772 |  | 1627.772 |  | 1102.1375 | 576.503 | Coal Steam SCR Retrofit | 0.14118 | 0.05 |  | 59.97%
Martin Lake | Texas |  | X | X | 6146 | 2 | 2805 | Coal Steam |  |  |  | Tangentially-fired |  |  |  | 805 | 1264.022 | 17896844.21 | 1850664 | 1372.739 | 1264.022 |  | 17896844.21 | 1850664 | 1264.022 |  | 1264.022 |  | 1264.022 |  | 1264.022 |  | 1264.022 |  | 1264.022 |  | 1264.022 |  | 855.7216 | 447.4211 | Coal Steam SCR Retrofit | 0.14126 | 0.05 |  | 56.37%
Martin Lake | Texas |  | X | X | 6146 | 3 | 2806 | Coal Steam |  |  |  | Tangentially-fired |  |  |  | 805 | 1584.706 | 23757418.635 | 2641751.4 | 1416.308 | 1584.706 |  | 23757418.635 | 2641751.4 | 1584.706 |  | 1584.706 |  | 1584.706 |  | 1584.706 |  | 1584.706 |  | 1584.706 |  | 1584.706 |  | 1089.3207 | 593.9355 | Coal Steam SCR Retrofit | 0.13341 | 0.05 |  | 59.35%
Midlothian Energy | Texas |  | X | X | 55091 | STK1 | 3873 | Combined Cycle |  |  |  | Combined cycle | Y |  |  |  | 18.528 | 2529304.868 | 324196.62 | 20.4563 | 18.528 |  | 2529304.868 | 324196.62 | 18.528 |  | 18.528 |  | 18.528 |  | 15.1758 | Optimize SCR | 15.1758 |  | 15.1758 |  | 15.1758 |  | 15.1758 | 15.1758 | Not Coal Steam or O/G Steam | 0.012 | 0.012 |  | 36.02%
Midlothian Energy | Texas |  | X | X | 55091 | STK2 | 3874 | Combined Cycle |  |  |  | Combined cycle | Y |  |  |  | 18.608 | 2436623.991 | 321529.58 | 20.4683 | 18.608 |  | 2436623.991 | 321529.58 | 18.608 |  | 18.608 |  | 18.608 |  | 14.6197 | Optimize SCR | 14.6197 |  | 14.6197 |  | 14.6197 |  | 14.6197 | 14.6197 | Not Coal Steam or O/G Steam | 0.012 | 0.012 |  | 35.41%
Midlothian Energy | Texas |  | X | X | 55091 | STK3 | 3875 | Combined Cycle |  |  |  | Combined cycle | Y |  |  |  | 15.122 | 1908233.13 | 253923.34 | 19.2697 | 15.122 |  | 1908233.13 | 253923.34 | 15.122 |  | 15.122 |  | 15.122 |  | 11.4494 | Optimize SCR | 11.4494 |  | 11.4494 |  | 11.4494 |  | 11.4494 | 11.4494 | Not Coal Steam or O/G Steam | 0.012 | 0.012 |  | 32.29%
Midlothian Energy | Texas |  | X | X | 55091 | STK4 | 3876 | Combined Cycle |  |  |  | Combined cycle | Y |  |  |  | 17.077 | 2216053.204 | 291726.78 | 19.8573 | 17.077 |  | 2216053.204 | 291726.78 | 17.077 |  | 17.077 |  | 17.077 |  | 13.2963 | Optimize SCR | 13.2963 |  | 13.2963 |  | 13.2963 |  | 13.2963 | 13.2963 | Not Coal Steam or O/G Steam | 0.012 | 0.012 |  | 33.39%
Midlothian Energy | Texas |  | X | X | 55091 | STK5 | 3877 | Combined Cycle |  |  |  | Combined cycle | Y |  |  |  | 20.762 | 2569105.063 | 341198.91 | 25.414 | 20.762 |  | 2569105.063 | 341198.91 | 20.762 |  | 20.762 |  | 20.762 |  | 15.4146 | Optimize SCR | 15.4146 |  | 15.4146 |  | 15.4146 |  | 15.4146 | 15.4146 | Not Coal Steam or O/G Steam | 0.012 | 0.012 |  | 35.01%
Midlothian Energy | Texas |  | X | X | 55091 | STK6 | 3878 | Combined Cycle |  |  |  | Combined cycle | Y |  |  |  | 25.246 | 3203958.811 | 427279.68 | 26.0207 | 25.246 |  | 3203958.811 | 427279.68 | 25.246 |  | 25.246 |  | 25.246 |  | 19.2238 | Optimize SCR | 19.2238 |  | 19.2238 |  | 19.2238 |  | 19.2238 | 19.2238 | Not Coal Steam or O/G Steam | 0.012 | 0.012 |  | 37.69%
Montana Power Station | Texas |  | X | X | 58562 | GT-1 | 90902 | Combustion Turbine |  |  |  | Combustion turbine | Y |  |  |  | 7.317 | 1286029.957 | 137884.55 | 7.5067 | 7.317 |  | 1286029.957 | 137884.55 | 7.317 |  | 7.317 |  | 7.317 |  | 7.317 |  | 7.317 |  | 7.317 |  | 7.317 |  | 7.317 | 7.317 | Not Coal Steam or O/G Steam | 0.011379 | 0.011379 |  | 41.88%
Montana Power Station | Texas |  | X | X | 58562 | GT-2 | 90903 | Combustion Turbine |  |  |  | Combustion turbine | Y |  |  |  | 7.208 | 1151350.344 | 124759.09 | 6.616 | 7.208 |  | 1151350.344 | 124759.09 | 7.208 |  | 7.208 |  | 7.208 |  | 7.208 |  | 7.208 |  | 7.208 |  | 7.208 |  | 7.208 | 7.208 | Not Coal Steam or O/G Steam | 0.012521 | 0.012521 |  | 35.41%
Montana Power Station | Texas |  | X | X | 58562 | GT-3 | 90904 | Combustion Turbine |  |  |  | Combustion turbine | Y |  |  |  | 5.716 | 939065.593 | 99026.2 | 5.055 | 5.716 |  | 939065.593 | 99026.2 | 5.716 |  | 5.716 |  | 5.716 |  | 5.716 |  | 5.716 |  | 5.716 |  | 5.716 |  | 5.716 | 5.716 | Not Coal Steam or O/G Steam | 0.012174 | 0.012174 |  | 27.37%
Montana Power Station | Texas |  | X | X | 58562 | GT-4 | 90905 | Combustion Turbine |  |  |  | Combustion turbine | Y |  |  |  | 5.418 | 929171.035 | 101359.81 | 5.6867 | 5.418 |  | 929171.035 | 101359.81 | 5.418 |  | 5.418 |  | 5.418 |  | 5.418 |  | 5.418 |  | 5.418 |  | 5.418 |  | 5.418 | 5.418 | Not Coal Steam or O/G Steam | 0.011662 | 0.011662 |  | 31.04%
Montgomery County Power Station | Texas |  | X | X | 60925 | CT1 | 91291 | Combined Cycle |  |  |  | Combined cycle | Y |  |  |  | 26.266 | 8586638.735 | 1273042.48 | 8.7553 | 26.266 |  | 8586638.735 | 1273042.48 | 26.266 |  | 26.266 |  | 26.266 |  | 26.266 |  | 26.266 |  | 26.266 |  | 26.266 |  | 26.266 | 26.266 | Not Coal Steam or O/G Steam | 0.0061179 | 0.0061179 |  | 20.51%
Montgomery County Power Station | Texas |  | X | X | 60925 | CT2 | 91292 | Combined Cycle |  |  |  | Combined cycle | Y |  |  |  | 25.966 | 8411454.754 | 1252036.01 | 8.6553 | 25.966 |  | 8411454.754 | 1252036.01 | 25.966 |  | 25.966 |  | 25.966 |  | 25.966 |  | 25.966 |  | 25.966 |  | 25.966 |  | 25.966 | 25.966 | Not Coal Steam or O/G Steam | 0.006174 | 0.006174 |  | 20.09%
Morgan Creek | Texas |  | X | X | 3492 | CT1 | 90017 | Combustion Turbine |  |  |  | Combustion turbine |  |  |  |  | 5.258 | 11810.8 | 761.91 | 4.4317 | 5.258 |  | 11810.8 | 761.91 | 5.258 |  | 5.258 |  | 5.258 |  | 5.258 |  | 5.258 |  | 5.258 |  | 5.258 |  | 5.258 | 5.258 | Not Coal Steam or O/G Steam | 0.89037 | 0.89037 |  | 0.2898%
Morgan Creek | Texas |  | X | X | 3492 | CT2 | 90018 | Combustion Turbine |  |  |  | Combustion turbine |  |  |  |  | 11.291 | 27969.1 | 1840.48 | 8.4713 | 11.291 |  | 27969.1 | 1840.48 | 11.291 |  | 11.291 |  | 11.291 |  | 11.291 |  | 11.291 |  | 11.291 |  | 11.291 |  | 11.291 | 11.291 | Not Coal Steam or O/G Steam | 0.80739 | 0.80739 |  | 0.5699%
Morgan Creek | Texas |  | X | X | 3492 | CT3 | 90019 | Combustion Turbine |  |  |  | Combustion turbine |  |  |  |  | 7.559 | 18145.4 | 1055.18 | 6.129 | 7.559 |  | 18145.4 | 1055.18 | 7.559 |  | 7.559 |  | 7.559 |  | 7.559 |  | 7.559 |  | 7.559 |  | 7.559 |  | 7.559 | 7.559 | Not Coal Steam or O/G Steam | 0.83316 | 0.83316 |  | 0.4101%
Morgan Creek | Texas |  | X | X | 3492 | CT4 | 90020 | Combustion Turbine |  |  |  | Combustion turbine |  |  |  |  | 7.539 | 18513.9 | 1209.32 | 5.0823 | 7.539 |  | 18513.9 | 1209.32 | 7.539 |  | 7.539 |  | 7.539 |  | 7.539 |  | 7.539 |  | 7.539 |  | 7.539 |  | 7.539 | 7.539 | Not Coal Steam or O/G Steam | 0.81442 | 0.81442 |  | 0.2751%
Morgan Creek | Texas |  | X | X | 3492 | CT5 | 90021 | Combustion Turbine |  |  |  | Combustion turbine |  |  |  |  | 8.868 | 21480.7 | 1396.8 | 6.5827 | 8.868 |  | 21480.7 | 1396.8 | 8.868 |  | 8.868 |  | 8.868 |  | 8.868 |  | 8.868 |  | 8.868 |  | 8.868 |  | 8.868 | 8.868 | Not Coal Steam or O/G Steam | 0.82567 | 0.82567 |  | 0.4389%
Morgan Creek | Texas |  | X | X | 3492 | CT6 | 90022 | Combustion Turbine |  |  |  | Combustion turbine |  |  |  |  | 4.624 | 8170.1 | 535.68 | 4.3377 | 4.624 |  | 8170.1 | 535.68 | 4.624 |  | 4.624 |  | 4.624 |  | 4.624 |  | 4.624 |  | 4.624 |  | 4.624 |  | 4.624 | 4.624 | Not Coal Steam or O/G Steam | 1.1319 | 1.1319 |  | 0.2517%
Mountain Creek Generating Station | Texas |  | X | X | 3453 | 6 | 2318 | O/G Steam |  |  |  | Dry bottom wall-fired boiler |  |  |  | 122 | 32.981 | 648050.573 | 51845.59 | 30.6647 | 32.981 |  | 648050.573 | 51845.59 | 32.981 |  | 32.981 |  | 32.981 |  | 32.981 |  | 32.981 |  | 32.981 |  | 32.981 |  | 32.981 | 32.981 | Oil/Gas Steam Under 150 Tons (2019-2021 Average) | 0.10179 | 0.10179 |  | 10.28%
Mountain Creek Generating Station | Texas |  | X | X | 3453 | 7 | 2319 | O/G Steam |  |  |  | Dry bottom wall-fired boiler |  |  |  | 118 | 92.916 | 865902.585 | 68628.59 | 68.6133 | 92.916 |  | 865902.585 | 68628.59 | 92.916 |  | 92.916 |  | 92.916 |  | 92.916 |  | 92.916 |  | 92.916 |  | 92.916 |  | 92.916 | 92.916 | Oil/Gas Steam Under 150 Tons (2019-2021 Average) | 0.21461 | 0.21461 |  | 10.79%
Mountain Creek Generating Station | Texas |  | X | X | 3453 | 8 | 2320 | O/G Steam |  |  |  | Tangentially-fired | Y |  |  | 568 | 36.32 | 3667049.754 | 316600.02 | 38.8373 | 36.32 |  | 3667049.754 | 316600.02 | 36.32 |  | 36.32 |  | 36.32 |  | 36.32 |  | 36.32 |  | 36.32 |  | 36.32 |  | 36.32 | 36.32 | Existing SCR | 0.019809 | 0.019809 |  | 15.02%
Mustang Station | Texas |  | X | X | 55065 | 1 | 3851 | Combined Cycle |  |  |  | Combined cycle |  |  |  |  | 28.159 | 1546170.376 | 134616.64 | 66.2973 | 28.159 |  | 1546170.376 | 134616.64 | 28.159 |  | 28.159 |  | 28.159 |  | 28.159 |  | 28.159 |  | 28.159 |  | 28.159 |  | 28.159 | 28.159 | Not Coal Steam or O/G Steam | 0.036424 | 0.036424 |  | 49.43%
Mustang Station | Texas |  | X | X | 55065 | 2 | 3852 | Combined Cycle |  |  |  | Combined cycle |  |  |  |  | 27.505 | 1653472.014 | 137828.49 | 52.7277 | 27.505 |  | 1653472.014 | 137828.49 | 27.505 |  | 27.505 |  | 27.505 |  | 27.505 |  | 27.505 |  | 27.505 |  | 27.505 |  | 27.505 | 27.505 | Not Coal Steam or O/G Steam | 0.033269 | 0.033269 |  | 50.29%
Mustang Station (56326) | Texas |  | X | X | 56326 | GEN1 | 89654 | Combustion Turbine |  |  |  | Combustion turbine |  |  |  |  | 8.963 | 693056.461 | 65434.33 | 33.815 | 8.963 |  | 693056.461 | 65434.33 | 8.963 |  | 8.963 |  | 8.963 |  | 8.963 |  | 8.963 |  | 8.963 |  | 8.963 |  | 8.963 | 8.963 | Not Coal Steam or O/G Steam | 0.025865 | 0.025865 |  | 41.03%
Mustang Station (56326) | Texas |  | X | X | 56326 | GEN2 | 89751 | Combustion Turbine |  |  |  | Combustion turbine |  |  |  |  | 7.063 | 517301.312 | 48098.57 | 33.6383 | 7.063 |  | 517301.312 | 48098.57 | 7.063 |  | 7.063 |  | 7.063 |  | 7.063 |  | 7.063 |  | 7.063 |  | 7.063 |  | 7.063 | 7.063 | Not Coal Steam or O/G Steam | 0.027307 | 0.027307 |  | 38.78%
Mustang Station (56326) | Texas |  | X | X | 56326 | GEN3 | 90776 | Combustion Turbine |  |  |  | Combustion turbine |  |  |  |  | 7.097 | 507951.377 | 44026.91 | 17.6427 | 7.097 |  | 507951.377 | 44026.91 | 7.097 |  | 7.097 |  | 7.097 |  | 7.097 |  | 7.097 |  | 7.097 |  | 7.097 |  | 7.097 | 7.097 | Not Coal Steam or O/G Steam | 0.027944 | 0.027944 |  | 20.15%
Nacogdoches Generating Facility | Texas |  | X | X | 55708 | BFB-1 | 9227 | Biomass |  |  |  | Bubbling fluidized bed boiler |  | Y |  |  | 100.688 | 2375233.263 | 182189.4 | 55.0027 | 100.688 |  | 2375233.263 | 182189.4 | 100.688 |  | 100.688 |  | 100.688 |  | 100.688 |  | 100.688 |  | 97.919 | Y | 97.919 |  | 97.919 | 97.919 | Not Coal Steam or O/G Steam | 0.08245 | 0.08245 |  | 23.75%
New Gulf Power Facility | Texas |  | X | X | 50137 | 1 | 3640 | Combustion Turbine | 11 | 2020 | 2023 | Combustion turbine | [7 empty] | 11.505 | 0 | Y | 0 | 0 | 0 |  | 0 |  | 0 |  | 0 |  | 0 |  | 0 |  | 0 |  | 0 | 0 | Not Coal Steam or O/G Steam | 0 | 0 |  | 2.26%
Newman Power Station | Texas |  | X | X | 3456 | **4 | 2327 | Combined Cycle | 12 | 2031 | 2032 | Combined cycle |  |  |  |  | 177.211 | 2681236.954 | 269443.75 | 197.3517 | 177.211 |  | 2681236.954 | 269443.75 | 177.211 |  | 177.211 |  | 177.211 |  | 177.211 |  | 177.211 |  | 177.211 |  | 177.211 |  | 177.211 | 177.211 | Not Coal Steam or O/G Steam | 0.13219 | 0.13219 |  | 66.52%
Newman Power Station | Texas |  | X | X | 3456 | **5 | 2328 | Combined Cycle | 12 | 2031 | 2032 | Combined cycle |  |  |  |  | 185.879 | 2565360.414 | 255357.41 | 187.22 | 185.879 |  | 2565360.414 | 255357.41 | 185.879 |  | 185.879 |  | 185.879 |  | 185.879 |  | 185.879 |  | 185.879 |  | 185.879 |  | 185.879 | 185.879 | Not Coal Steam or O/G Steam | 0.14491 | 0.14491 |  | 64.03%
Newman Power Station | Texas |  | X | X | 3456 | 1 | 2329 | O/G Steam | 12 | 2024 | 2025 | Dry bottom wall-fired boiler |  |  |  | 82 | 156.212 | 1580535.531 | 131849.33 | 168.345 | 156.212 |  | 1580535.531 | 131849.33 | 156.212 |  | 156.212 |  | 156.212 |  | 156.212 |  | 156.212 |  | 156.212 |  | 156.212 |  | 156.212 | 156.212 | O/G Steam Under 100 MW | 0.19767 | 0.19767 |  | 52.85%
Newman Power Station | Texas |  | X | X | 3456 | 2 | 2330 | O/G Steam | 12 | 2024 | 2025 | Dry bottom wall-fired boiler |  |  |  | 81 | 205.763 | 2027003.453 | 181756.24 | 180.4767 | 205.763 |  | 2027003.453 | 181756.24 | 205.763 |  | 205.763 |  | 205.763 |  | 205.763 |  | 205.763 |  | 205.763 |  | 205.763 |  | 205.763 | 205.763 | O/G Steam Under 100 MW | 0.20302 | 0.20302 |  | 62.12%
Newman Power Station | Texas |  | X | X | 3456 | 3 | 2331 | O/G Steam | 12 | 2031 | 2032 | Dry bottom wall-fired boiler |  |  |  | 97 | 166.474 | 1978699.272 | 181067.68 | 141.7287 | 166.474 |  | 1978699.272 | 181067.68 | 166.474 |  | 166.474 |  | 166.474 |  | 166.474 |  | 166.474 |  | 166.474 |  | 166.474 |  | 166.474 | 166.474 | O/G Steam Under 100 MW | 0.16827 | 0.16827 |  | 49.14%
Newman Power Station | Texas |  | X | X | 3456 | GT-6A | 91266 | Combined Cycle |  |  |  | Combined cycle | Y |  |  |  | 15.071 | 2468044.026 | 299977.32 | 13.7503 | 15.071 |  | 2468044.026 | 299977.32 | 15.071 |  | 15.071 |  | 15.071 |  | 14.8083 | Optimize SCR | 14.8083 |  | 14.8083 |  | 14.8083 |  | 14.8083 | 14.8083 | Not Coal Steam or O/G Steam | 0.012 | 0.012 |  | 67.5%
Newman Power Station | Texas |  | X | X | 3456 | GT-6B | 91267 | Combined Cycle |  |  |  | Combined cycle | Y |  |  |  | 15.149 | 2832396.469 | 341077.73 | 11.7693 | 15.149 |  | 2832396.469 | 341077.73 | 15.149 |  | 15.149 |  | 15.149 |  | 15.149 |  | 15.149 |  | 15.149 |  | 15.149 |  | 15.149 | 15.149 | Not Coal Steam or O/G Steam | 0.010697 | 0.010697 |  | 63.92%
Nichols Station | Texas |  | X | X | 3484 | 141B | 2398 | O/G Steam | 12 | 2028 | 2029 | Tangentially-fired |  |  |  | 107 | 52.145 | 1031474.951 | 97810.94 | 66.1577 | 52.145 |  | 1031474.951 | 97810.94 | 52.145 |  | 52.145 |  | 52.145 |  | 52.145 |  | 52.145 |  | 52.145 |  | 52.145 |  | 52.145 | 52.145 | Oil/Gas Steam Under 150 Tons (2019-2021 Average) | 0.10111 | 0.10111 |  | 33.01%
Nichols Station | Texas |  | X | X | 3484 | 142B | 2399 | O/G Steam | 12 | 2027 | 2028 | Tangentially-fired |  |  |  | 106 | 38.787 | 718974.53 | 60048.28 | 81.1457 | 38.787 |  | 718974.53 | 60048.28 | 38.787 |  | 38.787 |  | 38.787 |  | 38.787 |  | 38.787 |  | 38.787 |  | 38.787 |  | 38.787 | 38.787 | Oil/Gas Steam Under 150 Tons (2019-2021 Average) | 0.1079 | 0.1079 |  | 34.56%
Nichols Station | Texas |  | X | X | 3484 | 143B | 2400 | O/G Steam |  |  |  | Tangentially-fired |  |  |  | 244 | 135.588 | 1819658.434 | 160392.55 | 197.114 | 135.588 |  | 1819658.434 | 160392.55 | 135.588 |  | 135.588 |  | 135.588 |  | 135.588 |  | 135.588 |  | 135.588 |  | 135.588 |  | 81.4414 | 27.2949 | O/G Steam SCR Retrofit | 0.14903 | 0.03 |  | 24.62%
Nueces Bay | Texas |  | X | X | 3441 | 8 | 90242 | Combined Cycle |  |  |  | Combined cycle | Y |  |  |  | 26.497 | 3688018.57 | 505184.13 | 27.0077 | 26.497 |  | 3688018.57 | 505184.13 | 26.497 |  | 26.497 |  | 26.497 |  | 22.1281 | Optimize SCR | 22.1281 |  | 22.1281 |  | 22.1281 |  | 22.1281 | 22.1281 | Not Coal Steam or O/G Steam | 0.012 | 0.012 |  | 37.72%
Nueces Bay | Texas |  | X | X | 3441 | 9 | 90243 | Combined Cycle |  |  |  | Combined cycle | Y |  |  |  | 27.706 | 4092118.57 | 552339.19 | 26.6373 | 27.706 |  | 4092118.57 | 552339.19 | 27.706 |  | 27.706 |  | 27.706 |  | 24.5527 | Optimize SCR | 24.5527 |  | 24.5527 |  | 24.5527 |  | 24.5527 | 24.5527 | Not Coal Steam or O/G Steam | 0.012 | 0.012 |  | 37.95%
O W Sommers | Texas |  | X | X | 3611 | 1 | 2479 | O/G Steam | 3 | 2027 | 2027 | Tangentially-fired |  |  |  | 420 | 291.808 | 4125219.273 | 372645.47 | 286.164 | 291.808 |  | 4125219.273 | 372645.47 | 291.808 |  | 291.808 |  | 291.808 |  | 291.808 |  | 291.808 |  | 291.808 |  | 291.808 |  | 176.8431 | 61.8783 | O/G Steam SCR Retrofit | 0.14148 | 0.03 |  | 18.55%
O W Sommers | Texas |  | X | X | 3611 | 2 | 2480 | O/G Steam | 3 | 2029 | 2029 | Tangentially-fired |  |  |  | 410 | 214.802 | 3903479.845 | 319472.56 | 252.942 | 214.802 |  | 3903479.845 | 319472.56 | 214.802 |  | 214.802 |  | 214.802 |  | 214.802 |  | 214.802 |  | 214.802 |  | 214.802 |  | 136.6771 | 58.5522 | O/G Steam SCR Retrofit | 0.11006 | 0.03 |  | 24.89%
Oak Grove | Texas |  | X | X | 6180 | 1 | 2830 | Coal Steam |  |  |  | Tangentially-fired | Y |  |  | 855 | 1112.728 | 31102032.486 | 3175496.19 | 1101.5047 | 1112.728 |  | 31102032.486 | 3175496.19 | 1112.728 |  | 1112.728 |  | 1112.728 |  | 1112.728 |  | 1112.728 |  | 1112.728 |  | 1112.728 |  | 1112.728 | 1112.728 | Existing SCR | 0.071553 | 0.071553 |  | 83.65%
Oak Grove | Texas |  | X | X | 6180 | 2 | 2831 | Coal Steam |  |  |  | Dry bottom wall-fired boiler | Y |  |  | 855 | 1099.161 | 30927392.376 | 3129214.34 | 1055.6423 | 1099.161 |  | 30927392.376 | 3129214.34 | 1099.161 |  | 1099.161 |  | 1099.161 |  | 1099.161 |  | 1099.161 |  | 1099.161 |  | 1099.161 |  | 1099.161 | 1099.161 | Existing SCR | 0.07108 | 0.07108 |  | 81.08%
Odessa Ector Generating Station | Texas |  | X | X | 55215 | GT1 | 4149 | Combined Cycle |  |  |  | Combined cycle |  |  |  |  | 49.303 | 3355811.15 | 496364.43 | 63.5577 | 49.303 |  | 3355811.15 | 496364.43 | 49.303 |  | 49.303 |  | 49.303 |  | 49.303 |  | 49.303 |  | 49.303 |  | 49.303 |  | 49.303 | 49.303 | Not Coal Steam or O/G Steam | 0.029384 | 0.029384 |  | 59.53%
Odessa Ector Generating Station | Texas |  | X | X | 55215 | GT2 | 4150 | Combined Cycle |  |  |  | Combined cycle |  |  |  |  | 45.746 | 3368306.774 | 495195.3 | 62.1713 | 45.746 |  | 3368306.774 | 495195.3 | 45.746 |  | 45.746 |  | 45.746 |  | 45.746 |  | 45.746 |  | 45.746 |  | 45.746 |  | 45.746 | 45.746 | Not Coal Steam or O/G Steam | 0.027163 | 0.027163 |  | 55.98%
Odessa Ector Generating Station | Texas |  | X | X | 55215 | GT3 | 4151 | Combined Cycle |  |  |  | Combined cycle |  |  |  |  | 57.576 | 3892178.322 | 570654.51 | 76.442 | 57.576 |  | 3892178.322 | 570654.51 | 57.576 |  | 57.576 |  | 57.576 |  | 57.576 |  | 57.576 |  | 57.576 |  | 57.576 |  | 57.576 | 57.576 | Not Coal Steam or O/G Steam | 0.029585 | 0.029585 |  | 64.67%
Odessa Ector Generating Station | Texas |  | X | X | 55215 | GT4 | 4152 | Combined Cycle |  |  |  | Combined cycle |  |  |  |  | 51.843 | 3702984.519 | 547389.82 | 72.9173 | 51.843 |  | 3702984.519 | 547389.82 | 51.843 |  | 51.843 |  | 51.843 |  | 51.843 |  | 51.843 |  | 51.843 |  | 51.843 |  | 51.843 | 51.843 | Not Coal Steam or O/G Steam | 0.028001 | 0.028001 |  | 64.05%
Odyssey Energy Altura Cogen, LLC | Texas |  | X | X | 50815 | ENG101 | 10087 | Combined Cycle |  |  |  | Combined cycle |  |  |  |  | 38.583 | 2832007.599 | 249820.62 | 29.8543 | 38.583 |  | 2832007.599 | 249820.62 | 38.583 |  | 38.583 |  | 38.583 |  | 38.583 |  | 38.583 |  | 38.583 |  | 38.583 |  | 38.583 | 38.583 | Not Coal Steam or O/G Steam | 0.027248 | 0.027248 |  | 63.89%
Odyssey Energy Altura Cogen, LLC | Texas |  | X | X | 50815 | ENG201 | 10088 | Combined Cycle |  |  |  | Combined cycle |  |  |  |  | 33.125 | 2973574.958 | 259564.8 | 29.1723 | 33.125 |  | 2973574.958 | 259564.8 | 33.125 |  | 33.125 |  | 33.125 |  | 33.125 |  | 33.125 |  | 33.125 |  | 33.125 |  | 33.125 | 33.125 | Not Coal Steam or O/G Steam | 0.02228 | 0.02228 |  | 67.32%
Odyssey Energy Altura Cogen, LLC | Texas |  | X | X | 50815 | ENG301 | 10089 | Combined Cycle |  |  |  | Combined cycle |  |  |  |  | 31.661 | 2714662.321 | 244747.6 | 28.767 | 31.661 |  | 2714662.321 | 244747.6 | 31.661 |  | 31.661 |  | 31.661 |  | 31.661 |  | 31.661 |  | 31.661 |  | 31.661 |  | 31.661 | 31.661 | Not Coal Steam or O/G Steam | 0.023326 | 0.023326 |  | 70.01%
Odyssey Energy Altura Cogen, LLC | Texas |  | X | X | 50815 | ENG401 | 10090 | Combined Cycle |  |  |  | Combined cycle |  |  |  |  | 27.948 | 2735378.477 | 247065.76 | 26.0253 | 27.948 |  | 2735378.477 | 247065.76 | 27.948 |  | 27.948 |  | 27.948 |  | 27.948 |  | 27.948 |  | 27.948 |  | 27.948 |  | 27.948 | 27.948 | Not Coal Steam or O/G Steam | 0.020434 | 0.020434 |  | 70.66%
Odyssey Energy Altura Cogen, LLC | Texas |  | X | X | 50815 | ENG501 | 10091 | Combined Cycle |  |  |  | Combined cycle |  |  |  |  | 22.057 | 2781433.883 | 249064.57 | 21.3657 | 22.057 |  | 2781433.883 | 249064.57 | 22.057 |  | 22.057 |  | 22.057 |  | 22.057 |  | 22.057 |  | 22.057 |  | 22.057 |  | 22.057 | 22.057 | Not Coal Steam or O/G Steam | 0.01586 | 0.01586 |  | 70.76%
Odyssey Energy Altura Cogen, LLC | Texas |  | X | X | 50815 | ENG601 | 10092 | Combined Cycle |  |  |  | Combined cycle |  |  |  |  | 19.168 | 2499075.722 | 222444.92 | 20.0417 | 19.168 |  | 2499075.722 | 222444.92 | 19.168 |  | 19.168 |  | 19.168 |  | 19.168 |  | 19.168 |  | 19.168 |  | 19.168 |  | 19.168 | 19.168 | Not Coal Steam or O/G Steam | 0.01534 | 0.01534 |  | 64.14%
Oklaunion Power Station | Texas |  | X | X | 127 | 1 | 81 | Coal Steam | 9 | 2020 | 2023 |  |  |  |  | 650 |  |  |  | 1642.9713 | 0 | Y | 0 | 0 | 0 |  | 0 |  | 0 |  | 0 |  | 0 |  | 0 |  | 0 |  | 0 | 0 | Retired | 0 | 0 |  | 34.93%
Panda Sherman Power Station | Texas |  | X | X | 58005 | CTG1 | 90809 | Combined Cycle |  |  |  | Combined cycle | Y |  |  |  | 19.601 | 5894316.035 | 824169.98 | 20.2833 | 19.601 |  | 5894316.035 | 824169.98 | 19.601 |  | 19.601 |  | 19.601 |  | 19.601 |  | 19.601 |  | 19.601 |  | 19.601 |  | 19.601 | 19.601 | Not Coal Steam or O/G Steam | 0.0066508 | 0.0066508 |  | 58.46%
Panda Sherman Power Station | Texas |  | X | X | 58005 | CTG2 | 90810 | Combined Cycle |  |  |  | Combined cycle | Y |  |  |  | 19.739 | 5931485.283 | 827866.52 | 20.6297 | 19.739 |  | 5931485.283 | 827866.52 | 19.739 |  | 19.739 |  | 19.739 |  | 19.739 |  | 19.739 |  | 19.739 |  | 19.739 |  | 19.739 | 19.739 | Not Coal Steam or O/G Steam | 0.0066557 | 0.0066557 |  | 58.4%
Panda Temple Power Station | Texas |  | X | X | 58001 | CTG1 | 90804 | Combined Cycle |  |  |  | Combined cycle | Y |  |  |  | 26.861 | 7638040.008 | 976345.99 | 22.2183 | 26.861 |  | 7638040.008 | 976345.99 | 26.861 |  | 26.861 |  | 26.861 |  | 26.861 |  | 26.861 |  | 26.861 |  | 26.861 |  | 26.861 | 26.861 | Not Coal Steam or O/G Steam | 0.0070335 | 0.0070335 |  | 55.86%
Panda Temple Power Station | Texas |  | X | X | 58001 | CTG2 | 90806 | Combined Cycle |  |  |  | Combined cycle | Y |  |  |  | 26.309 | 7477806.589 | 960579.74 | 24.808 | 26.309 |  | 7477806.589 | 960579.74 | 26.309 |  | 26.309 |  | 26.309 |  | 26.309 |  | 26.309 |  | 26.309 |  | 26.309 |  | 26.309 | 26.309 | Not Coal Steam or O/G Steam | 0.0070366 | 0.0070366 |  | 61.89%
Panda Temple Power Station | Texas |  | X | X | 58001 | CTG3 | 90807 | Combined Cycle |  |  |  | Combined cycle | Y |  |  |  | 21.082 | 5937172.242 | 772973.61 | 22.301 | 21.082 |  | 5937172.242 | 772973.61 | 21.082 |  | 21.082 |  | 21.082 |  | 21.082 |  | 21.082 |  | 21.082 |  | 21.082 |  | 21.082 | 21.082 | Not Coal Steam or O/G Steam | 0.0071017 | 0.0071017 |  | 60.23%
Panda Temple Power Station | Texas |  | X | X | 58001 | CTG4 | 90808 | Combined Cycle |  |  |  | Combined cycle | Y |  |  |  | 20.887 | 5870181.766 | 801421.04 | 22.538 | 20.887 |  | 5870181.766 | 801421.04 | 20.887 |  | 20.887 |  | 20.887 |  | 20.887 |  | 20.887 |  | 20.887 |  | 20.887 |  | 20.887 | 20.887 | Not Coal Steam or O/G Steam | 0.0071163 | 0.0071163 |  | 59.2%
Paris Energy Center | Texas |  | X | X | 50109 | HRSG1 | 89668 | Combined Cycle |  |  |  | Combined cycle |  |  |  |  | 68.194 | 1236921.689 | 142717.81 | 69.437 | 68.194 |  | 1236921.689 | 142717.81 | 68.194 |  | 68.194 |  | 68.194 |  | 68.194 |  | 68.194 |  | 68.194 |  | 68.194 |  | 68.194 | 68.194 | Not Coal Steam or O/G Steam | 0.11026 | 0.11026 |  | 26.17%
Paris Energy Center | Texas |  | X | X | 50109 | HRSG2 | 89669 | Combined Cycle |  |  |  | Combined cycle |  |  |  |  | 75.889 | 1313696.517 | 150432.65 | 71.4573 | 75.889 |  | 1313696.517 | 150432.65 | 75.889 |  | 75.889 |  | 75.889 |  | 75.889 |  | 75.889 |  | 75.889 |  | 75.889 |  | 75.889 | 75.889 | Not Coal Steam or O/G Steam | 0.11554 | 0.11554 |  | 25.65%
Pasadena Power Plant | Texas |  | X | X | 55047 | CG-1 | 3831 | Combined Cycle |  |  |  | Combined cycle | Y |  |  |  | 33.532 | 4851546.1 | 721829.48 | 37.1327 | 33.532 |  | 4851546.1 | 721829.48 | 33.532 |  | 33.532 |  | 33.532 |  | 29.1093 | Optimize SCR | 29.1093 |  | 29.1093 |  | 29.1093 |  | 29.1093 | 29.1093 | Not Coal Steam or O/G Steam | 0.012 | 0.012 |  | 72.63%
Pasadena Power Plant | Texas |  | X | X | 55047 | CG-2 | 3832 | Combined Cycle |  |  |  | Combined cycle | Y |  |  |  | 87.912 | 5455429.036 | 776665.26 | 80.141 | 87.912 |  | 5455429.036 | 776665.26 | 87.912 |  | 87.912 |  | 87.912 |  | 32.7326 | Optimize SCR | 32.7326 |  | 32.7326 |  | 32.7326 |  | 32.7326 | 32.7326 | Not Coal Steam or O/G Steam | 0.012 | 0.012 |  | 70.69%
Pasadena Power Plant | Texas |  | X | X | 55047 | CG-3 | 3833 | Combined Cycle |  |  |  | Combined cycle | Y |  |  |  | 48.051 | 4500418.988 | 691358.3 | 48.759 | 48.051 |  | 4500418.988 | 691358.3 | 48.051 |  | 48.051 |  | 48.051 |  | 27.0025 | Optimize SCR | 27.0025 |  | 27.0025 |  | 27.0025 |  | 27.0025 | 27.0025 | Not Coal Steam or O/G Steam | 0.012 | 0.012 |  | 63.18%
Permian Basin | Texas |  | X | X | 3494 | CT1 | 90023 | Combustion Turbine |  |  |  | Combustion turbine |  |  |  |  | 1.076 | 12024.116 | 866.91 | 13.3683 | 1.076 |  | 12024.116 | 866.91 | 1.076 |  | 1.076 |  | 1.076 |  | 1.076 |  | 1.076 |  | 1.076 |  | 1.076 |  | 1.076 | 1.076 | Not Coal Steam or O/G Steam | 0.17897 | 0.17897 |  | 2.432%
Permian Basin | Texas |  | X | X | 3494 | CT2 | 90024 | Combustion Turbine |  |  |  | Combustion turbine |  |  |  |  | 1.166 | 10371.145 | 760.18 | 36.077 | 1.166 |  | 10371.145 | 760.18 | 1.166 |  | 1.166 |  | 1.166 |  | 1.166 |  | 1.166 |  | 1.166 |  | 1.166 |  | 1.166 | 1.166 | Not Coal Steam or O/G Steam | 0.22485 | 0.22485 |  | 5.769%
Permian Basin | Texas |  | X | X | 3494 | CT3 | 90025 | Combustion Turbine |  |  |  | Combustion turbine |  |  |  |  | 1.453 | 12710.616 | 901.3 | 64.6133 | 1.453 |  | 12710.616 | 901.3 | 1.453 |  | 1.453 |  | 1.453 |  | 1.453 |  | 1.453 |  | 1.453 |  | 1.453 |  | 1.453 | 1.453 | Not Coal Steam or O/G Steam | 0.22863 | 0.22863 |  | 10.74%
Permian Basin | Texas |  | X | X | 3494 | CT4 | 90026 | Combustion Turbine |  |  |  | Combustion turbine |  |  |  |  | 1.671 | 14492.669 | 990.13 | 86.424 | 1.671 |  | 14492.669 | 990.13 | 1.671 |  | 1.671 |  | 1.671 |  | 1.671 |  | 1.671 |  | 1.671 |  | 1.671 |  | 1.671 | 1.671 | Not Coal Steam or O/G Steam | 0.2306 | 0.2306 |  | 14.68%
Permian Basin | Texas |  | X | X | 3494 | CT5 | 90027 | Combustion Turbine |  |  |  | Combustion turbine |  |  |  |  | 1.428 | 12213.786 | 888.73 | 48.42 | 1.428 |  | 12213.786 | 888.73 | 1.428 |  | 1.428 |  | 1.428 |  | 1.428 |  | 1.428 |  | 1.428 |  | 1.428 |  | 1.428 | 1.428 | Not Coal Steam or O/G Steam | 0.23383 | 0.23383 |  | 8.401%
Plant X | Texas |  | X | X | 3485 | 111B | 2401 | O/G Steam |  |  |  | Dry bottom wall-fired boiler |  |  |  | 48 | 28.534 | 120741.49 | 8654.63 | 124.9883 | 28.534 |  | 120741.49 | 8654.63 | 28.534 |  | 28.534 |  | 28.534 |  | 28.534 |  | 28.534 |  | 28.534 |  | 28.534 |  | 28.534 | 28.534 | O/G Steam Under 100 MW | 0.47265 | 0.47265 |  | 22.81%
Plant X | Texas |  | X | X | 3485 | 112B | 2402 | O/G Steam |  |  |  | Tangentially-fired |  |  |  | 102 | 12.017 | 271283.48 | 23919.48 | 31.8847 | 12.017 |  | 271283.48 | 23919.48 | 12.017 |  | 12.017 |  | 12.017 |  | 12.017 |  | 12.017 |  | 12.017 |  | 12.017 |  | 12.017 | 12.017 | Oil/Gas Steam Under 150 Tons (2019-2021 Average) | 0.088594 | 0.088594 |  | 17.91%
Plant X | Texas |  | X | X | 3485 | 113B | 2403 | O/G Steam | 12 | 2022 | 2023 | Tangentially-fired |  |  |  | 93 |  |  |  | 56.963 | 0 | Y | 0 | 0 | 0 |  | 0 |  | 0 |  | 0 |  | 0 |  | 0 |  | 0 |  | 0 | 0 | Retired | 0 | 0 |  | 14.14%
Plant X | Texas |  | X | X | 3485 | 114B | 2404 | O/G Steam | 12 | 2027 | 2028 | Tangentially-fired |  |  |  | 190 | 56.471 | 1194008.859 | 113455.04 | 71.7263 | 56.471 |  | 1194008.859 | 113455.04 | 56.471 |  | 56.471 |  | 56.471 |  | 56.471 |  | 56.471 |  | 56.471 |  | 56.471 |  | 56.471 | 56.471 | Oil/Gas Steam Under 150 Tons (2019-2021 Average) | 0.094591 | 0.094591 |  | 14.82%
Port Comfort Peaking Facility | Texas |  | X | X | 60459 | CT1 | 91150 | Combustion Turbine |  |  |  | Combustion turbine | Y |  |  |  | 1.394 | 86860.819 | 7946.55 | 1.277 | 1.394 |  | 86860.819 | 7946.55 | 1.394 |  | 1.394 |  | 1.394 |  | 1.3029 | Optimize SCR | 1.3029 |  | 1.3029 |  | 1.3029 |  | 1.3029 | 1.3029 | Not Coal Steam or O/G Steam | 0.03 | 0.03 |  | 7.07%
Port Comfort Peaking Facility | Texas |  | X | X | 60459 | CT2 | 91151 | Combustion Turbine |  |  |  | Combustion turbine | Y |  |  |  | 0.79 | 95275.503 | 9337.33 | 1.1143 | 0.79 |  | 95275.503 | 9337.33 | 0.79 |  | 0.79 |  | 0.79 |  | 0.79 |  | 0.79 |  | 0.79 |  | 0.79 |  | 0.79 | 0.79 | Not Coal Steam or O/G Steam | 0.016583 | 0.016583 |  | 7.371%
Power Lane Steam Plant | Texas |  | X | X | 4195 | 2 | 2640 | O/G Steam |  |  |  | Dry bottom wall-fired boiler |  |  |  | 24 | 6.482 | 58953.525 | 4591.25 | 6.0423 | 6.482 |  | 58953.525 | 4591.25 | 6.482 |  | 6.482 |  | 6.482 |  | 6.482 |  | 6.482 |  | 6.482 |  | 6.482 |  | 6.482 | 6.482 | O/G Steam Under 100 MW | 0.2199 | 0.2199 |  | 4.97%
Power Lane Steam Plant | Texas |  | X | X | 4195 | 3 | 2641 | O/G Steam |  |  |  | Dry bottom wall-fired boiler |  |  |  | 41 | 6.898 | 92064.575 | 7085.25 | 4.8027 | 6.898 |  | 92064.575 | 7085.25 | 6.898 |  | 6.898 |  | 6.898 |  | 6.898 |  | 6.898 |  | 6.898 |  | 6.898 |  | 6.898 | 6.898 | O/G Steam Under 100 MW | 0.14985 | 0.14985 |  | 3.438%
Quail Run Energy Center | Texas |  | X | X | 56349 | CT1A | 89698 | Combined Cycle |  |  |  | Combined cycle | Y |  |  |  | 9.343 | 825623.51 | 93041.5 | 16.4107 | 9.343 |  | 825623.51 | 93041.5 | 9.343 |  | 9.343 |  | 9.343 |  | 4.9537 | Optimize SCR | 4.9537 |  | 4.9537 |  | 4.9537 |  | 4.9537 | 4.9537 | Not Coal Steam or O/G Steam | 0.012 | 0.012 |  | 43.75%
Quail Run Energy Center | Texas |  | X | X | 56349 | CT1B | 89699 | Combined Cycle |  |  |  | Combined cycle | Y |  |  |  | 8.096 | 729160.29 | 84630.42 | 13.4123 | 8.096 |  | 729160.29 | 84630.42 | 8.096 |  | 8.096 |  | 8.096 |  | 4.375 | Optimize SCR | 4.375 |  | 4.375 |  | 4.375 |  | 4.375 | 4.375 | Not Coal Steam or O/G Steam | 0.012 | 0.012 |  | 35.91%
Quail Run Energy Center | Texas |  | X | X | 56349 | CT2A | 91262 | Combined Cycle |  |  |  | Combined cycle | Y |  |  |  | 11.327 | 536006.906 | 57429.23 | 16.6463 | 11.327 |  | 536006.906 | 57429.23 | 11.327 |  | 11.327 |  | 11.327 |  | 3.216 | Optimize SCR | 3.216 |  | 3.216 |  | 3.216 |  | 3.216 | 3.216 | Not Coal Steam or O/G Steam | 0.012 | 0.012 |  | 38.27%
Quail Run Energy Center | Texas |  | X | X | 56349 | CT2B | 91263 | Combined Cycle |  |  |  | Combined cycle | Y |  |  |  | 4.969 | 480011.94 | 52666.53 | 13.5403 | 4.969 |  | 480011.94 | 52666.53 | 4.969 |  | 4.969 |  | 4.969 |  | 2.8801 | Optimize SCR | 2.8801 |  | 2.8801 |  | 2.8801 |  | 2.8801 | 2.8801 | Not Coal Steam or O/G Steam | 0.012 | 0.012 |  | 39.8%
R W Miller | Texas |  | X | X | 3628 | **4 | 2491 | Combustion Turbine |  |  |  | Combustion turbine |  |  |  |  | 5.323 | 95501.14 | 7405.39 | 10.945 | 5.323 |  | 95501.14 | 7405.39 | 5.323 |  | 5.323 |  | 5.323 |  | 5.323 |  | 5.323 |  | 5.323 |  | 5.323 |  | 5.323 | 5.323 | Not Coal Steam or O/G Steam | 0.11148 | 0.11148 |  | 4.461%
R W Miller | Texas |  | X | X | 3628 | **5 | 2492 | Combustion Turbine |  |  |  | Combustion turbine |  |  |  |  | 5.416 | 93184.299 | 6839.78 | 11.515 | 5.416 |  | 93184.299 | 6839.78 | 5.416 |  | 5.416 |  | 5.416 |  | 5.416 |  | 5.416 |  | 5.416 |  | 5.416 |  | 5.416 | 5.416 | Not Coal Steam or O/G Steam | 0.11624 | 0.11624 |  | 4.087%
R W Miller | Texas |  | X | X | 3628 | 1 | 2493 | O/G Steam |  |  |  | Dry bottom wall-fired boiler |  |  |  | 66 |  |  |  | 8.0567 | [20 empty] | O/G Steam Under 100 MW | 0 | 0 |  | 3.443%
R W Miller | Texas |  | X | X | 3628 | 2 | 2494 | O/G Steam |  |  |  | Dry bottom wall-fired boiler |  |  |  | 100 | 52.576 | 469021.169 | 40779.1 | 71.244 | 52.576 |  | 469021.169 | 40779.1 | 52.576 |  | 52.576 |  | 52.576 |  | 52.576 |  | 52.576 |  | 52.576 |  | 52.576 |  | 52.576 | 52.576 | Oil/Gas Steam Under 150 Tons (2019-2021 Average) | 0.22419 | 0.22419 |  | 10.47%
R W Miller | Texas |  | X | X | 3628 | 3 | 2495 | O/G Steam |  |  |  | Dry bottom wall-fired boiler |  |  |  | 200 | 47.895 | 872583.245 | 90674.57 | 61.0927 | 47.895 |  | 872583.245 | 90674.57 | 47.895 |  | 47.895 |  | 47.895 |  | 47.895 |  | 47.895 |  | 47.895 |  | 47.895 |  | 47.895 | 47.895 | Oil/Gas Steam Under 150 Tons (2019-2021 Average) | 0.10978 | 0.10978 |  | 11.32%
Ray Olinger | Texas |  | X | X | 3576 | BW2 | 2464 | O/G Steam |  |  |  | Dry bottom wall-fired boiler |  |  |  | 107 | 4.097 | 164448.025 | 12768.25 | 4.866 | 4.097 |  | 164448.025 | 12768.25 | 4.097 |  | 4.097 |  | 4.097 |  | 4.097 |  | 4.097 |  | 4.097 |  | 4.097 |  | 4.097 | 4.097 | Oil/Gas Steam Under 150 Tons (2019-2021 Average) | 0.049827 | 0.049827 |  | 4.081%
Ray Olinger | Texas |  | X | X | 3576 | BW3 | 2465 | O/G Steam |  |  |  | Dry bottom wall-fired boiler |  |  |  | 138 | 4.719 | 180332.35 | 17409.25 | 6.7933 | 4.719 |  | 180332.35 | 17409.25 | 4.719 |  | 4.719 |  | 4.719 |  | 4.719 |  | 4.719 |  | 4.719 |  | 4.719 |  | 4.719 | 4.719 | Oil/Gas Steam Under 150 Tons (2019-2021 Average) | 0.052337 | 0.052337 |  | 4.748%
Ray Olinger | Texas |  | X | X | 3576 | CE1 | 2466 | O/G Steam |  |  |  | Tangentially-fired |  |  |  | 75 |  |  |  | 0.93667 | [20 empty] | O/G Steam Under 100 MW | 0 | 0 |  | 1.014%
Ray Olinger | Texas |  | X | X | 3576 | GE4 | 2467 | Combustion Turbine |  |  |  | Combustion turbine |  |  |  |  | 0.314 | 23238.75 | 1937.25 | 0.77333 | 0.314 |  | 23238.75 | 1937.25 | 0.314 |  | 0.314 |  | 0.314 |  | 0.314 |  | 0.314 |  | 0.314 |  | 0.314 |  | 0.314 | 0.314 | Not Coal Steam or O/G Steam | 0.027024 | 0.027024 |  | 1.398%
Rio Nogales Power Project, LP | Texas |  | X | X | 55137 | CTG-1 | 3975 | Combined Cycle |  |  |  | Combined cycle |  |  |  |  | 49.815 | 5585614.416 | 862022.02 | 46.3987 | 49.815 |  | 5585614.416 | 862022.02 | 49.815 |  | 49.815 |  | 49.815 |  | 49.815 |  | 49.815 |  | 49.815 |  | 49.815 |  | 49.815 | 49.815 | Not Coal Steam or O/G Steam | 0.017837 | 0.017837 |  | 69.99%
Rio Nogales Power Project, LP | Texas |  | X | X | 55137 | CTG-2 | 3976 | Combined Cycle |  |  |  | Combined cycle |  |  |  |  | 45.817 | 5510038.222 | 847573.23 | 63.345 | 45.817 |  | 5510038.222 | 847573.23 | 45.817 |  | 45.817 |  | 45.817 |  | 45.817 |  | 45.817 |  | 45.817 |  | 45.817 |  | 45.817 | 45.817 | Not Coal Steam or O/G Steam | 0.01663 | 0.01663 |  | 64.63%
Rio Nogales Power Project, LP | Texas |  | X | X | 55137 | CTG-3 | 3977 | Combined Cycle |  |  |  | Combined cycle |  |  |  |  | 48.102 | 5660683.509 | 861032.44 | 58.7353 | 48.102 |  | 5660683.509 | 861032.44 | 48.102 |  | 48.102 |  | 48.102 |  | 48.102 |  | 48.102 |  | 48.102 |  | 48.102 |  | 48.102 | 48.102 | Not Coal Steam or O/G Steam | 0.016995 | 0.016995 |  | 71.22%
Roland C. Dansby Power Plant | Texas |  | X | X | 6243 | 1 | 2860 | O/G Steam |  |  |  | Dry bottom wall-fired boiler |  |  |  | 110 | 27.28 | 914136.274 | 65382.6 | 31.963 | 27.28 |  | 914136.274 | 65382.6 | 27.28 |  | 27.28 |  | 27.28 |  | 27.28 |  | 27.28 |  | 27.28 |  | 27.28 |  | 27.28 | 27.28 | Oil/Gas Steam Under 150 Tons (2019-2021 Average) | 0.059685 | 0.059685 |  | 17.77%
Roland C. Dansby Power Plant | Texas |  | X | X | 6243 | 2 | 89412 | Combustion Turbine |  |  |  | Combustion turbine | Y |  |  |  | 0.945 | 126749.523 | 13064.61 | 0.97867 | 0.945 |  | 126749.523 | 13064.61 | 0.945 |  | 0.945 |  | 0.945 |  | 0.945 |  | 0.945 |  | 0.945 |  | 0.945 |  | 0.945 | 0.945 | Not Coal Steam or O/G Steam | 0.014911 | 0.014911 |  | 7.586%
Roland C. Dansby Power Plant | Texas |  | X | X | 6243 | 3 | 90415 | Combustion Turbine |  |  |  | Combustion turbine | Y |  |  |  | 1.426 | 138111.452 | 14159.87 | 1.539 | 1.426 |  | 138111.452 | 14159.87 | 1.426 |  | 1.426 |  | 1.426 |  | 1.426 |  | 1.426 |  | 1.426 |  | 1.426 |  | 1.426 | 1.426 | Not Coal Steam or O/G Steam | 0.02065 | 0.02065 |  | 4.564%
SRO Cogen Limited Partnership | Texas |  | X | X | 55120 | CTG-1 | 3945 | Combined Cycle |  |  |  | Combined cycle | Y |  |  |  | 50.831 | 5423697.531 | 591399.2 | 52.9527 | 50.831 |  | 5423697.531 | 591399.2 | 50.831 |  | 50.831 |  | 50.831 |  | 32.5422 | Optimize SCR | 32.5422 |  | 32.5422 |  | 32.5422 |  | 32.5422 | 32.5422 | Not Coal Steam or O/G Steam | 0.012 | 0.012 |  | 68.28%
SRO Cogen Limited Partnership | Texas |  | X | X | 55120 | CTG-2 | 3946 | Combined Cycle |  |  |  | Combined cycle | Y |  |  |  | 58.173 | 6050332.5 | 763075 | 49.8383 | 58.173 |  | 6050332.5 | 763075 | 58.173 |  | 58.173 |  | 58.173 |  | 36.302 | Optimize SCR | 36.302 |  | 36.302 |  | 36.302 |  | 36.302 | 36.302 | Not Coal Steam or O/G Steam | 0.012 | 0.012 |  | 64.31%
Sabine | Texas |  | X | X | 3459 | 1 | 2338 | O/G Steam | 6 | 2026 | 2027 | Tangentially-fired |  |  |  | 212 | 118.321 | 1621540.419 | 190418.24 | 198.2397 | 118.321 |  | 1621540.419 | 190418.24 | 118.321 |  | 118.321 |  | 118.321 |  | 118.321 |  | 118.321 |  | 118.321 |  | 118.321 |  | 71.3221 | 24.3231 | O/G Steam SCR Retrofit | 0.14594 | 0.03 |  | 32.5%
Sabine | Texas |  | X | X | 3459 | 3 | 2340 | O/G Steam | 6 | 2026 | 2027 | Tangentially-fired |  |  |  | 411 | 159.356 | 3683692.28 | 343020.08 | 194.6687 | 159.356 |  | 3683692.28 | 343020.08 | 159.356 |  | 159.356 |  | 159.356 |  | 159.356 |  | 159.356 |  | 159.356 |  | 159.356 |  | 107.3057 | 55.2554 | O/G Steam SCR Retrofit | 0.08652 | 0.03 |  | 31.16%
Sabine | Texas |  | X | X | 3459 | 4 | 2341 | O/G Steam | 6 | 2026 | 2027 | Dry bottom wall-fired boiler |  |  |  | 533 | 469.107 | 6755841.214 | 661714.93 | 672.1403 | 469.107 |  | 6755841.214 | 661714.93 | 469.107 |  | 469.107 |  | 469.107 |  | 469.107 |  | 469.107 |  | 469.107 |  | 469.107 |  | 285.2223 | 101.3376 | O/G Steam SCR Retrofit | 0.13887 | 0.03 |  | 33.39%
Sabine | Texas |  | X | X | 3459 | 5 | 2342 | O/G Steam |  |  |  | Tangentially-fired |  |  |  | 448 | 174.17 | 4683212.349 | 426335.41 | 266.8407 | 174.17 |  | 4683212.349 | 426335.41 | 174.17 |  | 174.17 |  | 174.17 |  | 174.17 |  | 174.17 |  | 174.17 |  | 174.17 |  | 122.2091 | 70.2482 | O/G Steam SCR Retrofit | 0.074381 | 0.03 |  | 32.83%
Sam Rayburn Plant | Texas |  | X | X | 3631 | CT7 | 8334 | Combined Cycle |  |  |  | Combined cycle | Y |  |  |  | 3.781 | 375182.906 | 32841.78 | 3.319 | 3.781 |  | 375182.906 | 32841.78 | 3.781 |  | 3.781 |  | 3.781 |  | 2.2511 | Optimize SCR | 2.2511 |  | 2.2511 |  | 2.2511 |  | 2.2511 | 2.2511 | Not Coal Steam or O/G Steam | 0.012 | 0.012 |  | 17.91%
Sam Rayburn Plant | Texas |  | X | X | 3631 | CT8 | 8336 | Combined Cycle |  |  |  | Combined cycle | Y |  |  |  | 2.59 | 243194.215 | 20512.84 | 2.7327 | 2.59 |  | 243194.215 | 20512.84 | 2.59 |  | 2.59 |  | 2.59 |  | 1.4592 | Optimize SCR | 1.4592 |  | 1.4592 |  | 1.4592 |  | 1.4592 | 1.4592 | Not Coal Steam or O/G Steam | 0.012 | 0.012 |  | 14.35%
Sam Rayburn Plant | Texas |  | X | X | 3631 | CT9 | 8338 | Combined Cycle |  |  |  | Combined cycle | Y |  |  |  | 13.835 | 356476.653 | 31811.31 | 6.6303 | 13.835 |  | 356476.653 | 31811.31 | 13.835 |  | 13.835 |  | 13.835 |  | 2.1389 | Optimize SCR | 2.1389 |  | 2.1389 |  | 2.1389 |  | 2.1389 | 2.1389 | Not Coal Steam or O/G Steam | 0.012 | 0.012 |  | 18.02%
Sam Seymour | Texas |  | X | X | 6179 | 1 | 2827 | Coal Steam |  |  |  | Tangentially-fired |  |  |  | 590 | 1084.103 | 19921924.9 | 2030599 | 925.65 | 1084.103 |  | 19921924.9 | 2030599 | 1084.103 |  | 1084.103 |  | 1084.103 |  | 1084.103 |  | 1084.103 |  | 1084.103 |  | 1084.103 |  | 791.0756 | 498.0481 | Coal Steam SCR Retrofit | 0.10884 | 0.05 |  | 53.62%
Sam Seymour | Texas |  | X | X | 6179 | 2 | 2828 | Coal Steam |  |  |  | Tangentially-fired |  |  |  | 590 | 1186.235 | 22436169.896 | 1976588.6 | 1029.37 | 1186.235 |  | 22436169.896 | 1976588.6 | 1186.235 |  | 1186.235 |  | 1186.235 |  | 1186.235 |  | 1186.235 |  | 1186.235 |  | 1186.235 |  | 873.5696 | 560.9042 | Coal Steam SCR Retrofit | 0.10574 | 0.05 |  | 59.54%
Sam Seymour | Texas |  | X | X | 6179 | 3 | 2829 | Coal Steam |  |  |  | Tangentially-fired |  |  |  | 435 | 869.551 | 16328243.412 | 1545548.67 | 884.728 | 869.551 |  | 16328243.412 | 1545548.67 | 869.551 |  | 869.551 |  | 869.551 |  | 869.551 |  | 869.551 |  | 869.551 |  | 869.551 |  | 638.8785 | 408.2061 | Coal Steam SCR Retrofit | 0.10651 | 0.05 |  | 65.47%
San Jacinto County Peaking Facility | Texas |  | X | X | 56603 | SJCCT1 | 91257 | Combustion Turbine |  |  |  | Combustion turbine |  |  |  |  | 7.576 | 603960.759 | 46232.22 | 7.1537 | 7.576 |  | 603960.759 | 46232.22 | 7.576 |  | 7.576 |  | 7.576 |  | 7.576 |  | 7.576 |  | 7.576 |  | 7.576 |  | 7.576 | 7.576 | Not Coal Steam or O/G Steam | 0.025088 | 0.025088 |  | 14.12%
San Jacinto County Peaking Facility | Texas |  | X | X | 56603 | SJCCT2 | 91258 | Combustion Turbine |  |  |  | Combustion turbine |  |  |  |  | 8.016 | 618692.749 | 47732.76 | 9.6217 | 8.016 |  | 618692.749 | 47732.76 | 8.016 |  | 8.016 |  | 8.016 |  | 8.016 |  | 8.016 |  | 8.016 |  | 8.016 |  | 8.016 | 8.016 | Not Coal Steam or O/G Steam | 0.025913 | 0.025913 |  | 19%
San Jacinto Steam Electric Station | Texas |  | X | X | 7325 | SJS1 | 3095 | Combustion Turbine |  |  |  | Combustion turbine |  |  |  |  | 30.455 | 2524363.349 | 183270.5 | 26.9823 | 30.455 |  | 2524363.349 | 183270.5 | 30.455 |  | 30.455 |  | 30.455 |  | 30.455 |  | 30.455 |  | 30.455 |  | 30.455 |  | 30.455 | 30.455 | Not Coal Steam or O/G Steam | 0.024129 | 0.024129 |  | 36.82%
San Jacinto Steam Electric Station | Texas |  | X | X | 7325 | SJS2 | 3096 | Combustion Turbine |  |  |  | Combustion turbine |  |  |  |  | 20.898 | 2545434.55 | 186886.37 | 27.639 | 20.898 |  | 2545434.55 | 186886.37 | 20.898 |  | 20.898 |  | 20.898 |  | 20.898 |  | 20.898 |  | 20.898 |  | 20.898 |  | 20.898 | 20.898 | Not Coal Steam or O/G Steam | 0.01642 | 0.01642 |  | 38.59%
San Miguel | Texas |  | X | X | 6183 | SM-1 | 2835 | Coal Steam |  |  |  | Dry bottom wall-fired boiler |  | Y |  | 391 | 984.079 | 11965450.478 | 1102640.14 | 1026.5047 | 984.079 |  | 11965450.478 | 1102640.14 | 984.079 |  | 984.079 |  | 984.079 |  | 984.079 |  | 984.079 |  | 950.1166 | Y | 950.1166 |  | 624.6264 | 299.1363 | Coal Steam SCR Retrofit | 0.15881 | 0.05 |  | 51.55%
Sand Hill Energy Center | Texas |  | X | X | 7900 | SH1 | 1149 | Combustion Turbine |  |  |  | Combustion turbine | Y |  |  |  | 2.661 | 265394.778 | 27441.78 | 2.2147 | 2.661 |  | 265394.778 | 27441.78 | 2.661 |  | 2.661 |  | 2.661 |  | 2.661 |  | 2.661 |  | 2.661 |  | 2.661 |  | 2.661 | 2.661 | Not Coal Steam or O/G Steam | 0.020053 | 0.020053 |  | 15.64%
Sand Hill Energy Center | Texas |  | X | X | 7900 | SH2 | 1150 | Combustion Turbine |  |  |  | Combustion turbine | Y |  |  |  | 3.037 | 296393.836 | 30637.2 | 2.5113 | 3.037 |  | 296393.836 | 30637.2 | 3.037 |  | 3.037 |  | 3.037 |  | 3.037 |  | 3.037 |  | 3.037 |  | 3.037 |  | 3.037 | 3.037 | Not Coal Steam or O/G Steam | 0.020493 | 0.020493 |  | 16.78%
Sand Hill Energy Center | Texas |  | X | X | 7900 | SH3 | 1151 | Combustion Turbine |  |  |  | Combustion turbine | Y |  |  |  | 2.562 | 263064.861 | 27587.57 | 2.3083 | 2.562 |  | 263064.861 | 27587.57 | 2.562 |  | 2.562 |  | 2.562 |  | 2.562 |  | 2.562 |  | 2.562 |  | 2.562 |  | 2.562 | 2.562 | Not Coal Steam or O/G Steam | 0.019478 | 0.019478 |  | 15.79%
Sand Hill Energy Center | Texas |  | X | X | 7900 | SH4 | 1152 | Combustion Turbine |  |  |  | Combustion turbine | Y |  |  |  | 3.013 | 294463.763 | 30504.48 | 2.495 | 3.013 |  | 294463.763 | 30504.48 | 3.013 |  | 3.013 |  | 3.013 |  | 3.013 |  | 3.013 |  | 3.013 |  | 3.013 |  | 3.013 | 3.013 | Not Coal Steam or O/G Steam | 0.020464 | 0.020464 |  | 16.7%
Sand Hill Energy Center | Texas |  | X | X | 7900 | SH5 | 10015 | Combined Cycle |  |  |  | Combined cycle | Y |  |  |  | 27.264 | 4468223.162 | 586674.75 | 29.6427 | 27.264 |  | 4468223.162 | 586674.75 | 27.264 |  | 27.264 |  | 27.264 |  | 26.8093 | Optimize SCR | 26.8093 |  | 26.8093 |  | 26.8093 |  | 26.8093 | 26.8093 | Not Coal Steam or O/G Steam | 0.012 | 0.012 |  | 49.42%
Sand Hill Energy Center | Texas |  | X | X | 7900 | SH6 | 90519 | Combustion Turbine |  |  |  | Combustion turbine | Y |  |  |  | 1.55 | 192402.313 | 20125.63 | 1.6033 | 1.55 |  | 192402.313 | 20125.63 | 1.55 |  | 1.55 |  | 1.55 |  | 1.55 |  | 1.55 |  | 1.55 |  | 1.55 |  | 1.55 | 1.55 | Not Coal Steam or O/G Steam | 0.016112 | 0.016112 |  | 11.27%
Sand Hill Energy Center | Texas |  | X | X | 7900 | SH7 | 90520 | Combustion Turbine |  |  |  | Combustion turbine | Y |  |  |  | 1.595 | 201274.449 | 21104.62 | 1.6427 | 1.595 |  | 201274.449 | 21104.62 | 1.595 |  | 1.595 |  | 1.595 |  | 1.595 |  | 1.595 |  | 1.595 |  | 1.595 |  | 1.595 | 1.595 | Not Coal Steam or O/G Steam | 0.015849 | 0.015849 |  | 11.53%
Sandy Creek Energy Station | Texas |  | X | X | 56611 | S01 | 90551 | Coal Steam |  |  |  | Dry bottom wall-fired boiler | Y |  |  | 933 | 625.398 | 26878564.79 | 2717959.2 | 530.0243 | 625.398 |  | 26878564.79 | 2717959.2 | 625.398 |  | 625.398 |  | 625.398 |  | 625.398 |  | 625.398 |  | 625.398 |  | 625.398 |  | 625.398 | 625.398 | Existing SCR | 0.046535 | 0.046535 |  | 52.39%
Silas Ray | Texas |  | X | X | 3559 | 10 | 89523 | Combustion Turbine |  |  |  | Combustion turbine | Y |  |  |  | 0.804 | 167426.465 | 14990.91 | 1.4227 | 0.804 |  | 167426.465 | 14990.91 | 0.804 |  | 0.804 |  | 0.804 |  | 0.804 |  | 0.804 |  | 0.804 |  | 0.804 |  | 0.804 | 0.804 | Not Coal Steam or O/G Steam | 0.0096042 | 0.0096042 |  | 14.48%
Silas Ray | Texas |  | X | X | 3559 | 9 | 2461 | Combined Cycle |  |  |  | Combined cycle |  |  |  |  | 15.044 | 446118.606 | 30132.44 | 13.1243 | 15.044 |  | 446118.606 | 30132.44 | 15.044 |  | 15.044 |  | 15.044 |  | 15.044 |  | 15.044 |  | 15.044 |  | 15.044 |  | 15.044 | 15.044 | Not Coal Steam or O/G Steam | 0.067444 | 0.067444 |  | 16.46%
Sim Gideon | Texas |  | X | X | 3601 | 1 | 2468 | O/G Steam |  |  |  | Dry bottom wall-fired boiler |  |  |  | 136 | 53.561 | 633708.378 | 62354.91 | 65.6177 | 53.561 |  | 633708.378 | 62354.91 | 53.561 |  | 53.561 |  | 53.561 |  | 53.561 |  | 53.561 |  | 53.561 |  | 53.561 |  | 53.561 | 53.561 | Oil/Gas Steam Under 150 Tons (2019-2021 Average) | 0.16904 | 0.16904 |  | 14.97%
Sim Gideon | Texas |  | X | X | 3601 | 2 | 2469 | O/G Steam |  |  |  | Dry bottom wall-fired boiler |  |  |  | 136 | 51.866 | 736082.613 | 73872.29 | 69.3027 | 51.866 |  | 736082.613 | 73872.29 | 51.866 |  | 51.866 |  | 51.866 |  | 51.866 |  | 51.866 |  | 51.866 |  | 51.866 |  | 51.866 | 51.866 | Oil/Gas Steam Under 150 Tons (2019-2021 Average) | 0.14092 | 0.14092 |  | 17.18%
Sim Gideon | Texas |  | X | X | 3601 | 3 | 2470 | O/G Steam |  |  |  | Tangentially-fired |  |  |  | 335 | 219.84 | 2915805.939 | 276144.65 | 286.717 | 219.84 |  | 2915805.939 | 276144.65 | 219.84 |  | 219.84 |  | 219.84 |  | 219.84 |  | 219.84 |  | 219.84 |  | 219.84 |  | 131.7885 | 43.7371 | O/G Steam SCR Retrofit | 0.15079 | 0.03 |  | 26.92%
South Houston Green Power Site | Texas |  | X | X | 55470 | EPN801 | 4843 | Combined Cycle |  |  |  | Combined cycle | Y |  |  |  | 32.758 | 6410704.865 |  | 32.171 | 32.758 |  | 6410704.865 |  | 32.758 |  | 32.758 |  | 32.758 |  | 32.758 |  | 32.758 |  | 32.758 |  | 32.758 |  | 32.758 | 32.758 | Not Coal Steam or O/G Steam | 0.01022 | 0.01022 |  | 58.69%
South Houston Green Power Site | Texas |  | X | X | 55470 | EPN802 | 4844 | Combined Cycle |  |  |  | Combined cycle | Y |  |  |  | 42.054 | 7773512.9 | 570205 | 39.248 | 42.054 |  | 7773512.9 | 570205 | 42.054 |  | 42.054 |  | 42.054 |  | 42.054 |  | 42.054 |  | 42.054 |  | 42.054 |  | 42.054 | 42.054 | Not Coal Steam or O/G Steam | 0.01082 | 0.01082 |  | 72.28%
South Houston Green Power Site | Texas |  | X | X | 55470 | EPN803 | 4845 | Combined Cycle |  |  |  | Combined cycle | Y |  |  |  | 38.945 | 7740409.1 |  | 38.3763 | 38.945 |  | 7740409.1 |  | 38.945 |  | 38.945 |  | 38.945 |  | 38.945 |  | 38.945 |  | 38.945 |  | 38.945 |  | 38.945 | 38.945 | Not Coal Steam or O/G Steam | 0.010063 | 0.010063 |  | 69.1%
Spencer | Texas |  | X | X | 4266 | 4 | 2651 | O/G Steam |  |  |  | Dry bottom wall-fired boiler |  |  |  | 61 | 2.605 | 101154.25 | 7492.75 | 2.5877 | 2.605 |  | 101154.25 | 7492.75 | 2.605 |  | 2.605 |  | 2.605 |  | 2.605 |  | 2.605 |  | 2.605 |  | 2.605 |  | 2.605 | 2.605 | O/G Steam Under 100 MW | 0.051505 | 0.051505 |  | 3.387%
Spencer | Texas |  | X | X | 4266 | 5 | 2652 | O/G Steam |  |  |  | Dry bottom wall-fired boiler |  |  |  | 61 |  |  |  | 2.198 | [20 empty] | O/G Steam Under 100 MW | 0 | 0 |  | 2.61%
Stryker Creek | Texas |  | X | X | 3504 | 1 | 2429 | O/G Steam |  |  |  | Dry bottom wall-fired boiler |  |  |  | 167 | 23.756 | 270961.744 | 19836.37 | 29.997 | 23.756 |  | 270961.744 | 19836.37 | 23.756 |  | 23.756 |  | 23.756 |  | 23.756 |  | 23.756 |  | 23.756 |  | 23.756 |  | 23.756 | 23.756 | Oil/Gas Steam Under 150 Tons (2019-2021 Average) | 0.17535 | 0.17535 |  | 4.157%
Stryker Creek | Texas |  | X | X | 3504 | 2 | 2430 | O/G Steam |  |  |  | Tangentially-fired |  |  |  | 502 | 69.649 | 1714679.76 | 147575.01 | 77.4977 | 69.649 |  | 1714679.76 | 147575.01 | 69.649 |  | 69.649 |  | 69.649 |  | 69.649 |  | 69.649 |  | 69.649 |  | 69.649 |  | 69.649 | 69.649 | Oil/Gas Steam Under 150 Tons (2019-2021 Average) | 0.081238 | 0.081238 |  | 9.474%
Sweeny Cogeneration Facility | Texas |  | X | X | 55015 | 1 | 3814 | Combustion Turbine |  |  |  | Combustion turbine |  |  |  |  | 35.286 | 5520818.195 | 346709.48 | 75.1133 | 35.286 |  | 5520818.195 | 346709.48 | 35.286 |  | 35.286 |  | 35.286 |  | 35.286 |  | 35.286 |  | 35.286 |  | 35.286 |  | 35.286 | 35.286 | Not Coal Steam or O/G Steam | 0.012783 | 0.012783 |  | 56.95%
Sweeny Cogeneration Facility | Texas |  | X | X | 55015 | 2 | 3815 | Combustion Turbine |  |  |  | Combustion turbine |  |  |  |  | 26.357 | 5463784.531 | 312696.68 | 58.9203 | 26.357 |  | 5463784.531 | 312696.68 | 26.357 |  | 26.357 |  | 26.357 |  | 26.357 |  | 26.357 |  | 26.357 |  | 26.357 |  | 26.357 | 26.357 | Not Coal Steam or O/G Steam | 0.0096479 | 0.0096479 |  | 78.92%
Sweeny Cogeneration Facility | Texas |  | X | X | 55015 | 3 | 3816 | Combustion Turbine |  |  |  | Combustion turbine |  |  |  |  | 19.098 | 8093002.389 | 363966.16 | 43.9127 | 19.098 |  | 8093002.389 | 363966.16 | 19.098 |  | 19.098 |  | 19.098 |  | 19.098 |  | 19.098 |  | 19.098 |  | 19.098 |  | 19.098 | 19.098 | Not Coal Steam or O/G Steam | 0.0047196 | 0.0047196 |  | 86%
Sweeny Cogeneration Facility | Texas |  | X | X | 55015 | 4 | 3817 | Combustion Turbine |  |  |  | Combustion turbine |  |  |  |  | 15.802 | 7786557.614 | 353749.76 | 33.7533 | 15.802 |  | 7786557.614 | 353749.76 | 15.802 |  | 15.802 |  | 15.802 |  | 15.802 |  | 15.802 |  | 15.802 |  | 15.802 |  | 15.802 | 15.802 | Not Coal Steam or O/G Steam | 0.0040588 | 0.0040588 |  | 72.57%
T C Ferguson Power Plant | Texas |  | X | X | 4937 | CT-1 | 90812 | Combined Cycle |  |  |  | Combined cycle | Y |  |  |  | 14.699 | 5008712.848 | 475551 | 15.6717 | 14.699 |  | 5008712.848 | 475551 | 14.699 |  | 14.699 |  | 14.699 |  | 14.699 |  | 14.699 |  | 14.699 |  | 14.699 |  | 14.699 | 14.699 | Not Coal Steam or O/G Steam | 0.0058694 | 0.0058694 |  | 61.64%
T C Ferguson Power Plant | Texas |  | X | X | 4937 | CT-2 | 90813 | Combined Cycle |  |  |  | Combined cycle | Y |  |  |  | 13.695 | 4999161.049 | 476553.32 | 14.3913 | 13.695 |  | 4999161.049 | 476553.32 | 13.695 |  | 13.695 |  | 13.695 |  | 13.695 |  | 13.695 |  | 13.695 |  | 13.695 |  | 13.695 | 13.695 | Not Coal Steam or O/G Steam | 0.0054789 | 0.0054789 |  | 70.31%
T H Wharton | Texas |  | X | X | 3469 | THW31 | 89958 | Combined Cycle |  |  |  | Combined cycle |  |  |  |  | 7.197 | 875596.238 | 63147.91 | 5.5073 | 7.197 |  | 875596.238 | 63147.91 | 7.197 |  | 7.197 |  | 7.197 |  | 7.197 |  | 7.197 |  | 7.197 |  | 7.197 |  | 7.197 | 7.197 | Not Coal Steam or O/G Steam | 0.016439 | 0.016439 |  | 19.74%
T H Wharton | Texas |  | X | X | 3469 | THW32 | 89959 | Combined Cycle |  |  |  | Combined cycle |  |  |  |  | 6.993 | 874659.179 | 66301.29 | 5.2643 | 6.993 |  | 874659.179 | 66301.29 | 6.993 |  | 6.993 |  | 6.993 |  | 6.993 |  | 6.993 |  | 6.993 |  | 6.993 |  | 6.993 | 6.993 | Not Coal Steam or O/G Steam | 0.01599 | 0.01599 |  | 18.63%
T H Wharton | Texas |  | X | X | 3469 | THW33 | 89960 | Combined Cycle |  |  |  | Combined cycle |  |  |  |  | 6.995 | 854928.269 | 63523.94 | 5.5707 | 6.995 |  | 854928.269 | 63523.94 | 6.995 |  | 6.995 |  | 6.995 |  | 6.995 |  | 6.995 |  | 6.995 |  | 6.995 |  | 6.995 | 6.995 | Not Coal Steam or O/G Steam | 0.016364 | 0.016364 |  | 19.64%
T H Wharton | Texas |  | X | X | 3469 | THW34 | 89961 | Combined Cycle |  |  |  | Combined cycle |  |  |  |  | 6.914 | 894379.6 | 66086.93 | 5.4017 | 6.914 |  | 894379.6 | 66086.93 | 6.914 |  | 6.914 |  | 6.914 |  | 6.914 |  | 6.914 |  | 6.914 |  | 6.914 |  | 6.914 | 6.914 | Not Coal Steam or O/G Steam | 0.015461 | 0.015461 |  | 19.94%
T H Wharton | Texas |  | X | X | 3469 | THW41 | 89962 | Combined Cycle |  |  |  | Combined cycle |  |  |  |  | 6.52 | 815755.836 | 58766.53 | 5.5307 | 6.52 |  | 815755.836 | 58766.53 | 6.52 |  | 6.52 |  | 6.52 |  | 6.52 |  | 6.52 |  | 6.52 |  | 6.52 |  | 6.52 | 6.52 | Not Coal Steam or O/G Steam | 0.015985 | 0.015985 |  | 19.42%
T H Wharton | Texas |  | X | X | 3469 | THW42 | 89963 | Combined Cycle |  |  |  | Combined cycle |  |  |  |  | 6.748 | 886736.133 | 65142.44 | 4.9793 | 6.748 |  | 886736.133 | 65142.44 | 6.748 |  | 6.748 |  | 6.748 |  | 6.748 |  | 6.748 |  | 6.748 |  | 6.748 |  | 6.748 | 6.748 | Not Coal Steam or O/G Steam | 0.01522 | 0.01522 |  | 20.15%
T H Wharton | Texas |  | X | X | 3469 | THW43 | 89964 | Combined Cycle |  |  |  | Combined cycle |  |  |  |  | 6.986 | 902742.253 | 66238.47 | 5.3913 | 6.986 |  | 902742.253 | 66238.47 | 6.986 |  | 6.986 |  | 6.986 |  | 6.986 |  | 6.986 |  | 6.986 |  | 6.986 |  | 6.986 | 6.986 | Not Coal Steam or O/G Steam | 0.015477 | 0.015477 |  | 20.19%
T H Wharton | Texas |  | X | X | 3469 | THW44 | 89965 | Combined Cycle |  |  |  | Combined cycle |  |  |  |  | 6.896 | 880818.274 | 65141.36 | 5.6897 | 6.896 |  | 880818.274 | 65141.36 | 6.896 |  | 6.896 |  | 6.896 |  | 6.896 |  | 6.896 |  | 6.896 |  | 6.896 |  | 6.896 | 6.896 | Not Coal Steam or O/G Steam | 0.015658 | 0.015658 |  | 20.46%
T H Wharton | Texas |  | X | X | 3469 | THW51 | 89966 | Combustion Turbine |  |  |  | Combustion turbine |  |  |  |  | 54.797 | 584350.8 | 30236.57 | 39.6373 | 54.797 |  | 584350.8 | 30236.57 | 54.797 |  | 54.797 |  | 54.797 |  | 54.797 |  | 54.797 |  | 54.797 |  | 54.797 |  | 54.797 | 54.797 | Not Coal Steam or O/G Steam | 0.18755 | 0.18755 |  | 10.12%
T H Wharton | Texas |  | X | X | 3469 | THW52 | 89967 | Combustion Turbine |  |  |  | Combustion turbine |  |  |  |  | 57.548 | 612694.1 | 29670.76 | 40.6513 | 57.548 |  | 612694.1 | 29670.76 | 57.548 |  | 57.548 |  | 57.548 |  | 57.548 |  | 57.548 |  | 57.548 |  | 57.548 |  | 57.548 | 57.548 | Not Coal Steam or O/G Steam | 0.18785 | 0.18785 |  | 10.38%
T H Wharton | Texas |  | X | X | 3469 | THW53 | 89968 | Combustion Turbine |  |  |  | Combustion turbine |  |  |  |  | 55.021 | 582644.2 | 28266.88 | 42.7783 | 55.021 |  | 582644.2 | 28266.88 | 55.021 |  | 55.021 |  | 55.021 |  | 55.021 |  | 55.021 |  | 55.021 |  | 55.021 |  | 55.021 | 55.021 | Not Coal Steam or O/G Steam | 0.18887 | 0.18887 |  | 10.86%
T H Wharton | Texas |  | X | X | 3469 | THW54 | 89969 | Combustion Turbine |  |  |  | Combustion turbine |  |  |  |  | 56.001 | 595055.8 | 28370.97 | 42.5813 | 56.001 |  | 595055.8 | 28370.97 | 56.001 |  | 56.001 |  | 56.001 |  | 56.001 |  | 56.001 |  | 56.001 |  | 56.001 |  | 56.001 | 56.001 | Not Coal Steam or O/G Steam | 0.18822 | 0.18822 |  | 10.85%
T H Wharton | Texas |  | X | X | 3469 | THW55 | 89970 | Combustion Turbine |  |  |  | Combustion turbine |  |  |  |  | 55.129 | 586469.7 | 28908.98 | 39.2203 | 55.129 |  | 586469.7 | 28908.98 | 55.129 |  | 55.129 |  | 55.129 |  | 55.129 |  | 55.129 |  | 55.129 |  | 55.129 |  | 55.129 | 55.129 | Not Coal Steam or O/G Steam | 0.188 | 0.188 |  | 9.981%
T H Wharton | Texas |  | X | X | 3469 | THW56 | 89971 | Combustion Turbine |  |  |  | Combustion turbine |  |  |  |  | 53.666 | 568244.4 | 27575.15 | 39.4057 | 53.666 |  | 568244.4 | 27575.15 | 53.666 |  | 53.666 |  | 53.666 |  | 53.666 |  | 53.666 |  | 53.666 |  | 53.666 |  | 53.666 | 53.666 | Not Coal Steam or O/G Steam | 0.18888 | 0.18888 |  | 9.959%
Tejas Power Generation Unit 1 | Texas |  | X | X | 60468 | CT-1 | 91283 | Combustion Turbine |  |  |  | Combustion turbine | Y |  |  |  | 5.687 | 262658.426 | 20010.44 | 4.458 | 5.687 |  | 262658.426 | 20010.44 | 5.687 |  | 5.687 |  | 5.687 |  | 3.9399 | Optimize SCR | 3.9399 |  | 3.9399 |  | 3.9399 |  | 3.9399 | 3.9399 | Not Coal Steam or O/G Steam | 0.03 | 0.03 |  | 7.185%
Tenaska Frontier Generating Station | Texas |  | X | X | 55062 | 1 | 3843 | Combined Cycle |  |  |  | Combined cycle |  |  |  |  | 75.463 | 3821190.38 | 522152.32 | 85.7317 | 75.463 |  | 3821190.38 | 522152.32 | 75.463 |  | 75.463 |  | 75.463 |  | 75.463 |  | 75.463 |  | 75.463 |  | 75.463 |  | 75.463 | 75.463 | Not Coal Steam or O/G Steam | 0.039497 | 0.039497 |  | 52.36%
Tenaska Frontier Generating Station | Texas |  | X | X | 55062 | 2 | 3844 | Combined Cycle |  |  |  | Combined cycle |  |  |  |  | 69.92 | 3922885.926 | 536240.63 | 84.5707 | 69.92 |  | 3922885.926 | 536240.63 | 69.92 |  | 69.92 |  | 69.92 |  | 69.92 |  | 69.92 |  | 69.92 |  | 69.92 |  | 69.92 | 69.92 | Not Coal Steam or O/G Steam | 0.035647 | 0.035647 |  | 51.47%
Tenaska Frontier Generating Station | Texas |  | X | X | 55062 | 3 | 3845 | Combined Cycle |  |  |  | Combined cycle |  |  |  |  | 65.842 | 3819819.242 | 528006.55 | 91.719 | 65.842 |  | 3819819.242 | 528006.55 | 65.842 |  | 65.842 |  | 65.842 |  | 65.842 |  | 65.842 |  | 65.842 |  | 65.842 |  | 65.842 | 65.842 | Not Coal Steam or O/G Steam | 0.034474 | 0.034474 |  | 55.58%
Tenaska Gateway Generating Station | Texas |  | X | X | 55132 | OGTDB1 | 3970 | Combined Cycle |  |  |  | Combined cycle |  |  |  |  | 91.672 | 5597937.999 | 786766.36 | 96.9223 | 91.672 |  | 5597937.999 | 786766.36 | 91.672 |  | 91.672 |  | 91.672 |  | 91.672 |  | 91.672 |  | 91.672 |  | 91.672 |  | 91.672 | 91.672 | Not Coal Steam or O/G Steam | 0.032752 | 0.032752 |  | 64.48%
Tenaska Gateway Generating Station | Texas |  | X | X | 55132 | OGTDB2 | 3971 | Combined Cycle |  |  |  | Combined cycle |  |  |  |  | 98.658 | 5563841.225 | 786112.24 | 99.6507 | 98.658 |  | 5563841.225 | 786112.24 | 98.658 |  | 98.658 |  | 98.658 |  | 98.658 |  | 98.658 |  | 98.658 |  | 98.658 |  | 98.658 | 98.658 | Not Coal Steam or O/G Steam | 0.035464 | 0.035464 |  | 65.57%
Tenaska Gateway Generating Station | Texas |  | X | X | 55132 | OGTDB3 | 3972 | Combined Cycle |  |  |  | Combined cycle |  |  |  |  | 95.75 | 5485702.857 | 766132.8 | 99.679 | 95.75 |  | 5485702.857 | 766132.8 | 95.75 |  | 95.75 |  | 95.75 |  | 95.75 |  | 95.75 |  | 95.75 |  | 95.75 |  | 95.75 | 95.75 | Not Coal Steam or O/G Steam | 0.034909 | 0.034909 |  | 65.03%
Texas City Cogeneration | Texas |  | X | X | 52088 | GT-A | 89949 | Combined Cycle |  |  |  | Combined cycle |  |  |  |  | 99.262 | 1869284.33 | 257193.77 | 88.9207 | 99.262 |  | 1869284.33 | 257193.77 | 99.262 |  | 99.262 |  | 99.262 |  | 99.262 |  | 99.262 |  | 99.262 |  | 99.262 |  | 99.262 | 99.262 | Not Coal Steam or O/G Steam | 0.1062 | 0.1062 |  | 26.44%
Texas City Cogeneration | Texas |  | X | X | 52088 | GT-B | 89950 | Combined Cycle |  |  |  | Combined cycle |  |  |  |  | 51.008 | 3656383.798 | 488117.81 | 41.986 | 51.008 |  | 3656383.798 | 488117.81 | 51.008 |  | 51.008 |  | 51.008 |  | 51.008 |  | 51.008 |  | 51.008 |  | 51.008 |  | 51.008 | 51.008 | Not Coal Steam or O/G Steam | 0.027901 | 0.027901 |  | 46.76%
Texas City Cogeneration | Texas |  | X | X | 52088 | GT-C | 89951 | Combined Cycle |  |  |  | Combined cycle |  |  |  |  | 41.555 | 3073464.466 | 411146.27 | 42.931 | 41.555 |  | 3073464.466 | 411146.27 | 41.555 |  | 41.555 |  | 41.555 |  | 41.555 |  | 41.555 |  | 41.555 |  | 41.555 |  | 41.555 | 41.555 | Not Coal Steam or O/G Steam | 0.027041 | 0.027041 |  | 50.22%
Tolk Station | Texas |  | X | X | 6194 | 171B | 2841 | Coal Steam | 12 | 2028 | 2029 | Tangentially-fired |  |  |  | 532 | 661.538 | 7732482.404 | 749194.98 | 561.6587 | 661.538 |  | 7732482.404 | 749194.98 | 661.538 |  | 661.538 |  | 661.538 |  | 661.538 |  | 661.538 |  | 661.538 |  | 661.538 |  | 427.425 | 193.3121 | Coal Steam SCR Retrofit | 0.17111 | 0.05 |  | 29.59%
Tolk Station | Texas |  | X | X | 6194 | 172B | 2842 | Coal Steam | 12 | 2028 | 2029 | Tangentially-fired |  |  |  | 535 | 1007.739 | 10843171.909 | 988316.97 | 766.092 | 1007.739 |  | 10843171.909 | 988316.97 | 1007.739 |  | 1007.739 |  | 1007.739 |  | 1007.739 |  | 1007.739 |  | 1007.739 |  | 1007.739 |  | 639.4091 | 271.0793 | Coal Steam SCR Retrofit | 0.18588 | 0.05 |  | 36.95%
Trinidad | Texas |  | X | X | 3507 | 9 | 2435 | O/G Steam |  |  |  | Tangentially-fired |  |  |  | 235 | 58.979 | 596740.493 | 39110.86 | 57.385 | 58.979 |  | 596740.493 | 39110.86 | 58.979 |  | 58.979 |  | 58.979 |  | 58.979 |  | 58.979 |  | 58.979 |  | 58.979 |  | 58.979 | 58.979 | Oil/Gas Steam Under 150 Tons (2019-2021 Average) | 0.19767 | 0.19767 |  | 6.195%
Twin Oaks | Texas |  | X | X | 7030 | U1 | 2920 | Coal Steam |  |  |  | Circulating fluidized bed boiler |  | Y |  | 152 | 329.652 | 6807554.782 | 619985 | 308.1857 | 329.652 |  | 6807554.782 | 619985 | 329.652 |  | 329.652 |  | 329.652 |  | 329.652 |  | 329.652 |  | 291.091 | Y | 291.091 |  | 291.091 | 291.091 | Coal Steam, Circulating fluidized bed, Existing SNCR | 0.08552 | 0.08552 |  | 76.39%
Twin Oaks | Texas |  | X | X | 7030 | U2 | 2921 | Coal Steam |  |  |  | Circulating fluidized bed boiler |  | Y |  | 153 | 296.661 | 6173432.3 | 632754 | 280.461 | 296.661 |  | 6173432.3 | 632754 | 296.661 |  | 296.661 |  | 296.661 |  | 296.661 |  | 296.661 |  | 278.2366 | Y | 278.2366 |  | 278.2366 | 278.2366 | Coal Steam, Circulating fluidized bed, Existing SNCR | 0.09014 | 0.09014 |  | 80.01%
V H Braunig | Texas |  | X | X | 3612 | 1 | 2481 | O/G Steam | 3 | 2025 | 2025 | Tangentially-fired |  |  |  | 217 | 144.185 | 1297343.519 | 114058.38 | 142.1433 | 144.185 |  | 1297343.519 | 114058.38 | 144.185 |  | 144.185 |  | 144.185 |  | 144.185 |  | 144.185 |  | 144.185 |  | 144.185 |  | 144.185 | 144.185 | Oil/Gas Steam Under 150 Tons (2019-2021 Average) | 0.22228 | 0.22228 |  | 16.65%
V H Braunig | Texas |  | X | X | 3612 | 2 | 2482 | O/G Steam | 3 | 2025 | 2025 | Tangentially-fired |  |  |  | 230 | 77.862 | 960229.958 | 87169.55 | 75.006 | 77.862 |  | 960229.958 | 87169.55 | 77.862 |  | 77.862 |  | 77.862 |  | 77.862 |  | 77.862 |  | 77.862 |  | 77.862 |  | 77.862 | 77.862 | Oil/Gas Steam Under 150 Tons (2019-2021 Average) | 0.16217 | 0.16217 |  | 9.937%
V H Braunig | Texas |  | X | X | 3612 | 3 | 2483 | O/G Steam | 3 | 2027 | 2027 | Tangentially-fired |  |  |  | 412 | 238.701 | 3933806.408 | 364718.17 | 280.6917 | 238.701 |  | 3933806.408 | 364718.17 | 238.701 |  | 238.701 |  | 238.701 |  | 238.701 |  | 238.701 |  | 238.701 |  | 238.701 |  | 148.854 | 59.0071 | O/G Steam SCR Retrofit | 0.12136 | 0.03 |  | 24.74%
V H Braunig | Texas |  | X | X | 3612 | CGT5 | 89837 | Combustion Turbine |  |  |  | Combustion turbine | Y |  |  |  | 0.973 | 133554.553 | 13814.45 | 1.188 | 0.973 |  | 133554.553 | 13814.45 | 0.973 |  | 0.973 |  | 0.973 |  | 0.973 |  | 0.973 |  | 0.973 |  | 0.973 |  | 0.973 | 0.973 | Not Coal Steam or O/G Steam | 0.014571 | 0.014571 |  | 9.158%
V H Braunig | Texas |  | X | X | 3612 | CGT6 | 89838 | Combustion Turbine |  |  |  | Combustion turbine | Y |  |  |  | 0.94 | 129154.527 | 13205.18 | 1.2143 | 0.94 |  | 129154.527 | 13205.18 | 0.94 |  | 0.94 |  | 0.94 |  | 0.94 |  | 0.94 |  | 0.94 |  | 0.94 |  | 0.94 | 0.94 | Not Coal Steam or O/G Steam | 0.014556 | 0.014556 |  | 10.05%
V H Braunig | Texas |  | X | X | 3612 | CGT7 | 89839 | Combustion Turbine |  |  |  | Combustion turbine | Y |  |  |  | 0.828 | 111554.185 | 11467.48 | 1.4557 | 0.828 |  | 111554.185 | 11467.48 | 0.828 |  | 0.828 |  | 0.828 |  | 0.828 |  | 0.828 |  | 0.828 |  | 0.828 |  | 0.828 | 0.828 | Not Coal Steam or O/G Steam | 0.014845 | 0.014845 |  | 11.59%
V H Braunig | Texas |  | X | X | 3612 | CGT8 | 89840 | Combustion Turbine |  |  |  | Combustion turbine | Y |  |  |  | 0.669 | 96017.452 | 9997.26 | 1.292 | 0.669 |  | 96017.452 | 9997.26 | 0.669 |  | 0.669 |  | 0.669 |  | 0.669 |  | 0.669 |  | 0.669 |  | 0.669 |  | 0.669 | 0.669 | Not Coal Steam or O/G Steam | 0.013935 | 0.013935 |  | 10.26%
V H Braunig | Texas |  | X | X | 3612 | CT01 | 2484 | Combined Cycle |  |  |  | Combined cycle | Y |  |  |  | 47.04 | 4273326.603 | 604419.08 | 52.1963 | 47.04 |  | 4273326.603 | 604419.08 | 47.04 |  | 47.04 |  | 47.04 |  | 25.64 | Optimize SCR | 25.64 |  | 25.64 |  | 25.64 |  | 25.64 | 25.64 | Not Coal Steam or O/G Steam | 0.012 | 0.012 |  | 66.8%
V H Braunig | Texas |  | X | X | 3612 | CT02 | 2485 | Combined Cycle |  |  |  | Combined cycle | Y |  |  |  | 59.187 | 5317953.267 | 749581.02 | 60.2277 | 59.187 |  | 5317953.267 | 749581.02 | 59.187 |  | 59.187 |  | 59.187 |  | 31.9077 | Optimize SCR | 31.9077 |  | 31.9077 |  | 31.9077 |  | 31.9077 | 31.9077 | Not Coal Steam or O/G Steam | 0.012 | 0.012 |  | 75.04%
Victoria City Peaking Facility | Texas |  | X | X | 61241 | CT1 | 91226 | Combustion Turbine |  |  |  | Combustion turbine | Y |  |  |  | 0.411 | 63092.983 | 6666.71 | 0.52267 | 0.411 |  | 63092.983 | 6666.71 | 0.411 |  | 0.411 |  | 0.411 |  | 0.411 |  | 0.411 |  | 0.411 |  | 0.411 |  | 0.411 | 0.411 | Not Coal Steam or O/G Steam | 0.013028 | 0.013028 |  | 5.593%
Victoria City Peaking Facility | Texas |  | X | X | 61241 | CT2 | 91227 | Combustion Turbine |  |  |  | Combustion turbine | Y |  |  |  | 0.404 | 69291.131 | 7184.75 | 0.50133 | 0.404 |  | 69291.131 | 7184.75 | 0.404 |  | 0.404 |  | 0.404 |  | 0.404 |  | 0.404 |  | 0.404 |  | 0.404 |  | 0.404 | 0.404 | Not Coal Steam or O/G Steam | 0.011661 | 0.011661 |  | 5.19%
Victoria Port Peaking Facility | Texas |  | X | X | 61242 | CT1 | 91228 | Combustion Turbine |  |  |  | Combustion turbine | Y |  |  |  | 0.348 | 54384.728 | 5768.5 | 7.53 | 0.348 |  | 54384.728 | 5768.5 | 0.348 |  | 0.348 |  | 0.348 |  | 0.348 |  | 0.348 |  | 0.348 |  | 0.348 |  | 0.348 | 0.348 | Not Coal Steam or O/G Steam | 0.012798 | 0.012798 |  | 9.683%
Victoria Port Peaking Facility | Texas |  | X | X | 61242 | CT2 | 91229 | Combustion Turbine |  |  |  | Combustion turbine | Y | [6 empty] | 3.2747 | [20 empty] | Not Coal Steam or O/G Steam | 0 | 0 |  | 6.196%
Victoria Power Station | Texas |  | X | X | 3443 | 9 | 90094 | Combined Cycle |  |  |  | Combined cycle | Y |  |  |  | 36.981 | 4184821.405 | 532782.07 | 40.799 | 36.981 |  | 4184821.405 | 532782.07 | 36.981 |  | 36.981 |  | 36.981 |  | 25.1089 | Optimize SCR | 25.1089 |  | 25.1089 |  | 25.1089 |  | 25.1089 | 25.1089 | Not Coal Steam or O/G Steam | 0.012 | 0.012 |  | 53.41%
W A Parish | Texas |  | X | X | 3470 | WAP1 | 2374 | O/G Steam | 12 | 2026 | 2027 | Dry bottom wall-fired boiler |  |  |  | 169 | 152.041 | 1316661.112 | 113098.87 | 137.7713 | 152.041 |  | 1316661.112 | 113098.87 | 152.041 |  | 152.041 |  | 152.041 |  | 152.041 |  | 152.041 |  | 152.041 |  | 152.041 |  | 152.041 | 152.041 | Oil/Gas Steam Under 150 Tons (2019-2021 Average) | 0.23095 | 0.23095 |  | 16.81%
W A Parish | Texas |  | X | X | 3470 | WAP2 | 2375 | O/G Steam | 12 | 2026 | 2027 | Dry bottom wall-fired boiler |  |  |  | 169 | 89.038 | 1464160.669 | 126347.69 | 89.2713 | 89.038 |  | 1464160.669 | 126347.69 | 89.038 |  | 89.038 |  | 89.038 |  | 89.038 |  | 89.038 |  | 89.038 |  | 89.038 |  | 89.038 | 89.038 | Oil/Gas Steam Under 150 Tons (2019-2021 Average) | 0.12162 | 0.12162 |  | 19.64%
W A Parish | Texas |  | X | X | 3470 | WAP3 | 2376 | O/G Steam | 12 | 2026 | 2027 | Dry bottom wall-fired boiler |  |  |  | 273 | 322.706 | 2605770.204 | 263649.74 | 316.7567 | 322.706 |  | 2605770.204 | 263649.74 | 322.706 |  | 322.706 |  | 322.706 |  | 322.706 |  | 322.706 |  | 322.706 |  | 322.706 |  | 180.8963 | 39.0866 | O/G Steam SCR Retrofit | 0.24769 | 0.03 |  | 19.19%
W A Parish | Texas |  | X | X | 3470 | WAP4 | 2377 | O/G Steam | 12 | 2026 | 2027 | Tangentially-fired |  |  |  | 552 | 582.171 | 7552589.701 | 706303.39 | 396.2553 | 582.171 |  | 7552589.701 | 706303.39 | 582.171 |  | 582.171 |  | 582.171 |  | 582.171 |  | 582.171 |  | 582.171 |  | 582.171 |  | 347.7299 | 113.2888 | O/G Steam SCR Retrofit | 0.15416 | 0.03 |  | 24.09%
W A Parish | Texas |  | X | X | 3470 | WAP5 | 2378 | Coal Steam |  |  |  | Dry bottom wall-fired boiler | Y |  |  | 659 | 523.244 | 17380816.106 | 1850289.43 | 472.6777 | 523.244 |  | 17380816.106 | 1850289.43 | 523.244 |  | 523.244 |  | 523.244 |  | 523.244 |  | 523.244 |  | 523.244 |  | 523.244 |  | 523.244 | 523.244 | Existing SCR | 0.060209 | 0.060209 |  | 50.14%
W A Parish | Texas |  | X | X | 3470 | WAP6 | 2379 | Coal Steam |  |  |  | Dry bottom wall-fired boiler | Y |  |  | 653 | 657.573 | 20665669.996 | 1939997.04 | 505.26 | 657.573 |  | 20665669.996 | 1939997.04 | 657.573 |  | 657.573 |  | 657.573 |  | 657.573 |  | 657.573 |  | 657.573 |  | 657.573 |  | 657.573 | 657.573 | Existing SCR | 0.063639 | 0.063639 |  | 38.85%
W A Parish | Texas |  | X | X | 3470 | WAP7 | 2380 | Coal Steam |  |  |  | Tangentially-fired | Y |  |  | 577 | 499.957 | 15655072.338 | 1816370.08 | 363.555 | 499.957 |  | 15655072.338 | 1816370.08 | 499.957 |  | 499.957 |  | 499.957 |  | 499.957 |  | 499.957 |  | 499.957 |  | 499.957 |  | 499.957 | 499.957 | Existing SCR | 0.063872 | 0.063872 |  | 47.03%
W A Parish | Texas |  | X | X | 3470 | WAP8 | 2381 | Coal Steam |  |  |  | Tangentially-fired | Y |  |  | 610 | 365.026 | 15880792.197 | 1660635.95 | 346.3837 | 365.026 |  | 15880792.197 | 1660635.95 | 365.026 |  | 365.026 |  | 365.026 |  | 365.026 |  | 365.026 |  | 365.026 |  | 365.026 |  | 365.026 | 365.026 | Existing SCR | 0.045971 | 0.045971 |  | 44.62%
Welsh Power Plant | Texas |  | X | X | 6139 | 1 | 2801 | Coal Steam |  |  |  | Dry bottom wall-fired boiler |  |  |  | 528 | 1628.586 | 16796444.6 | 1554493 | 1251.3277 | 1628.586 |  | 16796444.6 | 1554493 | 1628.586 |  | 1628.586 |  | 1628.586 |  | 1628.586 |  | 1628.586 |  | 1628.586 |  | 1628.586 |  | 1024.2486 | 419.9111 | Coal Steam SCR Retrofit | 0.19392 | 0.05 |  | 54.07%
Welsh Power Plant | Texas |  | X | X | 6139 | 3 | 2803 | Coal Steam | 1 | 2028 | 2028 | Dry bottom wall-fired boiler |  |  |  | 528 | 1458.442 | 14228544.095 | 1335801.46 | 1065.0853 | 1458.442 |  | 14228544.095 | 1335801.46 | 1458.442 |  | 1458.442 |  | 1458.442 |  | 1458.442 |  | 1458.442 |  | 1458.442 |  | 1458.442 |  | 907.0778 | 355.7136 | Coal Steam SCR Retrofit | 0.205 | 0.05 |  | 42.25%
Wilkes Power Plant | Texas |  | X | X | 3478 | 1 | 2390 | O/G Steam |  |  |  | Tangentially-fired |  |  |  | 174 | 84.956 | 1127977.758 | 95627.67 | 99.2543 | 84.956 |  | 1127977.758 | 95627.67 | 84.956 |  | 84.956 |  | 84.956 |  | 84.956 |  | 84.956 |  | 84.956 |  | 84.956 |  | 84.956 | 84.956 | Oil/Gas Steam Under 150 Tons (2019-2021 Average) | 0.15063 | 0.15063 |  | 23.8%
Wilkes Power Plant | Texas |  | X | X | 3478 | 2 | 2391 | O/G Steam |  |  |  | Dry bottom wall-fired boiler |  |  |  | 355 | 175.345 | 2463202.521 | 221622.21 | 127.6957 | 175.345 |  | 2463202.521 | 221622.21 | 175.345 |  | 175.345 |  | 175.345 |  | 175.345 |  | 175.345 |  | 175.345 |  | 175.345 |  | 175.345 | 175.345 | Oil/Gas Steam Under 150 Tons (2019-2021 Average) | 0.14237 | 0.14237 |  | 16.82%
Wilkes Power Plant | Texas |  | X | X | 3478 | 3 | 2392 | O/G Steam |  |  |  | Dry bottom wall-fired boiler |  |  |  | 354 | 164.307 | 2524703.298 | 249533.75 | 119.5293 | 164.307 |  | 2524703.298 | 249533.75 | 164.307 |  | 164.307 |  | 164.307 |  | 164.307 |  | 164.307 |  | 164.307 |  | 164.307 |  | 164.307 | 164.307 | Oil/Gas Steam Under 150 Tons (2019-2021 Average) | 0.13016 | 0.13016 |  | 18.33%
Winchester Power Park | Texas |  | X | X | 56674 | 1 | 90317 | Combustion Turbine |  |  |  | Combustion turbine | Y |  |  |  | 0.391 | 78183.048 | 8079.8 | 0.32633 | 0.391 |  | 78183.048 | 8079.8 | 0.391 |  | 0.391 |  | 0.391 |  | 0.391 |  | 0.391 |  | 0.391 |  | 0.391 |  | 0.391 | 0.391 | Not Coal Steam or O/G Steam | 0.010002 | 0.010002 |  | 4.24%
Winchester Power Park | Texas |  | X | X | 56674 | 2 | 90318 | Combustion Turbine |  |  |  | Combustion turbine | Y |  |  |  | 0.224 | 80160.483 | 8120.01 | 0.29267 | 0.224 |  | 80160.483 | 8120.01 | 0.224 |  | 0.224 |  | 0.224 |  | 0.224 |  | 0.224 |  | 0.224 |  | 0.224 |  | 0.224 | 0.224 | Not Coal Steam or O/G Steam | 0.0055888 | 0.0055888 |  | 4.742%
Winchester Power Park | Texas |  | X | X | 56674 | 3 | 90319 | Combustion Turbine |  |  |  | Combustion turbine | Y |  |  |  | 0.275 | 42416.741 | 4133.18 | 0.268 | 0.275 |  | 42416.741 | 4133.18 | 0.275 |  | 0.275 |  | 0.275 |  | 0.275 |  | 0.275 |  | 0.275 |  | 0.275 |  | 0.275 | 0.275 | Not Coal Steam or O/G Steam | 0.012967 | 0.012967 |  | 2.946%
Winchester Power Park | Texas |  | X | X | 56674 | 4 | 90320 | Combustion Turbine |  |  |  | Combustion turbine | Y |  |  |  | 0.245 | 43357.071 | 4325.79 | 0.175 | 0.245 |  | 43357.071 | 4325.79 | 0.245 |  | 0.245 |  | 0.245 |  | 0.245 |  | 0.245 |  | 0.245 |  | 0.245 |  | 0.245 | 0.245 | Not Coal Steam or O/G Steam | 0.011302 | 0.011302 |  | 3.115%
Wise County Power Company, LLC | Texas |  | X | X | 55320 | GT-1 | 8524 | Combined Cycle |  |  |  | Combined cycle | Y |  |  |  | 38.375 | 4284780.097 | 584222.55 | 36.4303 | 38.375 |  | 4284780.097 | 584222.55 | 38.375 |  | 38.375 |  | 38.375 |  | 25.7087 | Optimize SCR | 25.7087 |  | 25.7087 |  | 25.7087 |  | 25.7087 | 25.7087 | Not Coal Steam or O/G Steam | 0.012 | 0.012 |  | 35.96%
Wise County Power Company, LLC | Texas |  | X | X | 55320 | GT-2 | 8526 | Combined Cycle |  |  |  | Combined cycle | Y |  |  |  | 40.498 | 4350792.956 | 599419.2 | 34.5247 | 40.498 |  | 4350792.956 | 599419.2 | 40.498 |  | 40.498 |  | 40.498 |  | 26.1048 | Optimize SCR | 26.1048 |  | 26.1048 |  | 26.1048 |  | 26.1048 | 26.1048 | Not Coal Steam or O/G Steam | 0.012 | 0.012 |  | 33.71%
Wolf Hollow Generating Station | Texas |  | X | X | 55139 | CTG1 | 3981 | Combined Cycle |  |  |  | Combined cycle | Y |  |  |  | 59.478 | 5127299.605 | 691985.98 | 66.339 | 59.478 |  | 5127299.605 | 691985.98 | 59.478 |  | 59.478 |  | 59.478 |  | 30.7638 | Optimize SCR | 30.7638 |  | 30.7638 |  | 30.7638 |  | 30.7638 | 30.7638 | Not Coal Steam or O/G Steam | 0.012 | 0.012 |  | 49.96%
Wolf Hollow Generating Station | Texas |  | X | X | 55139 | CTG2 | 3982 | Combined Cycle |  |  |  | Combined cycle | Y |  |  |  | 55.404 | 4847198.562 | 662063.33 | 61.3007 | 55.404 |  | 4847198.562 | 662063.33 | 55.404 |  | 55.404 |  | 55.404 |  | 29.0832 | Optimize SCR | 29.0832 |  | 29.0832 |  | 29.0832 |  | 29.0832 | 29.0832 | Not Coal Steam or O/G Steam | 0.012 | 0.012 |  | 47.1%
Wolf Hollow II | Texas |  | X | X | 59812 | CGT4 | 91202 | Combined Cycle |  |  |  | Combined cycle | Y |  |  |  | 24.397 | 10346472.058 | 1568664.54 | 24.1033 | 24.397 |  | 10346472.058 | 1568664.54 | 24.397 |  | 24.397 |  | 24.397 |  | 24.397 |  | 24.397 |  | 24.397 |  | 24.397 |  | 24.397 | 24.397 | Not Coal Steam or O/G Steam | 0.004716 | 0.004716 |  | 63.36%
Wolf Hollow II | Texas |  | X | X | 59812 | CGT5 | 91203 | Combined Cycle |  |  |  | Combined cycle | Y |  |  |  | 21.549 | 8944093.431 | 1366220.98 | 23.1347 | 21.549 |  | 8944093.431 | 1366220.98 | 21.549 |  | 21.549 |  | 21.549 |  | 21.549 |  | 21.549 |  | 21.549 |  | 21.549 |  | 21.549 | 21.549 | Not Coal Steam or O/G Steam | 0.0048186 | 0.0048186 |  | 60.67%
Bonanza | Utah |  | X | X | 7790 | 1-1 | 3228 | Coal Steam |  |  |  | Dry bottom wall-fired boiler |  |  |  | 458 | 1835.708 | 15299875.896 | 1531787 | 1928.217 | 1835.708 |  | 15299875.896 | 1531787 | 1835.708 |  | 1835.708 |  | 1835.708 |  | 1835.708 |  | 1835.708 |  | 1835.708 |  | 1835.708 |  | 1109.1024 | 382.4969 | Coal Steam SCR Retrofit | 0.23996 | 0.05 |  | 76.5%
Currant Creek Power Project | Utah |  | X | X | 56102 | CTG1A | 89419 | Combined Cycle |  |  |  | Combined cycle | Y |  |  |  | 17.913 | 4547318.021 | 618783.67 | 17.5933 | 17.913 |  | 4547318.021 | 618783.67 | 17.913 |  | 17.913 |  | 17.913 |  | 17.913 |  | 17.913 |  | 17.913 |  | 17.913 |  | 17.913 | 17.913 | Not Coal Steam or O/G Steam | 0.0078785 | 0.0078785 |  | 53.69%
Currant Creek Power Project | Utah |  | X | X | 56102 | CTG1B | 89420 | Combined Cycle |  |  |  | Combined cycle | Y |  |  |  | 17.008 | 4685907.373 | 642499.09 | 16.1903 | 17.008 |  | 4685907.373 | 642499.09 | 17.008 |  | 17.008 |  | 17.008 |  | 17.008 |  | 17.008 |  | 17.008 |  | 17.008 |  | 17.008 | 17.008 | Not Coal Steam or O/G Steam | 0.0072592 | 0.0072592 |  | 56.19%
Gadsby | Utah |  | X | X | 3648 | 1 | 2498 | O/G Steam |  |  |  | Dry bottom wall-fired boiler |  |  |  | 64 | 22.729 | 363652.42 | 19617.82 | 21.7407 | 22.729 |  | 363652.42 | 19617.82 | 22.729 |  | 22.729 |  | 22.729 |  | 22.729 |  | 22.729 |  | 22.729 |  | 22.729 |  | 22.729 | 22.729 | O/G Steam Under 100 MW | 0.125 | 0.125 |  | 9.455%
Gadsby | Utah |  | X | X | 3648 | 2 | 2499 | O/G Steam |  |  |  | Dry bottom wall-fired boiler |  |  |  | 69 | 19.476 | 405962.311 | 26127.61 | 19.2897 | 19.476 |  | 405962.311 | 26127.61 | 19.476 |  | 19.476 |  | 19.476 |  | 19.476 |  | 19.476 |  | 19.476 |  | 19.476 |  | 19.476 | 19.476 | O/G Steam Under 100 MW | 0.09595 | 0.09595 |  | 11.53%
Gadsby | Utah |  | X | X | 3648 | 3 | 2500 | O/G Steam |  |  |  | Tangentially-fired |  |  |  | 104 | 28.432 | 608171.134 | 48130.26 | 26.6357 | 28.432 |  | 608171.134 | 48130.26 | 28.432 |  | 28.432 |  | 28.432 |  | 28.432 |  | 28.432 |  | 28.432 |  | 28.432 |  | 28.432 | 28.432 | Oil/Gas Steam Under 150 Tons (2019-2021 Average) | 0.0935 | 0.0935 |  | 14.94%
Gadsby | Utah |  | X | X | 3648 | 4 | 9559 | Combustion Turbine |  |  |  | Combustion turbine | Y |  |  |  | 0.342 | 26280.132 | 2493.04 | 0.62267 | 0.342 |  | 26280.132 | 2493.04 | 0.342 |  | 0.342 |  | 0.342 |  | 0.342 |  | 0.342 |  | 0.342 |  | 0.342 |  | 0.342 | 0.342 | Not Coal Steam or O/G Steam | 0.026027 | 0.026027 |  | 4.39%
Gadsby | Utah |  | X | X | 3648 | 5 | 9560 | Combustion Turbine |  |  |  | Combustion turbine | Y |  |  |  | 0.576 | 35724.962 | 3285.7 | 0.723 | 0.576 |  | 35724.962 | 3285.7 | 0.576 |  | 0.576 |  | 0.576 |  | 0.53587 | Optimize SCR | 0.53587 |  | 0.53587 |  | 0.53587 |  | 0.53587 | 0.53587 | Not Coal Steam or O/G Steam | 0.03 | 0.03 |  | 4.753%
Gadsby | Utah |  | X | X | 3648 | 6 | 9561 | Combustion Turbine |  |  |  | Combustion turbine | Y |  |  |  | 0.622 | 33989.267 | 3198.06 | 0.724 | 0.622 |  | 33989.267 | 3198.06 | 0.622 |  | 0.622 |  | 0.622 |  | 0.50984 | Optimize SCR | 0.50984 |  | 0.50984 |  | 0.50984 |  | 0.50984 | 0.50984 | Not Coal Steam or O/G Steam | 0.03 | 0.03 |  | 4.715%
Hunter | Utah |  | X | X | 6165 | 1 | 2816 | Coal Steam |  |  |  | Tangentially-fired |  |  |  | 471 | 1297.526 | 13487679.495 | 1395843.8 | 1284.1807 | 1297.526 |  | 13487679.495 | 1395843.8 | 1297.526 |  | 1297.526 |  | 1297.526 |  | 1297.526 |  | 1297.526 |  | 1297.526 |  | 1297.526 |  | 817.359 | 337.192 | Coal Steam SCR Retrofit | 0.1924 | 0.05 |  | 64.77%
Hunter | Utah |  | X | X | 6165 | 2 | 2817 | Coal Steam |  |  |  | Tangentially-fired |  |  |  | 430 | 1242.787 | 14130500.32 | 1419301.62 | 1280.25 | 1242.787 |  | 14130500.32 | 1419301.62 | 1242.787 |  | 1242.787 |  | 1242.787 |  | 1242.787 |  | 1242.787 |  | 1242.787 |  | 1242.787 |  | 798.0248 | 353.2625 | Coal Steam SCR Retrofit | 0.1759 | 0.05 |  | 59.49%
Hunter | Utah |  | X | X | 6165 | 3 | 2818 | Coal Steam |  |  |  | Dry bottom wall-fired boiler |  |  |  | 460 | 2177.932 | 14739261.732 | 1489874.46 | 1738.402 | 2177.932 |  | 14739261.732 | 1489874.46 | 2177.932 |  | 2177.932 |  | 2177.932 |  | 2177.932 |  | 2177.932 |  | 2177.932 |  | 2177.932 |  | 1273.2068 | 368.4815 | Coal Steam SCR Retrofit | 0.29553 | 0.05 |  | 58.13%
Huntington | Utah |  | X | X | 8069 | 1 | 3459 | Coal Steam |  |  |  | Tangentially-fired |  |  |  | 459 | 1380.101 | 15108640.42 | 1529852.15 | 1130.373 | 1380.101 |  | 15108640.42 | 1529852.15 | 1380.101 |  | 1380.101 |  | 1380.101 |  | 1380.101 |  | 1380.101 |  | 1380.101 |  | 1380.101 |  | 878.9085 | 377.716 | Coal Steam SCR Retrofit | 0.18269 | 0.05 |  | 61.15%
Huntington | Utah |  | X | X | 8069 | 2 | 3460 | Coal Steam |  |  |  | Tangentially-fired |  |  |  | 450 | 1593.047 | 15105631.901 | 1531026.52 | 1169.2383 | 1593.047 |  | 15105631.901 | 1531026.52 | 1593.047 |  | 1593.047 |  | 1593.047 |  | 1593.047 |  | 1593.047 |  | 1593.047 |  | 1593.047 |  | 985.3439 | 377.6408 | Coal Steam SCR Retrofit | 0.21092 | 0.05 |  | 54.31%
Intermountain | Utah |  | X | X | 6481 | 1SGA | 2887 | Coal Steam | 7 | 2025 | 2026 | Dry bottom wall-fired boiler |  |  |  | 900 | 2665.975 | 19264964.25 | 2155318 | 2087.2767 | 2665.975 |  | 19264964.25 | 2155318 | 2665.975 |  | 2665.975 |  | 2665.975 |  | 2665.975 |  | 2665.975 |  | 2665.975 |  | 2665.975 |  | 1573.7996 | 481.6241 | Coal Steam SCR Retrofit | 0.27677 | 0.05 |  | 42.79%
Intermountain | Utah |  | X | X | 6481 | 2SGA | 2888 | Coal Steam | 7 | 2025 | 2026 | Dry bottom wall-fired boiler |  |  |  | 900 | 3327.683 | 19925461.4 | 2301147 | 2343.1347 | 3327.683 |  | 19925461.4 | 2301147 | 3327.683 |  | 3327.683 |  | 3327.683 |  | 3327.683 |  | 3327.683 |  | 3327.683 |  | 3327.683 |  | 1912.9098 | 498.1365 | Coal Steam SCR Retrofit | 0.33401 | 0.05 |  | 42.04%
Lake Side Power Plant | Utah |  | X | X | 56237 | CT01 | 89557 | Combined Cycle |  |  |  | Combined cycle | Y |  |  |  | 16.376 | 4410075.911 | 615900.93 | 15.513 | 16.376 |  | 4410075.911 | 615900.93 | 16.376 |  | 16.376 |  | 16.376 |  | 16.376 |  | 16.376 |  | 16.376 |  | 16.376 |  | 16.376 | 16.376 | Not Coal Steam or O/G Steam | 0.0074266 | 0.0074266 |  | 57.11%
Lake Side Power Plant | Utah |  | X | X | 56237 | CT02 | 89558 | Combined Cycle |  |  |  | Combined cycle | Y |  |  |  | 13.585 | 5051473.881 | 717874.21 | 14.1897 | 13.585 |  | 5051473.881 | 717874.21 | 13.585 |  | 13.585 |  | 13.585 |  | 13.585 |  | 13.585 |  | 13.585 |  | 13.585 |  | 13.585 | 13.585 | Not Coal Steam or O/G Steam | 0.0053786 | 0.0053786 |  | 53.32%
Lake Side Power Plant | Utah |  | X | X | 56237 | CT03 | 90915 | Combined Cycle |  |  |  | Combined cycle | Y |  |  |  | 16.423 | 5738917.776 | 824819.25 | 16.0147 | 16.423 |  | 5738917.776 | 824819.25 | 16.423 |  | 16.423 |  | 16.423 |  | 16.423 |  | 16.423 |  | 16.423 |  | 16.423 |  | 16.423 | 16.423 | Not Coal Steam or O/G Steam | 0.0057234 | 0.0057234 |  | 59.06%
Lake Side Power Plant | Utah |  | X | X | 56237 | CT04 | 90916 | Combined Cycle |  |  |  | Combined cycle | Y |  |  |  | 15.893 | 5486425.672 | 785771.05 | 16.882 | 15.893 |  | 5486425.672 | 785771.05 | 15.893 |  | 15.893 |  | 15.893 |  | 15.893 |  | 15.893 |  | 15.893 |  | 15.893 |  | 15.893 | 15.893 | Not Coal Steam or O/G Steam | 0.0057936 | 0.0057936 |  | 55.55%
Millcreek Power | Utah |  | X | X | 56253 | MC-1 | 89566 | Combustion Turbine |  |  |  | Combustion turbine |  |  |  |  | 23.976 | 631353.6 | 65309.5 | 16.0277 | 23.976 |  | 631353.6 | 65309.5 | 23.976 |  | 23.976 |  | 23.976 |  | 23.976 |  | 23.976 |  | 23.976 |  | 23.976 |  | 23.976 | 23.976 | Not Coal Steam or O/G Steam | 0.075951 | 0.075951 |  | 33.78%
Millcreek Power | Utah |  | X | X | 56253 | MC-2 | 90575 | Combustion Turbine |  |  |  | Combustion turbine | Y |  |  |  | 2.028 | 576581.281 | 59800.79 | 2.076 | 2.028 |  | 576581.281 | 59800.79 | 2.028 |  | 2.028 |  | 2.028 |  | 2.028 |  | 2.028 |  | 2.028 |  | 2.028 |  | 2.028 | 2.028 | Not Coal Steam or O/G Steam | 0.0070346 | 0.0070346 |  | 36.61%
Nebo Power Station | Utah |  | X | X | 56177 | U1 | 89496 | Combined Cycle |  |  |  | Combined cycle | Y |  |  |  | 24.52 | 2928946.171 | 381532.84 | 18.8143 | 24.52 |  | 2928946.171 | 381532.84 | 24.52 |  | 24.52 |  | 24.52 |  | 17.5737 | Optimize SCR | 17.5737 |  | 17.5737 |  | 17.5737 |  | 17.5737 | 17.5737 | Not Coal Steam or O/G Steam | 0.012 | 0.012 |  | 46.17%
West Valley Power Plant | Utah |  | X | X | 55622 | U1 | 8650 | Combustion Turbine |  |  |  | Combustion turbine | Y |  |  |  | 5.046 | 371579.28 | 33960.63 | 3.269 | 5.046 |  | 371579.28 | 33960.63 | 5.046 |  | 5.046 |  | 5.046 |  | 5.046 |  | 5.046 |  | 5.046 |  | 5.046 |  | 5.046 | 5.046 | Not Coal Steam or O/G Steam | 0.02716 | 0.02716 |  | 14.81%
West Valley Power Plant | Utah |  | X | X | 55622 | U2 | 8652 | Combustion Turbine |  |  |  | Combustion turbine | Y |  |  |  | 2.897 | 373278.305 | 33157.78 | 2.7133 | 2.897 |  | 373278.305 | 33157.78 | 2.897 |  | 2.897 |  | 2.897 |  | 2.897 |  | 2.897 |  | 2.897 |  | 2.897 |  | 2.897 | 2.897 | Not Coal Steam or O/G Steam | 0.015522 | 0.015522 |  | 16.85%
West Valley Power Plant | Utah |  | X | X | 55622 | U3 | 8654 | Combustion Turbine |  |  |  | Combustion turbine | Y |  |  |  | 5.526 | 356428.889 | 33594.6 | 3.8677 | 5.526 |  | 356428.889 | 33594.6 | 5.526 |  | 5.526 |  | 5.526 |  | 5.3464 | Optimize SCR | 5.3464 |  | 5.3464 |  | 5.3464 |  | 5.3464 | 5.3464 | Not Coal Steam or O/G Steam | 0.03 | 0.03 |  | 18.46%
West Valley Power Plant | Utah |  | X | X | 55622 | U4 | 8656 | Combustion Turbine |  |  |  | Combustion turbine | Y |  |  |  | 3.056 | 412209.341 | 37475.33 | 3.0457 | 3.056 |  | 412209.341 | 37475.33 | 3.056 |  | 3.056 |  | 3.056 |  | 3.056 |  | 3.056 |  | 3.056 |  | 3.056 |  | 3.056 | 3.056 | Not Coal Steam or O/G Steam | 0.014827 | 0.014827 |  | 19.42%
West Valley Power Plant | Utah |  | X | X | 55622 | U5 | 10041 | Combustion Turbine |  |  |  | Combustion turbine | Y |  |  |  | 4.948 | 413356.925 | 37984.02 | 3.7267 | 4.948 |  | 413356.925 | 37984.02 | 4.948 |  | 4.948 |  | 4.948 |  | 4.948 |  | 4.948 |  | 4.948 |  | 4.948 |  | 4.948 | 4.948 | Not Coal Steam or O/G Steam | 0.023941 | 0.023941 |  | 19.08%
J C McNeil | Vermont |  |  |  | 589 | 1 | 377 | Biomass |  |  |  | Other boiler | Y |  |  |  | 53.946 | 1571908.1 | 113425 | 49.814 | 53.946 |  | 1571908.1 | 113425 | 53.946 |  | 53.946 |  | 53.946 |  | 53.946 |  | 53.946 |  | 53.946 |  | 53.946 |  | 53.946 | 53.946 | Not Coal Steam or O/G Steam | 0.068638 | 0.068638 |  | 46.64%
Altavista Power Station | Virginia | X | X | X | 10773 | 1 | 3593 | Biomass | 1 | 2029 | 2029 | Stoker |  | Y | Y |  | 65.865 | 1056114.173 |  | 63.646 | 65.865 |  | 1056114.173 |  | 65.865 |  | 65.865 |  | 65.865 |  | 65.865 |  | 65.865 |  | 62.1629 | Y | 62.1629 |  | 62.1629 | 62.1629 | Not Coal Steam or O/G Steam | 0.11772 | 0.11772 |  | 71.93%
Altavista Power Station | Virginia | X | X | X | 10773 | 2 | 3594 | Biomass | 1 | 2029 | 2029 | Stoker |  | Y | Y |  | 66.594 | 1068193.431 |  | 63.8513 | 66.594 |  | 1068193.431 |  | 66.594 |  | 66.594 |  | 66.594 |  | 66.594 |  | 66.594 |  | 62.7724 | Y | 62.7724 |  | 62.7724 | 62.7724 | Not Coal Steam or O/G Steam | 0.11753 | 0.11753 |  | 72.23%
Bear Garden Generating Station | Virginia | X | X | X | 56807 | 1A | 90440 | Combined Cycle |  |  |  | Combined cycle | Y |  |  |  | 19.504 | 4807450.521 | 690789.97 | 19.219 | 19.504 |  | 4807450.521 | 690789.97 | 19.504 |  | 19.504 |  | 19.504 |  | 19.504 |  | 19.504 |  | 19.504 |  | 19.504 |  | 19.504 | 19.504 | Not Coal Steam or O/G Steam | 0.0081141 | 0.0081141 |  | 56.69%
Bear Garden Generating Station | Virginia | X | X | X | 56807 | 1B | 90441 | Combined Cycle |  |  |  | Combined cycle | Y |  |  |  | 21.056 | 5712177.636 | 766193.56 | 18.1997 | 21.056 |  | 5712177.636 | 766193.56 | 21.056 |  | 21.056 |  | 21.056 |  | 21.056 |  | 21.056 |  | 21.056 |  | 21.056 |  | 21.056 | 21.056 | Not Coal Steam or O/G Steam | 0.0073723 | 0.0073723 |  | 59.11%
Birchwood Power Facility | Virginia | X | X | X | 54304 | 001 | 10104 | Coal Steam | 3 | 2021 | 2023 |  | Y |  |  | 240 |  |  |  | 8.243 | 0 | Y | 0 | 0 | 0 |  | 0 |  | 0 |  | 0 |  | 0 |  | 0 |  | 0 |  | 0 | 0 | Retired | 0 | 0 |  | 1.642%
Brunswick County Power Station | Virginia | X | X | X | 58260 | 1A | 90888 | Combined Cycle |  |  |  | Combined cycle | Y |  |  |  | 26.093 | 9145333.249 | 1322127.57 | 30.399 | 26.093 |  | 9145333.249 | 1322127.57 | 26.093 |  | 26.093 |  | 26.093 |  | 26.093 |  | 26.093 |  | 26.093 |  | 26.093 |  | 26.093 | 26.093 | Not Coal Steam or O/G Steam | 0.0057063 | 0.0057063 |  | 76.61%
Brunswick County Power Station | Virginia | X | X | X | 58260 | 1B | 90889 | Combined Cycle |  |  |  | Combined cycle | Y |  |  |  | 27.938 | 8488529.228 | 1232914.32 | 32.0603 | 27.938 |  | 8488529.228 | 1232914.32 | 27.938 |  | 27.938 |  | 27.938 |  | 27.938 |  | 27.938 |  | 27.938 |  | 27.938 |  | 27.938 | 27.938 | Not Coal Steam or O/G Steam | 0.0065825 | 0.0065825 |  | 74.88%
Brunswick County Power Station | Virginia | X | X | X | 58260 | 1C | 90890 | Combined Cycle |  |  |  | Combined cycle | Y |  |  |  | 30.741 | 9335051.219 | 1349006.68 | 31.933 | 30.741 |  | 9335051.219 | 1349006.68 | 30.741 |  | 30.741 |  | 30.741 |  | 30.741 |  | 30.741 |  | 30.741 |  | 30.741 |  | 30.741 | 30.741 | Not Coal Steam or O/G Steam | 0.0065861 | 0.0065861 |  | 77.4%
Buchanan Units 1 & 2 | Virginia | X | X | X | 55738 | 1 | 9248 | Combustion Turbine | 6 | 2023 | 2024 | Combustion turbine |  |  |  |  | 21.232 | 594309.256 | 59610.58 | 26.1147 | 0 | Y | 0 | 0 | 0 |  | 0 |  | 0 |  | 0 |  | 0 |  | 0 |  | 0 |  | 0 | 0 | Not Coal Steam or O/G Steam | 0 | 0 |  | 44.65%
Buchanan Units 1 & 2 | Virginia | X | X | X | 55738 | 2 | 9249 | Combustion Turbine | 6 | 2023 | 2024 | Combustion turbine |  |  |  |  | 23.027 | 662739.938 | 68911.98 | 25.407 | 0 | Y | 0 | 0 | 0 |  | 0 |  | 0 |  | 0 |  | 0 |  | 0 |  | 0 |  | 0 | 0 | Not Coal Steam or O/G Steam | 0 | 0 |  | 44.56%
Chesterfield Power Station | Virginia | X | X | X | 3797 | **8A | 2515 | Combined Cycle |  |  |  | Combined cycle |  |  |  |  | 194.938 | 3011768.758 | 412065.23 | 124.4457 | 194.938 |  | 3011768.758 | 412065.23 | 194.938 |  | 194.938 |  | 194.938 |  | 194.938 |  | 194.938 |  | 194.938 |  | 194.938 |  | 194.938 | 194.938 | Not Coal Steam or O/G Steam | 0.12945 | 0.12945 |  | 28.16%
Chesterfield Power Station | Virginia | X | X | X | 3797 | 5 | 2519 | Coal Steam | 5 | 2023 | 2024 | Tangentially-fired | Y |  |  | 336 | 129.539 | 3768659.793 | 384698.85 | 96.1567 | 0 | Y | 0 | 0 | 0 |  | 0 |  | 0 |  | 0 |  | 0 |  | 0 |  | 0 |  | 0 | 0 | Retired | 0 | 0 |  | 26.41%
Chesterfield Power Station | Virginia | X | X | X | 3797 | 6 | 2520 | Coal Steam | 5 | 2023 | 2024 | Tangentially-fired | Y |  |  | 670 | 97.791 | 3349094.972 | 334044.74 | 140.6437 | 0 | Y | 0 | 0 | 0 |  | 0 |  | 0 |  | 0 |  | 0 |  | 0 |  | 0 |  | 0 | 0 | Retired | 0 | 0 |  | 17.59%
Chesterfield Power Station | Virginia | X | X | X | 3797 | 7 | 89200 | Combined Cycle |  |  |  | Combined cycle |  |  |  |  | 209.675 | 3257520.524 | 430469.2 | 248.4303 | 209.675 |  | 3257520.524 | 430469.2 | 209.675 |  | 209.675 |  | 209.675 |  | 209.675 |  | 209.675 |  | 209.675 |  | 209.675 |  | 209.675 | 209.675 | Not Coal Steam or O/G Steam | 0.12873 | 0.12873 |  | 54.94%
Clinch River | Virginia | X | X | X | 3775 | 1 | 2502 | O/G Steam |  |  |  | Dry bottom vertically-fired boiler |  | Y | Y | 230 | 41.101 | 640251.271 | 53752.3 | 65.5747 | 41.101 |  | 640251.271 | 53752.3 | 41.101 |  | 41.101 |  | 41.101 |  | 41.101 |  | 41.101 |  | 41.101 |  | 41.101 |  | 41.101 | 41.101 | Oil/Gas Steam Under 150 Tons (2019-2021 Average) | 0.12839 | 0.12839 |  | 10.74%
Clinch River | Virginia | X | X | X | 3775 | 2 | 2503 | O/G Steam |  |  |  | Dry bottom vertically-fired boiler |  | Y | Y | 230 | 32.898 | 501936.871 | 43728.21 | 86.973 | 32.898 |  | 501936.871 | 43728.21 | 32.898 |  | 32.898 |  | 32.898 |  | 32.898 |  | 32.898 |  | 32.6736 | Y | 32.6736 |  | 32.6736 | 32.6736 | Oil/Gas Steam Under 150 Tons (2019-2021 Average) | 0.13019 | 0.13019 |  | 13.7%
Clover Power Station | Virginia | X | X | X | 7213 | 1 | 3007 | Coal Steam |  |  |  | Tangentially-fired |  | Y |  | 440 | 293.727 | 2762203.174 | 253679.72 | 512.725 | 293.727 |  | 2762203.174 | 253679.72 | 293.727 |  | 293.727 |  | 293.727 |  | 293.727 |  | 274.8392 | SOA CC | 293.727 |  | 274.8392 | SOA CC | 171.9471 | 69.0551 | Coal Steam SCR Retrofit | 0.199 | 0.05 |  | 20.35%
Clover Power Station | Virginia | X | X | X | 7213 | 2 | 3008 | Coal Steam |  |  |  | Tangentially-fired |  | Y |  | 437 | 295.638 | 2381764.705 | 222478.63 | 446.365 | 295.638 |  | 2381764.705 | 222478.63 | 295.638 |  | 295.638 |  | 295.638 |  | 295.638 |  | 236.9856 | SOA CC | 295.638 |  | 236.9856 | SOA CC | 148.2649 | 59.5441 | Coal Steam SCR Retrofit | 0.199 | 0.05 |  | 17.24%
Commonwealth Chesapeake | Virginia | X | X | X | 55381 | CT-001 | 4600 | Combustion Turbine |  |  |  | Combustion turbine |  |  |  |  | 1.428 | 20827.164 | 2181.79 | 1.1167 | 1.428 |  | 20827.164 | 2181.79 | 1.428 |  | 1.428 |  | 1.428 |  | 1.428 |  | 1.428 |  | 1.428 |  | 1.428 |  | 1.428 | 1.428 | Not Coal Steam or O/G Steam | 0.13713 | 0.13713 |  | 0.9609%
Commonwealth Chesapeake | Virginia | X | X | X | 55381 | CT-002 | 4601 | Combustion Turbine |  |  |  | Combustion turbine |  |  |  |  | 1.242 | 19994.88 | 2048.93 | 1.61 | 1.242 |  | 19994.88 | 2048.93 | 1.242 |  | 1.242 |  | 1.242 |  | 1.242 |  | 1.242 |  | 1.242 |  | 1.242 |  | 1.242 | 1.242 | Not Coal Steam or O/G Steam | 0.12423 | 0.12423 |  | 1.519%
Commonwealth Chesapeake | Virginia | X | X | X | 55381 | CT-003 | 4602 | Combustion Turbine |  |  |  | Combustion turbine |  |  |  |  | 1.266 | 18966.584 | 1992.79 | 1.345 | 1.266 |  | 18966.584 | 1992.79 | 1.266 |  | 1.266 |  | 1.266 |  | 1.266 |  | 1.266 |  | 1.266 |  | 1.266 |  | 1.266 | 1.266 | Not Coal Steam or O/G Steam | 0.1335 | 0.1335 |  | 1.232%
Commonwealth Chesapeake | Virginia | X | X | X | 55381 | CT-004 | 4603 | Combustion Turbine |  |  |  | Combustion turbine |  |  |  |  | 0.407 | 6924.195 | 569.27 | 0.59233 | 0.407 |  | 6924.195 | 569.27 | 0.407 |  | 0.407 |  | 0.407 |  | 0.407 |  | 0.407 |  | 0.407 |  | 0.407 |  | 0.407 | 0.407 | Not Coal Steam or O/G Steam | 0.11756 | 0.11756 |  | 0.5855%
Commonwealth Chesapeake | Virginia | X | X | X | 55381 | CT-005 | 4604 | Combustion Turbine |  |  |  | Combustion turbine |  |  |  |  | 0.446 | 8439.68 | 711.21 | 0.597 | 0.446 |  | 8439.68 | 711.21 | 0.446 |  | 0.446 |  | 0.446 |  | 0.446 |  | 0.446 |  | 0.446 |  | 0.446 |  | 0.446 | 0.446 | Not Coal Steam or O/G Steam | 0.10569 | 0.10569 |  | 0.6675%
Commonwealth Chesapeake | Virginia | X | X | X | 55381 | CT-006 | 4605 | Combustion Turbine |  |  |  | Combustion turbine |  |  |  |  | 0.727 | 12109.395 | 1084.1 | 0.74667 | 0.727 |  | 12109.395 | 1084.1 | 0.727 |  | 0.727 |  | 0.727 |  | 0.727 |  | 0.727 |  | 0.727 |  | 0.727 |  | 0.727 | 0.727 | Not Coal Steam or O/G Steam | 0.12007 | 0.12007 |  | 0.7199%
Commonwealth Chesapeake | Virginia | X | X | X | 55381 | CT-007 | 4606 | Combustion Turbine |  |  |  | Combustion turbine |  |  |  |  | 0.664 | 13002.271 | 1095.9 | 0.74633 | 0.664 |  | 13002.271 | 1095.9 | 0.664 |  | 0.664 |  | 0.664 |  | 0.664 |  | 0.664 |  | 0.664 |  | 0.664 |  | 0.664 | 0.664 | Not Coal Steam or O/G Steam | 0.10214 | 0.10214 |  | 0.8334%
Darbytown Combustion Turbine | Virginia | X | X | X | 7212 | 1 | 88242 | Combustion Turbine |  |  |  | Combustion turbine |  |  |  |  | 4.329 | 50201.9 | 3680.82 | 3.4013 | 4.329 |  | 50201.9 | 3680.82 | 4.329 |  | 4.329 |  | 4.329 |  | 4.329 |  | 4.329 |  | 4.329 |  | 4.329 |  | 4.329 | 4.329 | Not Coal Steam or O/G Steam | 0.17246 | 0.17246 |  | 0.833%
Darbytown Combustion Turbine | Virginia | X | X | X | 7212 | 2 | 88243 | Combustion Turbine |  |  |  | Combustion turbine |  |  |  |  | 7.447 | 92009.7 | 6801.72 | 4.8833 | 7.447 |  | 92009.7 | 6801.72 | 7.447 |  | 7.447 |  | 7.447 |  | 7.447 |  | 7.447 |  | 7.447 |  | 7.447 |  | 7.447 | 7.447 | Not Coal Steam or O/G Steam | 0.16187 | 0.16187 |  | 1.246%
Darbytown Combustion Turbine | Virginia | X | X | X | 7212 | 3 | 88244 | Combustion Turbine |  |  |  | Combustion turbine |  |  |  |  | 10.805 | 140214.9 | 10322.23 | 9.7317 | 10.805 |  | 140214.9 | 10322.23 | 10.805 |  | 10.805 |  | 10.805 |  | 10.805 |  | 10.805 |  | 10.805 |  | 10.805 |  | 10.805 | 10.805 | Not Coal Steam or O/G Steam | 0.15412 | 0.15412 |  | 2.577%
Darbytown Combustion Turbine | Virginia | X | X | X | 7212 | 4 | 88245 | Combustion Turbine |  |  |  | Combustion turbine |  |  |  |  | 2.984 | 37933.1 | 2806.5 | 15.7087 | 2.984 |  | 37933.1 | 2806.5 | 2.984 |  | 2.984 |  | 2.984 |  | 2.984 |  | 2.984 |  | 2.984 |  | 2.984 |  | 2.984 | 2.984 | Not Coal Steam or O/G Steam | 0.15733 | 0.15733 |  | 4.251%
Doswell Limited Partnership | Virginia | X | X | X | 52019 | 501 | 10033 | Combined Cycle |  |  |  | Combined cycle | Y |  |  |  | 58.648 | 3268610.577 | 361926.97 | 62.1003 | 58.648 |  | 3268610.577 | 361926.97 | 58.648 |  | 58.648 |  | 58.648 |  | 19.6117 | Optimize SCR | 19.6117 |  | 19.6117 |  | 19.6117 |  | 19.6117 | 19.6117 | Not Coal Steam or O/G Steam | 0.012 | 0.012 |  | 62.32%
Doswell Limited Partnership | Virginia | X | X | X | 52019 | 502 | 10034 | Combined Cycle |  |  |  | Combined cycle | Y |  |  |  | 53.721 | 3128140.059 | 359328.37 | 61.9543 | 53.721 |  | 3128140.059 | 359328.37 | 53.721 |  | 53.721 |  | 53.721 |  | 18.7688 | Optimize SCR | 18.7688 |  | 18.7688 |  | 18.7688 |  | 18.7688 | 18.7688 | Not Coal Steam or O/G Steam | 0.012 | 0.012 |  | 59.13%
Doswell Limited Partnership | Virginia | X | X | X | 52019 | 601 | 10035 | Combined Cycle |  |  |  | Combined cycle | Y |  |  |  | 44.819 | 2602325.714 | 299902.71 | 58.228 | 44.819 |  | 2602325.714 | 299902.71 | 44.819 |  | 44.819 |  | 44.819 |  | 15.614 | Optimize SCR | 15.614 |  | 15.614 |  | 15.614 |  | 15.614 | 15.614 | Not Coal Steam or O/G Steam | 0.012 | 0.012 |  | 60.88%
Doswell Limited Partnership | Virginia | X | X | X | 52019 | 602 | 10036 | Combined Cycle |  |  |  | Combined cycle | Y |  |  |  | 45.135 | 2538133.896 | 289371.85 | 56.7437 | 45.135 |  | 2538133.896 | 289371.85 | 45.135 |  | 45.135 |  | 45.135 |  | 15.2288 | Optimize SCR | 15.2288 |  | 15.2288 |  | 15.2288 |  | 15.2288 | 15.2288 | Not Coal Steam or O/G Steam | 0.012 | 0.012 |  | 60.32%
Doswell Limited Partnership | Virginia | X | X | X | 52019 | CT1 | 3712 | Combustion Turbine |  |  |  | Combustion turbine |  |  |  |  | 31.72 | 1721112.906 | 148237.5 | 38.1207 | 31.72 |  | 1721112.906 | 148237.5 | 31.72 |  | 31.72 |  | 31.72 |  | 31.72 |  | 31.72 |  | 31.72 |  | 31.72 |  | 31.72 | 31.72 | Not Coal Steam or O/G Steam | 0.03686 | 0.03686 |  | 29.45%
Doswell Limited Partnership | Virginia | X | X | X | 52019 | CT2 | 91240 | Combustion Turbine |  |  |  | Combustion turbine |  |  |  |  | 33.57 | 1868570.629 | 161760.64 | 37.0407 | 33.57 |  | 1868570.629 | 161760.64 | 33.57 |  | 33.57 |  | 33.57 |  | 33.57 |  | 33.57 |  | 33.57 |  | 33.57 |  | 33.57 | 33.57 | Not Coal Steam or O/G Steam | 0.035931 | 0.035931 |  | 29.92%
Doswell Limited Partnership | Virginia | X | X | X | 52019 | CT3 | 91239 | Combustion Turbine |  |  |  | Combustion turbine |  |  |  |  | 33.335 | 1783798.478 | 154762.94 | 38.657 | 33.335 |  | 1783798.478 | 154762.94 | 33.335 |  | 33.335 |  | 33.335 |  | 33.335 |  | 33.335 |  | 33.335 |  | 33.335 |  | 33.335 | 33.335 | Not Coal Steam or O/G Steam | 0.037375 | 0.037375 |  | 30.04%
Elizabeth River Combustion Turbine Sta | Virginia | X | X | X | 52087 | CT-1 | 88298 | Combustion Turbine |  |  |  | Combustion turbine |  |  |  |  | 7.009 | 70189.1 | 5485.51 | 11.9643 | 7.009 |  | 70189.1 | 5485.51 | 7.009 |  | 7.009 |  | 7.009 |  | 7.009 |  | 7.009 |  | 7.009 |  | 7.009 |  | 7.009 | 7.009 | Not Coal Steam or O/G Steam | 0.19972 | 0.19972 |  | 2.81%
Elizabeth River Combustion Turbine Sta | Virginia | X | X | X | 52087 | CT-2 | 88299 | Combustion Turbine |  |  |  | Combustion turbine |  |  |  |  | 9.942 | 132236.1 | 10335.84 | 13.073 | 9.942 |  | 132236.1 | 10335.84 | 9.942 |  | 9.942 |  | 9.942 |  | 9.942 |  | 9.942 |  | 9.942 |  | 9.942 |  | 9.942 | 9.942 | Not Coal Steam or O/G Steam | 0.15037 | 0.15037 |  | 3.317%
Elizabeth River Combustion Turbine Sta | Virginia | X | X | X | 52087 | CT-3 | 88300 | Combustion Turbine |  |  |  | Combustion turbine |  |  |  |  | 4.825 | 44218 | 3479.15 | 18.2873 | 4.825 |  | 44218 | 3479.15 | 4.825 |  | 4.825 |  | 4.825 |  | 4.825 |  | 4.825 |  | 4.825 |  | 4.825 |  | 4.825 | 4.825 | Not Coal Steam or O/G Steam | 0.21824 | 0.21824 |  | 5.117%
Gordonsville Power Station | Virginia | X | X | X | 54844 | 1 | 10119 | Combined Cycle |  |  |  | Combined cycle | Y |  |  |  | 30.165 | 2250219.781 | 270735.89 | 32.904 | 30.165 |  | 2250219.781 | 270735.89 | 30.165 |  | 30.165 |  | 30.165 |  | 13.5013 | Optimize SCR | 13.5013 |  | 13.5013 |  | 13.5013 |  | 13.5013 | 13.5013 | Not Coal Steam or O/G Steam | 0.012 | 0.012 |  | 45.04%
Gordonsville Power Station | Virginia | X | X | X | 54844 | 2 | 10120 | Combined Cycle |  |  |  | Combined cycle | Y |  |  |  | 25.694 | 1898097.433 | 227733.66 | 30.9807 | 25.694 |  | 1898097.433 | 227733.66 | 25.694 |  | 25.694 |  | 25.694 |  | 11.3886 | Optimize SCR | 11.3886 |  | 11.3886 |  | 11.3886 |  | 11.3886 | 11.3886 | Not Coal Steam or O/G Steam | 0.012 | 0.012 |  | 42.17%
Gravel Neck Combustion Turbine | Virginia | X | X | X | 7032 | 3 | 88238 | Combustion Turbine |  |  |  | Combustion turbine |  |  |  |  | 8.169 | 105731 | 7777.39 | 14.7063 | 8.169 |  | 105731 | 7777.39 | 8.169 |  | 8.169 |  | 8.169 |  | 8.169 |  | 8.169 |  | 8.169 |  | 8.169 |  | 8.169 | 8.169 | Not Coal Steam or O/G Steam | 0.15452 | 0.15452 |  | 3.977%
Gravel Neck Combustion Turbine | Virginia | X | X | X | 7032 | 4 | 88239 | Combustion Turbine |  |  |  | Combustion turbine |  |  |  |  | 0.945 | 12335.5 | 909.01 | 9.947 | 0.945 |  | 12335.5 | 909.01 | 0.945 |  | 0.945 |  | 0.945 |  | 0.945 |  | 0.945 |  | 0.945 |  | 0.945 |  | 0.945 | 0.945 | Not Coal Steam or O/G Steam | 0.15322 | 0.15322 |  | 2.675%
Gravel Neck Combustion Turbine | Virginia | X | X | X | 7032 | 5 | 88240 | Combustion Turbine |  |  |  | Combustion turbine |  |  |  |  | 3.707 | 47356.1 | 3472.66 | 19.3823 | 3.707 |  | 47356.1 | 3472.66 | 3.707 |  | 3.707 |  | 3.707 |  | 3.707 |  | 3.707 |  | 3.707 |  | 3.707 |  | 3.707 | 3.707 | Not Coal Steam or O/G Steam | 0.15656 | 0.15656 |  | 5.275%
Gravel Neck Combustion Turbine | Virginia | X | X | X | 7032 | 6 | 88241 | Combustion Turbine |  |  |  | Combustion turbine |  |  |  |  | 0.631 | 5860.1 | 431.03 | 14.2297 | 0.631 |  | 5860.1 | 431.03 | 0.631 |  | 0.631 |  | 0.631 |  | 0.631 |  | 0.631 |  | 0.631 |  | 0.631 |  | 0.631 | 0.631 | Not Coal Steam or O/G Steam | 0.21535 | 0.21535 |  | 3.852%
Greensville County Power Station | Virginia | X | X | X | 59913 | 1A | 91099 | Combined Cycle |  |  |  | Combined cycle | Y |  |  |  | 30.143 | 11916787.57 | 1940640.11 | 26.5997 | 30.143 |  | 11916787.57 | 1940640.11 | 30.143 |  | 30.143 |  | 30.143 |  | 30.143 |  | 30.143 |  | 30.143 |  | 30.143 |  | 30.143 | 30.143 | Not Coal Steam or O/G Steam | 0.0050589 | 0.0050589 |  | 64.17%
Greensville County Power Station | Virginia | X | X | X | 59913 | 1B | 91100 | Combined Cycle |  |  |  | Combined cycle | Y |  |  |  | 30.978 | 11973893.298 | 1833067.07 | 29.568 | 30.978 |  | 11973893.298 | 1833067.07 | 30.978 |  | 30.978 |  | 30.978 |  | 30.978 |  | 30.978 |  | 30.978 |  | 30.978 |  | 30.978 | 30.978 | Not Coal Steam or O/G Steam | 0.0051743 | 0.0051743 |  | 66.38%
Greensville County Power Station | Virginia | X | X | X | 59913 | 1C | 91101 | Combined Cycle |  |  |  | Combined cycle | Y |  |  |  | 29.615 | 11620637.776 | 1809182.18 | 26.9673 | 29.615 |  | 11620637.776 | 1809182.18 | 29.615 |  | 29.615 |  | 29.615 |  | 29.615 |  | 29.615 |  | 29.615 |  | 29.615 |  | 29.615 | 29.615 | Not Coal Steam or O/G Steam | 0.005097 | 0.005097 |  | 64.01%
Hopewell Cogeneration Facility | Virginia | X | X | X | 10633 | 1 | 88335 | Combined Cycle |  |  |  | Combined cycle |  |  |  |  | 78.597 | 1432532.257 | 121790.63 | 124.1463 | 78.597 |  | 1432532.257 | 121790.63 | 78.597 |  | 78.597 |  | 78.597 |  | 78.597 |  | 78.597 |  | 78.597 |  | 78.597 |  | 78.597 | 78.597 | Not Coal Steam or O/G Steam | 0.10973 | 0.10973 |  | 42.68%
Hopewell Cogeneration Facility | Virginia | X | X | X | 10633 | 2 | 88336 | Combined Cycle |  |  |  | Combined cycle |  |  |  |  | 83.663 | 1444041.898 | 122769.9 | 115.706 | 83.663 |  | 1444041.898 | 122769.9 | 83.663 |  | 83.663 |  | 83.663 |  | 83.663 |  | 83.663 |  | 83.663 |  | 83.663 |  | 83.663 | 83.663 | Not Coal Steam or O/G Steam | 0.11587 | 0.11587 |  | 36.99%
Hopewell Cogeneration Facility | Virginia | X | X | X | 10633 | 3 | 88337 | Combined Cycle |  |  |  | Combined cycle |  |  |  |  | 72.301 | 1352311.268 | 115460.72 | 117.491 | 72.301 |  | 1352311.268 | 115460.72 | 72.301 |  | 72.301 |  | 72.301 |  | 72.301 |  | 72.301 |  | 72.301 |  | 72.301 |  | 72.301 | 72.301 | Not Coal Steam or O/G Steam | 0.10693 | 0.10693 |  | 42.01%
Hopewell Power Station | Virginia | X | X | X | 10771 | 1 | 3591 | Biomass | 1 | 2029 | 2029 | Stoker |  | Y | Y |  | 75.872 | 1272081.959 |  | 46.068 | 75.872 |  | 1272081.959 |  | 75.872 |  | 75.872 |  | 75.872 |  | 75.872 |  | 75.872 |  | 73.3673 | Y | 73.3673 |  | 73.3673 | 73.3673 | Not Coal Steam or O/G Steam | 0.11535 | 0.11535 |  | 52.41%
Hopewell Power Station | Virginia | X | X | X | 10771 | 2 | 3592 | Biomass | 1 | 2029 | 2029 | Stoker |  | Y | Y |  | 73.647 | 1234330.356 |  | 45.799 | 73.647 |  | 1234330.356 |  | 73.647 |  | 73.647 |  | 73.647 |  | 73.647 |  | 73.647 |  | 71.2394 | Y | 71.2394 |  | 71.2394 | 71.2394 | Not Coal Steam or O/G Steam | 0.11543 | 0.11543 |  | 51.78%
Ladysmith Combustion Turbine Sta | Virginia | X | X | X | 7839 | 1 | 3279 | Combustion Turbine |  |  |  | Combustion turbine |  |  |  |  | 2.681 | 90051.169 | 8507.78 | 12.119 | 2.681 |  | 90051.169 | 8507.78 | 2.681 |  | 2.681 |  | 2.681 |  | 2.681 |  | 2.681 |  | 2.681 |  | 2.681 |  | 2.681 | 2.681 | Not Coal Steam or O/G Steam | 0.059544 | 0.059544 |  | 10.15%
Ladysmith Combustion Turbine Sta | Virginia | X | X | X | 7839 | 2 | 3280 | Combustion Turbine |  |  |  | Combustion turbine |  |  |  |  | 2.795 | 105178.415 | 10174.91 | 14.6463 | 2.795 |  | 105178.415 | 10174.91 | 2.795 |  | 2.795 |  | 2.795 |  | 2.795 |  | 2.795 |  | 2.795 |  | 2.795 |  | 2.795 | 2.795 | Not Coal Steam or O/G Steam | 0.053148 | 0.053148 |  | 12.11%
Ladysmith Combustion Turbine Sta | Virginia | X | X | X | 7839 | 3 | 90273 | Combustion Turbine |  |  |  | Combustion turbine |  |  |  |  | 6.401 | 355979.488 | 35150.07 | 15.4347 | 6.401 |  | 355979.488 | 35150.07 | 6.401 |  | 6.401 |  | 6.401 |  | 6.401 |  | 6.401 |  | 6.401 |  | 6.401 |  | 6.401 | 6.401 | Not Coal Steam or O/G Steam | 0.035963 | 0.035963 |  | 13.18%
Ladysmith Combustion Turbine Sta | Virginia | X | X | X | 7839 | 4 | 90274 | Combustion Turbine |  |  |  | Combustion turbine |  |  |  |  | 16.026 | 1143069.075 | 111633.21 | 17.9757 | 16.026 |  | 1143069.075 | 111633.21 | 16.026 |  | 16.026 |  | 16.026 |  | 16.026 |  | 16.026 |  | 16.026 |  | 16.026 |  | 16.026 | 16.026 | Not Coal Steam or O/G Steam | 0.02804 | 0.02804 |  | 16.32%
Ladysmith Combustion Turbine Sta | Virginia | X | X | X | 7839 | 5 | 90276 | Combustion Turbine |  |  |  | Combustion turbine |  |  |  |  | 8.488 | 579703.999 | 56974.35 | 6.7477 | 8.488 |  | 579703.999 | 56974.35 | 8.488 |  | 8.488 |  | 8.488 |  | 8.488 |  | 8.488 |  | 8.488 |  | 8.488 |  | 8.488 | 8.488 | Not Coal Steam or O/G Steam | 0.029284 | 0.029284 |  | 5.31%
Louisa Generation Facility | Virginia | X | X | X | 7837 | EU1 | 3274 | Combustion Turbine |  |  |  | Combustion turbine |  |  |  |  | 3.843 | 279378.796 | 22892.75 | 5.0123 | 3.843 |  | 279378.796 | 22892.75 | 3.843 |  | 3.843 |  | 3.843 |  | 3.843 |  | 3.843 |  | 3.843 |  | 3.843 |  | 3.843 | 3.843 | Not Coal Steam or O/G Steam | 0.027511 | 0.027511 |  | 8.757%
Louisa Generation Facility | Virginia | X | X | X | 7837 | EU2 | 3275 | Combustion Turbine |  |  |  | Combustion turbine |  |  |  |  | 3.089 | 272569.187 | 23368.76 | 5.649 | 3.089 |  | 272569.187 | 23368.76 | 3.089 |  | 3.089 |  | 3.089 |  | 3.089 |  | 3.089 |  | 3.089 |  | 3.089 |  | 3.089 | 3.089 | Not Coal Steam or O/G Steam | 0.022666 | 0.022666 |  | 9.249%
Louisa Generation Facility | Virginia | X | X | X | 7837 | EU3 | 3276 | Combustion Turbine |  |  |  | Combustion turbine |  |  |  |  | 4.513 | 292502.201 | 25018.29 | 5.3687 | 4.513 |  | 292502.201 | 25018.29 | 4.513 |  | 4.513 |  | 4.513 |  | 4.513 |  | 4.513 |  | 4.513 |  | 4.513 |  | 4.513 | 4.513 | Not Coal Steam or O/G Steam | 0.030858 | 0.030858 |  | 8.458%
Louisa Generation Facility | Virginia | X | X | X | 7837 | EU4 | 3277 | Combustion Turbine |  |  |  | Combustion turbine |  |  |  |  | 4.855 | 327967.211 | 28106.32 | 5.414 | 4.855 |  | 327967.211 | 28106.32 | 4.855 |  | 4.855 |  | 4.855 |  | 4.855 |  | 4.855 |  | 4.855 |  | 4.855 |  | 4.855 | 4.855 | Not Coal Steam or O/G Steam | 0.029607 | 0.029607 |  | 9.281%
Louisa Generation Facility | Virginia | X | X | X | 7837 | EU5 | 3278 | Combustion Turbine |  |  |  | Combustion turbine |  |  |  |  | 17.947 | 969040.154 | 93048.18 | 17.986 | 17.947 |  | 969040.154 | 93048.18 | 17.947 |  | 17.947 |  | 17.947 |  | 17.947 |  | 17.947 |  | 17.947 |  | 17.947 |  | 17.947 | 17.947 | Not Coal Steam or O/G Steam | 0.037041 | 0.037041 |  | 11.94%
Marsh Run Generation Facility | Virginia | X | X | X | 7836 | EU1 | 3270 | Combustion Turbine |  |  |  | Combustion turbine |  |  |  |  | 15.878 | 1030191.432 | 99968.06 | 20.139 | 15.878 |  | 1030191.432 | 99968.06 | 15.878 |  | 15.878 |  | 15.878 |  | 15.878 |  | 15.878 |  | 15.878 |  | 15.878 |  | 15.878 | 15.878 | Not Coal Steam or O/G Steam | 0.030825 | 0.030825 |  | 14.83%
Marsh Run Generation Facility | Virginia | X | X | X | 7836 | EU2 | 3271 | Combustion Turbine |  |  |  | Combustion turbine |  |  |  |  | 14.225 | 861867.356 | 82173.07 | 18.8287 | 14.225 |  | 861867.356 | 82173.07 | 14.225 |  | 14.225 |  | 14.225 |  | 14.225 |  | 14.225 |  | 14.225 |  | 14.225 |  | 14.225 | 14.225 | Not Coal Steam or O/G Steam | 0.03301 | 0.03301 |  | 13.69%
Marsh Run Generation Facility | Virginia | X | X | X | 7836 | EU3 | 3272 | Combustion Turbine |  |  |  | Combustion turbine |  |  |  |  | 16.085 | 983378.294 | 94300.76 | 21.8197 | 16.085 |  | 983378.294 | 94300.76 | 16.085 |  | 16.085 |  | 16.085 |  | 16.085 |  | 16.085 |  | 16.085 |  | 16.085 |  | 16.085 | 16.085 | Not Coal Steam or O/G Steam | 0.032714 | 0.032714 |  | 14.8%
Possum Point Power Station | Virginia | X | X | X | 3804 | 6A | 8340 | Combined Cycle |  |  |  | Combined cycle | Y |  |  |  | 21.389 | 4254522.552 | 363201.72 | 28.2137 | 21.389 |  | 4254522.552 | 363201.72 | 21.389 |  | 21.389 |  | 21.389 |  | 21.389 |  | 21.389 |  | 21.389 |  | 21.389 |  | 21.389 | 21.389 | Not Coal Steam or O/G Steam | 0.010055 | 0.010055 |  | 61.86%
Possum Point Power Station | Virginia | X | X | X | 3804 | 6B | 8342 | Combined Cycle |  |  |  | Combined cycle | Y |  |  |  | 24.337 | 4294397.219 | 369320.33 | 27.9483 | 24.337 |  | 4294397.219 | 369320.33 | 24.337 |  | 24.337 |  | 24.337 |  | 24.337 |  | 24.337 |  | 24.337 |  | 24.337 |  | 24.337 | 24.337 | Not Coal Steam or O/G Steam | 0.011334 | 0.011334 |  | 60.63%
Potomac Energy Center, LLC | Virginia | X | X | X | 59004 | CT1 | 91025 | Combined Cycle |  |  |  | Combined cycle | Y |  |  |  | 20.536 | 7926927.247 | 1171390.75 | 15.889 | 20.536 |  | 7926927.247 | 1171390.75 | 20.536 |  | 20.536 |  | 20.536 |  | 20.536 |  | 20.536 |  | 20.536 |  | 20.536 |  | 20.536 | 20.536 | Not Coal Steam or O/G Steam | 0.0051813 | 0.0051813 |  | 57.79%
Potomac Energy Center, LLC | Virginia | X | X | X | 59004 | CT2 | 91026 | Combined Cycle |  |  |  | Combined cycle | Y |  |  |  | 19.332 | 7695899.238 | 1135361.16 | 15.7353 | 19.332 |  | 7695899.238 | 1135361.16 | 19.332 |  | 19.332 |  | 19.332 |  | 19.332 |  | 19.332 |  | 19.332 |  | 19.332 |  | 19.332 | 19.332 | Not Coal Steam or O/G Steam | 0.005024 | 0.005024 |  | 57.04%
Remington Combustion Turbine Station | Virginia | X | X | X | 7838 | 1 | 3281 | Combustion Turbine |  |  |  | Combustion turbine |  |  |  |  | 14.699 | 921674.858 | 88743.79 | 17.8553 | 14.699 |  | 921674.858 | 88743.79 | 14.699 |  | 14.699 |  | 14.699 |  | 14.699 |  | 14.699 |  | 14.699 |  | 14.699 |  | 14.699 | 14.699 | Not Coal Steam or O/G Steam | 0.031896 | 0.031896 |  | 14.24%
Remington Combustion Turbine Station | Virginia | X | X | X | 7838 | 2 | 3282 | Combustion Turbine |  |  |  | Combustion turbine |  |  |  |  | 7.803 | 438162.723 | 42010.94 | 10.9977 | 7.803 |  | 438162.723 | 42010.94 | 7.803 |  | 7.803 |  | 7.803 |  | 7.803 |  | 7.803 |  | 7.803 |  | 7.803 |  | 7.803 | 7.803 | Not Coal Steam or O/G Steam | 0.035617 | 0.035617 |  | 8.495%
Remington Combustion Turbine Station | Virginia | X | X | X | 7838 | 3 | 3283 | Combustion Turbine |  |  |  | Combustion turbine |  |  |  |  | 14.796 | 1037022.786 | 100151.21 | 14.4427 | 14.796 |  | 1037022.786 | 100151.21 | 14.796 |  | 14.796 |  | 14.796 |  | 14.796 |  | 14.796 |  | 14.796 |  | 14.796 |  | 14.796 | 14.796 | Not Coal Steam or O/G Steam | 0.028536 | 0.028536 |  | 13.3%
Remington Combustion Turbine Station | Virginia | X | X | X | 7838 | 4 | 3284 | Combustion Turbine |  |  |  | Combustion turbine |  |  |  |  | 8.273 | 510907.873 | 48709.27 | 10.605 | 8.273 |  | 510907.873 | 48709.27 | 8.273 |  | 8.273 |  | 8.273 |  | 8.273 |  | 8.273 |  | 8.273 |  | 8.273 |  | 8.273 | 8.273 | Not Coal Steam or O/G Steam | 0.032385 | 0.032385 |  | 8.852%
Southampton Power Station | Virginia | X | X | X | 10774 | 1 | 3595 | Biomass | 1 | 2029 | 2029 | Stoker |  | Y | Y |  | 81.456 | 1296657.402 |  | 66.5327 | 81.456 |  | 1296657.402 |  | 81.456 |  | 81.456 |  | 81.456 |  | 81.456 |  | 81.456 |  | 77.8448 | Y | 77.8448 |  | 77.8448 | 77.8448 | Not Coal Steam or O/G Steam | 0.12007 | 0.12007 |  | 68.1%
Southampton Power Station | Virginia | X | X | X | 10774 | 2 | 3596 | Biomass | 1 | 2029 | 2029 | Stoker |  | Y | Y |  | 77.891 | 1239754.889 |  | 65.6643 | 77.891 |  | 1239754.889 |  | 77.891 |  | 77.891 |  | 77.891 |  | 77.891 |  | 77.891 |  | 74.4473 | Y | 74.4473 |  | 74.4473 | 74.4473 | Not Coal Steam or O/G Steam | 0.1201 | 0.1201 |  | 67.18%
Spruance Genco, LLC | Virginia | X | X | X | 54081 | BLR01A | 88188 | Coal Steam |  |  | 2023 | Stoker |  |  | Y | 26.25 |  |  |  | 31.6783 | 0 | Y | 0 | 0 | 0 |  | 0 |  | 0 |  | 0 |  | 0 |  | 0 |  | 0 |  | 0 | 0 | Retired | 0 | 0 |  | 11.48%
Spruance Genco, LLC | Virginia | X | X | X | 54081 | BLR01B | 88189 | Coal Steam |  |  | 2023 | Stoker |  |  | Y | 26.25 |  |  |  | 30.4853 | 0 | Y | 0 | 0 | 0 |  | 0 |  | 0 |  | 0 |  | 0 |  | 0 |  | 0 |  | 0 | 0 | Retired | 0 | 0 |  | 11.24%
Spruance Genco, LLC | Virginia | X | X | X | 54081 | BLR02A | 88190 | Coal Steam |  |  | 2023 | Stoker |  |  | Y | 26.25 |  |  |  | 30.9123 | 0 | Y | 0 | 0 | 0 |  | 0 |  | 0 |  | 0 |  | 0 |  | 0 |  | 0 |  | 0 | 0 | Retired | 0 | 0 |  | 10.78%
Spruance Genco, LLC | Virginia | X | X | X | 54081 | BLR02B | 88191 | Coal Steam |  |  | 2023 | Stoker |  |  | Y | 26.25 |  |  |  | 33.3937 | 0 | Y | 0 | 0 | 0 |  | 0 |  | 0 |  | 0 |  | 0 |  | 0 |  | 0 |  | 0 | 0 | Retired | 0 | 0 |  | 11.58%
Spruance Genco, LLC | Virginia | X | X | X | 54081 | BLR03A | 88192 | O/G Steam |  |  |  | Stoker |  | Y |  | 21.2 | 6.181 | 397746.488 |  | 5.4743 | 6.181 |  | 397746.488 |  | 6.181 |  | 6.181 |  | 6.181 |  | 6.181 |  | 6.181 |  | 5.7275 | Y | 5.7275 |  | 5.7275 | 5.7275 | O/G Steam Under 100 MW | 0.0288 | 0.0288 |  | 25.27%
Spruance Genco, LLC | Virginia | X | X | X | 54081 | BLR03B | 88193 | O/G Steam |  |  |  | Stoker |  | Y |  | 21.2 | 8.731 | 595105.654 |  | 6.7437 | 8.731 |  | 595105.654 |  | 8.731 |  | 8.731 |  | 8.731 |  | 8.731 |  | 8.731 |  | 8.731 |  | 8.731 |  | 8.731 | 8.731 | O/G Steam Under 100 MW | 0.029343 | 0.029343 |  | 23.69%
Spruance Genco, LLC | Virginia | X | X | X | 54081 | BLR04A | 88194 | O/G Steam |  |  |  | Stoker |  | Y |  | 6.2 | 10.749 | 761763.654 |  | 6.9093 | 10.749 |  | 761763.654 |  | 10.749 |  | 10.749 |  | 10.749 |  | 10.749 |  | 10.749 |  | 9.8458 | Y | 9.8458 |  | 9.8458 | 9.8458 | O/G Steam Under 100 MW | 0.02585 | 0.02585 |  | 34.55%
Spruance Genco, LLC | Virginia | X | X | X | 54081 | BLR04B | 88195 | O/G Steam |  |  |  | Stoker |  | Y |  | 6.2 | 9.658 | 725771.595 |  | 6.6917 | 9.658 |  | 725771.595 |  | 9.658 |  | 9.658 |  | 9.658 |  | 9.658 |  | 9.658 |  | 9.0975 | Y | 9.0975 |  | 9.0975 | 9.0975 | O/G Steam Under 100 MW | 0.02507 | 0.02507 |  | 34.54%
Tasley Energy Center | Virginia | X | X | X | 3785 | TA10 | 89335 | Combustion Turbine |  |  |  | Combustion turbine |  |  |  |  | 5.695 | 9492 | 261 | 4.746 | 5.695 |  | 9492 | 261 | 5.695 |  | 5.695 |  | 5.695 |  | 5.695 |  | 5.695 |  | 5.695 |  | 5.695 |  | 5.695 | 5.695 | Not Coal Steam or O/G Steam | 1.2 | 1.2 |  | 0.4488%
Tenaska Virginia Generating Station | Virginia | X | X | X | 55439 | CTGDB1 | 4755 | Combined Cycle |  |  |  | Combined cycle | Y |  |  |  | 19.876 | 4273862.533 | 595659.41 | 22.1133 | 19.876 |  | 4273862.533 | 595659.41 | 19.876 |  | 19.876 |  | 19.876 |  | 19.876 |  | 19.876 |  | 19.876 |  | 19.876 |  | 19.876 | 19.876 | Not Coal Steam or O/G Steam | 0.0093012 | 0.0093012 |  | 57.52%
Tenaska Virginia Generating Station | Virginia | X | X | X | 55439 | CTGDB2 | 4756 | Combined Cycle |  |  |  | Combined cycle | Y |  |  |  | 22.44 | 4318430.324 | 607938.22 | 24.439 | 22.44 |  | 4318430.324 | 607938.22 | 22.44 |  | 22.44 |  | 22.44 |  | 22.44 |  | 22.44 |  | 22.44 |  | 22.44 |  | 22.44 | 22.44 | Not Coal Steam or O/G Steam | 0.010393 | 0.010393 |  | 57.28%
Tenaska Virginia Generating Station | Virginia | X | X | X | 55439 | CTGDB3 | 4757 | Combined Cycle |  |  |  | Combined cycle | Y |  |  |  | 23.743 | 4237651.533 | 601768.89 | 24.378 | 23.743 |  | 4237651.533 | 601768.89 | 23.743 |  | 23.743 |  | 23.743 |  | 23.743 |  | 23.743 |  | 23.743 |  | 23.743 |  | 23.743 | 23.743 | Not Coal Steam or O/G Steam | 0.011206 | 0.011206 |  | 56.71%
Virginia City Hybrid Energy Center | Virginia | X | X | X | 56808 | 1 | 90448 | Coal Steam |  |  |  | Circulating fluidized bed boiler |  | Y |  | 305 | 96.907 | 3159343.507 |  | 71.3173 | 96.907 |  | 3159343.507 |  | 96.907 |  | 96.907 |  | 96.907 |  | 96.907 |  | 96.907 |  | 96.907 |  | 96.907 |  | 96.907 | 96.907 | Coal Steam, Circulating fluidized bed, Under 0.08 | 0.061346 | 0.061346 |  | 16.78%
Virginia City Hybrid Energy Center | Virginia | X | X | X | 56808 | 2 | 90449 | Coal Steam |  |  |  | Circulating fluidized bed boiler |  | Y |  | 305 | 73.936 | 2371717.996 |  | 137.2903 | 73.936 |  | 2371717.996 |  | 73.936 |  | 73.936 |  | 73.936 |  | 73.936 |  | 73.936 |  | 73.936 |  | 73.936 |  | 73.936 | 73.936 | Coal Steam, Circulating fluidized bed, Under 0.08 | 0.062348 | 0.062348 |  | 31.23%
Warren County Power Station | Virginia | X | X | X | 55939 | 1A | 90817 | Combined Cycle |  |  |  | Combined cycle | Y |  |  |  | 17.871 | 6370103.264 | 939681.67 | 23.378 | 17.871 |  | 6370103.264 | 939681.67 | 17.871 |  | 17.871 |  | 17.871 |  | 17.871 |  | 17.871 |  | 17.871 |  | 17.871 |  | 17.871 | 17.871 | Not Coal Steam or O/G Steam | 0.0056109 | 0.0056109 |  | 65.08%
Warren County Power Station | Virginia | X | X | X | 55939 | 1B | 90818 | Combined Cycle |  |  |  | Combined cycle | Y |  |  |  | 17.914 | 6318000.183 | 929164.75 | 23.2263 | 17.914 |  | 6318000.183 | 929164.75 | 17.914 |  | 17.914 |  | 17.914 |  | 17.914 |  | 17.914 |  | 17.914 |  | 17.914 |  | 17.914 | 17.914 | Not Coal Steam or O/G Steam | 0.0056708 | 0.0056708 |  | 65.02%
Warren County Power Station | Virginia | X | X | X | 55939 | 1C | 90819 | Combined Cycle |  |  |  | Combined cycle | Y |  |  |  | 18.974 | 6788560.08 | 991328.2 | 23.5793 | 18.974 |  | 6788560.08 | 991328.2 | 18.974 |  | 18.974 |  | 18.974 |  | 18.974 |  | 18.974 |  | 18.974 |  | 18.974 |  | 18.974 | 18.974 | Not Coal Steam or O/G Steam | 0.00559 | 0.00559 |  | 65.8%
Wolf Hills Energy | Virginia | X | X | X | 55285 | WH01 | 4436 | Combustion Turbine |  |  |  | Combustion turbine |  |  |  |  | 6.242 | 56170.5 | 4829.42 | 9.2833 | 6.242 |  | 56170.5 | 4829.42 | 6.242 |  | 6.242 |  | 6.242 |  | 6.242 |  | 6.242 |  | 6.242 |  | 6.242 |  | 6.242 | 6.242 | Not Coal Steam or O/G Steam | 0.22225 | 0.22225 |  | 9.354%
Wolf Hills Energy | Virginia | X | X | X | 55285 | WH02 | 4437 | Combustion Turbine |  |  |  | Combustion turbine |  |  |  |  | 6.435 | 58597.3 | 5038.02 | 9.4847 | 6.435 |  | 58597.3 | 5038.02 | 6.435 |  | 6.435 |  | 6.435 |  | 6.435 |  | 6.435 |  | 6.435 |  | 6.435 |  | 6.435 | 6.435 | Not Coal Steam or O/G Steam | 0.21963 | 0.21963 |  | 9.645%
Wolf Hills Energy | Virginia | X | X | X | 55285 | WH03 | 4438 | Combustion Turbine |  |  |  | Combustion turbine |  |  |  |  | 5.389 | 45013.6 | 3867.99 | 8.8383 | 5.389 |  | 45013.6 | 3867.99 | 5.389 |  | 5.389 |  | 5.389 |  | 5.389 |  | 5.389 |  | 5.389 |  | 5.389 |  | 5.389 | 5.389 | Not Coal Steam or O/G Steam | 0.23944 | 0.23944 |  | 8.782%
Wolf Hills Energy | Virginia | X | X | X | 55285 | WH04 | 4439 | Combustion Turbine |  |  |  | Combustion turbine |  |  |  |  | 5.736 | 47882.4 | 4114.43 | 9.581 | 5.736 |  | 47882.4 | 4114.43 | 5.736 |  | 5.736 |  | 5.736 |  | 5.736 |  | 5.736 |  | 5.736 |  | 5.736 |  | 5.736 | 5.736 | Not Coal Steam or O/G Steam | 0.23959 | 0.23959 |  | 9.27%
Wolf Hills Energy | Virginia | X | X | X | 55285 | WH05 | 4440 | Combustion Turbine |  |  |  | Combustion turbine |  |  |  |  | 2.427 | 15738.7 | 1359.05 | 7.179 | 2.427 |  | 15738.7 | 1359.05 | 2.427 |  | 2.427 |  | 2.427 |  | 2.427 |  | 2.427 |  | 2.427 |  | 2.427 |  | 2.427 | 2.427 | Not Coal Steam or O/G Steam | 0.30841 | 0.30841 |  | 6.864%
Wolf Hills Energy | Virginia | X | X | X | 55285 | WH06 | 4441 | Combustion Turbine |  |  |  | Combustion turbine |  |  |  |  | 2.248 | 14783.1 | 1276.94 | 6.89 | 2.248 |  | 14783.1 | 1276.94 | 2.248 |  | 2.248 |  | 2.248 |  | 2.248 |  | 2.248 |  | 2.248 |  | 2.248 |  | 2.248 | 2.248 | Not Coal Steam or O/G Steam | 0.30413 | 0.30413 |  | 6.567%
Wolf Hills Energy | Virginia | X | X | X | 55285 | WH07 | 4442 | Combustion Turbine |  |  |  | Combustion turbine |  |  |  |  | 8.426 | 72161.5 | 6200.17 | 8.5513 | 8.426 |  | 72161.5 | 6200.17 | 8.426 |  | 8.426 |  | 8.426 |  | 8.426 |  | 8.426 |  | 8.426 |  | 8.426 |  | 8.426 | 8.426 | Not Coal Steam or O/G Steam | 0.23353 | 0.23353 |  | 7.526%
Wolf Hills Energy | Virginia | X | X | X | 55285 | WH08 | 4443 | Combustion Turbine |  |  |  | Combustion turbine |  |  |  |  | 7.851 | 68358.9 | 5872.36 | 8.6843 | 7.851 |  | 68358.9 | 5872.36 | 7.851 |  | 7.851 |  | 7.851 |  | 7.851 |  | 7.851 |  | 7.851 |  | 7.851 |  | 7.851 | 7.851 | Not Coal Steam or O/G Steam | 0.2297 | 0.2297 |  | 7.543%
Wolf Hills Energy | Virginia | X | X | X | 55285 | WH09 | 4444 | Combustion Turbine |  |  |  | Combustion turbine |  |  |  |  | 6.171 | 54764.9 | 4699.73 | 7.4317 | 6.171 |  | 54764.9 | 4699.73 | 6.171 |  | 6.171 |  | 6.171 |  | 6.171 |  | 6.171 |  | 6.171 |  | 6.171 |  | 6.171 | 6.171 | Not Coal Steam or O/G Steam | 0.22536 | 0.22536 |  | 7.451%
Wolf Hills Energy | Virginia | X | X | X | 55285 | WH10 | 4445 | Combustion Turbine |  |  |  | Combustion turbine |  |  |  |  | 4.178 | 35425.6 | 3026.49 | 6.625 | 4.178 |  | 35425.6 | 3026.49 | 4.178 |  | 4.178 |  | 4.178 |  | 4.178 |  | 4.178 |  | 4.178 |  | 4.178 |  | 4.178 | 4.178 | Not Coal Steam or O/G Steam | 0.23587 | 0.23587 |  | 6.629%
Yorktown Power Station | Virginia | X | X | X | 3809 | 3 | 2532 | O/G Steam | 5 | 2023 | 2024 | Tangentially-fired |  | Y |  | 790 | 37.659 | 563268.326 | 54660.42 | 50.8987 | 0 | Y | 0 | 0 | 0 |  | 0 |  | 0 |  | 0 |  | 0 |  | 0 |  | 0 |  | 0 | 0 | Retired | 0 | 0 |  | 2.019%
Centralia | Washington |  |  |  | 3845 | BW22 | 2534 | Coal Steam |  |  | 2026 | Tangentially-fired |  | Y |  | 670 | 1472.354 | 15294435.884 | 1366052.31 | 1172.2177 | 1472.354 |  | 15294435.884 | 1366052.31 | 1472.354 |  | 1472.354 |  | 1472.354 |  | 1472.354 |  | 1472.354 |  | 1472.354 |  | 1472.354 |  | 927.3574 | 382.3609 | Coal Steam SCR Retrofit | 0.19253 | 0.05 |  | 35.03%
Chehalis Generation Facility | Washington |  |  |  | 55662 | CT1 | 8780 | Combined Cycle |  |  |  | Combined cycle | Y |  |  |  | 20.36 | 3595582.528 | 502405.21 | 20.257 | 20.36 |  | 3595582.528 | 502405.21 | 20.36 |  | 20.36 |  | 20.36 |  | 20.36 |  | 20.36 |  | 20.36 |  | 20.36 |  | 20.36 | 20.36 | Not Coal Steam or O/G Steam | 0.011325 | 0.011325 |  | 47.47%
Chehalis Generation Facility | Washington |  |  |  | 55662 | CT2 | 8782 | Combined Cycle |  |  |  | Combined cycle | Y |  |  |  | 19.112 | 3599433.87 | 510244.61 | 18.6417 | 19.112 |  | 3599433.87 | 510244.61 | 19.112 |  | 19.112 |  | 19.112 |  | 19.112 |  | 19.112 |  | 19.112 |  | 19.112 |  | 19.112 | 19.112 | Not Coal Steam or O/G Steam | 0.010619 | 0.010619 |  | 49.12%
Encogen Generating Station | Washington |  |  |  | 7870 | CT1 | 89576 | Combined Cycle |  |  |  | Combined cycle | Y |  |  |  | 13.707 | 1075112.279 | 84363.45 | 9.4133 | 13.707 |  | 1075112.279 | 84363.45 | 13.707 |  | 13.707 |  | 13.707 |  | 6.4507 | Optimize SCR | 6.4507 |  | 6.4507 |  | 6.4507 |  | 6.4507 | 6.4507 | Not Coal Steam or O/G Steam | 0.012 | 0.012 |  | 38.66%
Encogen Generating Station | Washington |  |  |  | 7870 | CT2 | 89577 | Combined Cycle |  |  |  | Combined cycle | Y |  |  |  | 14.572 | 1101968.363 | 84598.62 | 10.2213 | 14.572 |  | 1101968.363 | 84598.62 | 14.572 |  | 14.572 |  | 14.572 |  | 6.6118 | Optimize SCR | 6.6118 |  | 6.6118 |  | 6.6118 |  | 6.6118 | 6.6118 | Not Coal Steam or O/G Steam | 0.012 | 0.012 |  | 40.09%
Encogen Generating Station | Washington |  |  |  | 7870 | CT3 | 89578 | Combined Cycle |  |  |  | Combined cycle | Y |  |  |  | 14.247 | 1110700.685 | 83449.12 | 10.0353 | 14.247 |  | 1110700.685 | 83449.12 | 14.247 |  | 14.247 |  | 14.247 |  | 6.6642 | Optimize SCR | 6.6642 |  | 6.6642 |  | 6.6642 |  | 6.6642 | 6.6642 | Not Coal Steam or O/G Steam | 0.012 | 0.012 |  | 41.17%
Ferndale Generating Station | Washington |  |  |  | 54537 | CT-1A | 90752 | Combined Cycle |  |  |  | Combined cycle | Y |  |  |  | 32.199 | 2810164.038 | 214316.5 | 26.8397 | 32.199 |  | 2810164.038 | 214316.5 | 32.199 |  | 32.199 |  | 32.199 |  | 16.861 | Optimize SCR | 16.861 |  | 16.861 |  | 16.861 |  | 16.861 | 16.861 | Not Coal Steam or O/G Steam | 0.012 | 0.012 |  | 46.92%
Ferndale Generating Station | Washington |  |  |  | 54537 | CT-1B | 90753 | Combined Cycle |  |  |  | Combined cycle | Y |  |  |  | 30.446 | 2672967.66 | 201393.26 | 26.721 | 30.446 |  | 2672967.66 | 201393.26 | 30.446 |  | 30.446 |  | 30.446 |  | 16.0378 | Optimize SCR | 16.0378 |  | 16.0378 |  | 16.0378 |  | 16.0378 | 16.0378 | Not Coal Steam or O/G Steam | 0.012 | 0.012 |  | 46.11%
Frederickson Power LP | Washington |  |  |  | 55818 | F1CT | 88233 | Combined Cycle |  |  |  | Combined cycle | Y |  |  |  | 26.824 | 5123075.619 | 729182.38 | 21.853 | 26.824 |  | 5123075.619 | 729182.38 | 26.824 |  | 26.824 |  | 26.824 |  | 26.824 |  | 26.824 |  | 26.824 |  | 26.824 |  | 26.824 | 26.824 | Not Coal Steam or O/G Steam | 0.010472 | 0.010472 |  | 52.34%
Fredonia Generating Station | Washington |  |  |  | 607 | CT3 | 9183 | Combustion Turbine |  |  |  | Combustion turbine | Y |  |  |  | 130.617 | 629150.647 | 61358.11 | 44.0057 | 130.617 |  | 629150.647 | 61358.11 | 130.617 |  | 130.617 |  | 130.617 |  | 9.4373 | Optimize SCR | 9.4373 |  | 9.4373 |  | 9.4373 |  | 9.4373 | 9.4373 | Not Coal Steam or O/G Steam | 0.03 | 0.03 |  | 10.45%
Fredonia Generating Station | Washington |  |  |  | 607 | CT4 | 9184 | Combustion Turbine |  |  |  | Combustion turbine | Y |  |  |  | 98.59 | 601905.368 | 58542.3 | 33.7457 | 98.59 |  | 601905.368 | 58542.3 | 98.59 |  | 98.59 |  | 98.59 |  | 9.0286 | Optimize SCR | 9.0286 |  | 9.0286 |  | 9.0286 |  | 9.0286 | 9.0286 | Not Coal Steam or O/G Steam | 0.03 | 0.03 |  | 13.12%
Goldendale Generating Station | Washington |  |  |  | 55482 | CT-1 | 4863 | Combined Cycle |  |  |  | Combined cycle | Y |  |  |  | 20.303 | 5652881.347 | 830753.51 | 19.907 | 20.303 |  | 5652881.347 | 830753.51 | 20.303 |  | 20.303 |  | 20.303 |  | 20.303 |  | 20.303 |  | 20.303 |  | 20.303 |  | 20.303 | 20.303 | Not Coal Steam or O/G Steam | 0.0071832 | 0.0071832 |  | 57.1%
Grays Harbor Energy Center | Washington |  |  |  | 7999 | 1 | 89846 | Combined Cycle |  |  |  | Combined cycle | Y |  |  |  | 15.495 | 4805817.568 | 685699.16 | 14.7773 | 15.495 |  | 4805817.568 | 685699.16 | 15.495 |  | 15.495 |  | 15.495 |  | 15.495 |  | 15.495 |  | 15.495 |  | 15.495 |  | 15.495 | 15.495 | Not Coal Steam or O/G Steam | 0.0064484 | 0.0064484 |  | 41.62%
Grays Harbor Energy Center | Washington |  |  |  | 7999 | 2 | 89847 | Combined Cycle |  |  |  | Combined cycle | Y |  |  |  | 14.688 | 4609141.965 | 664403.6 | 15.224 | 14.688 |  | 4609141.965 | 664403.6 | 14.688 |  | 14.688 |  | 14.688 |  | 14.688 |  | 14.688 |  | 14.688 |  | 14.688 |  | 14.688 | 14.688 | Not Coal Steam or O/G Steam | 0.0063734 | 0.0063734 |  | 40.28%
Mint Farm Generating Station | Washington |  |  |  | 55700 | CTG1 | 8960 | Combined Cycle |  |  |  | Combined cycle | Y |  |  |  | 23.669 | 5523447.314 | 747931.94 | 23.5807 | 23.669 |  | 5523447.314 | 747931.94 | 23.669 |  | 23.669 |  | 23.669 |  | 23.669 |  | 23.669 |  | 23.669 |  | 23.669 |  | 23.669 | 23.669 | Not Coal Steam or O/G Steam | 0.0085704 | 0.0085704 |  | 55.06%
River Road | Washington |  |  |  | 7605 | 1 | 3137 | Combined Cycle |  |  |  | Combined cycle | Y |  |  |  | 28.736 | 4696904.057 | 681838.44 | 29.2727 | 28.736 |  | 4696904.057 | 681838.44 | 28.736 |  | 28.736 |  | 28.736 |  | 28.1814 | Optimize SCR | 28.1814 |  | 28.1814 |  | 28.1814 |  | 28.1814 | 28.1814 | Not Coal Steam or O/G Steam | 0.012 | 0.012 |  | 57.58%
Sumas Generating Station | Washington |  |  |  | 54476 | CT-1 | 90428 | Combined Cycle |  |  |  | Combined cycle | Y |  |  |  | 23.325 | 2845564.624 | 224728.85 | 19.0673 | 23.325 |  | 2845564.624 | 224728.85 | 23.325 |  | 23.325 |  | 23.325 |  | 17.0734 | Optimize SCR | 17.0734 |  | 17.0734 |  | 17.0734 |  | 17.0734 | 17.0734 | Not Coal Steam or O/G Steam | 0.012 | 0.012 |  | 51.29%
Big Sandy Peaker Plant | West Virginia | X | X | X | 55284 | GS01 | 4424 | Combustion Turbine |  |  |  | Combustion turbine |  |  |  |  | 13.248 | 124330.9 | 10714.49 | 13.0157 | 13.248 |  | 124330.9 | 10714.49 | 13.248 |  | 13.248 |  | 13.248 |  | 13.248 |  | 13.248 |  | 13.248 |  | 13.248 |  | 13.248 | 13.248 | Not Coal Steam or O/G Steam | 0.21311 | 0.21311 |  | 10.3%
Big Sandy Peaker Plant | West Virginia | X | X | X | 55284 | GS02 | 4425 | Combustion Turbine |  |  |  | Combustion turbine |  |  |  |  | 10.733 | 125543.6 | 10819.2 | 11.5723 | 10.733 |  | 125543.6 | 10819.2 | 10.733 |  | 10.733 |  | 10.733 |  | 10.733 |  | 10.733 |  | 10.733 |  | 10.733 |  | 10.733 | 10.733 | Not Coal Steam or O/G Steam | 0.17098 | 0.17098 |  | 10.66%
Big Sandy Peaker Plant | West Virginia | X | X | X | 55284 | GS03 | 4426 | Combustion Turbine |  |  |  | Combustion turbine |  |  |  |  | 15.757 | 115654.1 | 9975.7 | 12.5997 | 15.757 |  | 115654.1 | 9975.7 | 15.757 |  | 15.757 |  | 15.757 |  | 15.757 |  | 15.757 |  | 15.757 |  | 15.757 |  | 15.757 | 15.757 | Not Coal Steam or O/G Steam | 0.27248 | 0.27248 |  | 10.33%
Big Sandy Peaker Plant | West Virginia | X | X | X | 55284 | GS04 | 4427 | Combustion Turbine |  |  |  | Combustion turbine |  |  |  |  | 12.337 | 118818.9 | 10242.74 | 11.3913 | 12.337 |  | 118818.9 | 10242.74 | 12.337 |  | 12.337 |  | 12.337 |  | 12.337 |  | 12.337 |  | 12.337 |  | 12.337 |  | 12.337 | 12.337 | Not Coal Steam or O/G Steam | 0.20766 | 0.20766 |  | 10.42%
Big Sandy Peaker Plant | West Virginia | X | X | X | 55284 | GS05 | 4428 | Combustion Turbine |  |  |  | Combustion turbine |  |  |  |  | 13.455 | 107554.1 | 9274.19 | 17.3477 | 13.455 |  | 107554.1 | 9274.19 | 13.455 |  | 13.455 |  | 13.455 |  | 13.455 |  | 13.455 |  | 13.455 |  | 13.455 |  | 13.455 | 13.455 | Not Coal Steam or O/G Steam | 0.2502 | 0.2502 |  | 10.58%
Big Sandy Peaker Plant | West Virginia | X | X | X | 55284 | GS06 | 4429 | Combustion Turbine |  |  |  | Combustion turbine |  |  |  |  | 10.417 | 98510.5 | 8494.54 | 11.8547 | 10.417 |  | 98510.5 | 8494.54 | 10.417 |  | 10.417 |  | 10.417 |  | 10.417 |  | 10.417 |  | 10.417 |  | 10.417 |  | 10.417 | 10.417 | Not Coal Steam or O/G Steam | 0.21149 | 0.21149 |  | 9.986%
Big Sandy Peaker Plant | West Virginia | X | X | X | 55284 | GS07 | 4430 | Combustion Turbine |  |  |  | Combustion turbine |  |  |  |  | 10.498 | 97629.7 | 8416.38 | 12.3537 | 10.498 |  | 97629.7 | 8416.38 | 10.498 |  | 10.498 |  | 10.498 |  | 10.498 |  | 10.498 |  | 10.498 |  | 10.498 |  | 10.498 | 10.498 | Not Coal Steam or O/G Steam | 0.21506 | 0.21506 |  | 10.38%
Big Sandy Peaker Plant | West Virginia | X | X | X | 55284 | GS08 | 4431 | Combustion Turbine |  |  |  | Combustion turbine |  |  |  |  | 11.655 | 94129.3 | 8114.85 | 13.6573 | 11.655 |  | 94129.3 | 8114.85 | 11.655 |  | 11.655 |  | 11.655 |  | 11.655 |  | 11.655 |  | 11.655 |  | 11.655 |  | 11.655 | 11.655 | Not Coal Steam or O/G Steam | 0.24764 | 0.24764 |  | 10.25%
Big Sandy Peaker Plant | West Virginia | X | X | X | 55284 | GS09 | 4432 | Combustion Turbine |  |  |  | Combustion turbine |  |  |  |  | 10.702 | 95036 | 8192.41 | 14.026 | 10.702 |  | 95036 | 8192.41 | 10.702 |  | 10.702 |  | 10.702 |  | 10.702 |  | 10.702 |  | 10.702 |  | 10.702 |  | 10.702 | 10.702 | Not Coal Steam or O/G Steam | 0.22522 | 0.22522 |  | 11.78%
Big Sandy Peaker Plant | West Virginia | X | X | X | 55284 | GS10 | 4433 | Combustion Turbine |  |  |  | Combustion turbine |  |  |  |  | 9.3 | 82844.4 | 7139.6 | 12.767 | 9.3 |  | 82844.4 | 7139.6 | 9.3 |  | 9.3 |  | 9.3 |  | 9.3 |  | 9.3 |  | 9.3 |  | 9.3 |  | 9.3 | 9.3 | Not Coal Steam or O/G Steam | 0.22452 | 0.22452 |  | 10.92%
Big Sandy Peaker Plant | West Virginia | X | X | X | 55284 | GS11 | 4434 | Combustion Turbine |  |  |  | Combustion turbine |  |  |  |  | 14.701 | 123607.4 | 10653.19 | 16.385 | 14.701 |  | 123607.4 | 10653.19 | 14.701 |  | 14.701 |  | 14.701 |  | 14.701 |  | 14.701 |  | 14.701 |  | 14.701 |  | 14.701 | 14.701 | Not Coal Steam or O/G Steam | 0.23787 | 0.23787 |  | 12.3%
Big Sandy Peaker Plant | West Virginia | X | X | X | 55284 | GS12 | 4435 | Combustion Turbine |  |  |  | Combustion turbine |  |  |  |  | 13.827 | 127318.7 | 10973.02 | 15.732 | 13.827 |  | 127318.7 | 10973.02 | 13.827 |  | 13.827 |  | 13.827 |  | 13.827 |  | 13.827 |  | 13.827 |  | 13.827 |  | 13.827 | 13.827 | Not Coal Steam or O/G Steam | 0.2172 | 0.2172 |  | 12.67%
Ceredo Generating Station | West Virginia | X | X | X | 55276 | 01 | 4397 | Combustion Turbine |  |  |  | Combustion turbine |  |  |  |  | 6.448 | 314060.2 | 24968.84 | 4.6267 | 6.448 |  | 314060.2 | 24968.84 | 6.448 |  | 6.448 |  | 6.448 |  | 6.448 |  | 6.448 |  | 6.448 |  | 6.448 |  | 6.448 | 6.448 | Not Coal Steam or O/G Steam | 0.041062 | 0.041062 |  | 6.236%
Ceredo Generating Station | West Virginia | X | X | X | 55276 | 02 | 4398 | Combustion Turbine |  |  |  | Combustion turbine |  |  |  |  | 5.14 | 289842.1 | 23035.04 | 4.037 | 5.14 |  | 289842.1 | 23035.04 | 5.14 |  | 5.14 |  | 5.14 |  | 5.14 |  | 5.14 |  | 5.14 |  | 5.14 |  | 5.14 | 5.14 | Not Coal Steam or O/G Steam | 0.035468 | 0.035468 |  | 5.869%
Ceredo Generating Station | West Virginia | X | X | X | 55276 | 03 | 4399 | Combustion Turbine |  |  |  | Combustion turbine |  |  |  |  | 4.859 | 282935.8 | 22488.73 | 3.999 | 4.859 |  | 282935.8 | 22488.73 | 4.859 |  | 4.859 |  | 4.859 |  | 4.859 |  | 4.859 |  | 4.859 |  | 4.859 |  | 4.859 | 4.859 | Not Coal Steam or O/G Steam | 0.034347 | 0.034347 |  | 5.71%
Ceredo Generating Station | West Virginia | X | X | X | 55276 | 04 | 4400 | Combustion Turbine |  |  |  | Combustion turbine |  |  |  |  | 5.628 | 309328.9 | 24591.41 | 4.2983 | 5.628 |  | 309328.9 | 24591.41 | 5.628 |  | 5.628 |  | 5.628 |  | 5.628 |  | 5.628 |  | 5.628 |  | 5.628 |  | 5.628 | 5.628 | Not Coal Steam or O/G Steam | 0.036388 | 0.036388 |  | 6.159%
Ceredo Generating Station | West Virginia | X | X | X | 55276 | 05 | 4401 | Combustion Turbine |  |  |  | Combustion turbine |  |  |  |  | 4.9 | 280837.5 | 22320.85 | 3.771 | 4.9 |  | 280837.5 | 22320.85 | 4.9 |  | 4.9 |  | 4.9 |  | 4.9 |  | 4.9 |  | 4.9 |  | 4.9 |  | 4.9 | 4.9 | Not Coal Steam or O/G Steam | 0.034896 | 0.034896 |  | 5.48%
Ceredo Generating Station | West Virginia | X | X | X | 55276 | 06 | 4402 | Combustion Turbine |  |  |  | Combustion turbine |  |  |  |  | 4.856 | 283860.3 | 22555.74 | 3.727 | 4.856 |  | 283860.3 | 22555.74 | 4.856 |  | 4.856 |  | 4.856 |  | 4.856 |  | 4.856 |  | 4.856 |  | 4.856 |  | 4.856 | 4.856 | Not Coal Steam or O/G Steam | 0.034214 | 0.034214 |  | 5.444%
Fort Martin Power Station | West Virginia | X | X | X | 3943 | 1 | 2551 | Coal Steam |  |  |  | Tangentially-fired |  | Y |  | 552 | 1759.893 | 12205120.329 | 1356862.81 | 1703.8067 | 1759.893 |  | 12205120.329 | 1356862.81 | 1759.893 |  | 1759.893 |  | 1759.893 |  | 1759.893 |  | 1214.4095 | SOA CC | 1699.8071 | Y | 1214.4095 | SOA CC | 759.7687 | 305.128 | Coal Steam SCR Retrofit | 0.199 | 0.05 |  | 50.55%
Fort Martin Power Station | West Virginia | X | X | X | 3943 | 2 | 2552 | Coal Steam |  |  |  | Cell burner boiler |  | Y |  | 546 | 1666.56 | 11835747.012 | 1253210 | 1800.2593 | 1666.56 |  | 11835747.012 | 1253210 | 1666.56 |  | 1666.56 |  | 1666.56 |  | 1666.56 |  | 1666.56 |  | 1666.56 |  | 1666.56 |  | 981.2268 | 295.8937 | Coal Steam SCR Retrofit | 0.28161 | 0.05 |  | 58.13%
Grant Town Power Plant | West Virginia | X | X | X | 10151 | 1A | 10068 | Coal Steam |  |  |  | Circulating fluidized bed boiler |  | Y | Y | 40 | 286.104 | 1758683.572 |  | 288.7837 | 286.104 |  | 1758683.572 |  | 286.104 |  | 286.104 |  | 286.104 |  | 286.104 |  | 286.104 |  | 141.6795 | Y | 141.6795 |  | 141.6795 | 141.6795 | Coal Steam Under 100 MW, Existing SNCR | 0.16112 | 0.16112 |  | 57.27%
Grant Town Power Plant | West Virginia | X | X | X | 10151 | 1B | 10069 | Coal Steam |  |  |  | Circulating fluidized bed boiler |  | Y | Y | 40 | 269.521 | 1666283.329 |  | 272.6623 | 269.521 |  | 1666283.329 |  | 269.521 |  | 269.521 |  | 269.521 |  | 269.521 |  | 269.521 |  | 133.286 | Y | 133.286 |  | 133.286 | 133.286 | Coal Steam Under 100 MW, Existing SNCR | 0.15998 | 0.15998 |  | 54.5%
Harrison Power Station | West Virginia | X | X | X | 3944 | 1 | 2553 | Coal Steam |  |  |  | Dry bottom wall-fired boiler | Y |  |  | 652 | 397.588 | 13870437.648 | 1530199.98 | 602.74 | 397.588 |  | 13870437.648 | 1530199.98 | 397.588 |  | 397.588 |  | 397.588 |  | 397.588 |  | 397.588 |  | 397.588 |  | 397.588 |  | 397.588 | 397.588 | Existing SCR | 0.057329 | 0.057329 |  | 54.67%
Harrison Power Station | West Virginia | X | X | X | 3944 | 2 | 2554 | Coal Steam |  |  |  | Dry bottom wall-fired boiler | Y |  |  | 651 | 495.034 | 15988204.353 | 1791445.6 | 546.8107 | 495.034 |  | 15988204.353 | 1791445.6 | 495.034 |  | 495.034 |  | 495.034 |  | 495.034 |  | 495.034 |  | 495.034 |  | 495.034 |  | 495.034 | 495.034 | Existing SCR | 0.061925 | 0.061925 |  | 54.12%
Harrison Power Station | West Virginia | X | X | X | 3944 | 3 | 2555 | Coal Steam |  |  |  | Dry bottom wall-fired boiler | Y |  |  | 651 | 639.635 | 20092943.498 | 1930817.87 | 630.8617 | 639.635 |  | 20092943.498 | 1930817.87 | 639.635 |  | 639.635 |  | 639.635 |  | 639.635 |  | 639.635 |  | 639.635 |  | 639.635 |  | 639.635 | 639.635 | Existing SCR | 0.063668 | 0.063668 |  | 61.05%
John E Amos | West Virginia | X | X | X | 3935 | 1 | 2538 | Coal Steam |  |  |  | Dry bottom wall-fired boiler | Y |  |  | 800 | 711.969 | 17702307.312 | 1858025.58 | 566.0007 | 711.969 |  | 17702307.312 | 1858025.58 | 711.969 |  | 711.969 |  | 711.969 |  | 708.0923 | Optimize SCR | 708.0923 |  | 708.0923 |  | 708.0923 |  | 708.0923 | 708.0923 | Existing SCR | 0.08 | 0.08 |  | 54.68%
John E Amos | West Virginia | X | X | X | 3935 | 2 | 2539 | Coal Steam |  |  |  | Dry bottom wall-fired boiler | Y |  |  | 800 | 670.784 | 17100070.075 | 1784657.78 | 598.2623 | 670.784 |  | 17100070.075 | 1784657.78 | 670.784 |  | 670.784 |  | 670.784 |  | 670.784 |  | 670.784 |  | 670.784 |  | 670.784 |  | 670.784 | 670.784 | Existing SCR | 0.078454 | 0.078454 |  | 63.02%
John E Amos | West Virginia | X | X | X | 3935 | 3 | 2540 | Coal Steam |  |  |  | Cell burner boiler | Y |  |  | 1300 | 1812.335 | 35623937.903 | 3823613.63 | 1505.3513 | 1812.335 |  | 35623937.903 | 3823613.63 | 1812.335 |  | 1812.335 |  | 1812.335 |  | 1424.9575 | Optimize SCR | 1424.9575 |  | 1424.9575 |  | 1424.9575 |  | 1424.9575 | 1424.9575 | Existing SCR | 0.08 | 0.08 |  | 67.39%
Longview Power | West Virginia | X | X | X | 56671 | 001 | 90398 | Coal Steam |  |  |  | Dry bottom wall-fired boiler | Y |  |  | 700 | 613.336 | 20121905.971 | 2426341.82 | 591.208 | 613.336 |  | 20121905.971 | 2426341.82 | 613.336 |  | 613.336 |  | 613.336 |  | 613.336 |  | 613.336 |  | 613.336 |  | 613.336 |  | 613.336 | 613.336 | Existing SCR | 0.060962 | 0.060962 |  | 71.94%
Mitchell (WV) | West Virginia | X | X | X | 3948 | 1 | 2563 | Coal Steam |  |  |  | Dry bottom wall-fired boiler | Y |  |  | 770 | 479.817 | 12280637.307 | 1247583.37 | 440.4917 | 479.817 |  | 12280637.307 | 1247583.37 | 479.817 |  | 479.817 |  | 479.817 |  | 479.817 |  | 479.817 |  | 479.817 |  | 479.817 |  | 479.817 | 479.817 | Existing SCR | 0.078142 | 0.078142 |  | 41.28%
Mitchell (WV) | West Virginia | X | X | X | 3948 | 2 | 2564 | Coal Steam |  |  |  | Dry bottom wall-fired boiler | Y |  |  | 790 | 628.253 | 18875943.461 | 2003310.36 | 514.4453 | 628.253 |  | 18875943.461 | 2003310.36 | 628.253 |  | 628.253 |  | 628.253 |  | 628.253 |  | 628.253 |  | 628.253 |  | 628.253 |  | 628.253 | 628.253 | Existing SCR | 0.066567 | 0.066567 |  | 54.51%
Morgantown Energy Facility | West Virginia | X | X | X | 10743 | CFB1 | 10078 | Coal Steam |  |  |  | Circulating fluidized bed boiler |  | Y | Y | 25 |  |  |  | 78.3267 | [20 empty] | Coal Steam Under 100 MW, Existing SNCR | 0 | 0 |  | 20.78%
Morgantown Energy Facility | West Virginia | X | X | X | 10743 | CFB2 | 10079 | Coal Steam |  |  | 2023 | Circulating fluidized bed boiler |  | Y | Y | 25 |  |  |  | 75.7787 | 0 | Y | 0 | 0 | 0 |  | 0 |  | 0 |  | 0 |  | 0 |  | 0 |  | 0 |  | 0 | 0 | Retired | 0 | 0 |  | 19.17%
Mount Storm Power Station | West Virginia | X | X | X | 3954 | 1 | 2565 | Coal Steam |  |  |  | Tangentially-fired | Y |  | Y | 554 | 297.847 | 7761449.115 | 787506.45 | 369.4063 | 297.847 |  | 7761449.115 | 787506.45 | 297.847 |  | 297.847 |  | 297.847 |  | 297.847 |  | 297.847 |  | 297.847 |  | 297.847 |  | 297.847 | 297.847 | Existing SCR | 0.07675 | 0.07675 |  | 30.64%
Mount Storm Power Station | West Virginia | X | X | X | 3954 | 2 | 2566 | Coal Steam |  |  |  | Tangentially-fired | Y |  | Y | 555 | 359.461 | 10730693.721 | 1069698.58 | 369.8433 | 359.461 |  | 10730693.721 | 1069698.58 | 359.461 |  | 359.461 |  | 359.461 |  | 359.461 |  | 359.461 |  | 359.461 |  | 359.461 |  | 359.461 | 359.461 | Existing SCR | 0.066997 | 0.066997 |  | 41.59%
Mount Storm Power Station | West Virginia | X | X | X | 3954 | 3 | 2567 | Coal Steam |  |  |  | Tangentially-fired | Y |  |  | 520 | 385.14 | 10263505.302 | 1097881.79 | 274.947 | 385.14 |  | 10263505.302 | 1097881.79 | 385.14 |  | 385.14 |  | 385.14 |  | 385.14 |  | 385.14 |  | 385.14 |  | 385.14 |  | 385.14 | 385.14 | Existing SCR | 0.07505 | 0.07505 |  | 37.03%
Mountaineer (1301) | West Virginia | X | X | X | 6264 | 1 | 2879 | Coal Steam |  |  |  | Dry bottom wall-fired boiler | Y |  |  | 1299 | 1445.407 | 35883290.362 | 3836003.04 | 1567.9703 | 1445.407 |  | 35883290.362 | 3836003.04 | 1445.407 |  | 1445.407 |  | 1445.407 |  | 1435.3316 | Optimize SCR | 1435.3316 |  | 1435.3316 |  | 1435.3316 |  | 1435.3316 | 1435.3316 | Existing SCR | 0.08 | 0.08 |  | 82.58%
Pleasants Energy, LLC | West Virginia | X | X | X | 55349 | 1 | 4539 | Combustion Turbine |  |  |  | Combustion turbine |  |  |  |  | 48.531 | 3336251.429 | 324581.64 | 56.066 | 48.531 |  | 3336251.429 | 324581.64 | 48.531 |  | 48.531 |  | 48.531 |  | 48.531 |  | 48.531 |  | 48.531 |  | 48.531 |  | 48.531 | 48.531 | Not Coal Steam or O/G Steam | 0.029093 | 0.029093 |  | 51.08%
Pleasants Energy, LLC | West Virginia | X | X | X | 55349 | 2 | 4540 | Combustion Turbine |  |  |  | Combustion turbine |  |  |  |  | 39.651 | 2982702.72 | 291933.25 | 49.6157 | 39.651 |  | 2982702.72 | 291933.25 | 39.651 |  | 39.651 |  | 39.651 |  | 39.651 |  | 39.651 |  | 39.651 |  | 39.651 |  | 39.651 | 39.651 | Not Coal Steam or O/G Steam | 0.026587 | 0.026587 |  | 47.11%
Pleasants Power Station | West Virginia | X | X | X | 6004 | 1 | 2673 | Coal Steam | 6 | 2023 | 2024 | Dry bottom wall-fired boiler | Y |  |  | 644 | 715.688 | 15904219.835 | 1677124.11 | 913.958 | 0 | Y | 0 | 0 | 0 |  | 0 |  | 0 |  | 0 |  | 0 |  | 0 |  | 0 |  | 0 | 0 | Retired | 0 | 0 |  | 47.27%
Pleasants Power Station | West Virginia | X | X | X | 6004 | 2 | 2674 | Coal Steam | 6 | 2023 | 2024 | Dry bottom wall-fired boiler | Y |  |  | 644 | 784.625 | 17789318.511 | 1688669.37 | 909.9493 | 0 | Y | 0 | 0 | 0 |  | 0 |  | 0 |  | 0 |  | 0 |  | 0 |  | 0 |  | 0 | 0 | Retired | 0 | 0 |  | 44.14%
Willow Island Power Station | West Virginia | X | X | X | 3946 | 1 | 2558 | Coal Steam | [7 empty] | 54 | [24 empty] | Coal Steam Under 100 MW, Under 0.08 | 0 | 0
Willow Island Power Station | West Virginia | X | X | X | 3946 | 2 | 2559 | Coal Steam | [7 empty] | 181 | [24 empty] | Coal Steam Under 0.08 lb/mmBtu | 0 | 0
Appleton Property Ventures LLC | Wisconsin |  | X |  | 55558 | B06 | 4988 | Combined Cycle |  |  |  | Combined cycle | Y |  |  |  | 9.261 | 1597775.233 | 153850.24 | 8.4227 | 9.261 |  | 1597775.233 | 153850.24 | 9.261 |  | 9.261 |  | 9.261 |  | 9.261 |  | 9.261 |  | 9.261 |  | 9.261 |  | 9.261 | 9.261 | Not Coal Steam or O/G Steam | 0.011592 | 0.011592 |  | 71.57%
Bay Front | Wisconsin |  | X |  | 3982 | 1 | 2568 | Biomass |  |  |  | Stoker |  | Y |  |  | 64.54 | 626420.865 | 42659.63 | 65.482 | 64.54 |  | 626420.865 | 42659.63 | 64.54 |  | 64.54 |  | 64.54 |  | 64.54 |  | 64.54 |  | 64.54 |  | 64.54 |  | 64.54 | 64.54 | Not Coal Steam or O/G Steam | 0.20606 | 0.20606 |  | 48.4%
Bay Front | Wisconsin |  | X |  | 3982 | 2 | 2569 | Biomass |  |  |  | Stoker |  | Y |  |  | 68.558 | 655254.737 | 39201.43 | 72.9693 | 68.558 |  | 655254.737 | 39201.43 | 68.558 |  | 68.558 |  | 68.558 |  | 68.558 |  | 68.558 |  | 68.558 |  | 68.558 |  | 68.558 | 68.558 | Not Coal Steam or O/G Steam | 0.20926 | 0.20926 |  | 53.58%
Bay Front | Wisconsin |  | X |  | 3982 | 5 | 2572 | Biomass | 12 | 2021 | 2023 | Cyclone boiler |  | Y | [6 empty] | 0 | Y | 0 | 0 | 0 |  | 0 |  | 0 |  | 0 |  | 0 |  | 0 |  | 0 |  | 0 | 0 | Not Coal Steam or O/G Steam | 0 | 0
Blount Street | Wisconsin |  | X |  | 3992 | 8 | 2578 | O/G Steam |  |  |  | Dry bottom wall-fired boiler |  |  |  | 47 |  |  |  | 17.3043 | [20 empty] | O/G Steam Under 100 MW | 0 | 0 |  | 6.805%
Blount Street | Wisconsin |  | X |  | 3992 | 9 | 2579 | O/G Steam |  |  |  | Dry bottom wall-fired boiler |  |  |  | 47 | 6.531 | 58314.199 | 3018.73 | 28.4817 | 6.531 |  | 58314.199 | 3018.73 | 6.531 |  | 6.531 |  | 6.531 |  | 6.531 |  | 6.531 |  | 6.531 |  | 6.531 |  | 6.531 | 6.531 | O/G Steam Under 100 MW | 0.22399 | 0.22399 |  | 6.787%
Columbia | Wisconsin |  | X |  | 8023 | 1 | 3431 | Coal Steam | 6 | 2026 | 2027 | Tangentially-fired |  |  |  | 575 | 1024.565 | 17113934.509 | 1604877.53 | 962.0127 | 1024.565 |  | 17113934.509 | 1604877.53 | 1024.565 |  | 1024.565 |  | 1024.565 |  | 1024.565 |  | 1024.565 |  | 1024.565 |  | 1024.565 |  | 726.2067 | 427.8484 | Coal Steam SCR Retrofit | 0.11973 | 0.05 |  | 61.16%
Columbia | Wisconsin |  | X |  | 8023 | 2 | 3432 | Coal Steam | 6 | 2026 | 2027 | Tangentially-fired | Y |  |  | 570 | 549.487 | 17012254.167 | 1656550 | 380.537 | 549.487 |  | 17012254.167 | 1656550 | 549.487 |  | 549.487 |  | 549.487 |  | 549.487 |  | 549.487 |  | 549.487 |  | 549.487 |  | 549.487 | 549.487 | Existing SCR | 0.064599 | 0.064599 |  | 57.54%
Concord | Wisconsin |  | X |  | 7159 | **1 | 2985 | Combustion Turbine |  |  |  | Combustion turbine |  |  |  |  | 7.222 | 204020.607 | 15175.91 | 6.716 | 7.222 |  | 204020.607 | 15175.91 | 7.222 |  | 7.222 |  | 7.222 |  | 7.222 |  | 7.222 |  | 7.222 |  | 7.222 |  | 7.222 | 7.222 | Not Coal Steam or O/G Steam | 0.070797 | 0.070797 |  | 3.89%
Concord | Wisconsin |  | X |  | 7159 | **2 | 2986 | Combustion Turbine |  |  |  | Combustion turbine |  |  |  |  | 11.423 | 291984.82 | 21404.88 | 9.6287 | 11.423 |  | 291984.82 | 21404.88 | 11.423 |  | 11.423 |  | 11.423 |  | 11.423 |  | 11.423 |  | 11.423 |  | 11.423 |  | 11.423 | 11.423 | Not Coal Steam or O/G Steam | 0.078244 | 0.078244 |  | 5.347%
Concord | Wisconsin |  | X |  | 7159 | **3 | 2987 | Combustion Turbine |  |  |  | Combustion turbine |  |  |  |  | 17.971 | 512701.107 | 37791.71 | 11.8153 | 17.971 |  | 512701.107 | 37791.71 | 17.971 |  | 17.971 |  | 17.971 |  | 17.971 |  | 17.971 |  | 17.971 |  | 17.971 |  | 17.971 | 17.971 | Not Coal Steam or O/G Steam | 0.070103 | 0.070103 |  | 7.22%
Concord | Wisconsin |  | X |  | 7159 | **4 | 2988 | Combustion Turbine |  |  |  | Combustion turbine |  |  |  |  | 14.569 | 390674.29 | 28665.89 | 11.1863 | 14.569 |  | 390674.29 | 28665.89 | 14.569 |  | 14.569 |  | 14.569 |  | 14.569 |  | 14.569 |  | 14.569 |  | 14.569 |  | 14.569 | 14.569 | Not Coal Steam or O/G Steam | 0.074584 | 0.074584 |  | 6.5%
Depere Energy Center | Wisconsin |  | X |  | 55029 | B01 | 3819 | Combustion Turbine |  |  |  | Combustion turbine |  |  |  |  | 58.484 | 1345035.99 | 118465.56 | 43.183 | 58.484 |  | 1345035.99 | 118465.56 | 58.484 |  | 58.484 |  | 58.484 |  | 58.484 |  | 58.484 |  | 58.484 |  | 58.484 |  | 58.484 | 58.484 | Not Coal Steam or O/G Steam | 0.086963 | 0.086963 |  | 12.28%
Edgewater (4050) | Wisconsin |  | X |  | 4050 | 5 | 2600 | Coal Steam | 6 | 2025 | 2026 | Dry bottom wall-fired boiler | Y |  |  | 416 | 364.451 | 13150392.9 | 1251844 | 209.1523 | 364.451 |  | 13150392.9 | 1251844 | 364.451 |  | 364.451 |  | 364.451 |  | 364.451 |  | 364.451 |  | 364.451 |  | 364.451 |  | 364.451 | 364.451 | Existing SCR | 0.055428 | 0.055428 |  | 44.56%
Elk Mound Generating Station | Wisconsin |  | X |  | 7863 | 1 | 3327 | Combustion Turbine |  |  |  | Combustion turbine |  |  |  |  | 7.125 | 279185.8 | 21791.2 | 2.6563 | 7.125 |  | 279185.8 | 21791.2 | 7.125 |  | 7.125 |  | 7.125 |  | 7.125 |  | 7.125 |  | 7.125 |  | 7.125 |  | 7.125 | 7.125 | Not Coal Steam or O/G Steam | 0.051041 | 0.051041 |  | 5.017%
Elk Mound Generating Station | Wisconsin |  | X |  | 7863 | 2 | 3328 | Combustion Turbine |  |  |  | Combustion turbine |  |  |  |  | 6.897 | 269853.7 | 21416.61 | 2.7917 | 6.897 |  | 269853.7 | 21416.61 | 6.897 |  | 6.897 |  | 6.897 |  | 6.897 |  | 6.897 |  | 6.897 |  | 6.897 |  | 6.897 | 6.897 | Not Coal Steam or O/G Steam | 0.051117 | 0.051117 |  | 5.266%
Elm Road Generating Station | Wisconsin |  | X |  | 56068 | 1 | 89796 | Coal Steam |  |  |  | Dry bottom wall-fired boiler | Y |  |  | 633 | 614.471 | 19597959.365 | 2223404.13 | 587.05 | 614.471 |  | 19597959.365 | 2223404.13 | 614.471 |  | 614.471 |  | 614.471 |  | 614.471 |  | 614.471 |  | 614.471 |  | 614.471 |  | 614.471 | 614.471 | Existing SCR | 0.062708 | 0.062708 |  | 76.85%
Elm Road Generating Station | Wisconsin |  | X |  | 56068 | 2 | 89798 | Coal Steam |  |  |  | Dry bottom wall-fired boiler | Y |  |  | 633 | 675.362 | 21022158.4 | 2292054 | 570.0773 | 675.362 |  | 21022158.4 | 2292054 | 675.362 |  | 675.362 |  | 675.362 |  | 675.362 |  | 675.362 |  | 675.362 |  | 675.362 |  | 675.362 | 675.362 | Existing SCR | 0.064252 | 0.064252 |  | 73.7%
Fitchburg Generating Station | Wisconsin |  | X |  | 3991 | 1 | 90092 | Combustion Turbine |  |  |  | Combustion turbine | [7 empty] | 0.12733 | [20 empty] | Not Coal Steam or O/G Steam | 0 | 0 |  | 0.02705%
Fitchburg Generating Station | Wisconsin |  | X |  | 3991 | 2 | 90093 | Combustion Turbine |  |  |  | Combustion turbine | [7 empty] | 0.13133 | [20 empty] | Not Coal Steam or O/G Steam | 0 | 0 |  | 0.02796%
Fox Energy Center | Wisconsin |  | X |  | 56031 | CTG-1 | 89359 | Combined Cycle |  |  |  | Combined cycle | Y |  |  |  | 23.26 | 5614893.639 | 819572.42 | 22.908 | 23.26 |  | 5614893.639 | 819572.42 | 23.26 |  | 23.26 |  | 23.26 |  | 23.26 |  | 23.26 |  | 23.26 |  | 23.26 |  | 23.26 | 23.26 | Not Coal Steam or O/G Steam | 0.0082851 | 0.0082851 |  | 52.74%
Fox Energy Center | Wisconsin |  | X |  | 56031 | CTG-2 | 89360 | Combined Cycle |  |  |  | Combined cycle | Y |  |  |  | 22.154 | 5382636.864 | 822269.63 | 22.009 | 22.154 |  | 5382636.864 | 822269.63 | 22.154 |  | 22.154 |  | 22.154 |  | 22.154 |  | 22.154 |  | 22.154 |  | 22.154 |  | 22.154 | 22.154 | Not Coal Steam or O/G Steam | 0.0082317 | 0.0082317 |  | 57.13%
French Island | Wisconsin |  | X |  | 4005 | 3 | 90016 | Combustion Turbine | 12 | 2030 | 2031 | Combustion turbine |  |  |  |  | 4.459 | 7432.2 | 390.6 | 3.7617 | 4.459 |  | 7432.2 | 390.6 | 4.459 |  | 4.459 |  | 4.459 |  | 4.459 |  | 4.459 |  | 4.459 |  | 4.459 |  | 4.459 | 4.459 | Not Coal Steam or O/G Steam | 1.1999 | 1.1999 |  | 0.1571%
French Island | Wisconsin |  | X |  | 4005 | 4 | 90032 | Combustion Turbine | 12 | 2030 | 2031 | Combustion turbine |  |  |  |  | 4.251 | 7084.1 | 390.1 | 2.9337 | 4.251 |  | 7084.1 | 390.1 | 4.251 |  | 4.251 |  | 4.251 |  | 4.251 |  | 4.251 |  | 4.251 |  | 4.251 |  | 4.251 | 4.251 | Not Coal Steam or O/G Steam | 1.2002 | 1.2002 |  | 0.1314%
Genoa | Wisconsin |  | X |  | 4143 | 1 | 2630 | Coal Steam |  |  | 2023 | Tangentially-fired |  |  |  | 349.31 |  |  |  | 162.048 | 0 | Y | 0 | 0 | 0 |  | 0 |  | 0 |  | 0 |  | 0 |  | 0 |  | 0 |  | 0 | 0 | Retired | 0 | 0 |  | 22.81%
Germantown Power Plant | Wisconsin |  | X |  | 6253 | **5 | 2873 | Combustion Turbine |  |  |  | Combustion turbine |  |  |  |  | 1.948 | 132186.039 | 10206.32 | 1.9523 | 1.948 |  | 132186.039 | 10206.32 | 1.948 |  | 1.948 |  | 1.948 |  | 1.948 |  | 1.948 |  | 1.948 |  | 1.948 |  | 1.948 | 1.948 | Not Coal Steam or O/G Steam | 0.029474 | 0.029474 |  | 2.662%
Germantown Power Plant | Wisconsin |  | X |  | 6253 | P30 | 90037 | Combustion Turbine |  |  |  | Combustion turbine |  |  |  |  | 10.433 | 17388.1 |  | 3.819 | 10.433 |  | 17388.1 |  | 10.433 |  | 10.433 |  | 10.433 |  | 10.433 |  | 10.433 |  | 10.433 |  | 10.433 |  | 10.433 | 10.433 | Not Coal Steam or O/G Steam | 1.2 | 1.2 |  | 0.2743%
Germantown Power Plant | Wisconsin |  | X |  | 6253 | P31 | 90038 | Combustion Turbine |  |  |  | Combustion turbine |  |  |  |  | 10.433 | 17388.1 |  | 4.4207 | 10.433 |  | 17388.1 |  | 10.433 |  | 10.433 |  | 10.433 |  | 10.433 |  | 10.433 |  | 10.433 |  | 10.433 |  | 10.433 | 10.433 | Not Coal Steam or O/G Steam | 1.2 | 1.2 |  | 0.3174%
Germantown Power Plant | Wisconsin |  | X |  | 6253 | P32 | 90039 | Combustion Turbine |  |  |  | Combustion turbine |  |  |  |  | 8.629 | 14381.8 |  | 4.0627 | 8.629 |  | 14381.8 |  | 8.629 |  | 8.629 |  | 8.629 |  | 8.629 |  | 8.629 |  | 8.629 |  | 8.629 |  | 8.629 | 8.629 | Not Coal Steam or O/G Steam | 1.2 | 1.2 |  | 0.2918%
Germantown Power Plant | Wisconsin |  | X |  | 6253 | P33 | 90040 | Combustion Turbine |  |  |  | Combustion turbine |  |  |  |  | 1.17 | 1950.1 |  | 1.609 | 1.17 |  | 1950.1 |  | 1.17 |  | 1.17 |  | 1.17 |  | 1.17 |  | 1.17 |  | 1.17 |  | 1.17 |  | 1.17 | 1.17 | Not Coal Steam or O/G Steam | 1.1999 | 1.1999 |  | 0.1155%
Germantown Power Plant | Wisconsin |  | X |  | 6253 | P34 | 90234 | Combustion Turbine |  |  |  | Combustion turbine |  |  |  |  | 10.092 | 16819.5 |  | 4.4367 | 10.092 |  | 16819.5 |  | 10.092 |  | 10.092 |  | 10.092 |  | 10.092 |  | 10.092 |  | 10.092 |  | 10.092 |  | 10.092 | 10.092 | Not Coal Steam or O/G Steam | 1.2 | 1.2 |  | 0.3186%
Germantown Power Plant | Wisconsin |  | X |  | 6253 | P35 | 90235 | Combustion Turbine |  |  |  | Combustion turbine |  |  |  |  | 10.092 | 16819.5 |  | 4.3717 | 10.092 |  | 16819.5 |  | 10.092 |  | 10.092 |  | 10.092 |  | 10.092 |  | 10.092 |  | 10.092 |  | 10.092 |  | 10.092 | 10.092 | Not Coal Steam or O/G Steam | 1.2 | 1.2 |  | 0.314%
Germantown Power Plant | Wisconsin |  | X |  | 6253 | P36 | 90236 | Combustion Turbine |  |  |  | Combustion turbine |  |  |  |  | 10.141 | 16900.7 |  | 4.567 | 10.141 |  | 16900.7 |  | 10.141 |  | 10.141 |  | 10.141 |  | 10.141 |  | 10.141 |  | 10.141 |  | 10.141 |  | 10.141 | 10.141 | Not Coal Steam or O/G Steam | 1.2001 | 1.2001 |  | 0.328%
Germantown Power Plant | Wisconsin |  | X |  | 6253 | P37 | 90237 | Combustion Turbine |  |  |  | Combustion turbine |  |  |  |  | 10.141 | 16900.7 |  | 4.502 | 10.141 |  | 16900.7 |  | 10.141 |  | 10.141 |  | 10.141 |  | 10.141 |  | 10.141 |  | 10.141 |  | 10.141 |  | 10.141 | 10.141 | Not Coal Steam or O/G Steam | 1.2001 | 1.2001 |  | 0.3233%
Island Street Peaking Plant | Wisconsin |  | X |  | 55836 | 1A | 89407 | Combustion Turbine |  |  |  | Combustion turbine |  |  |  |  | 1.934 | 35802.18 | 2609.51 | 1.143 | 1.934 |  | 35802.18 | 2609.51 | 1.934 |  | 1.934 |  | 1.934 |  | 1.934 |  | 1.934 |  | 1.934 |  | 1.934 |  | 1.934 | 1.934 | Not Coal Steam or O/G Steam | 0.10804 | 0.10804 |  | 1.785%
Island Street Peaking Plant | Wisconsin |  | X |  | 55836 | 1B | 89408 | Combustion Turbine |  |  |  | Combustion turbine |  |  |  |  | 1.727 | 34776.645 | 2470.01 | 1.0287 | 1.727 |  | 34776.645 | 2470.01 | 1.727 |  | 1.727 |  | 1.727 |  | 1.727 |  | 1.727 |  | 1.727 |  | 1.727 |  | 1.727 | 1.727 | Not Coal Steam or O/G Steam | 0.09932 | 0.09932 |  | 1.742%
J P Madgett | Wisconsin |  | X |  | 4271 | B1 | 2653 | Coal Steam |  |  |  | Dry bottom turbo-fired boiler | Y |  |  | 390 | 333.792 | 8941523.763 | 817994.85 | 302.238 | 333.792 |  | 8941523.763 | 817994.85 | 333.792 |  | 333.792 |  | 333.792 |  | 333.792 |  | 333.792 |  | 333.792 |  | 333.792 |  | 333.792 | 333.792 | Existing SCR | 0.074661 | 0.074661 |  | 43.87%
Manitowoc | Wisconsin |  | X |  | 4125 | 8 | 2621 | Biomass |  |  |  | Circulating fluidized bed boiler |  |  |  |  | 5.935 | 178382.43 |  | 3.375 | 5.935 |  | 178382.43 |  | 5.935 |  | 5.935 |  | 5.935 |  | 5.935 |  | 5.935 |  | 5.935 |  | 5.935 |  | 5.935 | 5.935 | Not Coal Steam or O/G Steam | 0.066542 | 0.066542 |  | 7.891%
Manitowoc | Wisconsin |  | X |  | 4125 | 9 | 2622 | Coal Steam |  |  |  | Circulating fluidized bed boiler |  | Y |  | 58 | 44.593 | 1092116.531 |  | 33.8827 | 44.593 |  | 1092116.531 |  | 44.593 |  | 44.593 |  | 44.593 |  | 44.593 |  | 44.593 |  | 25.3589 | Y | 25.3589 |  | 25.3589 | 25.3589 | Coal Steam Under 100 MW, Existing SNCR | 0.04644 | 0.04644 |  | 34.63%
Marshfield Utilities Combustion Turbine | Wisconsin |  | X |  | 56480 | 1A | 89761 | Combustion Turbine |  |  |  | Combustion turbine |  |  |  |  | 1.657 | 38078.603 | 3466.39 | 0.64933 | 1.657 |  | 38078.603 | 3466.39 | 1.657 |  | 1.657 |  | 1.657 |  | 1.657 |  | 1.657 |  | 1.657 |  | 1.657 |  | 1.657 | 1.657 | Not Coal Steam or O/G Steam | 0.087031 | 0.087031 |  | 1.246%
Marshfield Utilities Combustion Turbine | Wisconsin |  | X |  | 56480 | 1B | 89762 | Combustion Turbine |  |  |  | Combustion turbine |  |  |  |  | 1.472 | 38063.522 | 3330.24 | 0.58167 | 1.472 |  | 38063.522 | 3330.24 | 1.472 |  | 1.472 |  | 1.472 |  | 1.472 |  | 1.472 |  | 1.472 |  | 1.472 |  | 1.472 | 1.472 | Not Coal Steam or O/G Steam | 0.077344 | 0.077344 |  | 1.243%
Neenah Energy Facility | Wisconsin |  | X |  | 55135 | CT01 | 3973 | Combustion Turbine |  |  |  | Combustion turbine |  |  |  |  | 46.806 | 1544904.9 | 134441.37 | 38.0387 | 46.806 |  | 1544904.9 | 134441.37 | 46.806 |  | 46.806 |  | 46.806 |  | 46.806 |  | 46.806 |  | 46.806 |  | 46.806 |  | 46.806 | 46.806 | Not Coal Steam or O/G Steam | 0.060594 | 0.060594 |  | 21.57%
Neenah Energy Facility | Wisconsin |  | X |  | 55135 | CT02 | 3974 | Combustion Turbine |  |  |  | Combustion turbine |  |  |  |  | 48.96 | 1476280.3 | 129513.52 | 39.754 | 48.96 |  | 1476280.3 | 129513.52 | 48.96 |  | 48.96 |  | 48.96 |  | 48.96 |  | 48.96 |  | 48.96 |  | 48.96 |  | 48.96 | 48.96 | Not Coal Steam or O/G Steam | 0.066329 | 0.066329 |  | 21.09%
Paris | Wisconsin |  | X |  | 7270 | **1 | 3066 | Combustion Turbine |  |  |  | Combustion turbine |  |  |  |  | 11.844 | 296772.933 | 20960.95 | 11.179 | 11.844 |  | 296772.933 | 20960.95 | 11.844 |  | 11.844 |  | 11.844 |  | 11.844 |  | 11.844 |  | 11.844 |  | 11.844 |  | 11.844 | 11.844 | Not Coal Steam or O/G Steam | 0.079819 | 0.079819 |  | 6.107%
Paris | Wisconsin |  | X |  | 7270 | **2 | 3067 | Combustion Turbine |  |  |  | Combustion turbine |  |  |  |  | 14.562 | 357725.1 | 25771.66 | 7.6093 | 14.562 |  | 357725.1 | 25771.66 | 14.562 |  | 14.562 |  | 14.562 |  | 14.562 |  | 14.562 |  | 14.562 |  | 14.562 |  | 14.562 | 14.562 | Not Coal Steam or O/G Steam | 0.081414 | 0.081414 |  | 3.647%
Paris | Wisconsin |  | X |  | 7270 | **3 | 3068 | Combustion Turbine |  |  |  | Combustion turbine |  |  |  |  | 12.326 | 310168.771 | 22906.31 | 8.878 | 12.326 |  | 310168.771 | 22906.31 | 12.326 |  | 12.326 |  | 12.326 |  | 12.326 |  | 12.326 |  | 12.326 |  | 12.326 |  | 12.326 | 12.326 | Not Coal Steam or O/G Steam | 0.079479 | 0.079479 |  | 4.266%
Paris | Wisconsin |  | X |  | 7270 | **4 | 3069 | Combustion Turbine |  |  |  | Combustion turbine |  |  |  |  | 9.882 | 254706.878 | 18641.71 | 10.974 | 9.882 |  | 254706.878 | 18641.71 | 9.882 |  | 9.882 |  | 9.882 |  | 9.882 |  | 9.882 |  | 9.882 |  | 9.882 |  | 9.882 | 9.882 | Not Coal Steam or O/G Steam | 0.077595 | 0.077595 |  | 6.203%
Port Washington Generating Station | Wisconsin |  | X |  | 4040 | 11 | 89429 | Combined Cycle |  |  |  | Combined cycle | Y |  |  |  | 28.787 | 5234237.099 | 761887.09 | 28.2127 | 28.787 |  | 5234237.099 | 761887.09 | 28.787 |  | 28.787 |  | 28.787 |  | 28.787 |  | 28.787 |  | 28.787 |  | 28.787 |  | 28.787 | 28.787 | Not Coal Steam or O/G Steam | 0.011 | 0.011 |  | 62.7%
Port Washington Generating Station | Wisconsin |  | X |  | 4040 | 12 | 89430 | Combined Cycle |  |  |  | Combined cycle | Y |  |  |  | 22.232 | 5286185.772 | 774296.24 | 26.309 | 22.232 |  | 5286185.772 | 774296.24 | 22.232 |  | 22.232 |  | 22.232 |  | 22.232 |  | 22.232 |  | 22.232 |  | 22.232 |  | 22.232 | 22.232 | Not Coal Steam or O/G Steam | 0.0084114 | 0.0084114 |  | 62.56%
Port Washington Generating Station | Wisconsin |  | X |  | 4040 | 21 | 89431 | Combined Cycle |  |  |  | Combined cycle | Y |  |  |  | 29.328 | 5404726.83 | 791590.93 | 29.5743 | 29.328 |  | 5404726.83 | 791590.93 | 29.328 |  | 29.328 |  | 29.328 |  | 29.328 |  | 29.328 |  | 29.328 |  | 29.328 |  | 29.328 | 29.328 | Not Coal Steam or O/G Steam | 0.010853 | 0.010853 |  | 66.7%
Port Washington Generating Station | Wisconsin |  | X |  | 4040 | 22 | 89432 | Combined Cycle |  |  |  | Combined cycle | Y |  |  |  | 27.855 | 5505561.695 | 806529.02 | 30.737 | 27.855 |  | 5505561.695 | 806529.02 | 27.855 |  | 27.855 |  | 27.855 |  | 27.855 |  | 27.855 |  | 27.855 |  | 27.855 |  | 27.855 | 27.855 | Not Coal Steam or O/G Steam | 0.010119 | 0.010119 |  | 67.52%
Pulliam | Wisconsin |  | X |  | 4072 | 32 | 9282 | Combustion Turbine |  |  |  | Combustion turbine |  |  |  |  | 6.002 | 441166.106 | 35280.49 | 4.6503 | 6.002 |  | 441166.106 | 35280.49 | 6.002 |  | 6.002 |  | 6.002 |  | 6.002 |  | 6.002 |  | 6.002 |  | 6.002 |  | 6.002 | 6.002 | Not Coal Steam or O/G Steam | 0.02721 | 0.02721 |  | 8.496%
Riverside Energy Center | Wisconsin |  | X |  | 55641 | CT-01 | 8684 | Combined Cycle |  |  |  | Combined cycle | Y |  |  |  | 12.262 | 4254382.898 | 635055.2 | 12 | 12.262 |  | 4254382.898 | 635055.2 | 12.262 |  | 12.262 |  | 12.262 |  | 12.262 |  | 12.262 |  | 12.262 |  | 12.262 |  | 12.262 | 12.262 | Not Coal Steam or O/G Steam | 0.0057644 | 0.0057644 |  | 51.67%
Riverside Energy Center | Wisconsin |  | X |  | 55641 | CT-02 | 8686 | Combined Cycle |  |  |  | Combined cycle | Y |  |  |  | 12.726 | 4113486.978 | 609965.27 | 10.7423 | 12.726 |  | 4113486.978 | 609965.27 | 12.726 |  | 12.726 |  | 12.726 |  | 12.726 |  | 12.726 |  | 12.726 |  | 12.726 |  | 12.726 | 12.726 | Not Coal Steam or O/G Steam | 0.0061875 | 0.0061875 |  | 44.13%
Riverside Energy Center | Wisconsin |  | X |  | 55641 | CT-03 | 91315 | Combined Cycle |  |  |  | Combined cycle | Y |  |  |  | 17.95 | 4068850.46 | 612506.01 | 10.2903 | 17.95 |  | 4068850.46 | 612506.01 | 17.95 |  | 17.95 |  | 17.95 |  | 17.95 |  | 17.95 |  | 17.95 |  | 17.95 |  | 17.95 | 17.95 | Not Coal Steam or O/G Steam | 0.0088231 | 0.0088231 |  | 27.42%
Riverside Energy Center | Wisconsin |  | X |  | 55641 | CT-04 | 91316 | Combined Cycle |  |  |  | Combined cycle | Y |  |  |  | 19.912 | 4854628.377 | 705274.97 | 11.518 | 19.912 |  | 4854628.377 | 705274.97 | 19.912 |  | 19.912 |  | 19.912 |  | 19.912 |  | 19.912 |  | 19.912 |  | 19.912 |  | 19.912 | 19.912 | Not Coal Steam or O/G Steam | 0.0082033 | 0.0082033 |  | 32.35%
Rockgen Energy Center | Wisconsin |  | X |  | 55391 | CT-1 | 4652 | Combustion Turbine |  |  |  | Combustion turbine |  |  |  |  | 36.924 | 1663985.719 | 146434.48 | 31.4117 | 36.924 |  | 1663985.719 | 146434.48 | 36.924 |  | 36.924 |  | 36.924 |  | 36.924 |  | 36.924 |  | 36.924 |  | 36.924 |  | 36.924 | 36.924 | Not Coal Steam or O/G Steam | 0.04438 | 0.04438 |  | 17.93%
Rockgen Energy Center | Wisconsin |  | X |  | 55391 | CT-2 | 4653 | Combustion Turbine |  |  |  | Combustion turbine |  |  |  |  | 29.024 | 1452446.756 | 127952.45 | 24.862 | 29.024 |  | 1452446.756 | 127952.45 | 29.024 |  | 29.024 |  | 29.024 |  | 29.024 |  | 29.024 |  | 29.024 |  | 29.024 |  | 29.024 | 29.024 | Not Coal Steam or O/G Steam | 0.039966 | 0.039966 |  | 16%
Rockgen Energy Center | Wisconsin |  | X |  | 55391 | CT-3 | 4654 | Combustion Turbine |  |  |  | Combustion turbine |  |  |  |  | 40.849 | 1597779.969 | 140581.13 | 29.09 | 40.849 |  | 1597779.969 | 140581.13 | 40.849 |  | 40.849 |  | 40.849 |  | 40.849 |  | 40.849 |  | 40.849 |  | 40.849 |  | 40.849 | 40.849 | Not Coal Steam or O/G Steam | 0.051132 | 0.051132 |  | 16.93%
Rothschild Biomass Cogeneration Facility | Wisconsin |  | X |  | 58124 | 1 | 90829 | Biomass |  |  |  | Circulating fluidized bed boiler |  | Y |  |  | 56.21 | 1451242.354 |  | 42.148 | 56.21 |  | 1451242.354 |  | 56.21 |  | 56.21 |  | 56.21 |  | 56.21 |  | 56.21 |  | 56.0978 | Y | 56.0978 |  | 56.0978 | 56.0978 | Not Coal Steam or O/G Steam | 0.07731 | 0.07731 |  | 34.8%
Sheboygan Falls Energy Facility | Wisconsin |  | X |  | 56166 | 1 | 89520 | Combustion Turbine |  |  |  | Combustion turbine |  |  |  |  | 22.063 | 1415495.283 | 126998.13 | 23.3573 | 22.063 |  | 1415495.283 | 126998.13 | 22.063 |  | 22.063 |  | 22.063 |  | 22.063 |  | 22.063 |  | 22.063 |  | 22.063 |  | 22.063 | 22.063 | Not Coal Steam or O/G Steam | 0.031174 | 0.031174 |  | 22.97%
Sheboygan Falls Energy Facility | Wisconsin |  | X |  | 56166 | 2 | 89521 | Combustion Turbine |  |  |  | Combustion turbine |  |  |  |  | 25.501 | 1580235.275 | 141610.26 | 21.4087 | 25.501 |  | 1580235.275 | 141610.26 | 25.501 |  | 25.501 |  | 25.501 |  | 25.501 |  | 25.501 |  | 25.501 |  | 25.501 |  | 25.501 | 25.501 | Not Coal Steam or O/G Steam | 0.032275 | 0.032275 |  | 20.6%
South Fond Du Lac | Wisconsin |  | X |  | 7203 | **CT1 | 2999 | Combustion Turbine |  |  |  | Combustion turbine |  |  |  |  | 5.133 | 187348.674 | 11031.75 | 3.5597 | 5.133 |  | 187348.674 | 11031.75 | 5.133 |  | 5.133 |  | 5.133 |  | 5.133 |  | 5.133 |  | 5.133 |  | 5.133 |  | 5.133 | 5.133 | Not Coal Steam or O/G Steam | 0.054796 | 0.054796 |  | 2.446%
South Fond Du Lac | Wisconsin |  | X |  | 7203 | **CT2 | 3000 | Combustion Turbine |  |  |  | Combustion turbine |  |  |  |  | 8.003 | 218069.888 | 13046.94 | 4.78 | 8.003 |  | 218069.888 | 13046.94 | 8.003 |  | 8.003 |  | 8.003 |  | 8.003 |  | 8.003 |  | 8.003 |  | 8.003 |  | 8.003 | 8.003 | Not Coal Steam or O/G Steam | 0.073398 | 0.073398 |  | 2.669%
South Fond Du Lac | Wisconsin |  | X |  | 7203 | **CT3 | 3001 | Combustion Turbine |  |  |  | Combustion turbine |  |  |  |  | 6.309 | 211905.047 | 12880.9 | 3.9633 | 6.309 |  | 211905.047 | 12880.9 | 6.309 |  | 6.309 |  | 6.309 |  | 6.309 |  | 6.309 |  | 6.309 |  | 6.309 |  | 6.309 | 6.309 | Not Coal Steam or O/G Steam | 0.059546 | 0.059546 |  | 2.666%
South Fond Du Lac | Wisconsin |  | X |  | 7203 | **CT4 | 3002 | Combustion Turbine |  |  |  | Combustion turbine |  |  |  |  | 6.736 | 212165.724 | 12735.72 | 4.1683 | 6.736 |  | 212165.724 | 12735.72 | 6.736 |  | 6.736 |  | 6.736 |  | 6.736 |  | 6.736 |  | 6.736 |  | 6.736 |  | 6.736 | 6.736 | Not Coal Steam or O/G Steam | 0.063498 | 0.063498 |  | 2.616%
South Oak Creek | Wisconsin |  | X |  | 4041 | 5 | 2590 | Coal Steam | 5 | 2024 | 2025 | Dry bottom wall-fired boiler | Y |  | Y | 241 | 39.557 | 988664.213 | 91503.7 | 70.2883 | 39.557 |  | 988664.213 | 91503.7 | 39.557 |  | 39.557 |  | 39.557 |  | 39.5466 | Optimize SCR | 39.5466 |  | 39.5466 |  | 39.5466 |  | 39.5466 | 39.5466 | Existing SCR | 0.08 | 0.08 |  | 15.07%
South Oak Creek | Wisconsin |  | X |  | 4041 | 6 | 2591 | Coal Steam | 5 | 2024 | 2025 | Dry bottom wall-fired boiler | Y |  | Y | 245 | 267.625 | 6765183.507 | 635505.84 | 163.5333 | 267.625 |  | 6765183.507 | 635505.84 | 267.625 |  | 267.625 |  | 267.625 |  | 267.625 |  | 267.625 |  | 267.625 |  | 267.625 |  | 267.625 | 267.625 | Existing SCR | 0.079118 | 0.079118 |  | 40.84%
South Oak Creek | Wisconsin |  | X |  | 4041 | 7 | 2592 | Coal Steam | 12 | 2025 | 2026 | Tangentially-fired | Y |  | Y | 303 | 216.904 | 6681842.487 | 666064.88 | 232.483 | 216.904 |  | 6681842.487 | 666064.88 | 216.904 |  | 216.904 |  | 216.904 |  | 216.904 |  | 216.904 |  | 216.904 |  | 216.904 |  | 216.904 | 216.904 | Existing SCR | 0.064923 | 0.064923 |  | 44.76%
South Oak Creek | Wisconsin |  | X |  | 4041 | 8 | 2593 | Coal Steam | 12 | 2025 | 2026 | Tangentially-fired | Y |  | Y | 309 | 206.843 | 6394861.566 | 633447.32 | 193.317 | 206.843 |  | 6394861.566 | 633447.32 | 206.843 |  | 206.843 |  | 206.843 |  | 206.843 |  | 206.843 |  | 206.843 |  | 206.843 |  | 206.843 | 206.843 | Existing SCR | 0.06469 | 0.06469 |  | 39.85%
Valley (WEPCO) | Wisconsin |  | X |  | 4042 | 1 | 2594 | O/G Steam |  |  |  | Dry bottom wall-fired boiler |  |  | Y | 64 | 17.137 | 534712.289 |  | 24.4093 | 17.137 |  | 534712.289 |  | 17.137 |  | 17.137 |  | 17.137 |  | 17.137 |  | 17.137 |  | 17.137 |  | 17.137 |  | 17.137 | 17.137 | O/G Steam Under 100 MW | 0.064098 | 0.064098 |  | 21.02%
Valley (WEPCO) | Wisconsin |  | X |  | 4042 | 2 | 2595 | O/G Steam |  |  |  | Dry bottom wall-fired boiler |  |  | Y | 64 | 17.659 | 554115.834 |  | 23.967 | 17.659 |  | 554115.834 |  | 17.659 |  | 17.659 |  | 17.659 |  | 17.659 |  | 17.659 |  | 17.659 |  | 17.659 |  | 17.659 | 17.659 | O/G Steam Under 100 MW | 0.063738 | 0.063738 |  | 21.52%
Valley (WEPCO) | Wisconsin |  | X |  | 4042 | 3 | 2596 | O/G Steam |  |  |  | Dry bottom wall-fired boiler |  |  | Y | 70 | 27.079 | 800859.317 |  | 24.255 | 27.079 |  | 800859.317 |  | 27.079 |  | 27.079 |  | 27.079 |  | 27.079 |  | 27.079 |  | 27.079 |  | 27.079 |  | 27.079 | 27.079 | O/G Steam Under 100 MW | 0.067625 | 0.067625 |  | 16.76%
Valley (WEPCO) | Wisconsin |  | X |  | 4042 | 4 | 2597 | O/G Steam |  |  |  | Dry bottom wall-fired boiler |  |  | Y | 70 | 27.225 | 805983.407 |  | 24.089 | 27.225 |  | 805983.407 |  | 27.225 |  | 27.225 |  | 27.225 |  | 27.225 |  | 27.225 |  | 27.225 |  | 27.225 |  | 27.225 | 27.225 | O/G Steam Under 100 MW | 0.067557 | 0.067557 |  | 19.58%
West Campus Cogeneration Facility | Wisconsin |  | X |  | 7991 | U1 | 10043 | Combined Cycle |  |  |  | Combined cycle | Y |  |  |  | 3.569 | 697707.539 | 86349.88 | 4.1257 | 3.569 |  | 697707.539 | 86349.88 | 3.569 |  | 3.569 |  | 3.569 |  | 3.569 |  | 3.569 |  | 3.569 |  | 3.569 |  | 3.569 | 3.569 | Not Coal Steam or O/G Steam | 0.010231 | 0.010231 |  | 32.73%
West Campus Cogeneration Facility | Wisconsin |  | X |  | 7991 | U2 | 10044 | Combined Cycle |  |  |  | Combined cycle | Y |  |  |  | 3.504 | 727548.635 | 88475.27 | 4.435 | 3.504 |  | 727548.635 | 88475.27 | 3.504 |  | 3.504 |  | 3.504 |  | 3.504 |  | 3.504 |  | 3.504 |  | 3.504 |  | 3.504 | 3.504 | Not Coal Steam or O/G Steam | 0.0096323 | 0.0096323 |  | 34.84%
West Marinette | Wisconsin |  | X |  | 4076 | **33 | 2611 | Combustion Turbine |  |  |  | Combustion turbine |  |  |  |  | 18 | 280285.8 | 22403.74 | 10.55 | 18 |  | 280285.8 | 22403.74 | 18 |  | 18 |  | 18 |  | 18 |  | 18 |  | 18 |  | 18 |  | 18 | 18 | Not Coal Steam or O/G Steam | 0.12844 | 0.12844 |  | 3.481%
West Marinette | Wisconsin |  | X |  | 4076 | **34 | 2612 | Combustion Turbine |  |  |  | Combustion turbine |  |  |  |  | 12.829 | 384835 | 28519.1 | 11.6353 | 12.829 |  | 384835 | 28519.1 | 12.829 |  | 12.829 |  | 12.829 |  | 12.829 |  | 12.829 |  | 12.829 |  | 12.829 |  | 12.829 | 12.829 | Not Coal Steam or O/G Steam | 0.066673 | 0.066673 |  | 9.83%
West Marinette | Wisconsin |  | X |  | 4076 | 31A | 89871 | Combustion Turbine |  |  |  | Combustion turbine |  |  |  |  | 6.851 | 46563.482 | 2614.26 | 4.117 | 6.851 |  | 46563.482 | 2614.26 | 6.851 |  | 6.851 |  | 6.851 |  | 6.851 |  | 6.851 |  | 6.851 |  | 6.851 |  | 6.851 | 6.851 | Not Coal Steam or O/G Steam | 0.29426 | 0.29426 |  | 2.155%
West Marinette | Wisconsin |  | X |  | 4076 | 31B | 89872 | Combustion Turbine |  |  |  | Combustion turbine |  |  |  |  | 6.398 | 45735.169 | 2575.64 | 4.105 | 6.398 |  | 45735.169 | 2575.64 | 6.398 |  | 6.398 |  | 6.398 |  | 6.398 |  | 6.398 |  | 6.398 |  | 6.398 |  | 6.398 | 6.398 | Not Coal Steam or O/G Steam | 0.27978 | 0.27978 |  | 2.074%
West Marinette | Wisconsin |  | X |  | 4076 | 32A | 89873 | Combustion Turbine |  |  |  | Combustion turbine |  |  |  |  | 11.835 | 74178.155 | 4362.81 | 6.6793 | 11.835 |  | 74178.155 | 4362.81 | 11.835 |  | 11.835 |  | 11.835 |  | 11.835 |  | 11.835 |  | 11.835 |  | 11.835 |  | 11.835 | 11.835 | Not Coal Steam or O/G Steam | 0.3191 | 0.3191 |  | 3.07%
West Marinette | Wisconsin |  | X |  | 4076 | 32B | 89874 | Combustion Turbine |  |  |  | Combustion turbine |  |  |  |  | 11.465 | 70314.106 | 4169.12 | 6.0197 | 11.465 |  | 70314.106 | 4169.12 | 11.465 |  | 11.465 |  | 11.465 |  | 11.465 |  | 11.465 |  | 11.465 |  | 11.465 |  | 11.465 | 11.465 | Not Coal Steam or O/G Steam | 0.32611 | 0.32611 |  | 2.911%
Weston | Wisconsin |  | X |  | 4078 | 2 | 2614 | O/G Steam | 1 | 2024 | 2024 | Dry bottom wall-fired boiler |  |  |  | 78 | 0.053 | 2126.426 | 0 | 0.67767 | 0 | Y | 0 | 0 | 0 |  | 0 |  | 0 |  | 0 |  | 0 |  | 0 |  | 0 |  | 0 | 0 | Retired | 0 | 0 |  | 0.2662%
Weston | Wisconsin |  | X |  | 4078 | 3 | 2615 | Coal Steam |  |  |  | Tangentially-fired |  |  |  | 327 | 235.975 | 8328866.281 | 922160.76 | 161.041 | 235.975 |  | 8328866.281 | 922160.76 | 235.975 |  | 235.975 |  | 235.975 |  | 235.975 |  | 235.975 |  | 235.975 |  | 235.975 |  | 235.975 | 235.975 | Coal Steam Under 0.08 lb/mmBtu | 0.056664 | 0.056664 |  | 34.23%
Weston | Wisconsin |  | X |  | 4078 | 32A | 89867 | Combustion Turbine |  |  |  | Combustion turbine |  |  |  |  | 11.878 | 61525.945 | 4001.6 | 3.9593 | 11.878 |  | 61525.945 | 4001.6 | 11.878 |  | 11.878 |  | 11.878 |  | 11.878 |  | 11.878 |  | 11.878 |  | 11.878 |  | 11.878 | 11.878 | Not Coal Steam or O/G Steam | 0.38611 | 0.38611 |  | 1.287%
Weston | Wisconsin |  | X |  | 4078 | 32B | 89875 | Combustion Turbine |  |  |  | Combustion turbine |  |  |  |  | 11.555 | 61192.047 | 4004.39 | 4.6973 | 11.555 |  | 61192.047 | 4004.39 | 11.555 |  | 11.555 |  | 11.555 |  | 11.555 |  | 11.555 |  | 11.555 |  | 11.555 |  | 11.555 | 11.555 | Not Coal Steam or O/G Steam | 0.37766 | 0.37766 |  | 1.552%
Weston | Wisconsin |  | X |  | 4078 | 4 | 89565 | Coal Steam |  |  |  | Dry bottom wall-fired boiler | Y |  |  | 550 | 355.621 | 12998136.206 | 1567376.94 | 375.392 | 355.621 |  | 12998136.206 | 1567376.94 | 355.621 |  | 355.621 |  | 355.621 |  | 355.621 |  | 355.621 |  | 355.621 |  | 355.621 |  | 355.621 | 355.621 | Existing SCR | 0.054719 | 0.054719 |  | 72.48%
Wheaton Generating Plant | Wisconsin |  | X |  | 4014 | 1 | 89998 | Combustion Turbine | 12 | 2025 | 2026 | Combustion turbine |  |  |  |  | 43.145 | 292513.8 | 20015.55 | 19.7363 | 43.145 |  | 292513.8 | 20015.55 | 43.145 |  | 43.145 |  | 43.145 |  | 43.145 |  | 43.145 |  | 43.145 |  | 43.145 |  | 43.145 | 43.145 | Not Coal Steam or O/G Steam | 0.29499 | 0.29499 |  | 4.203%
Wheaton Generating Plant | Wisconsin |  | X |  | 4014 | 2 | 89999 | Combustion Turbine | 12 | 2025 | 2026 | Combustion turbine |  |  |  |  | 60.022 | 351000.5 | 24851.78 | 29.6867 | 60.022 |  | 351000.5 | 24851.78 | 60.022 |  | 60.022 |  | 60.022 |  | 60.022 |  | 60.022 |  | 60.022 |  | 60.022 |  | 60.022 | 60.022 | Not Coal Steam or O/G Steam | 0.34201 | 0.34201 |  | 5.449%
Wheaton Generating Plant | Wisconsin |  | X |  | 4014 | 3 | 90000 | Combustion Turbine | 12 | 2025 | 2026 | Combustion turbine |  |  |  |  | 47.311 | 320748.9 | 22172.62 | 22.358 | 47.311 |  | 320748.9 | 22172.62 | 47.311 |  | 47.311 |  | 47.311 |  | 47.311 |  | 47.311 |  | 47.311 |  | 47.311 |  | 47.311 | 47.311 | Not Coal Steam or O/G Steam | 0.295 | 0.295 |  | 4.756%
Wheaton Generating Plant | Wisconsin |  | X |  | 4014 | 4 | 90001 | Combustion Turbine | 12 | 2025 | 2026 | Combustion turbine |  |  |  |  | 54.476 | 369323.7 | 26581.52 | 26.275 | 54.476 |  | 369323.7 | 26581.52 | 54.476 |  | 54.476 |  | 54.476 |  | 54.476 |  | 54.476 |  | 54.476 |  | 54.476 |  | 54.476 | 54.476 | Not Coal Steam or O/G Steam | 0.295 | 0.295 |  | 5.591%
Wheaton Generating Plant | Wisconsin |  | X |  | 4014 | 5 | 90002 | Combustion Turbine |  |  | 2023 | Combustion turbine | [8 empty] | 0 | Y | 0 | 0 | 0 |  | 0 |  | 0 |  | 0 |  | 0 |  | 0 |  | 0 |  | 0 | 0 | Not Coal Steam or O/G Steam | 0 | 0
Wheaton Generating Plant | Wisconsin |  | X |  | 4014 | 6 | 90003 | Combustion Turbine | 12 | 2025 | 2026 | Combustion turbine |  |  |  |  | 4.889 | 8148 | 456.89 | 2.9763 | 4.889 |  | 8148 | 456.89 | 4.889 |  | 4.889 |  | 4.889 |  | 4.889 |  | 4.889 |  | 4.889 |  | 4.889 |  | 4.889 | 4.889 | Not Coal Steam or O/G Steam | 1.2 | 1.2 |  | 0.1485%
Whitewater Cogeneration Facility | Wisconsin |  | X |  | 55011 | 01 | 3813 | Combined Cycle |  |  |  | Combined cycle | Y |  |  |  | 24.657 | 3003403.931 | 370963.57 | 25.1807 | 24.657 |  | 3003403.931 | 370963.57 | 24.657 |  | 24.657 |  | 24.657 |  | 18.0204 | Optimize SCR | 18.0204 |  | 18.0204 |  | 18.0204 |  | 18.0204 | 18.0204 | Not Coal Steam or O/G Steam | 0.012 | 0.012 |  | 37.6%
Cheyenne Prairie Generating Station | Wyoming |  |  |  | 57703 | CT01 | 90707 | Combined Cycle |  |  |  | Combined cycle | Y |  |  |  | 2.318 | 577426.416 | 59763.32 | 1.8457 | 2.318 |  | 577426.416 | 59763.32 | 2.318 |  | 2.318 |  | 2.318 |  | 2.318 |  | 2.318 |  | 2.318 |  | 2.318 |  | 2.318 | 2.318 | Not Coal Steam or O/G Steam | 0.0080287 | 0.0080287 |  | 32.85%
Cheyenne Prairie Generating Station | Wyoming |  |  |  | 57703 | CT02 | 90708 | Combined Cycle |  |  |  | Combined cycle | Y |  |  |  | 1.73 | 411782.804 | 39764.08 | 1.9397 | 1.73 |  | 411782.804 | 39764.08 | 1.73 |  | 1.73 |  | 1.73 |  | 1.73 |  | 1.73 |  | 1.73 |  | 1.73 |  | 1.73 | 1.73 | Not Coal Steam or O/G Steam | 0.0084025 | 0.0084025 |  | 34.82%
Cheyenne Prairie Generating Station | Wyoming |  |  |  | 57703 | CT03 | 90709 | Combustion Turbine |  |  |  | Combustion turbine | Y |  |  |  | 0.201 | 23503.034 | 2296 | 0.26533 | 0.201 |  | 23503.034 | 2296 | 0.201 |  | 0.201 |  | 0.201 |  | 0.201 |  | 0.201 |  | 0.201 |  | 0.201 |  | 0.201 | 0.201 | Not Coal Steam or O/G Steam | 0.017104 | 0.017104 |  | 2.346%
Dave Johnston | Wyoming |  |  |  | 4158 | BW41 | 2633 | Coal Steam | 12 | 2027 | 2028 | Dry bottom wall-fired boiler |  |  |  | 93 | 521.549 | 3102809.779 | 292480.68 | 559.5643 | 521.549 |  | 3102809.779 | 292480.68 | 521.549 |  | 521.549 |  | 521.549 |  | 521.549 |  | 308.7296 | SOA CC | 521.549 |  | 308.7296 | SOA CC | 193.1499 | 77.5702 | Coal Steam SCR Retrofit | 0.199 | 0.05 |  | 51.68%
Dave Johnston | Wyoming |  |  |  | 4158 | BW42 | 2634 | Coal Steam | 12 | 2027 | 2028 | Dry bottom wall-fired boiler |  |  |  | 105 | 690.94 | 3119415.388 | 282163.92 | 680.6083 | 690.94 |  | 3119415.388 | 282163.92 | 690.94 |  | 690.94 |  | 690.94 |  | 690.94 |  | 310.3818 | SOA CC | 690.94 |  | 310.3818 | SOA CC | 194.1836 | 77.9854 | Coal Steam SCR Retrofit | 0.199 | 0.05 |  | 55.11%
Dave Johnston | Wyoming |  |  |  | 4158 | BW43 | 2635 | Coal Steam | 12 | 2027 | 2028 | Dry bottom wall-fired boiler |  |  |  | 220 | 700.308 | 6270799.168 | 590070.07 | 691.4583 | 700.308 |  | 6270799.168 | 590070.07 | 700.308 |  | 700.308 |  | 700.308 |  | 700.308 |  | 700.308 |  | 700.308 |  | 700.308 |  | 428.539 | 156.77 | Coal Steam SCR Retrofit | 0.22336 | 0.05 |  | 50.45%
Dave Johnston | Wyoming |  |  |  | 4158 | BW44 | 2636 | Coal Steam | 12 | 2027 | 2028 | Tangentially-fired |  |  |  | 330 | 539.592 | 8188227.878 | 752395.13 | 611.0573 | 539.592 |  | 8188227.878 | 752395.13 | 539.592 |  | 539.592 |  | 539.592 |  | 539.592 |  | 539.592 |  | 539.592 |  | 539.592 |  | 372.1488 | 204.7057 | Coal Steam SCR Retrofit | 0.1318 | 0.05 |  | 53.36%
Dry Fork Station | Wyoming |  |  |  | 56609 | 01 | 90531 | Coal Steam |  |  |  | Dry bottom wall-fired boiler | Y |  |  | 380 | 263.883 | 11924144.645 | 1246299.88 | 263.3393 | 263.883 |  | 11924144.645 | 1246299.88 | 263.883 |  | 263.883 |  | 263.883 |  | 263.883 |  | 263.883 |  | 263.883 |  | 263.883 |  | 263.883 | 263.883 | Existing SCR | 0.04426 | 0.04426 |  | 56.82%
Jim Bridger | Wyoming |  |  |  | 8066 | BW71 | 3455 | Coal Steam |  |  |  | Tangentially-fired |  |  |  | 531 | 1257.555 | 13910847.804 | 1409775.14 | 1096.7163 | 1257.555 |  | 13910847.804 | 1409775.14 | 1257.555 |  | 1257.555 |  | 1257.555 | BART | 1257.555 |  | 1257.555 |  | 1257.555 |  | 1257.555 |  | 802.6631 | 347.7712 | Coal Steam SCR Retrofit | 0.1808 | 0.05 |  | 40.7%
Jim Bridger | Wyoming |  |  |  | 8066 | BW72 | 3456 | Coal Steam |  |  |  | Tangentially-fired |  |  |  | 527 | 1170.03 | 13980213.105 | 1385002.08 | 1109.2983 | 1170.03 |  | 13980213.105 | 1385002.08 | 1170.03 |  | 1170.03 |  | 1170.03 | BART | 1170.03 |  | 1170.03 |  | 1170.03 |  | 1170.03 |  | 759.7677 | 349.5053 | Coal Steam SCR Retrofit | 0.16738 | 0.05 |  | 44.13%
Jim Bridger | Wyoming |  |  |  | 8066 | BW73 | 3457 | Coal Steam |  |  |  | Tangentially-fired | Y |  |  | 523 | 320.08 | 13479403.031 | 1325579.15 | 290.616 | 320.08 |  | 13479403.031 | 1325579.15 | 320.08 |  | 320.08 |  | 320.08 |  | 320.08 |  | 320.08 |  | 320.08 |  | 320.08 |  | 320.08 | 320.08 | Existing SCR | 0.047492 | 0.047492 |  | 42.55%
Jim Bridger | Wyoming |  |  |  | 8066 | BW74 | 3458 | Coal Steam |  |  |  | Tangentially-fired | Y |  |  | 530 | 322.068 | 12578500.338 | 1234662.83 | 324.206 | 322.068 |  | 12578500.338 | 1234662.83 | 322.068 |  | 322.068 |  | 322.068 |  | 322.068 |  | 322.068 |  | 322.068 |  | 322.068 |  | 322.068 | 322.068 | Existing SCR | 0.051209 | 0.051209 |  | 44.04%
Laramie River | Wyoming |  |  |  | 6204 | 1 | 2844 | Coal Steam |  |  |  | Dry bottom wall-fired boiler | Y |  |  | 570 | 319.584 | 12935200.067 | 1069323.32 | 275.77 | 319.584 |  | 12935200.067 | 1069323.32 | 319.584 |  | 319.584 |  | 319.584 |  | 319.584 |  | 319.584 |  | 319.584 |  | 319.584 |  | 319.584 | 319.584 | Existing SCR | 0.049413 | 0.049413 |  | 40.65%
Laramie River | Wyoming |  |  |  | 6204 | 2 | 2845 | Coal Steam |  |  |  | Dry bottom wall-fired boiler |  | Y |  | 570 | 1254.989 | 17605568.993 | 1668951 | 1217.337 | 1254.989 |  | 17605568.993 | 1668951 | 1254.989 |  | 1254.989 |  | 1254.989 |  | 1254.989 |  | 1254.989 |  | 1241.9849 | Y | 1241.9849 |  | 841.062 | 440.1392 | Coal Steam SCR Retrofit | 0.14109 | 0.05 |  | 66.79%
Laramie River | Wyoming |  |  |  | 6204 | 3 | 2846 | Coal Steam |  |  |  | Dry bottom wall-fired boiler |  | Y |  | 570 | 1318.657 | 18676557.107 | 1603921.23 | 1236.277 | 1318.657 |  | 18676557.107 | 1603921.23 | 1318.657 |  | 1318.657 |  | 1318.657 |  | 1318.657 |  | 1318.657 |  | 1318.657 |  | 1318.657 |  | 892.7855 | 466.9139 | Coal Steam SCR Retrofit | 0.14121 | 0.05 |  | 61.21%
Naughton | Wyoming |  |  |  | 4162 | 1 | 2637 | Coal Steam | 12 | 2025 | 2026 | Tangentially-fired |  |  |  | 156 | 587.967 | 5887155.968 | 558031.22 | 581.8557 | 587.967 |  | 5887155.968 | 558031.22 | 587.967 |  | 587.967 |  | 587.967 |  | 587.967 |  | 585.772 | SOA CC | 587.967 |  | 585.772 | SOA CC | 366.4755 | 147.1789 | Coal Steam SCR Retrofit | 0.199 | 0.05 |  | 52.45%
Naughton | Wyoming |  |  |  | 4162 | 2 | 2638 | Coal Steam | 12 | 2025 | 2026 | Tangentially-fired |  |  |  | 201 | 443.996 | 4846392.857 | 460487.75 | 563.6237 | 443.996 |  | 4846392.857 | 460487.75 | 443.996 |  | 443.996 |  | 443.996 |  | 443.996 |  | 443.996 |  | 443.996 |  | 443.996 |  | 282.5779 | 121.1598 | Coal Steam SCR Retrofit | 0.18323 | 0.05 |  | 52.06%
Naughton | Wyoming |  |  |  | 4162 | 3 | 2639 | O/G Steam |  |  | 2026 | Tangentially-fired |  |  |  | 330 | 105.634 | 3115792.331 | 299774.02 | 74.737 | 105.634 |  | 3115792.331 | 299774.02 | 105.634 |  | 105.634 |  | 105.634 |  | 105.634 |  | 105.634 |  | 105.634 |  | 105.634 |  | 105.634 | 105.634 | Oil/Gas Steam Under 150 Tons (2019-2021 Average) | 0.067806 | 0.067806 |  | 15.38%
Neil Simpson II | Wyoming |  |  |  | 7504 | 001 | 3120 | Coal Steam |  |  |  | Dry bottom wall-fired boiler |  |  |  | 80 | 233.797 | 3106144.45 | 270639.62 | 274.7473 | 233.797 |  | 3106144.45 | 270639.62 | 233.797 |  | 233.797 |  | 233.797 |  | 233.797 |  | 233.797 |  | 233.797 |  | 233.797 |  | 175.3477 | 175.3477 | Coal Steam Under 100 MW, SNCR Retrofit | 0.15054 | 0.1129 |  | 75.1%
Neil Simpson II | Wyoming |  |  |  | 7504 | CT1 | 3121 | Combustion Turbine |  |  |  | Combustion turbine |  |  |  |  | 13.729 | 462851.94 | 47770.77 | 10.8013 | 13.729 |  | 462851.94 | 47770.77 | 13.729 |  | 13.729 |  | 13.729 |  | 13.729 |  | 13.729 |  | 13.729 |  | 13.729 |  | 13.729 | 13.729 | Not Coal Steam or O/G Steam | 0.059324 | 0.059324 |  | 25.12%
Neil Simpson II (CT2) | Wyoming |  |  |  | 55477 | CT2 | 4849 | Combustion Turbine |  |  |  | Combustion turbine |  |  |  |  | 4.31 | 145740.976 | 14448.14 | 3.5363 | 4.31 |  | 145740.976 | 14448.14 | 4.31 |  | 4.31 |  | 4.31 |  | 4.31 |  | 4.31 |  | 4.31 |  | 4.31 |  | 4.31 | 4.31 | Not Coal Steam or O/G Steam | 0.059146 | 0.059146 |  | 8.986%
Wygen I | Wyoming |  |  |  | 55479 | 001 | 4852 | Coal Steam |  |  |  | Dry bottom wall-fired boiler | Y |  |  | 85 | 216.331 | 3367461.915 | 287631.41 | 243.7 | 216.331 |  | 3367461.915 | 287631.41 | 216.331 |  | 216.331 |  | 216.331 |  | 134.6985 | Optimize SCR | 134.6985 |  | 134.6985 |  | 134.6985 |  | 134.6985 | 134.6985 | Existing SCR | 0.08 | 0.08 |  | 74.99%
Wygen II | Wyoming |  |  |  | 56319 | 001 | 89633 | Coal Steam |  |  |  | Dry bottom wall-fired boiler | Y |  |  | 90 | 122.042 | 3819385.675 | 328089.93 | 117.7857 | 122.042 |  | 3819385.675 | 328089.93 | 122.042 |  | 122.042 |  | 122.042 |  | 122.042 |  | 122.042 |  | 122.042 |  | 122.042 |  | 122.042 | 122.042 | Existing SCR | 0.063907 | 0.063907 |  | 80.64%
Wygen III | Wyoming |  |  |  | 56596 | 001 | 90109 | Coal Steam |  |  |  | Dry bottom wall-fired boiler | Y |  |  | 100 | 96.072 | 4224555.743 | 407239.11 | 81.8767 | 96.072 |  | 4224555.743 | 407239.11 | 96.072 |  | 96.072 |  | 96.072 |  | 96.072 |  | 96.072 |  | 96.072 |  | 96.072 |  | 96.072 | 96.072 | Existing SCR | 0.045483 | 0.045483 |  | 78.4%
Wyodak | Wyoming |  |  |  | 6101 | BW91 | 2777 | Coal Steam |  |  |  | Dry bottom wall-fired boiler |  |  |  | 332 | 1135.353 | 10027354.547 | 906383.8 | 1086.53 | 1135.353 |  | 10027354.547 | 906383.8 | 1135.353 |  | 1135.353 |  | 1135.353 |  | 1135.353 |  | 1135.353 |  | 1135.353 |  | 1135.353 |  | 693.0184 | 250.6839 | Coal Steam SCR Retrofit | 0.22645 | 0.05 |  | 49.32%
Note on Q1: This column displays the net summer available capacity for Coal Steam and O/G Steam units. Determinations of units >= 100 MW were made on nameplate capacity (not displayed). It should be noted that for Dave Johnston unit BW41, the net summer capacity is 93 MW but the nameplate capacity is 133.6 MW (source: EIA860M November 2022). Therefore in the Engineering Analysis, this unit receives emission reductions commensurate with the retrofit of SCR, rather than SNCR as for units less than 100 MW. This is the only unit where: 1) the nameplate and net summer capacities fall on opposite sides of the 100 MW line and 2) the unit is eligible for an SCR/SNCR retrofit.

## Unit 2025
Facility | State | RCU State | 2023 EGU control strategy | 2026 EGU control strategy | ORIS | Boiler | CAMD ID | Plant Type | Retirement Month Check | Retirement Year Check | Retired Before EA Year | Unit Type | Existing SCR | Existing SNCR | Common Stack | Capacity (MW) | 2021 NOx (tons) | 2021 Heat Input (mmBtu) | 2021 Gross Generation (mWh) | 2019 to 2021 Average NOx (tons) | 2021 NOx (tons), Retired Before 2025 | Flag | 2021 Heat Input (mmBtu), Retired Before 2025 | 2021 Gross Generation (mWh) Retired Before 2025 | 2021 NOx (tons), Retired Before 2025, Coal to Gas Conversion Before 2025 | Flag | 2021 NOx (tons), Retired Before 2025, Coal to Gas Conversion Before 2025, New SCRs Before 2025 | Flag | 2021 NOx (tons), Retired Before 2025, Coal to Gas Conversion Before 2025, New SCRs Before 2025, BART Limits and other specific EPA Limits (see flag) | Flag | 2021 NOx (tons), SCR Optimize | Flag | 2021 NOx (tons), SCR Optimize + Eligible SOA CC | Flag | 2021 NOx (tons), SCR Optimize + SNCR Optimize | Flag | 2021 NOx (tons), SCR Optimize + Eligible SOA CC + SNCR Optimize | Flag | 2021 NOx (tons), SCR Optimize + Eligible SOA CC + SNCR Optimize + SCR (Half)/SNCR Retrofit on All Boilers | 2021 NOx (tons), SCR Optimize + Eligible SOA CC + SNCR Optimize + SCR/SNCR Retrofit on All Boilers | Flag | Pre SCR/SNCR Retrofit on All Boilers NOx Rate (lb/mmBtu) | Post SCR/SNCR Retrofit on All Boilers NOx Rate (lb/mmBtu) | Additional (Not ARP or CSAPR) Unit | 2019 to 2021 Average Capacity Factor (%)
AMEA Sylacauga Plant | Alabama |  | X |  | 56018 | 1 | 89313 | Combustion Turbine |  |  |  | Combustion turbine |  |  |  |  | 7.795 | 185596.9 | 18995 | 7.5843 | 7.795 |  | 185596.9 | 18995 | 7.795 |  | 7.795 |  | 7.795 |  | 7.795 |  | 7.795 |  | 7.795 |  | 7.795 |  | 7.795 | 7.795 | Not Coal Steam or O/G Steam | 0.083999 | 0.083999 |  | 9.719%
AMEA Sylacauga Plant | Alabama |  | X |  | 56018 | 2 | 89314 | Combustion Turbine |  |  |  | Combustion turbine |  |  |  |  | 7.935 | 186690.6 | 18957 | 7.7193 | 7.935 |  | 186690.6 | 18957 | 7.935 |  | 7.935 |  | 7.935 |  | 7.935 |  | 7.935 |  | 7.935 |  | 7.935 |  | 7.935 | 7.935 | Not Coal Steam or O/G Steam | 0.085007 | 0.085007 |  | 9.896%
Barry | Alabama |  | X |  | 3 | 1 | 1 | O/G Steam |  |  |  | Tangentially-fired |  | Y | Y | 56 |  |  |  | 3.1627 | [20 empty] | O/G Steam Under 100 MW | 0 | 0 |  | 1.297%
Barry | Alabama |  | X |  | 3 | 2 | 2 | O/G Steam |  |  |  | Tangentially-fired |  | Y | Y | 56 |  |  |  | 2.7167 | [20 empty] | O/G Steam Under 100 MW | 0 | 0 |  | 1.024%
Barry | Alabama |  | X |  | 3 | 4 | 4 | O/G Steam |  |  |  | Tangentially-fired |  | Y |  | 362 | 472.895 | 3513716.575 | 370509.5 | 288.3123 | 472.895 |  | 3513716.575 | 370509.5 | 236.4475 | Y | 236.4475 |  | 236.4475 |  | 236.4475 |  | 236.4475 |  | 236.4475 |  | 236.4475 |  | 144.5766 | 52.7057 | O/G Steam SCR Retrofit | 0.13459 | 0.03 |  | 9.18%
Barry | Alabama |  | X |  | 3 | 5 | 5 | Coal Steam | 12 | 2028 | 2029 | Tangentially-fired | Y |  |  | 756 | 698.496 | 20662771.2 | 2091270 | 601.3607 | 698.496 |  | 20662771.2 | 2091270 | 698.496 |  | 698.496 |  | 698.496 |  | 698.496 |  | 698.496 |  | 698.496 |  | 698.496 |  | 698.496 | 698.496 | Existing SCR | 0.067609 | 0.067609 |  | 42.93%
Barry | Alabama |  | X |  | 3 | 6A | 6 | Combined Cycle |  |  |  | Combined cycle | Y |  |  |  | 23.033 | 5071075.45 | 735632.75 | 23.7053 | 23.033 |  | 5071075.45 | 735632.75 | 23.033 |  | 23.033 |  | 23.033 |  | 23.033 |  | 23.033 |  | 23.033 |  | 23.033 |  | 23.033 | 23.033 | Not Coal Steam or O/G Steam | 0.0090841 | 0.0090841 |  | 51.82%
Barry | Alabama |  | X |  | 3 | 6B | 7 | Combined Cycle |  |  |  | Combined cycle | Y |  |  |  | 29.763 | 6566770.8 | 930237.5 | 26.802 | 29.763 |  | 6566770.8 | 930237.5 | 29.763 |  | 29.763 |  | 29.763 |  | 29.763 |  | 29.763 |  | 29.763 |  | 29.763 |  | 29.763 | 29.763 | Not Coal Steam or O/G Steam | 0.0090647 | 0.0090647 |  | 60.66%
Barry | Alabama |  | X |  | 3 | 7A | 8 | Combined Cycle |  |  |  | Combined cycle | Y |  |  |  | 30.881 | 6777467.2 | 937068.25 | 28.8127 | 30.881 |  | 6777467.2 | 937068.25 | 30.881 |  | 30.881 |  | 30.881 |  | 30.881 |  | 30.881 |  | 30.881 |  | 30.881 |  | 30.881 | 30.881 | Not Coal Steam or O/G Steam | 0.0091128 | 0.0091128 |  | 62.26%
Barry | Alabama |  | X |  | 3 | 7B | 9 | Combined Cycle |  |  |  | Combined cycle | Y |  |  |  | 27.737 | 6717794.65 | 934109.5 | 28.3173 | 27.737 |  | 6717794.65 | 934109.5 | 27.737 |  | 27.737 |  | 27.737 |  | 27.737 |  | 27.737 |  | 27.737 |  | 27.737 |  | 27.737 | 27.737 | Not Coal Steam or O/G Steam | 0.0082578 | 0.0082578 |  | 62.93%
Calhoun Generating Facility | Alabama |  | X |  | 55409 | CT1 | 4688 | Combustion Turbine |  |  |  | Combustion turbine |  |  |  |  | 2.085 | 125245.958 | 11994.62 | 6.2053 | 2.085 |  | 125245.958 | 11994.62 | 2.085 |  | 2.085 |  | 2.085 |  | 2.085 |  | 2.085 |  | 2.085 |  | 2.085 |  | 2.085 | 2.085 | Not Coal Steam or O/G Steam | 0.033294 | 0.033294 |  | 4.936%
Calhoun Generating Facility | Alabama |  | X |  | 55409 | CT2 | 4689 | Combustion Turbine |  |  |  | Combustion turbine |  |  |  |  | 1.01 | 58243.067 | 5552.29 | 4.974 | 1.01 |  | 58243.067 | 5552.29 | 1.01 |  | 1.01 |  | 1.01 |  | 1.01 |  | 1.01 |  | 1.01 |  | 1.01 |  | 1.01 | 1.01 | Not Coal Steam or O/G Steam | 0.034682 | 0.034682 |  | 4.389%
Calhoun Generating Facility | Alabama |  | X |  | 55409 | CT3 | 4690 | Combustion Turbine |  |  |  | Combustion turbine |  |  |  |  | 0.995 | 54667.268 | 5021.66 | 4.6887 | 0.995 |  | 54667.268 | 5021.66 | 0.995 |  | 0.995 |  | 0.995 |  | 0.995 |  | 0.995 |  | 0.995 |  | 0.995 |  | 0.995 | 0.995 | Not Coal Steam or O/G Steam | 0.036402 | 0.036402 |  | 4.087%
Calhoun Generating Facility | Alabama |  | X |  | 55409 | CT4 | 4691 | Combustion Turbine |  |  |  | Combustion turbine |  |  |  |  | 2.142 | 128934.031 | 12186.29 | 5.7067 | 2.142 |  | 128934.031 | 12186.29 | 2.142 |  | 2.142 |  | 2.142 |  | 2.142 |  | 2.142 |  | 2.142 |  | 2.142 |  | 2.142 | 2.142 | Not Coal Steam or O/G Steam | 0.033226 | 0.033226 |  | 4.849%
Central Alabama Gen Station | Alabama |  | X |  | 55440 | CTGDB1 | 4758 | Combined Cycle |  |  |  | Combined cycle | Y |  |  |  | 20.109 | 4347066.15 | 596810 | 25.9073 | 20.109 |  | 4347066.15 | 596810 | 20.109 |  | 20.109 |  | 20.109 |  | 20.109 |  | 20.109 |  | 20.109 |  | 20.109 |  | 20.109 | 20.109 | Not Coal Steam or O/G Steam | 0.0092518 | 0.0092518 |  | 55.24%
Central Alabama Gen Station | Alabama |  | X |  | 55440 | CTGDB2 | 4759 | Combined Cycle |  |  |  | Combined cycle | Y |  |  |  | 22.105 | 5511402.2 | 740229 | 27.6557 | 22.105 |  | 5511402.2 | 740229 | 22.105 |  | 22.105 |  | 22.105 |  | 22.105 |  | 22.105 |  | 22.105 |  | 22.105 |  | 22.105 | 22.105 | Not Coal Steam or O/G Steam | 0.0080216 | 0.0080216 |  | 61.05%
Central Alabama Gen Station | Alabama |  | X |  | 55440 | CTGDB3 | 4760 | Combined Cycle |  |  |  | Combined cycle | Y |  |  |  | 16.009 | 4205115.175 | 583590.5 | 35.5633 | 16.009 |  | 4205115.175 | 583590.5 | 16.009 |  | 16.009 |  | 16.009 |  | 16.009 |  | 16.009 |  | 16.009 |  | 16.009 |  | 16.009 | 16.009 | Not Coal Steam or O/G Steam | 0.0076141 | 0.0076141 |  | 52.09%
Colbert | Alabama |  | X |  | 47 | CCT1 | 88150 | Combustion Turbine |  |  |  | Combustion turbine |  |  |  |  | 1.6 | 7823.2 | 566 | 1.2877 | 1.6 |  | 7823.2 | 566 | 1.6 |  | 1.6 |  | 1.6 |  | 1.6 |  | 1.6 |  | 1.6 |  | 1.6 |  | 1.6 | 1.6 | Not Coal Steam or O/G Steam | 0.40904 | 0.40904 |  | 0.2153%
Colbert | Alabama |  | X |  | 47 | CCT2 | 88151 | Combustion Turbine |  |  |  | Combustion turbine |  |  |  |  | 1.566 | 7659.2 | 551 | 1.299 | 1.566 |  | 7659.2 | 551 | 1.566 |  | 1.566 |  | 1.566 |  | 1.566 |  | 1.566 |  | 1.566 |  | 1.566 |  | 1.566 | 1.566 | Not Coal Steam or O/G Steam | 0.40892 | 0.40892 |  | 0.2166%
Colbert | Alabama |  | X |  | 47 | CCT3 | 88152 | Combustion Turbine |  |  |  | Combustion turbine |  |  |  |  | 2.352 | 11681.2 | 853 | 0.784 | 2.352 |  | 11681.2 | 853 | 2.352 |  | 2.352 |  | 2.352 |  | 2.352 |  | 2.352 |  | 2.352 |  | 2.352 |  | 2.352 | 2.352 | Not Coal Steam or O/G Steam | 0.4027 | 0.4027 |  | 0.1395%
Colbert | Alabama |  | X |  | 47 | CCT4 | 88153 | Combustion Turbine |  |  |  | Combustion turbine |  |  |  |  | 1.434 | 7163.1 | 502 | 1.2527 | 1.434 |  | 7163.1 | 502 | 1.434 |  | 1.434 |  | 1.434 |  | 1.434 |  | 1.434 |  | 1.434 |  | 1.434 |  | 1.434 | 1.434 | Not Coal Steam or O/G Steam | 0.40039 | 0.40039 |  | 0.2071%
Colbert | Alabama |  | X |  | 47 | CCT5 | 88154 | Combustion Turbine |  |  |  | Combustion turbine |  |  |  |  | 2.635 | 13095.9 | 948 | 1.6923 | 2.635 |  | 13095.9 | 948 | 2.635 |  | 2.635 |  | 2.635 |  | 2.635 |  | 2.635 |  | 2.635 |  | 2.635 |  | 2.635 | 2.635 | Not Coal Steam or O/G Steam | 0.40242 | 0.40242 |  | 0.2911%
Colbert | Alabama |  | X |  | 47 | CCT6 | 88155 | Combustion Turbine |  |  |  | Combustion turbine |  |  |  |  | 2.779 | 13835 | 1013 | 1.733 | 2.779 |  | 13835 | 1013 | 2.779 |  | 2.779 |  | 2.779 |  | 2.779 |  | 2.779 |  | 2.779 |  | 2.779 |  | 2.779 | 2.779 | Not Coal Steam or O/G Steam | 0.40173 | 0.40173 |  | 0.2998%
Colbert | Alabama |  | X |  | 47 | CCT7 | 88156 | Combustion Turbine |  |  |  | Combustion turbine |  |  |  |  | 2.881 | 14341.2 | 992 | 1.541 | 2.881 |  | 14341.2 | 992 | 2.881 |  | 2.881 |  | 2.881 |  | 2.881 |  | 2.881 |  | 2.881 |  | 2.881 |  | 2.881 | 2.881 | Not Coal Steam or O/G Steam | 0.40178 | 0.40178 |  | 0.2755%
Colbert | Alabama |  | X |  | 47 | CCT8 | 88157 | Combustion Turbine |  |  |  | Combustion turbine |  |  |  |  | 2.842 | 14141.9 | 1012 | 1.5067 | 2.842 |  | 14141.9 | 1012 | 2.842 |  | 2.842 |  | 2.842 |  | 2.842 |  | 2.842 |  | 2.842 |  | 2.842 |  | 2.842 | 2.842 | Not Coal Steam or O/G Steam | 0.40193 | 0.40193 |  | 0.2663%
Decatur Energy Center | Alabama |  | X |  | 55292 | CTG-1 | 4459 | Combined Cycle |  |  |  | Combined cycle | Y |  |  |  | 8.754 | 1549359.526 | 207172.33 | 9.879 | 8.754 |  | 1549359.526 | 207172.33 | 8.754 |  | 8.754 |  | 8.754 |  | 8.754 |  | 8.754 |  | 8.754 |  | 8.754 |  | 8.754 | 8.754 | Not Coal Steam or O/G Steam | 0.0113 | 0.0113 |  | 26.12%
Decatur Energy Center | Alabama |  | X |  | 55292 | CTG-2 | 4460 | Combined Cycle |  |  |  | Combined cycle | Y |  |  |  | 8.924 | 1612639.198 | 216288.78 | 10.9303 | 8.924 |  | 1612639.198 | 216288.78 | 8.924 |  | 8.924 |  | 8.924 |  | 8.924 |  | 8.924 |  | 8.924 |  | 8.924 |  | 8.924 | 8.924 | Not Coal Steam or O/G Steam | 0.011068 | 0.011068 |  | 27.75%
Decatur Energy Center | Alabama |  | X |  | 55292 | CTG-3 | 4461 | Combined Cycle |  |  |  | Combined cycle | Y |  |  |  | 10.223 | 1729017.306 | 226349.34 | 12.0503 | 10.223 |  | 1729017.306 | 226349.34 | 10.223 |  | 10.223 |  | 10.223 |  | 10.223 |  | 10.223 |  | 10.223 |  | 10.223 |  | 10.223 | 10.223 | Not Coal Steam or O/G Steam | 0.011825 | 0.011825 |  | 28.31%
E B Harris Generating Plant | Alabama |  | X |  | 7897 | 1A | 3355 | Combined Cycle |  |  |  | Combined cycle | Y |  |  |  | 29.059 | 4018789.6 | 580820.75 | 24.8683 | 29.059 |  | 4018789.6 | 580820.75 | 29.059 |  | 29.059 |  | 29.059 |  | 24.1127 | Optimize SCR | 24.1127 |  | 24.1127 |  | 24.1127 |  | 24.1127 | 24.1127 | Not Coal Steam or O/G Steam | 0.012 | 0.012 |  | 46.18%
E B Harris Generating Plant | Alabama |  | X |  | 7897 | 1B | 3356 | Combined Cycle |  |  |  | Combined cycle | Y |  |  |  | 24.813 | 5006869.675 | 726341.75 | 23.578 | 24.813 |  | 5006869.675 | 726341.75 | 24.813 |  | 24.813 |  | 24.813 |  | 24.813 |  | 24.813 |  | 24.813 |  | 24.813 |  | 24.813 | 24.813 | Not Coal Steam or O/G Steam | 0.0099116 | 0.0099116 |  | 49.71%
E B Harris Generating Plant | Alabama |  | X |  | 7897 | 2A | 3357 | Combined Cycle |  |  |  | Combined cycle | Y |  |  |  | 8.253 | 2030949.625 | 301272.75 | 13.803 | 8.253 |  | 2030949.625 | 301272.75 | 8.253 |  | 8.253 |  | 8.253 |  | 8.253 |  | 8.253 |  | 8.253 |  | 8.253 |  | 8.253 | 8.253 | Not Coal Steam or O/G Steam | 0.0081272 | 0.0081272 |  | 31.73%
E B Harris Generating Plant | Alabama |  | X |  | 7897 | 2B | 3358 | Combined Cycle |  |  |  | Combined cycle | Y |  |  |  | 15.376 | 3768466.6 | 558246 | 15.6647 | 15.376 |  | 3768466.6 | 558246 | 15.376 |  | 15.376 |  | 15.376 |  | 15.376 |  | 15.376 |  | 15.376 |  | 15.376 |  | 15.376 | 15.376 | Not Coal Steam or O/G Steam | 0.0081603 | 0.0081603 |  | 36.87%
E C Gaston | Alabama |  | X |  | 26 | 1 | 30 | O/G Steam |  |  |  | Dry bottom wall-fired boiler |  |  | Y | 254 | 107.882 | 2331795.15 | 225046 | 183.9367 | 107.882 |  | 2331795.15 | 225046 | 107.882 |  | 107.882 |  | 107.882 |  | 107.882 |  | 107.882 |  | 107.882 |  | 107.882 |  | 71.4295 | 34.9769 | O/G Steam SCR Retrofit | 0.092531 | 0.03 |  | 17.7%
E C Gaston | Alabama |  | X |  | 26 | 2 | 31 | O/G Steam |  |  |  | Dry bottom wall-fired boiler |  |  | Y | 256 | 105.961 | 2193061.425 | 210107.5 | 198.1807 | 105.961 |  | 2193061.425 | 210107.5 | 105.961 |  | 105.961 |  | 105.961 |  | 105.961 |  | 105.961 |  | 105.961 |  | 105.961 |  | 69.4285 | 32.8959 | O/G Steam SCR Retrofit | 0.096633 | 0.03 |  | 19.64%
E C Gaston | Alabama |  | X |  | 26 | 3 | 32 | O/G Steam |  |  |  | Dry bottom wall-fired boiler |  |  | Y | 254 | 146.013 | 2775937.55 | 263529 | 217.2213 | 146.013 |  | 2775937.55 | 263529 | 146.013 |  | 146.013 |  | 146.013 |  | 146.013 |  | 146.013 |  | 146.013 |  | 146.013 |  | 93.826 | 41.6391 | O/G Steam SCR Retrofit | 0.1052 | 0.03 |  | 19.83%
E C Gaston | Alabama |  | X |  | 26 | 4 | 33 | O/G Steam |  |  |  | Dry bottom wall-fired boiler |  |  | Y | 256 | 83.382 | 1514556.1 | 150379.25 | 178.042 | 83.382 |  | 1514556.1 | 150379.25 | 83.382 |  | 83.382 |  | 83.382 |  | 83.382 |  | 83.382 |  | 83.382 |  | 83.382 |  | 53.0502 | 22.7183 | O/G Steam SCR Retrofit | 0.11011 | 0.03 |  | 22.78%
E C Gaston | Alabama |  | X |  | 26 | 5 | 34 | Coal Steam |  |  |  | Tangentially-fired | Y |  |  | 832 | 719.623 | 17304087.7 | 1717288 | 810.8983 | 719.623 |  | 17304087.7 | 1717288 | 719.623 |  | 719.623 |  | 719.623 |  | 692.1635 | Optimize SCR | 692.1635 |  | 692.1635 |  | 692.1635 |  | 692.1635 | 692.1635 | Existing SCR | 0.08 | 0.08 |  | 30.33%
Gadsden | Alabama |  | X |  | 7 | 1 | 11 | O/G Steam | 1 | 2023 | 2023 | Tangentially-fired |  |  | Y | 64 |  |  |  | 22.952 | 0 | Y | 0 | 0 | 0 |  | 0 |  | 0 |  | 0 |  | 0 |  | 0 |  | 0 |  | 0 | 0 | Retired | 0 | 0 |  | 9.083%
Gadsden | Alabama |  | X |  | 7 | 2 | 12 | O/G Steam | 1 | 2023 | 2023 | Tangentially-fired |  |  | Y | 66 |  |  |  |  | 0 | Y | 0 | 0 | 0 |  | 0 |  | 0 |  | 0 |  | 0 |  | 0 |  | 0 |  | 0 | 0 | Retired | 0 | 0
Greene County | Alabama |  | X |  | 10 | 1 | 19 | O/G Steam | 12 | 2025 | 2026 | Cell burner boiler |  |  | Y | 258 | 150.445 | 2634644.9 | 264873.25 | 295.8917 | 150.445 |  | 2634644.9 | 264873.25 | 150.445 |  | 150.445 |  | 150.445 |  | 150.445 |  | 150.445 |  | 150.445 |  | 150.445 |  | 94.9823 | 39.5197 | O/G Steam SCR Retrofit | 0.11421 | 0.03 |  | 30.2%
Greene County | Alabama |  | X |  | 10 | 2 | 20 | O/G Steam | 12 | 2026 | 2027 | Dry bottom wall-fired boiler |  |  | Y | 258 | 102.704 | 1745393.275 | 169799 | 272.375 | 102.704 |  | 1745393.275 | 169799 | 102.704 |  | 102.704 |  | 102.704 |  | 102.704 |  | 102.704 |  | 102.704 |  | 102.704 |  | 64.4424 | 26.1809 | O/G Steam SCR Retrofit | 0.11769 | 0.03 |  | 27.81%
Greene County | Alabama |  | X |  | 10 | CT10 | 21 | Combustion Turbine |  |  |  | Combustion turbine |  |  |  |  | 1.896 | 42285.175 | 3099 | 1.731 | 1.896 |  | 42285.175 | 3099 | 1.896 |  | 1.896 |  | 1.896 |  | 1.896 |  | 1.896 |  | 1.896 |  | 1.896 |  | 1.896 | 1.896 | Not Coal Steam or O/G Steam | 0.089677 | 0.089677 |  | 0.8753%
Greene County | Alabama |  | X |  | 10 | CT2 | 22 | Combustion Turbine |  |  |  | Combustion turbine |  |  |  |  | 4.43 | 119397.8 | 8668.75 | 2.682 | 4.43 |  | 119397.8 | 8668.75 | 4.43 |  | 4.43 |  | 4.43 |  | 4.43 |  | 4.43 |  | 4.43 |  | 4.43 |  | 4.43 | 4.43 | Not Coal Steam or O/G Steam | 0.074206 | 0.074206 |  | 1.443%
Greene County | Alabama |  | X |  | 10 | CT3 | 23 | Combustion Turbine |  |  |  | Combustion turbine |  |  |  |  | 1.782 | 55380.375 | 4064.75 | 1.9367 | 1.782 |  | 55380.375 | 4064.75 | 1.782 |  | 1.782 |  | 1.782 |  | 1.782 |  | 1.782 |  | 1.782 |  | 1.782 |  | 1.782 | 1.782 | Not Coal Steam or O/G Steam | 0.064355 | 0.064355 |  | 1.194%
Greene County | Alabama |  | X |  | 10 | CT4 | 24 | Combustion Turbine |  |  |  | Combustion turbine |  |  |  |  | 1.411 | 36616.1 | 2709.5 | 2.0027 | 1.411 |  | 36616.1 | 2709.5 | 1.411 |  | 1.411 |  | 1.411 |  | 1.411 |  | 1.411 |  | 1.411 |  | 1.411 |  | 1.411 | 1.411 | Not Coal Steam or O/G Steam | 0.07707 | 0.07707 |  | 1.041%
Greene County | Alabama |  | X |  | 10 | CT5 | 25 | Combustion Turbine |  |  |  | Combustion turbine |  |  |  |  | 2.233 | 72495.625 | 5297 | 2 | 2.233 |  | 72495.625 | 5297 | 2.233 |  | 2.233 |  | 2.233 |  | 2.233 |  | 2.233 |  | 2.233 |  | 2.233 |  | 2.233 | 2.233 | Not Coal Steam or O/G Steam | 0.061604 | 0.061604 |  | 1.347%
Greene County | Alabama |  | X |  | 10 | CT6 | 26 | Combustion Turbine |  |  |  | Combustion turbine |  |  |  |  | 0.225 | 6699.825 | 493.5 | 1.104 | 0.225 |  | 6699.825 | 493.5 | 0.225 |  | 0.225 |  | 0.225 |  | 0.225 |  | 0.225 |  | 0.225 |  | 0.225 |  | 0.225 | 0.225 | Not Coal Steam or O/G Steam | 0.067166 | 0.067166 |  | 0.6982%
Greene County | Alabama |  | X |  | 10 | CT7 | 27 | Combustion Turbine |  |  |  | Combustion turbine |  |  |  |  | 0.181 | 4790.85 | 353 | 2.096 | 0.181 |  | 4790.85 | 353 | 0.181 |  | 0.181 |  | 0.181 |  | 0.181 |  | 0.181 |  | 0.181 |  | 0.181 |  | 0.181 | 0.181 | Not Coal Steam or O/G Steam | 0.075561 | 0.075561 |  | 1.006%
Greene County | Alabama |  | X |  | 10 | CT8 | 28 | Combustion Turbine |  |  |  | Combustion turbine |  |  |  |  | 0.186 | 5064.9 | 370.75 | 0.714 | 0.186 |  | 5064.9 | 370.75 | 0.186 |  | 0.186 |  | 0.186 |  | 0.186 |  | 0.186 |  | 0.186 |  | 0.186 |  | 0.186 | 0.186 | Not Coal Steam or O/G Steam | 0.073447 | 0.073447 |  | 0.3335%
Greene County | Alabama |  | X |  | 10 | CT9 | 29 | Combustion Turbine |  |  |  | Combustion turbine |  |  |  |  | 0.167 | 5436.925 | 392.5 | 0.76167 | 0.167 |  | 5436.925 | 392.5 | 0.167 |  | 0.167 |  | 0.167 |  | 0.167 |  | 0.167 |  | 0.167 |  | 0.167 |  | 0.167 | 0.167 | Not Coal Steam or O/G Steam | 0.061432 | 0.061432 |  | 0.4568%
Hillabee Energy Center | Alabama |  | X |  | 55411 | CT1 | 4695 | Combined Cycle |  |  |  | Combined cycle | Y |  |  |  | 30.925 | 8678934.749 | 1262006 | 30.6657 | 30.925 |  | 8678934.749 | 1262006 | 30.925 |  | 30.925 |  | 30.925 |  | 30.925 |  | 30.925 |  | 30.925 |  | 30.925 |  | 30.925 | 30.925 | Not Coal Steam or O/G Steam | 0.0071265 | 0.0071265 |  | 75.45%
Hillabee Energy Center | Alabama |  | X |  | 55411 | CT2 | 4696 | Combined Cycle |  |  |  | Combined cycle | Y |  |  |  | 30.233 | 8142191.476 | 1186416.2 | 30.4943 | 30.233 |  | 8142191.476 | 1186416.2 | 30.233 |  | 30.233 |  | 30.233 |  | 30.233 |  | 30.233 |  | 30.233 |  | 30.233 |  | 30.233 | 30.233 | Not Coal Steam or O/G Steam | 0.0074263 | 0.0074263 |  | 73.19%
Hog Bayou Energy Center | Alabama |  | X |  | 55241 | COG01 | 4286 | Combined Cycle |  |  |  | Combined cycle | Y |  |  |  | 21.938 | 5331554.278 | 700967.2 | 25.394 | 21.938 |  | 5331554.278 | 700967.2 | 21.938 |  | 21.938 |  | 21.938 |  | 21.938 |  | 21.938 |  | 21.938 |  | 21.938 |  | 21.938 | 21.938 | Not Coal Steam or O/G Steam | 0.0082295 | 0.0082295 |  | 59.33%
James H Miller Jr | Alabama |  | X |  | 6002 | 1 | 2669 | Coal Steam |  |  |  | Dry bottom wall-fired boiler | Y |  |  | 688 | 628.014 | 17926122.025 | 1835427 | 688.0107 | 628.014 |  | 17926122.025 | 1835427 | 628.014 |  | 628.014 |  | 628.014 |  | 628.014 |  | 628.014 |  | 628.014 |  | 628.014 |  | 628.014 | 628.014 | Existing SCR | 0.070067 | 0.070067 |  | 45.29%
James H Miller Jr | Alabama |  | X |  | 6002 | 2 | 2670 | Coal Steam |  |  |  | Dry bottom wall-fired boiler | Y |  |  | 695 | 835.169 | 25301757.6 | 2491921.25 | 716.8497 | 835.169 |  | 25301757.6 | 2491921.25 | 835.169 |  | 835.169 |  | 835.169 |  | 835.169 |  | 835.169 |  | 835.169 |  | 835.169 |  | 835.169 | 835.169 | Existing SCR | 0.066017 | 0.066017 |  | 59.7%
James H Miller Jr | Alabama |  | X |  | 6002 | 3 | 2671 | Coal Steam |  |  |  | Dry bottom wall-fired boiler | Y |  |  | 687 | 908.277 | 25321700.35 | 2568283 | 816.8013 | 908.277 |  | 25321700.35 | 2568283 | 908.277 |  | 908.277 |  | 908.277 |  | 908.277 |  | 908.277 |  | 908.277 |  | 908.277 |  | 908.277 | 908.277 | Existing SCR | 0.071739 | 0.071739 |  | 56.6%
James H Miller Jr | Alabama |  | X |  | 6002 | 4 | 2672 | Coal Steam |  |  |  | Dry bottom wall-fired boiler | Y |  |  | 699 | 796.953 | 26945179.1 | 2595001 | 755.1147 | 796.953 |  | 26945179.1 | 2595001 | 796.953 |  | 796.953 |  | 796.953 |  | 796.953 |  | 796.953 |  | 796.953 |  | 796.953 |  | 796.953 | 796.953 | Existing SCR | 0.059154 | 0.059154 |  | 54.29%
McIntosh (7063) | Alabama |  | X |  | 7063 | **1 | 2924 | Combustion Turbine |  |  |  | Other turbine |  |  |  |  | 6.346 | 56741.176 | 12273.28 | 2.9917 | 6.346 |  | 56741.176 | 12273.28 | 6.346 |  | 6.346 |  | 6.346 |  | 6.346 |  | 6.346 |  | 6.346 |  | 6.346 |  | 6.346 | 6.346 | Not Coal Steam or O/G Steam | 0.22368 | 0.22368 |  | 0.8534%
McIntosh (7063) | Alabama |  | X |  | 7063 | **2 | 2925 | Combustion Turbine |  |  |  | Combustion turbine |  |  |  |  | 8.415 | 265465.664 | 22114.59 | 6.503 | 8.415 |  | 265465.664 | 22114.59 | 8.415 |  | 8.415 |  | 8.415 |  | 8.415 |  | 8.415 |  | 8.415 |  | 8.415 |  | 8.415 | 8.415 | Not Coal Steam or O/G Steam | 0.063398 | 0.063398 |  | 4.037%
McIntosh (7063) | Alabama |  | X |  | 7063 | **3 | 2926 | Combustion Turbine |  |  |  | Combustion turbine |  |  |  |  | 8.57 | 285331.334 | 23310.88 | 10.3903 | 8.57 |  | 285331.334 | 23310.88 | 8.57 |  | 8.57 |  | 8.57 |  | 8.57 |  | 8.57 |  | 8.57 |  | 8.57 |  | 8.57 | 8.57 | Not Coal Steam or O/G Steam | 0.060071 | 0.060071 |  | 7.267%
McIntosh (7063) | Alabama |  | X |  | 7063 | **4 | 90423 | Combustion Turbine |  |  |  | Combustion turbine |  |  |  |  | 25.33 | 1467499.793 | 141160.87 | 27.341 | 25.33 |  | 1467499.793 | 141160.87 | 25.33 |  | 25.33 |  | 25.33 |  | 25.33 |  | 25.33 |  | 25.33 |  | 25.33 |  | 25.33 | 25.33 | Not Coal Steam or O/G Steam | 0.034521 | 0.034521 |  | 19.41%
McIntosh (7063) | Alabama |  | X |  | 7063 | **5 | 90424 | Combustion Turbine |  |  |  | Combustion turbine |  |  |  |  | 25.973 | 1514612.924 | 145511.02 | 24.0043 | 25.973 |  | 1514612.924 | 145511.02 | 25.973 |  | 25.973 |  | 25.973 |  | 25.973 |  | 25.973 |  | 25.973 |  | 25.973 |  | 25.973 | 25.973 | Not Coal Steam or O/G Steam | 0.034297 | 0.034297 |  | 17.37%
McWilliams | Alabama |  | X |  | 533 | **4 | 320 | Combined Cycle |  |  |  | Combined cycle |  |  |  |  | 31.215 | 1590753.803 | 154869.55 | 31.8493 | 31.215 |  | 1590753.803 | 154869.55 | 31.215 |  | 31.215 |  | 31.215 |  | 31.215 |  | 31.215 |  | 31.215 |  | 31.215 |  | 31.215 | 31.215 | Not Coal Steam or O/G Steam | 0.039246 | 0.039246 |  | 30.98%
McWilliams | Alabama |  | X |  | 533 | **V1 | 324 | Combined Cycle |  |  |  | Combined cycle | Y |  |  |  | 31.07 | 5529427.938 | 528888.96 | 32.6387 | 31.07 |  | 5529427.938 | 528888.96 | 31.07 |  | 31.07 |  | 31.07 |  | 31.07 |  | 31.07 |  | 31.07 |  | 31.07 |  | 31.07 | 31.07 | Not Coal Steam or O/G Steam | 0.011238 | 0.011238 |  | 76.33%
McWilliams | Alabama |  | X |  | 533 | **V2 | 325 | Combined Cycle |  |  |  | Combined cycle | Y |  |  |  | 33.567 | 6081831.169 | 577847.24 | 34.6677 | 33.567 |  | 6081831.169 | 577847.24 | 33.567 |  | 33.567 |  | 33.567 |  | 33.567 |  | 33.567 |  | 33.567 |  | 33.567 |  | 33.567 | 33.567 | Not Coal Steam or O/G Steam | 0.011038 | 0.011038 |  | 81.24%
Morgan Energy Center | Alabama |  | X |  | 55293 | CT-1 | 4462 | Combined Cycle |  |  |  | Combined cycle | Y |  |  |  | 11.114 | 4273227.761 | 568395.99 | 12.6597 | 11.114 |  | 4273227.761 | 568395.99 | 11.114 |  | 11.114 |  | 11.114 |  | 11.114 |  | 11.114 |  | 11.114 |  | 11.114 |  | 11.114 | 11.114 | Not Coal Steam or O/G Steam | 0.0052017 | 0.0052017 |  | 46.01%
Morgan Energy Center | Alabama |  | X |  | 55293 | CT-2 | 4463 | Combined Cycle |  |  |  | Combined cycle | Y |  |  |  | 15.11 | 4278585.48 | 559931.39 | 14.6893 | 15.11 |  | 4278585.48 | 559931.39 | 15.11 |  | 15.11 |  | 15.11 |  | 15.11 |  | 15.11 |  | 15.11 |  | 15.11 |  | 15.11 | 15.11 | Not Coal Steam or O/G Steam | 0.0070631 | 0.0070631 |  | 48.31%
Morgan Energy Center | Alabama |  | X |  | 55293 | CT-3 | 4464 | Combined Cycle |  |  |  | Combined cycle | Y |  |  |  | 14.095 | 3980535.232 | 524697.98 | 12.9873 | 14.095 |  | 3980535.232 | 524697.98 | 14.095 |  | 14.095 |  | 14.095 |  | 14.095 |  | 14.095 |  | 14.095 |  | 14.095 |  | 14.095 | 14.095 | Not Coal Steam or O/G Steam | 0.007082 | 0.007082 |  | 43.14%
Plant H. Allen Franklin | Alabama |  | X |  | 7710 | 1A | 3285 | Combined Cycle |  |  |  | Combined cycle | Y |  |  |  | 26.964 | 5683093.675 | 854718.5 | 26.8893 | 26.964 |  | 5683093.675 | 854718.5 | 26.964 |  | 26.964 |  | 26.964 |  | 26.964 |  | 26.964 |  | 26.964 |  | 26.964 |  | 26.964 | 26.964 | Not Coal Steam or O/G Steam | 0.0094892 | 0.0094892 |  | 64.49%
Plant H. Allen Franklin | Alabama |  | X |  | 7710 | 1B | 3286 | Combined Cycle |  |  |  | Combined cycle | Y |  |  |  | 26.633 | 5811106.325 | 870408.5 | 26.69 | 26.633 |  | 5811106.325 | 870408.5 | 26.633 |  | 26.633 |  | 26.633 |  | 26.633 |  | 26.633 |  | 26.633 |  | 26.633 |  | 26.633 | 26.633 | Not Coal Steam or O/G Steam | 0.0091662 | 0.0091662 |  | 65.41%
Plant H. Allen Franklin | Alabama |  | X |  | 7710 | 2A | 3287 | Combined Cycle |  |  |  | Combined cycle | Y |  |  |  | 21.54 | 4712039.85 | 679586.75 | 26.6793 | 21.54 |  | 4712039.85 | 679586.75 | 21.54 |  | 21.54 |  | 21.54 |  | 21.54 |  | 21.54 |  | 21.54 |  | 21.54 |  | 21.54 | 21.54 | Not Coal Steam or O/G Steam | 0.0091425 | 0.0091425 |  | 65.37%
Plant H. Allen Franklin | Alabama |  | X |  | 7710 | 2B | 3288 | Combined Cycle |  |  |  | Combined cycle | Y |  |  |  | 20.8 | 4641663.15 | 680062.25 | 26.3757 | 20.8 |  | 4641663.15 | 680062.25 | 20.8 |  | 20.8 |  | 20.8 |  | 20.8 |  | 20.8 |  | 20.8 |  | 20.8 |  | 20.8 | 20.8 | Not Coal Steam or O/G Steam | 0.0089623 | 0.0089623 |  | 64.86%
Plant H. Allen Franklin | Alabama |  | X |  | 7710 | 3A | 3289 | Combined Cycle |  |  |  | Combined cycle | Y |  |  |  | 26.362 | 6251194.25 | 899427 | 27.2057 | 26.362 |  | 6251194.25 | 899427 | 26.362 |  | 26.362 |  | 26.362 |  | 26.362 |  | 26.362 |  | 26.362 |  | 26.362 |  | 26.362 | 26.362 | Not Coal Steam or O/G Steam | 0.0084342 | 0.0084342 |  | 68.61%
Plant H. Allen Franklin | Alabama |  | X |  | 7710 | 3B | 3290 | Combined Cycle |  |  |  | Combined cycle | Y |  |  |  | 28.147 | 5849572.7 | 853043.75 | 28.1523 | 28.147 |  | 5849572.7 | 853043.75 | 28.147 |  | 28.147 |  | 28.147 |  | 28.147 |  | 28.147 |  | 28.147 |  | 28.147 |  | 28.147 | 28.147 | Not Coal Steam or O/G Steam | 0.0096236 | 0.0096236 |  | 66.14%
SABIC Innovative Plastics - Burkville | Alabama |  | X |  | 7698 | CC1 | 3140 | Combined Cycle |  |  |  | Combined cycle |  |  |  |  | 31.922 | 2368503.75 | 345343.75 | 29.029 | 31.922 |  | 2368503.75 | 345343.75 | 31.922 |  | 31.922 |  | 31.922 |  | 31.922 |  | 31.922 |  | 31.922 |  | 31.922 |  | 31.922 | 31.922 | Not Coal Steam or O/G Steam | 0.026955 | 0.026955 |  | 40.53%
Tenaska Lindsay Hill Generating Station | Alabama |  | X |  | 55271 | CT1 | 4383 | Combined Cycle |  |  |  | Combined cycle | Y |  |  |  | 2.082 | 381101.178 | 51366.44 | 6.5823 | 2.082 |  | 381101.178 | 51366.44 | 2.082 |  | 2.082 |  | 2.082 |  | 2.082 |  | 2.082 |  | 2.082 |  | 2.082 |  | 2.082 | 2.082 | Not Coal Steam or O/G Steam | 0.010926 | 0.010926 |  | 18.73%
Tenaska Lindsay Hill Generating Station | Alabama |  | X |  | 55271 | CT2 | 4384 | Combined Cycle |  |  |  | Combined cycle | Y |  |  |  | 2.304 | 411876.27 | 50349.39 | 7.4693 | 2.304 |  | 411876.27 | 50349.39 | 2.304 |  | 2.304 |  | 2.304 |  | 2.304 |  | 2.304 |  | 2.304 |  | 2.304 |  | 2.304 | 2.304 | Not Coal Steam or O/G Steam | 0.011188 | 0.011188 |  | 20.37%
Tenaska Lindsay Hill Generating Station | Alabama |  | X |  | 55271 | CT3 | 4385 | Combined Cycle |  |  |  | Combined cycle | Y |  |  |  | 23.955 | 6665235.178 | 874204.66 | 13.5563 | 23.955 |  | 6665235.178 | 874204.66 | 23.955 |  | 23.955 |  | 23.955 |  | 23.955 |  | 23.955 |  | 23.955 |  | 23.955 |  | 23.955 | 23.955 | Not Coal Steam or O/G Steam | 0.007188 | 0.007188 |  | 42.37%
Theodore Cogeneration | Alabama |  | X |  | 7721 | CC1 | 3151 | Combined Cycle |  |  |  | Combined cycle | Y |  |  |  | 17.706 | 5096523.2 | 850554 | 20.4007 | 17.706 |  | 5096523.2 | 850554 | 17.706 |  | 17.706 |  | 17.706 |  | 17.706 |  | 17.706 |  | 17.706 |  | 17.706 |  | 17.706 | 17.706 | Not Coal Steam or O/G Steam | 0.0069483 | 0.0069483 |  | 58.95%
Walton Discover Power Facility | Alabama |  | X |  | 55138 | 1A | 88304 | Combustion Turbine |  |  |  | Combustion turbine | [7 empty] | 1.0333 | [20 empty] | Not Coal Steam or O/G Steam | 0 | 0 |  | 0.6344%
Walton Discover Power Facility | Alabama |  | X |  | 55138 | 1B | 88305 | Combustion Turbine |  |  |  | Combustion turbine | [7 empty] | 1.942 | [20 empty] | Not Coal Steam or O/G Steam | 0 | 0 |  | 0.7621%
Walton Discover Power Facility | Alabama |  | X |  | 55138 | 2A | 88306 | Combustion Turbine |  |  |  | Combustion turbine | [7 empty] | 0.034 | [20 empty] | Not Coal Steam or O/G Steam | 0 | 0 |  | 0.01136%
Walton Discover Power Facility | Alabama |  | X |  | 55138 | 2B | 88307 | Combustion Turbine |  |  |  | Combustion turbine | [7 empty] | 0.029 | [20 empty] | Not Coal Steam or O/G Steam | 0 | 0 |  | 0.01105%
Washington County Cogen (Olin) | Alabama |  | X |  | 7697 | CC1 | 3139 | Combined Cycle |  |  |  | Combined cycle |  |  |  |  | 42.272 | 3428146.95 | 469534.25 | 61.7593 | 42.272 |  | 3428146.95 | 469534.25 | 42.272 |  | 42.272 |  | 42.272 |  | 42.272 |  | 42.272 |  | 42.272 |  | 42.272 |  | 42.272 | 42.272 | Not Coal Steam or O/G Steam | 0.024662 | 0.024662 |  | 70.82%
APS Saguaro Power Plant | Arizona |  |  |  | 118 | CT3 | 8250 | Combustion Turbine |  |  |  | Combustion turbine |  |  |  |  | 6.458 | 378022.376 | 29313.07 | 5.4483 | 6.458 |  | 378022.376 | 29313.07 | 6.458 |  | 6.458 |  | 6.458 |  | 6.458 |  | 6.458 |  | 6.458 |  | 6.458 |  | 6.458 | 6.458 | Not Coal Steam or O/G Steam | 0.034167 | 0.034167 |  | 8.484%
APS West Phoenix Power Plant | Arizona |  |  |  | 117 | CC4 | 70 | Combined Cycle |  |  |  | Combined cycle |  |  |  |  | 21.892 | 1495040.925 | 183566.01 | 22.499 | 21.892 |  | 1495040.925 | 183566.01 | 21.892 |  | 21.892 |  | 21.892 |  | 21.892 |  | 21.892 |  | 21.892 |  | 21.892 |  | 21.892 | 21.892 | Not Coal Steam or O/G Steam | 0.029286 | 0.029286 |  | 35.89%
APS West Phoenix Power Plant | Arizona |  |  |  | 117 | CC5A | 71 | Combined Cycle |  |  |  | Combined cycle | Y |  |  |  | 25.511 | 3369384.036 | 495792.9 | 24.5637 | 25.511 |  | 3369384.036 | 495792.9 | 25.511 |  | 25.511 |  | 25.511 |  | 20.2163 | Optimize SCR | 20.2163 |  | 20.2163 |  | 20.2163 |  | 20.2163 | 20.2163 | Not Coal Steam or O/G Steam | 0.012 | 0.012 |  | 46.18%
APS West Phoenix Power Plant | Arizona |  |  |  | 117 | CC5B | 88097 | Combined Cycle |  |  |  | Combined cycle | Y |  |  |  | 30.566 | 4320051.786 | 625126.63 | 27.6973 | 30.566 |  | 4320051.786 | 625126.63 | 30.566 |  | 30.566 |  | 30.566 |  | 25.9203 | Optimize SCR | 25.9203 |  | 25.9203 |  | 25.9203 |  | 25.9203 | 25.9203 | Not Coal Steam or O/G Steam | 0.012 | 0.012 |  | 51.86%
Agua Fria Generating Station | Arizona |  |  |  | 141 | 1 | 86 | O/G Steam |  |  |  | Dry bottom wall-fired boiler |  |  |  | 113 | 33.164 | 295880.089 | 27372.79 | 79.9177 | 33.164 |  | 295880.089 | 27372.79 | 33.164 |  | 33.164 |  | 33.164 |  | 33.164 |  | 33.164 |  | 33.164 |  | 33.164 |  | 33.164 | 33.164 | Oil/Gas Steam Under 150 Tons (2019-2021 Average) | 0.22417 | 0.22417 |  | 7.582%
Agua Fria Generating Station | Arizona |  |  |  | 141 | 2 | 87 | O/G Steam |  |  |  | Dry bottom wall-fired boiler |  |  |  | 113 | 29.795 | 278807.191 | 25771.72 | 66.5953 | 29.795 |  | 278807.191 | 25771.72 | 29.795 |  | 29.795 |  | 29.795 |  | 29.795 |  | 29.795 |  | 29.795 |  | 29.795 |  | 29.795 | 29.795 | Oil/Gas Steam Under 150 Tons (2019-2021 Average) | 0.21373 | 0.21373 |  | 7.285%
Agua Fria Generating Station | Arizona |  |  |  | 141 | 3 | 88 | O/G Steam |  |  |  | Dry bottom turbo-fired boiler |  |  |  | 181 | 87.824 | 520440.423 | 48234.61 | 225.907 | 87.824 |  | 520440.423 | 48234.61 | 87.824 |  | 87.824 |  | 87.824 |  | 87.824 |  | 87.824 |  | 87.824 |  | 87.824 |  | 47.8153 | 7.8066 | O/G Steam SCR Retrofit | 0.3375 | 0.03 |  | 11.26%
Apache Station | Arizona |  |  |  | 160 | 1 | 92 | O/G Steam |  |  |  | Dry bottom wall-fired boiler |  |  |  | 72 | 16.282 | 828334.84 | 73604.75 | 21.8313 | 16.282 |  | 828334.84 | 73604.75 | 16.282 |  | 16.282 |  | 16.282 |  | 16.282 |  | 16.282 |  | 16.282 |  | 16.282 |  | 16.282 | 16.282 | O/G Steam Under 100 MW | 0.039313 | 0.039313 |  | 30.78%
Apache Station | Arizona |  |  |  | 160 | 2 | 93 | O/G Steam |  |  |  | Dry bottom turbo-fired boiler |  |  |  | 175 | 139.225 | 4503917.483 | 432037.14 | 177.7293 | 139.225 |  | 4503917.483 | 432037.14 | 139.225 |  | 139.225 |  | 139.225 |  | 139.225 |  | 139.225 |  | 139.225 |  | 139.225 |  | 103.3919 | 67.5588 | O/G Steam SCR Retrofit | 0.061824 | 0.03 |  | 75.81%
Apache Station | Arizona |  |  |  | 160 | 3 | 94 | Coal Steam |  |  |  | Dry bottom turbo-fired boiler |  | Y |  | 175 | 749.477 | 6681655.777 | 646160.95 | 514.837 | 749.477 |  | 6681655.777 | 646160.95 | 749.477 |  | 749.477 |  | 749.477 |  | 749.477 |  | 749.477 |  | 619.2224 | Y | 619.2224 |  | 393.1319 | 167.0414 | Coal Steam SCR Retrofit | 0.18535 | 0.05 |  | 77.27%
Apache Station | Arizona |  |  |  | 160 | 4 | 88320 | Combustion Turbine |  |  |  | Combustion turbine | Y |  |  |  | 3.294 | 304800.246 | 28975.17 | 3.839 | 3.294 |  | 304800.246 | 28975.17 | 3.294 |  | 3.294 |  | 3.294 |  | 3.294 |  | 3.294 |  | 3.294 |  | 3.294 |  | 3.294 | 3.294 | Not Coal Steam or O/G Steam | 0.021614 | 0.021614 |  | 23.95%
Arlington Valley Energy Facility | Arizona |  |  |  | 55282 | CTG1 | 4420 | Combined Cycle |  |  |  | Combined cycle | Y |  |  |  | 18.328 | 4288359.851 | 605882.93 | 18.0133 | 18.328 |  | 4288359.851 | 605882.93 | 18.328 |  | 18.328 |  | 18.328 |  | 18.328 |  | 18.328 |  | 18.328 |  | 18.328 |  | 18.328 | 18.328 | Not Coal Steam or O/G Steam | 0.0085478 | 0.0085478 |  | 53.71%
Arlington Valley Energy Facility | Arizona |  |  |  | 55282 | CTG2 | 4421 | Combined Cycle |  |  |  | Combined cycle | Y |  |  |  | 19.22 | 4384775.399 | 617124.84 | 18.0137 | 19.22 |  | 4384775.399 | 617124.84 | 19.22 |  | 19.22 |  | 19.22 |  | 19.22 |  | 19.22 |  | 19.22 |  | 19.22 |  | 19.22 | 19.22 | Not Coal Steam or O/G Steam | 0.0087667 | 0.0087667 |  | 56.59%
Black Mountain Generating Station | Arizona |  |  |  | 56482 | 1 | 89755 | Combustion Turbine |  |  |  | Combustion turbine |  |  |  |  | 24.318 | 457265.457 | 46048.79 | 15.8377 | 24.318 |  | 457265.457 | 46048.79 | 24.318 |  | 24.318 |  | 24.318 |  | 24.318 |  | 24.318 |  | 24.318 |  | 24.318 |  | 24.318 | 24.318 | Not Coal Steam or O/G Steam | 0.10636 | 0.10636 |  | 18.12%
Black Mountain Generating Station | Arizona |  |  |  | 56482 | 2 | 89756 | Combustion Turbine |  |  |  | Combustion turbine |  |  |  |  | 16.592 | 374569.966 | 36626.99 | 17.6487 | 16.592 |  | 374569.966 | 36626.99 | 16.592 |  | 16.592 |  | 16.592 |  | 16.592 |  | 16.592 |  | 16.592 |  | 16.592 |  | 16.592 | 16.592 | Not Coal Steam or O/G Steam | 0.088592 | 0.088592 |  | 23.64%
Cholla | Arizona |  |  |  | 113 | 1 | 62 | Coal Steam |  |  | 2026 | Tangentially-fired |  |  |  | 116 | 388.953 | 4361811.698 | 376546.66 | 277.5987 | 388.953 |  | 4361811.698 | 376546.66 | 388.953 |  | 388.953 |  | 388.953 |  | 388.953 |  | 388.953 |  | 388.953 |  | 388.953 |  | 248.9991 | 109.0453 | Coal Steam SCR Retrofit | 0.17834 | 0.05 |  | 58.7%
Cholla | Arizona |  |  |  | 113 | 3 | 64 | Coal Steam |  |  | 2026 | Tangentially-fired |  |  |  | 271 | 815.886 | 8564103.815 | 732404.59 | 682.6567 | 815.886 |  | 8564103.815 | 732404.59 | 815.886 |  | 815.886 |  | 815.886 |  | 815.886 |  | 815.886 |  | 815.886 |  | 815.886 |  | 514.9943 | 214.1026 | Coal Steam SCR Retrofit | 0.19054 | 0.05 |  | 33.33%
Coolidge Generating Station | Arizona |  |  |  | 56948 | CT01 | 90464 | Combustion Turbine |  |  |  | Combustion turbine | Y |  |  |  | 0.203 | 59490.73 | 5904.68 | 0.34433 | 0.203 |  | 59490.73 | 5904.68 | 0.203 |  | 0.203 |  | 0.203 |  | 0.203 |  | 0.203 |  | 0.203 |  | 0.203 |  | 0.203 | 0.203 | Not Coal Steam or O/G Steam | 0.0068246 | 0.0068246 |  | 6.316%
Coolidge Generating Station | Arizona |  |  |  | 56948 | CT02 | 90465 | Combustion Turbine |  |  |  | Combustion turbine | Y |  |  |  | 0.236 | 62592.875 | 6161.22 | 0.38067 | 0.236 |  | 62592.875 | 6161.22 | 0.236 |  | 0.236 |  | 0.236 |  | 0.236 |  | 0.236 |  | 0.236 |  | 0.236 |  | 0.236 | 0.236 | Not Coal Steam or O/G Steam | 0.0075408 | 0.0075408 |  | 6.493%
Coolidge Generating Station | Arizona |  |  |  | 56948 | CT03 | 90466 | Combustion Turbine |  |  |  | Combustion turbine | Y |  |  |  | 0.465 | 69733.276 | 6942.81 | 0.52167 | 0.465 |  | 69733.276 | 6942.81 | 0.465 |  | 0.465 |  | 0.465 |  | 0.465 |  | 0.465 |  | 0.465 |  | 0.465 |  | 0.465 | 0.465 | Not Coal Steam or O/G Steam | 0.013337 | 0.013337 |  | 7.16%
Coolidge Generating Station | Arizona |  |  |  | 56948 | CT04 | 90467 | Combustion Turbine |  |  |  | Combustion turbine | Y |  |  |  | 0.329 | 86681.177 | 8452.14 | 0.45133 | 0.329 |  | 86681.177 | 8452.14 | 0.329 |  | 0.329 |  | 0.329 |  | 0.329 |  | 0.329 |  | 0.329 |  | 0.329 |  | 0.329 | 0.329 | Not Coal Steam or O/G Steam | 0.007591 | 0.007591 |  | 7.945%
Coolidge Generating Station | Arizona |  |  |  | 56948 | CT05 | 90468 | Combustion Turbine |  |  |  | Combustion turbine | Y |  |  |  | 0.705 | 176610.967 | 18034.81 | 0.61067 | 0.705 |  | 176610.967 | 18034.81 | 0.705 |  | 0.705 |  | 0.705 |  | 0.705 |  | 0.705 |  | 0.705 |  | 0.705 |  | 0.705 | 0.705 | Not Coal Steam or O/G Steam | 0.0079836 | 0.0079836 |  | 9.149%
Coolidge Generating Station | Arizona |  |  |  | 56948 | CT06 | 90469 | Combustion Turbine |  |  |  | Combustion turbine | Y |  |  |  | 0.559 | 166396.773 | 16622.81 | 0.543 | 0.559 |  | 166396.773 | 16622.81 | 0.559 |  | 0.559 |  | 0.559 |  | 0.559 |  | 0.559 |  | 0.559 |  | 0.559 |  | 0.559 | 0.559 | Not Coal Steam or O/G Steam | 0.0067189 | 0.0067189 |  | 9.863%
Coolidge Generating Station | Arizona |  |  |  | 56948 | CT07 | 90470 | Combustion Turbine |  |  |  | Combustion turbine | Y |  |  |  | 0.792 | 184447.682 | 18525.38 | 0.80367 | 0.792 |  | 184447.682 | 18525.38 | 0.792 |  | 0.792 |  | 0.792 |  | 0.792 |  | 0.792 |  | 0.792 |  | 0.792 |  | 0.792 | 0.792 | Not Coal Steam or O/G Steam | 0.0085878 | 0.0085878 |  | 11.35%
Coolidge Generating Station | Arizona |  |  |  | 56948 | CT08 | 90471 | Combustion Turbine |  |  |  | Combustion turbine | Y |  |  |  | 0.711 | 193961.575 | 19750.82 | 0.86267 | 0.711 |  | 193961.575 | 19750.82 | 0.711 |  | 0.711 |  | 0.711 |  | 0.711 |  | 0.711 |  | 0.711 |  | 0.711 |  | 0.711 | 0.711 | Not Coal Steam or O/G Steam | 0.0073313 | 0.0073313 |  | 13.14%
Coolidge Generating Station | Arizona |  |  |  | 56948 | CT09 | 90472 | Combustion Turbine |  |  |  | Combustion turbine | Y |  |  |  | 0.443 | 114866.329 | 11802.37 | 0.69667 | 0.443 |  | 114866.329 | 11802.37 | 0.443 |  | 0.443 |  | 0.443 |  | 0.443 |  | 0.443 |  | 0.443 |  | 0.443 |  | 0.443 | 0.443 | Not Coal Steam or O/G Steam | 0.0077133 | 0.0077133 |  | 9.758%
Coolidge Generating Station | Arizona |  |  |  | 56948 | CT10 | 90473 | Combustion Turbine |  |  |  | Combustion turbine | Y |  |  |  | 0.457 | 137695.959 | 13940.62 | 0.66633 | 0.457 |  | 137695.959 | 13940.62 | 0.457 |  | 0.457 |  | 0.457 |  | 0.457 |  | 0.457 |  | 0.457 |  | 0.457 |  | 0.457 | 0.457 | Not Coal Steam or O/G Steam | 0.0066378 | 0.0066378 |  | 10.66%
Coolidge Generating Station | Arizona |  |  |  | 56948 | CT11 | 90474 | Combustion Turbine |  |  |  | Combustion turbine | Y |  |  |  | 0.583 | 149092.1 | 14929.18 | 0.84633 | 0.583 |  | 149092.1 | 14929.18 | 0.583 |  | 0.583 |  | 0.583 |  | 0.583 |  | 0.583 |  | 0.583 |  | 0.583 |  | 0.583 | 0.583 | Not Coal Steam or O/G Steam | 0.0078207 | 0.0078207 |  | 12.41%
Coolidge Generating Station | Arizona |  |  |  | 56948 | CT12 | 90475 | Combustion Turbine |  |  |  | Combustion turbine | Y |  |  |  | 0.645 | 156828.47 | 15855.36 | 0.86633 | 0.645 |  | 156828.47 | 15855.36 | 0.645 |  | 0.645 |  | 0.645 |  | 0.645 |  | 0.645 |  | 0.645 |  | 0.645 |  | 0.645 | 0.645 | Not Coal Steam or O/G Steam | 0.0082255 | 0.0082255 |  | 12.75%
Coronado Generating Station | Arizona |  |  |  | 6177 | U1B | 2823 | Coal Steam |  |  |  | Dry bottom turbo-fired boiler |  |  |  | 380 | 1542.467 | 10458154.369 | 1025816.73 | 1209.233 | 1542.467 |  | 10458154.369 | 1025816.73 | 1542.467 |  | 1542.467 |  | 1542.467 |  | 1542.467 |  | 1542.467 |  | 1542.467 |  | 1542.467 |  | 901.9604 | 261.4539 | Coal Steam SCR Retrofit | 0.29498 | 0.05 |  | 50.83%
Coronado Generating Station | Arizona |  |  |  | 6177 | U2B | 2824 | Coal Steam |  |  |  | Dry bottom turbo-fired boiler | Y |  |  | 382 | 376.526 | 12360918.751 | 1143782.67 | 295.3293 | 376.526 |  | 12360918.751 | 1143782.67 | 376.526 |  | 376.526 |  | 376.526 |  | 376.526 |  | 376.526 |  | 376.526 |  | 376.526 |  | 376.526 | 376.526 | Existing SCR | 0.060922 | 0.060922 |  | 58.59%
De Moss Petrie Generating Station | Arizona |  |  |  | 124 | GT1 | 76 | Combustion Turbine |  |  |  | Combustion turbine |  |  |  |  | 0.391 | 10331.926 | 815.32 | 1.193 | 0.391 |  | 10331.926 | 815.32 | 0.391 |  | 0.391 |  | 0.391 |  | 0.391 |  | 0.391 |  | 0.391 |  | 0.391 |  | 0.391 | 0.391 | Not Coal Steam or O/G Steam | 0.075688 | 0.075688 |  | 1.656%
Desert Basin Generating Station | Arizona |  |  |  | 55129 | DBG1 | 3964 | Combined Cycle |  |  |  | Combined cycle | Y |  |  |  | 24.234 | 4322770.394 | 562629.68 | 24.1607 | 24.234 |  | 4322770.394 | 562629.68 | 24.234 |  | 24.234 |  | 24.234 |  | 24.234 |  | 24.234 |  | 24.234 |  | 24.234 |  | 24.234 | 24.234 | Not Coal Steam or O/G Steam | 0.011212 | 0.011212 |  | 47.78%
Desert Basin Generating Station | Arizona |  |  |  | 55129 | DBG2 | 3965 | Combined Cycle |  |  |  | Combined cycle | Y |  |  |  | 25.638 | 4531191.202 | 589399.74 | 27.23 | 25.638 |  | 4531191.202 | 589399.74 | 25.638 |  | 25.638 |  | 25.638 |  | 25.638 |  | 25.638 |  | 25.638 |  | 25.638 |  | 25.638 | 25.638 | Not Coal Steam or O/G Steam | 0.011316 | 0.011316 |  | 53.73%
Gila River Power Station | Arizona |  |  |  | 55306 | 1CTGA | 8508 | Combined Cycle |  |  |  | Combined cycle | Y |  |  |  | 17.914 | 4392962.577 | 616584.97 | 19.5523 | 17.914 |  | 4392962.577 | 616584.97 | 17.914 |  | 17.914 |  | 17.914 |  | 17.914 |  | 17.914 |  | 17.914 |  | 17.914 |  | 17.914 | 17.914 | Not Coal Steam or O/G Steam | 0.0081558 | 0.0081558 |  | 50.68%
Gila River Power Station | Arizona |  |  |  | 55306 | 1CTGB | 8510 | Combined Cycle |  |  |  | Combined cycle | Y |  |  |  | 18.611 | 4311080.878 | 599447.55 | 19.6403 | 18.611 |  | 4311080.878 | 599447.55 | 18.611 |  | 18.611 |  | 18.611 |  | 18.611 |  | 18.611 |  | 18.611 |  | 18.611 |  | 18.611 | 18.611 | Not Coal Steam or O/G Steam | 0.008634 | 0.008634 |  | 53.13%
Gila River Power Station | Arizona |  |  |  | 55306 | 2CTGA | 8512 | Combined Cycle |  |  |  | Combined cycle | Y |  |  |  | 19.514 | 5538281.698 | 770046.27 | 19.927 | 19.514 |  | 5538281.698 | 770046.27 | 19.514 |  | 19.514 |  | 19.514 |  | 19.514 |  | 19.514 |  | 19.514 |  | 19.514 |  | 19.514 | 19.514 | Not Coal Steam or O/G Steam | 0.007047 | 0.007047 |  | 67.37%
Gila River Power Station | Arizona |  |  |  | 55306 | 2CTGB | 8514 | Combined Cycle |  |  |  | Combined cycle | Y |  |  |  | 19.828 | 5628830.258 | 784374.92 | 19.8683 | 19.828 |  | 5628830.258 | 784374.92 | 19.828 |  | 19.828 |  | 19.828 |  | 19.828 |  | 19.828 |  | 19.828 |  | 19.828 |  | 19.828 | 19.828 | Not Coal Steam or O/G Steam | 0.0070452 | 0.0070452 |  | 65.17%
Gila River Power Station | Arizona |  |  |  | 55306 | 3CTGA | 8516 | Combined Cycle |  |  |  | Combined cycle | Y |  |  |  | 19.745 | 5133843.56 | 719119.84 | 18.7227 | 19.745 |  | 5133843.56 | 719119.84 | 19.745 |  | 19.745 |  | 19.745 |  | 19.745 |  | 19.745 |  | 19.745 |  | 19.745 |  | 19.745 | 19.745 | Not Coal Steam or O/G Steam | 0.0076921 | 0.0076921 |  | 53.08%
Gila River Power Station | Arizona |  |  |  | 55306 | 3CTGB | 8518 | Combined Cycle |  |  |  | Combined cycle | Y |  |  |  | 18.112 | 5129974.353 | 718137.13 | 18.3853 | 18.112 |  | 5129974.353 | 718137.13 | 18.112 |  | 18.112 |  | 18.112 |  | 18.112 |  | 18.112 |  | 18.112 |  | 18.112 |  | 18.112 | 18.112 | Not Coal Steam or O/G Steam | 0.0070612 | 0.0070612 |  | 52.84%
Gila River Power Station | Arizona |  |  |  | 55306 | 4CTGA | 8520 | Combined Cycle |  |  |  | Combined cycle | Y |  |  |  | 20.118 | 5075262.342 | 699878.49 | 15.7403 | 20.118 |  | 5075262.342 | 699878.49 | 20.118 |  | 20.118 |  | 20.118 |  | 20.118 |  | 20.118 |  | 20.118 |  | 20.118 |  | 20.118 | 20.118 | Not Coal Steam or O/G Steam | 0.0079279 | 0.0079279 |  | 43.45%
Gila River Power Station | Arizona |  |  |  | 55306 | 4CTGB | 8522 | Combined Cycle |  |  |  | Combined cycle | Y |  |  |  | 21.517 | 4833465.225 | 670765.93 | 16.9297 | 21.517 |  | 4833465.225 | 670765.93 | 21.517 |  | 21.517 |  | 21.517 |  | 21.517 |  | 21.517 |  | 21.517 |  | 21.517 |  | 21.517 | 21.517 | Not Coal Steam or O/G Steam | 0.0089033 | 0.0089033 |  | 42.79%
Griffith Energy Project | Arizona |  |  |  | 55124 | P1 | 3953 | Combined Cycle |  |  |  | Combined cycle | Y |  |  |  | 25.876 | 4810670.584 | 678137.39 | 24.4027 | 25.876 |  | 4810670.584 | 678137.39 | 25.876 |  | 25.876 |  | 25.876 |  | 25.876 |  | 25.876 |  | 25.876 |  | 25.876 |  | 25.876 | 25.876 | Not Coal Steam or O/G Steam | 0.010758 | 0.010758 |  | 48.8%
Griffith Energy Project | Arizona |  |  |  | 55124 | P2 | 3954 | Combined Cycle |  |  |  | Combined cycle | Y |  |  |  | 23.787 | 5330786.729 | 753272.36 | 22.2697 | 23.787 |  | 5330786.729 | 753272.36 | 23.787 |  | 23.787 |  | 23.787 |  | 23.787 |  | 23.787 |  | 23.787 |  | 23.787 |  | 23.787 | 23.787 | Not Coal Steam or O/G Steam | 0.0089244 | 0.0089244 |  | 56.03%
Irvington Generating Station | Arizona |  |  |  | 126 | 3 | 79 | O/G Steam |  |  |  | Tangentially-fired |  |  |  | 104 | 124.357 | 1521462.008 | 141576.7 | 183.9277 | 124.357 |  | 1521462.008 | 141576.7 | 124.357 |  | 124.357 |  | 124.357 |  | 124.357 |  | 124.357 |  | 124.357 |  | 124.357 |  | 73.5895 | 22.8219 | O/G Steam SCR Retrofit | 0.16347 | 0.03 |  | 42.56%
Irvington Generating Station | Arizona |  |  |  | 126 | 4 | 80 | O/G Steam |  |  |  | Dry bottom wall-fired boiler |  |  |  | 156 | 147.101 | 2119035.372 | 206166.98 | 203.0287 | 147.101 |  | 2119035.372 | 206166.98 | 147.101 |  | 147.101 |  | 147.101 |  | 147.101 |  | 147.101 |  | 147.101 |  | 147.101 |  | 89.4433 | 31.7855 | O/G Steam SCR Retrofit | 0.13884 | 0.03 |  | 42.62%
Kyrene Generating Station | Arizona |  |  |  | 147 | K-7 | 91 | Combined Cycle |  |  |  | Combined cycle | Y |  |  |  | 21.44 | 4823012.462 | 702959.18 | 21.2867 | 21.44 |  | 4823012.462 | 702959.18 | 21.44 |  | 21.44 |  | 21.44 |  | 21.44 |  | 21.44 |  | 21.44 |  | 21.44 |  | 21.44 | 21.44 | Not Coal Steam or O/G Steam | 0.0088907 | 0.0088907 |  | 58.14%
Mesquite Generating Station | Arizona |  |  |  | 55481 | 1 | 4859 | Combined Cycle |  |  |  | Combined cycle | Y |  |  |  | 22.8 | 4917124.971 | 704266.36 | 24.1867 | 22.8 |  | 4917124.971 | 704266.36 | 22.8 |  | 22.8 |  | 22.8 |  | 22.8 |  | 22.8 |  | 22.8 |  | 22.8 |  | 22.8 | 22.8 | Not Coal Steam or O/G Steam | 0.0092737 | 0.0092737 |  | 60.04%
Mesquite Generating Station | Arizona |  |  |  | 55481 | 2 | 4860 | Combined Cycle |  |  |  | Combined cycle | Y |  |  |  | 26.186 | 5051907.973 | 710392.57 | 26.727 | 26.186 |  | 5051907.973 | 710392.57 | 26.186 |  | 26.186 |  | 26.186 |  | 26.186 |  | 26.186 |  | 26.186 |  | 26.186 |  | 26.186 | 26.186 | Not Coal Steam or O/G Steam | 0.010367 | 0.010367 |  | 59.5%
Mesquite Generating Station | Arizona |  |  |  | 55481 | 5 | 4861 | Combined Cycle |  |  |  | Combined cycle | Y |  |  |  | 26.445 | 6503542.408 | 910801.98 | 25.025 | 26.445 |  | 6503542.408 | 910801.98 | 26.445 |  | 26.445 |  | 26.445 |  | 26.445 |  | 26.445 |  | 26.445 |  | 26.445 |  | 26.445 | 26.445 | Not Coal Steam or O/G Steam | 0.0081325 | 0.0081325 |  | 71.31%
Mesquite Generating Station | Arizona |  |  |  | 55481 | 6 | 4862 | Combined Cycle |  |  |  | Combined cycle | Y |  |  |  | 25.941 | 6422119.538 | 907030.7 | 24.8877 | 25.941 |  | 6422119.538 | 907030.7 | 25.941 |  | 25.941 |  | 25.941 |  | 25.941 |  | 25.941 |  | 25.941 |  | 25.941 |  | 25.941 | 25.941 | Not Coal Steam or O/G Steam | 0.0080786 | 0.0080786 |  | 70.09%
New Harquahala Generating Company | Arizona |  |  |  | 55372 | CTG1 | 8536 | Combined Cycle |  |  |  | Combined cycle | Y |  |  |  | 24.01 | 4798477.468 | 445871.14 | 8.0033 | 24.01 |  | 4798477.468 | 445871.14 | 24.01 |  | 24.01 |  | 24.01 |  | 24.01 |  | 24.01 |  | 24.01 |  | 24.01 |  | 24.01 | 24.01 | Not Coal Steam or O/G Steam | 0.010007 | 0.010007 |  | 17.21%
New Harquahala Generating Company | Arizona |  |  |  | 55372 | CTG2 | 8538 | Combined Cycle |  |  |  | Combined cycle | Y |  |  |  | 23.553 | 4673714.629 | 453518.79 | 7.851 | 23.553 |  | 4673714.629 | 453518.79 | 23.553 |  | 23.553 |  | 23.553 |  | 23.553 |  | 23.553 |  | 23.553 |  | 23.553 |  | 23.553 | 23.553 | Not Coal Steam or O/G Steam | 0.010079 | 0.010079 |  | 16.76%
New Harquahala Generating Company | Arizona |  |  |  | 55372 | CTG3 | 8540 | Combined Cycle |  |  |  | Combined cycle | Y |  |  |  | 22.583 | 5532400.985 | 515927.22 | 7.5277 | 22.583 |  | 5532400.985 | 515927.22 | 22.583 |  | 22.583 |  | 22.583 |  | 22.583 |  | 22.583 |  | 22.583 |  | 22.583 |  | 22.583 | 22.583 | Not Coal Steam or O/G Steam | 0.0081639 | 0.0081639 |  | 19.84%
Ocotillo Power Plant | Arizona |  |  |  | 116 | GT3 | 91277 | Combustion Turbine |  |  |  | Combustion turbine | Y |  |  |  | 3.085 | 698575.828 | 74576.53 | 2.862 | 3.085 |  | 698575.828 | 74576.53 | 3.085 |  | 3.085 |  | 3.085 |  | 3.085 |  | 3.085 |  | 3.085 |  | 3.085 |  | 3.085 | 3.085 | Not Coal Steam or O/G Steam | 0.0088323 | 0.0088323 |  | 18.26%
Ocotillo Power Plant | Arizona |  |  |  | 116 | GT4 | 91278 | Combustion Turbine |  |  |  | Combustion turbine | Y |  |  |  | 3.213 | 791080.132 | 84394.4 | 2.9227 | 3.213 |  | 791080.132 | 84394.4 | 3.213 |  | 3.213 |  | 3.213 |  | 3.213 |  | 3.213 |  | 3.213 |  | 3.213 |  | 3.213 | 3.213 | Not Coal Steam or O/G Steam | 0.0081231 | 0.0081231 |  | 19.34%
Ocotillo Power Plant | Arizona |  |  |  | 116 | GT5 | 91279 | Combustion Turbine |  |  |  | Combustion turbine | Y |  |  |  | 2.64 | 639583.968 | 69103.24 | 2.589 | 2.64 |  | 639583.968 | 69103.24 | 2.64 |  | 2.64 |  | 2.64 |  | 2.64 |  | 2.64 |  | 2.64 |  | 2.64 |  | 2.64 | 2.64 | Not Coal Steam or O/G Steam | 0.0082554 | 0.0082554 |  | 17%
Ocotillo Power Plant | Arizona |  |  |  | 116 | GT6 | 91280 | Combustion Turbine |  |  |  | Combustion turbine | Y |  |  |  | 3.089 | 754507.714 | 81727.09 | 2.9983 | 3.089 |  | 754507.714 | 81727.09 | 3.089 |  | 3.089 |  | 3.089 |  | 3.089 |  | 3.089 |  | 3.089 |  | 3.089 |  | 3.089 | 3.089 | Not Coal Steam or O/G Steam | 0.0081881 | 0.0081881 |  | 19.81%
Ocotillo Power Plant | Arizona |  |  |  | 116 | GT7 | 91281 | Combustion Turbine |  |  |  | Combustion turbine | Y |  |  |  | 2.332 | 568243.683 | 60842.41 | 2.431 | 2.332 |  | 568243.683 | 60842.41 | 2.332 |  | 2.332 |  | 2.332 |  | 2.332 |  | 2.332 |  | 2.332 |  | 2.332 |  | 2.332 | 2.332 | Not Coal Steam or O/G Steam | 0.0082077 | 0.0082077 |  | 16.05%
Redhawk Generating Facility | Arizona |  |  |  | 55455 | CC1A | 4796 | Combined Cycle |  |  |  | Combined cycle | Y |  |  |  | 19.141 | 4436221.197 | 653136.37 | 19.107 | 19.141 |  | 4436221.197 | 653136.37 | 19.141 |  | 19.141 |  | 19.141 |  | 19.141 |  | 19.141 |  | 19.141 |  | 19.141 |  | 19.141 | 19.141 | Not Coal Steam or O/G Steam | 0.0086294 | 0.0086294 |  | 56.33%
Redhawk Generating Facility | Arizona |  |  |  | 55455 | CC1B | 4797 | Combined Cycle |  |  |  | Combined cycle | Y |  |  |  | 18.795 | 4281731.437 | 625100.07 | 19.414 | 18.795 |  | 4281731.437 | 625100.07 | 18.795 |  | 18.795 |  | 18.795 |  | 18.795 |  | 18.795 |  | 18.795 |  | 18.795 |  | 18.795 | 18.795 | Not Coal Steam or O/G Steam | 0.0087792 | 0.0087792 |  | 55.92%
Redhawk Generating Facility | Arizona |  |  |  | 55455 | CC2A | 4799 | Combined Cycle |  |  |  | Combined cycle | Y |  |  |  | 19.559 | 4524868.572 | 674872.73 | 19.471 | 19.559 |  | 4524868.572 | 674872.73 | 19.559 |  | 19.559 |  | 19.559 |  | 19.559 |  | 19.559 |  | 19.559 |  | 19.559 |  | 19.559 | 19.559 | Not Coal Steam or O/G Steam | 0.0086451 | 0.0086451 |  | 58.48%
Redhawk Generating Facility | Arizona |  |  |  | 55455 | CC2B | 4800 | Combined Cycle |  |  |  | Combined cycle | Y |  |  |  | 20.464 | 4752822.142 | 692227.93 | 19.204 | 20.464 |  | 4752822.142 | 692227.93 | 20.464 |  | 20.464 |  | 20.464 |  | 20.464 |  | 20.464 |  | 20.464 |  | 20.464 |  | 20.464 | 20.464 | Not Coal Steam or O/G Steam | 0.0086113 | 0.0086113 |  | 57.71%
Santan | Arizona |  |  |  | 8068 | 5A | 10065 | Combined Cycle |  |  |  | Combined cycle | Y |  |  |  | 16.439 | 5679643.476 | 794016.21 | 17.9753 | 16.439 |  | 5679643.476 | 794016.21 | 16.439 |  | 16.439 |  | 16.439 |  | 16.439 |  | 16.439 |  | 16.439 |  | 16.439 |  | 16.439 | 16.439 | Not Coal Steam or O/G Steam | 0.0057887 | 0.0057887 |  | 59.57%
Santan | Arizona |  |  |  | 8068 | 5B | 10066 | Combined Cycle |  |  |  | Combined cycle | Y |  |  |  | 18.027 | 5800315.429 | 804160.59 | 17.229 | 18.027 |  | 5800315.429 | 804160.59 | 18.027 |  | 18.027 |  | 18.027 |  | 18.027 |  | 18.027 |  | 18.027 |  | 18.027 |  | 18.027 | 18.027 | Not Coal Steam or O/G Steam | 0.0062159 | 0.0062159 |  | 63.2%
Santan | Arizona |  |  |  | 8068 | 6A | 10067 | Combined Cycle |  |  |  | Combined cycle | Y |  |  |  | 16.947 | 5785540.501 | 788448.59 | 17.62 | 16.947 |  | 5785540.501 | 788448.59 | 16.947 |  | 16.947 |  | 16.947 |  | 16.947 |  | 16.947 |  | 16.947 |  | 16.947 |  | 16.947 | 16.947 | Not Coal Steam or O/G Steam | 0.0058584 | 0.0058584 |  | 71.47%
South Point Energy Center, LLC | Arizona |  |  |  | 55177 | A | 4067 | Combined Cycle |  |  |  | Combined cycle | Y |  |  |  | 17.763 | 4955388.368 | 674139.64 | 21.0253 | 17.763 |  | 4955388.368 | 674139.64 | 17.763 |  | 17.763 |  | 17.763 |  | 17.763 |  | 17.763 |  | 17.763 |  | 17.763 |  | 17.763 | 17.763 | Not Coal Steam or O/G Steam | 0.0071692 | 0.0071692 |  | 62.01%
South Point Energy Center, LLC | Arizona |  |  |  | 55177 | B | 4068 | Combined Cycle |  |  |  | Combined cycle | Y |  |  |  | 14.067 | 4378532.059 | 582954.23 | 24.5223 | 14.067 |  | 4378532.059 | 582954.23 | 14.067 |  | 14.067 |  | 14.067 |  | 14.067 |  | 14.067 |  | 14.067 |  | 14.067 |  | 14.067 | 14.067 | Not Coal Steam or O/G Steam | 0.0064254 | 0.0064254 |  | 60.01%
Springerville Generating Station | Arizona |  |  |  | 8223 | 1 | 3470 | Coal Steam |  |  | 2028 | Tangentially-fired |  |  |  | 387 | 224.391 | 2532622.365 | 270440.22 | 650.3417 | 224.391 |  | 2532622.365 | 270440.22 | 224.391 |  | 224.391 |  | 224.391 |  | 224.391 |  | 224.391 |  | 224.391 |  | 224.391 |  | 143.8533 | 63.3156 | Coal Steam SCR Retrofit | 0.1772 | 0.05 |  | 42.4%
Springerville Generating Station | Arizona |  |  |  | 8223 | 2 | 3471 | Coal Steam |  |  |  | Tangentially-fired |  |  |  | 406 | 1164.218 | 11005640.842 | 1229801.84 | 947.0367 | 1164.218 |  | 11005640.842 | 1229801.84 | 1164.218 |  | 1164.218 |  | 1164.218 |  | 1164.218 |  | 1095.0613 | SOA CC | 1164.218 |  | 1095.0613 | SOA CC | 685.1011 | 275.141 | Coal Steam SCR Retrofit | 0.199 | 0.05 |  | 57.07%
Springerville Generating Station | Arizona |  |  |  | 8223 | 4 | 90132 | Coal Steam |  |  |  | Dry bottom wall-fired boiler | Y |  |  | 415 | 380.986 | 10754500.475 | 1092324.87 | 274.478 | 380.986 |  | 10754500.475 | 1092324.87 | 380.986 |  | 380.986 |  | 380.986 |  | 380.986 |  | 380.986 |  | 380.986 |  | 380.986 |  | 380.986 | 380.986 | Existing SCR | 0.070851 | 0.070851 |  | 45.57%
Springerville Generating Station | Arizona |  |  |  | 8223 | TS3 | 89514 | Coal Steam |  |  |  | Dry bottom wall-fired boiler | Y |  |  | 417 | 625.406 | 13775151.521 | 1321669.54 | 473.3007 | 625.406 |  | 13775151.521 | 1321669.54 | 625.406 |  | 625.406 |  | 625.406 |  | 551.0061 | Optimize SCR | 551.0061 |  | 551.0061 |  | 551.0061 |  | 551.0061 | 551.0061 | Existing SCR | 0.08 | 0.08 |  | 62.21%
Sundance Power Plant | Arizona |  |  |  | 55522 | CT01 | 9951 | Combustion Turbine |  |  |  | Combustion turbine | Y |  |  |  | 1.437 | 181435.408 | 17057.23 | 1.4217 | 1.437 |  | 181435.408 | 17057.23 | 1.437 |  | 1.437 |  | 1.437 |  | 1.437 |  | 1.437 |  | 1.437 |  | 1.437 |  | 1.437 | 1.437 | Not Coal Steam or O/G Steam | 0.01584 | 0.01584 |  | 9.595%
Sundance Power Plant | Arizona |  |  |  | 55522 | CT02 | 9952 | Combustion Turbine |  |  |  | Combustion turbine | Y |  |  |  | 1.572 | 204491.497 | 20166.95 | 1.4213 | 1.572 |  | 204491.497 | 20166.95 | 1.572 |  | 1.572 |  | 1.572 |  | 1.572 |  | 1.572 |  | 1.572 |  | 1.572 |  | 1.572 | 1.572 | Not Coal Steam or O/G Steam | 0.015375 | 0.015375 |  | 9.872%
Sundance Power Plant | Arizona |  |  |  | 55522 | CT03 | 9953 | Combustion Turbine |  |  |  | Combustion turbine | Y |  |  |  | 1.459 | 199870.81 | 19809.38 | 1.6403 | 1.459 |  | 199870.81 | 19809.38 | 1.459 |  | 1.459 |  | 1.459 |  | 1.459 |  | 1.459 |  | 1.459 |  | 1.459 |  | 1.459 | 1.459 | Not Coal Steam or O/G Steam | 0.014599 | 0.014599 |  | 11.42%
Sundance Power Plant | Arizona |  |  |  | 55522 | CT04 | 9954 | Combustion Turbine |  |  |  | Combustion turbine | Y |  |  |  | 2.104 | 265806.078 | 26291.84 | 1.8037 | 2.104 |  | 265806.078 | 26291.84 | 2.104 |  | 2.104 |  | 2.104 |  | 2.104 |  | 2.104 |  | 2.104 |  | 2.104 |  | 2.104 | 2.104 | Not Coal Steam or O/G Steam | 0.015831 | 0.015831 |  | 11.79%
Sundance Power Plant | Arizona |  |  |  | 55522 | CT05 | 9955 | Combustion Turbine |  |  |  | Combustion turbine | Y |  |  |  | 1.409 | 190508.79 | 18562.1 | 1.79 | 1.409 |  | 190508.79 | 18562.1 | 1.409 |  | 1.409 |  | 1.409 |  | 1.409 |  | 1.409 |  | 1.409 |  | 1.409 |  | 1.409 | 1.409 | Not Coal Steam or O/G Steam | 0.014792 | 0.014792 |  | 12.4%
Sundance Power Plant | Arizona |  |  |  | 55522 | CT06 | 9956 | Combustion Turbine |  |  |  | Combustion turbine | Y |  |  |  | 1.989 | 256660.379 | 25154.5 | 1.7113 | 1.989 |  | 256660.379 | 25154.5 | 1.989 |  | 1.989 |  | 1.989 |  | 1.989 |  | 1.989 |  | 1.989 |  | 1.989 |  | 1.989 | 1.989 | Not Coal Steam or O/G Steam | 0.015499 | 0.015499 |  | 11.29%
Sundance Power Plant | Arizona |  |  |  | 55522 | CT07 | 9957 | Combustion Turbine |  |  |  | Combustion turbine | Y |  |  |  | 1.311 | 171782.533 | 16806.73 | 1.6567 | 1.311 |  | 171782.533 | 16806.73 | 1.311 |  | 1.311 |  | 1.311 |  | 1.311 |  | 1.311 |  | 1.311 |  | 1.311 |  | 1.311 | 1.311 | Not Coal Steam or O/G Steam | 0.015263 | 0.015263 |  | 10.72%
Sundance Power Plant | Arizona |  |  |  | 55522 | CT08 | 9958 | Combustion Turbine |  |  |  | Combustion turbine | Y |  |  |  | 1.585 | 197239.052 | 19563.25 | 1.4527 | 1.585 |  | 197239.052 | 19563.25 | 1.585 |  | 1.585 |  | 1.585 |  | 1.585 |  | 1.585 |  | 1.585 |  | 1.585 |  | 1.585 | 1.585 | Not Coal Steam or O/G Steam | 0.016072 | 0.016072 |  | 9.321%
Sundance Power Plant | Arizona |  |  |  | 55522 | CT09 | 9959 | Combustion Turbine |  |  |  | Combustion turbine | Y |  |  |  | 1.372 | 185290.167 | 17940.28 | 1.4867 | 1.372 |  | 185290.167 | 17940.28 | 1.372 |  | 1.372 |  | 1.372 |  | 1.372 |  | 1.372 |  | 1.372 |  | 1.372 |  | 1.372 | 1.372 | Not Coal Steam or O/G Steam | 0.014809 | 0.014809 |  | 10.22%
Sundance Power Plant | Arizona |  |  |  | 55522 | CT10 | 9960 | Combustion Turbine |  |  |  | Combustion turbine | Y |  |  |  | 1.396 | 185735.383 | 18040.88 | 1.3753 | 1.396 |  | 185735.383 | 18040.88 | 1.396 |  | 1.396 |  | 1.396 |  | 1.396 |  | 1.396 |  | 1.396 |  | 1.396 |  | 1.396 | 1.396 | Not Coal Steam or O/G Steam | 0.015032 | 0.015032 |  | 9.727%
Yucca Power Plant | Arizona |  |  |  | 120 | 1 | 74 | O/G Steam |  |  |  | Tangentially-fired |  |  |  | 75 | 46.811 | 1133120.961 | 103894.47 | 64.655 | 46.811 |  | 1133120.961 | 103894.47 | 46.811 |  | 46.811 |  | 46.811 |  | 46.811 |  | 46.811 |  | 46.811 |  | 46.811 |  | 46.811 | 46.811 | O/G Steam Under 100 MW | 0.082623 | 0.082623 |  | 42.69%
Yucca Power Plant | Arizona |  |  |  | 120 | CT5 | 89724 | Combustion Turbine |  |  |  | Combustion turbine | Y |  |  |  | 1.723 | 412937.148 | 39983.51 | 1.8297 | 1.723 |  | 412937.148 | 39983.51 | 1.723 |  | 1.723 |  | 1.723 |  | 1.723 |  | 1.723 |  | 1.723 |  | 1.723 |  | 1.723 | 1.723 | Not Coal Steam or O/G Steam | 0.0083451 | 0.0083451 |  | 21.55%
Yucca Power Plant | Arizona |  |  |  | 120 | CT6 | 89725 | Combustion Turbine |  |  |  | Combustion turbine | Y |  |  |  | 1.993 | 414014 | 40555.48 | 1.8623 | 1.993 |  | 414014 | 40555.48 | 1.993 |  | 1.993 |  | 1.993 |  | 1.993 |  | 1.993 |  | 1.993 |  | 1.993 |  | 1.993 | 1.993 | Not Coal Steam or O/G Steam | 0.0096277 | 0.0096277 |  | 20.25%
Yuma Cogeneration Associates | Arizona |  |  |  | 54694 | 4101 | 91085 | Combined Cycle |  |  |  | Combined cycle |  |  |  |  | 14.811 | 433541.825 | 47477.24 | 15.7883 | 14.811 |  | 433541.825 | 47477.24 | 14.811 |  | 14.811 |  | 14.811 |  | 14.811 |  | 14.811 |  | 14.811 |  | 14.811 |  | 14.811 | 14.811 | Not Coal Steam or O/G Steam | 0.068326 | 0.068326 |  | 17.38%
Carl Bailey | Arkansas |  | X | X | 202 | 01 | 111 | O/G Steam |  |  |  | Dry bottom wall-fired boiler |  |  |  | 122 |  |  |  | 5.641 | [20 empty] | Oil/Gas Steam Under 150 Tons (2019-2021 Average) | 0 | 0 |  | 1.194%
City Water & Light - City of Jonesboro | Arkansas |  | X | X | 56505 | SN04 | 89827 | Combustion Turbine |  |  |  | Combustion turbine |  |  |  |  | 1.116 | 25652.9 | 2419 | 1.286 | 1.116 |  | 25652.9 | 2419 | 1.116 |  | 1.116 |  | 1.116 |  | 1.116 |  | 1.116 |  | 1.116 |  | 1.116 |  | 1.116 | 1.116 | Not Coal Steam or O/G Steam | 0.087008 | 0.087008 |  | 1.153%
City Water & Light - City of Jonesboro | Arkansas |  | X | X | 56505 | SN06 | 89828 | Combustion Turbine |  |  |  | Combustion turbine |  |  |  |  | 3.878 | 68613.7 | 6469 | 3.389 | 3.878 |  | 68613.7 | 6469 | 3.878 |  | 3.878 |  | 3.878 |  | 3.878 |  | 3.878 |  | 3.878 |  | 3.878 |  | 3.878 | 3.878 | Not Coal Steam or O/G Steam | 0.11304 | 0.11304 |  | 3.482%
City Water & Light - City of Jonesboro | Arkansas |  | X | X | 56505 | SN07 | 89829 | Combustion Turbine |  |  |  | Combustion turbine |  |  |  |  | 3.883 | 93590.8 | 8962 | 2.0083 | 3.883 |  | 93590.8 | 8962 | 3.883 |  | 3.883 |  | 3.883 |  | 3.883 |  | 3.883 |  | 3.883 |  | 3.883 |  | 3.883 | 3.883 | Not Coal Steam or O/G Steam | 0.082978 | 0.082978 |  | 2.816%
Dell Power Plant | Arkansas |  | X | X | 55340 | 1 | 4517 | Combined Cycle |  |  |  | Combined cycle | Y |  |  |  | 23.504 | 5634951.407 | 734933.28 | 20.9153 | 23.504 |  | 5634951.407 | 734933.28 | 23.504 |  | 23.504 |  | 23.504 |  | 23.504 |  | 23.504 |  | 23.504 |  | 23.504 |  | 23.504 | 23.504 | Not Coal Steam or O/G Steam | 0.0083422 | 0.0083422 |  | 39.33%
Dell Power Plant | Arkansas |  | X | X | 55340 | 2 | 4518 | Combined Cycle |  |  |  | Combined cycle | Y |  |  |  | 25.168 | 5679273.318 | 737274.71 | 21.3113 | 25.168 |  | 5679273.318 | 737274.71 | 25.168 |  | 25.168 |  | 25.168 |  | 25.168 |  | 25.168 |  | 25.168 |  | 25.168 |  | 25.168 | 25.168 | Not Coal Steam or O/G Steam | 0.0088631 | 0.0088631 |  | 34.94%
Flint Creek Power Plant | Arkansas |  | X | X | 6138 | 1 | 2800 | Coal Steam |  |  |  | Dry bottom wall-fired boiler |  |  |  | 528 | 1495.449 | 15768803.628 | 1555009.23 | 1194.3273 | 1495.449 |  | 15768803.628 | 1555009.23 | 1495.449 |  | 1495.449 |  | 1495.449 |  | 1495.449 |  | 1495.449 |  | 1495.449 |  | 1495.449 |  | 944.8345 | 394.2201 | Coal Steam SCR Retrofit | 0.18967 | 0.05 |  | 55.13%
Fulton | Arkansas |  | X | X | 7825 | CT1 | 3247 | Combustion Turbine |  |  |  | Combustion turbine |  |  |  |  | 16.019 | 597448.557 | 55265.91 | 18.6063 | 16.019 |  | 597448.557 | 55265.91 | 16.019 |  | 16.019 |  | 16.019 |  | 16.019 |  | 16.019 |  | 16.019 |  | 16.019 |  | 16.019 | 16.019 | Not Coal Steam or O/G Steam | 0.053625 | 0.053625 |  | 10.59%
Harry D. Mattison Power Plant | Arkansas |  | X | X | 56328 | 1 | 89740 | Combustion Turbine |  |  |  | Combustion turbine |  |  |  |  | 2.988 | 94266.1 | 7539.61 | 4.1743 | 2.988 |  | 94266.1 | 7539.61 | 2.988 |  | 2.988 |  | 2.988 |  | 2.988 |  | 2.988 |  | 2.988 |  | 2.988 |  | 2.988 | 2.988 | Not Coal Steam or O/G Steam | 0.063395 | 0.063395 |  | 3.853%
Harry D. Mattison Power Plant | Arkansas |  | X | X | 56328 | 2 | 89741 | Combustion Turbine |  |  |  | Combustion turbine |  |  |  |  | 0.916 | 33948.8 | 2598.02 | 3.593 | 0.916 |  | 33948.8 | 2598.02 | 0.916 |  | 0.916 |  | 0.916 |  | 0.916 |  | 0.916 |  | 0.916 |  | 0.916 |  | 0.916 | 0.916 | Not Coal Steam or O/G Steam | 0.053964 | 0.053964 |  | 3.693%
Harry D. Mattison Power Plant | Arkansas |  | X | X | 56328 | 3 | 91249 | Combustion Turbine |  |  |  | Combustion turbine |  |  |  |  | 3.903 | 83975.8 | 6998.27 | 6.7997 | 3.903 |  | 83975.8 | 6998.27 | 3.903 |  | 3.903 |  | 3.903 |  | 3.903 |  | 3.903 |  | 3.903 |  | 3.903 |  | 3.903 | 3.903 | Not Coal Steam or O/G Steam | 0.092955 | 0.092955 |  | 4.235%
Harry D. Mattison Power Plant | Arkansas |  | X | X | 56328 | 4 | 91250 | Combustion Turbine |  |  |  | Combustion turbine |  |  |  |  | 3.982 | 79820.2 | 6370.32 | 7.315 | 3.982 |  | 79820.2 | 6370.32 | 3.982 |  | 3.982 |  | 3.982 |  | 3.982 |  | 3.982 |  | 3.982 |  | 3.982 |  | 3.982 | 3.982 | Not Coal Steam or O/G Steam | 0.099774 | 0.099774 |  | 4.285%
Hot Spring Energy Facility | Arkansas |  | X | X | 55418 | CT-1 | 4705 | Combined Cycle |  |  |  | Combined cycle | Y |  |  |  | 16.349 | 2701410.194 | 373476.82 | 19.418 | 16.349 |  | 2701410.194 | 373476.82 | 16.349 |  | 16.349 |  | 16.349 |  | 16.2085 | Optimize SCR | 16.2085 |  | 16.2085 |  | 16.2085 |  | 16.2085 | 16.2085 | Not Coal Steam or O/G Steam | 0.012 | 0.012 |  | 35.08%
Hot Spring Energy Facility | Arkansas |  | X | X | 55418 | CT-2 | 4706 | Combined Cycle |  |  |  | Combined cycle | Y |  |  |  | 15.236 | 2650790.334 | 368818.23 | 19.2713 | 15.236 |  | 2650790.334 | 368818.23 | 15.236 |  | 15.236 |  | 15.236 |  | 15.236 |  | 15.236 |  | 15.236 |  | 15.236 |  | 15.236 | 15.236 | Not Coal Steam or O/G Steam | 0.011495 | 0.011495 |  | 34.87%
Independence | Arkansas |  | X | X | 6641 | 1 | 2898 | Coal Steam |  |  |  | Tangentially-fired |  |  |  | 809 | 1584.887 | 21771725.945 | 2014568.32 | 1364.497 | 1584.887 |  | 21771725.945 | 2014568.32 | 1584.887 |  | 1584.887 |  | 1584.887 |  | 1584.887 |  | 1584.887 |  | 1584.887 |  | 1584.887 |  | 1064.5901 | 544.2931 | Coal Steam SCR Retrofit | 0.14559 | 0.05 |  | 48.66%
Independence | Arkansas |  | X | X | 6641 | 2 | 2899 | Coal Steam |  |  |  | Tangentially-fired |  |  |  | 842 | 317.632 | 4806052.212 | 413727.25 | 878.9233 | 317.632 |  | 4806052.212 | 413727.25 | 317.632 |  | 317.632 |  | 317.632 |  | 317.632 |  | 317.632 |  | 317.632 |  | 317.632 |  | 218.8917 | 120.1513 | Coal Steam SCR Retrofit | 0.13218 | 0.05 |  | 30.29%
John W. Turk Jr. Power Plant | Arkansas |  | X | X | 56564 | SN-01 | 90325 | Coal Steam |  |  |  | Dry bottom wall-fired boiler | Y |  |  | 609 | 363.614 | 16488573.766 | 1801065.81 | 304.7497 | 363.614 |  | 16488573.766 | 1801065.81 | 363.614 |  | 363.614 |  | 363.614 |  | 363.614 |  | 363.614 |  | 363.614 |  | 363.614 |  | 363.614 | 363.614 | Existing SCR | 0.044105 | 0.044105 |  | 66.61%
Lake Catherine | Arkansas |  | X | X | 170 | 4 | 107 | O/G Steam | 6 | 2025 | 2026 | Dry bottom wall-fired boiler |  |  |  | 522 | 226.986 | 1922508.729 | 171813.5 | 328.8937 | 226.986 |  | 1922508.729 | 171813.5 | 226.986 |  | 226.986 |  | 226.986 |  | 226.986 |  | 226.986 |  | 226.986 |  | 226.986 |  | 127.9118 | 28.8376 | O/G Steam SCR Retrofit | 0.23614 | 0.03 |  | 9.462%
Magnet Cove Generating Station | Arkansas |  | X | X | 55714 | SN-01 | 9298 | Combined Cycle |  |  |  | Combined cycle | Y |  |  |  | 10.618 | 1396943.15 | 218718.05 | 16.6957 | 10.618 |  | 1396943.15 | 218718.05 | 10.618 |  | 10.618 |  | 10.618 |  | 8.3817 | Optimize SCR | 8.3817 |  | 8.3817 |  | 8.3817 |  | 8.3817 | 8.3817 | Not Coal Steam or O/G Steam | 0.012 | 0.012 |  | 24.59%
Magnet Cove Generating Station | Arkansas |  | X | X | 55714 | SN-02 | 9299 | Combined Cycle |  |  |  | Combined cycle | Y |  |  |  | 16.111 | 2278140.541 | 358279.16 | 23.3287 | 16.111 |  | 2278140.541 | 358279.16 | 16.111 |  | 16.111 |  | 16.111 |  | 13.6688 | Optimize SCR | 13.6688 |  | 13.6688 |  | 13.6688 |  | 13.6688 | 13.6688 | Not Coal Steam or O/G Steam | 0.012 | 0.012 |  | 34.51%
McClellan | Arkansas |  | X | X | 203 | 01 | 112 | O/G Steam |  |  |  | Dry bottom wall-fired boiler |  |  |  | 134 | 11.47 | 114281.873 |  | 23.264 | 11.47 |  | 114281.873 |  | 11.47 |  | 11.47 |  | 11.47 |  | 11.47 |  | 11.47 |  | 11.47 |  | 11.47 |  | 11.47 | 11.47 | Oil/Gas Steam Under 150 Tons (2019-2021 Average) | 0.20073 | 0.20073 |  | 4.36%
Oswald Generating Station | Arkansas |  | X | X | 55221 | G1 | 4167 | Combined Cycle |  |  |  | Combined cycle |  |  |  |  | 22.864 | 367998.162 | 47797.9 | 18.5777 | 22.864 |  | 367998.162 | 47797.9 | 22.864 |  | 22.864 |  | 22.864 |  | 22.864 |  | 22.864 |  | 22.864 |  | 22.864 |  | 22.864 | 22.864 | Not Coal Steam or O/G Steam | 0.12426 | 0.12426 |  | 15.32%
Oswald Generating Station | Arkansas |  | X | X | 55221 | G2 | 4168 | Combined Cycle |  |  |  | Combined cycle |  |  |  |  | 20.839 | 381756.339 | 51662.95 | 17.559 | 20.839 |  | 381756.339 | 51662.95 | 20.839 |  | 20.839 |  | 20.839 |  | 20.839 |  | 20.839 |  | 20.839 |  | 20.839 |  | 20.839 | 20.839 | Not Coal Steam or O/G Steam | 0.10917 | 0.10917 |  | 15.31%
Oswald Generating Station | Arkansas |  | X | X | 55221 | G3 | 4169 | Combined Cycle |  |  |  | Combined cycle |  |  |  |  | 22.831 | 403366.696 | 52634.47 | 19.282 | 22.831 |  | 403366.696 | 52634.47 | 22.831 |  | 22.831 |  | 22.831 |  | 22.831 |  | 22.831 |  | 22.831 |  | 22.831 |  | 22.831 | 22.831 | Not Coal Steam or O/G Steam | 0.1132 | 0.1132 |  | 16.34%
Oswald Generating Station | Arkansas |  | X | X | 55221 | G4 | 4170 | Combined Cycle |  |  |  | Combined cycle |  |  |  |  | 23.162 | 397341.831 | 52675.04 | 19.586 | 23.162 |  | 397341.831 | 52675.04 | 23.162 |  | 23.162 |  | 23.162 |  | 23.162 |  | 23.162 |  | 23.162 |  | 23.162 |  | 23.162 | 23.162 | Not Coal Steam or O/G Steam | 0.11658 | 0.11658 |  | 16.27%
Oswald Generating Station | Arkansas |  | X | X | 55221 | G5 | 4171 | Combined Cycle |  |  |  | Combined cycle |  |  |  |  | 22.868 | 393151.923 | 52147.47 | 19.7837 | 22.868 |  | 393151.923 | 52147.47 | 22.868 |  | 22.868 |  | 22.868 |  | 22.868 |  | 22.868 |  | 22.868 |  | 22.868 |  | 22.868 | 22.868 | Not Coal Steam or O/G Steam | 0.11633 | 0.11633 |  | 15.9%
Oswald Generating Station | Arkansas |  | X | X | 55221 | G6 | 4172 | Combined Cycle |  |  |  | Combined cycle |  |  |  |  | 22.298 | 393780.398 | 52995.1 | 19.4503 | 22.298 |  | 393780.398 | 52995.1 | 22.298 |  | 22.298 |  | 22.298 |  | 22.298 |  | 22.298 |  | 22.298 |  | 22.298 |  | 22.298 | 22.298 | Not Coal Steam or O/G Steam | 0.11325 | 0.11325 |  | 16.01%
Oswald Generating Station | Arkansas |  | X | X | 55221 | G7 | 4173 | Combined Cycle |  |  |  | Combined cycle |  |  |  |  | 27.839 | 839765.744 | 90724.9 | 30.7267 | 27.839 |  | 839765.744 | 90724.9 | 27.839 |  | 27.839 |  | 27.839 |  | 27.839 |  | 27.839 |  | 27.839 |  | 27.839 |  | 27.839 | 27.839 | Not Coal Steam or O/G Steam | 0.066302 | 0.066302 |  | 16.23%
Pine Bluff Energy Center | Arkansas |  | X | X | 55075 | CT-1 | 3855 | Combined Cycle |  |  |  | Combined cycle |  |  |  |  | 64.208 | 2949612.173 | 425571.4 | 81.0323 | 64.208 |  | 2949612.173 | 425571.4 | 64.208 |  | 64.208 |  | 64.208 |  | 64.208 |  | 64.208 |  | 64.208 |  | 64.208 |  | 64.208 | 64.208 | Not Coal Steam or O/G Steam | 0.043537 | 0.043537 |  | 51.47%
Plum Point Energy Station | Arkansas |  | X | X | 56456 | 1 | 90208 | Coal Steam |  |  |  | Dry bottom wall-fired boiler | Y |  |  | 680 | 870.576 | 21295491.588 | 2186294.4 | 719.9583 | 870.576 |  | 21295491.588 | 2186294.4 | 870.576 |  | 870.576 |  | 870.576 |  | 851.8197 | Optimize SCR | 851.8197 |  | 851.8197 |  | 851.8197 |  | 851.8197 | 851.8197 | Existing SCR | 0.08 | 0.08 |  | 63.55%
Thomas Fitzhugh | Arkansas |  | X | X | 201 | 2 | 88375 | Combined Cycle |  |  |  | Combined cycle |  |  |  |  | 36.909 | 1088341.161 | 122985.42 | 55.9943 | 36.909 |  | 1088341.161 | 122985.42 | 36.909 |  | 36.909 |  | 36.909 |  | 36.909 |  | 36.909 |  | 36.909 |  | 36.909 |  | 36.909 | 36.909 | Not Coal Steam or O/G Steam | 0.067826 | 0.067826 |  | 24.36%
Union Power Station | Arkansas |  | X | X | 55380 | CTG-1 | 4590 | Combined Cycle |  |  |  | Combined cycle | Y |  |  |  | 27.119 | 4424166.357 | 619239.98 | 30.481 | 27.119 |  | 4424166.357 | 619239.98 | 27.119 |  | 27.119 |  | 27.119 |  | 26.545 | Optimize SCR | 26.545 |  | 26.545 |  | 26.545 |  | 26.545 | 26.545 | Not Coal Steam or O/G Steam | 0.012 | 0.012 |  | 62.03%
Union Power Station | Arkansas |  | X | X | 55380 | CTG-2 | 4592 | Combined Cycle |  |  |  | Combined cycle | Y |  |  |  | 28.018 | 4653776.297 | 645360.57 | 31.723 | 28.018 |  | 4653776.297 | 645360.57 | 28.018 |  | 28.018 |  | 28.018 |  | 27.9227 | Optimize SCR | 27.9227 |  | 27.9227 |  | 27.9227 |  | 27.9227 | 27.9227 | Not Coal Steam or O/G Steam | 0.012 | 0.012 |  | 63.39%
Union Power Station | Arkansas |  | X | X | 55380 | CTG-3 | 4593 | Combined Cycle |  |  |  | Combined cycle | Y |  |  |  | 30.355 | 5215302.207 | 720124.33 | 30.2803 | 30.355 |  | 5215302.207 | 720124.33 | 30.355 |  | 30.355 |  | 30.355 |  | 30.355 |  | 30.355 |  | 30.355 |  | 30.355 |  | 30.355 | 30.355 | Not Coal Steam or O/G Steam | 0.011641 | 0.011641 |  | 59.44%
Union Power Station | Arkansas |  | X | X | 55380 | CTG-4 | 4594 | Combined Cycle |  |  |  | Combined cycle | Y |  |  |  | 29.622 | 5168943.413 | 716097.39 | 29.531 | 29.622 |  | 5168943.413 | 716097.39 | 29.622 |  | 29.622 |  | 29.622 |  | 29.622 |  | 29.622 |  | 29.622 |  | 29.622 |  | 29.622 | 29.622 | Not Coal Steam or O/G Steam | 0.011462 | 0.011462 |  | 59.5%
Union Power Station | Arkansas |  | X | X | 55380 | CTG-5 | 4595 | Combined Cycle |  |  |  | Combined cycle | Y |  |  |  | 30.726 | 4818552.042 | 681964.66 | 20.9557 | 30.726 |  | 4818552.042 | 681964.66 | 30.726 |  | 30.726 |  | 30.726 |  | 28.9113 | Optimize SCR | 28.9113 |  | 28.9113 |  | 28.9113 |  | 28.9113 | 28.9113 | Not Coal Steam or O/G Steam | 0.012 | 0.012 |  | 42.41%
Union Power Station | Arkansas |  | X | X | 55380 | CTG-6 | 4596 | Combined Cycle |  |  |  | Combined cycle | Y |  |  |  | 30.107 | 4853362.413 | 684964.13 | 21.396 | 30.107 |  | 4853362.413 | 684964.13 | 30.107 |  | 30.107 |  | 30.107 |  | 29.1202 | Optimize SCR | 29.1202 |  | 29.1202 |  | 29.1202 |  | 29.1202 | 29.1202 | Not Coal Steam or O/G Steam | 0.012 | 0.012 |  | 44.65%
Union Power Station | Arkansas |  | X | X | 55380 | CTG-7 | 4597 | Combined Cycle |  |  |  | Combined cycle | Y |  |  |  | 24.693 | 4000146.907 | 565393.58 | 24.9033 | 24.693 |  | 4000146.907 | 565393.58 | 24.693 |  | 24.693 |  | 24.693 |  | 24.0009 | Optimize SCR | 24.0009 |  | 24.0009 |  | 24.0009 |  | 24.0009 | 24.0009 | Not Coal Steam or O/G Steam | 0.012 | 0.012 |  | 46.69%
Union Power Station | Arkansas |  | X | X | 55380 | CTG-8 | 4598 | Combined Cycle |  |  |  | Combined cycle | Y |  |  |  | 23.471 | 3996434.502 | 566404.41 | 23.923 | 23.471 |  | 3996434.502 | 566404.41 | 23.471 |  | 23.471 |  | 23.471 |  | 23.471 |  | 23.471 |  | 23.471 |  | 23.471 |  | 23.471 | 23.471 | Not Coal Steam or O/G Steam | 0.011746 | 0.011746 |  | 47.22%
White Bluff | Arkansas |  | X | X | 6009 | 1 | 2675 | Coal Steam |  |  |  | Tangentially-fired |  |  |  | 818 | 1818.706 | 22747547.981 | 2073557.11 | 1657.5823 | 1818.706 |  | 22747547.981 | 2073557.11 | 1818.706 |  | 1818.706 |  | 1818.706 |  | 1818.706 |  | 1818.706 |  | 1818.706 |  | 1818.706 |  | 1193.6973 | 568.6887 | Coal Steam SCR Retrofit | 0.1599 | 0.05 |  | 56.86%
White Bluff | Arkansas |  | X | X | 6009 | 2 | 2676 | Coal Steam |  |  |  | Tangentially-fired |  |  |  | 819 | 1633.602 | 22163950.877 | 2189783.95 | 1323.773 | 1633.602 |  | 22163950.877 | 2189783.95 | 1633.602 |  | 1633.602 |  | 1633.602 |  | 1633.602 |  | 1633.602 |  | 1633.602 |  | 1633.602 |  | 1093.8504 | 554.0988 | Coal Steam SCR Retrofit | 0.14741 | 0.05 |  | 46.53%
AES Alamitos | California |  |  |  | 315 | 3 | 201 | O/G Steam | 12 | 2023 | 2024 | Tangentially-fired | Y |  |  | 332 | 7.172 | 1870001.8 | 148590 | 14.9643 | 0 | Y | 0 | 0 | 0 |  | 0 |  | 0 |  | 0 |  | 0 |  | 0 |  | 0 |  | 0 | 0 | Retired | 0 | 0 |  | 14.5%
AES Alamitos | California |  |  |  | 315 | 4 | 202 | O/G Steam | 12 | 2023 | 2024 | Tangentially-fired | Y |  |  | 335 | 6.239 | 1976947.5 | 160654 | 4.5937 | 0 | Y | 0 | 0 | 0 |  | 0 |  | 0 |  | 0 |  | 0 |  | 0 |  | 0 |  | 0 | 0 | Retired | 0 | 0 |  | 11.8%
AES Alamitos | California |  |  |  | 315 | 5 | 203 | O/G Steam | 12 | 2023 | 2024 | Dry bottom wall-fired boiler | Y |  |  | 485 | 7.937 | 2273041.9 | 182656 | 9.0127 | 0 | Y | 0 | 0 | 0 |  | 0 |  | 0 |  | 0 |  | 0 |  | 0 |  | 0 |  | 0 | 0 | Retired | 0 | 0 |  | 8.941%
AES Alamitos | California |  |  |  | 315 | CT1 | 91303 | Combined Cycle |  |  |  | Combined cycle | Y |  |  |  | 9.815 | 4311559.625 | 624622.28 | 5.8453 | 9.815 |  | 4311559.625 | 624622.28 | 9.815 |  | 9.815 |  | 9.815 |  | 9.815 |  | 9.815 |  | 9.815 |  | 9.815 |  | 9.815 | 9.815 | Not Coal Steam or O/G Steam | 0.0045529 | 0.0045529 |  | 25.4%
AES Alamitos | California |  |  |  | 315 | CT2 | 91304 | Combined Cycle |  |  |  | Combined cycle | Y |  |  |  | 11.687 | 4669973.69 | 678550.05 | 6.133 | 11.687 |  | 4669973.69 | 678550.05 | 11.687 |  | 11.687 |  | 11.687 |  | 11.687 |  | 11.687 |  | 11.687 |  | 11.687 |  | 11.687 | 11.687 | Not Coal Steam or O/G Steam | 0.0050052 | 0.0050052 |  | 26.94%
AES Huntington Beach | California |  |  |  | 335 | 2 | 224 | O/G Steam | 12 | 2023 | 2024 | Dry bottom wall-fired boiler | Y |  |  | 225.8 | 3.686 | 986017.3 | 87522 | 4.052 | 0 | Y | 0 | 0 | 0 |  | 0 |  | 0 |  | 0 |  | 0 |  | 0 |  | 0 |  | 0 | 0 | Retired | 0 | 0 |  | 10.05%
AES Huntington Beach | California |  |  |  | 335 | CT1 | 91305 | Combined Cycle |  |  |  | Combined cycle | Y |  |  |  | 20.039 | 5805954.309 | 859856.3 | 9.1493 | 20.039 |  | 5805954.309 | 859856.3 | 20.039 |  | 20.039 |  | 20.039 |  | 20.039 |  | 20.039 |  | 20.039 |  | 20.039 |  | 20.039 | 20.039 | Not Coal Steam or O/G Steam | 0.0069029 | 0.0069029 |  | 31.12%
AES Huntington Beach | California |  |  |  | 335 | CT2 | 91306 | Combined Cycle |  |  |  | Combined cycle | Y |  |  |  | 19.476 | 5703643.49 | 845812.43 | 8.8723 | 19.476 |  | 5703643.49 | 845812.43 | 19.476 |  | 19.476 |  | 19.476 |  | 19.476 |  | 19.476 |  | 19.476 |  | 19.476 |  | 19.476 | 19.476 | Not Coal Steam or O/G Steam | 0.0068293 | 0.0068293 |  | 31.1%
AES Redondo Beach | California |  |  |  | 356 | 5 | 238 | O/G Steam | 12 | 2023 | 2024 | Dry bottom wall-fired boiler | Y |  |  | 175 | 3.039 | 667950.6 | 41011 | 2.752 | 0 | Y | 0 | 0 | 0 |  | 0 |  | 0 |  | 0 |  | 0 |  | 0 |  | 0 |  | 0 | 0 | Retired | 0 | 0 |  | 7.792%
AES Redondo Beach | California |  |  |  | 356 | 6 | 239 | O/G Steam | 12 | 2023 | 2024 | Dry bottom wall-fired boiler | Y |  |  | 175 | 4.085 | 989132.4 | 54918 | 4.0667 | 0 | Y | 0 | 0 | 0 |  | 0 |  | 0 |  | 0 |  | 0 |  | 0 |  | 0 |  | 0 | 0 | Retired | 0 | 0 |  | 11.9%
AES Redondo Beach | California |  |  |  | 356 | 8 | 241 | O/G Steam | 12 | 2023 | 2024 | Dry bottom wall-fired boiler | Y |  |  | 480 | 9.134 | 1691265.4 | 145521 | 7.2543 | 0 | Y | 0 | 0 | 0 |  | 0 |  | 0 |  | 0 |  | 0 |  | 0 |  | 0 |  | 0 | 0 | Retired | 0 | 0 |  | 8.522%
Agua Mansa Power | California |  |  |  | 55951 | AMP-1 | 89370 | Combustion Turbine |  |  |  | Combustion turbine | Y |  |  |  | 1.052 | 134046.325 | 12686.25 | 0.73367 | 1.052 |  | 134046.325 | 12686.25 | 1.052 |  | 1.052 |  | 1.052 |  | 1.052 |  | 1.052 |  | 1.052 |  | 1.052 |  | 1.052 | 1.052 | Not Coal Steam or O/G Steam | 0.015696 | 0.015696 |  | 5.48%
Algonquin Power Sanger | California |  |  |  | 57564 | 8 | 91241 | Combined Cycle |  |  |  | Combined cycle | Y |  |  |  | 5.746 | 789224.015 | 76471.35 | 2.946 | 5.746 |  | 789224.015 | 76471.35 | 5.746 |  | 5.746 |  | 5.746 |  | 4.7353 | Optimize SCR | 4.7353 |  | 4.7353 |  | 4.7353 |  | 4.7353 | 4.7353 | Not Coal Steam or O/G Steam | 0.012 | 0.012 |  | 25.27%
Almond Power Plant | California |  |  |  | 7315 | 1 | 3093 | Combustion Turbine |  |  |  | Combustion turbine | Y |  |  |  | 3.407 | 584091.431 | 62340.97 | 2.491 | 3.407 |  | 584091.431 | 62340.97 | 3.407 |  | 3.407 |  | 3.407 |  | 3.407 |  | 3.407 |  | 3.407 |  | 3.407 |  | 3.407 | 3.407 | Not Coal Steam or O/G Steam | 0.011666 | 0.011666 |  | 24.16%
Almond Power Plant | California |  |  |  | 7315 | 2 | 90500 | Combustion Turbine |  |  |  | Combustion turbine | Y |  |  |  | 1.675 | 362099.919 | 37497.39 | 0.96533 | 1.675 |  | 362099.919 | 37497.39 | 1.675 |  | 1.675 |  | 1.675 |  | 1.675 |  | 1.675 |  | 1.675 |  | 1.675 |  | 1.675 | 1.675 | Not Coal Steam or O/G Steam | 0.0092516 | 0.0092516 |  | 11.6%
Almond Power Plant | California |  |  |  | 7315 | 3 | 90501 | Combustion Turbine |  |  |  | Combustion turbine | Y |  |  |  | 3.439 | 755859.047 | 75760.96 | 2.118 | 3.439 |  | 755859.047 | 75760.96 | 3.439 |  | 3.439 |  | 3.439 |  | 3.439 |  | 3.439 |  | 3.439 |  | 3.439 |  | 3.439 | 3.439 | Not Coal Steam or O/G Steam | 0.0090996 | 0.0090996 |  | 26.28%
Almond Power Plant | California |  |  |  | 7315 | 4 | 90502 | Combustion Turbine |  |  |  | Combustion turbine | Y |  |  |  | 2.184 | 490157.223 | 50914.2 | 1.856 | 2.184 |  | 490157.223 | 50914.2 | 2.184 |  | 2.184 |  | 2.184 |  | 2.184 |  | 2.184 |  | 2.184 |  | 2.184 |  | 2.184 | 2.184 | Not Coal Steam or O/G Steam | 0.0089114 | 0.0089114 |  | 23.01%
Badger Creek Limited | California |  |  |  | 10650 | GT1 | 91244 | Combustion Turbine |  |  |  | Combustion turbine | Y |  |  |  | 1.099 | 133007.325 | 21604.5 | 4.808 | 1.099 |  | 133007.325 | 21604.5 | 1.099 |  | 1.099 |  | 1.099 |  | 1.099 |  | 1.099 |  | 1.099 |  | 1.099 |  | 1.099 | 1.099 | Not Coal Steam or O/G Steam | 0.016525 | 0.016525 |  | 7.089%
Barre Generating Station | California |  |  |  | 56474 | CT1 | 90072 | Combustion Turbine |  |  |  | Combustion turbine | Y |  |  |  | 0.378 | 112538.043 | 11448.74 | 0.556 | 0.378 |  | 112538.043 | 11448.74 | 0.378 |  | 0.378 |  | 0.378 |  | 0.378 |  | 0.378 |  | 0.378 |  | 0.378 |  | 0.378 | 0.378 | Not Coal Steam or O/G Steam | 0.0067177 | 0.0067177 |  | 7.804%
Bear Mountain Limited | California |  |  |  | 10649 | GT1 | 91243 | Combustion Turbine |  |  |  | Combustion turbine | Y |  |  |  | 3.254 | 431876.475 | 50529.25 | 4.578 | 3.254 |  | 431876.475 | 50529.25 | 3.254 |  | 3.254 |  | 3.254 |  | 3.254 |  | 3.254 |  | 3.254 |  | 3.254 |  | 3.254 | 3.254 | Not Coal Steam or O/G Steam | 0.015069 | 0.015069 |  | 19.52%
Blythe Energy | California |  |  |  | 55295 | 1 | 4467 | Combined Cycle |  |  |  | Combined cycle | Y |  |  |  | 13.71 | 3766969.484 | 341098.82 | 11.8557 | 13.71 |  | 3766969.484 | 341098.82 | 13.71 |  | 13.71 |  | 13.71 |  | 13.71 |  | 13.71 |  | 13.71 |  | 13.71 |  | 13.71 | 13.71 | Not Coal Steam or O/G Steam | 0.0072791 | 0.0072791 |  | 43.84%
Blythe Energy | California |  |  |  | 55295 | 2 | 4468 | Combined Cycle |  |  |  | Combined cycle | Y |  |  |  | 15.061 | 4251814.103 | 378070.29 | 15.423 | 15.061 |  | 4251814.103 | 378070.29 | 15.061 |  | 15.061 |  | 15.061 |  | 15.061 |  | 15.061 |  | 15.061 |  | 15.061 |  | 15.061 | 15.061 | Not Coal Steam or O/G Steam | 0.0070845 | 0.0070845 |  | 53.42%
Cabrillo Power I Encina Power Station | California |  |  |  | 302 | 10 | 91208 | Combustion Turbine |  |  |  | Combustion turbine | Y |  |  |  | 1.165 | 320406.971 | 31989.69 | 2.088 | 1.165 |  | 320406.971 | 31989.69 | 1.165 |  | 1.165 |  | 1.165 |  | 1.165 |  | 1.165 |  | 1.165 |  | 1.165 |  | 1.165 | 1.165 | Not Coal Steam or O/G Steam | 0.007272 | 0.007272 |  | 8.384%
Cabrillo Power I Encina Power Station | California |  |  |  | 302 | 6 | 90228 | Combustion Turbine |  |  |  | Combustion turbine | Y |  |  |  | 1.95 | 510621.421 | 48514.77 | 2.2457 | 1.95 |  | 510621.421 | 48514.77 | 1.95 |  | 1.95 |  | 1.95 |  | 1.95 |  | 1.95 |  | 1.95 |  | 1.95 |  | 1.95 | 1.95 | Not Coal Steam or O/G Steam | 0.0076378 | 0.0076378 |  | 10.72%
Cabrillo Power I Encina Power Station | California |  |  |  | 302 | 7 | 90229 | Combustion Turbine |  |  |  | Combustion turbine | Y |  |  |  | 1.809 | 538670.844 | 50815.77 | 1.576 | 1.809 |  | 538670.844 | 50815.77 | 1.809 |  | 1.809 |  | 1.809 |  | 1.809 |  | 1.809 |  | 1.809 |  | 1.809 |  | 1.809 | 1.809 | Not Coal Steam or O/G Steam | 0.0067165 | 0.0067165 |  | 10.92%
Cabrillo Power I Encina Power Station | California |  |  |  | 302 | 8 | 91206 | Combustion Turbine |  |  |  | Combustion turbine | Y |  |  |  | 1.523 | 453592.562 | 43138.28 | 1.4383 | 1.523 |  | 453592.562 | 43138.28 | 1.523 |  | 1.523 |  | 1.523 |  | 1.523 |  | 1.523 |  | 1.523 |  | 1.523 |  | 1.523 | 1.523 | Not Coal Steam or O/G Steam | 0.0067153 | 0.0067153 |  | 10.62%
Cabrillo Power I Encina Power Station | California |  |  |  | 302 | 9 | 91207 | Combustion Turbine |  |  |  | Combustion turbine | Y |  |  |  | 1.68 | 493547.293 | 46656.12 | 1.3943 | 1.68 |  | 493547.293 | 46656.12 | 1.68 |  | 1.68 |  | 1.68 |  | 1.68 |  | 1.68 |  | 1.68 |  | 1.68 |  | 1.68 | 1.68 | Not Coal Steam or O/G Steam | 0.0068079 | 0.0068079 |  | 11.15%
CalPeak Power - Border | California |  |  |  | 55510 | GT-1 | 4917 | Combustion Turbine |  |  |  | Combustion turbine | Y |  |  |  | 0.719 | 131263.587 | 12321.11 | 0.64967 | 0.719 |  | 131263.587 | 12321.11 | 0.719 |  | 0.719 |  | 0.719 |  | 0.719 |  | 0.719 |  | 0.719 |  | 0.719 |  | 0.719 | 0.719 | Not Coal Steam or O/G Steam | 0.010955 | 0.010955 |  | 4.555%
CalPeak Power - Border | California |  |  |  | 55510 | GT-2 | 4918 | Combustion Turbine | [32 empty] | Not Coal Steam or O/G Steam | 0 | 0
CalPeak Power - Enterprise | California |  |  |  | 55513 | GT-1 | 4923 | Combustion Turbine |  |  |  | Combustion turbine | Y |  |  |  | 0.643 | 94924.77 | 8946.84 | 0.569 | 0.643 |  | 94924.77 | 8946.84 | 0.643 |  | 0.643 |  | 0.643 |  | 0.643 |  | 0.643 |  | 0.643 |  | 0.643 |  | 0.643 | 0.643 | Not Coal Steam or O/G Steam | 0.013548 | 0.013548 |  | 3.637%
CalPeak Power - Enterprise | California |  |  |  | 55513 | GT-2 | 4924 | Combustion Turbine | [32 empty] | Not Coal Steam or O/G Steam | 0 | 0
CalPeak Power - Panoche | California |  |  |  | 55508 | GT-1 | 4913 | Combustion Turbine |  |  |  | Combustion turbine | Y |  |  |  | 0.707 | 122339.099 | 11225.63 | 0.454 | 0.707 |  | 122339.099 | 11225.63 | 0.707 |  | 0.707 |  | 0.707 |  | 0.707 |  | 0.707 |  | 0.707 |  | 0.707 |  | 0.707 | 0.707 | Not Coal Steam or O/G Steam | 0.011558 | 0.011558 |  | 3.566%
CalPeak Power - Panoche | California |  |  |  | 55508 | GT-2 | 4914 | Combustion Turbine | [32 empty] | Not Coal Steam or O/G Steam | 0 | 0
CalPeak Power - Vaca Dixon | California |  |  |  | 55499 | GT-1 | 4893 | Combustion Turbine |  |  |  | Combustion turbine | Y |  |  |  | 0.979 | 169261.908 | 15993.28 | 0.64433 | 0.979 |  | 169261.908 | 15993.28 | 0.979 |  | 0.979 |  | 0.979 |  | 0.979 |  | 0.979 |  | 0.979 |  | 0.979 |  | 0.979 | 0.979 | Not Coal Steam or O/G Steam | 0.011568 | 0.011568 |  | 4.815%
CalPeak Power - Vaca Dixon | California |  |  |  | 55499 | GT-2 | 4894 | Combustion Turbine | [32 empty] | Not Coal Steam or O/G Steam | 0 | 0
Calpine Gilroy Cogen, LP | California |  |  |  | 10034 | S-100 | 89552 | Combined Cycle |  |  |  | Combined cycle |  |  |  |  | 8.999 | 560456.443 | 66941.29 | 7.6027 | 8.999 |  | 560456.443 | 66941.29 | 8.999 |  | 8.999 |  | 8.999 |  | 8.999 |  | 8.999 |  | 8.999 |  | 8.999 |  | 8.999 | 8.999 | Not Coal Steam or O/G Steam | 0.032113 | 0.032113 |  | 11.76%
Calpine Sutter Energy Center | California |  |  |  | 55112 | CT01 | 3928 | Combined Cycle |  |  |  | Combined cycle | Y |  |  |  | 16.746 | 4749282.533 | 702702.75 | 12.529 | 16.746 |  | 4749282.533 | 702702.75 | 16.746 |  | 16.746 |  | 16.746 |  | 16.746 |  | 16.746 |  | 16.746 |  | 16.746 |  | 16.746 | 16.746 | Not Coal Steam or O/G Steam | 0.007052 | 0.007052 |  | 39.11%
Calpine Sutter Energy Center | California |  |  |  | 55112 | CT02 | 3929 | Combined Cycle |  |  |  | Combined cycle | Y |  |  |  | 14.035 | 3155478.692 | 470620.91 | 7.7947 | 14.035 |  | 3155478.692 | 470620.91 | 14.035 |  | 14.035 |  | 14.035 |  | 14.035 |  | 14.035 |  | 14.035 |  | 14.035 |  | 14.035 | 14.035 | Not Coal Steam or O/G Steam | 0.0088956 | 0.0088956 |  | 22.04%
Campbell Power Plant | California |  |  |  | 7552 | 1 | 3132 | Combined Cycle |  |  |  | Combined cycle | Y |  |  |  | 13.531 | 2751908.171 | 379923.57 | 10.4327 | 13.531 |  | 2751908.171 | 379923.57 | 13.531 |  | 13.531 |  | 13.531 |  | 13.531 |  | 13.531 |  | 13.531 |  | 13.531 |  | 13.531 | 13.531 | Not Coal Steam or O/G Steam | 0.0098339 | 0.0098339 |  | 36.7%
Canyon Power Plant | California |  |  |  | 57027 | 1 | 90584 | Combustion Turbine |  |  |  | Combustion turbine |  |  |  |  | 0.608 | 126902.471 | 12522.42 | 0.70133 | 0.608 |  | 126902.471 | 12522.42 | 0.608 |  | 0.608 |  | 0.608 |  | 0.608 |  | 0.608 |  | 0.608 |  | 0.608 |  | 0.608 | 0.608 | Not Coal Steam or O/G Steam | 0.0095822 | 0.0095822 |  | 8.222%
Canyon Power Plant | California |  |  |  | 57027 | 2 | 90585 | Combustion Turbine |  |  |  | Combustion turbine |  |  |  |  | 0.55 | 132978.072 | 13198.01 | 0.54367 | 0.55 |  | 132978.072 | 13198.01 | 0.55 |  | 0.55 |  | 0.55 |  | 0.55 |  | 0.55 |  | 0.55 |  | 0.55 |  | 0.55 | 0.55 | Not Coal Steam or O/G Steam | 0.008272 | 0.008272 |  | 7.007%
Canyon Power Plant | California |  |  |  | 57027 | 3 | 90586 | Combustion Turbine |  |  |  | Combustion turbine |  |  |  |  | 0.438 | 109692.512 | 10980.46 | 0.52467 | 0.438 |  | 109692.512 | 10980.46 | 0.438 |  | 0.438 |  | 0.438 |  | 0.438 |  | 0.438 |  | 0.438 |  | 0.438 |  | 0.438 | 0.438 | Not Coal Steam or O/G Steam | 0.007986 | 0.007986 |  | 7.209%
Canyon Power Plant | California |  |  |  | 57027 | 4 | 90587 | Combustion Turbine |  |  |  | Combustion turbine |  |  |  |  | 0.625 | 122018.895 | 11976.47 | 0.79633 | 0.625 |  | 122018.895 | 11976.47 | 0.625 |  | 0.625 |  | 0.625 |  | 0.625 |  | 0.625 |  | 0.625 |  | 0.625 |  | 0.625 | 0.625 | Not Coal Steam or O/G Steam | 0.010244 | 0.010244 |  | 9.13%
Carson Cogeneration Company | California |  |  |  | 10169 | D1 | 89366 | Combined Cycle |  |  |  | Combined cycle | Y |  |  |  | 4.346 | 143272.634 | 12826.44 | 14.148 | 4.346 |  | 143272.634 | 12826.44 | 4.346 |  | 4.346 |  | 4.346 |  | 0.85964 | Optimize SCR | 0.85964 |  | 0.85964 |  | 0.85964 |  | 0.85964 | 0.85964 | Not Coal Steam or O/G Steam | 0.012 | 0.012 |  | 9.935%
Carson Power Plant | California |  |  |  | 7527 | 1 | 3125 | Combustion Turbine |  |  |  | Combined cycle | Y |  |  |  | 3.839 | 973828.456 | 109295.06 | 3.1377 | 3.839 |  | 973828.456 | 109295.06 | 3.839 |  | 3.839 |  | 3.839 |  | 3.839 |  | 3.839 |  | 3.839 |  | 3.839 |  | 3.839 | 3.839 | Not Coal Steam or O/G Steam | 0.0078843 | 0.0078843 |  | 40.32%
Carson Power Plant | California |  |  |  | 7527 | 2 | 3126 | Combined Cycle |  |  |  | Combustion turbine | Y |  |  |  | 0.799 | 91540.83 | 8773.62 | 0.517 | 0.799 |  | 91540.83 | 8773.62 | 0.799 |  | 0.799 |  | 0.799 |  | 0.54924 | Optimize SCR | 0.54924 |  | 0.54924 |  | 0.54924 |  | 0.54924 | 0.54924 | Not Coal Steam or O/G Steam | 0.012 | 0.012 |  | 3.696%
Center Generating Station | California |  |  |  | 56475 | CT1 | 90073 | Combustion Turbine |  |  |  | Combustion turbine |  |  |  |  | 1.19 | 152649.405 | 14926.93 | 0.69267 | 1.19 |  | 152649.405 | 14926.93 | 1.19 |  | 1.19 |  | 1.19 |  | 1.19 |  | 1.19 |  | 1.19 |  | 1.19 |  | 1.19 | 1.19 | Not Coal Steam or O/G Steam | 0.015591 | 0.015591 |  | 6.429%
Chula Vista Energy Center | California |  |  |  | 55540 | 1A | 4973 | Combustion Turbine |  |  |  | Combustion turbine | Y |  | Y |  | 1.559 | 15204.842 | 877.08 | 0.601 | 1.559 |  | 15204.842 | 877.08 | 1.559 |  | 1.559 |  | 1.559 |  | 0.22807 | Optimize SCR | 0.22807 |  | 0.22807 |  | 0.22807 |  | 0.22807 | 0.22807 | Not Coal Steam or O/G Steam | 0.03 | 0.03 |  | 1.32%
Chula Vista Energy Center | California |  |  |  | 55540 | 1B | 4974 | Combustion Turbine |  |  |  | Combustion turbine | Y |  | Y |  | 1.573 | 15419.311 | 888.25 | 0.607 | 1.573 |  | 15419.311 | 888.25 | 1.573 |  | 1.573 |  | 1.573 |  | 0.23129 | Optimize SCR | 0.23129 |  | 0.23129 |  | 0.23129 |  | 0.23129 | 0.23129 | Not Coal Steam or O/G Steam | 0.03 | 0.03 |  | 1.342%
Coalinga Cogeneration Facility | California |  |  |  | 50131 | 1 | 89976 | Combustion Turbine |  |  | 2023 | Combustion turbine | Y | [7 empty] | 0 | Y | 0 | 0 | 0 |  | 0 |  | 0 |  | 0 |  | 0 |  | 0 |  | 0 |  | 0 | 0 | Not Coal Steam or O/G Steam | 0 | 0
Colusa Generating Station | California |  |  |  | 56532 | CT1 | 90561 | Combined Cycle |  |  |  | Combined cycle | Y |  |  |  | 7.093 | 3719895.555 | 500993.08 | 8.101 | 7.093 |  | 3719895.555 | 500993.08 | 7.093 |  | 7.093 |  | 7.093 |  | 7.093 |  | 7.093 |  | 7.093 |  | 7.093 |  | 7.093 | 7.093 | Not Coal Steam or O/G Steam | 0.0038135 | 0.0038135 |  | 38.72%
Colusa Generating Station | California |  |  |  | 56532 | CT2 | 90562 | Combined Cycle |  |  |  | Combined cycle | Y |  |  |  | 7.244 | 3368822.528 | 473093.06 | 7.6847 | 7.244 |  | 3368822.528 | 473093.06 | 7.244 |  | 7.244 |  | 7.244 |  | 7.244 |  | 7.244 |  | 7.244 |  | 7.244 |  | 7.244 | 7.244 | Not Coal Steam or O/G Steam | 0.0043006 | 0.0043006 |  | 38.45%
Cosumnes Power Plant | California |  |  |  | 55970 | 2 | 88365 | Combined Cycle |  |  |  | Combined cycle | Y |  |  |  | 18.01 | 6346819.7 | 930207 | 14.931 | 18.01 |  | 6346819.7 | 930207 | 18.01 |  | 18.01 |  | 18.01 |  | 18.01 |  | 18.01 |  | 18.01 |  | 18.01 |  | 18.01 | 18.01 | Not Coal Steam or O/G Steam | 0.0056753 | 0.0056753 |  | 70.68%
Cosumnes Power Plant | California |  |  |  | 55970 | 3 | 88366 | Combined Cycle |  |  |  | Combined cycle | Y |  |  |  | 17.417 | 6341347.1 | 925920 | 13.726 | 17.417 |  | 6341347.1 | 925920 | 17.417 |  | 17.417 |  | 17.417 |  | 17.417 |  | 17.417 |  | 17.417 |  | 17.417 |  | 17.417 | 17.417 | Not Coal Steam or O/G Steam | 0.0054932 | 0.0054932 |  | 69.2%
Creed Energy Center | California |  |  |  | 55625 | UNIT1 | 5005 | Combustion Turbine |  |  |  | Combustion turbine | Y |  |  |  | 0.835 | 112704.958 | 10860.64 | 0.711 | 0.835 |  | 112704.958 | 10860.64 | 0.835 |  | 0.835 |  | 0.835 |  | 0.835 |  | 0.835 |  | 0.835 |  | 0.835 |  | 0.835 | 0.835 | Not Coal Steam or O/G Steam | 0.014817 | 0.014817 |  | 5.439%
Cuyamaca Peak Energy | California |  |  |  | 55512 | GT-1 | 4921 | Combustion Turbine |  |  |  | Combustion turbine | Y |  |  |  | 0.312 | 56114.816 | 5049.44 | 0.265 | 0.312 |  | 56114.816 | 5049.44 | 0.312 |  | 0.312 |  | 0.312 |  | 0.312 |  | 0.312 |  | 0.312 |  | 0.312 |  | 0.312 | 0.312 | Not Coal Steam or O/G Steam | 0.01112 | 0.01112 |  | 2.055%
Cuyamaca Peak Energy | California |  |  |  | 55512 | GT-2 | 4922 | Combustion Turbine | [32 empty] | Not Coal Steam or O/G Steam | 0 | 0
DTE Stockton | California |  |  |  | 54238 | BIOMS1 | 90649 | Biomass |  |  |  | Stoker | Y |  |  |  | 44.94 | 2501595.167 | 178449.66 | 43.9397 | 44.94 |  | 2501595.167 | 178449.66 | 44.94 |  | 44.94 |  | 44.94 |  | 44.94 |  | 44.94 |  | 44.94 |  | 44.94 |  | 44.94 | 44.94 | Not Coal Steam or O/G Steam | 0.035929 | 0.035929 |  | 87.25%
Delano Energy Center, LLC | California |  |  |  | 58122 | GEN1 | 91268 | Combustion Turbine |  |  |  | Combustion turbine | Y |  |  |  | 0.277 | 64622.327 | 6095.62 | 0.177 | 0.277 |  | 64622.327 | 6095.62 | 0.277 |  | 0.277 |  | 0.277 |  | 0.277 |  | 0.277 |  | 0.277 |  | 0.277 |  | 0.277 | 0.277 | Not Coal Steam or O/G Steam | 0.0085729 | 0.0085729 |  | 2.253%
Delta Energy Center, LLC | California |  |  |  | 55333 | 1 | 3739 | Combined Cycle |  |  |  | Combined cycle | Y |  |  |  | 19.288 | 4843553.673 | 710024.4 | 16.847 | 19.288 |  | 4843553.673 | 710024.4 | 19.288 |  | 19.288 |  | 19.288 |  | 19.288 |  | 19.288 |  | 19.288 |  | 19.288 |  | 19.288 | 19.288 | Not Coal Steam or O/G Steam | 0.0079644 | 0.0079644 |  | 50.32%
Delta Energy Center, LLC | California |  |  |  | 55333 | 2 | 3740 | Combined Cycle |  |  |  | Combined cycle | Y |  |  |  | 15.471 | 4072554.554 | 590934.43 | 13.7177 | 15.471 |  | 4072554.554 | 590934.43 | 15.471 |  | 15.471 |  | 15.471 |  | 15.471 |  | 15.471 |  | 15.471 |  | 15.471 |  | 15.471 | 15.471 | Not Coal Steam or O/G Steam | 0.0075977 | 0.0075977 |  | 41.49%
Delta Energy Center, LLC | California |  |  |  | 55333 | 3 | 3741 | Combined Cycle |  |  |  | Combined cycle | Y |  |  |  | 14.598 | 3725214.786 | 532675.39 | 12.6117 | 14.598 |  | 3725214.786 | 532675.39 | 14.598 |  | 14.598 |  | 14.598 |  | 14.598 |  | 14.598 |  | 14.598 |  | 14.598 |  | 14.598 | 14.598 | Not Coal Steam or O/G Steam | 0.0078374 | 0.0078374 |  | 38.8%
Donald Von Raesfeld | California |  |  |  | 56026 | PCT1 | 88292 | Combined Cycle |  |  |  | Combined cycle | Y |  |  |  | 4.091 | 1328879.618 | 173975.77 | 3.8607 | 4.091 |  | 1328879.618 | 173975.77 | 4.091 |  | 4.091 |  | 4.091 |  | 4.091 |  | 4.091 |  | 4.091 |  | 4.091 |  | 4.091 | 4.091 | Not Coal Steam or O/G Steam | 0.0061571 | 0.0061571 |  | 55.21%
Donald Von Raesfeld | California |  |  |  | 56026 | PCT2 | 88293 | Combined Cycle |  |  |  | Combined cycle | Y |  |  |  | 4.271 | 1378362.839 | 176102.17 | 4.275 | 4.271 |  | 1378362.839 | 176102.17 | 4.271 |  | 4.271 |  | 4.271 |  | 4.271 |  | 4.271 |  | 4.271 |  | 4.271 |  | 4.271 | 4.271 | Not Coal Steam or O/G Steam | 0.0061972 | 0.0061972 |  | 57.36%
E. F. Oxnard Energy Facility | California |  |  |  | 10776 | GTG | 91465 | Combustion Turbine | [32 empty] | Not Coal Steam or O/G Steam | 0 | 0
El Cajon Energy Center | California |  |  |  | 57001 | 1 | 90510 | Combustion Turbine |  |  |  | Combustion turbine | Y |  |  |  | 0.585 | 52484.698 | 5074.56 | 0.51267 | 0.585 |  | 52484.698 | 5074.56 | 0.585 |  | 0.585 |  | 0.585 |  | 0.585 |  | 0.585 |  | 0.585 |  | 0.585 |  | 0.585 | 0.585 | Not Coal Steam or O/G Steam | 0.022292 | 0.022292 |  | 2.582%
El Centro | California |  |  |  | 389 | 2-2 | 255 | Combined Cycle |  |  |  | Combined cycle | Y |  |  |  | 32.755 | 2094764.905 | 227745.64 | 26.6747 | 32.755 |  | 2094764.905 | 227745.64 | 32.755 |  | 32.755 |  | 32.755 |  | 12.5686 | Optimize SCR | 12.5686 |  | 12.5686 |  | 12.5686 |  | 12.5686 | 12.5686 | Not Coal Steam or O/G Steam | 0.012 | 0.012 |  | 45.95%
El Centro | California |  |  |  | 389 | 3-1 | 90785 | Combined Cycle |  |  |  | Combined cycle | Y |  |  |  | 3.652 | 1398856.413 | 186291.58 | 4.1327 | 3.652 |  | 1398856.413 | 186291.58 | 3.652 |  | 3.652 |  | 3.652 |  | 3.652 |  | 3.652 |  | 3.652 |  | 3.652 |  | 3.652 | 3.652 | Not Coal Steam or O/G Steam | 0.0052214 | 0.0052214 |  | 63.24%
El Centro | California |  |  |  | 389 | 3-2 | 90786 | Combined Cycle |  |  |  | Combined cycle | Y |  |  |  | 3.062 | 1250271.442 | 167226.77 | 4.5203 | 3.062 |  | 1250271.442 | 167226.77 | 3.062 |  | 3.062 |  | 3.062 |  | 3.062 |  | 3.062 |  | 3.062 |  | 3.062 |  | 3.062 | 3.062 | Not Coal Steam or O/G Steam | 0.0048981 | 0.0048981 |  | 63.22%
El Centro | California |  |  |  | 389 | 4 | 257 | O/G Steam |  |  |  | Dry bottom wall-fired boiler | Y |  |  | 70 | 23.947 | 848945.593 | 76232.99 | 13.1023 | 23.947 |  | 848945.593 | 76232.99 | 23.947 |  | 23.947 |  | 23.947 |  | 12.7342 | Optimize SCR | 12.7342 |  | 12.7342 |  | 12.7342 |  | 12.7342 | 12.7342 | Existing SCR | 0.03 | 0.03 |  | 15.16%
El Segundo | California |  |  |  | 330 | 5 | 90376 | Combined Cycle |  |  |  | Combined cycle | Y |  |  |  | 1.357 | 578392.043 | 68328.01 | 2.1457 | 1.357 |  | 578392.043 | 68328.01 | 1.357 |  | 1.357 |  | 1.357 |  | 1.357 |  | 1.357 |  | 1.357 |  | 1.357 |  | 1.357 | 1.357 | Not Coal Steam or O/G Steam | 0.0046923 | 0.0046923 |  | 10.63%
El Segundo | California |  |  |  | 330 | 7 | 90377 | Combined Cycle |  |  |  | Combined cycle | Y |  |  |  | 1.865 | 668379.207 | 80474.51 | 3.0123 | 1.865 |  | 668379.207 | 80474.51 | 1.865 |  | 1.865 |  | 1.865 |  | 1.865 |  | 1.865 |  | 1.865 |  | 1.865 |  | 1.865 | 1.865 | Not Coal Steam or O/G Steam | 0.0055807 | 0.0055807 |  | 13.88%
Elk Hills Power | California |  |  |  | 55400 | CTG-1 | 88308 | Combined Cycle |  |  |  | Combined cycle | Y |  |  |  | 13.827 | 5433533.718 | 878918.29 | 14.798 | 13.827 |  | 5433533.718 | 878918.29 | 13.827 |  | 13.827 |  | 13.827 |  | 13.827 |  | 13.827 |  | 13.827 |  | 13.827 |  | 13.827 | 13.827 | Not Coal Steam or O/G Steam | 0.0050895 | 0.0050895 |  | 77.27%
Elk Hills Power | California |  |  |  | 55400 | CTG-2 | 88309 | Combined Cycle |  |  |  | Combined cycle | Y |  |  |  | 15.11 | 5361810.982 | 870548.49 | 15.6737 | 15.11 |  | 5361810.982 | 870548.49 | 15.11 |  | 15.11 |  | 15.11 |  | 15.11 |  | 15.11 |  | 15.11 |  | 15.11 |  | 15.11 | 15.11 | Not Coal Steam or O/G Steam | 0.0056362 | 0.0056362 |  | 76.92%
Escondido Energy Center, LLC | California |  |  |  | 55538 | CTG1 | 90893 | Combustion Turbine |  |  |  | Combustion turbine |  |  |  |  | 0.296 | 46014.77 | 4544.78 | 0.43567 | 0.296 |  | 46014.77 | 4544.78 | 0.296 |  | 0.296 |  | 0.296 |  | 0.296 |  | 0.296 |  | 0.296 |  | 0.296 |  | 0.296 | 0.296 | Not Coal Steam or O/G Steam | 0.012865 | 0.012865 |  | 3.917%
Feather River Energy Center | California |  |  |  | 55847 | UNIT1 | 10240 | Combustion Turbine |  |  |  | Combustion turbine | Y |  |  |  | 17.962 | 559058.372 | 53014.43 | 12.5693 | 17.962 |  | 559058.372 | 53014.43 | 17.962 |  | 17.962 |  | 17.962 |  | 8.3859 | Optimize SCR | 8.3859 |  | 8.3859 |  | 8.3859 |  | 8.3859 | 8.3859 | Not Coal Steam or O/G Steam | 0.03 | 0.03 |  | 15.59%
Fresno Cogeneration Partners, LP | California |  |  |  | 10156 | GEN1 | 89509 | Combined Cycle |  |  |  | Combined cycle | Y |  |  |  | 0.253 | 38341.41 | 3517.53 | 0.14567 | 0.253 |  | 38341.41 | 3517.53 | 0.253 |  | 0.253 |  | 0.253 |  | 0.23005 | Optimize SCR | 0.23005 |  | 0.23005 |  | 0.23005 |  | 0.23005 | 0.23005 | Not Coal Steam or O/G Steam | 0.012 | 0.012 |  | 1.459%
Gateway Generating Station | California |  |  |  | 56476 | GT1 | 89759 | Combined Cycle |  |  |  | Combined cycle | Y |  |  |  | 13.526 | 4515664.772 | 628470.09 | 12.539 | 13.526 |  | 4515664.772 | 628470.09 | 13.526 |  | 13.526 |  | 13.526 |  | 13.526 |  | 13.526 |  | 13.526 |  | 13.526 |  | 13.526 | 13.526 | Not Coal Steam or O/G Steam | 0.0059907 | 0.0059907 |  | 47.95%
Gateway Generating Station | California |  |  |  | 56476 | GT2 | 89760 | Combined Cycle |  |  |  | Combined cycle | Y |  |  |  | 14.836 | 4668343.191 | 644152.72 | 14.1447 | 14.836 |  | 4668343.191 | 644152.72 | 14.836 |  | 14.836 |  | 14.836 |  | 14.836 |  | 14.836 |  | 14.836 |  | 14.836 |  | 14.836 | 14.836 | Not Coal Steam or O/G Steam | 0.006356 | 0.006356 |  | 50.38%
Gilroy Energy Center, LLC | California |  |  |  | 55810 | S-3 | 88230 | Combustion Turbine |  |  |  | Combustion turbine | Y |  |  |  | 0.637 | 63526.834 | 6341.66 | 0.712 | 0.637 |  | 63526.834 | 6341.66 | 0.637 |  | 0.637 |  | 0.637 |  | 0.637 |  | 0.637 |  | 0.637 |  | 0.637 |  | 0.637 | 0.637 | Not Coal Steam or O/G Steam | 0.020055 | 0.020055 |  | 3.488%
Gilroy Energy Center, LLC | California |  |  |  | 55810 | S-4 | 88231 | Combustion Turbine |  |  |  | Combustion turbine | Y |  |  |  | 0.525 | 57507.917 | 5421.22 | 0.62867 | 0.525 |  | 57507.917 | 5421.22 | 0.525 |  | 0.525 |  | 0.525 |  | 0.525 |  | 0.525 |  | 0.525 |  | 0.525 |  | 0.525 | 0.525 | Not Coal Steam or O/G Steam | 0.018258 | 0.018258 |  | 3.252%
Gilroy Energy Center, LLC | California |  |  |  | 55810 | S-5 | 88232 | Combustion Turbine |  |  |  | Combustion turbine | Y |  |  |  | 0.783 | 57814.753 | 5687.03 | 0.77133 | 0.783 |  | 57814.753 | 5687.03 | 0.783 |  | 0.783 |  | 0.783 |  | 0.783 |  | 0.783 |  | 0.783 |  | 0.783 |  | 0.783 | 0.783 | Not Coal Steam or O/G Steam | 0.027087 | 0.027087 |  | 3.343%
Glenarm | California |  |  |  | 422 | GT3 | 88258 | Combustion Turbine |  |  |  | Combustion turbine | Y |  |  |  | 0.2 | 15982.426 | 1381.61 | 0.84333 | 0.2 |  | 15982.426 | 1381.61 | 0.2 |  | 0.2 |  | 0.2 |  | 0.2 |  | 0.2 |  | 0.2 |  | 0.2 |  | 0.2 | 0.2 | Not Coal Steam or O/G Steam | 0.025027 | 0.025027 |  | 3.42%
Glenarm | California |  |  |  | 422 | GT4 | 88259 | Combustion Turbine |  |  |  | Combustion turbine | Y |  |  |  | 0.332 | 21662.93 | 1798.87 | 0.77967 | 0.332 |  | 21662.93 | 1798.87 | 0.332 |  | 0.332 |  | 0.332 |  | 0.32494 | Optimize SCR | 0.32494 |  | 0.32494 |  | 0.32494 |  | 0.32494 | 0.32494 | Not Coal Steam or O/G Steam | 0.03 | 0.03 |  | 3.058%
Glenarm | California |  |  |  | 422 | GT5 | 90975 | Combined Cycle |  |  |  | Combined cycle | Y |  |  |  | 0.313 | 59503.358 | 5688.9 | 0.54033 | 0.313 |  | 59503.358 | 5688.9 | 0.313 |  | 0.313 |  | 0.313 |  | 0.313 |  | 0.313 |  | 0.313 |  | 0.313 |  | 0.313 | 0.313 | Not Coal Steam or O/G Steam | 0.01052 | 0.01052 |  | 5.55%
Goal Line | California |  |  |  | 54749 | 1 | 3795 | Combined Cycle |  |  |  | Combined cycle | Y |  |  |  | 1.163 | 153655.631 | 17748.73 | 0.997 | 1.163 |  | 153655.631 | 17748.73 | 1.163 |  | 1.163 |  | 1.163 |  | 0.92193 | Optimize SCR | 0.92193 |  | 0.92193 |  | 0.92193 |  | 0.92193 | 0.92193 | Not Coal Steam or O/G Steam | 0.012 | 0.012 |  | 6.843%
Goose Haven Energy Center | California |  |  |  | 55627 | UNIT1 | 5007 | Combustion Turbine |  |  |  | Combustion turbine | Y |  |  |  | 0.796 | 102330.651 | 9760.5 | 0.70967 | 0.796 |  | 102330.651 | 9760.5 | 0.796 |  | 0.796 |  | 0.796 |  | 0.796 |  | 0.796 |  | 0.796 |  | 0.796 |  | 0.796 | 0.796 | Not Coal Steam or O/G Steam | 0.015557 | 0.015557 |  | 5.081%
Grapeland Generating Station | California |  |  |  | 56472 | CT1 | 90070 | Combustion Turbine |  |  |  | Combustion turbine |  |  |  |  | 17.32 | 85709.491 | 8472.2 | 5.9617 | 17.32 |  | 85709.491 | 8472.2 | 17.32 |  | 17.32 |  | 17.32 |  | 17.32 |  | 17.32 |  | 17.32 |  | 17.32 |  | 17.32 | 17.32 | Not Coal Steam or O/G Steam | 0.40416 | 0.40416 |  | 3.276%
Grayson Power Plant | California |  |  |  | 377 | 4 | 248 | O/G Steam |  |  |  | Dry bottom wall-fired boiler |  |  |  | 40 | 7.579 | 392006.275 | 28613.4 | 8.1563 | 7.579 |  | 392006.275 | 28613.4 | 7.579 |  | 7.579 |  | 7.579 |  | 7.579 |  | 7.579 |  | 7.579 |  | 7.579 |  | 7.579 | 7.579 | O/G Steam Under 100 MW | 0.038668 | 0.038668 |  | 18.99%
Grayson Power Plant | California |  |  |  | 377 | 5 | 249 | O/G Steam |  |  |  | Dry bottom wall-fired boiler |  |  |  | 40 | 4.869 | 366233.445 | 23400.62 | 4.7033 | 4.869 |  | 366233.445 | 23400.62 | 4.869 |  | 4.869 |  | 4.869 |  | 4.869 |  | 4.869 |  | 4.869 |  | 4.869 |  | 4.869 | 4.869 | O/G Steam Under 100 MW | 0.02659 | 0.02659 |  | 13.73%
Grayson Power Plant | California |  |  |  | 377 | 9 | 89495 | Combustion Turbine |  |  |  | Combustion turbine | Y |  |  |  | 2 | 215826.625 | 20029.18 | 1.4603 | 2 |  | 215826.625 | 20029.18 | 2 |  | 2 |  | 2 |  | 2 |  | 2 |  | 2 |  | 2 |  | 2 | 2 | Not Coal Steam or O/G Steam | 0.018533 | 0.018533 |  | 8.409%
Hanford Energy Park Peaker | California |  |  |  | 55698 | HEP1 | 8954 | Combustion Turbine |  |  |  | Combustion turbine | Y |  |  |  | 0.276 | 32447.322 | 3288.15 | 0.32767 | 0.276 |  | 32447.322 | 3288.15 | 0.276 |  | 0.276 |  | 0.276 |  | 0.276 |  | 0.276 |  | 0.276 |  | 0.276 |  | 0.276 | 0.276 | Not Coal Steam or O/G Steam | 0.017012 | 0.017012 |  | 2.45%
Hanford Energy Park Peaker | California |  |  |  | 55698 | HEP2 | 8956 | Combustion Turbine |  |  |  | Combustion turbine | Y |  |  |  | 0.244 | 35190.396 | 3547.04 | 0.34533 | 0.244 |  | 35190.396 | 3547.04 | 0.244 |  | 0.244 |  | 0.244 |  | 0.244 |  | 0.244 |  | 0.244 |  | 0.244 |  | 0.244 | 0.244 | Not Coal Steam or O/G Steam | 0.013867 | 0.013867 |  | 2.157%
Harbor Generating Station | California |  |  |  | 399 | **10A | 259 | Combined Cycle |  |  |  | Combined cycle | Y |  |  |  | 4.074 | 351851.364 | 36548.97 | 2.4547 | 4.074 |  | 351851.364 | 36548.97 | 4.074 |  | 4.074 |  | 4.074 |  | 2.1111 | Optimize SCR | 2.1111 |  | 2.1111 |  | 2.1111 |  | 2.1111 | 2.1111 | Not Coal Steam or O/G Steam | 0.012 | 0.012 |  | 5.549%
Harbor Generating Station | California |  |  |  | 399 | **10B | 260 | Combined Cycle |  |  |  | Combined cycle | Y |  |  |  | 2.947 | 283262.802 | 31013.98 | 2.4657 | 2.947 |  | 283262.802 | 31013.98 | 2.947 |  | 2.947 |  | 2.947 |  | 1.6996 | Optimize SCR | 1.6996 |  | 1.6996 |  | 1.6996 |  | 1.6996 | 1.6996 | Not Coal Steam or O/G Steam | 0.012 | 0.012 |  | 5.93%
Harbor Generating Station | California |  |  |  | 399 | 10 | 262 | Combustion Turbine |  |  |  | Combustion turbine | Y |  |  |  | 0.716 | 65573.703 | 5930.42 | 0.56033 | 0.716 |  | 65573.703 | 5930.42 | 0.716 |  | 0.716 |  | 0.716 |  | 0.716 |  | 0.716 |  | 0.716 |  | 0.716 |  | 0.716 | 0.716 | Not Coal Steam or O/G Steam | 0.021838 | 0.021838 |  | 2.861%
Harbor Generating Station | California |  |  |  | 399 | 11 | 263 | Combustion Turbine |  |  |  | Combustion turbine | Y |  |  |  | 0.443 | 47936.271 | 4168.67 | 0.373 | 0.443 |  | 47936.271 | 4168.67 | 0.443 |  | 0.443 |  | 0.443 |  | 0.443 |  | 0.443 |  | 0.443 |  | 0.443 |  | 0.443 | 0.443 | Not Coal Steam or O/G Steam | 0.018483 | 0.018483 |  | 1.292%
Harbor Generating Station | California |  |  |  | 399 | 12 | 264 | Combustion Turbine |  |  |  | Combustion turbine | Y |  |  |  | 0.415 | 48501.96 | 4185.62 | 0.48133 | 0.415 |  | 48501.96 | 4185.62 | 0.415 |  | 0.415 |  | 0.415 |  | 0.415 |  | 0.415 |  | 0.415 |  | 0.415 |  | 0.415 | 0.415 | Not Coal Steam or O/G Steam | 0.017113 | 0.017113 |  | 1.857%
Harbor Generating Station | California |  |  |  | 399 | 13 | 265 | Combustion Turbine |  |  |  | Combustion turbine | Y |  |  |  | 0.307 | 35796.043 | 3157.24 | 0.44567 | 0.307 |  | 35796.043 | 3157.24 | 0.307 |  | 0.307 |  | 0.307 |  | 0.307 |  | 0.307 |  | 0.307 |  | 0.307 |  | 0.307 | 0.307 | Not Coal Steam or O/G Steam | 0.017153 | 0.017153 |  | 2.386%
Harbor Generating Station | California |  |  |  | 399 | 14 | 266 | Combustion Turbine |  |  |  | Combustion turbine | Y |  |  |  | 0.345 | 43739.371 | 3743.2 | 0.37933 | 0.345 |  | 43739.371 | 3743.2 | 0.345 |  | 0.345 |  | 0.345 |  | 0.345 |  | 0.345 |  | 0.345 |  | 0.345 |  | 0.345 | 0.345 | Not Coal Steam or O/G Steam | 0.015775 | 0.015775 |  | 2.024%
Haynes Generating Station | California |  |  |  | 400 | 1 | 271 | O/G Steam |  |  |  | Dry bottom wall-fired boiler | Y |  |  | 222 | 0.215 | 330809.18 | 29838.67 | 0.593 | 0.215 |  | 330809.18 | 29838.67 | 0.215 |  | 0.215 |  | 0.215 |  | 0.215 |  | 0.215 |  | 0.215 |  | 0.215 |  | 0.215 | 0.215 | Existing SCR | 0.0012998 | 0.0012998 |  | 7.644%
Haynes Generating Station | California |  |  |  | 400 | 10 | 89434 | Combined Cycle |  |  |  | Combined cycle | Y |  |  |  | 15.124 | 4345722.404 | 624817.65 | 14.796 | 15.124 |  | 4345722.404 | 624817.65 | 15.124 |  | 15.124 |  | 15.124 |  | 15.124 |  | 15.124 |  | 15.124 |  | 15.124 |  | 15.124 | 15.124 | Not Coal Steam or O/G Steam | 0.0069604 | 0.0069604 |  | 57.37%
Haynes Generating Station | California |  |  |  | 400 | 11 | 90755 | Combustion Turbine |  |  |  | Combustion turbine | Y |  |  |  | 1.001 | 204612.663 | 21526.01 | 1.223 | 1.001 |  | 204612.663 | 21526.01 | 1.001 |  | 1.001 |  | 1.001 |  | 1.001 |  | 1.001 |  | 1.001 |  | 1.001 |  | 1.001 | 1.001 | Not Coal Steam or O/G Steam | 0.0097843 | 0.0097843 |  | 8.698%
Haynes Generating Station | California |  |  |  | 400 | 12 | 90756 | Combustion Turbine |  |  |  | Combustion turbine | Y |  |  |  | 2.17 | 533104.864 | 56948.36 | 1.2403 | 2.17 |  | 533104.864 | 56948.36 | 2.17 |  | 2.17 |  | 2.17 |  | 2.17 |  | 2.17 |  | 2.17 |  | 2.17 |  | 2.17 | 2.17 | Not Coal Steam or O/G Steam | 0.008141 | 0.008141 |  | 9.054%
Haynes Generating Station | California |  |  |  | 400 | 13 | 90757 | Combustion Turbine |  |  |  | Combustion turbine | Y |  |  |  | 0.814 | 163514.581 | 17114.52 | 1.3663 | 0.814 |  | 163514.581 | 17114.52 | 0.814 |  | 0.814 |  | 0.814 |  | 0.814 |  | 0.814 |  | 0.814 |  | 0.814 |  | 0.814 | 0.814 | Not Coal Steam or O/G Steam | 0.0099563 | 0.0099563 |  | 9.417%
Haynes Generating Station | California |  |  |  | 400 | 14 | 90758 | Combustion Turbine |  |  |  | Combustion turbine | Y |  |  |  | 0.253 | 55735.758 | 5952.92 | 0.78833 | 0.253 |  | 55735.758 | 5952.92 | 0.253 |  | 0.253 |  | 0.253 |  | 0.253 |  | 0.253 |  | 0.253 |  | 0.253 |  | 0.253 | 0.253 | Not Coal Steam or O/G Steam | 0.0090786 | 0.0090786 |  | 5.728%
Haynes Generating Station | California |  |  |  | 400 | 15 | 90759 | Combustion Turbine |  |  |  | Combustion turbine | Y |  |  |  | 1.926 | 452339.748 | 47818.12 | 1.59 | 1.926 |  | 452339.748 | 47818.12 | 1.926 |  | 1.926 |  | 1.926 |  | 1.926 |  | 1.926 |  | 1.926 |  | 1.926 |  | 1.926 | 1.926 | Not Coal Steam or O/G Steam | 0.0085157 | 0.0085157 |  | 11.06%
Haynes Generating Station | California |  |  |  | 400 | 16 | 90760 | Combustion Turbine |  |  |  | Combustion turbine | Y |  |  |  | 1.261 | 324699.307 | 34098.86 | 1.062 | 1.261 |  | 324699.307 | 34098.86 | 1.261 |  | 1.261 |  | 1.261 |  | 1.261 |  | 1.261 |  | 1.261 |  | 1.261 |  | 1.261 | 1.261 | Not Coal Steam or O/G Steam | 0.0077672 | 0.0077672 |  | 7.831%
Haynes Generating Station | California |  |  |  | 400 | 2 | 272 | O/G Steam |  |  |  | Dry bottom wall-fired boiler | Y |  |  | 222 | 0.664 | 378684.413 | 34932.34 | 0.453 | 0.664 |  | 378684.413 | 34932.34 | 0.664 |  | 0.664 |  | 0.664 |  | 0.664 |  | 0.664 |  | 0.664 |  | 0.664 |  | 0.664 | 0.664 | Existing SCR | 0.0035069 | 0.0035069 |  | 4.299%
Haynes Generating Station | California |  |  |  | 400 | 9 | 89433 | Combined Cycle |  |  |  | Combined cycle | Y |  |  |  | 15.533 | 4747382.223 | 677365.53 | 15.4773 | 15.533 |  | 4747382.223 | 677365.53 | 15.533 |  | 15.533 |  | 15.533 |  | 15.533 |  | 15.533 |  | 15.533 |  | 15.533 |  | 15.533 | 15.533 | Not Coal Steam or O/G Steam | 0.0065438 | 0.0065438 |  | 64.24%
Henrietta Peaker Plant | California |  |  |  | 55807 | HPP1 | 88086 | Combustion Turbine |  |  |  | Combustion turbine | Y |  |  |  | 0.68 | 92622.435 | 9545.08 | 0.686 | 0.68 |  | 92622.435 | 9545.08 | 0.68 |  | 0.68 |  | 0.68 |  | 0.68 |  | 0.68 |  | 0.68 |  | 0.68 |  | 0.68 | 0.68 | Not Coal Steam or O/G Steam | 0.014683 | 0.014683 |  | 4.517%
Henrietta Peaker Plant | California |  |  |  | 55807 | HPP2 | 88087 | Combustion Turbine |  |  |  | Combustion turbine | Y |  |  |  | 0.585 | 82088.084 | 8691.56 | 0.62067 | 0.585 |  | 82088.084 | 8691.56 | 0.585 |  | 0.585 |  | 0.585 |  | 0.585 |  | 0.585 |  | 0.585 |  | 0.585 |  | 0.585 | 0.585 | Not Coal Steam or O/G Steam | 0.014253 | 0.014253 |  | 4.197%
High Desert Power Project | California |  |  |  | 55518 | CTG1 | 4932 | Combined Cycle |  |  |  | Combined cycle | Y |  |  |  | 19.796 | 4858714.015 | 674829.45 | 14.0113 | 19.796 |  | 4858714.015 | 674829.45 | 19.796 |  | 19.796 |  | 19.796 |  | 19.796 |  | 19.796 |  | 19.796 |  | 19.796 |  | 19.796 | 19.796 | Not Coal Steam or O/G Steam | 0.0081487 | 0.0081487 |  | 43.53%
High Desert Power Project | California |  |  |  | 55518 | CTG2 | 4933 | Combined Cycle |  |  |  | Combined cycle | Y |  |  |  | 19.936 | 4849589.015 | 673083.2 | 14.3037 | 19.936 |  | 4849589.015 | 673083.2 | 19.936 |  | 19.936 |  | 19.936 |  | 19.936 |  | 19.936 |  | 19.936 |  | 19.936 |  | 19.936 | 19.936 | Not Coal Steam or O/G Steam | 0.0082217 | 0.0082217 |  | 45.45%
High Desert Power Project | California |  |  |  | 55518 | CTG3 | 4934 | Combined Cycle |  |  |  | Combined cycle | Y |  |  |  | 20.75 | 4977533.202 | 686851.85 | 14.571 | 20.75 |  | 4977533.202 | 686851.85 | 20.75 |  | 20.75 |  | 20.75 |  | 20.75 |  | 20.75 |  | 20.75 |  | 20.75 |  | 20.75 | 20.75 | Not Coal Steam or O/G Steam | 0.0083375 | 0.0083375 |  | 48.4%
Indigo Generation Facility | California |  |  |  | 55541 | 1 | 8640 | Combustion Turbine |  |  |  | Combustion turbine | Y |  |  |  | 0.775 | 88237.327 | 8626.23 | 0.861 | 0.775 |  | 88237.327 | 8626.23 | 0.775 |  | 0.775 |  | 0.775 |  | 0.775 |  | 0.775 |  | 0.775 |  | 0.775 |  | 0.775 | 0.775 | Not Coal Steam or O/G Steam | 0.017566 | 0.017566 |  | 4.913%
Indigo Generation Facility | California |  |  |  | 55541 | 2 | 8642 | Combustion Turbine |  |  |  | Combustion turbine | Y |  |  |  | 0.883 | 86524.738 | 8366.98 | 1.0217 | 0.883 |  | 86524.738 | 8366.98 | 0.883 |  | 0.883 |  | 0.883 |  | 0.883 |  | 0.883 |  | 0.883 |  | 0.883 |  | 0.883 | 0.883 | Not Coal Steam or O/G Steam | 0.02041 | 0.02041 |  | 5.336%
Indigo Generation Facility | California |  |  |  | 55541 | 3 | 8644 | Combustion Turbine |  |  |  | Combustion turbine | Y |  |  |  | 0.756 | 66003.05 | 6753.71 | 0.77267 | 0.756 |  | 66003.05 | 6753.71 | 0.756 |  | 0.756 |  | 0.756 |  | 0.756 |  | 0.756 |  | 0.756 |  | 0.756 |  | 0.756 | 0.756 | Not Coal Steam or O/G Steam | 0.022908 | 0.022908 |  | 3.922%
Ivanpah 1 | California |  |  |  | 57074 | BLR1 | 90615 | Solar Thermal |  |  |  | Other boiler |  |  |  |  | 1.433 | 261978.4 |  | 1.3513 | 1.433 |  | 261978.4 |  | 1.433 |  | 1.433 |  | 1.433 |  | 1.433 |  | 1.433 |  | 1.433 |  | 1.433 |  | 1.433 | 1.433 | Not Coal Steam or O/G Steam | 0.01094 | 0.01094 |  | 26.91%
Ivanpah 2 | California |  |  |  | 57073 | BLR1 | 90614 | Solar Thermal |  |  |  | Other boiler |  |  |  |  | 1.253 | 227073 |  | 1.443 | 1.253 |  | 227073 |  | 1.253 |  | 1.253 |  | 1.253 |  | 1.253 |  | 1.253 |  | 1.253 |  | 1.253 |  | 1.253 | 1.253 | Not Coal Steam or O/G Steam | 0.011036 | 0.011036 |  | 28.62%
Ivanpah 3 | California |  |  |  | 57075 | BLR1 | 90616 | Solar Thermal |  |  |  | Other boiler |  |  |  |  | 1.261 | 227864 |  | 1.2227 | 1.261 |  | 227864 |  | 1.261 |  | 1.261 |  | 1.261 |  | 1.261 |  | 1.261 |  | 1.261 |  | 1.261 |  | 1.261 | 1.261 | Not Coal Steam or O/G Steam | 0.011068 | 0.011068 |  | 24.26%
King City Power Plant | California |  |  |  | 10294 | 2 | 8434 | Combustion Turbine |  |  |  | Combustion turbine | Y |  |  |  | 0.483 | 80054.558 | 7935.71 | 0.41033 | 0.483 |  | 80054.558 | 7935.71 | 0.483 |  | 0.483 |  | 0.483 |  | 0.483 |  | 0.483 |  | 0.483 |  | 0.483 |  | 0.483 | 0.483 | Not Coal Steam or O/G Steam | 0.012067 | 0.012067 |  | 3.222%
King City Power Plant | California |  |  |  | 10294 | GTG | 91323 | Combined Cycle |  |  |  | Combined cycle | Y |  |  |  | 10.73 | 582157.331 | 70843.68 | 6.4187 | 10.73 |  | 582157.331 | 70843.68 | 10.73 |  | 10.73 |  | 10.73 |  | 3.4929 | Optimize SCR | 3.4929 |  | 3.4929 |  | 3.4929 |  | 3.4929 | 3.4929 | Not Coal Steam or O/G Steam | 0.012 | 0.012 |  | 9.129%
Kingsburg Cogen Facility | California |  |  |  | 10405 | 1 | 90775 | Combined Cycle |  |  |  | Combined cycle | Y |  |  |  | 0.821 | 119505.337 | 9297.7 | 0.378 | 0.821 |  | 119505.337 | 9297.7 | 0.821 |  | 0.821 |  | 0.821 |  | 0.71703 | Optimize SCR | 0.71703 |  | 0.71703 |  | 0.71703 |  | 0.71703 | 0.71703 | Not Coal Steam or O/G Steam | 0.012 | 0.012 |  | 3.392%
La Paloma Generating Plant | California |  |  |  | 55151 | CTG-1 | 4024 | Combined Cycle |  |  |  | Combined cycle | Y |  |  |  | 9.666 | 2149348.257 | 287596.26 | 6.4533 | 9.666 |  | 2149348.257 | 287596.26 | 9.666 |  | 9.666 |  | 9.666 |  | 9.666 |  | 9.666 |  | 9.666 |  | 9.666 |  | 9.666 | 9.666 | Not Coal Steam or O/G Steam | 0.0089944 | 0.0089944 |  | 18.81%
La Paloma Generating Plant | California |  |  |  | 55151 | CTG-2 | 4025 | Combined Cycle |  |  |  | Combined cycle | Y |  |  |  | 7.518 | 1884342.23 | 227943.45 | 5.9147 | 7.518 |  | 1884342.23 | 227943.45 | 7.518 |  | 7.518 |  | 7.518 |  | 7.518 |  | 7.518 |  | 7.518 |  | 7.518 |  | 7.518 | 7.518 | Not Coal Steam or O/G Steam | 0.0079794 | 0.0079794 |  | 16.83%
La Paloma Generating Plant | California |  |  |  | 55151 | CTG-3 | 4026 | Combined Cycle |  |  |  | Combined cycle | Y |  |  |  | 5.019 | 2083400.566 | 281795.65 | 3.3717 | 5.019 |  | 2083400.566 | 281795.65 | 5.019 |  | 5.019 |  | 5.019 |  | 5.019 |  | 5.019 |  | 5.019 |  | 5.019 |  | 5.019 | 5.019 | Not Coal Steam or O/G Steam | 0.0048181 | 0.0048181 |  | 15.87%
La Paloma Generating Plant | California |  |  |  | 55151 | CTG-4 | 4027 | Combined Cycle |  |  |  | Combined cycle | Y |  |  |  | 5.973 | 1505091.187 | 198244.28 | 4.0653 | 5.973 |  | 1505091.187 | 198244.28 | 5.973 |  | 5.973 |  | 5.973 |  | 5.973 |  | 5.973 |  | 5.973 |  | 5.973 |  | 5.973 | 5.973 | Not Coal Steam or O/G Steam | 0.0079371 | 0.0079371 |  | 12.47%
Lake | California |  |  |  | 7987 | 01 | 9888 | Combustion Turbine |  |  |  | Combustion turbine | Y |  |  |  | 2.274 | 219394.936 | 22305.69 | 1.6707 | 2.274 |  | 219394.936 | 22305.69 | 2.274 |  | 2.274 |  | 2.274 |  | 2.274 |  | 2.274 |  | 2.274 |  | 2.274 |  | 2.274 | 2.274 | Not Coal Steam or O/G Steam | 0.02073 | 0.02073 |  | 9.549%
Lambie Energy Center | California |  |  |  | 55626 | UNIT1 | 5006 | Combustion Turbine |  |  |  | Combustion turbine | Y |  |  |  | 0.731 | 95736.905 | 9222.85 | 0.73567 | 0.731 |  | 95736.905 | 9222.85 | 0.731 |  | 0.731 |  | 0.731 |  | 0.731 |  | 0.731 |  | 0.731 |  | 0.731 |  | 0.731 | 0.731 | Not Coal Steam or O/G Steam | 0.015271 | 0.015271 |  | 5.065%
Larkspur Energy Faciity | California |  |  |  | 55542 | 1 | 8646 | Combustion Turbine |  |  |  | Combustion turbine | Y |  |  |  | 1.022 | 123260.402 | 11809.64 | 1.303 | 1.022 |  | 123260.402 | 11809.64 | 1.022 |  | 1.022 |  | 1.022 |  | 1.022 |  | 1.022 |  | 1.022 |  | 1.022 |  | 1.022 | 1.022 | Not Coal Steam or O/G Steam | 0.016583 | 0.016583 |  | 8.363%
Larkspur Energy Faciity | California |  |  |  | 55542 | 2 | 8648 | Combustion Turbine |  |  |  | Combustion turbine | Y |  |  |  | 0.826 | 111444.837 | 12068.4 | 1.1657 | 0.826 |  | 111444.837 | 12068.4 | 0.826 |  | 0.826 |  | 0.826 |  | 0.826 |  | 0.826 |  | 0.826 |  | 0.826 |  | 0.826 | 0.826 | Not Coal Steam or O/G Steam | 0.014823 | 0.014823 |  | 7.331%
Live Oak Limited | California |  |  |  | 54768 | GT1 | 91245 | Combustion Turbine |  |  |  | Combustion turbine | Y |  |  |  | 2.309 | 198196.6 | 21545.25 | 12.8317 | 2.309 |  | 198196.6 | 21545.25 | 2.309 |  | 2.309 |  | 2.309 |  | 2.309 |  | 2.309 |  | 2.309 |  | 2.309 |  | 2.309 | 2.309 | Not Coal Steam or O/G Steam | 0.0233 | 0.0233 |  | 8.598%
Lodi Energy Center | California |  |  |  | 57978 | CT1 | 90795 | Combined Cycle |  |  |  | Combined cycle | Y |  |  |  | 20.207 | 6631751.061 | 633900.92 | 11.7257 | 20.207 |  | 6631751.061 | 633900.92 | 20.207 |  | 20.207 |  | 20.207 |  | 20.207 |  | 20.207 |  | 20.207 |  | 20.207 |  | 20.207 | 20.207 | Not Coal Steam or O/G Steam | 0.006094 | 0.006094 |  | 45.13%
Long Beach Generating Station | California |  |  |  | 341 | 1 | 89768 | Combustion Turbine |  |  |  | Combustion turbine | Y |  |  |  | 0.629 | 46793.692 | 2983.91 | 0.888 | 0.629 |  | 46793.692 | 2983.91 | 0.629 |  | 0.629 |  | 0.629 |  | 0.629 |  | 0.629 |  | 0.629 |  | 0.629 |  | 0.629 | 0.629 | Not Coal Steam or O/G Steam | 0.026884 | 0.026884 |  | 1.521%
Long Beach Generating Station | California |  |  |  | 341 | 2 | 89769 | Combustion Turbine |  |  |  | Combustion turbine | Y |  |  |  | 0.539 | 41317.068 | 2575.09 | 0.86967 | 0.539 |  | 41317.068 | 2575.09 | 0.539 |  | 0.539 |  | 0.539 |  | 0.539 |  | 0.539 |  | 0.539 |  | 0.539 |  | 0.539 | 0.539 | Not Coal Steam or O/G Steam | 0.026091 | 0.026091 |  | 1.531%
Long Beach Generating Station | California |  |  |  | 341 | 3 | 89770 | Combustion Turbine |  |  |  | Combustion turbine | Y |  |  |  | 0.572 | 49568.143 | 2918.81 | 0.78267 | 0.572 |  | 49568.143 | 2918.81 | 0.572 |  | 0.572 |  | 0.572 |  | 0.572 |  | 0.572 |  | 0.572 |  | 0.572 |  | 0.572 | 0.572 | Not Coal Steam or O/G Steam | 0.023079 | 0.023079 |  | 1.428%
Long Beach Generating Station | California |  |  |  | 341 | 4 | 89771 | Combustion Turbine |  |  |  | Combustion turbine | Y |  |  |  | 0.596 | 53221.424 | 3029.09 | 0.84567 | 0.596 |  | 53221.424 | 3029.09 | 0.596 |  | 0.596 |  | 0.596 |  | 0.596 |  | 0.596 |  | 0.596 |  | 0.596 |  | 0.596 | 0.596 | Not Coal Steam or O/G Steam | 0.022397 | 0.022397 |  | 1.543%
Los Esteros Critical Energy Facility | California |  |  |  | 55748 | CTG1 | 9250 | Combined Cycle |  |  |  | Combined cycle | Y |  |  |  | 1.371 | 586562.512 | 73168.28 | 0.97267 | 1.371 |  | 586562.512 | 73168.28 | 1.371 |  | 1.371 |  | 1.371 |  | 1.371 |  | 1.371 |  | 1.371 |  | 1.371 |  | 1.371 | 1.371 | Not Coal Steam or O/G Steam | 0.0046747 | 0.0046747 |  | 15.59%
Los Esteros Critical Energy Facility | California |  |  |  | 55748 | CTG2 | 9251 | Combined Cycle |  |  |  | Combined cycle | Y |  |  |  | 0.993 | 387117.34 | 50507.96 | 0.85333 | 0.993 |  | 387117.34 | 50507.96 | 0.993 |  | 0.993 |  | 0.993 |  | 0.993 |  | 0.993 |  | 0.993 |  | 0.993 |  | 0.993 | 0.993 | Not Coal Steam or O/G Steam | 0.0051302 | 0.0051302 |  | 13.89%
Los Esteros Critical Energy Facility | California |  |  |  | 55748 | CTG3 | 9252 | Combined Cycle |  |  |  | Combined cycle | Y |  |  |  | 1.301 | 513171.281 | 63651.5 | 1.085 | 1.301 |  | 513171.281 | 63651.5 | 1.301 |  | 1.301 |  | 1.301 |  | 1.301 |  | 1.301 |  | 1.301 |  | 1.301 |  | 1.301 | 1.301 | Not Coal Steam or O/G Steam | 0.0050704 | 0.0050704 |  | 17.38%
Los Esteros Critical Energy Facility | California |  |  |  | 55748 | CTG4 | 9253 | Combined Cycle |  |  |  | Combined cycle | Y |  |  |  | 1.219 | 485535.848 | 60591.81 | 0.89367 | 1.219 |  | 485535.848 | 60591.81 | 1.219 |  | 1.219 |  | 1.219 |  | 1.219 |  | 1.219 |  | 1.219 |  | 1.219 |  | 1.219 | 1.219 | Not Coal Steam or O/G Steam | 0.0050213 | 0.0050213 |  | 15.66%
Los Medanos Energy Center, LLC | California |  |  |  | 55217 | X724 | 4153 | Combined Cycle |  |  |  | Combined cycle | Y |  |  |  | 21.791 | 5931249.231 | 836859.71 | 15.6807 | 21.791 |  | 5931249.231 | 836859.71 | 21.791 |  | 21.791 |  | 21.791 |  | 21.791 |  | 21.791 |  | 21.791 |  | 21.791 |  | 21.791 | 21.791 | Not Coal Steam or O/G Steam | 0.0073479 | 0.0073479 |  | 48.5%
Los Medanos Energy Center, LLC | California |  |  |  | 55217 | X725 | 4154 | Combined Cycle |  |  |  | Combined cycle | Y |  |  |  | 21.519 | 5900260.975 | 868221.24 | 20.7127 | 21.519 |  | 5900260.975 | 868221.24 | 21.519 |  | 21.519 |  | 21.519 |  | 21.519 |  | 21.519 |  | 21.519 |  | 21.519 |  | 21.519 | 21.519 | Not Coal Steam or O/G Steam | 0.0072943 | 0.0072943 |  | 71.87%
Magnolia Power Project | California |  |  |  | 56046 | 1 | 89568 | Combined Cycle |  |  |  | Combined cycle | Y |  |  |  | 11.55 | 4484119.519 | 617587.19 | 12.0633 | 11.55 |  | 4484119.519 | 617587.19 | 11.55 |  | 11.55 |  | 11.55 |  | 11.55 |  | 11.55 |  | 11.55 |  | 11.55 |  | 11.55 | 11.55 | Not Coal Steam or O/G Steam | 0.0051515 | 0.0051515 |  | 53.82%
Malaga Power | California |  |  |  | 56239 | GT-1 | 89579 | Combustion Turbine |  |  |  | Combustion turbine | Y |  |  |  | 0.722 | 96395.261 | 9900.08 | 0.49667 | 0.722 |  | 96395.261 | 9900.08 | 0.722 |  | 0.722 |  | 0.722 |  | 0.722 |  | 0.722 |  | 0.722 |  | 0.722 |  | 0.722 | 0.722 | Not Coal Steam or O/G Steam | 0.01498 | 0.01498 |  | 3.382%
Malaga Power | California |  |  |  | 56239 | GT-2 | 89580 | Combustion Turbine |  |  |  | Combustion turbine | Y |  |  |  | 0.854 | 113761.045 | 11666.07 | 0.519 | 0.854 |  | 113761.045 | 11666.07 | 0.854 |  | 0.854 |  | 0.854 |  | 0.854 |  | 0.854 |  | 0.854 |  | 0.854 |  | 0.854 | 0.854 | Not Coal Steam or O/G Steam | 0.015014 | 0.015014 |  | 3.722%
Malburg Generating Station | California |  |  |  | 56041 | M1 | 89631 | Combined Cycle |  |  |  | Combined cycle | Y |  |  |  | 4.546 | 1136120.091 | 141923.82 | 4.1583 | 4.546 |  | 1136120.091 | 141923.82 | 4.546 |  | 4.546 |  | 4.546 |  | 4.546 |  | 4.546 |  | 4.546 |  | 4.546 |  | 4.546 | 4.546 | Not Coal Steam or O/G Steam | 0.0080027 | 0.0080027 |  | 50.33%
Malburg Generating Station | California |  |  |  | 56041 | M2 | 89632 | Combined Cycle |  |  |  | Combined cycle | Y |  |  |  | 4.034 | 1177115.192 | 148671.66 | 3.9577 | 4.034 |  | 1177115.192 | 148671.66 | 4.034 |  | 4.034 |  | 4.034 |  | 4.034 |  | 4.034 |  | 4.034 |  | 4.034 |  | 4.034 | 4.034 | Not Coal Steam or O/G Steam | 0.006854 | 0.006854 |  | 50.49%
Mariposa Energy Project | California |  |  |  | 57483 | GT-1 | 90692 | Combustion Turbine |  |  |  | Combustion turbine | Y |  |  |  | 0.902 | 151159.125 | 15575.37 | 0.89433 | 0.902 |  | 151159.125 | 15575.37 | 0.902 |  | 0.902 |  | 0.902 |  | 0.902 |  | 0.902 |  | 0.902 |  | 0.902 |  | 0.902 | 0.902 | Not Coal Steam or O/G Steam | 0.011934 | 0.011934 |  | 8.74%
Mariposa Energy Project | California |  |  |  | 57483 | GT-2 | 90693 | Combustion Turbine |  |  |  | Combustion turbine | Y |  |  |  | 0.825 | 140890.59 | 14393.51 | 0.89167 | 0.825 |  | 140890.59 | 14393.51 | 0.825 |  | 0.825 |  | 0.825 |  | 0.825 |  | 0.825 |  | 0.825 |  | 0.825 |  | 0.825 | 0.825 | Not Coal Steam or O/G Steam | 0.011711 | 0.011711 |  | 8.553%
Mariposa Energy Project | California |  |  |  | 57483 | GT-3 | 90694 | Combustion Turbine |  |  |  | Combustion turbine | Y |  |  |  | 0.763 | 123805.191 | 12792.45 | 0.862 | 0.763 |  | 123805.191 | 12792.45 | 0.763 |  | 0.763 |  | 0.763 |  | 0.763 |  | 0.763 |  | 0.763 |  | 0.763 |  | 0.763 | 0.763 | Not Coal Steam or O/G Steam | 0.012326 | 0.012326 |  | 7.897%
Mariposa Energy Project | California |  |  |  | 57483 | GT-4 | 90695 | Combustion Turbine |  |  |  | Combustion turbine | Y |  |  |  | 0.937 | 143887.05 | 14681.06 | 0.91967 | 0.937 |  | 143887.05 | 14681.06 | 0.937 |  | 0.937 |  | 0.937 |  | 0.937 |  | 0.937 |  | 0.937 |  | 0.937 |  | 0.937 | 0.937 | Not Coal Steam or O/G Steam | 0.013024 | 0.013024 |  | 7.984%
Marsh Landing Generating Station | California |  |  |  | 57267 | 1 | 90637 | Combustion Turbine |  |  |  | Combustion turbine | Y |  |  |  | 0.867 | 224297.797 | 20966.48 | 0.761 | 0.867 |  | 224297.797 | 20966.48 | 0.867 |  | 0.867 |  | 0.867 |  | 0.867 |  | 0.867 |  | 0.867 |  | 0.867 |  | 0.867 | 0.867 | Not Coal Steam or O/G Steam | 0.0077308 | 0.0077308 |  | 2.403%
Marsh Landing Generating Station | California |  |  |  | 57267 | 2 | 90638 | Combustion Turbine |  |  |  | Combustion turbine | Y |  |  |  | 2.273 | 570186.158 | 52744.55 | 1.82 | 2.273 |  | 570186.158 | 52744.55 | 2.273 |  | 2.273 |  | 2.273 |  | 2.273 |  | 2.273 |  | 2.273 |  | 2.273 |  | 2.273 | 2.273 | Not Coal Steam or O/G Steam | 0.0079728 | 0.0079728 |  | 5.838%
Marsh Landing Generating Station | California |  |  |  | 57267 | 3 | 90639 | Combustion Turbine |  |  |  | Combustion turbine | Y |  |  |  | 1.262 | 333250.639 | 30933.49 | 1.053 | 1.262 |  | 333250.639 | 30933.49 | 1.262 |  | 1.262 |  | 1.262 |  | 1.262 |  | 1.262 |  | 1.262 |  | 1.262 |  | 1.262 | 1.262 | Not Coal Steam or O/G Steam | 0.0075739 | 0.0075739 |  | 3.276%
Marsh Landing Generating Station | California |  |  |  | 57267 | 4 | 90640 | Combustion Turbine |  |  |  | Combustion turbine | Y |  |  |  | 2.793 | 840699.2 | 78590.05 | 2.0183 | 2.793 |  | 840699.2 | 78590.05 | 2.793 |  | 2.793 |  | 2.793 |  | 2.793 |  | 2.793 |  | 2.793 |  | 2.793 |  | 2.793 | 2.793 | Not Coal Steam or O/G Steam | 0.0066445 | 0.0066445 |  | 7.412%
McGrath Generating Station | California |  |  |  | 56471 | CT1 | 90074 | Combustion Turbine |  |  |  | Combustion turbine | Y |  |  |  | 0.275 | 37519.988 | 3867.1 | 0.45933 | 0.275 |  | 37519.988 | 3867.1 | 0.275 |  | 0.275 |  | 0.275 |  | 0.275 |  | 0.275 |  | 0.275 |  | 0.275 |  | 0.275 | 0.275 | Not Coal Steam or O/G Steam | 0.014659 | 0.014659 |  | 3.406%
McKittrick Limited | California |  |  |  | 50612 | GT1 | 91284 | Combustion Turbine |  |  |  | Combustion turbine | Y |  |  |  | 1.772 | 160616.475 | 16772.5 | 10.4677 | 1.772 |  | 160616.475 | 16772.5 | 1.772 |  | 1.772 |  | 1.772 |  | 1.772 |  | 1.772 |  | 1.772 |  | 1.772 |  | 1.772 | 1.772 | Not Coal Steam or O/G Steam | 0.022065 | 0.022065 |  | 7.603%
Metcalf Energy Center | California |  |  |  | 55393 | 1 | 4665 | Combined Cycle |  |  |  | Combined cycle | Y |  |  |  | 15.771 | 4316736.344 | 606315.99 | 13.9397 | 15.771 |  | 4316736.344 | 606315.99 | 15.771 |  | 15.771 |  | 15.771 |  | 15.771 |  | 15.771 |  | 15.771 |  | 15.771 |  | 15.771 | 15.771 | Not Coal Steam or O/G Steam | 0.0073069 | 0.0073069 |  | 48.99%
Metcalf Energy Center | California |  |  |  | 55393 | 2 | 4666 | Combined Cycle |  |  |  | Combined cycle | Y |  |  |  | 13.137 | 3629881.292 | 518012.18 | 13.3673 | 13.137 |  | 3629881.292 | 518012.18 | 13.137 |  | 13.137 |  | 13.137 |  | 13.137 |  | 13.137 |  | 13.137 |  | 13.137 |  | 13.137 | 13.137 | Not Coal Steam or O/G Steam | 0.0072383 | 0.0072383 |  | 43.09%
Midway Peaking | California |  |  |  | 56639 | 1 | 90382 | Combustion Turbine |  |  |  | Combustion turbine | Y |  |  |  | 0.509 | 67862.697 | 6176.21 | 0.606 | 0.509 |  | 67862.697 | 6176.21 | 0.509 |  | 0.509 |  | 0.509 |  | 0.509 |  | 0.509 |  | 0.509 |  | 0.509 |  | 0.509 | 0.509 | Not Coal Steam or O/G Steam | 0.015001 | 0.015001 |  | 2.765%
Midway Peaking | California |  |  |  | 56639 | 2 | 90383 | Combustion Turbine |  |  |  | Combustion turbine | Y |  |  |  | 0.473 | 68355.942 | 6159.07 | 0.58067 | 0.473 |  | 68355.942 | 6159.07 | 0.473 |  | 0.473 |  | 0.473 |  | 0.473 |  | 0.473 |  | 0.473 |  | 0.473 |  | 0.473 | 0.473 | Not Coal Steam or O/G Steam | 0.013839 | 0.013839 |  | 2.674%
Mira Loma Generating Station | California |  |  |  | 56473 | CT1 | 90071 | Combustion Turbine |  |  |  | Combustion turbine | Y |  |  |  | 0.69 | 119883.033 | 12149.32 | 0.597 | 0.69 |  | 119883.033 | 12149.32 | 0.69 |  | 0.69 |  | 0.69 |  | 0.69 |  | 0.69 |  | 0.69 |  | 0.69 |  | 0.69 | 0.69 | Not Coal Steam or O/G Steam | 0.011511 | 0.011511 |  | 5.229%
Miramar Energy Facility | California |  |  |  | 56232 | 1 | 89534 | Combustion Turbine |  |  |  | Combustion turbine | Y |  |  |  | 0.492 | 53890.557 | 5402.9 | 0.70467 | 0.492 |  | 53890.557 | 5402.9 | 0.492 |  | 0.492 |  | 0.492 |  | 0.492 |  | 0.492 |  | 0.492 |  | 0.492 |  | 0.492 | 0.492 | Not Coal Steam or O/G Steam | 0.018259 | 0.018259 |  | 4.397%
Miramar Energy Facility | California |  |  |  | 56232 | 2 | 90490 | Combustion Turbine |  |  |  | Combustion turbine | Y |  |  |  | 0.521 | 52555.113 | 5196.36 | 0.852 | 0.521 |  | 52555.113 | 5196.36 | 0.521 |  | 0.521 |  | 0.521 |  | 0.521 |  | 0.521 |  | 0.521 |  | 0.521 |  | 0.521 | 0.521 | Not Coal Steam or O/G Steam | 0.019827 | 0.019827 |  | 5.284%
Moss Landing Power Plant | California |  |  |  | 260 | 1A | 149 | Combined Cycle |  |  |  | Combined cycle | Y |  |  |  | 21.697 | 4854757.922 | 690188.52 | 18.329 | 21.697 |  | 4854757.922 | 690188.52 | 21.697 |  | 21.697 |  | 21.697 |  | 21.697 |  | 21.697 |  | 21.697 |  | 21.697 |  | 21.697 | 21.697 | Not Coal Steam or O/G Steam | 0.0089384 | 0.0089384 |  | 50.49%
Moss Landing Power Plant | California |  |  |  | 260 | 2A | 152 | Combined Cycle |  |  |  | Combined cycle | Y |  |  |  | 20.577 | 4490668.527 | 641113.14 | 18.3277 | 20.577 |  | 4490668.527 | 641113.14 | 20.577 |  | 20.577 |  | 20.577 |  | 20.577 |  | 20.577 |  | 20.577 |  | 20.577 |  | 20.577 | 20.577 | Not Coal Steam or O/G Steam | 0.0091643 | 0.0091643 |  | 53.36%
Moss Landing Power Plant | California |  |  |  | 260 | 3A | 150 | Combined Cycle |  |  |  | Combined cycle | Y |  |  |  | 17.258 | 3749472.993 | 527049.59 | 15.2297 | 17.258 |  | 3749472.993 | 527049.59 | 17.258 |  | 17.258 |  | 17.258 |  | 17.258 |  | 17.258 |  | 17.258 |  | 17.258 |  | 17.258 | 17.258 | Not Coal Steam or O/G Steam | 0.0092056 | 0.0092056 |  | 41.97%
Moss Landing Power Plant | California |  |  |  | 260 | 4A | 153 | Combined Cycle |  |  |  | Combined cycle | Y |  |  |  | 15.944 | 3499048.491 | 491725.97 | 14.8943 | 15.944 |  | 3499048.491 | 491725.97 | 15.944 |  | 15.944 |  | 15.944 |  | 15.944 |  | 15.944 |  | 15.944 |  | 15.944 |  | 15.944 | 15.944 | Not Coal Steam or O/G Steam | 0.0091133 | 0.0091133 |  | 42.27%
Mountainview Generating Station | California |  |  |  | 358 | 3-1 | 89500 | Combined Cycle |  |  |  | Combined cycle | Y |  |  |  | 7.903 | 2395638.308 | 329866.51 | 7.8743 | 7.903 |  | 2395638.308 | 329866.51 | 7.903 |  | 7.903 |  | 7.903 |  | 7.903 |  | 7.903 |  | 7.903 |  | 7.903 |  | 7.903 | 7.903 | Not Coal Steam or O/G Steam | 0.0065978 | 0.0065978 |  | 31.31%
Mountainview Generating Station | California |  |  |  | 358 | 3-2 | 89501 | Combined Cycle |  |  |  | Combined cycle | Y |  |  |  | 7.907 | 2164109.798 | 300069.73 | 7.0057 | 7.907 |  | 2164109.798 | 300069.73 | 7.907 |  | 7.907 |  | 7.907 |  | 7.907 |  | 7.907 |  | 7.907 |  | 7.907 |  | 7.907 | 7.907 | Not Coal Steam or O/G Steam | 0.0073074 | 0.0073074 |  | 29.53%
Mountainview Generating Station | California |  |  |  | 358 | 4-1 | 89502 | Combined Cycle |  |  |  | Combined cycle | Y |  |  |  | 7.564 | 2054241.3 | 280001.38 | 7.2733 | 7.564 |  | 2054241.3 | 280001.38 | 7.564 |  | 7.564 |  | 7.564 |  | 7.564 |  | 7.564 |  | 7.564 |  | 7.564 |  | 7.564 | 7.564 | Not Coal Steam or O/G Steam | 0.0073643 | 0.0073643 |  | 27.75%
Mountainview Generating Station | California |  |  |  | 358 | 4-2 | 89503 | Combined Cycle |  |  |  | Combined cycle | Y |  |  |  | 6.887 | 2012083.167 | 276359.5 | 6.3003 | 6.887 |  | 2012083.167 | 276359.5 | 6.887 |  | 6.887 |  | 6.887 |  | 6.887 |  | 6.887 |  | 6.887 |  | 6.887 |  | 6.887 | 6.887 | Not Coal Steam or O/G Steam | 0.0068456 | 0.0068456 |  | 26.5%
NCPA Combustion Turbine Project #2 | California |  |  |  | 7449 | NA1 | 3117 | Combustion Turbine |  |  |  | Combustion turbine | Y |  |  |  | 1.562 | 200665.541 | 25175.25 | 1.083 | 1.562 |  | 200665.541 | 25175.25 | 1.562 |  | 1.562 |  | 1.562 |  | 1.562 |  | 1.562 |  | 1.562 |  | 1.562 |  | 1.562 | 1.562 | Not Coal Steam or O/G Steam | 0.015568 | 0.015568 |  | 8.491%
Niland Gas Turbine Plant | California |  |  |  | 56569 | 1 | 90279 | Combustion Turbine |  |  |  | Combustion turbine | Y |  |  |  | 1.033 | 268686.283 | 28977.56 | 0.866 | 1.033 |  | 268686.283 | 28977.56 | 1.033 |  | 1.033 |  | 1.033 |  | 1.033 |  | 1.033 |  | 1.033 |  | 1.033 |  | 1.033 | 1.033 | Not Coal Steam or O/G Steam | 0.0076893 | 0.0076893 |  | 15.91%
Niland Gas Turbine Plant | California |  |  |  | 56569 | 2 | 90280 | Combustion Turbine |  |  |  | Combustion turbine | Y |  |  |  | 0.902 | 229439.864 | 24516.98 | 0.96 | 0.902 |  | 229439.864 | 24516.98 | 0.902 |  | 0.902 |  | 0.902 |  | 0.902 |  | 0.902 |  | 0.902 |  | 0.902 |  | 0.902 | 0.902 | Not Coal Steam or O/G Steam | 0.0078626 | 0.0078626 |  | 17.36%
Olive | California |  |  |  | 6013 | 01 | 2677 | O/G Steam |  |  |  | Dry bottom wall-fired boiler | Y |  |  | 44 | [24 empty] | Existing SCR | 0 | 0
Olive | California |  |  |  | 6013 | 02 | 2678 | O/G Steam |  |  |  | Dry bottom wall-fired boiler | Y |  |  | 55 | [24 empty] | Existing SCR | 0 | 0
Orange Grove Project | California |  |  |  | 56914 | CTG1 | 90426 | Combustion Turbine |  |  |  | Combustion turbine | Y |  |  |  | 0.252 | 51579.681 | 5004.37 | 0.299 | 0.252 |  | 51579.681 | 5004.37 | 0.252 |  | 0.252 |  | 0.252 |  | 0.252 |  | 0.252 |  | 0.252 |  | 0.252 |  | 0.252 | 0.252 | Not Coal Steam or O/G Steam | 0.0097713 | 0.0097713 |  | 2.612%
Orange Grove Project | California |  |  |  | 56914 | CTG2 | 90427 | Combustion Turbine |  |  |  | Combustion turbine | Y |  |  |  | 0.279 | 55780.441 | 5463.79 | 0.253 | 0.279 |  | 55780.441 | 5463.79 | 0.279 |  | 0.279 |  | 0.279 |  | 0.279 |  | 0.279 |  | 0.279 |  | 0.279 |  | 0.279 | 0.279 | Not Coal Steam or O/G Steam | 0.010004 | 0.010004 |  | 2.539%
Ormond Beach Power, LLC. | California |  |  |  | 350 | 1 | 229 | O/G Steam | 1 | 2024 | 2024 | Dry bottom wall-fired boiler | Y |  |  | 741 | 6.801 | 1712276.874 | 146724.03 | 5.958 | 0 | Y | 0 | 0 | 0 |  | 0 |  | 0 |  | 0 |  | 0 |  | 0 |  | 0 |  | 0 | 0 | Retired | 0 | 0 |  | 5.361%
Ormond Beach Power, LLC. | California |  |  |  | 350 | 2 | 230 | O/G Steam | 1 | 2024 | 2024 | Dry bottom wall-fired boiler | Y |  |  | 750 | 9.629 | 2871317.958 | 252988.56 | 8.5377 | 0 | Y | 0 | 0 | 0 |  | 0 |  | 0 |  | 0 |  | 0 |  | 0 |  | 0 |  | 0 | 0 | Retired | 0 | 0 |  | 8.326%
Otay Mesa Energy Center, LLC | California |  |  |  | 55345 | CTG-1 | 4523 | Combined Cycle |  |  |  | Combined cycle | Y |  |  |  | 8.353 | 3021980.483 | 431329.78 | 7.459 | 8.353 |  | 3021980.483 | 431329.78 | 8.353 |  | 8.353 |  | 8.353 |  | 8.353 |  | 8.353 |  | 8.353 |  | 8.353 |  | 8.353 | 8.353 | Not Coal Steam or O/G Steam | 0.0055282 | 0.0055282 |  | 30.79%
Otay Mesa Energy Center, LLC | California |  |  |  | 55345 | CTG-2 | 4524 | Combined Cycle |  |  |  | Combined cycle | Y |  |  |  | 9.719 | 3483425.071 | 493245.15 | 7.7957 | 9.719 |  | 3483425.071 | 493245.15 | 9.719 |  | 9.719 |  | 9.719 |  | 9.719 |  | 9.719 |  | 9.719 |  | 9.719 |  | 9.719 | 9.719 | Not Coal Steam or O/G Steam | 0.0055801 | 0.0055801 |  | 34.71%
Palomar Energy Center | California |  |  |  | 55985 | CTG1 | 89252 | Combined Cycle |  |  |  | Combined cycle | Y |  |  |  | 11.412 | 3308907.697 | 475800.6 | 9.9373 | 11.412 |  | 3308907.697 | 475800.6 | 11.412 |  | 11.412 |  | 11.412 |  | 11.412 |  | 11.412 |  | 11.412 |  | 11.412 |  | 11.412 | 11.412 | Not Coal Steam or O/G Steam | 0.0068977 | 0.0068977 |  | 39.73%
Palomar Energy Center | California |  |  |  | 55985 | CTG2 | 89253 | Combined Cycle |  |  |  | Combined cycle | Y |  |  |  | 11.673 | 3354085.603 | 486337.22 | 9.4633 | 11.673 |  | 3354085.603 | 486337.22 | 11.673 |  | 11.673 |  | 11.673 |  | 11.673 |  | 11.673 |  | 11.673 |  | 11.673 |  | 11.673 | 11.673 | Not Coal Steam or O/G Steam | 0.0069605 | 0.0069605 |  | 38.48%
Panoche Energy Center | California |  |  |  | 56803 | 1 | 90388 | Combustion Turbine |  |  |  | Combustion turbine | Y |  |  |  | 2.951 | 694334.188 | 78461.87 | 2.9167 | 2.951 |  | 694334.188 | 78461.87 | 2.951 |  | 2.951 |  | 2.951 |  | 2.951 |  | 2.951 |  | 2.951 |  | 2.951 |  | 2.951 | 2.951 | Not Coal Steam or O/G Steam | 0.0085002 | 0.0085002 |  | 17.55%
Panoche Energy Center | California |  |  |  | 56803 | 2 | 90389 | Combustion Turbine |  |  |  | Combustion turbine | Y |  |  |  | 3.453 | 749337.112 | 83831.32 | 3.346 | 3.453 |  | 749337.112 | 83831.32 | 3.453 |  | 3.453 |  | 3.453 |  | 3.453 |  | 3.453 |  | 3.453 |  | 3.453 |  | 3.453 | 3.453 | Not Coal Steam or O/G Steam | 0.0092161 | 0.0092161 |  | 18.99%
Panoche Energy Center | California |  |  |  | 56803 | 3 | 90390 | Combustion Turbine |  |  |  | Combustion turbine | Y |  |  |  | 3.463 | 730628.392 | 82700.43 | 3.2347 | 3.463 |  | 730628.392 | 82700.43 | 3.463 |  | 3.463 |  | 3.463 |  | 3.463 |  | 3.463 |  | 3.463 |  | 3.463 |  | 3.463 | 3.463 | Not Coal Steam or O/G Steam | 0.0094795 | 0.0094795 |  | 18.47%
Panoche Energy Center | California |  |  |  | 56803 | 4 | 90391 | Combustion Turbine |  |  |  | Combustion turbine | Y |  |  |  | 3.341 | 749833.805 | 83677.1 | 3.4017 | 3.341 |  | 749833.805 | 83677.1 | 3.341 |  | 3.341 |  | 3.341 |  | 3.341 |  | 3.341 |  | 3.341 |  | 3.341 |  | 3.341 | 3.341 | Not Coal Steam or O/G Steam | 0.0089113 | 0.0089113 |  | 18.72%
Pastoria Energy Facility | California |  |  |  | 55656 | CT001 | 8770 | Combined Cycle |  |  |  | Combined cycle | Y |  |  |  | 15.687 | 4580193.971 | 517250.62 | 14.6977 | 15.687 |  | 4580193.971 | 517250.62 | 15.687 |  | 15.687 |  | 15.687 |  | 15.687 |  | 15.687 |  | 15.687 |  | 15.687 |  | 15.687 | 15.687 | Not Coal Steam or O/G Steam | 0.0068499 | 0.0068499 |  | 60.85%
Pastoria Energy Facility | California |  |  |  | 55656 | CT002 | 8772 | Combined Cycle |  |  |  | Combined cycle | Y |  |  |  | 16.153 | 4593017.301 | 523079.38 | 16.1087 | 16.153 |  | 4593017.301 | 523079.38 | 16.153 |  | 16.153 |  | 16.153 |  | 16.153 |  | 16.153 |  | 16.153 |  | 16.153 |  | 16.153 | 16.153 | Not Coal Steam or O/G Steam | 0.0070337 | 0.0070337 |  | 59.06%
Pastoria Energy Facility | California |  |  |  | 55656 | CT004 | 8774 | Combined Cycle |  |  |  | Combined cycle | Y |  |  |  | 18.699 | 5357938.048 | 716406.48 | 16.137 | 18.699 |  | 5357938.048 | 716406.48 | 18.699 |  | 18.699 |  | 18.699 |  | 18.699 |  | 18.699 |  | 18.699 |  | 18.699 |  | 18.699 | 18.699 | Not Coal Steam or O/G Steam | 0.0069799 | 0.0069799 |  | 64.7%
Pio Pico Energy Center LLC | California |  |  |  | 57555 | CTG1 | 90696 | Combustion Turbine |  |  |  | Combustion turbine | Y |  |  |  | 0.561 | 94078.32 | 9507.77 | 0.752 | 0.561 |  | 94078.32 | 9507.77 | 0.561 |  | 0.561 |  | 0.561 |  | 0.561 |  | 0.561 |  | 0.561 |  | 0.561 |  | 0.561 | 0.561 | Not Coal Steam or O/G Steam | 0.011926 | 0.011926 |  | 3.515%
Pio Pico Energy Center LLC | California |  |  |  | 57555 | CTG2 | 90697 | Combustion Turbine |  |  |  | Combustion turbine | Y |  |  |  | 0.887 | 156329.85 | 16445.83 | 1.0927 | 0.887 |  | 156329.85 | 16445.83 | 0.887 |  | 0.887 |  | 0.887 |  | 0.887 |  | 0.887 |  | 0.887 |  | 0.887 |  | 0.887 | 0.887 | Not Coal Steam or O/G Steam | 0.011348 | 0.011348 |  | 5.047%
Pio Pico Energy Center LLC | California |  |  |  | 57555 | CTG3 | 90698 | Combustion Turbine |  |  |  | Combustion turbine | Y |  |  |  | 0.759 | 137261.362 | 14599.29 | 0.91767 | 0.759 |  | 137261.362 | 14599.29 | 0.759 |  | 0.759 |  | 0.759 |  | 0.759 |  | 0.759 |  | 0.759 |  | 0.759 |  | 0.759 | 0.759 | Not Coal Steam or O/G Steam | 0.011059 | 0.011059 |  | 4.406%
Procter and Gamble Power Plant | California |  |  |  | 7551 | 1A | 3129 | Combined Cycle |  |  |  | Combined cycle | Y |  |  |  | 4.267 | 1173337.064 | 136977.56 | 4.5897 | 4.267 |  | 1173337.064 | 136977.56 | 4.267 |  | 4.267 |  | 4.267 |  | 4.267 |  | 4.267 |  | 4.267 |  | 4.267 |  | 4.267 | 4.267 | Not Coal Steam or O/G Steam | 0.0072733 | 0.0072733 |  | 57.5%
Procter and Gamble Power Plant | California |  |  |  | 7551 | 1B | 3130 | Combined Cycle |  |  |  | Combined cycle | Y |  |  |  | 5.135 | 1429616.556 | 156607.93 | 4.2693 | 5.135 |  | 1429616.556 | 156607.93 | 5.135 |  | 5.135 |  | 5.135 |  | 5.135 |  | 5.135 |  | 5.135 |  | 5.135 |  | 5.135 | 5.135 | Not Coal Steam or O/G Steam | 0.0071837 | 0.0071837 |  | 56.96%
Procter and Gamble Power Plant | California |  |  |  | 7551 | 1C | 3131 | Combustion Turbine |  |  |  | Combustion turbine | Y |  |  |  | 0.703 | 145613.339 | 15746.89 | 0.57467 | 0.703 |  | 145613.339 | 15746.89 | 0.703 |  | 0.703 |  | 0.703 |  | 0.703 |  | 0.703 |  | 0.703 |  | 0.703 |  | 0.703 | 0.703 | Not Coal Steam or O/G Steam | 0.0096557 | 0.0096557 |  | 6.214%
Redding Power Plant | California |  |  |  | 7307 | 5 | 9189 | Combined Cycle |  |  |  | Combined cycle | Y |  |  |  | 1.116 | 802430.097 | 100618.21 | 1.1363 | 1.116 |  | 802430.097 | 100618.21 | 1.116 |  | 1.116 |  | 1.116 |  | 1.116 |  | 1.116 |  | 1.116 |  | 1.116 |  | 1.116 | 1.116 | Not Coal Steam or O/G Steam | 0.0027816 | 0.0027816 |  | 34.13%
Redding Power Plant | California |  |  |  | 7307 | 6 | 89746 | Combined Cycle |  |  |  | Combustion turbine | Y |  |  |  | 1.115 | 767357.452 | 94289.75 | 1.1567 | 1.115 |  | 767357.452 | 94289.75 | 1.115 |  | 1.115 |  | 1.115 |  | 1.115 |  | 1.115 |  | 1.115 |  | 1.115 |  | 1.115 | 1.115 | Not Coal Steam or O/G Steam | 0.0029061 | 0.0029061 |  | 33.24%
Ripon Generation Station | California |  |  |  | 56135 | 1 | 89441 | Combustion Turbine |  |  |  | Combustion turbine | Y |  |  |  | 0.772 | 128989.086 | 11223.18 | 0.51467 | 0.772 |  | 128989.086 | 11223.18 | 0.772 |  | 0.772 |  | 0.772 |  | 0.772 |  | 0.772 |  | 0.772 |  | 0.772 |  | 0.772 | 0.772 | Not Coal Steam or O/G Steam | 0.01197 | 0.01197 |  | 5.059%
Ripon Generation Station | California |  |  |  | 56135 | 2 | 89442 | Combustion Turbine |  |  |  | Combustion turbine | Y |  |  |  | 0.601 | 98054.868 | 9383.06 | 0.41367 | 0.601 |  | 98054.868 | 9383.06 | 0.601 |  | 0.601 |  | 0.601 |  | 0.601 |  | 0.601 |  | 0.601 |  | 0.601 |  | 0.601 | 0.601 | Not Coal Steam or O/G Steam | 0.012258 | 0.012258 |  | 3.883%
Riverside Energy Resource Center | California |  |  |  | 56143 | 1 | 89663 | Combustion Turbine |  |  |  | Combustion turbine | Y |  |  |  | 0.676 | 132341.258 | 13165.42 | 0.712 | 0.676 |  | 132341.258 | 13165.42 | 0.676 |  | 0.676 |  | 0.676 |  | 0.676 |  | 0.676 |  | 0.676 |  | 0.676 |  | 0.676 | 0.676 | Not Coal Steam or O/G Steam | 0.010216 | 0.010216 |  | 7.61%
Riverside Energy Resource Center | California |  |  |  | 56143 | 2 | 89664 | Combustion Turbine |  |  |  | Combustion turbine | Y |  |  |  | 0.566 | 104781.196 | 9932.36 | 0.54433 | 0.566 |  | 104781.196 | 9932.36 | 0.566 |  | 0.566 |  | 0.566 |  | 0.566 |  | 0.566 |  | 0.566 |  | 0.566 |  | 0.566 | 0.566 | Not Coal Steam or O/G Steam | 0.010803 | 0.010803 |  | 5.867%
Riverside Energy Resource Center | California |  |  |  | 56143 | 3 | 90688 | Combustion Turbine |  |  |  | Combustion turbine | Y |  |  |  | 0.411 | 75544.162 | 7226.17 | 0.45467 | 0.411 |  | 75544.162 | 7226.17 | 0.411 |  | 0.411 |  | 0.411 |  | 0.411 |  | 0.411 |  | 0.411 |  | 0.411 |  | 0.411 | 0.411 | Not Coal Steam or O/G Steam | 0.010881 | 0.010881 |  | 4.631%
Riverside Energy Resource Center | California |  |  |  | 56143 | 4 | 90690 | Combustion Turbine |  |  |  | Combustion turbine | Y |  |  |  | 0.407 | 72143.61 | 7033.24 | 0.459 | 0.407 |  | 72143.61 | 7033.24 | 0.407 |  | 0.407 |  | 0.407 |  | 0.407 |  | 0.407 |  | 0.407 |  | 0.407 |  | 0.407 | 0.407 | Not Coal Steam or O/G Steam | 0.011283 | 0.011283 |  | 4.527%
Riverview Energy Center | California |  |  |  | 55963 | 1 | 88362 | Combustion Turbine |  |  |  | Combustion turbine | Y |  |  |  | 1.094 | 131386.739 | 12582.89 | 0.93667 | 1.094 |  | 131386.739 | 12582.89 | 1.094 |  | 1.094 |  | 1.094 |  | 1.094 |  | 1.094 |  | 1.094 |  | 1.094 |  | 1.094 | 1.094 | Not Coal Steam or O/G Steam | 0.016653 | 0.016653 |  | 6.571%
Roseville Energy Park | California |  |  |  | 56298 | CT001 | 89721 | Combined Cycle |  |  |  | Combined cycle | Y |  |  |  | 3.442 | 1199382.219 | 151748.83 | 2.3977 | 3.442 |  | 1199382.219 | 151748.83 | 3.442 |  | 3.442 |  | 3.442 |  | 3.442 |  | 3.442 |  | 3.442 |  | 3.442 |  | 3.442 | 3.442 | Not Coal Steam or O/G Steam | 0.0057396 | 0.0057396 |  | 29.66%
Roseville Energy Park | California |  |  |  | 56298 | CT002 | 89722 | Combined Cycle |  |  |  | Combined cycle | Y |  |  |  | 4.041 | 1212491.089 | 147311.62 | 2.5493 | 4.041 |  | 1212491.089 | 147311.62 | 4.041 |  | 4.041 |  | 4.041 |  | 4.041 |  | 4.041 |  | 4.041 |  | 4.041 |  | 4.041 | 4.041 | Not Coal Steam or O/G Steam | 0.0066656 | 0.0066656 |  | 30.02%
Russell City Energy Company LLC | California |  |  |  | 56467 | CT1 | 89932 | Combined Cycle |  |  |  | Combined cycle | Y |  |  |  | 1.762 | 429258.14 | 61092.02 | 4.1417 | 1.762 |  | 429258.14 | 61092.02 | 1.762 |  | 1.762 |  | 1.762 |  | 1.762 |  | 1.762 |  | 1.762 |  | 1.762 |  | 1.762 | 1.762 | Not Coal Steam or O/G Steam | 0.0082095 | 0.0082095 |  | 13.4%
Russell City Energy Company LLC | California |  |  |  | 56467 | CT2 | 89933 | Combined Cycle |  |  |  | Combined cycle | Y |  |  |  | 2.648 | 556201.521 | 76072.73 | 4.568 | 2.648 |  | 556201.521 | 76072.73 | 2.648 |  | 2.648 |  | 2.648 |  | 2.648 |  | 2.648 |  | 2.648 |  | 2.648 |  | 2.648 | 2.648 | Not Coal Steam or O/G Steam | 0.0095217 | 0.0095217 |  | 13.22%
Salinas River Cogeneration Facility | California |  |  |  | 50865 | 1 | 89975 | Combustion Turbine |  |  |  | Combustion turbine | Y |  |  |  | 9.913 | 1504279.811 | 111185.67 | 7.3977 | 9.913 |  | 1504279.811 | 111185.67 | 9.913 |  | 9.913 |  | 9.913 |  | 9.913 |  | 9.913 |  | 9.913 |  | 9.913 |  | 9.913 | 9.913 | Not Coal Steam or O/G Steam | 0.01318 | 0.01318 |  | 71.14%
Sargent Canyon Cogen Facility | California |  |  |  | 50864 | 1 | 89974 | Combustion Turbine |  |  | 2023 | Combustion turbine | Y | [7 empty] | 0 | Y | 0 | 0 | 0 |  | 0 |  | 0 |  | 0 |  | 0 |  | 0 |  | 0 |  | 0 | 0 | Not Coal Steam or O/G Steam | 0 | 0
Scattergood Generating Station | California |  |  |  | 404 | 1 | 277 | O/G Steam | 12 | 2024 | 2025 | Dry bottom wall-fired boiler | Y |  |  | 112 | 0.781 | 338705.729 | 30248.38 | 0.41267 | 0 | Y | 0 | 0 | 0 |  | 0 |  | 0 |  | 0 |  | 0 |  | 0 |  | 0 |  | 0 | 0 | Retired | 0 | 0 |  | 8.078%
Scattergood Generating Station | California |  |  |  | 404 | 2 | 278 | O/G Steam | 12 | 2024 | 2025 | Dry bottom wall-fired boiler | Y |  |  | 156 | 0.514 | 5163.145 | 0 | 1.0633 | 0 | Y | 0 | 0 | 0 |  | 0 |  | 0 |  | 0 |  | 0 |  | 0 |  | 0 |  | 0 | 0 | Retired | 0 | 0 |  | 8.832%
Scattergood Generating Station | California |  |  |  | 404 | 4 | 90958 | Combined Cycle |  |  |  | Combined cycle | Y |  |  |  | 16.679 | 5903375.337 | 839603.25 | 13.2013 | 16.679 |  | 5903375.337 | 839603.25 | 16.679 |  | 16.679 |  | 16.679 |  | 16.679 |  | 16.679 |  | 16.679 |  | 16.679 |  | 16.679 | 16.679 | Not Coal Steam or O/G Steam | 0.0056507 | 0.0056507 |  | 61.45%
Scattergood Generating Station | California |  |  |  | 404 | 6 | 90959 | Combustion Turbine |  |  |  | Combustion turbine | Y |  |  |  | 1.105 | 239237.405 | 24174.1 | 1.2953 | 1.105 |  | 239237.405 | 24174.1 | 1.105 |  | 1.105 |  | 1.105 |  | 1.105 |  | 1.105 |  | 1.105 |  | 1.105 |  | 1.105 | 1.105 | Not Coal Steam or O/G Steam | 0.0092377 | 0.0092377 |  | 9.071%
Scattergood Generating Station | California |  |  |  | 404 | 7 | 90960 | Combustion Turbine |  |  |  | Combustion turbine | Y |  |  |  | 0.539 | 120971.041 | 12314.55 | 0.984 | 0.539 |  | 120971.041 | 12314.55 | 0.539 |  | 0.539 |  | 0.539 |  | 0.539 |  | 0.539 |  | 0.539 |  | 0.539 |  | 0.539 | 0.539 | Not Coal Steam or O/G Steam | 0.0089112 | 0.0089112 |  | 7.081%
Sentinel Energy Center, LLC | California |  |  |  | 57482 | 1 | 90714 | Combustion Turbine |  |  |  | Combustion turbine | Y |  |  |  | 2.065 | 409998.61 | 44609.01 | 1.8677 | 2.065 |  | 409998.61 | 44609.01 | 2.065 |  | 2.065 |  | 2.065 |  | 2.065 |  | 2.065 |  | 2.065 |  | 2.065 |  | 2.065 | 2.065 | Not Coal Steam or O/G Steam | 0.010073 | 0.010073 |  | 10.22%
Sentinel Energy Center, LLC | California |  |  |  | 57482 | 2 | 90715 | Combustion Turbine |  |  |  | Combustion turbine | Y |  |  |  | 1.459 | 284108.743 | 31239.07 | 1.817 | 1.459 |  | 284108.743 | 31239.07 | 1.459 |  | 1.459 |  | 1.459 |  | 1.459 |  | 1.459 |  | 1.459 |  | 1.459 |  | 1.459 | 1.459 | Not Coal Steam or O/G Steam | 0.010271 | 0.010271 |  | 10.55%
Sentinel Energy Center, LLC | California |  |  |  | 57482 | 3 | 90716 | Combustion Turbine |  |  |  | Combustion turbine | Y |  |  |  | 1.729 | 348757.288 | 37584.49 | 1.705 | 1.729 |  | 348757.288 | 37584.49 | 1.729 |  | 1.729 |  | 1.729 |  | 1.729 |  | 1.729 |  | 1.729 |  | 1.729 |  | 1.729 | 1.729 | Not Coal Steam or O/G Steam | 0.0099152 | 0.0099152 |  | 9.09%
Sentinel Energy Center, LLC | California |  |  |  | 57482 | 4 | 90717 | Combustion Turbine |  |  |  | Combustion turbine | Y |  |  |  | 1.821 | 368270.48 | 39582.99 | 1.756 | 1.821 |  | 368270.48 | 39582.99 | 1.821 |  | 1.821 |  | 1.821 |  | 1.821 |  | 1.821 |  | 1.821 |  | 1.821 |  | 1.821 | 1.821 | Not Coal Steam or O/G Steam | 0.0098895 | 0.0098895 |  | 9.8%
Sentinel Energy Center, LLC | California |  |  |  | 57482 | 5 | 90718 | Combustion Turbine |  |  |  | Combustion turbine | Y |  |  |  | 2.216 | 447997.419 | 48390.67 | 1.8427 | 2.216 |  | 447997.419 | 48390.67 | 2.216 |  | 2.216 |  | 2.216 |  | 2.216 |  | 2.216 |  | 2.216 |  | 2.216 |  | 2.216 | 2.216 | Not Coal Steam or O/G Steam | 0.0098929 | 0.0098929 |  | 10.24%
Sentinel Energy Center, LLC | California |  |  |  | 57482 | 6 | 90719 | Combustion Turbine |  |  |  | Combustion turbine | Y |  |  |  | 2.02 | 414414.66 | 45097.78 | 1.827 | 2.02 |  | 414414.66 | 45097.78 | 2.02 |  | 2.02 |  | 2.02 |  | 2.02 |  | 2.02 |  | 2.02 |  | 2.02 |  | 2.02 | 2.02 | Not Coal Steam or O/G Steam | 0.0097487 | 0.0097487 |  | 10.87%
Sentinel Energy Center, LLC | California |  |  |  | 57482 | 7 | 90720 | Combustion Turbine |  |  |  | Combustion turbine | Y |  |  |  | 2.275 | 385255.363 | 41788.91 | 2.1717 | 2.275 |  | 385255.363 | 41788.91 | 2.275 |  | 2.275 |  | 2.275 |  | 2.275 |  | 2.275 |  | 2.275 |  | 2.275 |  | 2.275 | 2.275 | Not Coal Steam or O/G Steam | 0.01181 | 0.01181 |  | 11.85%
Sentinel Energy Center, LLC | California |  |  |  | 57482 | 8 | 90721 | Combustion Turbine |  |  |  | Combustion turbine | Y |  |  |  | 1.678 | 359106.233 | 39630.17 | 1.9797 | 1.678 |  | 359106.233 | 39630.17 | 1.678 |  | 1.678 |  | 1.678 |  | 1.678 |  | 1.678 |  | 1.678 |  | 1.678 |  | 1.678 | 1.678 | Not Coal Steam or O/G Steam | 0.0093454 | 0.0093454 |  | 10.6%
Stanton Energy Reliability Center | California |  |  |  | 60698 | D1 | 91348 | Combustion Turbine |  |  |  | Combustion turbine | Y |  |  |  | 0.014 | 2768.472 | 254.84 | 0.25833 | 0.014 |  | 2768.472 | 254.84 | 0.014 |  | 0.014 |  | 0.014 |  | 0.014 |  | 0.014 |  | 0.014 |  | 0.014 |  | 0.014 | 0.014 | Not Coal Steam or O/G Steam | 0.010114 | 0.010114 |  | 3.3%
Stanton Energy Reliability Center | California |  |  |  | 60698 | D7 | 91349 | Combustion Turbine |  |  |  | Combustion turbine | Y |  |  |  | 0.013 | 2382.737 | 209.41 | 0.24133 | 0.013 |  | 2382.737 | 209.41 | 0.013 |  | 0.013 |  | 0.013 |  | 0.013 |  | 0.013 |  | 0.013 |  | 0.013 |  | 0.013 | 0.013 | Not Coal Steam or O/G Steam | 0.010912 | 0.010912 |  | 3.512%
Sunrise Power Company | California |  |  |  | 55182 | CTG1 | 8458 | Combined Cycle |  |  |  | Combined cycle | Y |  |  |  | 17.926 | 4288844.967 | 631596.49 | 13.459 | 17.926 |  | 4288844.967 | 631596.49 | 17.926 |  | 17.926 |  | 17.926 |  | 17.926 |  | 17.926 |  | 17.926 |  | 17.926 |  | 17.926 | 17.926 | Not Coal Steam or O/G Steam | 0.0083594 | 0.0083594 |  | 50.12%
Sunrise Power Company | California |  |  |  | 55182 | CTG2 | 8460 | Combined Cycle |  |  |  | Combined cycle | Y |  |  |  | 16.239 | 4328413.448 | 645437.87 | 11.7773 | 16.239 |  | 4328413.448 | 645437.87 | 16.239 |  | 16.239 |  | 16.239 |  | 16.239 |  | 16.239 |  | 16.239 |  | 16.239 |  | 16.239 | 16.239 | Not Coal Steam or O/G Steam | 0.0075034 | 0.0075034 |  | 48.93%
Tracy Combined Cycle Power Plant | California |  |  |  | 55933 | TPP1 | 88312 | Combined Cycle |  |  |  | Combined cycle | Y |  |  |  | 6.31 | 1484122.582 | 187032.22 | 7.5463 | 6.31 |  | 1484122.582 | 187032.22 | 6.31 |  | 6.31 |  | 6.31 |  | 6.31 |  | 6.31 |  | 6.31 |  | 6.31 |  | 6.31 | 6.31 | Not Coal Steam or O/G Steam | 0.0085033 | 0.0085033 |  | 26.01%
Tracy Combined Cycle Power Plant | California |  |  |  | 55933 | TPP2 | 88313 | Combined Cycle |  |  |  | Combined cycle | Y |  |  |  | 10.258 | 1923329.755 | 241537.51 | 8.2707 | 10.258 |  | 1923329.755 | 241537.51 | 10.258 |  | 10.258 |  | 10.258 |  | 10.258 |  | 10.258 |  | 10.258 |  | 10.258 |  | 10.258 | 10.258 | Not Coal Steam or O/G Steam | 0.010667 | 0.010667 |  | 31.16%
Valley Generating Station | California |  |  |  | 408 | 5 | 284 | Combustion Turbine |  |  |  | Combustion turbine | Y |  |  |  | 0.511 | 42603.642 | 3899.52 | 0.558 | 0.511 |  | 42603.642 | 3899.52 | 0.511 |  | 0.511 |  | 0.511 |  | 0.511 |  | 0.511 |  | 0.511 |  | 0.511 |  | 0.511 | 0.511 | Not Coal Steam or O/G Steam | 0.023989 | 0.023989 |  | 2.827%
Valley Generating Station | California |  |  |  | 408 | 6 | 89304 | Combined Cycle |  |  |  | Combined cycle | Y |  |  |  | 9.849 | 1809190.502 | 258559.15 | 11.3917 | 9.849 |  | 1809190.502 | 258559.15 | 9.849 |  | 9.849 |  | 9.849 |  | 9.849 |  | 9.849 |  | 9.849 |  | 9.849 |  | 9.849 | 9.849 | Not Coal Steam or O/G Steam | 0.010888 | 0.010888 |  | 28.42%
Valley Generating Station | California |  |  |  | 408 | 7 | 89305 | Combined Cycle |  |  |  | Combined cycle | Y |  |  |  | 12.037 | 2608070.113 | 368103.61 | 9.0543 | 12.037 |  | 2608070.113 | 368103.61 | 12.037 |  | 12.037 |  | 12.037 |  | 12.037 |  | 12.037 |  | 12.037 |  | 12.037 |  | 12.037 | 12.037 | Not Coal Steam or O/G Steam | 0.0092306 | 0.0092306 |  | 24.77%
Walnut Creek Energy Park | California |  |  |  | 57515 | GT1 | 90677 | Combustion Turbine |  |  |  | Combustion turbine | Y |  |  |  | 1.702 | 261105.318 | 29863.2 | 2.3883 | 1.702 |  | 261105.318 | 29863.2 | 1.702 |  | 1.702 |  | 1.702 |  | 1.702 |  | 1.702 |  | 1.702 |  | 1.702 |  | 1.702 | 1.702 | Not Coal Steam or O/G Steam | 0.013037 | 0.013037 |  | 12.84%
Walnut Creek Energy Park | California |  |  |  | 57515 | GT2 | 90678 | Combustion Turbine |  |  |  | Combustion turbine | Y |  |  |  | 1.257 | 217050.882 | 24809.12 | 1.885 | 1.257 |  | 217050.882 | 24809.12 | 1.257 |  | 1.257 |  | 1.257 |  | 1.257 |  | 1.257 |  | 1.257 |  | 1.257 |  | 1.257 | 1.257 | Not Coal Steam or O/G Steam | 0.011583 | 0.011583 |  | 10.67%
Walnut Creek Energy Park | California |  |  |  | 57515 | GT3 | 90679 | Combustion Turbine |  |  |  | Combustion turbine | Y |  |  |  | 1.469 | 237904.816 | 27284.84 | 1.989 | 1.469 |  | 237904.816 | 27284.84 | 1.469 |  | 1.469 |  | 1.469 |  | 1.469 |  | 1.469 |  | 1.469 |  | 1.469 |  | 1.469 | 1.469 | Not Coal Steam or O/G Steam | 0.012349 | 0.012349 |  | 10.9%
Walnut Creek Energy Park | California |  |  |  | 57515 | GT4 | 90680 | Combustion Turbine |  |  |  | Combustion turbine | Y |  |  |  | 1.285 | 211851.583 | 23746.91 | 1.8863 | 1.285 |  | 211851.583 | 23746.91 | 1.285 |  | 1.285 |  | 1.285 |  | 1.285 |  | 1.285 |  | 1.285 |  | 1.285 |  | 1.285 | 1.285 | Not Coal Steam or O/G Steam | 0.012131 | 0.012131 |  | 10.46%
Walnut Creek Energy Park | California |  |  |  | 57515 | GT5 | 90681 | Combustion Turbine |  |  |  | Combustion turbine | Y |  |  |  | 1.151 | 204160.821 | 23040.2 | 1.8433 | 1.151 |  | 204160.821 | 23040.2 | 1.151 |  | 1.151 |  | 1.151 |  | 1.151 |  | 1.151 |  | 1.151 |  | 1.151 |  | 1.151 | 1.151 | Not Coal Steam or O/G Steam | 0.011275 | 0.011275 |  | 11.43%
Walnut Energy Center | California |  |  |  | 56078 | 1 | 89628 | Combined Cycle |  |  |  | Combined cycle | Y |  |  |  | 8.385 | 2460559.143 | 307318.55 | 7.159 | 8.385 |  | 2460559.143 | 307318.55 | 8.385 |  | 8.385 |  | 8.385 |  | 8.385 |  | 8.385 |  | 8.385 |  | 8.385 |  | 8.385 | 8.385 | Not Coal Steam or O/G Steam | 0.0068155 | 0.0068155 |  | 55.16%
Walnut Energy Center | California |  |  |  | 56078 | 2 | 89629 | Combined Cycle |  |  |  | Combined cycle | Y |  |  |  | 8.744 | 2572599.766 | 321855.34 | 7.92 | 8.744 |  | 2572599.766 | 321855.34 | 8.744 |  | 8.744 |  | 8.744 |  | 8.744 |  | 8.744 |  | 8.744 |  | 8.744 |  | 8.744 | 8.744 | Not Coal Steam or O/G Steam | 0.0067978 | 0.0067978 |  | 61%
Wolfskill Energy Center | California |  |  |  | 55855 | UNIT1 | 10241 | Combustion Turbine |  |  |  | Combustion turbine | Y |  |  |  | 0.701 | 69842.079 | 6713.3 | 0.50667 | 0.701 |  | 69842.079 | 6713.3 | 0.701 |  | 0.701 |  | 0.701 |  | 0.701 |  | 0.701 |  | 0.701 |  | 0.701 |  | 0.701 | 0.701 | Not Coal Steam or O/G Steam | 0.020074 | 0.020074 |  | 3.031%
Woodland Generation Station | California |  |  |  | 7266 | 1 | 3065 | Combustion Turbine |  |  |  | Combustion turbine | Y |  |  |  | 0.803 | 148483.254 | 15559.37 | 1.0933 | 0.803 |  | 148483.254 | 15559.37 | 0.803 |  | 0.803 |  | 0.803 |  | 0.803 |  | 0.803 |  | 0.803 |  | 0.803 |  | 0.803 | 0.803 | Not Coal Steam or O/G Steam | 0.010816 | 0.010816 |  | 12.38%
Woodland Generation Station | California |  |  |  | 7266 | 2 | 9046 | Combined Cycle |  |  |  | Combined cycle | Y |  |  |  | 3.732 | 1135870.488 | 123271.78 | 4.1393 | 3.732 |  | 1135870.488 | 123271.78 | 3.732 |  | 3.732 |  | 3.732 |  | 3.732 |  | 3.732 |  | 3.732 |  | 3.732 |  | 3.732 | 3.732 | Not Coal Steam or O/G Steam | 0.0065712 | 0.0065712 |  | 47.94%
Yuba City Energy Center | California |  |  |  | 10349 | 2 | 8436 | Combustion Turbine |  |  |  | Combustion turbine | Y |  |  |  | 340.935 | 679615.741 | 67692.38 | 118.8487 | 340.935 |  | 679615.741 | 67692.38 | 340.935 |  | 340.935 |  | 340.935 |  | 10.1942 | Optimize SCR | 10.1942 |  | 10.1942 |  | 10.1942 |  | 10.1942 | 10.1942 | Not Coal Steam or O/G Steam | 0.03 | 0.03 |  | 24.17%
Arapahoe Combustion Turbine Facility | Colorado |  |  |  | 55200 | CT5 | 4124 | Combined Cycle |  |  |  | Combined cycle | Y |  |  |  | 4.302 | 425948.612 | 51088.97 | 4.3667 | 4.302 |  | 425948.612 | 51088.97 | 4.302 |  | 4.302 |  | 4.302 |  | 2.5557 | Optimize SCR | 2.5557 |  | 2.5557 |  | 2.5557 |  | 2.5557 | 2.5557 | Not Coal Steam or O/G Steam | 0.012 | 0.012 |  | 20.09%
Arapahoe Combustion Turbine Facility | Colorado |  |  |  | 55200 | CT6 | 4125 | Combined Cycle |  |  |  | Combined cycle | Y |  |  |  | 4.867 | 456931.816 | 52603.32 | 5.23 | 4.867 |  | 456931.816 | 52603.32 | 4.867 |  | 4.867 |  | 4.867 |  | 2.7416 | Optimize SCR | 2.7416 |  | 2.7416 |  | 2.7416 |  | 2.7416 | 2.7416 | Not Coal Steam or O/G Steam | 0.012 | 0.012 |  | 21.13%
Blue Spruce Energy Center | Colorado |  |  |  | 55645 | CT-01 | 8706 | Combustion Turbine |  |  |  | Combustion turbine |  |  |  |  | 13.946 | 629604.806 | 51174.25 | 16.9813 | 13.946 |  | 629604.806 | 51174.25 | 13.946 |  | 13.946 |  | 13.946 |  | 13.946 |  | 13.946 |  | 13.946 |  | 13.946 |  | 13.946 | 13.946 | Not Coal Steam or O/G Steam | 0.044301 | 0.044301 |  | 10.25%
Blue Spruce Energy Center | Colorado |  |  |  | 55645 | CT-02 | 8708 | Combustion Turbine |  |  |  | Combustion turbine |  |  |  |  | 11.001 | 585544.335 | 50095.66 | 14.782 | 11.001 |  | 585544.335 | 50095.66 | 11.001 |  | 11.001 |  | 11.001 |  | 11.001 |  | 11.001 |  | 11.001 |  | 11.001 |  | 11.001 | 11.001 | Not Coal Steam or O/G Steam | 0.037575 | 0.037575 |  | 8.467%
Brush Power Projects | Colorado |  |  |  | 10682 | GT2 | 3576 | Combustion Turbine |  |  |  | Combustion turbine |  |  |  |  | 3.603 | 79617.154 | 4971.66 | 4.592 | 3.603 |  | 79617.154 | 4971.66 | 3.603 |  | 3.603 |  | 3.603 |  | 3.603 |  | 3.603 |  | 3.603 |  | 3.603 |  | 3.603 | 3.603 | Not Coal Steam or O/G Steam | 0.090508 | 0.090508 |  | 3.96%
Brush Power Projects | Colorado |  |  |  | 10682 | GT4 | 4142 | Combined Cycle |  |  |  | Combined cycle |  |  |  |  | 14.542 | 338447.886 | 29429.24 | 12.3877 | 14.542 |  | 338447.886 | 29429.24 | 14.542 |  | 14.542 |  | 14.542 |  | 14.542 |  | 14.542 |  | 14.542 |  | 14.542 |  | 14.542 | 14.542 | Not Coal Steam or O/G Steam | 0.085933 | 0.085933 |  | 9.249%
Brush Power Projects | Colorado |  |  |  | 10682 | GT5 | 4143 | Combined Cycle |  |  |  | Combined cycle |  |  |  |  | 14.326 | 338420.847 | 29397.06 | 12.412 | 14.326 |  | 338420.847 | 29397.06 | 14.326 |  | 14.326 |  | 14.326 |  | 14.326 |  | 14.326 |  | 14.326 |  | 14.326 |  | 14.326 | 14.326 | Not Coal Steam or O/G Steam | 0.084664 | 0.084664 |  | 9.286%
Cherokee | Colorado |  |  |  | 469 | 4 | 298 | O/G Steam |  |  | 2028 | Tangentially-fired |  |  |  | 310 | 215.667 | 5379487.921 | 537508.05 | 233.5253 | 215.667 |  | 5379487.921 | 537508.05 | 215.667 |  | 215.667 |  | 215.667 |  | 215.667 |  | 215.667 |  | 215.667 |  | 215.667 |  | 148.1797 | 80.6923 | O/G Steam SCR Retrofit | 0.080181 | 0.03 |  | 37.68%
Cherokee | Colorado |  |  |  | 469 | 5 | 90850 | Combined Cycle |  |  |  | Combined cycle | Y |  |  |  | 24.68 | 4088082.918 | 578382.13 | 25.528 | 24.68 |  | 4088082.918 | 578382.13 | 24.68 |  | 24.68 |  | 24.68 |  | 24.5285 | Optimize SCR | 24.5285 |  | 24.5285 |  | 24.5285 |  | 24.5285 | 24.5285 | Not Coal Steam or O/G Steam | 0.012 | 0.012 |  | 44.55%
Cherokee | Colorado |  |  |  | 469 | 6 | 90851 | Combined Cycle |  |  |  | Combined cycle | Y |  |  |  | 22.838 | 3845895.515 | 543810.97 | 25.025 | 22.838 |  | 3845895.515 | 543810.97 | 22.838 |  | 22.838 |  | 22.838 |  | 22.838 |  | 22.838 |  | 22.838 |  | 22.838 |  | 22.838 | 22.838 | Not Coal Steam or O/G Steam | 0.011877 | 0.011877 |  | 48.45%
Comanche (470) | Colorado |  |  |  | 470 | 1 | 299 | Coal Steam |  |  | 2023 | Tangentially-fired |  |  |  | 366 | 503.728 | 8764441.365 | 899373.22 | 503.566 | 0 | Y | 0 | 0 | 0 |  | 0 |  | 0 |  | 0 |  | 0 |  | 0 |  | 0 |  | 0 | 0 | Retired | 0 | 0 |  | 63.2%
Comanche (470) | Colorado |  |  |  | 470 | 2 | 300 | Coal Steam |  |  | 2026 | Dry bottom wall-fired boiler |  |  |  | 335 | 806.057 | 11043686.842 | 1032882.04 | 767.836 | 806.057 |  | 11043686.842 | 1032882.04 | 806.057 |  | 806.057 |  | 806.057 |  | 806.057 |  | 806.057 |  | 806.057 |  | 806.057 |  | 541.0746 | 276.0922 | Coal Steam SCR Retrofit | 0.14598 | 0.05 |  | 63.04%
Comanche (470) | Colorado |  |  |  | 470 | 3 | 89734 | Coal Steam |  |  |  | Tangentially-fired | Y |  |  | 750 | 601.314 | 18519910.289 | 2076139.49 | 413.8777 | 601.314 |  | 18519910.289 | 2076139.49 | 601.314 |  | 601.314 |  | 601.314 |  | 601.314 |  | 601.314 |  | 601.314 |  | 601.314 |  | 601.314 | 601.314 | Existing SCR | 0.064937 | 0.064937 |  | 38.04%
Craig | Colorado |  |  |  | 6021 | C1 | 2684 | Coal Steam |  |  | 2026 | Dry bottom wall-fired boiler |  |  |  | 427 | 1181.145 | 10120966.023 | 983152.42 | 1262.0283 | 1181.145 |  | 10120966.023 | 983152.42 | 1181.145 |  | 1181.145 |  | 1181.145 |  | 1181.145 |  | 1181.145 |  | 1181.145 |  | 1181.145 |  | 717.0846 | 253.0242 | Coal Steam SCR Retrofit | 0.23341 | 0.05 |  | 54.03%
Craig | Colorado |  |  |  | 6021 | C2 | 2685 | Coal Steam | 9 | 2028 | 2029 | Dry bottom wall-fired boiler | Y |  |  | 410 | 411.091 | 12322682.5 | 1164779.43 | 368.2907 | 411.091 |  | 12322682.5 | 1164779.43 | 411.091 |  | 411.091 |  | 411.091 |  | 411.091 |  | 411.091 |  | 411.091 |  | 411.091 |  | 411.091 | 411.091 | Existing SCR | 0.066721 | 0.066721 |  | 58.83%
Craig | Colorado |  |  |  | 6021 | C3 | 2686 | Coal Steam | 12 | 2029 | 2030 | Dry bottom wall-fired boiler |  | Y |  | 448 | 906.536 | 8832822.506 | 962879.9 | 1054.059 | 906.536 |  | 8832822.506 | 962879.9 | 906.536 |  | 906.536 |  | 906.536 |  | 906.536 |  | 906.536 |  | 906.536 |  | 906.536 |  | 563.6783 | 220.8206 | Coal Steam SCR Retrofit | 0.20527 | 0.05 |  | 48.65%
Fort St. Vrain | Colorado |  |  |  | 6112 | 2 | 2779 | Combined Cycle |  |  |  | Combined cycle | Y |  |  |  | 56.572 | 3934070.132 | 515727.06 | 66.7913 | 56.572 |  | 3934070.132 | 515727.06 | 56.572 |  | 56.572 |  | 56.572 |  | 23.6044 | Optimize SCR | 23.6044 |  | 23.6044 |  | 23.6044 |  | 23.6044 | 23.6044 | Not Coal Steam or O/G Steam | 0.012 | 0.012 |  | 52.23%
Fort St. Vrain | Colorado |  |  |  | 6112 | 3 | 2780 | Combined Cycle |  |  |  | Combined cycle | Y |  |  |  | 62.193 | 3627232.225 | 456399.4 | 70.095 | 62.193 |  | 3627232.225 | 456399.4 | 62.193 |  | 62.193 |  | 62.193 |  | 21.7634 | Optimize SCR | 21.7634 |  | 21.7634 |  | 21.7634 |  | 21.7634 | 21.7634 | Not Coal Steam or O/G Steam | 0.012 | 0.012 |  | 51.63%
Fort St. Vrain | Colorado |  |  |  | 6112 | 4 | 2781 | Combined Cycle |  |  |  | Combined cycle | Y |  |  |  | 22.816 | 3772067.094 | 489629.73 | 25.5947 | 22.816 |  | 3772067.094 | 489629.73 | 22.816 |  | 22.816 |  | 22.816 |  | 22.6324 | Optimize SCR | 22.6324 |  | 22.6324 |  | 22.6324 |  | 22.6324 | 22.6324 | Not Coal Steam or O/G Steam | 0.012 | 0.012 |  | 50.5%
Fort St. Vrain | Colorado |  |  |  | 6112 | 5 | 90254 | Combustion Turbine |  |  |  | Combustion turbine |  |  |  |  | 1.931 | 102946.117 | 8587.94 | 4.801 | 1.931 |  | 102946.117 | 8587.94 | 1.931 |  | 1.931 |  | 1.931 |  | 1.931 |  | 1.931 |  | 1.931 |  | 1.931 |  | 1.931 | 1.931 | Not Coal Steam or O/G Steam | 0.037515 | 0.037515 |  | 4.245%
Fort St. Vrain | Colorado |  |  |  | 6112 | 6 | 90255 | Combustion Turbine |  |  |  | Combustion turbine |  |  |  |  | 1.799 | 98470.157 | 7912.17 | 4.2507 | 1.799 |  | 98470.157 | 7912.17 | 1.799 |  | 1.799 |  | 1.799 |  | 1.799 |  | 1.799 |  | 1.799 |  | 1.799 |  | 1.799 | 1.799 | Not Coal Steam or O/G Steam | 0.036539 | 0.036539 |  | 4.217%
Fountain Valley Power Plant | Colorado |  |  |  | 55453 | 1 | 4790 | Combustion Turbine |  |  |  | Combustion turbine |  |  |  |  | 5.101 | 78316.232 | 6981.84 | 5.638 | 5.101 |  | 78316.232 | 6981.84 | 5.101 |  | 5.101 |  | 5.101 |  | 5.101 |  | 5.101 |  | 5.101 |  | 5.101 |  | 5.101 | 5.101 | Not Coal Steam or O/G Steam | 0.13027 | 0.13027 |  | 5.857%
Fountain Valley Power Plant | Colorado |  |  |  | 55453 | 2 | 4791 | Combustion Turbine |  |  |  | Combustion turbine |  |  |  |  | 5.178 | 85299.55 | 7498.94 | 4.7577 | 5.178 |  | 85299.55 | 7498.94 | 5.178 |  | 5.178 |  | 5.178 |  | 5.178 |  | 5.178 |  | 5.178 |  | 5.178 |  | 5.178 | 5.178 | Not Coal Steam or O/G Steam | 0.12141 | 0.12141 |  | 5.513%
Fountain Valley Power Plant | Colorado |  |  |  | 55453 | 3 | 4792 | Combustion Turbine |  |  |  | Combustion turbine |  |  |  |  | 5.3 | 79143.714 | 7053.02 | 5.6663 | 5.3 |  | 79143.714 | 7053.02 | 5.3 |  | 5.3 |  | 5.3 |  | 5.3 |  | 5.3 |  | 5.3 |  | 5.3 |  | 5.3 | 5.3 | Not Coal Steam or O/G Steam | 0.13393 | 0.13393 |  | 6.067%
Fountain Valley Power Plant | Colorado |  |  |  | 55453 | 4 | 4793 | Combustion Turbine |  |  |  | Combustion turbine |  |  |  |  | 4.054 | 72014.036 | 6529.76 | 3.835 | 4.054 |  | 72014.036 | 6529.76 | 4.054 |  | 4.054 |  | 4.054 |  | 4.054 |  | 4.054 |  | 4.054 |  | 4.054 |  | 4.054 | 4.054 | Not Coal Steam or O/G Steam | 0.11259 | 0.11259 |  | 4.894%
Fountain Valley Power Plant | Colorado |  |  |  | 55453 | 5 | 4794 | Combustion Turbine |  |  |  | Combustion turbine |  |  |  |  | 4.233 | 73983.099 | 6549.78 | 4.357 | 4.233 |  | 73983.099 | 6549.78 | 4.233 |  | 4.233 |  | 4.233 |  | 4.233 |  | 4.233 |  | 4.233 |  | 4.233 |  | 4.233 | 4.233 | Not Coal Steam or O/G Steam | 0.11443 | 0.11443 |  | 5.313%
Fountain Valley Power Plant | Colorado |  |  |  | 55453 | 6 | 4795 | Combustion Turbine |  |  |  | Combustion turbine |  |  |  |  | 0.175 | 2449.52 | 211.01 | 3.1533 | 0.175 |  | 2449.52 | 211.01 | 0.175 |  | 0.175 |  | 0.175 |  | 0.175 |  | 0.175 |  | 0.175 |  | 0.175 |  | 0.175 | 0.175 | Not Coal Steam or O/G Steam | 0.14289 | 0.14289 |  | 3.874%
Frank Knutson Station | Colorado |  |  |  | 55505 | BR1 | 4905 | Combustion Turbine |  |  |  | Combustion turbine |  |  |  |  | 4.302 | 302289.646 | 24331.86 | 3.4253 | 4.302 |  | 302289.646 | 24331.86 | 4.302 |  | 4.302 |  | 4.302 |  | 4.302 |  | 4.302 |  | 4.302 |  | 4.302 |  | 4.302 | 4.302 | Not Coal Steam or O/G Steam | 0.028463 | 0.028463 |  | 6.509%
Frank Knutson Station | Colorado |  |  |  | 55505 | BR2 | 4906 | Combustion Turbine |  |  |  | Combustion turbine |  |  |  |  | 7.078 | 569730.526 | 46476.75 | 4.5487 | 7.078 |  | 569730.526 | 46476.75 | 7.078 |  | 7.078 |  | 7.078 |  | 7.078 |  | 7.078 |  | 7.078 |  | 7.078 |  | 7.078 | 7.078 | Not Coal Steam or O/G Steam | 0.024847 | 0.024847 |  | 9.602%
Front Range Power Plant | Colorado |  |  |  | 55283 | 1 | 4422 | Combined Cycle |  |  |  | Combined cycle |  |  |  |  | 70.981 | 4630071.106 | 572801.14 | 81.8187 | 70.981 |  | 4630071.106 | 572801.14 | 70.981 |  | 70.981 |  | 70.981 |  | 70.981 |  | 70.981 |  | 70.981 |  | 70.981 |  | 70.981 | 70.981 | Not Coal Steam or O/G Steam | 0.030661 | 0.030661 |  | 65.98%
Front Range Power Plant | Colorado |  |  |  | 55283 | 2 | 4423 | Combined Cycle |  |  |  | Combined cycle |  |  |  |  | 69.959 | 4090495.604 | 549909.48 | 71.9457 | 69.959 |  | 4090495.604 | 549909.48 | 69.959 |  | 69.959 |  | 69.959 |  | 69.959 |  | 69.959 |  | 69.959 |  | 69.959 |  | 69.959 | 69.959 | Not Coal Steam or O/G Steam | 0.034206 | 0.034206 |  | 55.69%
Hayden | Colorado |  |  |  | 525 | H1 | 317 | Coal Steam |  |  | 2029 | Dry bottom wall-fired boiler | Y |  |  | 179 | 108.276 | 4633317.981 | 430531.32 | 123.844 | 108.276 |  | 4633317.981 | 430531.32 | 108.276 |  | 108.276 |  | 108.276 |  | 108.276 |  | 108.276 |  | 108.276 |  | 108.276 |  | 108.276 | 108.276 | Existing SCR | 0.046738 | 0.046738 |  | 52.42%
Hayden | Colorado |  |  |  | 525 | H2 | 318 | Coal Steam |  |  | 2028 | Tangentially-fired | Y |  |  | 262 | 202.285 | 7725748.674 | 770462.34 | 168.6697 | 202.285 |  | 7725748.674 | 770462.34 | 202.285 |  | 202.285 |  | 202.285 |  | 202.285 |  | 202.285 |  | 202.285 |  | 202.285 |  | 202.285 | 202.285 | Existing SCR | 0.052366 | 0.052366 |  | 56.94%
J M Shafer | Colorado |  |  |  | 50707 | S001 | 90505 | Combined Cycle |  |  |  | Combined cycle |  |  |  |  | 38.752 | 863508.815 | 83993.98 | 32.66 | 38.752 |  | 863508.815 | 83993.98 | 38.752 |  | 38.752 |  | 38.752 |  | 38.752 |  | 38.752 |  | 38.752 |  | 38.752 |  | 38.752 | 38.752 | Not Coal Steam or O/G Steam | 0.089755 | 0.089755 |  | 31.25%
J M Shafer | Colorado |  |  |  | 50707 | S002 | 90506 | Combined Cycle |  |  |  | Combined cycle |  |  |  |  | 30.656 | 654194.321 | 72061.35 | 27.229 | 30.656 |  | 654194.321 | 72061.35 | 30.656 |  | 30.656 |  | 30.656 |  | 30.656 |  | 30.656 |  | 30.656 |  | 30.656 |  | 30.656 | 30.656 | Not Coal Steam or O/G Steam | 0.093721 | 0.093721 |  | 24.17%
J M Shafer | Colorado |  |  |  | 50707 | S003 | 90507 | Combined Cycle |  |  |  | Combined cycle |  |  |  |  | 34.724 | 785659.34 | 85419.15 | 30.0323 | 34.724 |  | 785659.34 | 85419.15 | 34.724 |  | 34.724 |  | 34.724 |  | 34.724 |  | 34.724 |  | 34.724 |  | 34.724 |  | 34.724 | 34.724 | Not Coal Steam or O/G Steam | 0.088395 | 0.088395 |  | 30.83%
J M Shafer | Colorado |  |  |  | 50707 | S004 | 90509 | Combined Cycle |  |  |  | Combined cycle |  |  |  |  | 36.854 | 793450.903 | 72442.31 | 29.9023 | 36.854 |  | 793450.903 | 72442.31 | 36.854 |  | 36.854 |  | 36.854 |  | 36.854 |  | 36.854 |  | 36.854 |  | 36.854 |  | 36.854 | 36.854 | Not Coal Steam or O/G Steam | 0.092895 | 0.092895 |  | 28.75%
J M Shafer | Colorado |  |  |  | 50707 | S005 | 90508 | Combined Cycle |  |  |  | Combined cycle |  |  |  |  | 32.489 | 722300.758 | 76157.76 | 28.1273 | 32.489 |  | 722300.758 | 76157.76 | 32.489 |  | 32.489 |  | 32.489 |  | 32.489 |  | 32.489 |  | 32.489 |  | 32.489 |  | 32.489 | 32.489 | Not Coal Steam or O/G Steam | 0.08996 | 0.08996 |  | 28.16%
Limon Generating Station | Colorado |  |  |  | 55504 | L1 | 4903 | Combustion Turbine |  |  |  | Combustion turbine |  |  |  |  | 3.238 | 274965.966 | 21297.5 | 2.566 | 3.238 |  | 274965.966 | 21297.5 | 3.238 |  | 3.238 |  | 3.238 |  | 3.238 |  | 3.238 |  | 3.238 |  | 3.238 |  | 3.238 | 3.238 | Not Coal Steam or O/G Steam | 0.023552 | 0.023552 |  | 5.49%
Limon Generating Station | Colorado |  |  |  | 55504 | L2 | 4904 | Combustion Turbine |  |  |  | Combustion turbine |  |  |  |  | 7.737 | 545318.742 | 41830.29 | 4.3787 | 7.737 |  | 545318.742 | 41830.29 | 7.737 |  | 7.737 |  | 7.737 |  | 7.737 |  | 7.737 |  | 7.737 |  | 7.737 |  | 7.737 | 7.737 | Not Coal Steam or O/G Steam | 0.028376 | 0.028376 |  | 8.042%
Manchief Generating Station | Colorado |  |  |  | 55127 | CT1 | 3958 | Combustion Turbine |  |  |  | Combustion turbine |  |  |  |  | 19.038 | 664019.216 | 60232.81 | 25.027 | 19.038 |  | 664019.216 | 60232.81 | 19.038 |  | 19.038 |  | 19.038 |  | 19.038 |  | 19.038 |  | 19.038 |  | 19.038 |  | 19.038 | 19.038 | Not Coal Steam or O/G Steam | 0.057342 | 0.057342 |  | 16.03%
Manchief Generating Station | Colorado |  |  |  | 55127 | CT2 | 3959 | Combustion Turbine |  |  |  | Combustion turbine |  |  |  |  | 14.519 | 473493.23 | 44545.61 | 18.9663 | 14.519 |  | 473493.23 | 44545.61 | 14.519 |  | 14.519 |  | 14.519 |  | 14.519 |  | 14.519 |  | 14.519 |  | 14.519 |  | 14.519 | 14.519 | Not Coal Steam or O/G Steam | 0.061327 | 0.061327 |  | 11.61%
Martin Drake | Colorado |  |  |  | 492 | 6 | 314 | Coal Steam |  |  | 2023 | Dry bottom wall-fired boiler |  |  |  | 77 | 263.501 | 2528785.486 | 210162 | 168.1693 | 0 | Y | 0 | 0 | 0 |  | 0 |  | 0 |  | 0 |  | 0 |  | 0 |  | 0 |  | 0 | 0 | Retired | 0 | 0 |  | 41%
Martin Drake | Colorado |  |  |  | 492 | 7 | 315 | Coal Steam |  |  | 2023 | Dry bottom wall-fired boiler |  |  |  | 131 | 75.84 | 1301705.698 | 117118.96 | 133.759 | 0 | Y | 0 | 0 | 0 |  | 0 |  | 0 |  | 0 |  | 0 |  | 0 |  | 0 |  | 0 | 0 | Retired | 0 | 0 |  | 26.31%
Pawnee | Colorado |  |  |  | 6248 | 1 | 2866 | Coal Steam |  |  |  | Dry bottom wall-fired boiler | Y |  |  | 505 | 395.869 | 14148304.551 | 1343109.69 | 373.0507 | 395.869 |  | 14148304.551 | 1343109.69 | 395.869 |  | 395.869 |  | 395.869 |  | 395.869 |  | 395.869 |  | 395.869 |  | 395.869 |  | 395.869 | 395.869 | Existing SCR | 0.05596 | 0.05596 |  | 57.01%
Pueblo Airport Generating Station | Colorado |  |  |  | 56998 | CT01 | 90496 | Combustion Turbine |  |  |  | Combustion turbine | Y |  |  |  | 4.322 | 968961.609 | 95281.67 | 2.614 | 4.322 |  | 968961.609 | 95281.67 | 4.322 |  | 4.322 |  | 4.322 |  | 4.322 |  | 4.322 |  | 4.322 |  | 4.322 |  | 4.322 | 4.322 | Not Coal Steam or O/G Steam | 0.0089209 | 0.0089209 |  | 19.38%
Pueblo Airport Generating Station | Colorado |  |  |  | 56998 | CT02 | 90497 | Combustion Turbine |  |  |  | Combustion turbine | Y |  |  |  | 2.219 | 445974.252 | 46578.73 | 5.101 | 2.219 |  | 445974.252 | 46578.73 | 2.219 |  | 2.219 |  | 2.219 |  | 2.219 |  | 2.219 |  | 2.219 |  | 2.219 |  | 2.219 | 2.219 | Not Coal Steam or O/G Steam | 0.0099512 | 0.0099512 |  | 14.75%
Pueblo Airport Generating Station | Colorado |  |  |  | 56998 | CT04 | 90499 | Combined Cycle |  |  |  | Combined cycle | Y |  |  |  | 2.549 | 953222.472 | 86475.6 | 2.42 | 2.549 |  | 953222.472 | 86475.6 | 2.549 |  | 2.549 |  | 2.549 |  | 2.549 |  | 2.549 |  | 2.549 |  | 2.549 |  | 2.549 | 2.549 | Not Coal Steam or O/G Steam | 0.0053482 | 0.0053482 |  | 63.57%
Pueblo Airport Generating Station | Colorado |  |  |  | 56998 | CT05 | 90557 | Combined Cycle |  |  |  | Combined cycle | Y |  |  |  | 1.82 | 918526.104 | 83421.61 | 1.8567 | 1.82 |  | 918526.104 | 83421.61 | 1.82 |  | 1.82 |  | 1.82 |  | 1.82 |  | 1.82 |  | 1.82 |  | 1.82 |  | 1.82 | 1.82 | Not Coal Steam or O/G Steam | 0.0039629 | 0.0039629 |  | 62.95%
Pueblo Airport Generating Station | Colorado |  |  |  | 56998 | CT06 | 90559 | Combined Cycle |  |  |  | Combined cycle | Y |  |  |  | 2.218 | 965089.407 | 87409.41 | 1.904 | 2.218 |  | 965089.407 | 87409.41 | 2.218 |  | 2.218 |  | 2.218 |  | 2.218 |  | 2.218 |  | 2.218 |  | 2.218 |  | 2.218 | 2.218 | Not Coal Steam or O/G Steam | 0.0045965 | 0.0045965 |  | 61.43%
Pueblo Airport Generating Station | Colorado |  |  |  | 56998 | CT07 | 90560 | Combined Cycle |  |  |  | Combined cycle | Y |  |  |  | 1.962 | 903355.729 | 81010.92 | 1.7833 | 1.962 |  | 903355.729 | 81010.92 | 1.962 |  | 1.962 |  | 1.962 |  | 1.962 |  | 1.962 |  | 1.962 |  | 1.962 |  | 1.962 | 1.962 | Not Coal Steam or O/G Steam | 0.0043438 | 0.0043438 |  | 61.72%
Pueblo Airport Generating Station | Colorado |  |  |  | 56998 | CT08 | 90863 | Combustion Turbine |  |  |  | Combustion turbine | Y |  |  |  | 1.163 | 62901.5 | 6636.67 | 0.945 | 1.163 |  | 62901.5 | 6636.67 | 1.163 |  | 1.163 |  | 1.163 |  | 0.94352 | Optimize SCR | 0.94352 |  | 0.94352 |  | 0.94352 |  | 0.94352 | 0.94352 | Not Coal Steam or O/G Steam | 0.03 | 0.03 |  | 3.711%
Rawhide Energy Station | Colorado |  |  |  | 6761 | 101 | 2906 | Coal Steam |  |  |  | Tangentially-fired |  |  |  | 280 | 484.016 | 8161961.35 | 877433.3 | 460.7953 | 484.016 |  | 8161961.35 | 877433.3 | 484.016 |  | 484.016 |  | 484.016 |  | 484.016 |  | 484.016 |  | 484.016 |  | 484.016 |  | 344.0325 | 204.049 | Coal Steam SCR Retrofit | 0.1186 | 0.05 |  | 61.79%
Rawhide Energy Station | Colorado |  |  |  | 6761 | A | 8360 | Combustion Turbine |  |  |  | Combustion turbine |  |  |  |  | 4.117 | 296583.74 | 23767.74 | 3.417 | 4.117 |  | 296583.74 | 23767.74 | 4.117 |  | 4.117 |  | 4.117 |  | 4.117 |  | 4.117 |  | 4.117 |  | 4.117 |  | 4.117 | 4.117 | Not Coal Steam or O/G Steam | 0.027763 | 0.027763 |  | 6.687%
Rawhide Energy Station | Colorado |  |  |  | 6761 | B | 8362 | Combustion Turbine |  |  |  | Combustion turbine |  |  |  |  | 4.143 | 275947.429 | 21615.09 | 3.334 | 4.143 |  | 275947.429 | 21615.09 | 4.143 |  | 4.143 |  | 4.143 |  | 4.143 |  | 4.143 |  | 4.143 |  | 4.143 |  | 4.143 | 4.143 | Not Coal Steam or O/G Steam | 0.030027 | 0.030027 |  | 6.09%
Rawhide Energy Station | Colorado |  |  |  | 6761 | C | 8364 | Combustion Turbine |  |  |  | Combustion turbine |  |  |  |  | 3.701 | 274919.366 | 21762.7 | 2.726 | 3.701 |  | 274919.366 | 21762.7 | 3.701 |  | 3.701 |  | 3.701 |  | 3.701 |  | 3.701 |  | 3.701 |  | 3.701 |  | 3.701 | 3.701 | Not Coal Steam or O/G Steam | 0.026924 | 0.026924 |  | 5.525%
Rawhide Energy Station | Colorado |  |  |  | 6761 | D | 89476 | Combustion Turbine |  |  |  | Combustion turbine |  |  |  |  | 5.918 | 251720.123 | 20282.97 | 3.512 | 5.918 |  | 251720.123 | 20282.97 | 5.918 |  | 5.918 |  | 5.918 |  | 5.918 |  | 5.918 |  | 5.918 |  | 5.918 |  | 5.918 | 5.918 | Not Coal Steam or O/G Steam | 0.04702 | 0.04702 |  | 5.436%
Rawhide Energy Station | Colorado |  |  |  | 6761 | F | 90256 | Combustion Turbine |  |  |  | Combustion turbine |  |  |  |  | 14.401 | 832782.368 | 69246.73 | 10.3993 | 14.401 |  | 832782.368 | 69246.73 | 14.401 |  | 14.401 |  | 14.401 |  | 14.401 |  | 14.401 |  | 14.401 |  | 14.401 |  | 14.401 | 14.401 | Not Coal Steam or O/G Steam | 0.034585 | 0.034585 |  | 9.708%
Ray D Nixon | Colorado |  |  |  | 8219 | 1 | 3466 | Coal Steam |  |  | 2030 | Dry bottom wall-fired boiler |  |  |  | 208 | 377.576 | 5212468.375 | 547283.65 | 372.412 | 377.576 |  | 5212468.375 | 547283.65 | 377.576 |  | 377.576 |  | 377.576 |  | 377.576 |  | 377.576 |  | 377.576 |  | 377.576 |  | 253.9439 | 130.3117 | Coal Steam SCR Retrofit | 0.14487 | 0.05 |  | 50.11%
Ray D Nixon | Colorado |  |  |  | 8219 | 2 | 3467 | Combustion Turbine |  |  |  | Combustion turbine |  |  |  |  | 0.209 | 13779.29 | 1212.98 | 0.203 | 0.209 |  | 13779.29 | 1212.98 | 0.209 |  | 0.209 |  | 0.209 |  | 0.209 |  | 0.209 |  | 0.209 |  | 0.209 |  | 0.209 | 0.209 | Not Coal Steam or O/G Steam | 0.030335 | 0.030335 |  | 0.736%
Ray D Nixon | Colorado |  |  |  | 8219 | 3 | 3468 | Combustion Turbine |  |  |  | Combustion turbine |  |  |  |  | 0.367 | 19683.342 | 1446.91 | 0.32167 | 0.367 |  | 19683.342 | 1446.91 | 0.367 |  | 0.367 |  | 0.367 |  | 0.367 |  | 0.367 |  | 0.367 |  | 0.367 |  | 0.367 | 0.367 | Not Coal Steam or O/G Steam | 0.03729 | 0.03729 |  | 1.084%
Rocky Mountain Energy Center | Colorado |  |  |  | 55835 | 1 | 10173 | Combined Cycle |  |  |  | Combined cycle | Y |  |  |  | 20.349 | 4276078.629 | 533183.92 | 25.301 | 20.349 |  | 4276078.629 | 533183.92 | 20.349 |  | 20.349 |  | 20.349 |  | 20.349 |  | 20.349 |  | 20.349 |  | 20.349 |  | 20.349 | 20.349 | Not Coal Steam or O/G Steam | 0.0095176 | 0.0095176 |  | 53.42%
Rocky Mountain Energy Center | Colorado |  |  |  | 55835 | 2 | 10174 | Combined Cycle |  |  |  | Combined cycle | Y |  |  |  | 21.048 | 4234382.591 | 518750.72 | 31.3453 | 21.048 |  | 4234382.591 | 518750.72 | 21.048 |  | 21.048 |  | 21.048 |  | 21.048 |  | 21.048 |  | 21.048 |  | 21.048 |  | 21.048 | 21.048 | Not Coal Steam or O/G Steam | 0.0099415 | 0.0099415 |  | 54.73%
Spindle Hill Energy Center | Colorado |  |  |  | 56445 | CT-01 | 89736 | Combustion Turbine |  |  |  | Combustion turbine |  |  |  |  | 12.502 | 574805.748 | 52166.15 | 17.7997 | 12.502 |  | 574805.748 | 52166.15 | 12.502 |  | 12.502 |  | 12.502 |  | 12.502 |  | 12.502 |  | 12.502 |  | 12.502 |  | 12.502 | 12.502 | Not Coal Steam or O/G Steam | 0.0435 | 0.0435 |  | 8.253%
Spindle Hill Energy Center | Colorado |  |  |  | 56445 | CT-02 | 89737 | Combustion Turbine |  |  |  | Combustion turbine |  |  |  |  | 13.835 | 641661.944 | 57818.6 | 16.7233 | 13.835 |  | 641661.944 | 57818.6 | 13.835 |  | 13.835 |  | 13.835 |  | 13.835 |  | 13.835 |  | 13.835 |  | 13.835 |  | 13.835 | 13.835 | Not Coal Steam or O/G Steam | 0.043122 | 0.043122 |  | 7.561%
Valmont Combustion Turbine Facility | Colorado |  |  |  | 55207 | CT7 | 4141 | Combustion Turbine |  |  |  | Combustion turbine |  |  |  |  | 3.467 | 69259.263 | 6058.25 | 1.9063 | 3.467 |  | 69259.263 | 6058.25 | 3.467 |  | 3.467 |  | 3.467 |  | 3.467 |  | 3.467 |  | 3.467 |  | 3.467 |  | 3.467 | 3.467 | Not Coal Steam or O/G Steam | 0.10012 | 0.10012 |  | 2.414%
Valmont Combustion Turbine Facility | Colorado |  |  |  | 55207 | CT8 | 8478 | Combustion Turbine |  |  |  | Combustion turbine |  |  |  |  | 3.274 | 68780.403 | 5842.74 | 1.9437 | 3.274 |  | 68780.403 | 5842.74 | 3.274 |  | 3.274 |  | 3.274 |  | 3.274 |  | 3.274 |  | 3.274 |  | 3.274 |  | 3.274 | 3.274 | Not Coal Steam or O/G Steam | 0.095202 | 0.095202 |  | 2.5%
Alfred L Pierce Generating Station | Connecticut |  |  |  | 6635 | AP-1 | 90114 | Combustion Turbine |  |  |  | Combustion turbine |  |  |  |  | 0.386 | 20907.211 | 1803.55 | 0.24 | 0.386 |  | 20907.211 | 1803.55 | 0.386 |  | 0.386 |  | 0.386 |  | 0.386 |  | 0.386 |  | 0.386 |  | 0.386 |  | 0.386 | 0.386 | Not Coal Steam or O/G Steam | 0.036925 | 0.036925 |  | 0.2105%
Bridgeport Energy | Connecticut |  |  |  | 55042 | BE1 | 3828 | Combined Cycle |  |  |  | Combined cycle | Y |  |  |  | 30.043 | 2966120.924 | 428204.94 | 32.5727 | 30.043 |  | 2966120.924 | 428204.94 | 30.043 |  | 30.043 |  | 30.043 |  | 17.7967 | Optimize SCR | 17.7967 |  | 17.7967 |  | 17.7967 |  | 17.7967 | 17.7967 | Not Coal Steam or O/G Steam | 0.012 | 0.012 |  | 41.63%
Bridgeport Energy | Connecticut |  |  |  | 55042 | BE2 | 3829 | Combined Cycle |  |  |  | Combined cycle | Y |  |  |  | 32.525 | 3039109.684 | 438427.84 | 34.1687 | 32.525 |  | 3039109.684 | 438427.84 | 32.525 |  | 32.525 |  | 32.525 |  | 18.2347 | Optimize SCR | 18.2347 |  | 18.2347 |  | 18.2347 |  | 18.2347 | 18.2347 | Not Coal Steam or O/G Steam | 0.012 | 0.012 |  | 42.46%
Bridgeport Harbor Station | Connecticut |  |  |  | 568 | BHB3 | 373 | Coal Steam |  |  | 2023 | Tangentially-fired |  |  |  | 372.2 |  |  |  | 1.759 | 0 | Y | 0 | 0 | 0 |  | 0 |  | 0 |  | 0 |  | 0 |  | 0 |  | 0 |  | 0 | 0 | Retired | 0 | 0 |  | 0.1444%
Bridgeport Harbor Station | Connecticut |  |  |  | 568 | BHB5 | 91155 | Combined Cycle |  |  |  | Combined cycle | Y |  |  |  | 32.126 | 10691211 | 1659284 | 20.7503 | 32.126 |  | 10691211 | 1659284 | 32.126 |  | 32.126 |  | 32.126 |  | 32.126 |  | 32.126 |  | 32.126 |  | 32.126 |  | 32.126 | 32.126 | Not Coal Steam or O/G Steam | 0.0060098 | 0.0060098 |  | 50.7%
CPV Towantic Energy Center | Connecticut |  |  |  | 56047 | 1 | 91061 | Combined Cycle |  |  |  | Combined cycle | Y |  |  |  | 22.918 | 8003027.71 | 1249372.24 | 23.0623 | 22.918 |  | 8003027.71 | 1249372.24 | 22.918 |  | 22.918 |  | 22.918 |  | 22.918 |  | 22.918 |  | 22.918 |  | 22.918 |  | 22.918 | 22.918 | Not Coal Steam or O/G Steam | 0.0057273 | 0.0057273 |  | 75.21%
CPV Towantic Energy Center | Connecticut |  |  |  | 56047 | 2 | 91062 | Combined Cycle |  |  |  | Combined cycle | Y |  |  |  | 24.034 | 8532605.071 | 1312952.06 | 16.9833 | 24.034 |  | 8532605.071 | 1312952.06 | 24.034 |  | 24.034 |  | 24.034 |  | 24.034 |  | 24.034 |  | 24.034 |  | 24.034 |  | 24.034 | 24.034 | Not Coal Steam or O/G Steam | 0.0056334 | 0.0056334 |  | 56.2%
Capitol District Energy Center | Connecticut |  |  |  | 50498 | GT | 3671 | Combined Cycle |  |  | 2023 | [8 empty] | 1.8097 | 0 | Y | 0 | 0 | 0 |  | 0 |  | 0 |  | 0 |  | 0 |  | 0 |  | 0 |  | 0 | 0 | Not Coal Steam or O/G Steam | 0 | 0 |  | 1.378%
Devon | Connecticut |  |  |  | 544 | 11 | 331 | Combustion Turbine |  |  |  | Combustion turbine |  |  |  |  | 2.978 | 4964 | 326.94 | 2.3767 | 2.978 |  | 4964 | 326.94 | 2.978 |  | 2.978 |  | 0.44676 | CT RACT | 0.44676 |  | 0.44676 |  | 0.44676 |  | 0.44676 |  | 0.44676 | 0.44676 | Not Coal Steam or O/G Steam | 0.18 | 0.18 |  | 0.2951%
Devon | Connecticut |  |  |  | 544 | 12 | 332 | Combustion Turbine |  |  |  | Combustion turbine |  |  |  |  | 4.598 | 7664 | 453.18 | 2.4553 | 4.598 |  | 7664 | 453.18 | 4.598 |  | 4.598 |  | 0.68976 | CT RACT | 0.68976 |  | 0.68976 |  | 0.68976 |  | 0.68976 |  | 0.68976 | 0.68976 | Not Coal Steam or O/G Steam | 0.18 | 0.18 |  | 0.2853%
Devon | Connecticut |  |  |  | 544 | 13 | 333 | Combustion Turbine |  |  |  | Combustion turbine |  |  |  |  | 5.486 | 9144 | 569.83 | 3.485 | 5.486 |  | 9144 | 569.83 | 5.486 |  | 5.486 |  | 0.82296 | CT RACT | 0.82296 |  | 0.82296 |  | 0.82296 |  | 0.82296 |  | 0.82296 | 0.82296 | Not Coal Steam or O/G Steam | 0.18 | 0.18 |  | 0.4673%
Devon | Connecticut |  |  |  | 544 | 14 | 334 | Combustion Turbine |  |  |  | Combustion turbine |  |  |  |  | 3.286 | 5476 | 393.06 | 2.572 | 3.286 |  | 5476 | 393.06 | 3.286 |  | 3.286 |  | 0.49284 | CT RACT | 0.49284 |  | 0.49284 |  | 0.49284 |  | 0.49284 |  | 0.49284 | 0.49284 | Not Coal Steam or O/G Steam | 0.18 | 0.18 |  | 0.3595%
Devon | Connecticut |  |  |  | 544 | 15 | 90352 | Combustion Turbine |  |  |  | Combustion turbine | Y |  |  |  | 0.029 | 6180.813 | 650.22 | 0.052333 | 0.029 |  | 6180.813 | 650.22 | 0.029 |  | 0.029 |  | 0.029 |  | 0.029 |  | 0.029 |  | 0.029 |  | 0.029 |  | 0.029 | 0.029 | Not Coal Steam or O/G Steam | 0.0093839 | 0.0093839 |  | 0.4732%
Devon | Connecticut |  |  |  | 544 | 16 | 90353 | Combustion Turbine |  |  |  | Combustion turbine | Y |  |  |  | 0.032 | 9644.123 | 992.43 | 0.053 | 0.032 |  | 9644.123 | 992.43 | 0.032 |  | 0.032 |  | 0.032 |  | 0.032 |  | 0.032 |  | 0.032 |  | 0.032 |  | 0.032 | 0.032 | Not Coal Steam or O/G Steam | 0.0066362 | 0.0066362 |  | 0.553%
Devon | Connecticut |  |  |  | 544 | 17 | 90354 | Combustion Turbine |  |  |  | Combustion turbine | Y |  |  |  | 0.023 | 5922.603 | 625.15 | 0.056 | 0.023 |  | 5922.603 | 625.15 | 0.023 |  | 0.023 |  | 0.023 |  | 0.023 |  | 0.023 |  | 0.023 |  | 0.023 |  | 0.023 | 0.023 | Not Coal Steam or O/G Steam | 0.0077669 | 0.0077669 |  | 0.4343%
Devon | Connecticut |  |  |  | 544 | 18 | 90355 | Combustion Turbine |  |  |  | Combustion turbine | Y |  |  |  | 0.024 | 5993.838 | 612.96 | 0.053667 | 0.024 |  | 5993.838 | 612.96 | 0.024 |  | 0.024 |  | 0.024 |  | 0.024 |  | 0.024 |  | 0.024 |  | 0.024 |  | 0.024 | 0.024 | Not Coal Steam or O/G Steam | 0.0080082 | 0.0080082 |  | 0.4829%
Kleen Energy Systems Project | Connecticut |  |  |  | 56798 | U1 | 90386 | Combined Cycle |  |  |  | Combined cycle | Y |  |  |  | 16.637 | 5150882.991 | 761386.51 | 16.32 | 16.637 |  | 5150882.991 | 761386.51 | 16.637 |  | 16.637 |  | 16.637 |  | 16.637 |  | 16.637 |  | 16.637 |  | 16.637 |  | 16.637 | 16.637 | Not Coal Steam or O/G Steam | 0.0064599 | 0.0064599 |  | 50.12%
Kleen Energy Systems Project | Connecticut |  |  |  | 56798 | U2 | 90387 | Combined Cycle |  |  |  | Combined cycle | Y |  |  |  | 17.616 | 5483775.483 | 806887 | 16.5757 | 17.616 |  | 5483775.483 | 806887 | 17.616 |  | 17.616 |  | 17.616 |  | 17.616 |  | 17.616 |  | 17.616 |  | 17.616 |  | 17.616 | 17.616 | Not Coal Steam or O/G Steam | 0.0064248 | 0.0064248 |  | 51.59%
Lake Road Generating Company | Connecticut |  |  |  | 55149 | LRG1 | 4021 | Combined Cycle |  |  |  | Combined cycle | Y |  |  |  | 18.176 | 5472002.844 | 512129.23 | 17.5387 | 18.176 |  | 5472002.844 | 512129.23 | 18.176 |  | 18.176 |  | 18.176 |  | 18.176 |  | 18.176 |  | 18.176 |  | 18.176 |  | 18.176 | 18.176 | Not Coal Steam or O/G Steam | 0.0066433 | 0.0066433 |  | 66.52%
Lake Road Generating Company | Connecticut |  |  |  | 55149 | LRG2 | 4022 | Combined Cycle |  |  |  | Combined cycle | Y |  |  |  | 18.22 | 5596618.232 | 520940.22 | 17.6013 | 18.22 |  | 5596618.232 | 520940.22 | 18.22 |  | 18.22 |  | 18.22 |  | 18.22 |  | 18.22 |  | 18.22 |  | 18.22 |  | 18.22 | 18.22 | Not Coal Steam or O/G Steam | 0.0065111 | 0.0065111 |  | 68.1%
Lake Road Generating Company | Connecticut |  |  |  | 55149 | LRG3 | 4023 | Combined Cycle |  |  |  | Combined cycle | Y |  |  |  | 17.249 | 5537109.732 | 527805.83 | 15.1553 | 17.249 |  | 5537109.732 | 527805.83 | 17.249 |  | 17.249 |  | 17.249 |  | 17.249 |  | 17.249 |  | 17.249 |  | 17.249 |  | 17.249 | 17.249 | Not Coal Steam or O/G Steam | 0.0062303 | 0.0062303 |  | 65.29%
Middletown | Connecticut |  |  |  | 562 | 12 | 90357 | Combustion Turbine |  |  |  | Combustion turbine | Y |  |  |  | 0.01 | 3900.321 | 374.68 | 0.012333 | 0.01 |  | 3900.321 | 374.68 | 0.01 |  | 0.01 |  | 0.01 |  | 0.01 |  | 0.01 |  | 0.01 |  | 0.01 |  | 0.01 | 0.01 | Not Coal Steam or O/G Steam | 0.0051278 | 0.0051278 |  | 0.2125%
Middletown | Connecticut |  |  |  | 562 | 13 | 90358 | Combustion Turbine |  |  |  | Combustion turbine | Y |  |  |  | 0.043 | 10322.093 | 1025.72 | 0.041 | 0.043 |  | 10322.093 | 1025.72 | 0.043 |  | 0.043 |  | 0.043 |  | 0.043 |  | 0.043 |  | 0.043 |  | 0.043 |  | 0.043 | 0.043 | Not Coal Steam or O/G Steam | 0.0083316 | 0.0083316 |  | 0.499%
Middletown | Connecticut |  |  |  | 562 | 14 | 90359 | Combustion Turbine |  |  |  | Combustion turbine | Y |  |  |  | 0.012 | 6830.492 | 664.64 | 0.023 | 0.012 |  | 6830.492 | 664.64 | 0.012 |  | 0.012 |  | 0.012 |  | 0.012 |  | 0.012 |  | 0.012 |  | 0.012 |  | 0.012 | 0.012 | Not Coal Steam or O/G Steam | 0.0035137 | 0.0035137 |  | 0.3546%
Middletown | Connecticut |  |  |  | 562 | 15 | 90476 | Combustion Turbine |  |  |  | Combustion turbine | Y |  |  |  | 0.01 | 4151.618 | 395.98 | 0.015667 | 0.01 |  | 4151.618 | 395.98 | 0.01 |  | 0.01 |  | 0.01 |  | 0.01 |  | 0.01 |  | 0.01 |  | 0.01 |  | 0.01 | 0.01 | Not Coal Steam or O/G Steam | 0.0048174 | 0.0048174 |  | 0.2865%
Middletown | Connecticut |  |  |  | 562 | 2 | 353 | O/G Steam |  |  |  | Dry bottom wall-fired boiler |  | Y |  | 117 | 24.95 | 625293.433 | 64588.28 | 32.981 | 24.95 |  | 625293.433 | 64588.28 | 24.95 |  | 24.95 |  | 24.95 |  | 24.95 |  | 24.95 |  | 24.95 |  | 24.95 |  | 24.95 | 24.95 | Oil/Gas Steam Under 150 Tons (2019-2021 Average) | 0.079803 | 0.079803 |  | 15.18%
Middletown | Connecticut |  |  |  | 562 | 3 | 354 | O/G Steam |  |  |  | Cyclone boiler |  | Y |  | 236 | 66.002 | 967601.663 | 95518.46 | 95.8913 | 66.002 |  | 967601.663 | 95518.46 | 66.002 |  | 66.002 |  | 48.3801 | CT RACT | 48.3801 |  | 48.3801 |  | 48.3801 |  | 48.3801 |  | 48.3801 | 48.3801 | Oil/Gas Steam Under 150 Tons (2019-2021 Average) | 0.1 | 0.1 |  | 13.9%
Middletown | Connecticut |  |  |  | 562 | 4 | 355 | O/G Steam |  |  |  | Tangentially-fired |  |  |  | 400 | 13.505 | 98267.442 | 4056.58 | 8.1387 | 13.505 |  | 98267.442 | 4056.58 | 13.505 |  | 13.505 |  | 9.8267 | CT RACT | 9.8267 |  | 9.8267 |  | 9.8267 |  | 9.8267 |  | 9.8267 | 9.8267 | Oil/Gas Steam Under 150 Tons (2019-2021 Average) | 0.2 | 0.2 |  | 0.3283%
Milford Power Company LLC | Connecticut |  |  |  | 55126 | CT01 | 3956 | Combined Cycle |  |  |  | Combined cycle | Y |  |  |  | 17.866 | 3909562.333 | 523659.62 | 20.367 | 17.866 |  | 3909562.333 | 523659.62 | 17.866 |  | 17.866 |  | 17.866 |  | 17.866 |  | 17.866 |  | 17.866 |  | 17.866 |  | 17.866 | 17.866 | Not Coal Steam or O/G Steam | 0.0091396 | 0.0091396 |  | 63.05%
Milford Power Company LLC | Connecticut |  |  |  | 55126 | CT02 | 3957 | Combined Cycle |  |  |  | Combined cycle | Y |  |  |  | 20.042 | 4783724.339 | 653009.47 | 18.4157 | 20.042 |  | 4783724.339 | 653009.47 | 20.042 |  | 20.042 |  | 20.042 |  | 20.042 |  | 20.042 |  | 20.042 |  | 20.042 |  | 20.042 | 20.042 | Not Coal Steam or O/G Steam | 0.0083792 | 0.0083792 |  | 64.39%
Montville | Connecticut |  |  |  | 546 | 5 | 343 | O/G Steam |  |  |  | Tangentially-fired |  |  |  | 81 | 3.552 | 130208.487 | 10903.28 | 3.558 | 3.552 |  | 130208.487 | 10903.28 | 3.552 |  | 3.552 |  | 3.552 |  | 3.552 |  | 3.552 |  | 3.552 |  | 3.552 |  | 3.552 | 3.552 | O/G Steam Under 100 MW | 0.054559 | 0.054559 |  | 3.119%
Montville | Connecticut |  |  |  | 546 | 6 | 344 | O/G Steam |  |  |  | Tangentially-fired |  |  |  | 410 | 7.441 | 81418.463 | 5731.17 | 5.035 | 7.441 |  | 81418.463 | 5731.17 | 7.441 |  | 7.441 |  | 7.441 |  | 7.441 |  | 7.441 |  | 7.441 |  | 7.441 |  | 7.441 | 7.441 | Oil/Gas Steam Under 150 Tons (2019-2021 Average) | 0.18278 | 0.18278 |  | 0.2504%
New Haven Harbor | Connecticut |  |  |  | 6156 | NHB1 | 2815 | O/G Steam |  |  |  | Tangentially-fired |  |  |  | 448 | 11.659 | 378912.526 | 31801.77 | 6.8087 | 11.659 |  | 378912.526 | 31801.77 | 11.659 |  | 11.659 |  | 11.659 |  | 11.659 |  | 11.659 |  | 11.659 |  | 11.659 |  | 11.659 | 11.659 | Oil/Gas Steam Under 150 Tons (2019-2021 Average) | 0.061539 | 0.061539 |  | 1.299%
New Haven Harbor | Connecticut |  |  |  | 6156 | NHHS2 | 90569 | Combustion Turbine |  |  |  | Combustion turbine | Y |  |  |  | 0.109 | 10675.936 | 1116.94 | 0.10167 | 0.109 |  | 10675.936 | 1116.94 | 0.109 |  | 0.109 |  | 0.109 |  | 0.109 |  | 0.109 |  | 0.109 |  | 0.109 |  | 0.109 | 0.109 | Not Coal Steam or O/G Steam | 0.02042 | 0.02042 |  | 0.4195%
New Haven Harbor | Connecticut |  |  |  | 6156 | NHHS3 | 90570 | Combustion Turbine |  |  |  | Combustion turbine | Y |  |  |  | 0.08 | 7163.999 | 755.41 | 0.053333 | 0.08 |  | 7163.999 | 755.41 | 0.08 |  | 0.08 |  | 0.08 |  | 0.08 |  | 0.08 |  | 0.08 |  | 0.08 |  | 0.08 | 0.08 | Not Coal Steam or O/G Steam | 0.022334 | 0.022334 |  | 0.2303%
New Haven Harbor | Connecticut |  |  |  | 6156 | NHHS4 | 90571 | Combustion Turbine |  |  |  | Combustion turbine | Y |  |  |  | 0.049 | 5097.591 | 528.24 | 0.056 | 0.049 |  | 5097.591 | 528.24 | 0.049 |  | 0.049 |  | 0.049 |  | 0.049 |  | 0.049 |  | 0.049 |  | 0.049 |  | 0.049 | 0.049 | Not Coal Steam or O/G Steam | 0.019225 | 0.019225 |  | 0.3282%
Wallingford Energy, LLC | Connecticut |  |  |  | 55517 | CT01 | 4927 | Combustion Turbine |  |  |  | Combustion turbine | Y |  |  |  | 0.471 | 95970.965 | 9538.5 | 0.51367 | 0.471 |  | 95970.965 | 9538.5 | 0.471 |  | 0.471 |  | 0.471 |  | 0.471 |  | 0.471 |  | 0.471 |  | 0.471 |  | 0.471 | 0.471 | Not Coal Steam or O/G Steam | 0.0098155 | 0.0098155 |  | 5.267%
Wallingford Energy, LLC | Connecticut |  |  |  | 55517 | CT02 | 4928 | Combustion Turbine |  |  |  | Combustion turbine | Y |  |  |  | 0.535 | 107337.915 | 10523.85 | 0.478 | 0.535 |  | 107337.915 | 10523.85 | 0.535 |  | 0.535 |  | 0.535 |  | 0.535 |  | 0.535 |  | 0.535 |  | 0.535 |  | 0.535 | 0.535 | Not Coal Steam or O/G Steam | 0.0099685 | 0.0099685 |  | 5.023%
Wallingford Energy, LLC | Connecticut |  |  |  | 55517 | CT03 | 4929 | Combustion Turbine |  |  |  | Combustion turbine | Y |  |  |  | 0.491 | 108658.503 | 10729.89 | 0.48467 | 0.491 |  | 108658.503 | 10729.89 | 0.491 |  | 0.491 |  | 0.491 |  | 0.491 |  | 0.491 |  | 0.491 |  | 0.491 |  | 0.491 | 0.491 | Not Coal Steam or O/G Steam | 0.0090375 | 0.0090375 |  | 5.307%
Wallingford Energy, LLC | Connecticut |  |  |  | 55517 | CT04 | 4930 | Combustion Turbine |  |  |  | Combustion turbine | Y |  |  |  | 0.539 | 120555.314 | 11839.08 | 0.49433 | 0.539 |  | 120555.314 | 11839.08 | 0.539 |  | 0.539 |  | 0.539 |  | 0.539 |  | 0.539 |  | 0.539 |  | 0.539 |  | 0.539 | 0.539 | Not Coal Steam or O/G Steam | 0.008942 | 0.008942 |  | 5.715%
Wallingford Energy, LLC | Connecticut |  |  |  | 55517 | CT05 | 4931 | Combustion Turbine |  |  |  | Combustion turbine | Y |  |  |  | 0.474 | 105070.467 | 10431.01 | 0.475 | 0.474 |  | 105070.467 | 10431.01 | 0.474 |  | 0.474 |  | 0.474 |  | 0.474 |  | 0.474 |  | 0.474 |  | 0.474 |  | 0.474 | 0.474 | Not Coal Steam or O/G Steam | 0.0090225 | 0.0090225 |  | 5.156%
Wallingford Energy, LLC | Connecticut |  |  |  | 55517 | CT06 | 91275 | Combustion Turbine |  |  |  | Combustion turbine | Y |  |  |  | 0.504 | 116535.248 | 11699.54 | 0.556 | 0.504 |  | 116535.248 | 11699.54 | 0.504 |  | 0.504 |  | 0.504 |  | 0.504 |  | 0.504 |  | 0.504 |  | 0.504 |  | 0.504 | 0.504 | Not Coal Steam or O/G Steam | 0.0086497 | 0.0086497 |  | 6.896%
Wallingford Energy, LLC | Connecticut |  |  |  | 55517 | CT07 | 91276 | Combustion Turbine |  |  |  | Combustion turbine | Y |  |  |  | 0.552 | 104770.651 | 10543.08 | 0.616 | 0.552 |  | 104770.651 | 10543.08 | 0.552 |  | 0.552 |  | 0.552 |  | 0.552 |  | 0.552 |  | 0.552 |  | 0.552 |  | 0.552 | 0.552 | Not Coal Steam or O/G Steam | 0.010537 | 0.010537 |  | 6.583%
Waterbury Generation | Connecticut |  |  |  | 56629 | 10 | 90207 | Combustion Turbine |  |  |  | Combustion turbine | Y |  |  |  | 1 | 181207.535 | 18749.28 | 0.73667 | 1 |  | 181207.535 | 18749.28 | 1 |  | 1 |  | 1 |  | 1 |  | 1 |  | 1 |  | 1 |  | 1 | 1 | Not Coal Steam or O/G Steam | 0.011037 | 0.011037 |  | 1.772%
Christiana Substation | Delaware |  |  |  | 591 | 11 | 378 | Combustion Turbine |  |  |  | Combustion turbine |  |  |  |  | 0.256 | 1974.1 | 77.6 | 0.27967 | 0.256 |  | 1974.1 | 77.6 | 0.256 |  | 0.256 |  | 0.256 |  | 0.256 |  | 0.256 |  | 0.256 |  | 0.256 |  | 0.256 | 0.256 | Not Coal Steam or O/G Steam | 0.25936 | 0.25936 | Y | 0.1376%
Christiana Substation | Delaware |  |  |  | 591 | 14 | 379 | Combustion Turbine |  |  |  | Combustion turbine |  |  |  |  | 0.184 | 1815.9 | 67.86 | 0.18667 | 0.184 |  | 1815.9 | 67.86 | 0.184 |  | 0.184 |  | 0.184 |  | 0.184 |  | 0.184 |  | 0.184 |  | 0.184 |  | 0.184 | 0.184 | Not Coal Steam or O/G Steam | 0.20265 | 0.20265 | Y | 0.1086%
Delaware City Refinery | Delaware |  |  |  | 52193 | DCPP4 | 3736 | Fossil Waste |  |  |  | Dry bottom wall-fired boiler |  |  |  |  | 30.112 | 1374817.2 |  | 26.445 | 30.112 |  | 1374817.2 |  | 30.112 |  | 30.112 |  | 30.112 |  | 30.112 |  | 30.112 |  | 30.112 |  | 30.112 |  | 30.112 | 30.112 | Not Coal Steam or O/G Steam | 0.043805 | 0.043805 |  | 42.92%
Edge Moor | Delaware |  |  |  | 593 | 3 | 382 | O/G Steam |  |  |  | Tangentially-fired |  | Y |  | 86 | 17.881 | 614677.917 | 39216.49 | 10.792 | 17.881 |  | 614677.917 | 39216.49 | 17.881 |  | 17.881 |  | 17.881 |  | 17.881 |  | 17.881 |  | 17.7335 | Y | 17.7335 |  | 17.7335 | 17.7335 | O/G Steam Under 100 MW | 0.0577 | 0.0577 |  | 7.107%
Edge Moor | Delaware |  |  |  | 593 | 4 | 383 | O/G Steam |  |  |  | Tangentially-fired |  | Y |  | 174 | 21.366 | 834641.081 | 83562.88 | 16.516 | 21.366 |  | 834641.081 | 83562.88 | 21.366 |  | 21.366 |  | 21.366 |  | 21.366 |  | 21.366 |  | 17.1769 | Y | 17.1769 |  | 17.1769 | 17.1769 | Oil/Gas Steam Under 150 Tons (2019-2021 Average) | 0.04116 | 0.04116 |  | 9.611%
Edge Moor | Delaware |  |  |  | 593 | 5 | 384 | O/G Steam |  |  |  | Dry bottom wall-fired boiler |  | Y |  | 450 | 58.221 | 1805148.692 | 155942.87 | 41.638 | 58.221 |  | 1805148.692 | 155942.87 | 58.221 |  | 58.221 |  | 58.221 |  | 58.221 |  | 58.221 |  | 58.221 |  | 58.221 |  | 58.221 | 58.221 | Oil/Gas Steam Under 150 Tons (2019-2021 Average) | 0.064505 | 0.064505 |  | 7.044%
Energy Center Dover LLC | Delaware |  |  |  | 10030 | 2 | 5046 | Combined Cycle |  |  |  | Combined cycle | Y |  |  |  | 1.519 | 382798.567 | 43309.03 | 1.6277 | 1.519 |  | 382798.567 | 43309.03 | 1.519 |  | 1.519 |  | 1.519 |  | 1.519 |  | 1.519 |  | 1.519 |  | 1.519 |  | 1.519 | 1.519 | Not Coal Steam or O/G Steam | 0.0079363 | 0.0079363 |  | 17.09%
Energy Center Dover LLC | Delaware |  |  |  | 10030 | 3 | 5047 | Combustion Turbine |  |  |  | Combustion turbine |  |  |  |  | 8.467 | 223916.138 | 21586.29 | 6.6883 | 8.467 |  | 223916.138 | 21586.29 | 8.467 |  | 8.467 |  | 8.467 |  | 8.467 |  | 8.467 |  | 8.467 |  | 8.467 |  | 8.467 | 8.467 | Not Coal Steam or O/G Steam | 0.075627 | 0.075627 |  | 9.061%
Garrison Energy Center | Delaware |  |  |  | 57349 | 1 | 90682 | Combined Cycle |  |  |  | Combined cycle | Y |  |  |  | 16.728 | 4313885.553 | 619957.27 | 16.2253 | 16.728 |  | 4313885.553 | 619957.27 | 16.728 |  | 16.728 |  | 16.728 |  | 16.728 |  | 16.728 |  | 16.728 |  | 16.728 |  | 16.728 | 16.728 | Not Coal Steam or O/G Steam | 0.0077554 | 0.0077554 |  | 63.05%
Hay Road | Delaware |  |  |  | 7153 | **3 | 2963 | Combined Cycle |  |  |  | Combined cycle |  |  |  |  | 44.595 | 1446292.677 | 113795.05 | 40.0997 | 44.595 |  | 1446292.677 | 113795.05 | 44.595 |  | 44.595 |  | 44.595 |  | 44.595 |  | 44.595 |  | 44.595 |  | 44.595 |  | 44.595 | 44.595 | Not Coal Steam or O/G Steam | 0.061668 | 0.061668 |  | 23.97%
Hay Road | Delaware |  |  |  | 7153 | 1 | 2964 | Combined Cycle |  |  |  | Combined cycle |  |  |  |  | 46.353 | 1354272.222 | 104682.37 | 41.635 | 46.353 |  | 1354272.222 | 104682.37 | 46.353 |  | 46.353 |  | 46.353 |  | 46.353 |  | 46.353 |  | 46.353 |  | 46.353 |  | 46.353 | 46.353 | Not Coal Steam or O/G Steam | 0.068454 | 0.068454 | Y | 23.84%
Hay Road | Delaware |  |  |  | 7153 | 2 | 2965 | Combined Cycle |  |  |  | Combined cycle |  |  |  |  | 43.446 | 1311285.739 | 100487.76 | 48.3963 | 43.446 |  | 1311285.739 | 100487.76 | 43.446 |  | 43.446 |  | 43.446 |  | 43.446 |  | 43.446 |  | 43.446 |  | 43.446 |  | 43.446 | 43.446 | Not Coal Steam or O/G Steam | 0.066265 | 0.066265 | Y | 22.1%
Hay Road | Delaware |  |  |  | 7153 | 5 | 2966 | Combined Cycle |  |  |  | Combined cycle | Y |  |  |  | 20.42 | 1379800.172 | 165280.52 | 15.1947 | 20.42 |  | 1379800.172 | 165280.52 | 20.42 |  | 20.42 |  | 20.42 |  | 8.2788 | Optimize SCR | 8.2788 |  | 8.2788 |  | 8.2788 |  | 8.2788 | 8.2788 | Not Coal Steam or O/G Steam | 0.012 | 0.012 |  | 24.72%
Hay Road | Delaware |  |  |  | 7153 | 6 | 2967 | Combined Cycle |  |  |  | Combined cycle | Y |  |  |  | 2.357 | 324462.231 | 39668.95 | 9.7137 | 2.357 |  | 324462.231 | 39668.95 | 2.357 |  | 2.357 |  | 2.357 |  | 1.9468 | Optimize SCR | 1.9468 |  | 1.9468 |  | 1.9468 |  | 1.9468 | 1.9468 | Not Coal Steam or O/G Steam | 0.012 | 0.012 |  | 18.73%
Hay Road | Delaware |  |  |  | 7153 | 7 | 2968 | Combined Cycle |  |  |  | Combined cycle | Y |  |  |  | 21.832 | 1284679.259 | 158727 | 16.4457 | 21.832 |  | 1284679.259 | 158727 | 21.832 |  | 21.832 |  | 21.832 |  | 7.7081 | Optimize SCR | 7.7081 |  | 7.7081 |  | 7.7081 |  | 7.7081 | 7.7081 | Not Coal Steam or O/G Steam | 0.012 | 0.012 |  | 24.04%
Indian River | Delaware |  |  |  | 594 | 4 | 389 | Coal Steam | 12 | 2026 | 2027 | Dry bottom turbo-fired boiler | Y | Y |  | 410 | 84.175 | 1898027.259 | 181726.36 | 61.8703 | 84.175 |  | 1898027.259 | 181726.36 | 84.175 |  | 84.175 |  | 84.175 |  | 75.9211 | Optimize SCR | 75.9211 |  | 75.9211 |  | 75.9211 |  | 75.9211 | 75.9211 | Existing SCR | 0.08 | 0.08 |  | 7.47%
McKee Run | Delaware |  |  |  | 599 | 3 | 394 | O/G Steam | 5 | 2021 | 2023 | Dry bottom wall-fired boiler |  | Y |  | 103 |  |  |  | 2.3867 | 0 | Y | 0 | 0 | 0 |  | 0 |  | 0 |  | 0 |  | 0 |  | 0 |  | 0 |  | 0 | 0 | Retired | 0 | 0 |  | 0.6412%
Van Sant | Delaware |  |  |  | 7318 | **11 | 3094 | Combustion Turbine |  |  |  | Combustion turbine |  |  |  |  | 4.134 | 62702.268 | 4207.7 | 4.0347 | 4.134 |  | 62702.268 | 4207.7 | 4.134 |  | 4.134 |  | 4.134 |  | 4.134 |  | 4.134 |  | 4.134 |  | 4.134 |  | 4.134 | 4.134 | Not Coal Steam or O/G Steam | 0.13186 | 0.13186 |  | 2.754%
Warren F. Sam Beasley Pwr Station | Delaware |  |  |  | 7962 | 1 | 8426 | Combustion Turbine |  |  |  | Combustion turbine | Y |  |  |  | 0.662 | 84072.887 | 8437.76 | 0.92567 | 0.662 |  | 84072.887 | 8437.76 | 0.662 |  | 0.662 |  | 0.662 |  | 0.662 |  | 0.662 |  | 0.662 |  | 0.662 |  | 0.662 | 0.662 | Not Coal Steam or O/G Steam | 0.015748 | 0.015748 |  | 5.653%
Warren F. Sam Beasley Pwr Station | Delaware |  |  |  | 7962 | 2 | 90703 | Combustion Turbine |  |  |  | Combustion turbine | Y |  |  |  | 0.426 | 76683.178 | 7804.61 | 0.63567 | 0.426 |  | 76683.178 | 7804.61 | 0.426 |  | 0.426 |  | 0.426 |  | 0.426 |  | 0.426 |  | 0.426 |  | 0.426 |  | 0.426 | 0.426 | Not Coal Steam or O/G Steam | 0.011111 | 0.011111 |  | 5.863%
Anclote | Florida |  |  |  | 8048 | 1 | 3438 | O/G Steam |  |  |  | Tangentially-fired |  |  |  | 498 | 604.179 | 7732196.223 | 765189.9 | 445.9377 | 604.179 |  | 7732196.223 | 765189.9 | 604.179 |  | 604.179 |  | 604.179 |  | 604.179 |  | 604.179 |  | 604.179 |  | 604.179 |  | 360.081 | 115.9829 | O/G Steam SCR Retrofit | 0.15628 | 0.03 |  | 31.72%
Anclote | Florida |  |  |  | 8048 | 2 | 3439 | O/G Steam |  |  |  | Tangentially-fired |  |  |  | 505 | 358.751 | 6873057.657 | 639064.52 | 336.507 | 358.751 |  | 6873057.657 | 639064.52 | 358.751 |  | 358.751 |  | 358.751 |  | 358.751 |  | 358.751 |  | 358.751 |  | 358.751 |  | 230.9234 | 103.0959 | O/G Steam SCR Retrofit | 0.10439 | 0.03 |  | 32.42%
Arvah B Hopkins | Florida |  |  |  | 688 | 2A | 89683 | Combined Cycle |  |  |  | Combined cycle | Y |  |  |  | 40.749 | 4863249.29 | 629740.44 | 41.0537 | 40.749 |  | 4863249.29 | 629740.44 | 40.749 |  | 40.749 |  | 40.749 |  | 29.1795 | Optimize SCR | 29.1795 |  | 29.1795 |  | 29.1795 |  | 29.1795 | 29.1795 | Not Coal Steam or O/G Steam | 0.012 | 0.012 |  | 46.47%
Arvah B Hopkins | Florida |  |  |  | 688 | HC3 | 89526 | Combustion Turbine |  |  |  | Combustion turbine | Y |  |  |  | 0.585 | 61325.19 | 6128.45 | 1.254 | 0.585 |  | 61325.19 | 6128.45 | 0.585 |  | 0.585 |  | 0.585 |  | 0.585 |  | 0.585 |  | 0.585 |  | 0.585 |  | 0.585 | 0.585 | Not Coal Steam or O/G Steam | 0.019079 | 0.019079 |  | 8.246%
Arvah B Hopkins | Florida |  |  |  | 688 | HC4 | 89527 | Combustion Turbine |  |  |  | Combustion turbine | Y |  |  |  | 0.499 | 48747.849 | 4867.53 | 1.4793 | 0.499 |  | 48747.849 | 4867.53 | 0.499 |  | 0.499 |  | 0.499 |  | 0.499 |  | 0.499 |  | 0.499 |  | 0.499 |  | 0.499 | 0.499 | Not Coal Steam or O/G Steam | 0.020473 | 0.020473 |  | 8.451%
Bayside Power Station | Florida |  |  |  | 7873 | CT1A | 3339 | Combined Cycle |  |  |  | Combined cycle | Y |  |  |  | 22.868 | 3605829.2 | 325805.41 | 24.7137 | 22.868 |  | 3605829.2 | 325805.41 | 22.868 |  | 22.868 |  | 22.868 |  | 21.635 | Optimize SCR | 21.635 |  | 21.635 |  | 21.635 |  | 21.635 | 21.635 | Not Coal Steam or O/G Steam | 0.012 | 0.012 |  | 58.18%
Bayside Power Station | Florida |  |  |  | 7873 | CT1B | 3340 | Combined Cycle |  |  |  | Combined cycle | Y |  |  |  | 21.504 | 3743996.583 | 338224.49 | 23.4737 | 21.504 |  | 3743996.583 | 338224.49 | 21.504 |  | 21.504 |  | 21.504 |  | 21.504 |  | 21.504 |  | 21.504 |  | 21.504 |  | 21.504 | 21.504 | Not Coal Steam or O/G Steam | 0.011487 | 0.011487 |  | 55.89%
Bayside Power Station | Florida |  |  |  | 7873 | CT1C | 3341 | Combined Cycle |  |  |  | Combined cycle | Y |  |  |  | 21.386 | 3297145.593 | 305451.96 | 22.2923 | 21.386 |  | 3297145.593 | 305451.96 | 21.386 |  | 21.386 |  | 21.386 |  | 19.7829 | Optimize SCR | 19.7829 |  | 19.7829 |  | 19.7829 |  | 19.7829 | 19.7829 | Not Coal Steam or O/G Steam | 0.012 | 0.012 |  | 51.57%
Bayside Power Station | Florida |  |  |  | 7873 | CT2A | 3342 | Combined Cycle |  |  |  | Combined cycle | Y |  |  |  | 24.235 | 4061069.717 | 372585.81 | 24.8577 | 24.235 |  | 4061069.717 | 372585.81 | 24.235 |  | 24.235 |  | 24.235 |  | 24.235 |  | 24.235 |  | 24.235 |  | 24.235 |  | 24.235 | 24.235 | Not Coal Steam or O/G Steam | 0.011935 | 0.011935 |  | 59.66%
Bayside Power Station | Florida |  |  |  | 7873 | CT2B | 3343 | Combined Cycle |  |  |  | Combined cycle | Y |  |  |  | 25.493 | 4180444.919 | 377313.29 | 23.7323 | 25.493 |  | 4180444.919 | 377313.29 | 25.493 |  | 25.493 |  | 25.493 |  | 25.0827 | Optimize SCR | 25.0827 |  | 25.0827 |  | 25.0827 |  | 25.0827 | 25.0827 | Not Coal Steam or O/G Steam | 0.012 | 0.012 |  | 56.59%
Bayside Power Station | Florida |  |  |  | 7873 | CT2C | 3344 | Combined Cycle |  |  |  | Combined cycle | Y |  |  |  | 20.498 | 3349154.363 | 303464.87 | 23.837 | 20.498 |  | 3349154.363 | 303464.87 | 20.498 |  | 20.498 |  | 20.498 |  | 20.0949 | Optimize SCR | 20.0949 |  | 20.0949 |  | 20.0949 |  | 20.0949 | 20.0949 | Not Coal Steam or O/G Steam | 0.012 | 0.012 |  | 57.64%
Bayside Power Station | Florida |  |  |  | 7873 | CT2D | 3345 | Combined Cycle |  |  |  | Combined cycle | Y |  |  |  | 19.37 | 3108062.173 | 283025.8 | 24.5613 | 19.37 |  | 3108062.173 | 283025.8 | 19.37 |  | 19.37 |  | 19.37 |  | 18.6484 | Optimize SCR | 18.6484 |  | 18.6484 |  | 18.6484 |  | 18.6484 | 18.6484 | Not Coal Steam or O/G Steam | 0.012 | 0.012 |  | 58.96%
Bayside Power Station | Florida |  |  |  | 7873 | CT3A | 90399 | Combustion Turbine |  |  |  | Combustion turbine |  |  |  |  | 0.345 | 7137.166 | 199.37 | 0.505 | 0.345 |  | 7137.166 | 199.37 | 0.345 |  | 0.345 |  | 0.345 |  | 0.345 |  | 0.345 |  | 0.345 |  | 0.345 |  | 0.345 | 0.345 | Not Coal Steam or O/G Steam | 0.096677 | 0.096677 |  | 0.8922%
Bayside Power Station | Florida |  |  |  | 7873 | CT3B | 90400 | Combustion Turbine |  |  |  | Combustion turbine |  |  |  |  | 0.316 | 7168.435 | 205.16 | 0.49867 | 0.316 |  | 7168.435 | 205.16 | 0.316 |  | 0.316 |  | 0.316 |  | 0.316 |  | 0.316 |  | 0.316 |  | 0.316 |  | 0.316 | 0.316 | Not Coal Steam or O/G Steam | 0.088164 | 0.088164 |  | 0.9024%
Bayside Power Station | Florida |  |  |  | 7873 | CT4A | 90401 | Combustion Turbine |  |  |  | Combustion turbine |  |  |  |  | 0.469 | 10948.868 | 1035.53 | 0.46533 | 0.469 |  | 10948.868 | 1035.53 | 0.469 |  | 0.469 |  | 0.469 |  | 0.469 |  | 0.469 |  | 0.469 |  | 0.469 |  | 0.469 | 0.469 | Not Coal Steam or O/G Steam | 0.085671 | 0.085671 |  | 0.8803%
Bayside Power Station | Florida |  |  |  | 7873 | CT4B | 90402 | Combustion Turbine |  |  |  | Combustion turbine |  |  |  |  | 0.454 | 10672.122 | 1013.85 | 0.46033 | 0.454 |  | 10672.122 | 1013.85 | 0.454 |  | 0.454 |  | 0.454 |  | 0.454 |  | 0.454 |  | 0.454 |  | 0.454 |  | 0.454 | 0.454 | Not Coal Steam or O/G Steam | 0.085081 | 0.085081 |  | 0.8819%
Bayside Power Station | Florida |  |  |  | 7873 | CT5A | 90403 | Combustion Turbine |  |  |  | Combustion turbine |  |  |  |  | 0.626 | 14326.759 | 1305.45 | 0.95 | 0.626 |  | 14326.759 | 1305.45 | 0.626 |  | 0.626 |  | 0.626 |  | 0.626 |  | 0.626 |  | 0.626 |  | 0.626 |  | 0.626 | 0.626 | Not Coal Steam or O/G Steam | 0.087389 | 0.087389 |  | 1.826%
Bayside Power Station | Florida |  |  |  | 7873 | CT5B | 90404 | Combustion Turbine |  |  |  | Combustion turbine |  |  |  |  | 0.456 | 10539.579 | 992.59 | 0.922 | 0.456 |  | 10539.579 | 992.59 | 0.456 |  | 0.456 |  | 0.456 |  | 0.456 |  | 0.456 |  | 0.456 |  | 0.456 |  | 0.456 | 0.456 | Not Coal Steam or O/G Steam | 0.086531 | 0.086531 |  | 1.683%
Bayside Power Station | Florida |  |  |  | 7873 | CT6A | 90405 | Combustion Turbine |  |  |  | Combustion turbine |  |  |  |  | 0.543 | 11953.275 | 1125.73 | 0.755 | 0.543 |  | 11953.275 | 1125.73 | 0.543 |  | 0.543 |  | 0.543 |  | 0.543 |  | 0.543 |  | 0.543 |  | 0.543 |  | 0.543 | 0.543 | Not Coal Steam or O/G Steam | 0.090854 | 0.090854 |  | 1.377%
Bayside Power Station | Florida |  |  |  | 7873 | CT6B | 90406 | Combustion Turbine |  |  |  | Combustion turbine |  |  |  |  | 0.56 | 11551.188 | 1095.62 | 0.759 | 0.56 |  | 11551.188 | 1095.62 | 0.56 |  | 0.56 |  | 0.56 |  | 0.56 |  | 0.56 |  | 0.56 |  | 0.56 |  | 0.56 | 0.56 | Not Coal Steam or O/G Steam | 0.09696 | 0.09696 |  | 1.361%
Big Bend | Florida |  |  |  | 645 | BB02 | 468 | O/G Steam |  |  | 2023 | Wet bottom turbo-fired boiler | Y |  |  | 411 | 23.161 | 1637480.179 | 137680.6 | 143.5277 | 0 | Y | 0 | 0 | 0 |  | 0 |  | 0 |  | 0 |  | 0 |  | 0 |  | 0 |  | 0 | 0 | Retired | 0 | 0 |  | 17.31%
Big Bend | Florida |  |  |  | 645 | BB03 | 469 | Coal Steam |  |  | 2024 | Wet bottom turbo-fired boiler | Y |  |  | 395 | 346.626 | 7324478.134 | 539857.22 | 243.3603 | 0 | Y | 0 | 0 | 0 |  | 0 |  | 0 |  | 0 |  | 0 |  | 0 |  | 0 |  | 0 | 0 | Retired | 0 | 0 |  | 26.52%
Big Bend | Florida |  |  |  | 645 | BB04 | 470 | Coal Steam |  |  |  | Tangentially-fired | Y |  |  | 437 | 394.326 | 10023875.626 | 958974.04 | 297.7487 | 394.326 |  | 10023875.626 | 958974.04 | 394.326 |  | 394.326 |  | 394.326 |  | 394.326 |  | 394.326 |  | 394.326 |  | 394.326 |  | 394.326 | 394.326 | Existing SCR | 0.078677 | 0.078677 |  | 33.45%
Big Bend | Florida |  |  |  | 645 | CT4A | 90409 | Combustion Turbine |  |  |  | Combustion turbine |  |  |  |  | 0.757 | 17813.356 | 1600.81 | 0.832 | 0.757 |  | 17813.356 | 1600.81 | 0.757 |  | 0.757 |  | 0.757 |  | 0.757 |  | 0.757 |  | 0.757 |  | 0.757 |  | 0.757 | 0.757 | Not Coal Steam or O/G Steam | 0.084992 | 0.084992 |  | 0.9297%
Big Bend | Florida |  |  |  | 645 | CT4B | 90479 | Combustion Turbine |  |  |  | Combustion turbine |  |  |  |  | 0.726 | 16684.569 | 1521.11 | 0.81067 | 0.726 |  | 16684.569 | 1521.11 | 0.726 |  | 0.726 |  | 0.726 |  | 0.726 |  | 0.726 |  | 0.726 |  | 0.726 |  | 0.726 | 0.726 | Not Coal Steam or O/G Steam | 0.087027 | 0.087027 |  | 0.8788%
Brandy Branch | Florida |  |  |  | 7846 | 1 | 3310 | Combustion Turbine |  |  |  | Combustion turbine |  |  |  |  | 10.664 | 616579.368 | 64932.15 | 15.0153 | 10.664 |  | 616579.368 | 64932.15 | 10.664 |  | 10.664 |  | 10.664 |  | 10.664 |  | 10.664 |  | 10.664 |  | 10.664 |  | 10.664 | 10.664 | Not Coal Steam or O/G Steam | 0.034591 | 0.034591 |  | 13%
Brandy Branch | Florida |  |  |  | 7846 | 2 | 3311 | Combined Cycle |  |  |  | Combined cycle | Y |  |  |  | 32.503 | 7201761.748 | 720015 | 32.8537 | 32.503 |  | 7201761.748 | 720015 | 32.503 |  | 32.503 |  | 32.503 |  | 32.503 |  | 32.503 |  | 32.503 |  | 32.503 |  | 32.503 | 32.503 | Not Coal Steam or O/G Steam | 0.0090264 | 0.0090264 |  | 85.17%
Brandy Branch | Florida |  |  |  | 7846 | 3 | 3312 | Combined Cycle |  |  |  | Combined cycle | Y |  |  |  | 31.86 | 7068124.246 | 702607.56 | 34.6533 | 31.86 |  | 7068124.246 | 702607.56 | 31.86 |  | 31.86 |  | 31.86 |  | 31.86 |  | 31.86 |  | 31.86 |  | 31.86 |  | 31.86 | 31.86 | Not Coal Steam or O/G Steam | 0.0090151 | 0.0090151 |  | 85.3%
C D McIntosh Jr Power Plant | Florida |  |  |  | 676 | 3 | 514 | Coal Steam |  |  | 2023 | Dry bottom wall-fired boiler | Y |  |  | 342 |  |  |  | 253.62 | 0 | Y | 0 | 0 | 0 |  | 0 |  | 0 |  | 0 |  | 0 |  | 0 |  | 0 |  | 0 | 0 | Retired | 0 | 0 |  | 20.26%
C D McIntosh Jr Power Plant | Florida |  |  |  | 676 | 5 | 515 | Combined Cycle |  |  |  | Combined cycle | Y |  |  |  | 85.686 | 7217132.033 | 638702.15 | 82.3607 | 85.686 |  | 7217132.033 | 638702.15 | 85.686 |  | 85.686 |  | 85.686 |  | 43.3028 | Optimize SCR | 43.3028 |  | 43.3028 |  | 43.3028 |  | 43.3028 | 43.3028 | Not Coal Steam or O/G Steam | 0.012 | 0.012 |  | 67.64%
C D McIntosh Jr Power Plant | Florida |  |  |  | 676 | MGT2 | 91344 | Combustion Turbine |  |  |  | Combustion turbine |  |  |  |  | 5.618 | 124846.291 | 10548.49 | 5.2803 | 5.618 |  | 124846.291 | 10548.49 | 5.618 |  | 5.618 |  | 5.618 |  | 5.618 |  | 5.618 |  | 5.618 |  | 5.618 |  | 5.618 | 5.618 | Not Coal Steam or O/G Steam | 0.089999 | 0.089999 |  | 1.412%
Cane Island | Florida |  |  |  | 7238 | **1 | 3043 | Combustion Turbine |  |  |  | Combustion turbine |  |  |  |  | 0.386 | 9292.068 | 829.77 | 0.52567 | 0.386 |  | 9292.068 | 829.77 | 0.386 |  | 0.386 |  | 0.386 |  | 0.386 |  | 0.386 |  | 0.386 |  | 0.386 |  | 0.386 | 0.386 | Not Coal Steam or O/G Steam | 0.083082 | 0.083082 |  | 0.737%
Cane Island | Florida |  |  |  | 7238 | 2 | 3044 | Combined Cycle |  |  |  | Combined cycle |  |  |  |  | 19.579 | 1632449.217 | 211392.97 | 21.6213 | 19.579 |  | 1632449.217 | 211392.97 | 19.579 |  | 19.579 |  | 19.579 |  | 19.579 |  | 19.579 |  | 19.579 |  | 19.579 |  | 19.579 | 19.579 | Not Coal Steam or O/G Steam | 0.023987 | 0.023987 |  | 48.8%
Cane Island | Florida |  |  |  | 7238 | 3 | 3045 | Combined Cycle |  |  |  | Combined cycle | Y |  |  |  | 25.926 | 5603032.456 | 787839.48 | 23.9867 | 25.926 |  | 5603032.456 | 787839.48 | 25.926 |  | 25.926 |  | 25.926 |  | 25.926 |  | 25.926 |  | 25.926 |  | 25.926 |  | 25.926 | 25.926 | Not Coal Steam or O/G Steam | 0.0092543 | 0.0092543 |  | 68.05%
Cane Island | Florida |  |  |  | 7238 | 4 | 90643 | Combined Cycle |  |  |  | Combined cycle | Y |  |  |  | 18.479 | 6480000.911 | 937668.59 | 18.18 | 18.479 |  | 6480000.911 | 937668.59 | 18.479 |  | 18.479 |  | 18.479 |  | 18.479 |  | 18.479 |  | 18.479 |  | 18.479 |  | 18.479 | 18.479 | Not Coal Steam or O/G Steam | 0.0057034 | 0.0057034 |  | 68.42%
Cape Canaveral | Florida |  |  |  | 609 | CCCT3A | 90801 | Combined Cycle |  |  |  | Combined cycle | Y |  |  |  | 23.656 | 5568145.042 | 870388.79 | 25.3377 | 23.656 |  | 5568145.042 | 870388.79 | 23.656 |  | 23.656 |  | 23.656 |  | 23.656 |  | 23.656 |  | 23.656 |  | 23.656 |  | 23.656 | 23.656 | Not Coal Steam or O/G Steam | 0.0084969 | 0.0084969 |  | 55.8%
Cape Canaveral | Florida |  |  |  | 609 | CCCT3B | 90802 | Combined Cycle |  |  |  | Combined cycle | Y |  |  |  | 24.884 | 6558703.763 | 1017258.33 | 24.628 | 24.884 |  | 6558703.763 | 1017258.33 | 24.884 |  | 24.884 |  | 24.884 |  | 24.884 |  | 24.884 |  | 24.884 |  | 24.884 |  | 24.884 | 24.884 | Not Coal Steam or O/G Steam | 0.0075881 | 0.0075881 |  | 57.68%
Cape Canaveral | Florida |  |  |  | 609 | CCCT3C | 90803 | Combined Cycle |  |  |  | Combined cycle | Y |  |  |  | 23.014 | 5906407.521 | 921707.27 | 25.4973 | 23.014 |  | 5906407.521 | 921707.27 | 23.014 |  | 23.014 |  | 23.014 |  | 23.014 |  | 23.014 |  | 23.014 |  | 23.014 |  | 23.014 | 23.014 | Not Coal Steam or O/G Steam | 0.0077929 | 0.0077929 |  | 57.21%
Charles Larsen Memorial Power Plant | Florida |  |  |  | 675 | **8 | 509 | Combined Cycle |  |  |  | Combined cycle |  |  |  |  | 22.431 | 816086.458 | 58378.35 | 23.5357 | 22.431 |  | 816086.458 | 58378.35 | 22.431 |  | 22.431 |  | 22.431 |  | 22.431 |  | 22.431 |  | 22.431 |  | 22.431 |  | 22.431 | 22.431 | Not Coal Steam or O/G Steam | 0.054972 | 0.054972 |  | 25.36%
Crystal River | Florida |  |  |  | 628 | 1GTA | 91095 | Combined Cycle |  |  |  | Combined cycle | Y |  |  |  | 191.266 | 8165436.032 | 1225458.73 | 222.1983 | 191.266 |  | 8165436.032 | 1225458.73 | 191.266 |  | 191.266 |  | 191.266 |  | 48.9926 | Optimize SCR | 48.9926 |  | 48.9926 |  | 48.9926 |  | 48.9926 | 48.9926 | Not Coal Steam or O/G Steam | 0.012 | 0.012 |  | 71.84%
Crystal River | Florida |  |  |  | 628 | 1GTB | 91096 | Combined Cycle |  |  |  | Combined cycle | Y |  |  |  | 228.221 | 9020756.404 | 1352226.61 | 244.3873 | 228.221 |  | 9020756.404 | 1352226.61 | 228.221 |  | 228.221 |  | 228.221 |  | 54.1245 | Optimize SCR | 54.1245 |  | 54.1245 |  | 54.1245 |  | 54.1245 | 54.1245 | Not Coal Steam or O/G Steam | 0.012 | 0.012 |  | 74.21%
Crystal River | Florida |  |  |  | 628 | 2GTA | 91097 | Combined Cycle |  |  |  | Combined cycle | Y |  |  |  | 234.782 | 9105896.248 | 1365078.81 | 222.4583 | 234.782 |  | 9105896.248 | 1365078.81 | 234.782 |  | 234.782 |  | 234.782 |  | 54.6354 | Optimize SCR | 54.6354 |  | 54.6354 |  | 54.6354 |  | 54.6354 | 54.6354 | Not Coal Steam or O/G Steam | 0.012 | 0.012 |  | 69.4%
Crystal River | Florida |  |  |  | 628 | 2GTB | 91098 | Combined Cycle |  |  |  | Combined cycle | Y |  |  |  | 182.696 | 8127559.428 | 1226240.53 | 194.5477 | 182.696 |  | 8127559.428 | 1226240.53 | 182.696 |  | 182.696 |  | 182.696 |  | 48.7654 | Optimize SCR | 48.7654 |  | 48.7654 |  | 48.7654 |  | 48.7654 | 48.7654 | Not Coal Steam or O/G Steam | 0.012 | 0.012 |  | 68%
Crystal River | Florida |  |  |  | 628 | 4 | 442 | Coal Steam |  |  |  | Dry bottom wall-fired boiler | Y |  |  | 712 | 441.705 | 17057157.273 | 1642652.02 | 353.282 | 441.705 |  | 17057157.273 | 1642652.02 | 441.705 |  | 441.705 |  | 441.705 |  | 441.705 |  | 441.705 |  | 441.705 |  | 441.705 |  | 441.705 | 441.705 | Existing SCR | 0.051791 | 0.051791 |  | 42.6%
Crystal River | Florida |  |  |  | 628 | 5 | 443 | Coal Steam |  |  |  | Dry bottom wall-fired boiler | Y |  |  | 710 | 408.296 | 14670757.157 | 1604075.03 | 332.575 | 408.296 |  | 14670757.157 | 1604075.03 | 408.296 |  | 408.296 |  | 408.296 |  | 408.296 |  | 408.296 |  | 408.296 |  | 408.296 |  | 408.296 | 408.296 | Existing SCR | 0.055661 | 0.055661 |  | 35.28%
Curtis H. Stanton Energy Center | Florida |  |  |  | 564 | 1 | 368 | Coal Steam |  |  | 2026 | Dry bottom wall-fired boiler |  |  |  | 460 | 1614.735 | 11494919.679 | 1171519.4 | 1448.915 | 1614.735 |  | 11494919.679 | 1171519.4 | 1614.735 |  | 1614.735 |  | 1614.735 |  | 1614.735 |  | 1614.735 |  | 1614.735 |  | 1614.735 |  | 951.054 | 287.373 | Coal Steam SCR Retrofit | 0.28095 | 0.05 |  | 58.92%
Curtis H. Stanton Energy Center | Florida |  |  |  | 564 | 2 | 369 | Coal Steam |  |  |  | Dry bottom wall-fired boiler | Y |  |  | 466 | 869.759 | 12835992.162 | 1290597.95 | 860.0773 | 869.759 |  | 12835992.162 | 1290597.95 | 869.759 |  | 869.759 |  | 869.759 |  | 513.4397 | Optimize SCR | 513.4397 |  | 513.4397 |  | 513.4397 |  | 513.4397 | 513.4397 | Existing SCR | 0.08 | 0.08 |  | 65.08%
Curtis H. Stanton Energy Center | Florida |  |  |  | 564 | CCB | 90549 | Combined Cycle |  |  |  | Combined cycle | Y |  |  |  | 10.441 | 5103420.749 | 605882.55 | 9.9157 | 10.441 |  | 5103420.749 | 605882.55 | 10.441 |  | 10.441 |  | 10.441 |  | 10.441 |  | 10.441 |  | 10.441 |  | 10.441 |  | 10.441 | 10.441 | Not Coal Steam or O/G Steam | 0.0040918 | 0.0040918 |  | 53.77%
Debary | Florida |  |  |  | 6046 | **10 | 2718 | Combustion Turbine |  |  |  | Combustion turbine |  |  |  |  | 2.413 | 35767.297 | 2493.21 | 1.512 | 2.413 |  | 35767.297 | 2493.21 | 2.413 |  | 2.413 |  | 2.413 |  | 2.413 |  | 2.413 |  | 2.413 |  | 2.413 |  | 2.413 | 2.413 | Not Coal Steam or O/G Steam | 0.13493 | 0.13493 |  | 0.5277%
Debary | Florida |  |  |  | 6046 | **7 | 2719 | Combustion Turbine |  |  |  | Combustion turbine |  |  |  |  | 15.718 | 416364.704 | 30828.92 | 13.6343 | 15.718 |  | 416364.704 | 30828.92 | 15.718 |  | 15.718 |  | 15.718 |  | 15.718 |  | 15.718 |  | 15.718 |  | 15.718 |  | 15.718 | 15.718 | Not Coal Steam or O/G Steam | 0.075501 | 0.075501 |  | 7.855%
Debary | Florida |  |  |  | 6046 | **8 | 2720 | Combustion Turbine |  |  |  | Combustion turbine |  |  |  |  | 13.592 | 322968.294 | 23385.31 | 12.9887 | 13.592 |  | 322968.294 | 23385.31 | 13.592 |  | 13.592 |  | 13.592 |  | 13.592 |  | 13.592 |  | 13.592 |  | 13.592 |  | 13.592 | 13.592 | Not Coal Steam or O/G Steam | 0.084169 | 0.084169 |  | 7.198%
Debary | Florida |  |  |  | 6046 | **9 | 2721 | Combustion Turbine |  |  |  | Combustion turbine |  |  |  |  | 18.275 | 462076.778 | 33812.49 | 14.7667 | 18.275 |  | 462076.778 | 33812.49 | 18.275 |  | 18.275 |  | 18.275 |  | 18.275 |  | 18.275 |  | 18.275 |  | 18.275 |  | 18.275 | 18.275 | Not Coal Steam or O/G Steam | 0.079099 | 0.079099 |  | 8.298%
Deerhaven | Florida |  |  |  | 663 | B1 | 486 | O/G Steam |  |  | 2023 | Dry bottom wall-fired boiler |  |  |  | 83 | 99.402 | 1300771.294 | 111775.88 | 99.0557 | 0 | Y | 0 | 0 | 0 |  | 0 |  | 0 |  | 0 |  | 0 |  | 0 |  | 0 |  | 0 | 0 | Retired | 0 | 0 |  | 37.59%
Deerhaven | Florida |  |  |  | 663 | B2 | 487 | O/G Steam |  |  |  | Dry bottom wall-fired boiler | Y |  |  | 232 | 462.395 | 3568298.7 | 338436.46 | 459.9683 | 462.395 |  | 3568298.7 | 338436.46 | 231.1975 | Y | 231.1975 |  | 231.1975 |  | 53.5245 | Optimize SCR | 53.5245 |  | 53.5245 |  | 53.5245 |  | 53.5245 | 53.5245 | Existing SCR | 0.03 | 0.03 |  | 32.45%
Deerhaven | Florida |  |  |  | 663 | CT3 | 488 | Combustion Turbine |  |  |  | Combustion turbine |  |  |  |  | 0.727 | 48016.001 | 3569.44 | 0.70433 | 0.727 |  | 48016.001 | 3569.44 | 0.727 |  | 0.727 |  | 0.727 |  | 0.727 |  | 0.727 |  | 0.727 |  | 0.727 |  | 0.727 | 0.727 | Not Coal Steam or O/G Steam | 0.030282 | 0.030282 |  | 1.144%
Deerhaven Renewable Energy Center | Florida |  |  |  | 57241 | BFB1 | 90626 | Biomass |  |  |  | Bubbling fluidized bed boiler | Y |  |  |  | 128.695 | 4073096.859 | 306332.91 | 125.2687 | 128.695 |  | 4073096.859 | 306332.91 | 128.695 |  | 128.695 |  | 128.695 |  | 128.695 |  | 128.695 |  | 128.695 |  | 128.695 |  | 128.695 | 128.695 | Not Coal Steam or O/G Steam | 0.063193 | 0.063193 |  | 63.93%
Fort Myers | Florida |  |  |  | 612 | FMCT2A | 403 | Combined Cycle |  |  |  | Combined cycle |  |  |  |  | 72.16 | 5657952.346 | 843587.99 | 66.803 | 72.16 |  | 5657952.346 | 843587.99 | 72.16 |  | 72.16 |  | 72.16 |  | 72.16 |  | 72.16 |  | 72.16 |  | 72.16 |  | 72.16 | 72.16 | Not Coal Steam or O/G Steam | 0.025507 | 0.025507 |  | 70.11%
Fort Myers | Florida |  |  |  | 612 | FMCT2B | 404 | Combined Cycle |  |  |  | Combined cycle |  |  |  |  | 76.255 | 5234794.509 | 784569.55 | 68.1963 | 76.255 |  | 5234794.509 | 784569.55 | 76.255 |  | 76.255 |  | 76.255 |  | 76.255 |  | 76.255 |  | 76.255 |  | 76.255 |  | 76.255 | 76.255 | Not Coal Steam or O/G Steam | 0.029134 | 0.029134 |  | 64.63%
Fort Myers | Florida |  |  |  | 612 | FMCT2C | 405 | Combined Cycle |  |  |  | Combined cycle |  |  |  |  | 74.369 | 5189629.289 | 782098.46 | 68.3707 | 74.369 |  | 5189629.289 | 782098.46 | 74.369 |  | 74.369 |  | 74.369 |  | 74.369 |  | 74.369 |  | 74.369 |  | 74.369 |  | 74.369 | 74.369 | Not Coal Steam or O/G Steam | 0.028661 | 0.028661 |  | 62.15%
Fort Myers | Florida |  |  |  | 612 | FMCT2D | 406 | Combined Cycle |  |  |  | Combined cycle |  |  |  |  | 69.365 | 5253416.972 | 789652.46 | 66.5807 | 69.365 |  | 5253416.972 | 789652.46 | 69.365 |  | 69.365 |  | 69.365 |  | 69.365 |  | 69.365 |  | 69.365 |  | 69.365 |  | 69.365 | 69.365 | Not Coal Steam or O/G Steam | 0.026408 | 0.026408 |  | 67.4%
Fort Myers | Florida |  |  |  | 612 | FMCT2E | 407 | Combined Cycle |  |  |  | Combined cycle |  |  |  |  | 80.582 | 5602276.774 | 836423.76 | 72.6103 | 80.582 |  | 5602276.774 | 836423.76 | 80.582 |  | 80.582 |  | 80.582 |  | 80.582 |  | 80.582 |  | 80.582 |  | 80.582 |  | 80.582 | 80.582 | Not Coal Steam or O/G Steam | 0.028768 | 0.028768 |  | 68.86%
Fort Myers | Florida |  |  |  | 612 | FMCT2F | 408 | Combined Cycle |  |  |  | Combined cycle |  |  |  |  | 75.646 | 5325350.801 | 795726.26 | 69.982 | 75.646 |  | 5325350.801 | 795726.26 | 75.646 |  | 75.646 |  | 75.646 |  | 75.646 |  | 75.646 |  | 75.646 |  | 75.646 |  | 75.646 | 75.646 | Not Coal Steam or O/G Steam | 0.02841 | 0.02841 |  | 67.36%
Fort Myers | Florida |  |  |  | 612 | PFM3A | 411 | Combustion Turbine |  |  |  | Combustion turbine |  |  |  |  | 3.187 | 173420.819 | 16255.87 | 3.8523 | 3.187 |  | 173420.819 | 16255.87 | 3.187 |  | 3.187 |  | 3.187 |  | 3.187 |  | 3.187 |  | 3.187 |  | 3.187 |  | 3.187 | 3.187 | Not Coal Steam or O/G Steam | 0.036755 | 0.036755 |  | 3.012%
Fort Myers | Florida |  |  |  | 612 | PFM3B | 412 | Combustion Turbine |  |  |  | Combustion turbine |  |  |  |  | 2.289 | 145758.599 | 13845.14 | 2.5267 | 2.289 |  | 145758.599 | 13845.14 | 2.289 |  | 2.289 |  | 2.289 |  | 2.289 |  | 2.289 |  | 2.289 |  | 2.289 |  | 2.289 | 2.289 | Not Coal Steam or O/G Steam | 0.031408 | 0.031408 |  | 2.005%
Fort Myers | Florida |  |  |  | 612 | PFM3C | 91055 | Combustion Turbine |  |  |  | Combustion turbine |  |  |  |  | 3.98 | 237545.235 | 22188.94 | 6.0973 | 3.98 |  | 237545.235 | 22188.94 | 3.98 |  | 3.98 |  | 3.98 |  | 3.98 |  | 3.98 |  | 3.98 |  | 3.98 |  | 3.98 | 3.98 | Not Coal Steam or O/G Steam | 0.033509 | 0.033509 |  | 4.32%
Fort Myers | Florida |  |  |  | 612 | PFM3D | 91054 | Combustion Turbine |  |  |  | Combustion turbine |  |  |  |  | 5.382 | 325217.433 | 30106.22 | 6.392 | 5.382 |  | 325217.433 | 30106.22 | 5.382 |  | 5.382 |  | 5.382 |  | 5.382 |  | 5.382 |  | 5.382 |  | 5.382 |  | 5.382 | 5.382 | Not Coal Steam or O/G Steam | 0.033098 | 0.033098 |  | 4.498%
Greenland Energy Center | Florida |  |  |  | 56799 | 1 | 90380 | Combustion Turbine |  |  |  | Combustion turbine |  |  |  |  | 27.573 | 2009767.007 | 187119.88 | 27.1567 | 27.573 |  | 2009767.007 | 187119.88 | 27.573 |  | 27.573 |  | 27.573 |  | 27.573 |  | 27.573 |  | 27.573 |  | 27.573 |  | 27.573 | 27.573 | Not Coal Steam or O/G Steam | 0.027439 | 0.027439 |  | 25.15%
Greenland Energy Center | Florida |  |  |  | 56799 | 2 | 90381 | Combustion Turbine |  |  |  | Combustion turbine |  |  |  |  | 24.459 | 1644450.81 | 155162.34 | 28.2987 | 24.459 |  | 1644450.81 | 155162.34 | 24.459 |  | 24.459 |  | 24.459 |  | 24.459 |  | 24.459 |  | 24.459 |  | 24.459 |  | 24.459 | 24.459 | Not Coal Steam or O/G Steam | 0.029747 | 0.029747 |  | 24.38%
Gulf Clean Energy Center | Florida |  |  |  | 641 | 4 | 459 | O/G Steam |  |  | 2025 | Tangentially-fired |  | Y | Y | 75 | 0.691 | 29196.294 | 2219 | 5.1607 | 0 | Y | 0 | 0 | 0 |  | 0 |  | 0 |  | 0 |  | 0 |  | 0 |  | 0 |  | 0 | 0 | Retired | 0 | 0 |  | 2.045%
Gulf Clean Energy Center | Florida |  |  |  | 641 | 5 | 460 | O/G Steam |  |  | 2027 | Tangentially-fired |  | Y | Y | 75 | 0.805 | 33131.19 | 2585.21 | 5.6497 | 0.805 |  | 33131.19 | 2585.21 | 0.805 |  | 0.805 |  | 0.805 |  | 0.805 |  | 0.805 |  | 0.805 |  | 0.805 |  | 0.805 | 0.805 | O/G Steam Under 100 MW | 0.048595 | 0.048595 |  | 2.227%
Gulf Clean Energy Center | Florida |  |  |  | 641 | 6 | 461 | O/G Steam |  |  |  | Dry bottom wall-fired boiler | Y |  | Y | 299 | 374.661 | 4597546.431 | 434470.71 | 318.3123 | 374.661 |  | 4597546.431 | 434470.71 | 374.661 |  | 374.661 |  | 374.661 |  | 68.9632 | Optimize SCR | 68.9632 |  | 68.9632 |  | 68.9632 |  | 68.9632 | 68.9632 | Existing SCR | 0.03 | 0.03 |  | 31.98%
Gulf Clean Energy Center | Florida |  |  |  | 641 | 7 | 462 | O/G Steam |  |  |  | Dry bottom wall-fired boiler | Y |  | Y | 475 | 346.385 | 5501211.257 | 488415.44 | 451.3823 | 346.385 |  | 5501211.257 | 488415.44 | 346.385 |  | 346.385 |  | 346.385 |  | 82.5182 | Optimize SCR | 82.5182 |  | 82.5182 |  | 82.5182 |  | 82.5182 | 82.5182 | Existing SCR | 0.03 | 0.03 |  | 27.28%
Hardee Power Station | Florida |  |  |  | 50949 | CT2B | 3703 | Combustion Turbine |  |  |  | Combustion turbine |  |  |  |  | 0.789 | 70545.426 | 5298.52 | 1.5447 | 0.789 |  | 70545.426 | 5298.52 | 0.789 |  | 0.789 |  | 0.789 |  | 0.789 |  | 0.789 |  | 0.789 |  | 0.789 |  | 0.789 | 0.789 | Not Coal Steam or O/G Steam | 0.022369 | 0.022369 |  | 3.178%
Hines Energy Complex | Florida |  |  |  | 7302 | 1A | 3090 | Combined Cycle |  |  |  | Combined cycle | Y |  |  |  | 68.871 | 3728219.974 | 343868.82 | 80.113 | 68.871 |  | 3728219.974 | 343868.82 | 68.871 |  | 68.871 |  | 68.871 |  | 22.3693 | Optimize SCR | 22.3693 |  | 22.3693 |  | 22.3693 |  | 22.3693 | 22.3693 | Not Coal Steam or O/G Steam | 0.012 | 0.012 |  | 57.57%
Hines Energy Complex | Florida |  |  |  | 7302 | 1B | 3091 | Combined Cycle |  |  |  | Combined cycle | Y |  |  |  | 55.309 | 2964711.383 | 272574.13 | 75.582 | 55.309 |  | 2964711.383 | 272574.13 | 55.309 |  | 55.309 |  | 55.309 |  | 17.7883 | Optimize SCR | 17.7883 |  | 17.7883 |  | 17.7883 |  | 17.7883 | 17.7883 | Not Coal Steam or O/G Steam | 0.012 | 0.012 |  | 55.04%
Hines Energy Complex | Florida |  |  |  | 7302 | 2A | 10029 | Combined Cycle |  |  |  | Combined cycle | Y |  |  |  | 32.504 | 5764414.118 | 512408.16 | 31.4323 | 32.504 |  | 5764414.118 | 512408.16 | 32.504 |  | 32.504 |  | 32.504 |  | 32.504 |  | 32.504 |  | 32.504 |  | 32.504 |  | 32.504 | 32.504 | Not Coal Steam or O/G Steam | 0.011277 | 0.011277 |  | 69.95%
Hines Energy Complex | Florida |  |  |  | 7302 | 2B | 10030 | Combined Cycle |  |  |  | Combined cycle | Y |  |  |  | 30.684 | 5556333.033 | 489890.11 | 31.5137 | 30.684 |  | 5556333.033 | 489890.11 | 30.684 |  | 30.684 |  | 30.684 |  | 30.684 |  | 30.684 |  | 30.684 |  | 30.684 |  | 30.684 | 30.684 | Not Coal Steam or O/G Steam | 0.011045 | 0.011045 |  | 71.95%
Hines Energy Complex | Florida |  |  |  | 7302 | 3A | 89245 | Combined Cycle |  |  |  | Combined cycle | Y |  |  |  | 17.525 | 3776571.927 | 345111.42 | 20.175 | 17.525 |  | 3776571.927 | 345111.42 | 17.525 |  | 17.525 |  | 17.525 |  | 17.525 |  | 17.525 |  | 17.525 |  | 17.525 |  | 17.525 | 17.525 | Not Coal Steam or O/G Steam | 0.0092809 | 0.0092809 |  | 58.05%
Hines Energy Complex | Florida |  |  |  | 7302 | 3B | 89246 | Combined Cycle |  |  |  | Combined cycle | Y |  |  |  | 16.026 | 3787823.63 | 352691.18 | 18.7427 | 16.026 |  | 3787823.63 | 352691.18 | 16.026 |  | 16.026 |  | 16.026 |  | 16.026 |  | 16.026 |  | 16.026 |  | 16.026 |  | 16.026 | 16.026 | Not Coal Steam or O/G Steam | 0.0084619 | 0.0084619 |  | 56.85%
Hines Energy Complex | Florida |  |  |  | 7302 | 4A | 90110 | Combined Cycle |  |  |  | Combined cycle | Y |  |  |  | 22.239 | 5502857.179 | 512888.78 | 21.5203 | 22.239 |  | 5502857.179 | 512888.78 | 22.239 |  | 22.239 |  | 22.239 |  | 22.239 |  | 22.239 |  | 22.239 |  | 22.239 |  | 22.239 | 22.239 | Not Coal Steam or O/G Steam | 0.0080827 | 0.0080827 |  | 66.77%
Hines Energy Complex | Florida |  |  |  | 7302 | 4B | 90111 | Combined Cycle |  |  |  | Combined cycle | Y |  |  |  | 21.914 | 5531567.407 | 512511.29 | 20.8073 | 21.914 |  | 5531567.407 | 512511.29 | 21.914 |  | 21.914 |  | 21.914 |  | 21.914 |  | 21.914 |  | 21.914 |  | 21.914 |  | 21.914 | 21.914 | Not Coal Steam or O/G Steam | 0.0079233 | 0.0079233 |  | 66.77%
Indian River (683) | Florida |  |  |  | 683 | **C | 516 | Combustion Turbine |  |  |  | Combustion turbine |  |  |  |  | 6.42 | 164647.678 | 10077.22 | 4.5307 | 6.42 |  | 164647.678 | 10077.22 | 6.42 |  | 6.42 |  | 6.42 |  | 6.42 |  | 6.42 |  | 6.42 |  | 6.42 |  | 6.42 | 6.42 | Not Coal Steam or O/G Steam | 0.077985 | 0.077985 |  | 2.417%
Indian River (683) | Florida |  |  |  | 683 | **D | 517 | Combustion Turbine |  |  |  | Combustion turbine |  |  |  |  | 6.709 | 193256.166 | 12483.53 | 4.0377 | 6.709 |  | 193256.166 | 12483.53 | 6.709 |  | 6.709 |  | 6.709 |  | 6.709 |  | 6.709 |  | 6.709 |  | 6.709 |  | 6.709 | 6.709 | Not Coal Steam or O/G Steam | 0.069431 | 0.069431 |  | 2.42%
Intercession City | Florida |  |  |  | 8049 | **10 | 3440 | Combustion Turbine |  |  |  | Combustion turbine |  |  |  |  | 6.929 | 163325.379 | 11429.45 | 10.9587 | 6.929 |  | 163325.379 | 11429.45 | 6.929 |  | 6.929 |  | 6.929 |  | 6.929 |  | 6.929 |  | 6.929 |  | 6.929 |  | 6.929 | 6.929 | Not Coal Steam or O/G Steam | 0.084849 | 0.084849 |  | 6.054%
Intercession City | Florida |  |  |  | 8049 | **11 | 3441 | Combustion Turbine |  |  |  | Combustion turbine |  |  |  |  | 2.313 | 33599.308 | 2883.52 | 2.188 | 2.313 |  | 33599.308 | 2883.52 | 2.313 |  | 2.313 |  | 2.313 |  | 2.313 |  | 2.313 |  | 2.313 |  | 2.313 |  | 2.313 | 2.313 | Not Coal Steam or O/G Steam | 0.13768 | 0.13768 |  | 0.4224%
Intercession City | Florida |  |  |  | 8049 | **12 | 3442 | Combustion Turbine |  |  |  | Combustion turbine |  |  |  |  | 5.595 | 359202.741 | 26992.46 | 6.0883 | 5.595 |  | 359202.741 | 26992.46 | 5.595 |  | 5.595 |  | 5.595 |  | 5.595 |  | 5.595 |  | 5.595 |  | 5.595 |  | 5.595 | 5.595 | Not Coal Steam or O/G Steam | 0.031152 | 0.031152 |  | 8.467%
Intercession City | Florida |  |  |  | 8049 | **13 | 3443 | Combustion Turbine |  |  |  | Combustion turbine |  |  |  |  | 7.998 | 548174.991 | 41387.76 | 6.686 | 7.998 |  | 548174.991 | 41387.76 | 7.998 |  | 7.998 |  | 7.998 |  | 7.998 |  | 7.998 |  | 7.998 |  | 7.998 |  | 7.998 | 7.998 | Not Coal Steam or O/G Steam | 0.02918 | 0.02918 |  | 6.74%
Intercession City | Florida |  |  |  | 8049 | **14 | 3444 | Combustion Turbine |  |  |  | Combustion turbine |  |  |  |  | 9.774 | 664156.754 | 49143.74 | 8.1193 | 9.774 |  | 664156.754 | 49143.74 | 9.774 |  | 9.774 |  | 9.774 |  | 9.774 |  | 9.774 |  | 9.774 |  | 9.774 |  | 9.774 | 9.774 | Not Coal Steam or O/G Steam | 0.029433 | 0.029433 |  | 13.74%
Intercession City | Florida |  |  |  | 8049 | **7 | 3445 | Combustion Turbine |  |  |  | Combustion turbine |  |  |  |  | 19.847 | 472766.412 | 34098.36 | 13.1497 | 19.847 |  | 472766.412 | 34098.36 | 19.847 |  | 19.847 |  | 19.847 |  | 19.847 |  | 19.847 |  | 19.847 |  | 19.847 |  | 19.847 | 19.847 | Not Coal Steam or O/G Steam | 0.083961 | 0.083961 |  | 6.916%
Intercession City | Florida |  |  |  | 8049 | **8 | 3446 | Combustion Turbine |  |  |  | Combustion turbine |  |  |  |  | 16.834 | 398396.216 | 27921.11 | 14.1777 | 16.834 |  | 398396.216 | 27921.11 | 16.834 |  | 16.834 |  | 16.834 |  | 16.834 |  | 16.834 |  | 16.834 |  | 16.834 |  | 16.834 | 16.834 | Not Coal Steam or O/G Steam | 0.084509 | 0.084509 |  | 7.968%
Intercession City | Florida |  |  |  | 8049 | **9 | 3447 | Combustion Turbine |  |  |  | Combustion turbine |  |  |  |  | 5.717 | 138504.516 | 9943.22 | 10.8497 | 5.717 |  | 138504.516 | 9943.22 | 5.717 |  | 5.717 |  | 5.717 |  | 5.717 |  | 5.717 |  | 5.717 |  | 5.717 |  | 5.717 | 5.717 | Not Coal Steam or O/G Steam | 0.082553 | 0.082553 |  | 6.16%
J D Kennedy | Florida |  |  |  | 666 | 7 | 493 | Combustion Turbine |  |  |  | Combustion turbine |  |  |  |  | 3.268 | 198503.682 | 18852.25 | 9.3093 | 3.268 |  | 198503.682 | 18852.25 | 3.268 |  | 3.268 |  | 3.268 |  | 3.268 |  | 3.268 |  | 3.268 |  | 3.268 |  | 3.268 | 3.268 | Not Coal Steam or O/G Steam | 0.032926 | 0.032926 |  | 7.919%
J D Kennedy | Florida |  |  |  | 666 | CT8 | 90118 | Combustion Turbine |  |  |  | Combustion turbine |  |  |  |  | 17.458 | 929303.38 | 94413.59 | 9.2023 | 17.458 |  | 929303.38 | 94413.59 | 17.458 |  | 17.458 |  | 17.458 |  | 17.458 |  | 17.458 |  | 17.458 |  | 17.458 |  | 17.458 | 17.458 | Not Coal Steam or O/G Steam | 0.037572 | 0.037572 |  | 6.672%
J R Kelly | Florida |  |  |  | 664 | CC1 | 489 | Combined Cycle |  |  | 2023 | Combined cycle |  |  |  |  | 27.157 | 2131206.91 | 239058.06 | 30.0437 | 0 | Y | 0 | 0 | 0 |  | 0 |  | 0 |  | 0 |  | 0 |  | 0 |  | 0 |  | 0 | 0 | Not Coal Steam or O/G Steam | 0 | 0 |  | 57.96%
Lansing Smith Generating Plant | Florida |  |  |  | 643 | 4 | 8284 | Combined Cycle |  |  |  | Combined cycle |  |  |  |  | 103.731 | 7632039.221 | 1084593.53 | 100.378 | 103.731 |  | 7632039.221 | 1084593.53 | 103.731 |  | 103.731 |  | 103.731 |  | 103.731 |  | 103.731 |  | 103.731 |  | 103.731 |  | 103.731 | 103.731 | Not Coal Steam or O/G Steam | 0.027183 | 0.027183 |  | 67.47%
Lansing Smith Generating Plant | Florida |  |  |  | 643 | 5 | 8286 | Combined Cycle |  |  |  | Combined cycle |  |  |  |  | 106.028 | 7793455.338 | 1109762.98 | 94.3187 | 106.028 |  | 7793455.338 | 1109762.98 | 106.028 |  | 106.028 |  | 106.028 |  | 106.028 |  | 106.028 |  | 106.028 |  | 106.028 |  | 106.028 | 106.028 | Not Coal Steam or O/G Steam | 0.027209 | 0.027209 |  | 64.25%
Lauderdale | Florida |  |  |  | 613 | PFL6A | 91056 | Combustion Turbine |  |  |  | Combustion turbine |  |  |  |  | 3.946 | 261551.095 | 25131.24 | 4.9027 | 3.946 |  | 261551.095 | 25131.24 | 3.946 |  | 3.946 |  | 3.946 |  | 3.946 |  | 3.946 |  | 3.946 |  | 3.946 |  | 3.946 | 3.946 | Not Coal Steam or O/G Steam | 0.030174 | 0.030174 |  | 3.561%
Lauderdale | Florida |  |  |  | 613 | PFL6B | 91057 | Combustion Turbine |  |  |  | Combustion turbine |  |  |  |  | 3.022 | 202550.711 | 19371.82 | 4.9563 | 3.022 |  | 202550.711 | 19371.82 | 3.022 |  | 3.022 |  | 3.022 |  | 3.022 |  | 3.022 |  | 3.022 |  | 3.022 |  | 3.022 | 3.022 | Not Coal Steam or O/G Steam | 0.029839 | 0.029839 |  | 3.646%
Lauderdale | Florida |  |  |  | 613 | PFL6C | 91058 | Combustion Turbine |  |  |  | Combustion turbine |  |  |  |  | 7.533 | 518090.965 | 50552.67 | 6.6807 | 7.533 |  | 518090.965 | 50552.67 | 7.533 |  | 7.533 |  | 7.533 |  | 7.533 |  | 7.533 |  | 7.533 |  | 7.533 |  | 7.533 | 7.533 | Not Coal Steam or O/G Steam | 0.02908 | 0.02908 |  | 4.982%
Lauderdale | Florida |  |  |  | 613 | PFL6D | 91059 | Combustion Turbine |  |  |  | Combustion turbine |  |  |  |  | 9.41 | 642705.739 | 61519.96 | 10.0427 | 9.41 |  | 642705.739 | 61519.96 | 9.41 |  | 9.41 |  | 9.41 |  | 9.41 |  | 9.41 |  | 9.41 |  | 9.41 |  | 9.41 | 9.41 | Not Coal Steam or O/G Steam | 0.029282 | 0.029282 |  | 7.445%
Lauderdale | Florida |  |  |  | 613 | PFL6E | 91060 | Combustion Turbine |  |  |  | Combustion turbine |  |  |  |  | 7.86 | 538227.076 | 54132.58 | 10.2163 | 7.86 |  | 538227.076 | 54132.58 | 7.86 |  | 7.86 |  | 7.86 |  | 7.86 |  | 7.86 |  | 7.86 |  | 7.86 |  | 7.86 | 7.86 | Not Coal Steam or O/G Steam | 0.029207 | 0.029207 |  | 7.759%
Manatee | Florida |  |  |  | 6042 | MTCT3A | 88110 | Combined Cycle |  |  |  | Combined cycle | Y |  |  |  | 20.12 | 4993133.413 | 750507.49 | 21.35 | 20.12 |  | 4993133.413 | 750507.49 | 20.12 |  | 20.12 |  | 20.12 |  | 20.12 |  | 20.12 |  | 20.12 |  | 20.12 |  | 20.12 | 20.12 | Not Coal Steam or O/G Steam | 0.0080591 | 0.0080591 |  | 62.52%
Manatee | Florida |  |  |  | 6042 | MTCT3B | 88111 | Combined Cycle |  |  |  | Combined cycle | Y |  |  |  | 21.286 | 5591996.791 | 850302.55 | 23.5973 | 21.286 |  | 5591996.791 | 850302.55 | 21.286 |  | 21.286 |  | 21.286 |  | 21.286 |  | 21.286 |  | 21.286 |  | 21.286 |  | 21.286 | 21.286 | Not Coal Steam or O/G Steam | 0.007613 | 0.007613 |  | 69.04%
Manatee | Florida |  |  |  | 6042 | MTCT3C | 88112 | Combined Cycle |  |  |  | Combined cycle | Y |  |  |  | 21.794 | 4952384.143 | 738941.68 | 23.3663 | 21.794 |  | 4952384.143 | 738941.68 | 21.794 |  | 21.794 |  | 21.794 |  | 21.794 |  | 21.794 |  | 21.794 |  | 21.794 |  | 21.794 | 21.794 | Not Coal Steam or O/G Steam | 0.0088014 | 0.0088014 |  | 61.63%
Manatee | Florida |  |  |  | 6042 | MTCT3D | 88113 | Combined Cycle |  |  |  | Combined cycle | Y |  |  |  | 20.816 | 4957380.414 | 751817.9 | 23.7023 | 20.816 |  | 4957380.414 | 751817.9 | 20.816 |  | 20.816 |  | 20.816 |  | 20.816 |  | 20.816 |  | 20.816 |  | 20.816 |  | 20.816 | 20.816 | Not Coal Steam or O/G Steam | 0.008398 | 0.008398 |  | 66.88%
Manatee | Florida |  |  |  | 6042 | PMT1 | 2706 | O/G Steam |  |  |  | Dry bottom wall-fired boiler |  |  |  | 809 | 126.422 | 6454035.762 | 571787.92 | 176.8313 | 126.422 |  | 6454035.762 | 571787.92 | 126.422 |  | 126.422 |  | 126.422 |  | 126.422 |  | 126.422 |  | 126.422 |  | 126.422 |  | 111.6163 | 96.8105 | O/G Steam SCR Retrofit | 0.039176 | 0.03 |  | 24.87%
Manatee | Florida |  |  |  | 6042 | PMT2 | 2707 | O/G Steam |  |  |  | Dry bottom wall-fired boiler |  |  |  | 809 | 151.305 | 5408625.872 | 522500.74 | 188.8807 | 151.305 |  | 5408625.872 | 522500.74 | 151.305 |  | 151.305 |  | 151.305 |  | 151.305 |  | 151.305 |  | 151.305 |  | 151.305 |  | 116.2172 | 81.1294 | O/G Steam SCR Retrofit | 0.05595 | 0.03 |  | 21.68%
Martin | Florida |  |  |  | 6043 | HRSG3A | 2710 | Combined Cycle |  |  |  | Combined cycle | Y |  |  |  | 56.772 | 4700318.678 | 638425 | 55.1707 | 56.772 |  | 4700318.678 | 638425 | 56.772 |  | 56.772 |  | 56.772 |  | 28.2019 | Optimize SCR | 28.2019 |  | 28.2019 |  | 28.2019 |  | 28.2019 | 28.2019 | Not Coal Steam or O/G Steam | 0.012 | 0.012 |  | 58.44%
Martin | Florida |  |  |  | 6043 | HRSG3B | 2711 | Combined Cycle |  |  |  | Combined cycle | Y |  |  |  | 45.36 | 3442810.423 | 472383.18 | 49.2617 | 45.36 |  | 3442810.423 | 472383.18 | 45.36 |  | 45.36 |  | 45.36 |  | 20.6569 | Optimize SCR | 20.6569 |  | 20.6569 |  | 20.6569 |  | 20.6569 | 20.6569 | Not Coal Steam or O/G Steam | 0.012 | 0.012 |  | 52.05%
Martin | Florida |  |  |  | 6043 | HRSG4A | 2712 | Combined Cycle |  |  |  | Combined cycle | Y |  |  |  | 45.265 | 3578943.118 | 497702.33 | 47.8003 | 45.265 |  | 3578943.118 | 497702.33 | 45.265 |  | 45.265 |  | 45.265 |  | 21.4737 | Optimize SCR | 21.4737 |  | 21.4737 |  | 21.4737 |  | 21.4737 | 21.4737 | Not Coal Steam or O/G Steam | 0.012 | 0.012 |  | 49.78%
Martin | Florida |  |  |  | 6043 | HRSG4B | 2713 | Combined Cycle |  |  |  | Combined cycle | Y |  |  |  | 44.207 | 3439829.33 | 473833.98 | 53.2693 | 44.207 |  | 3439829.33 | 473833.98 | 44.207 |  | 44.207 |  | 44.207 |  | 20.639 | Optimize SCR | 20.639 |  | 20.639 |  | 20.639 |  | 20.639 | 20.639 | Not Coal Steam or O/G Steam | 0.012 | 0.012 |  | 58.12%
Martin | Florida |  |  |  | 6043 | PMR8A | 2716 | Combined Cycle |  |  |  | Combined cycle | Y |  |  |  | 20.512 | 5673927.837 | 853457.52 | 20.185 | 20.512 |  | 5673927.837 | 853457.52 | 20.512 |  | 20.512 |  | 20.512 |  | 20.512 |  | 20.512 |  | 20.512 |  | 20.512 |  | 20.512 | 20.512 | Not Coal Steam or O/G Steam | 0.0072303 | 0.0072303 |  | 66.23%
Martin | Florida |  |  |  | 6043 | PMR8B | 2717 | Combined Cycle |  |  |  | Combined cycle | Y |  |  |  | 19.694 | 5581655.767 | 836806.86 | 19.1097 | 19.694 |  | 5581655.767 | 836806.86 | 19.694 |  | 19.694 |  | 19.694 |  | 19.694 |  | 19.694 |  | 19.694 |  | 19.694 |  | 19.694 | 19.694 | Not Coal Steam or O/G Steam | 0.0070567 | 0.0070567 |  | 60.93%
Martin | Florida |  |  |  | 6043 | PMR8C | 88114 | Combined Cycle |  |  |  | Combined cycle | Y |  |  |  | 19.872 | 5765541.484 | 874879.9 | 19.965 | 19.872 |  | 5765541.484 | 874879.9 | 19.872 |  | 19.872 |  | 19.872 |  | 19.872 |  | 19.872 |  | 19.872 |  | 19.872 |  | 19.872 | 19.872 | Not Coal Steam or O/G Steam | 0.0068934 | 0.0068934 |  | 67.48%
Martin | Florida |  |  |  | 6043 | PMR8D | 88115 | Combined Cycle |  |  |  | Combined cycle | Y |  |  |  | 17.901 | 4703277.316 | 719954.25 | 19.4543 | 17.901 |  | 4703277.316 | 719954.25 | 17.901 |  | 17.901 |  | 17.901 |  | 17.901 |  | 17.901 |  | 17.901 |  | 17.901 |  | 17.901 | 17.901 | Not Coal Steam or O/G Steam | 0.0076121 | 0.0076121 |  | 62.87%
Midulla Generating Station | Florida |  |  |  | 7380 | 1 | 8366 | Combined Cycle |  |  |  | Combined cycle | Y |  |  |  | 100.671 | 6379864.677 | 597283.21 | 92.9163 | 100.671 |  | 6379864.677 | 597283.21 | 100.671 |  | 100.671 |  | 100.671 |  | 38.2792 | Optimize SCR | 38.2792 |  | 38.2792 |  | 38.2792 |  | 38.2792 | 38.2792 | Not Coal Steam or O/G Steam | 0.012 | 0.012 |  | 75.34%
Midulla Generating Station | Florida |  |  |  | 7380 | 2 | 8368 | Combined Cycle |  |  |  | Combined cycle | Y |  |  |  | 100.778 | 6521416.642 | 595678.64 | 93.3953 | 100.778 |  | 6521416.642 | 595678.64 | 100.778 |  | 100.778 |  | 100.778 |  | 39.1285 | Optimize SCR | 39.1285 |  | 39.1285 |  | 39.1285 |  | 39.1285 | 39.1285 | Not Coal Steam or O/G Steam | 0.012 | 0.012 |  | 76.32%
Midulla Generating Station | Florida |  |  |  | 7380 | 4A | 89703 | Combustion Turbine |  |  |  | Combustion turbine |  |  |  |  | 2.602 | 60657.514 | 5207.63 | 3.3303 | 2.602 |  | 60657.514 | 5207.63 | 2.602 |  | 2.602 |  | 2.602 |  | 2.602 |  | 2.602 |  | 2.602 |  | 2.602 |  | 2.602 | 2.602 | Not Coal Steam or O/G Steam | 0.085793 | 0.085793 |  | 3.794%
Midulla Generating Station | Florida |  |  |  | 7380 | 4B | 89704 | Combustion Turbine |  |  |  | Combustion turbine |  |  |  |  | 2.705 | 69150.98 | 5590.68 | 3.225 | 2.705 |  | 69150.98 | 5590.68 | 2.705 |  | 2.705 |  | 2.705 |  | 2.705 |  | 2.705 |  | 2.705 |  | 2.705 |  | 2.705 | 2.705 | Not Coal Steam or O/G Steam | 0.078235 | 0.078235 |  | 3.809%
Midulla Generating Station | Florida |  |  |  | 7380 | 5A | 89705 | Combustion Turbine |  |  |  | Combustion turbine |  |  |  |  | 3.033 | 64483.759 | 4977.42 | 4.0383 | 3.033 |  | 64483.759 | 4977.42 | 3.033 |  | 3.033 |  | 3.033 |  | 3.033 |  | 3.033 |  | 3.033 |  | 3.033 |  | 3.033 | 3.033 | Not Coal Steam or O/G Steam | 0.09407 | 0.09407 |  | 4.15%
Midulla Generating Station | Florida |  |  |  | 7380 | 5B | 89706 | Combustion Turbine |  |  |  | Combustion turbine |  |  |  |  | 3.278 | 80186.544 | 7334.61 | 3.965 | 3.278 |  | 80186.544 | 7334.61 | 3.278 |  | 3.278 |  | 3.278 |  | 3.278 |  | 3.278 |  | 3.278 |  | 3.278 |  | 3.278 | 3.278 | Not Coal Steam or O/G Steam | 0.081759 | 0.081759 |  | 4.344%
Midulla Generating Station | Florida |  |  |  | 7380 | 6A | 89707 | Combustion Turbine |  |  |  | Combustion turbine |  |  |  |  | 4.313 | 115798.322 | 9771.56 | 3.079 | 4.313 |  | 115798.322 | 9771.56 | 4.313 |  | 4.313 |  | 4.313 |  | 4.313 |  | 4.313 |  | 4.313 |  | 4.313 |  | 4.313 | 4.313 | Not Coal Steam or O/G Steam | 0.074492 | 0.074492 |  | 3.845%
Midulla Generating Station | Florida |  |  |  | 7380 | 6B | 89708 | Combustion Turbine |  |  |  | Combustion turbine |  |  |  |  | 4.484 | 117070.734 | 10126.48 | 3.157 | 4.484 |  | 117070.734 | 10126.48 | 4.484 |  | 4.484 |  | 4.484 |  | 4.484 |  | 4.484 |  | 4.484 |  | 4.484 |  | 4.484 | 4.484 | Not Coal Steam or O/G Steam | 0.076603 | 0.076603 |  | 3.933%
Midulla Generating Station | Florida |  |  |  | 7380 | 7A | 89709 | Combustion Turbine |  |  |  | Combustion turbine |  |  |  |  | 5.191 | 124804.089 | 10532.13 | 4.8937 | 5.191 |  | 124804.089 | 10532.13 | 5.191 |  | 5.191 |  | 5.191 |  | 5.191 |  | 5.191 |  | 5.191 |  | 5.191 |  | 5.191 | 5.191 | Not Coal Steam or O/G Steam | 0.083186 | 0.083186 |  | 5.741%
Midulla Generating Station | Florida |  |  |  | 7380 | 7B | 89710 | Combustion Turbine |  |  |  | Combustion turbine |  |  |  |  | 4.877 | 123829.7 | 10796.69 | 4.936 | 4.877 |  | 123829.7 | 10796.69 | 4.877 |  | 4.877 |  | 4.877 |  | 4.877 |  | 4.877 |  | 4.877 |  | 4.877 |  | 4.877 | 4.877 | Not Coal Steam or O/G Steam | 0.078769 | 0.078769 |  | 6.094%
Midulla Generating Station | Florida |  |  |  | 7380 | 8A | 89711 | Combustion Turbine |  |  |  | Combustion turbine |  |  |  |  | 3.175 | 68021.157 | 5934.27 | 3.2357 | 3.175 |  | 68021.157 | 5934.27 | 3.175 |  | 3.175 |  | 3.175 |  | 3.175 |  | 3.175 |  | 3.175 |  | 3.175 |  | 3.175 | 3.175 | Not Coal Steam or O/G Steam | 0.093353 | 0.093353 |  | 3.474%
Midulla Generating Station | Florida |  |  |  | 7380 | 8B | 89712 | Combustion Turbine |  |  |  | Combustion turbine |  |  |  |  | 3.241 | 84025.26 | 6806.39 | 2.8327 | 3.241 |  | 84025.26 | 6806.39 | 3.241 |  | 3.241 |  | 3.241 |  | 3.241 |  | 3.241 |  | 3.241 |  | 3.241 |  | 3.241 | 3.241 | Not Coal Steam or O/G Steam | 0.077143 | 0.077143 |  | 3.583%
Mulberry Cogeneration Facility | Florida |  |  |  | 54426 | 1 | 3772 | Combined Cycle |  |  |  | Combined cycle |  |  |  |  | 32.166 | 1603383.001 | 203408.14 | 27.0953 | 32.166 |  | 1603383.001 | 203408.14 | 32.166 |  | 32.166 |  | 32.166 |  | 32.166 |  | 32.166 |  | 32.166 |  | 32.166 |  | 32.166 | 32.166 | Not Coal Steam or O/G Steam | 0.040123 | 0.040123 |  | 37.76%
Northside | Florida |  |  |  | 667 | 1A | 497 | Coal Steam |  |  |  | Circulating fluidized bed boiler |  | Y |  | 293 | 75.805 | 2272411.09 | 206214.02 | 224.7363 | 75.805 |  | 2272411.09 | 206214.02 | 75.805 |  | 75.805 |  | 75.805 |  | 75.805 |  | 75.805 |  | 75.805 |  | 75.805 |  | 75.805 | 75.805 | Coal Steam, Circulating fluidized bed, Under 0.08 | 0.066718 | 0.066718 |  | 50.53%
Northside | Florida |  |  |  | 667 | 2A | 499 | Coal Steam |  |  |  | Circulating fluidized bed boiler |  | Y |  | 293 | 109.298 | 6175554.959 | 622090.12 | 105.8017 | 109.298 |  | 6175554.959 | 622090.12 | 109.298 |  | 109.298 |  | 109.298 |  | 109.298 |  | 109.298 |  | 109.298 |  | 109.298 |  | 109.298 | 109.298 | Coal Steam, Circulating fluidized bed, Under 0.08 | 0.035397 | 0.035397 |  | 40.63%
Northside | Florida |  |  |  | 667 | 3 | 500 | O/G Steam |  |  |  | Dry bottom wall-fired boiler |  | Y |  | 524 | 695.796 | 9277927.556 | 826996.49 | 926.543 | 695.796 |  | 9277927.556 | 826996.49 | 695.796 |  | 695.796 |  | 695.796 |  | 695.796 |  | 695.796 |  | 695.796 |  | 695.796 |  | 417.4825 | 139.1689 | O/G Steam SCR Retrofit | 0.14999 | 0.03 |  | 53.52%
Okeechobee Clean Energy Center | Florida |  |  |  | 60345 | OCEC1A | 91288 | Combined Cycle |  |  |  | Combined cycle | Y |  |  |  | 31.979 | 8993101.804 | 1541011.99 | 33.8523 | 31.979 |  | 8993101.804 | 1541011.99 | 31.979 |  | 31.979 |  | 31.979 |  | 31.979 |  | 31.979 |  | 31.979 |  | 31.979 |  | 31.979 | 31.979 | Not Coal Steam or O/G Steam | 0.0071119 | 0.0071119 |  | 83.62%
Okeechobee Clean Energy Center | Florida |  |  |  | 60345 | OCEC1B | 91287 | Combined Cycle |  |  |  | Combined cycle | Y |  |  |  | 16.834 | 4976802.411 | 854088.65 | 23.1577 | 16.834 |  | 4976802.411 | 854088.65 | 16.834 |  | 16.834 |  | 16.834 |  | 16.834 |  | 16.834 |  | 16.834 |  | 16.834 |  | 16.834 | 16.834 | Not Coal Steam or O/G Steam | 0.006765 | 0.006765 |  | 56.94%
Okeechobee Clean Energy Center | Florida |  |  |  | 60345 | OCEC1C | 91289 | Combined Cycle |  |  |  | Combined cycle | Y |  |  |  | 32.449 | 9369172.512 | 1602461.25 | 32.7337 | 32.449 |  | 9369172.512 | 1602461.25 | 32.449 |  | 32.449 |  | 32.449 |  | 32.449 |  | 32.449 |  | 32.449 |  | 32.449 |  | 32.449 | 32.449 | Not Coal Steam or O/G Steam | 0.0069268 | 0.0069268 |  | 81.32%
Oleander Power Project | Florida |  |  |  | 55286 | O-1 | 4446 | Combustion Turbine |  |  |  | Combustion turbine |  |  |  |  | 15.887 | 1237899.714 | 122684.27 | 11.1617 | 15.887 |  | 1237899.714 | 122684.27 | 15.887 |  | 15.887 |  | 15.887 |  | 15.887 |  | 15.887 |  | 15.887 |  | 15.887 |  | 15.887 | 15.887 | Not Coal Steam or O/G Steam | 0.025668 | 0.025668 |  | 11.56%
Oleander Power Project | Florida |  |  |  | 55286 | O-2 | 4447 | Combustion Turbine |  |  |  | Combustion turbine |  |  |  |  | 0.747 | 53815.09 | 5334.13 | 1.9357 | 0.747 |  | 53815.09 | 5334.13 | 0.747 |  | 0.747 |  | 0.747 |  | 0.747 |  | 0.747 |  | 0.747 |  | 0.747 |  | 0.747 | 0.747 | Not Coal Steam or O/G Steam | 0.027762 | 0.027762 |  | 1.633%
Oleander Power Project | Florida |  |  |  | 55286 | O-3 | 4448 | Combustion Turbine |  |  |  | Combustion turbine |  |  |  |  | 0.507 | 37774.16 | 3647.45 | 0.63733 | 0.507 |  | 37774.16 | 3647.45 | 0.507 |  | 0.507 |  | 0.507 |  | 0.507 |  | 0.507 |  | 0.507 |  | 0.507 |  | 0.507 | 0.507 | Not Coal Steam or O/G Steam | 0.026844 | 0.026844 |  | 0.5479%
Oleander Power Project | Florida |  |  |  | 55286 | O-4 | 4449 | Combustion Turbine |  |  |  | Combustion turbine |  |  |  |  | 0.329 | 24580.445 | 2305.59 | 0.49967 | 0.329 |  | 24580.445 | 2305.59 | 0.329 |  | 0.329 |  | 0.329 |  | 0.329 |  | 0.329 |  | 0.329 |  | 0.329 |  | 0.329 | 0.329 | Not Coal Steam or O/G Steam | 0.026769 | 0.026769 |  | 0.432%
Oleander Power Project | Florida |  |  |  | 55286 | O-5 | 4450 | Combustion Turbine |  |  |  | Combustion turbine |  |  |  |  | 1.911 | 141586.499 | 13339.83 | 2.4743 | 1.911 |  | 141586.499 | 13339.83 | 1.911 |  | 1.911 |  | 1.911 |  | 1.911 |  | 1.911 |  | 1.911 |  | 1.911 |  | 1.911 | 1.911 | Not Coal Steam or O/G Steam | 0.026994 | 0.026994 |  | 2.308%
Orange Cogeneration Facility | Florida |  |  |  | 54365 | 1 | 3762 | Combined Cycle |  |  |  | Combined cycle |  |  |  |  | 17.014 | 647277.634 | 83667.89 | 17.5067 | 17.014 |  | 647277.634 | 83667.89 | 17.014 |  | 17.014 |  | 17.014 |  | 17.014 |  | 17.014 |  | 17.014 |  | 17.014 |  | 17.014 | 17.014 | Not Coal Steam or O/G Steam | 0.052571 | 0.052571 |  | 33.42%
Orange Cogeneration Facility | Florida |  |  |  | 54365 | 2 | 3763 | Combined Cycle |  |  |  | Combined cycle |  |  |  |  | 17.866 | 676478.57 | 88462.69 | 17.3353 | 17.866 |  | 676478.57 | 88462.69 | 17.866 |  | 17.866 |  | 17.866 |  | 17.866 |  | 17.866 |  | 17.866 |  | 17.866 |  | 17.866 | 17.866 | Not Coal Steam or O/G Steam | 0.052821 | 0.052821 |  | 30.78%
Orlando CoGen | Florida |  |  |  | 54466 | 1 | 3773 | Combined Cycle |  |  |  | Combined cycle |  |  |  |  | 90.389 | 3555613.516 | 448809.32 | 87.9723 | 90.389 |  | 3555613.516 | 448809.32 | 90.389 |  | 90.389 |  | 90.389 |  | 90.389 |  | 90.389 |  | 90.389 |  | 90.389 |  | 90.389 | 90.389 | Not Coal Steam or O/G Steam | 0.050843 | 0.050843 |  | 75.07%
Osceola | Florida |  |  |  | 55192 | OSC1 | 8462 | Combustion Turbine |  |  |  | Combustion turbine | [28 empty] | Not Coal Steam or O/G Steam | 0 | 0
Osceola | Florida |  |  |  | 55192 | OSC2 | 8464 | Combustion Turbine |  |  |  | Combustion turbine | [28 empty] | Not Coal Steam or O/G Steam | 0 | 0
Osceola | Florida |  |  |  | 55192 | OSC3 | 8466 | Combustion Turbine |  |  |  | Combustion turbine | [28 empty] | Not Coal Steam or O/G Steam | 0 | 0
Osprey Energy Center | Florida |  |  |  | 55412 | CT1 | 8548 | Combined Cycle |  |  |  | Combined cycle | Y |  |  |  | 31.605 | 5543789.073 | 782727.52 | 31.4283 | 31.605 |  | 5543789.073 | 782727.52 | 31.605 |  | 31.605 |  | 31.605 |  | 31.605 |  | 31.605 |  | 31.605 |  | 31.605 |  | 31.605 | 31.605 | Not Coal Steam or O/G Steam | 0.011402 | 0.011402 |  | 67.02%
Osprey Energy Center | Florida |  |  |  | 55412 | CT2 | 8550 | Combined Cycle |  |  |  | Combined cycle | Y |  |  |  | 31.484 | 5464201.788 | 772400.69 | 28.6013 | 31.484 |  | 5464201.788 | 772400.69 | 31.484 |  | 31.484 |  | 31.484 |  | 31.484 |  | 31.484 |  | 31.484 |  | 31.484 |  | 31.484 | 31.484 | Not Coal Steam or O/G Steam | 0.011524 | 0.011524 |  | 58.36%
P L Bartow | Florida |  |  |  | 634 | 4A | 90418 | Combined Cycle |  |  |  | Combined cycle | Y |  |  |  | 108.502 | 6642594.594 | 917400.66 | 100.905 | 108.502 |  | 6642594.594 | 917400.66 | 108.502 |  | 108.502 |  | 108.502 |  | 39.8556 | Optimize SCR | 39.8556 |  | 39.8556 |  | 39.8556 |  | 39.8556 | 39.8556 | Not Coal Steam or O/G Steam | 0.012 | 0.012 |  | 65.71%
P L Bartow | Florida |  |  |  | 634 | 4B | 90416 | Combined Cycle |  |  |  | Combined cycle | Y |  |  |  | 100.199 | 6353030.074 | 872112.89 | 95.584 | 100.199 |  | 6353030.074 | 872112.89 | 100.199 |  | 100.199 |  | 100.199 |  | 38.1182 | Optimize SCR | 38.1182 |  | 38.1182 |  | 38.1182 |  | 38.1182 | 38.1182 | Not Coal Steam or O/G Steam | 0.012 | 0.012 |  | 64.84%
P L Bartow | Florida |  |  |  | 634 | 4C | 90417 | Combined Cycle |  |  |  | Combined cycle | Y |  |  |  | 0.751 | 48770.001 | 6879.6 | 64.8893 | 0.751 |  | 48770.001 | 6879.6 | 0.751 |  | 0.751 |  | 0.751 |  | 0.29262 | Optimize SCR | 0.29262 |  | 0.29262 |  | 0.29262 |  | 0.29262 | 0.29262 | Not Coal Steam or O/G Steam | 0.012 | 0.012 |  | 41.56%
P L Bartow | Florida |  |  |  | 634 | 4D | 90419 | Combined Cycle |  |  |  | Combined cycle | Y |  |  |  | 47.183 | 2819917.12 | 393246.12 | 78.8233 | 47.183 |  | 2819917.12 | 393246.12 | 47.183 |  | 47.183 |  | 47.183 |  | 16.9195 | Optimize SCR | 16.9195 |  | 16.9195 |  | 16.9195 |  | 16.9195 | 16.9195 | Not Coal Steam or O/G Steam | 0.012 | 0.012 |  | 51.6%
Polk | Florida |  |  |  | 7242 | **1 | 3047 | IGCC |  |  |  | Integrated gasification combined cycle |  |  |  |  | 36.722 | 577644.077 | 50531.62 | 124.2767 | 36.722 |  | 577644.077 | 50531.62 | 36.722 |  | 36.722 |  | 36.722 |  | 36.722 |  | 36.722 |  | 36.722 |  | 36.722 |  | 36.722 | 36.722 | Not Coal Steam or O/G Steam | 0.12714 | 0.12714 |  | 26.58%
Polk | Florida |  |  |  | 7242 | **2 | 3048 | Combined Cycle |  |  |  | Combined cycle | Y |  |  |  | 18.442 | 4596187.966 | 677084.1 | 16.2683 | 18.442 |  | 4596187.966 | 677084.1 | 18.442 |  | 18.442 |  | 18.442 |  | 18.442 |  | 18.442 |  | 18.442 |  | 18.442 |  | 18.442 | 18.442 | Not Coal Steam or O/G Steam | 0.0080249 | 0.0080249 |  | 50.78%
Polk | Florida |  |  |  | 7242 | **3 | 3049 | Combined Cycle |  |  |  | Combined cycle | Y |  |  |  | 17.819 | 4784811.242 | 707106.31 | 18.8813 | 17.819 |  | 4784811.242 | 707106.31 | 17.819 |  | 17.819 |  | 17.819 |  | 17.819 |  | 17.819 |  | 17.819 |  | 17.819 |  | 17.819 | 17.819 | Not Coal Steam or O/G Steam | 0.0074482 | 0.0074482 |  | 58.6%
Polk | Florida |  |  |  | 7242 | **4 | 3050 | Combined Cycle |  |  |  | Combined cycle | Y |  |  |  | 16.696 | 5463331.418 | 816993 | 18.291 | 16.696 |  | 5463331.418 | 816993 | 16.696 |  | 16.696 |  | 16.696 |  | 16.696 |  | 16.696 |  | 16.696 |  | 16.696 |  | 16.696 | 16.696 | Not Coal Steam or O/G Steam | 0.006112 | 0.006112 |  | 63.05%
Polk | Florida |  |  |  | 7242 | **5 | 90101 | Combined Cycle |  |  |  | Combined cycle | Y |  |  |  | 16.842 | 4711055.445 | 784015.55 | 16.6247 | 16.842 |  | 4711055.445 | 784015.55 | 16.842 |  | 16.842 |  | 16.842 |  | 16.842 |  | 16.842 |  | 16.842 |  | 16.842 |  | 16.842 | 16.842 | Not Coal Steam or O/G Steam | 0.00715 | 0.00715 |  | 54.34%
Port Everglades | Florida |  |  |  | 617 | PECT5A | 91022 | Combined Cycle |  |  |  | Combined cycle | Y |  |  |  | 25.59 | 6985620.786 | 1120829.01 | 24.815 | 25.59 |  | 6985620.786 | 1120829.01 | 25.59 |  | 25.59 |  | 25.59 |  | 25.59 |  | 25.59 |  | 25.59 |  | 25.59 |  | 25.59 | 25.59 | Not Coal Steam or O/G Steam | 0.0073265 | 0.0073265 |  | 71.48%
Port Everglades | Florida |  |  |  | 617 | PECT5B | 91023 | Combined Cycle |  |  |  | Combined cycle | Y |  |  |  | 25.702 | 7423429.075 | 1203982.29 | 25.2613 | 25.702 |  | 7423429.075 | 1203982.29 | 25.702 |  | 25.702 |  | 25.702 |  | 25.702 |  | 25.702 |  | 25.702 |  | 25.702 |  | 25.702 | 25.702 | Not Coal Steam or O/G Steam | 0.0069246 | 0.0069246 |  | 73.62%
Port Everglades | Florida |  |  |  | 617 | PECT5C | 91021 | Combined Cycle |  |  |  | Combined cycle | Y |  |  |  | 26.063 | 7090977.09 | 1143092.93 | 23.2117 | 26.063 |  | 7090977.09 | 1143092.93 | 26.063 |  | 26.063 |  | 26.063 |  | 26.063 |  | 26.063 |  | 26.063 |  | 26.063 |  | 26.063 | 26.063 | Not Coal Steam or O/G Steam | 0.007351 | 0.007351 |  | 63.99%
Reedy Creek Central Energy Plant | Florida |  |  |  | 7254 | 32432 | 3061 | Combined Cycle |  |  |  | Combined cycle |  |  |  |  | 0.061 | 1708.089 | 91.89 | 1.4213 | 0.061 |  | 1708.089 | 91.89 | 0.061 |  | 0.061 |  | 0.061 |  | 0.061 |  | 0.061 |  | 0.061 |  | 0.061 |  | 0.061 | 0.061 | Not Coal Steam or O/G Steam | 0.071425 | 0.071425 |  | 1.86%
Riviera Beach Energy Center | Florida |  |  |  | 619 | RBCT5A | 90798 | Combined Cycle |  |  |  | Combined cycle | Y |  |  |  | 27.192 | 6201641.725 | 995198.94 | 26.9207 | 27.192 |  | 6201641.725 | 995198.94 | 27.192 |  | 27.192 |  | 27.192 |  | 27.192 |  | 27.192 |  | 27.192 |  | 27.192 |  | 27.192 | 27.192 | Not Coal Steam or O/G Steam | 0.0087693 | 0.0087693 |  | 56.4%
Riviera Beach Energy Center | Florida |  |  |  | 619 | RBCT5B | 90799 | Combined Cycle |  |  |  | Combined cycle | Y |  |  |  | 26.053 | 7144147.482 | 1158203.77 | 24.83 | 26.053 |  | 7144147.482 | 1158203.77 | 26.053 |  | 26.053 |  | 26.053 |  | 26.053 |  | 26.053 |  | 26.053 |  | 26.053 |  | 26.053 | 26.053 | Not Coal Steam or O/G Steam | 0.0072935 | 0.0072935 |  | 57.09%
Riviera Beach Energy Center | Florida |  |  |  | 619 | RBCT5C | 90800 | Combined Cycle |  |  |  | Combined cycle | Y |  |  |  | 23.877 | 5466803.435 | 882244.19 | 26.519 | 23.877 |  | 5466803.435 | 882244.19 | 23.877 |  | 23.877 |  | 23.877 |  | 23.877 |  | 23.877 |  | 23.877 |  | 23.877 |  | 23.877 | 23.877 | Not Coal Steam or O/G Steam | 0.0087353 | 0.0087353 |  | 60.26%
S O Purdom | Florida |  |  |  | 689 | 8 | 521 | Combined Cycle |  |  |  | Combined cycle |  |  |  |  | 56.419 | 3885968.098 | 393307.57 | 50.827 | 56.419 |  | 3885968.098 | 393307.57 | 56.419 |  | 56.419 |  | 56.419 |  | 56.419 |  | 56.419 |  | 56.419 |  | 56.419 |  | 56.419 | 56.419 | Not Coal Steam or O/G Steam | 0.029037 | 0.029037 |  | 46.46%
Sanford | Florida |  |  |  | 620 | SNCT4A | 429 | Combined Cycle |  |  |  | Combined cycle | Y |  |  |  | 48.61 | 3791613.132 | 557852.6 | 57.0083 | 48.61 |  | 3791613.132 | 557852.6 | 48.61 |  | 48.61 |  | 48.61 |  | 22.7497 | Optimize SCR | 22.7497 |  | 22.7497 |  | 22.7497 |  | 22.7497 | 22.7497 | Not Coal Steam or O/G Steam | 0.012 | 0.012 |  | 55.4%
Sanford | Florida |  |  |  | 620 | SNCT4B | 430 | Combined Cycle |  |  |  | Combined cycle | Y |  |  |  | 53.472 | 4314214.506 | 633180.44 | 64.8543 | 53.472 |  | 4314214.506 | 633180.44 | 53.472 |  | 53.472 |  | 53.472 |  | 25.8853 | Optimize SCR | 25.8853 |  | 25.8853 |  | 25.8853 |  | 25.8853 | 25.8853 | Not Coal Steam or O/G Steam | 0.012 | 0.012 |  | 64.37%
Sanford | Florida |  |  |  | 620 | SNCT4C | 431 | Combined Cycle |  |  |  | Combined cycle | Y |  |  |  | 52.224 | 4109414.202 | 604246.56 | 64.243 | 52.224 |  | 4109414.202 | 604246.56 | 52.224 |  | 52.224 |  | 52.224 |  | 24.6565 | Optimize SCR | 24.6565 |  | 24.6565 |  | 24.6565 |  | 24.6565 | 24.6565 | Not Coal Steam or O/G Steam | 0.012 | 0.012 |  | 63.28%
Sanford | Florida |  |  |  | 620 | SNCT4D | 432 | Combined Cycle |  |  |  | Combined cycle | Y |  |  |  | 49.642 | 4035321.413 | 595161.89 | 60.3817 | 49.642 |  | 4035321.413 | 595161.89 | 49.642 |  | 49.642 |  | 49.642 |  | 24.2119 | Optimize SCR | 24.2119 |  | 24.2119 |  | 24.2119 |  | 24.2119 | 24.2119 | Not Coal Steam or O/G Steam | 0.012 | 0.012 |  | 60.2%
Sanford | Florida |  |  |  | 620 | SNCT5A | 433 | Combined Cycle |  |  |  | Combined cycle | Y |  |  |  | 50.964 | 4101507.103 | 607380.24 | 52.4277 | 50.964 |  | 4101507.103 | 607380.24 | 50.964 |  | 50.964 |  | 50.964 |  | 24.609 | Optimize SCR | 24.609 |  | 24.609 |  | 24.609 |  | 24.609 | 24.609 | Not Coal Steam or O/G Steam | 0.012 | 0.012 |  | 51.83%
Sanford | Florida |  |  |  | 620 | SNCT5B | 434 | Combined Cycle |  |  |  | Combined cycle | Y |  |  |  | 57.714 | 4419648.334 | 663260.34 | 58.6257 | 57.714 |  | 4419648.334 | 663260.34 | 57.714 |  | 57.714 |  | 57.714 |  | 26.5179 | Optimize SCR | 26.5179 |  | 26.5179 |  | 26.5179 |  | 26.5179 | 26.5179 | Not Coal Steam or O/G Steam | 0.012 | 0.012 |  | 55.28%
Sanford | Florida |  |  |  | 620 | SNCT5C | 435 | Combined Cycle |  |  |  | Combined cycle | Y |  |  |  | 54.319 | 4234480.86 | 626556.62 | 55.513 | 54.319 |  | 4234480.86 | 626556.62 | 54.319 |  | 54.319 |  | 54.319 |  | 25.4069 | Optimize SCR | 25.4069 |  | 25.4069 |  | 25.4069 |  | 25.4069 | 25.4069 | Not Coal Steam or O/G Steam | 0.012 | 0.012 |  | 53.74%
Sanford | Florida |  |  |  | 620 | SNCT5D | 436 | Combined Cycle |  |  |  | Combined cycle | Y |  |  |  | 59.713 | 4631580.018 | 690699.53 | 57.253 | 59.713 |  | 4631580.018 | 690699.53 | 59.713 |  | 59.713 |  | 59.713 |  | 27.7895 | Optimize SCR | 27.7895 |  | 27.7895 |  | 27.7895 |  | 27.7895 | 27.7895 | Not Coal Steam or O/G Steam | 0.012 | 0.012 |  | 55.06%
Santa Rosa Energy Center | Florida |  |  |  | 55242 | CT-1 | 4287 | Combined Cycle |  |  |  | Combined cycle |  |  |  |  | 38.125 | 1968758.849 | 266729.48 | 70.5583 | 38.125 |  | 1968758.849 | 266729.48 | 38.125 |  | 38.125 |  | 38.125 |  | 38.125 |  | 38.125 |  | 38.125 |  | 38.125 |  | 38.125 | 38.125 | Not Coal Steam or O/G Steam | 0.03873 | 0.03873 |  | 62.09%
Seminole (136) | Florida |  |  |  | 136 | 1 | 84 | Coal Steam |  |  | 2024 | Dry bottom wall-fired boiler | Y |  |  | 652 | 424.407 | 15870821.689 | 1718039.2 | 510.3243 | 0 | Y | 0 | 0 | 0 |  | 0 |  | 0 |  | 0 |  | 0 |  | 0 |  | 0 |  | 0 | 0 | Retired | 0 | 0 |  | 63.54%
Seminole (136) | Florida |  |  |  | 136 | 2 | 85 | Coal Steam |  |  |  | Dry bottom wall-fired boiler | Y |  |  | 657 | 482.756 | 16297067.48 | 1797202.89 | 530.268 | 482.756 |  | 16297067.48 | 1797202.89 | 482.756 |  | 482.756 |  | 482.756 |  | 482.756 |  | 482.756 |  | 482.756 |  | 482.756 |  | 482.756 | 482.756 | Existing SCR | 0.059245 | 0.059245 |  | 63.25%
Shady Hills | Florida |  |  |  | 55414 | GT101 | 4697 | Combustion Turbine |  |  |  | Combustion turbine |  |  |  |  | 4.837 | 276471.048 | 26916.97 | 4.8137 | 4.837 |  | 276471.048 | 26916.97 | 4.837 |  | 4.837 |  | 4.837 |  | 4.837 |  | 4.837 |  | 4.837 |  | 4.837 |  | 4.837 | 4.837 | Not Coal Steam or O/G Steam | 0.034991 | 0.034991 |  | 3.883%
Shady Hills | Florida |  |  |  | 55414 | GT201 | 4698 | Combustion Turbine |  |  |  | Combustion turbine |  |  |  |  | 16.153 | 999743.199 | 94047.34 | 10.2393 | 16.153 |  | 999743.199 | 94047.34 | 16.153 |  | 16.153 |  | 16.153 |  | 16.153 |  | 16.153 |  | 16.153 |  | 16.153 |  | 16.153 | 16.153 | Not Coal Steam or O/G Steam | 0.032314 | 0.032314 |  | 8.722%
Shady Hills | Florida |  |  |  | 55414 | GT301 | 4699 | Combustion Turbine |  |  |  | Combustion turbine |  |  |  |  | 18.101 | 1043301.016 | 105037.11 | 9.64 | 18.101 |  | 1043301.016 | 105037.11 | 18.101 |  | 18.101 |  | 18.101 |  | 18.101 |  | 18.101 |  | 18.101 |  | 18.101 |  | 18.101 | 18.101 | Not Coal Steam or O/G Steam | 0.034699 | 0.034699 |  | 7.883%
Stanton A | Florida |  |  |  | 55821 | 25 | 10157 | Combined Cycle |  |  |  | Combined cycle | Y |  |  |  | 29.337 | 4866916.977 | 703355.12 | 25.5207 | 29.337 |  | 4866916.977 | 703355.12 | 29.337 |  | 29.337 |  | 29.337 |  | 29.2015 | Optimize SCR | 29.2015 |  | 29.2015 |  | 29.2015 |  | 29.2015 | 29.2015 | Not Coal Steam or O/G Steam | 0.012 | 0.012 |  | 48.56%
Stanton A | Florida |  |  |  | 55821 | 26 | 10158 | Combined Cycle |  |  |  | Combined cycle | Y |  |  |  | 28.058 | 5317577.235 | 761331.14 | 24.5477 | 28.058 |  | 5317577.235 | 761331.14 | 28.058 |  | 28.058 |  | 28.058 |  | 28.058 |  | 28.058 |  | 28.058 |  | 28.058 |  | 28.058 | 28.058 | Not Coal Steam or O/G Steam | 0.010553 | 0.010553 |  | 47.88%
Stock Island | Florida |  |  |  | 6584 | CT4 | 89604 | Combustion Turbine |  |  |  | Combustion turbine |  |  |  |  | 0.362 | 3616.203 | 226.89 | 0.46633 | 0.362 |  | 3616.203 | 226.89 | 0.362 |  | 0.362 |  | 0.362 |  | 0.362 |  | 0.362 |  | 0.362 |  | 0.362 |  | 0.362 | 0.362 | Not Coal Steam or O/G Steam | 0.20021 | 0.20021 |  | 0.3033%
Tiger Bay | Florida |  |  |  | 7699 | 1 | 3141 | Combined Cycle |  |  |  | Combined cycle |  |  |  |  | 78.457 | 5134887.726 | 470755.5 | 53.368 | 78.457 |  | 5134887.726 | 470755.5 | 78.457 |  | 78.457 |  | 78.457 |  | 78.457 |  | 78.457 |  | 78.457 |  | 78.457 |  | 78.457 | 78.457 | Not Coal Steam or O/G Steam | 0.030558 | 0.030558 |  | 55.07%
Tom G Smith | Florida |  |  |  | 673 | S-3 | 507 | O/G Steam |  |  |  | Dry bottom wall-fired boiler |  |  |  | 26 | 0.322 | 2825.928 | 377.8 | 0.44533 | 0.322 |  | 2825.928 | 377.8 | 0.322 |  | 0.322 |  | 0.322 |  | 0.322 |  | 0.322 |  | 0.322 |  | 0.322 |  | 0.322 | 0.322 | O/G Steam Under 100 MW | 0.22789 | 0.22789 |  | 0.3089%
Treasure Coast Energy Center | Florida |  |  |  | 56400 | 1 | 89720 | Combined Cycle |  |  |  | Combined cycle | Y |  |  |  | 16.415 | 5928288.117 | 830293.73 | 17.0587 | 16.415 |  | 5928288.117 | 830293.73 | 16.415 |  | 16.415 |  | 16.415 |  | 16.415 |  | 16.415 |  | 16.415 |  | 16.415 |  | 16.415 | 16.415 | Not Coal Steam or O/G Steam | 0.0055379 | 0.0055379 |  | 62.37%
Turkey Point | Florida |  |  |  | 621 | TPCT5A | 89540 | Combined Cycle |  |  |  | Combined cycle | Y |  |  |  | 17.523 | 4593067.771 | 679303.75 | 18.003 | 17.523 |  | 4593067.771 | 679303.75 | 17.523 |  | 17.523 |  | 17.523 |  | 17.523 |  | 17.523 |  | 17.523 |  | 17.523 |  | 17.523 | 17.523 | Not Coal Steam or O/G Steam | 0.0076302 | 0.0076302 |  | 55.71%
Turkey Point | Florida |  |  |  | 621 | TPCT5B | 89541 | Combined Cycle |  |  |  | Combined cycle | Y |  |  |  | 16.877 | 4582469.655 | 702382.56 | 18.7687 | 16.877 |  | 4582469.655 | 702382.56 | 16.877 |  | 16.877 |  | 16.877 |  | 16.877 |  | 16.877 |  | 16.877 |  | 16.877 |  | 16.877 | 16.877 | Not Coal Steam or O/G Steam | 0.0073659 | 0.0073659 |  | 60.01%
Turkey Point | Florida |  |  |  | 621 | TPCT5C | 89542 | Combined Cycle |  |  |  | Combined cycle | Y |  |  |  | 16.291 | 4369104.693 | 668976.23 | 17.8913 | 16.291 |  | 4369104.693 | 668976.23 | 16.291 |  | 16.291 |  | 16.291 |  | 16.291 |  | 16.291 |  | 16.291 |  | 16.291 |  | 16.291 | 16.291 | Not Coal Steam or O/G Steam | 0.0074574 | 0.0074574 |  | 57.55%
Turkey Point | Florida |  |  |  | 621 | TPCT5D | 89543 | Combined Cycle |  |  |  | Combined cycle | Y |  |  |  | 16.68 | 4503347.256 | 687101.29 | 17.766 | 16.68 |  | 4503347.256 | 687101.29 | 16.68 |  | 16.68 |  | 16.68 |  | 16.68 |  | 16.68 |  | 16.68 |  | 16.68 |  | 16.68 | 16.68 | Not Coal Steam or O/G Steam | 0.0074078 | 0.0074078 |  | 56.21%
University of Florida | Florida |  |  |  | 7345 | 1 | 3102 | Combustion Turbine |  |  |  | Combined cycle |  |  |  |  | 41.78 | 1181772.124 |  | 36.4177 | 41.78 |  | 1181772.124 |  | 41.78 |  | 41.78 |  | 41.78 |  | 41.78 |  | 41.78 |  | 41.78 |  | 41.78 |  | 41.78 | 41.78 | Not Coal Steam or O/G Steam | 0.070707 | 0.070707 |  | 54.94%
Vandolah Power Project | Florida |  |  |  | 55415 | GT101 | 4700 | Combustion Turbine |  |  |  | Combustion turbine |  |  |  |  | 29.675 | 1917543.832 | 185599.64 | 20.9157 | 29.675 |  | 1917543.832 | 185599.64 | 29.675 |  | 29.675 |  | 29.675 |  | 29.675 |  | 29.675 |  | 29.675 |  | 29.675 |  | 29.675 | 29.675 | Not Coal Steam or O/G Steam | 0.030951 | 0.030951 |  | 16.24%
Vandolah Power Project | Florida |  |  |  | 55415 | GT201 | 4701 | Combustion Turbine |  |  |  | Combustion turbine |  |  |  |  | 30.284 | 1930303.826 | 190090.26 | 21.42 | 30.284 |  | 1930303.826 | 190090.26 | 30.284 |  | 30.284 |  | 30.284 |  | 30.284 |  | 30.284 |  | 30.284 |  | 30.284 |  | 30.284 | 30.284 | Not Coal Steam or O/G Steam | 0.031377 | 0.031377 |  | 16.61%
Vandolah Power Project | Florida |  |  |  | 55415 | GT301 | 4702 | Combustion Turbine |  |  |  | Combustion turbine |  |  |  |  | 28.396 | 1893075.04 | 182710.12 | 33.0257 | 28.396 |  | 1893075.04 | 182710.12 | 28.396 |  | 28.396 |  | 28.396 |  | 28.396 |  | 28.396 |  | 28.396 |  | 28.396 |  | 28.396 | 28.396 | Not Coal Steam or O/G Steam | 0.03 | 0.03 |  | 17.81%
Vandolah Power Project | Florida |  |  |  | 55415 | GT401 | 4703 | Combustion Turbine |  |  |  | Combustion turbine |  |  |  |  | 29.242 | 1943291.818 | 183804.84 | 20.5623 | 29.242 |  | 1943291.818 | 183804.84 | 29.242 |  | 29.242 |  | 29.242 |  | 29.242 |  | 29.242 |  | 29.242 |  | 29.242 |  | 29.242 | 29.242 | Not Coal Steam or O/G Steam | 0.030095 | 0.030095 |  | 16.21%
West County Energy Center | Florida |  |  |  | 56407 | WCCT1A | 89726 | Combined Cycle |  |  |  | Combined cycle | Y |  |  |  | 25.721 | 6896860.6 | 1095032.81 | 28.0143 | 25.721 |  | 6896860.6 | 1095032.81 | 25.721 |  | 25.721 |  | 25.721 |  | 25.721 |  | 25.721 |  | 25.721 |  | 25.721 |  | 25.721 | 25.721 | Not Coal Steam or O/G Steam | 0.0074588 | 0.0074588 |  | 67.36%
West County Energy Center | Florida |  |  |  | 56407 | WCCT1B | 89727 | Combined Cycle |  |  |  | Combined cycle | Y |  |  |  | 26.672 | 7544923.844 | 1201151.17 | 27.253 | 26.672 |  | 7544923.844 | 1201151.17 | 26.672 |  | 26.672 |  | 26.672 |  | 26.672 |  | 26.672 |  | 26.672 |  | 26.672 |  | 26.672 | 26.672 | Not Coal Steam or O/G Steam | 0.0070702 | 0.0070702 |  | 68.41%
West County Energy Center | Florida |  |  |  | 56407 | WCCT1C | 89728 | Combined Cycle |  |  |  | Combined cycle | Y |  |  |  | 23.902 | 6386940.867 | 1012782.68 | 27.3227 | 23.902 |  | 6386940.867 | 1012782.68 | 23.902 |  | 23.902 |  | 23.902 |  | 23.902 |  | 23.902 |  | 23.902 |  | 23.902 |  | 23.902 | 23.902 | Not Coal Steam or O/G Steam | 0.0074846 | 0.0074846 |  | 67.26%
West County Energy Center | Florida |  |  |  | 56407 | WCCT2A | 89729 | Combined Cycle |  |  |  | Combined cycle | Y |  |  |  | 28.139 | 7482060.139 | 1194640.78 | 26.9477 | 28.139 |  | 7482060.139 | 1194640.78 | 28.139 |  | 28.139 |  | 28.139 |  | 28.139 |  | 28.139 |  | 28.139 |  | 28.139 |  | 28.139 | 28.139 | Not Coal Steam or O/G Steam | 0.0075217 | 0.0075217 |  | 67.12%
West County Energy Center | Florida |  |  |  | 56407 | WCCT2B | 89730 | Combined Cycle |  |  |  | Combined cycle | Y |  |  |  | 27.488 | 7465922.85 | 1189841.66 | 26.8617 | 27.488 |  | 7465922.85 | 1189841.66 | 27.488 |  | 27.488 |  | 27.488 |  | 27.488 |  | 27.488 |  | 27.488 |  | 27.488 |  | 27.488 | 27.488 | Not Coal Steam or O/G Steam | 0.0073636 | 0.0073636 |  | 64.83%
West County Energy Center | Florida |  |  |  | 56407 | WCCT2C | 89731 | Combined Cycle |  |  |  | Combined cycle | Y |  |  |  | 26.765 | 7383571.89 | 1174788.35 | 25.038 | 26.765 |  | 7383571.89 | 1174788.35 | 26.765 |  | 26.765 |  | 26.765 |  | 26.765 |  | 26.765 |  | 26.765 |  | 26.765 |  | 26.765 | 26.765 | Not Coal Steam or O/G Steam | 0.0072499 | 0.0072499 |  | 60.12%
West County Energy Center | Florida |  |  |  | 56407 | WCCT3A | 90654 | Combined Cycle |  |  |  | Combined cycle | Y |  |  |  | 23.875 | 6499250.834 | 1030748.38 | 25.4427 | 23.875 |  | 6499250.834 | 1030748.38 | 23.875 |  | 23.875 |  | 23.875 |  | 23.875 |  | 23.875 |  | 23.875 |  | 23.875 |  | 23.875 | 23.875 | Not Coal Steam or O/G Steam | 0.007347 | 0.007347 |  | 59.56%
West County Energy Center | Florida |  |  |  | 56407 | WCCT3B | 90655 | Combined Cycle |  |  |  | Combined cycle | Y |  |  |  | 25.082 | 6788649.192 | 1067166.9 | 24.6207 | 25.082 |  | 6788649.192 | 1067166.9 | 25.082 |  | 25.082 |  | 25.082 |  | 25.082 |  | 25.082 |  | 25.082 |  | 25.082 |  | 25.082 | 25.082 | Not Coal Steam or O/G Steam | 0.0073894 | 0.0073894 |  | 57.45%
West County Energy Center | Florida |  |  |  | 56407 | WCCT3C | 90656 | Combined Cycle |  |  |  | Combined cycle | Y |  |  |  | 27.257 | 7253018.162 | 1152342.54 | 25.2587 | 27.257 |  | 7253018.162 | 1152342.54 | 27.257 |  | 27.257 |  | 27.257 |  | 27.257 |  | 27.257 |  | 27.257 |  | 27.257 |  | 27.257 | 27.257 | Not Coal Steam or O/G Steam | 0.007516 | 0.007516 |  | 60.17%
AL Sandersville Energy Facility | Georgia |  |  |  | 55672 | CT1 | 8836 | Combustion Turbine |  |  |  | Combustion turbine |  |  |  |  | 2.91 | 120315.9 | 9387.26 | 1.5487 | 2.91 |  | 120315.9 | 9387.26 | 2.91 |  | 2.91 |  | 2.91 |  | 2.91 |  | 2.91 |  | 2.91 |  | 2.91 |  | 2.91 | 2.91 | Not Coal Steam or O/G Steam | 0.048373 | 0.048373 |  | 1.785%
AL Sandersville Energy Facility | Georgia |  |  |  | 55672 | CT2 | 8838 | Combustion Turbine |  |  |  | Combustion turbine |  |  |  |  | 3.2 | 116124.1 | 9369.76 | 1.7097 | 3.2 |  | 116124.1 | 9369.76 | 3.2 |  | 3.2 |  | 3.2 |  | 3.2 |  | 3.2 |  | 3.2 |  | 3.2 |  | 3.2 | 3.2 | Not Coal Steam or O/G Steam | 0.055113 | 0.055113 |  | 1.814%
AL Sandersville Energy Facility | Georgia |  |  |  | 55672 | CT3 | 8840 | Combustion Turbine |  |  |  | Combustion turbine |  |  |  |  | 3.221 | 109625.9 | 8866.76 | 1.8607 | 3.221 |  | 109625.9 | 8866.76 | 3.221 |  | 3.221 |  | 3.221 |  | 3.221 |  | 3.221 |  | 3.221 |  | 3.221 |  | 3.221 | 3.221 | Not Coal Steam or O/G Steam | 0.058763 | 0.058763 |  | 2.297%
AL Sandersville Energy Facility | Georgia |  |  |  | 55672 | CT4 | 8842 | Combustion Turbine |  |  |  | Combustion turbine |  |  |  |  | 3.141 | 110283.3 | 8788.79 | 1.9313 | 3.141 |  | 110283.3 | 8788.79 | 3.141 |  | 3.141 |  | 3.141 |  | 3.141 |  | 3.141 |  | 3.141 |  | 3.141 |  | 3.141 | 3.141 | Not Coal Steam or O/G Steam | 0.056962 | 0.056962 |  | 2.315%
AL Sandersville Energy Facility | Georgia |  |  |  | 55672 | CT5 | 8844 | Combustion Turbine |  |  |  | Combustion turbine |  |  |  |  | 3.475 | 106972.5 | 8640.52 | 1.8273 | 3.475 |  | 106972.5 | 8640.52 | 3.475 |  | 3.475 |  | 3.475 |  | 3.475 |  | 3.475 |  | 3.475 |  | 3.475 |  | 3.475 | 3.475 | Not Coal Steam or O/G Steam | 0.06497 | 0.06497 |  | 1.933%
AL Sandersville Energy Facility | Georgia |  |  |  | 55672 | CT6 | 8846 | Combustion Turbine |  |  |  | Combustion turbine |  |  |  |  | 5.635 | 109903.4 | 8752.05 | 2.6673 | 5.635 |  | 109903.4 | 8752.05 | 5.635 |  | 5.635 |  | 5.635 |  | 5.635 |  | 5.635 |  | 5.635 |  | 5.635 |  | 5.635 | 5.635 | Not Coal Steam or O/G Steam | 0.10254 | 0.10254 |  | 2.071%
AL Sandersville Energy Facility | Georgia |  |  |  | 55672 | CT7 | 8848 | Combustion Turbine |  |  |  | Combustion turbine |  |  |  |  | 5.076 | 119620.4 | 9551.6 | 2.0773 | 5.076 |  | 119620.4 | 9551.6 | 5.076 |  | 5.076 |  | 5.076 |  | 5.076 |  | 5.076 |  | 5.076 |  | 5.076 |  | 5.076 | 5.076 | Not Coal Steam or O/G Steam | 0.084868 | 0.084868 |  | 1.479%
AL Sandersville Energy Facility | Georgia |  |  |  | 55672 | CT8 | 8850 | Combustion Turbine |  |  |  | Combustion turbine |  |  |  |  | 5.661 | 114182.1 | 9083.94 | 2.1637 | 5.661 |  | 114182.1 | 9083.94 | 5.661 |  | 5.661 |  | 5.661 |  | 5.661 |  | 5.661 |  | 5.661 |  | 5.661 |  | 5.661 | 5.661 | Not Coal Steam or O/G Steam | 0.099157 | 0.099157 |  | 1.211%
Albany Green Energy LLC | Georgia |  |  |  | 60340 | B0004 | 91192 | Biomass |  |  |  | Circulating fluidized bed boiler |  | Y |  |  | 76.294 | 2991908.009 |  | 68.31 | 76.294 |  | 2991908.009 |  | 76.294 |  | 76.294 |  | 76.294 |  | 76.294 |  | 76.294 |  | 69.0832 | Y | 69.0832 |  | 69.0832 | 69.0832 | Not Coal Steam or O/G Steam | 0.04618 | 0.04618 |  | 61.18%
Allen B Wilson Combustion Turbine Plant | Georgia |  |  |  | 6258 | 1A | 89926 | Combustion Turbine |  |  |  | Combustion turbine |  |  |  |  | 1.684 | 2807.1 | 126 | 1.5807 | 1.684 |  | 2807.1 | 126 | 1.684 |  | 1.684 |  | 1.684 |  | 1.684 |  | 1.684 |  | 1.684 |  | 1.684 |  | 1.684 | 1.684 | Not Coal Steam or O/G Steam | 1.1998 | 1.1998 |  | 0.08541%
Allen B Wilson Combustion Turbine Plant | Georgia |  |  |  | 6258 | 1B | 89927 | Combustion Turbine |  |  |  | Combustion turbine |  |  |  |  | 2.965 | 4942 | 299 | 2.0273 | 2.965 |  | 4942 | 299 | 2.965 |  | 2.965 |  | 2.965 |  | 2.965 |  | 2.965 |  | 2.965 |  | 2.965 |  | 2.965 | 2.965 | Not Coal Steam or O/G Steam | 1.1999 | 1.1999 |  | 0.1095%
Allen B Wilson Combustion Turbine Plant | Georgia |  |  |  | 6258 | 1C | 89928 | Combustion Turbine |  |  |  | Combustion turbine |  |  |  |  | 1.379 | 2299 | 148 | 1.306 | 1.379 |  | 2299 | 148 | 1.379 |  | 1.379 |  | 1.379 |  | 1.379 |  | 1.379 |  | 1.379 |  | 1.379 |  | 1.379 | 1.379 | Not Coal Steam or O/G Steam | 1.1997 | 1.1997 |  | 0.07057%
Allen B Wilson Combustion Turbine Plant | Georgia |  |  |  | 6258 | 1D | 89929 | Combustion Turbine |  |  |  | Combustion turbine |  |  |  |  | 1.407 | 2345 | 114 | 1.2707 | 1.407 |  | 2345 | 114 | 1.407 |  | 1.407 |  | 1.407 |  | 1.407 |  | 1.407 |  | 1.407 |  | 1.407 |  | 1.407 | 1.407 | Not Coal Steam or O/G Steam | 1.2 | 1.2 |  | 0.06865%
Allen B Wilson Combustion Turbine Plant | Georgia |  |  |  | 6258 | 1E | 89930 | Combustion Turbine |  |  |  | Combustion turbine |  |  |  |  | 2.333 | 3888.1 | 262 | 1.9013 | 2.333 |  | 3888.1 | 262 | 2.333 |  | 2.333 |  | 2.333 |  | 2.333 |  | 2.333 |  | 2.333 |  | 2.333 |  | 2.333 | 2.333 | Not Coal Steam or O/G Steam | 1.2001 | 1.2001 |  | 0.1027%
Allen B Wilson Combustion Turbine Plant | Georgia |  |  |  | 6258 | 1F | 89931 | Combustion Turbine |  |  |  | Combustion turbine |  |  |  |  | 3.242 | 5402.9 | 234 | 2.302 | 3.242 |  | 5402.9 | 234 | 3.242 |  | 3.242 |  | 3.242 |  | 3.242 |  | 3.242 |  | 3.242 |  | 3.242 |  | 3.242 | 3.242 | Not Coal Steam or O/G Steam | 1.2001 | 1.2001 |  | 0.1244%
Baconton Power | Georgia |  |  |  | 55304 | CT1 | 4484 | Combustion Turbine |  |  |  | Combustion turbine |  |  |  |  | 24.104 | 504015.006 | 51435.41 | 24.0277 | 24.104 |  | 504015.006 | 51435.41 | 24.104 |  | 24.104 |  | 24.104 |  | 24.104 |  | 24.104 |  | 24.104 |  | 24.104 |  | 24.104 | 24.104 | Not Coal Steam or O/G Steam | 0.095648 | 0.095648 |  | 21.75%
Baconton Power | Georgia |  |  |  | 55304 | CT4 | 4485 | Combustion Turbine |  |  |  | Combustion turbine |  |  |  |  | 24.754 | 528200.573 | 54259.4 | 23.7327 | 24.754 |  | 528200.573 | 54259.4 | 24.754 |  | 24.754 |  | 24.754 |  | 24.754 |  | 24.754 |  | 24.754 |  | 24.754 |  | 24.754 | 24.754 | Not Coal Steam or O/G Steam | 0.09373 | 0.09373 |  | 22.3%
Baconton Power | Georgia |  |  |  | 55304 | CT5 | 4486 | Combustion Turbine |  |  |  | Combustion turbine |  |  |  |  | 7.817 | 165552.674 | 17208.23 | 17.643 | 7.817 |  | 165552.674 | 17208.23 | 7.817 |  | 7.817 |  | 7.817 |  | 7.817 |  | 7.817 |  | 7.817 |  | 7.817 |  | 7.817 | 7.817 | Not Coal Steam or O/G Steam | 0.094435 | 0.094435 |  | 15.61%
Baconton Power | Georgia |  |  |  | 55304 | CT6 | 4487 | Combustion Turbine |  |  |  | Combustion turbine |  |  |  |  | 13.133 | 280514.524 | 28579.09 | 14.0317 | 13.133 |  | 280514.524 | 28579.09 | 13.133 |  | 13.133 |  | 13.133 |  | 13.133 |  | 13.133 |  | 13.133 |  | 13.133 |  | 13.133 | 13.133 | Not Coal Steam or O/G Steam | 0.093635 | 0.093635 |  | 12.99%
Bowen | Georgia |  |  |  | 703 | 1BLR | 534 | Coal Steam |  |  | 2029 | Tangentially-fired | Y |  |  | 724 | 533.252 | 17581542.214 | 1775124.92 | 478.5173 | 533.252 |  | 17581542.214 | 1775124.92 | 533.252 |  | 533.252 |  | 533.252 |  | 533.252 |  | 533.252 |  | 533.252 |  | 533.252 |  | 533.252 | 533.252 | Existing SCR | 0.06066 | 0.06066 |  | 52.04%
Bowen | Georgia |  |  |  | 703 | 2BLR | 535 | Coal Steam |  |  | 2029 | Tangentially-fired | Y |  |  | 724 | 281.587 | 7966143.308 | 834093.53 | 359.106 | 281.587 |  | 7966143.308 | 834093.53 | 281.587 |  | 281.587 |  | 281.587 |  | 281.587 |  | 281.587 |  | 281.587 |  | 281.587 |  | 281.587 | 281.587 | Existing SCR | 0.070696 | 0.070696 |  | 40.07%
Bowen | Georgia |  |  |  | 703 | 3BLR | 536 | Coal Steam |  |  |  | Tangentially-fired | Y |  |  | 892 | 594.877 | 18990801.655 | 1855724.21 | 451.5513 | 594.877 |  | 18990801.655 | 1855724.21 | 594.877 |  | 594.877 |  | 594.877 |  | 594.877 |  | 594.877 |  | 594.877 |  | 594.877 |  | 594.877 | 594.877 | Existing SCR | 0.062649 | 0.062649 |  | 41.05%
Bowen | Georgia |  |  |  | 703 | 4BLR | 537 | Coal Steam |  |  |  | Tangentially-fired | Y |  |  | 892 | 470 | 14681243.865 | 1532670.04 | 513.492 | 470 |  | 14681243.865 | 1532670.04 | 470 |  | 470 |  | 470 |  | 470 |  | 470 |  | 470 |  | 470 |  | 470 | 470 | Existing SCR | 0.064027 | 0.064027 |  | 46.67%
Chattahoochee Energy Facility | Georgia |  |  |  | 7917 | 8A | 3371 | Combined Cycle |  |  |  | Combined cycle | Y |  |  |  | 22.732 | 4995785.856 | 725614.26 | 23.2623 | 22.732 |  | 4995785.856 | 725614.26 | 22.732 |  | 22.732 |  | 22.732 |  | 22.732 |  | 22.732 |  | 22.732 |  | 22.732 |  | 22.732 | 22.732 | Not Coal Steam or O/G Steam | 0.0091005 | 0.0091005 |  | 76.24%
Chattahoochee Energy Facility | Georgia |  |  |  | 7917 | 8B | 3372 | Combined Cycle |  |  |  | Combined cycle | Y |  |  |  | 23.187 | 4927774.495 | 717729.71 | 21.8447 | 23.187 |  | 4927774.495 | 717729.71 | 23.187 |  | 23.187 |  | 23.187 |  | 23.187 |  | 23.187 |  | 23.187 |  | 23.187 |  | 23.187 | 23.187 | Not Coal Steam or O/G Steam | 0.0094107 | 0.0094107 |  | 74.79%
Dahlberg (Jackson County) | Georgia |  |  |  | 7765 | 1 | 3178 | Combustion Turbine |  |  |  | Combustion turbine |  |  |  |  | 1.297 | 104251.23 | 8022.43 | 5.8273 | 1.297 |  | 104251.23 | 8022.43 | 1.297 |  | 1.297 |  | 1.297 |  | 1.297 |  | 1.297 |  | 1.297 |  | 1.297 |  | 1.297 | 1.297 | Not Coal Steam or O/G Steam | 0.024882 | 0.024882 |  | 10.45%
Dahlberg (Jackson County) | Georgia |  |  |  | 7765 | 10 | 3179 | Combustion Turbine |  |  |  | Combustion turbine |  |  |  |  | 2.631 | 187549.85 | 15555.22 | 3.0963 | 2.631 |  | 187549.85 | 15555.22 | 2.631 |  | 2.631 |  | 2.631 |  | 2.631 |  | 2.631 |  | 2.631 |  | 2.631 |  | 2.631 | 2.631 | Not Coal Steam or O/G Steam | 0.028057 | 0.028057 |  | 5.173%
Dahlberg (Jackson County) | Georgia |  |  |  | 7765 | 2 | 3186 | Combustion Turbine |  |  |  | Combustion turbine |  |  |  |  | 2.732 | 219888.428 | 17459.48 | 3.1327 | 2.732 |  | 219888.428 | 17459.48 | 2.732 |  | 2.732 |  | 2.732 |  | 2.732 |  | 2.732 |  | 2.732 |  | 2.732 |  | 2.732 | 2.732 | Not Coal Steam or O/G Steam | 0.024849 | 0.024849 |  | 5.478%
Dahlberg (Jackson County) | Georgia |  |  |  | 7765 | 3 | 3187 | Combustion Turbine |  |  |  | Combustion turbine |  |  |  |  | 1.906 | 130973.02 | 10619.32 | 6.0487 | 1.906 |  | 130973.02 | 10619.32 | 1.906 |  | 1.906 |  | 1.906 |  | 1.906 |  | 1.906 |  | 1.906 |  | 1.906 |  | 1.906 | 1.906 | Not Coal Steam or O/G Steam | 0.029105 | 0.029105 |  | 10.62%
Dahlberg (Jackson County) | Georgia |  |  |  | 7765 | 4 | 3188 | Combustion Turbine |  |  |  | Combustion turbine |  |  |  |  | 1.915 | 147222.631 | 10992.8 | 2.244 | 1.915 |  | 147222.631 | 10992.8 | 1.915 |  | 1.915 |  | 1.915 |  | 1.915 |  | 1.915 |  | 1.915 |  | 1.915 |  | 1.915 | 1.915 | Not Coal Steam or O/G Steam | 0.026015 | 0.026015 |  | 4.015%
Dahlberg (Jackson County) | Georgia |  |  |  | 7765 | 5 | 3189 | Combustion Turbine |  |  |  | Combustion turbine |  |  |  |  | 1.793 | 143477.71 | 11270.5 | 6.3093 | 1.793 |  | 143477.71 | 11270.5 | 1.793 |  | 1.793 |  | 1.793 |  | 1.793 |  | 1.793 |  | 1.793 |  | 1.793 |  | 1.793 | 1.793 | Not Coal Steam or O/G Steam | 0.024993 | 0.024993 |  | 10.85%
Dahlberg (Jackson County) | Georgia |  |  |  | 7765 | 6 | 3190 | Combustion Turbine |  |  |  | Combustion turbine |  |  |  |  | 2.552 | 189072.617 | 15972.4 | 3.0603 | 2.552 |  | 189072.617 | 15972.4 | 2.552 |  | 2.552 |  | 2.552 |  | 2.552 |  | 2.552 |  | 2.552 |  | 2.552 |  | 2.552 | 2.552 | Not Coal Steam or O/G Steam | 0.026995 | 0.026995 |  | 4.933%
Dahlberg (Jackson County) | Georgia |  |  |  | 7765 | 7 | 3191 | Combustion Turbine |  |  |  | Combustion turbine |  |  |  |  | 1.576 | 101139.407 | 7941.44 | 6.4673 | 1.576 |  | 101139.407 | 7941.44 | 1.576 |  | 1.576 |  | 1.576 |  | 1.576 |  | 1.576 |  | 1.576 |  | 1.576 |  | 1.576 | 1.576 | Not Coal Steam or O/G Steam | 0.031165 | 0.031165 |  | 9.969%
Dahlberg (Jackson County) | Georgia |  |  |  | 7765 | 8 | 3192 | Combustion Turbine |  |  |  | Combustion turbine |  |  |  |  | 2.583 | 179012.16 | 14149.02 | 3.038 | 2.583 |  | 179012.16 | 14149.02 | 2.583 |  | 2.583 |  | 2.583 |  | 2.583 |  | 2.583 |  | 2.583 |  | 2.583 |  | 2.583 | 2.583 | Not Coal Steam or O/G Steam | 0.028858 | 0.028858 |  | 4.619%
Dahlberg (Jackson County) | Georgia |  |  |  | 7765 | 9 | 3193 | Combustion Turbine |  |  |  | Combustion turbine |  |  |  |  | 1.858 | 128226.27 | 10561.48 | 6.0043 | 1.858 |  | 128226.27 | 10561.48 | 1.858 |  | 1.858 |  | 1.858 |  | 1.858 |  | 1.858 |  | 1.858 |  | 1.858 |  | 1.858 | 1.858 | Not Coal Steam or O/G Steam | 0.02898 | 0.02898 |  | 10.09%
Doyle Energy Facility | Georgia |  |  |  | 55244 | CTG-2 | 4309 | Combustion Turbine |  |  |  | Combustion turbine |  |  |  |  | 2.49 | 56907.967 | 4201.48 | 7.2303 | 2.49 |  | 56907.967 | 4201.48 | 2.49 |  | 2.49 |  | 2.49 |  | 2.49 |  | 2.49 |  | 2.49 |  | 2.49 |  | 2.49 | 2.49 | Not Coal Steam or O/G Steam | 0.08751 | 0.08751 |  | 4.509%
Doyle Energy Facility | Georgia |  |  |  | 55244 | CTG-3 | 4310 | Combustion Turbine |  |  |  | Combustion turbine |  |  |  |  | 2.841 | 59103.647 | 4389.43 | 6.5553 | 2.841 |  | 59103.647 | 4389.43 | 2.841 |  | 2.841 |  | 2.841 |  | 2.841 |  | 2.841 |  | 2.841 |  | 2.841 |  | 2.841 | 2.841 | Not Coal Steam or O/G Steam | 0.096136 | 0.096136 |  | 4.053%
Doyle Energy Facility | Georgia |  |  |  | 55244 | CTG-4 | 4311 | Combustion Turbine |  |  |  | Combustion turbine |  |  |  |  | 1.747 | 107396.367 | 9085.99 | 4.4633 | 1.747 |  | 107396.367 | 9085.99 | 1.747 |  | 1.747 |  | 1.747 |  | 1.747 |  | 1.747 |  | 1.747 |  | 1.747 |  | 1.747 | 1.747 | Not Coal Steam or O/G Steam | 0.032534 | 0.032534 |  | 7.907%
Doyle Energy Facility | Georgia |  |  |  | 55244 | CTG-5 | 4312 | Combustion Turbine |  |  |  | Combustion turbine |  |  |  |  | 1.92 | 117857.815 | 9879.96 | 4.2103 | 1.92 |  | 117857.815 | 9879.96 | 1.92 |  | 1.92 |  | 1.92 |  | 1.92 |  | 1.92 |  | 1.92 |  | 1.92 |  | 1.92 | 1.92 | Not Coal Steam or O/G Steam | 0.032582 | 0.032582 |  | 7.515%
Edward L Addison Generating Plant | Georgia |  |  |  | 55267 | 1 | 4369 | Combustion Turbine |  |  |  | Combustion turbine |  |  |  |  | 0.107 | 6069.361 | 562.29 | 0.196 | 0.107 |  | 6069.361 | 562.29 | 0.107 |  | 0.107 |  | 0.107 |  | 0.107 |  | 0.107 |  | 0.107 |  | 0.107 |  | 0.107 | 0.107 | Not Coal Steam or O/G Steam | 0.035259 | 0.035259 |  | 0.1695%
Edward L Addison Generating Plant | Georgia |  |  |  | 55267 | 2 | 4370 | Combustion Turbine |  |  |  | Combustion turbine |  |  |  |  | 17.828 | 1056550.838 | 95690.86 | 22.0023 | 17.828 |  | 1056550.838 | 95690.86 | 17.828 |  | 17.828 |  | 17.828 |  | 17.828 |  | 17.828 |  | 17.828 |  | 17.828 |  | 17.828 | 17.828 | Not Coal Steam or O/G Steam | 0.033748 | 0.033748 |  | 18.88%
Edward L Addison Generating Plant | Georgia |  |  |  | 55267 | 3 | 4371 | Combustion Turbine |  |  |  | Combustion turbine | [7 empty] | 0.19033 | [20 empty] | Not Coal Steam or O/G Steam | 0 | 0 |  | 0.1629%
Edward L Addison Generating Plant | Georgia |  |  |  | 55267 | 4 | 4372 | Combustion Turbine |  |  |  | Combustion turbine |  |  |  |  | 15.373 | 937024.38 | 82655.2 | 21.3863 | 15.373 |  | 937024.38 | 82655.2 | 15.373 |  | 15.373 |  | 15.373 |  | 15.373 |  | 15.373 |  | 15.373 |  | 15.373 |  | 15.373 | 15.373 | Not Coal Steam or O/G Steam | 0.032812 | 0.032812 |  | 18.86%
Effingham Energy Facility | Georgia |  |  |  | 55406 | 1 | 4680 | Combined Cycle |  |  |  | Combined cycle | Y |  |  |  | 21.688 | 5406540.703 | 493400.23 | 20.6117 | 21.688 |  | 5406540.703 | 493400.23 | 21.688 |  | 21.688 |  | 21.688 |  | 21.688 |  | 21.688 |  | 21.688 |  | 21.688 |  | 21.688 | 21.688 | Not Coal Steam or O/G Steam | 0.0080229 | 0.0080229 |  | 75.23%
Effingham Energy Facility | Georgia |  |  |  | 55406 | 2 | 4681 | Combined Cycle |  |  |  | Combined cycle | Y |  |  |  | 19.009 | 4483108.031 | 411661.24 | 22.0077 | 19.009 |  | 4483108.031 | 411661.24 | 19.009 |  | 19.009 |  | 19.009 |  | 19.009 |  | 19.009 |  | 19.009 |  | 19.009 |  | 19.009 | 19.009 | Not Coal Steam or O/G Steam | 0.0084803 | 0.0084803 |  | 70.24%
Hartwell Energy Facility | Georgia |  |  |  | 70454 | MAG1 | 5039 | Combustion Turbine |  |  |  | Combustion turbine |  |  |  |  | 18.241 | 625385.878 | 50534.69 | 36.005 | 18.241 |  | 625385.878 | 50534.69 | 18.241 |  | 18.241 |  | 18.241 |  | 18.241 |  | 18.241 |  | 18.241 |  | 18.241 |  | 18.241 | 18.241 | Not Coal Steam or O/G Steam | 0.058335 | 0.058335 |  | 14.59%
Hartwell Energy Facility | Georgia |  |  |  | 70454 | MAG2 | 5040 | Combustion Turbine |  |  |  | Combustion turbine |  |  |  |  | 17.072 | 619810.8 | 50364.2 | 36.7717 | 17.072 |  | 619810.8 | 50364.2 | 17.072 |  | 17.072 |  | 17.072 |  | 17.072 |  | 17.072 |  | 17.072 |  | 17.072 |  | 17.072 | 17.072 | Not Coal Steam or O/G Steam | 0.055088 | 0.055088 |  | 13.78%
Hawk Road Energy Facility | Georgia |  |  |  | 55141 | CT1 | 3991 | Combustion Turbine |  |  |  | Combustion turbine |  |  |  |  | 34.338 | 1525639.981 | 133887.93 | 38.6077 | 34.338 |  | 1525639.981 | 133887.93 | 34.338 |  | 34.338 |  | 34.338 |  | 34.338 |  | 34.338 |  | 34.338 |  | 34.338 |  | 34.338 | 34.338 | Not Coal Steam or O/G Steam | 0.045015 | 0.045015 |  | 22.17%
Hawk Road Energy Facility | Georgia |  |  |  | 55141 | CT2 | 3992 | Combustion Turbine |  |  |  | Combustion turbine |  |  |  |  | 29.088 | 1237841.581 | 109185.16 | 41.5847 | 29.088 |  | 1237841.581 | 109185.16 | 29.088 |  | 29.088 |  | 29.088 |  | 29.088 |  | 29.088 |  | 29.088 |  | 29.088 |  | 29.088 | 29.088 | Not Coal Steam or O/G Steam | 0.046998 | 0.046998 |  | 23.21%
Hawk Road Energy Facility | Georgia |  |  |  | 55141 | CT3 | 3993 | Combustion Turbine |  |  |  | Combustion turbine |  |  |  |  | 26.92 | 1156224.1 | 101645.48 | 36.8767 | 26.92 |  | 1156224.1 | 101645.48 | 26.92 |  | 26.92 |  | 26.92 |  | 26.92 |  | 26.92 |  | 26.92 |  | 26.92 |  | 26.92 | 26.92 | Not Coal Steam or O/G Steam | 0.046565 | 0.046565 |  | 19.92%
Jack McDonough | Georgia |  |  |  | 710 | 3AA | 90360 | Combustion Turbine |  |  |  | Combustion turbine | [7 empty] | 0.00033333 | [20 empty] | Not Coal Steam or O/G Steam | 0 | 0 |  | 0.0001405%
Jack McDonough | Georgia |  |  |  | 710 | 3AB | 90361 | Combustion Turbine |  |  |  | Combustion turbine | [7 empty] | 0.00033333 | [20 empty] | Not Coal Steam or O/G Steam | 0 | 0 |  | 0.0001441%
Jack McDonough | Georgia |  |  |  | 710 | 3BA | 90363 | Combustion Turbine |  |  |  | Combustion turbine | [7 empty] | 0 | [20 empty] | Not Coal Steam or O/G Steam | 0 | 0 |  | 3.602e-05%
Jack McDonough | Georgia |  |  |  | 710 | 3BB | 90362 | Combustion Turbine |  |  |  | Combustion turbine | [7 empty] | 0.00033333 | [20 empty] | Not Coal Steam or O/G Steam | 0 | 0 |  | 7.2045e-07
Jack McDonough | Georgia |  |  |  | 710 | 4A | 90761 | Combined Cycle |  |  |  | Combined cycle | Y |  |  |  | 27.37 | 8237311.706 | 1251164.26 | 32.9637 | 27.37 |  | 8237311.706 | 1251164.26 | 27.37 |  | 27.37 |  | 27.37 |  | 27.37 |  | 27.37 |  | 27.37 |  | 27.37 |  | 27.37 | 27.37 | Not Coal Steam or O/G Steam | 0.0066454 | 0.0066454 |  | 0.6766
Jack McDonough | Georgia |  |  |  | 710 | 4B | 90762 | Combined Cycle |  |  |  | Combined cycle | Y |  |  |  | 26.28 | 7863831.392 | 1189898.68 | 32.4603 | 26.28 |  | 7863831.392 | 1189898.68 | 26.28 |  | 26.28 |  | 26.28 |  | 26.28 |  | 26.28 |  | 26.28 |  | 26.28 |  | 26.28 | 26.28 | Not Coal Steam or O/G Steam | 0.0066838 | 0.0066838 |  | 0.66471
Jack McDonough | Georgia |  |  |  | 710 | 5A | 90763 | Combined Cycle |  |  |  | Combined cycle | Y |  |  |  | 30.58 | 9190193.976 | 1375331.22 | 33.97 | 30.58 |  | 9190193.976 | 1375331.22 | 30.58 |  | 30.58 |  | 30.58 |  | 30.58 |  | 30.58 |  | 30.58 |  | 30.58 |  | 30.58 | 30.58 | Not Coal Steam or O/G Steam | 0.0066549 | 0.0066549 |  | 0.6993
Jack McDonough | Georgia |  |  |  | 710 | 5B | 90764 | Combined Cycle |  |  |  | Combined cycle | Y |  |  |  | 35.323 | 9164900.99 | 1378229.66 | 35.447 | 35.323 |  | 9164900.99 | 1378229.66 | 35.323 |  | 35.323 |  | 35.323 |  | 35.323 |  | 35.323 |  | 35.323 |  | 35.323 |  | 35.323 | 35.323 | Not Coal Steam or O/G Steam | 0.0077083 | 0.0077083 |  | 0.71634
Jack McDonough | Georgia |  |  |  | 710 | 6A | 90765 | Combined Cycle |  |  |  | Combined cycle | Y |  |  |  | 28.888 | 8593975.544 | 1296332.8 | 30.651 | 28.888 |  | 8593975.544 | 1296332.8 | 28.888 |  | 28.888 |  | 28.888 |  | 28.888 |  | 28.888 |  | 28.888 |  | 28.888 |  | 28.888 | 28.888 | Not Coal Steam or O/G Steam | 0.0067228 | 0.0067228 |  | 0.67427
Jack McDonough | Georgia |  |  |  | 710 | 6B | 90766 | Combined Cycle |  |  |  | Combined cycle | Y |  |  |  | 27.736 | 8379564.86 | 1268929.79 | 29.9647 | 27.736 |  | 8379564.86 | 1268929.79 | 27.736 |  | 27.736 |  | 27.736 |  | 27.736 |  | 27.736 |  | 27.736 |  | 27.736 |  | 27.736 | 27.736 | Not Coal Steam or O/G Steam | 0.0066199 | 0.0066199 |  | 0.66222
MPC Generating | Georgia |  |  |  | 7764 | 1 | 3176 | Combustion Turbine |  |  |  | Combustion turbine |  |  |  |  | 3.422 | 65161.865 | 5704.43 | 2.225 | 3.422 |  | 65161.865 | 5704.43 | 3.422 |  | 3.422 |  | 3.422 |  | 3.422 |  | 3.422 |  | 3.422 |  | 3.422 |  | 3.422 | 3.422 | Not Coal Steam or O/G Steam | 0.10503 | 0.10503 |  | 0.0057959
MPC Generating | Georgia |  |  |  | 7764 | 2 | 3177 | Combustion Turbine |  |  |  | Combustion turbine |  |  |  |  | 3.836 | 75526.562 | 6639.68 | 2.265 | 3.836 |  | 75526.562 | 6639.68 | 3.836 |  | 3.836 |  | 3.836 |  | 3.836 |  | 3.836 |  | 3.836 |  | 3.836 |  | 3.836 | 3.836 | Not Coal Steam or O/G Steam | 0.10158 | 0.10158 |  | 0.5929%
McIntosh (6124) | Georgia |  |  |  | 6124 | CT1 | 2788 | Combustion Turbine |  |  |  | Combustion turbine |  |  |  |  | 6.898 | 19437.6 | 1420 | 15.7997 | 6.898 |  | 19437.6 | 1420 | 6.898 |  | 6.898 |  | 6.898 |  | 6.898 |  | 6.898 |  | 6.898 |  | 6.898 |  | 6.898 | 6.898 | Not Coal Steam or O/G Steam | 0.70976 | 0.70976 |  | 0.8205%
McIntosh (6124) | Georgia |  |  |  | 6124 | CT2 | 2789 | Combustion Turbine |  |  |  | Combustion turbine |  |  |  |  | 14.603 | 39925.1 | 3025 | 22.15 | 14.603 |  | 39925.1 | 3025 | 14.603 |  | 14.603 |  | 14.603 |  | 14.603 |  | 14.603 |  | 14.603 |  | 14.603 |  | 14.603 | 14.603 | Not Coal Steam or O/G Steam | 0.73152 | 0.73152 |  | 1.166%
McIntosh (6124) | Georgia |  |  |  | 6124 | CT3 | 2790 | Combustion Turbine |  |  |  | Combustion turbine |  |  |  |  | 3.952 | 10373.1 | 843 | 8.4887 | 3.952 |  | 10373.1 | 843 | 3.952 |  | 3.952 |  | 3.952 |  | 3.952 |  | 3.952 |  | 3.952 |  | 3.952 |  | 3.952 | 3.952 | Not Coal Steam or O/G Steam | 0.76197 | 0.76197 |  | 0.4287%
McIntosh (6124) | Georgia |  |  |  | 6124 | CT4 | 2791 | Combustion Turbine |  |  |  | Combustion turbine |  |  |  |  | 19.18 | 53898.1 | 4112 | 30.0057 | 19.18 |  | 53898.1 | 4112 | 19.18 |  | 19.18 |  | 19.18 |  | 19.18 |  | 19.18 |  | 19.18 |  | 19.18 |  | 19.18 | 19.18 | Not Coal Steam or O/G Steam | 0.71171 | 0.71171 |  | 1.605%
McIntosh (6124) | Georgia |  |  |  | 6124 | CT5 | 2792 | Combustion Turbine |  |  |  | Combustion turbine |  |  |  |  | 24.209 | 68452.3 | 5113 | 19.5813 | 24.209 |  | 68452.3 | 5113 | 24.209 |  | 24.209 |  | 24.209 |  | 24.209 |  | 24.209 |  | 24.209 |  | 24.209 |  | 24.209 | 24.209 | Not Coal Steam or O/G Steam | 0.70732 | 0.70732 |  | 1.034%
McIntosh (6124) | Georgia |  |  |  | 6124 | CT6 | 2793 | Combustion Turbine |  |  |  | Combustion turbine |  |  |  |  | 12.852 | 36330.5 | 2786 | 23.6223 | 12.852 |  | 36330.5 | 2786 | 12.852 |  | 12.852 |  | 12.852 |  | 12.852 |  | 12.852 |  | 12.852 |  | 12.852 |  | 12.852 | 12.852 | Not Coal Steam or O/G Steam | 0.7075 | 0.7075 |  | 1.26%
McIntosh (6124) | Georgia |  |  |  | 6124 | CT7 | 2794 | Combustion Turbine |  |  |  | Combustion turbine |  |  |  |  | 5.229 | 14509.1 | 1118 | 16.9703 | 5.229 |  | 14509.1 | 1118 | 5.229 |  | 5.229 |  | 5.229 |  | 5.229 |  | 5.229 |  | 5.229 |  | 5.229 |  | 5.229 | 5.229 | Not Coal Steam or O/G Steam | 0.72079 | 0.72079 |  | 0.8941%
McIntosh (6124) | Georgia |  |  |  | 6124 | CT8 | 2795 | Combustion Turbine |  |  |  | Combustion turbine |  |  |  |  | 7.114 | 19752 | 1503 | 13.7017 | 7.114 |  | 19752 | 1503 | 7.114 |  | 7.114 |  | 7.114 |  | 7.114 |  | 7.114 |  | 7.114 |  | 7.114 |  | 7.114 | 7.114 | Not Coal Steam or O/G Steam | 0.72033 | 0.72033 |  | 0.7131%
McIntosh Combined Cycle Facility | Georgia |  |  |  | 56150 | 10A | 89598 | Combined Cycle |  |  |  | Combined cycle | Y |  |  |  | 21.108 | 5426232.572 | 782174.5 | 19.8917 | 21.108 |  | 5426232.572 | 782174.5 | 21.108 |  | 21.108 |  | 21.108 |  | 21.108 |  | 21.108 |  | 21.108 |  | 21.108 |  | 21.108 | 21.108 | Not Coal Steam or O/G Steam | 0.00778 | 0.00778 |  | 49.14%
McIntosh Combined Cycle Facility | Georgia |  |  |  | 56150 | 10B | 89599 | Combined Cycle |  |  |  | Combined cycle | Y |  |  |  | 20.146 | 6559603.912 | 917397.13 | 19.6993 | 20.146 |  | 6559603.912 | 917397.13 | 20.146 |  | 20.146 |  | 20.146 |  | 20.146 |  | 20.146 |  | 20.146 |  | 20.146 |  | 20.146 | 20.146 | Not Coal Steam or O/G Steam | 0.0061424 | 0.0061424 |  | 53.48%
McIntosh Combined Cycle Facility | Georgia |  |  |  | 56150 | 11A | 89600 | Combined Cycle |  |  |  | Combined cycle | Y |  |  |  | 22.596 | 5932763.918 | 840868.38 | 19.908 | 22.596 |  | 5932763.918 | 840868.38 | 22.596 |  | 22.596 |  | 22.596 |  | 22.596 |  | 22.596 |  | 22.596 |  | 22.596 |  | 22.596 | 22.596 | Not Coal Steam or O/G Steam | 0.0076174 | 0.0076174 |  | 51.06%
McIntosh Combined Cycle Facility | Georgia |  |  |  | 56150 | 11B | 89601 | Combined Cycle |  |  |  | Combined cycle | Y |  |  |  | 20.424 | 6566582.619 | 914138.84 | 20.7013 | 20.424 |  | 6566582.619 | 914138.84 | 20.424 |  | 20.424 |  | 20.424 |  | 20.424 |  | 20.424 |  | 20.424 |  | 20.424 |  | 20.424 | 20.424 | Not Coal Steam or O/G Steam | 0.0062206 | 0.0062206 |  | 52.94%
McManus | Georgia |  |  |  | 715 | 3A | 90262 | Combustion Turbine |  |  |  | Combustion turbine |  |  |  |  | 0.909 | 1514.9 | 143 | 6.203 | 0.909 |  | 1514.9 | 143 | 0.909 |  | 0.909 |  | 0.909 |  | 0.909 |  | 0.909 |  | 0.909 |  | 0.909 |  | 0.909 | 0.909 | Not Coal Steam or O/G Steam | 1.2001 | 1.2001 |  | 0.3889%
McManus | Georgia |  |  |  | 715 | 3B | 90263 | Combustion Turbine |  |  |  | Combustion turbine |  |  |  |  | 0.622 | 1036 | 75 | 7.5847 | 0.622 |  | 1036 | 75 | 0.622 |  | 0.622 |  | 0.622 |  | 0.622 |  | 0.622 |  | 0.622 |  | 0.622 |  | 0.622 | 0.622 | Not Coal Steam or O/G Steam | 1.2008 | 1.2008 |  | 0.4755%
McManus | Georgia |  |  |  | 715 | 3C | 90264 | Combustion Turbine |  |  |  | Combustion turbine |  |  |  |  | 0.358 | 597 | 38 | 10.5053 | 0.358 |  | 597 | 38 | 0.358 |  | 0.358 |  | 0.358 |  | 0.358 |  | 0.358 |  | 0.358 |  | 0.358 |  | 0.358 | 0.358 | Not Coal Steam or O/G Steam | 1.1993 | 1.1993 |  | 0.6586%
McManus | Georgia |  |  |  | 715 | 4A | 90265 | Combustion Turbine |  |  |  | Combustion turbine |  |  |  |  | 0.574 | 956 | 66 | 1.568 | 0.574 |  | 956 | 66 | 0.574 |  | 0.574 |  | 0.574 |  | 0.574 |  | 0.574 |  | 0.574 |  | 0.574 |  | 0.574 | 0.574 | Not Coal Steam or O/G Steam | 1.2008 | 1.2008 |  | 0.0983%
McManus | Georgia |  |  |  | 715 | 4B | 90266 | Combustion Turbine |  |  |  | Combustion turbine | [7 empty] | 1.571 | [20 empty] | Not Coal Steam or O/G Steam | 0 | 0 |  | 0.09849%
McManus | Georgia |  |  |  | 715 | 4C | 90267 | Combustion Turbine |  |  |  | Combustion turbine |  |  |  |  | 0.617 | 1029 | 62 | 1.708 | 0.617 |  | 1029 | 62 | 0.617 |  | 0.617 |  | 0.617 |  | 0.617 |  | 0.617 |  | 0.617 |  | 0.617 |  | 0.617 | 0.617 | Not Coal Steam or O/G Steam | 1.1992 | 1.1992 |  | 0.1071%
McManus | Georgia |  |  |  | 715 | 4D | 90268 | Combustion Turbine |  |  |  | Combustion turbine |  |  |  |  | 0.571 | 951 | 75 | 1.5627 | 0.571 |  | 951 | 75 | 0.571 |  | 0.571 |  | 0.571 |  | 0.571 |  | 0.571 |  | 0.571 |  | 0.571 |  | 0.571 | 0.571 | Not Coal Steam or O/G Steam | 1.2008 | 1.2008 |  | 0.09795%
McManus | Georgia |  |  |  | 715 | 4E | 90270 | Combustion Turbine |  |  |  | Combustion turbine |  |  |  |  | 0.57 | 950 | 75 | 1.394 | 0.57 |  | 950 | 75 | 0.57 |  | 0.57 |  | 0.57 |  | 0.57 |  | 0.57 |  | 0.57 |  | 0.57 |  | 0.57 | 0.57 | Not Coal Steam or O/G Steam | 1.2 | 1.2 |  | 0.08738%
McManus | Georgia |  |  |  | 715 | 4F | 90271 | Combustion Turbine |  |  |  | Combustion turbine |  |  |  |  | 0.571 | 951 | 73 | 1.3813 | 0.571 |  | 951 | 73 | 0.571 |  | 0.571 |  | 0.571 |  | 0.571 |  | 0.571 |  | 0.571 |  | 0.571 |  | 0.571 | 0.571 | Not Coal Steam or O/G Steam | 1.2008 | 1.2008 |  | 0.08659%
Mid-Georgia Cogeneration | Georgia |  |  |  | 55040 | 1 | 3825 | Combined Cycle |  |  |  | Combined cycle | Y |  |  |  | 6.483 | 390614.757 | 47436.66 | 8.7477 | 6.483 |  | 390614.757 | 47436.66 | 6.483 |  | 6.483 |  | 6.483 |  | 2.3437 | Optimize SCR | 2.3437 |  | 2.3437 |  | 2.3437 |  | 2.3437 | 2.3437 | Not Coal Steam or O/G Steam | 0.012 | 0.012 |  | 10.49%
Mid-Georgia Cogeneration | Georgia |  |  |  | 55040 | 2 | 3826 | Combined Cycle |  |  |  | Combined cycle | Y |  |  |  | 8.148 | 389839.106 | 47446.55 | 19.495 | 8.148 |  | 389839.106 | 47446.55 | 8.148 |  | 8.148 |  | 8.148 |  | 2.339 | Optimize SCR | 2.339 |  | 2.339 |  | 2.339 |  | 2.339 | 2.339 | Not Coal Steam or O/G Steam | 0.012 | 0.012 |  | 7.72%
Robins | Georgia |  |  |  | 7348 | CT1 | 3103 | Combustion Turbine |  |  |  | Combustion turbine |  |  |  |  | 11.791 | 32815 | 2815 | 24.3847 | 11.791 |  | 32815 | 2815 | 11.791 |  | 11.791 |  | 11.791 |  | 11.791 |  | 11.791 |  | 11.791 |  | 11.791 |  | 11.791 | 11.791 | Not Coal Steam or O/G Steam | 0.71863 | 0.71863 |  | 1.597%
Robins | Georgia |  |  |  | 7348 | CT2 | 3104 | Combustion Turbine |  |  |  | Combustion turbine |  |  |  |  | 15.073 | 41711 | 3662 | 26.698 | 15.073 |  | 41711 | 3662 | 15.073 |  | 15.073 |  | 15.073 |  | 15.073 |  | 15.073 |  | 15.073 |  | 15.073 |  | 15.073 | 15.073 | Not Coal Steam or O/G Steam | 0.72274 | 0.72274 |  | 1.748%
Scherer | Georgia |  |  |  | 6257 | 1 | 2875 | Coal Steam |  |  |  | Tangentially-fired | Y |  |  | 860 | 544.735 | 17570527.86 | 1714467.51 | 433.374 | 544.735 |  | 17570527.86 | 1714467.51 | 544.735 |  | 544.735 |  | 544.735 |  | 544.735 |  | 544.735 |  | 544.735 |  | 544.735 |  | 544.735 | 544.735 | Existing SCR | 0.062006 | 0.062006 |  | 37.85%
Scherer | Georgia |  |  |  | 6257 | 2 | 2876 | Coal Steam |  |  |  | Tangentially-fired | Y |  |  | 860 | 441.299 | 13831279.894 | 1291085.03 | 447.0973 | 441.299 |  | 13831279.894 | 1291085.03 | 441.299 |  | 441.299 |  | 441.299 |  | 441.299 |  | 441.299 |  | 441.299 |  | 441.299 |  | 441.299 | 441.299 | Existing SCR | 0.063812 | 0.063812 |  | 37.38%
Scherer | Georgia |  |  |  | 6257 | 3 | 2877 | Coal Steam |  |  | 2029 | Tangentially-fired | Y |  |  | 860 | 526.828 | 15413082.873 | 1456249.74 | 501.2217 | 526.828 |  | 15413082.873 | 1456249.74 | 526.828 |  | 526.828 |  | 526.828 |  | 526.828 |  | 526.828 |  | 526.828 |  | 526.828 |  | 526.828 | 526.828 | Existing SCR | 0.068361 | 0.068361 |  | 37.29%
Scherer | Georgia |  |  |  | 6257 | 4 | 2878 | Coal Steam |  |  | 2023 | Tangentially-fired | Y |  |  | 860 | 635.483 | 19664066.391 | 1817176.94 | 635.8533 | 0 | Y | 0 | 0 | 0 |  | 0 |  | 0 |  | 0 |  | 0 |  | 0 |  | 0 |  | 0 | 0 | Retired | 0 | 0 |  | 49.7%
Sewell Creek Energy | Georgia |  |  |  | 7813 | 1 | 3243 | Combustion Turbine |  |  |  | Combustion turbine |  |  |  |  | 6.163 | 333442.018 | 27894.52 | 12.3227 | 6.163 |  | 333442.018 | 27894.52 | 6.163 |  | 6.163 |  | 6.163 |  | 6.163 |  | 6.163 |  | 6.163 |  | 6.163 |  | 6.163 | 6.163 | Not Coal Steam or O/G Steam | 0.036966 | 0.036966 |  | 12.37%
Sewell Creek Energy | Georgia |  |  |  | 7813 | 2 | 3244 | Combustion Turbine |  |  |  | Combustion turbine |  |  |  |  | 5.94 | 266332.503 | 22437.71 | 12.6113 | 5.94 |  | 266332.503 | 22437.71 | 5.94 |  | 5.94 |  | 5.94 |  | 5.94 |  | 5.94 |  | 5.94 |  | 5.94 |  | 5.94 | 5.94 | Not Coal Steam or O/G Steam | 0.044606 | 0.044606 |  | 14.2%
Sewell Creek Energy | Georgia |  |  |  | 7813 | 3 | 3245 | Combustion Turbine |  |  |  | Combustion turbine |  |  |  |  | 58.484 | 1428850.984 | 127476.42 | 56.0937 | 58.484 |  | 1428850.984 | 127476.42 | 58.484 |  | 58.484 |  | 58.484 |  | 58.484 |  | 58.484 |  | 58.484 |  | 58.484 |  | 58.484 | 58.484 | Not Coal Steam or O/G Steam | 0.081862 | 0.081862 |  | 25.26%
Sewell Creek Energy | Georgia |  |  |  | 7813 | 4 | 3246 | Combustion Turbine |  |  |  | Combustion turbine |  |  |  |  | 51.212 | 1348501.537 | 120996.67 | 60.9927 | 51.212 |  | 1348501.537 | 120996.67 | 51.212 |  | 51.212 |  | 51.212 |  | 51.212 |  | 51.212 |  | 51.212 |  | 51.212 |  | 51.212 | 51.212 | Not Coal Steam or O/G Steam | 0.075954 | 0.075954 |  | 27.01%
Smarr Energy Facility | Georgia |  |  |  | 7829 | 1 | 3255 | Combustion Turbine |  |  |  | Combustion turbine |  |  |  |  | 17.088 | 843549.426 | 63645.68 | 26.674 | 17.088 |  | 843549.426 | 63645.68 | 17.088 |  | 17.088 |  | 17.088 |  | 17.088 |  | 17.088 |  | 17.088 |  | 17.088 |  | 17.088 | 17.088 | Not Coal Steam or O/G Steam | 0.040515 | 0.040515 |  | 22.28%
Smarr Energy Facility | Georgia |  |  |  | 7829 | 2 | 3256 | Combustion Turbine |  |  |  | Combustion turbine |  |  |  |  | 16.171 | 813615.112 | 64213.54 | 23.5333 | 16.171 |  | 813615.112 | 64213.54 | 16.171 |  | 16.171 |  | 16.171 |  | 16.171 |  | 16.171 |  | 16.171 |  | 16.171 |  | 16.171 | 16.171 | Not Coal Steam or O/G Steam | 0.039751 | 0.039751 |  | 22.64%
Sowega Power Project | Georgia |  |  |  | 7768 | CT2 | 3194 | Combustion Turbine |  |  |  | Combustion turbine |  |  |  |  | 12.85 | 261149.459 | 27671.25 | 18.575 | 12.85 |  | 261149.459 | 27671.25 | 12.85 |  | 12.85 |  | 12.85 |  | 12.85 |  | 12.85 |  | 12.85 |  | 12.85 |  | 12.85 | 12.85 | Not Coal Steam or O/G Steam | 0.098411 | 0.098411 |  | 16.07%
Sowega Power Project | Georgia |  |  |  | 7768 | CT3 | 3195 | Combustion Turbine |  |  |  | Combustion turbine |  |  |  |  | 12.077 | 267839.321 | 26736.37 | 19.1517 | 12.077 |  | 267839.321 | 26736.37 | 12.077 |  | 12.077 |  | 12.077 |  | 12.077 |  | 12.077 |  | 12.077 |  | 12.077 |  | 12.077 | 12.077 | Not Coal Steam or O/G Steam | 0.090181 | 0.090181 |  | 18.19%
Talbot Energy Facility | Georgia |  |  |  | 7916 | 1 | 3365 | Combustion Turbine |  |  |  | Combustion turbine |  |  |  |  | 6.86 | 472627.93 | 39318.34 | 10.7203 | 6.86 |  | 472627.93 | 39318.34 | 6.86 |  | 6.86 |  | 6.86 |  | 6.86 |  | 6.86 |  | 6.86 |  | 6.86 |  | 6.86 | 6.86 | Not Coal Steam or O/G Steam | 0.029029 | 0.029029 |  | 14.94%
Talbot Energy Facility | Georgia |  |  |  | 7916 | 2 | 3366 | Combustion Turbine |  |  |  | Combustion turbine |  |  |  |  | 7.314 | 490853.022 | 41326.81 | 10.673 | 7.314 |  | 490853.022 | 41326.81 | 7.314 |  | 7.314 |  | 7.314 |  | 7.314 |  | 7.314 |  | 7.314 |  | 7.314 |  | 7.314 | 7.314 | Not Coal Steam or O/G Steam | 0.029801 | 0.029801 |  | 15.35%
Talbot Energy Facility | Georgia |  |  |  | 7916 | 3 | 3367 | Combustion Turbine |  |  |  | Combustion turbine |  |  |  |  | 6.566 | 449110.962 | 37434.68 | 10.6023 | 6.566 |  | 449110.962 | 37434.68 | 6.566 |  | 6.566 |  | 6.566 |  | 6.566 |  | 6.566 |  | 6.566 |  | 6.566 |  | 6.566 | 6.566 | Not Coal Steam or O/G Steam | 0.02924 | 0.02924 |  | 14.31%
Talbot Energy Facility | Georgia |  |  |  | 7916 | 4 | 3368 | Combustion Turbine |  |  |  | Combustion turbine |  |  |  |  | 7.391 | 456814.407 | 38418.71 | 11.093 | 7.391 |  | 456814.407 | 38418.71 | 7.391 |  | 7.391 |  | 7.391 |  | 7.391 |  | 7.391 |  | 7.391 |  | 7.391 |  | 7.391 | 7.391 | Not Coal Steam or O/G Steam | 0.032359 | 0.032359 |  | 14.04%
Talbot Energy Facility | Georgia |  |  |  | 7916 | 5 | 3369 | Combustion Turbine |  |  |  | Combustion turbine |  |  |  |  | 7.376 | 448113.242 | 37829.69 | 11.3213 | 7.376 |  | 448113.242 | 37829.69 | 7.376 |  | 7.376 |  | 7.376 |  | 7.376 |  | 7.376 |  | 7.376 |  | 7.376 |  | 7.376 | 7.376 | Not Coal Steam or O/G Steam | 0.03292 | 0.03292 |  | 14.43%
Talbot Energy Facility | Georgia |  |  |  | 7916 | 6 | 3370 | Combustion Turbine |  |  |  | Combustion turbine |  |  |  |  | 7.274 | 462985.164 | 38650.05 | 11.2703 | 7.274 |  | 462985.164 | 38650.05 | 7.274 |  | 7.274 |  | 7.274 |  | 7.274 |  | 7.274 |  | 7.274 |  | 7.274 |  | 7.274 | 7.274 | Not Coal Steam or O/G Steam | 0.031422 | 0.031422 |  | 13.31%
Tenaska Georgia Generating Station | Georgia |  |  |  | 55061 | CT1 | 3837 | Combustion Turbine |  |  |  | Combustion turbine |  |  |  |  | 2.179 | 130024.921 | 12648.12 | 1.4267 | 2.179 |  | 130024.921 | 12648.12 | 2.179 |  | 2.179 |  | 2.179 |  | 2.179 |  | 2.179 |  | 2.179 |  | 2.179 |  | 2.179 | 2.179 | Not Coal Steam or O/G Steam | 0.033517 | 0.033517 |  | 0.9333%
Tenaska Georgia Generating Station | Georgia |  |  |  | 55061 | CT2 | 3838 | Combustion Turbine |  |  |  | Combustion turbine |  |  |  |  | 2.227 | 130785.848 | 12736.59 | 2.313 | 2.227 |  | 130785.848 | 12736.59 | 2.227 |  | 2.227 |  | 2.227 |  | 2.227 |  | 2.227 |  | 2.227 |  | 2.227 |  | 2.227 | 2.227 | Not Coal Steam or O/G Steam | 0.034056 | 0.034056 |  | 1.531%
Tenaska Georgia Generating Station | Georgia |  |  |  | 55061 | CT3 | 3839 | Combustion Turbine |  |  |  | Combustion turbine |  |  |  |  | 1.806 | 123941.635 | 12015.24 | 2.4423 | 1.806 |  | 123941.635 | 12015.24 | 1.806 |  | 1.806 |  | 1.806 |  | 1.806 |  | 1.806 |  | 1.806 |  | 1.806 |  | 1.806 | 1.806 | Not Coal Steam or O/G Steam | 0.029143 | 0.029143 |  | 1.841%
Tenaska Georgia Generating Station | Georgia |  |  |  | 55061 | CT4 | 3840 | Combustion Turbine |  |  |  | Combustion turbine |  |  |  |  | 2.056 | 113722.045 | 11239.56 | 2.543 | 2.056 |  | 113722.045 | 11239.56 | 2.056 |  | 2.056 |  | 2.056 |  | 2.056 |  | 2.056 |  | 2.056 |  | 2.056 |  | 2.056 | 2.056 | Not Coal Steam or O/G Steam | 0.036158 | 0.036158 |  | 1.406%
Tenaska Georgia Generating Station | Georgia |  |  |  | 55061 | CT5 | 3841 | Combustion Turbine |  |  |  | Combustion turbine |  |  |  |  | 1.157 | 60510.819 | 5881.99 | 1.6283 | 1.157 |  | 60510.819 | 5881.99 | 1.157 |  | 1.157 |  | 1.157 |  | 1.157 |  | 1.157 |  | 1.157 |  | 1.157 |  | 1.157 | 1.157 | Not Coal Steam or O/G Steam | 0.038241 | 0.038241 |  | 0.9462%
Tenaska Georgia Generating Station | Georgia |  |  |  | 55061 | CT6 | 3842 | Combustion Turbine |  |  |  | Combustion turbine |  |  |  |  | 1.53 | 100552.817 | 9811.15 | 1.4797 | 1.53 |  | 100552.817 | 9811.15 | 1.53 |  | 1.53 |  | 1.53 |  | 1.53 |  | 1.53 |  | 1.53 |  | 1.53 |  | 1.53 | 1.53 | Not Coal Steam or O/G Steam | 0.030432 | 0.030432 |  | 1.054%
Thomas A. Smith Energy Facility | Georgia |  |  |  | 55382 | CCCT1 | 4607 | Combined Cycle |  |  |  | Combined cycle | Y |  |  |  | 30.963 | 6424141.799 | 890108.58 | 27.4467 | 30.963 |  | 6424141.799 | 890108.58 | 30.963 |  | 30.963 |  | 30.963 |  | 30.963 |  | 30.963 |  | 30.963 |  | 30.963 |  | 30.963 | 30.963 | Not Coal Steam or O/G Steam | 0.0096396 | 0.0096396 |  | 58.76%
Thomas A. Smith Energy Facility | Georgia |  |  |  | 55382 | CCCT2 | 4608 | Combined Cycle |  |  |  | Combined cycle | Y |  |  |  | 30.012 | 6127384.02 | 847738.08 | 28.2017 | 30.012 |  | 6127384.02 | 847738.08 | 30.012 |  | 30.012 |  | 30.012 |  | 30.012 |  | 30.012 |  | 30.012 |  | 30.012 |  | 30.012 | 30.012 | Not Coal Steam or O/G Steam | 0.009796 | 0.009796 |  | 59.8%
Thomas A. Smith Energy Facility | Georgia |  |  |  | 55382 | CCCT3 | 4609 | Combined Cycle |  |  |  | Combined cycle | Y |  |  |  | 31.773 | 6654393.738 | 936186.94 | 28.616 | 31.773 |  | 6654393.738 | 936186.94 | 31.773 |  | 31.773 |  | 31.773 |  | 31.773 |  | 31.773 |  | 31.773 |  | 31.773 |  | 31.773 | 31.773 | Not Coal Steam or O/G Steam | 0.0095495 | 0.0095495 |  | 65.63%
Thomas A. Smith Energy Facility | Georgia |  |  |  | 55382 | CCCT4 | 4610 | Combined Cycle |  |  |  | Combined cycle | Y |  |  |  | 31.506 | 6479010.705 | 898492.43 | 29.4287 | 31.506 |  | 6479010.705 | 898492.43 | 31.506 |  | 31.506 |  | 31.506 |  | 31.506 |  | 31.506 |  | 31.506 |  | 31.506 |  | 31.506 | 31.506 | Not Coal Steam or O/G Steam | 0.0097256 | 0.0097256 |  | 65.51%
Walton Bainbridge Power Facility | Georgia |  |  |  | 56015 | P1A | 90202 | Combustion Turbine |  |  |  | Combustion turbine |  |  |  |  | 0.183 | 1779 | 103.21 | 0.063 | 0.183 |  | 1779 | 103.21 | 0.183 |  | 0.183 |  | 0.183 |  | 0.183 |  | 0.183 |  | 0.183 |  | 0.183 |  | 0.183 | 0.183 | Not Coal Steam or O/G Steam | 0.20573 | 0.20573 |  | 0.05565%
Walton Bainbridge Power Facility | Georgia |  |  |  | 56015 | P1B | 90203 | Combustion Turbine |  |  |  | Combustion turbine |  |  |  |  | 0.184 | 1781.9 | 103.21 | 0.063333 | 0.184 |  | 1781.9 | 103.21 | 0.184 |  | 0.184 |  | 0.184 |  | 0.184 |  | 0.184 |  | 0.184 |  | 0.184 |  | 0.184 | 0.184 | Not Coal Steam or O/G Steam | 0.20652 | 0.20652 |  | 0.05564%
Walton Bainbridge Power Facility | Georgia |  |  |  | 56015 | P2A | 90204 | Combustion Turbine |  |  |  | Combustion turbine |  |  |  |  | 0.178 | 1875 | 103.34 | 0.061 | 0.178 |  | 1875 | 103.34 | 0.178 |  | 0.178 |  | 0.178 |  | 0.178 |  | 0.178 |  | 0.178 |  | 0.178 |  | 0.178 | 0.178 | Not Coal Steam or O/G Steam | 0.18987 | 0.18987 |  | 0.05574%
Walton Bainbridge Power Facility | Georgia |  |  |  | 56015 | P2B | 90205 | Combustion Turbine |  |  |  | Combustion turbine |  |  |  |  | 0.167 | 1754 | 103.21 | 0.057333 | 0.167 |  | 1754 | 103.21 | 0.167 |  | 0.167 |  | 0.167 |  | 0.167 |  | 0.167 |  | 0.167 |  | 0.167 |  | 0.167 | 0.167 | Not Coal Steam or O/G Steam | 0.19042 | 0.19042 |  | 0.05555%
Walton County Power | Georgia |  |  |  | 55128 | T1 | 3960 | Combustion Turbine |  |  |  | Combustion turbine |  |  |  |  | 27.378 | 1015069.07 | 98599.63 | 27.0943 | 27.378 |  | 1015069.07 | 98599.63 | 27.378 |  | 27.378 |  | 27.378 |  | 27.378 |  | 27.378 |  | 27.378 |  | 27.378 |  | 27.378 | 27.378 | Not Coal Steam or O/G Steam | 0.053943 | 0.053943 |  | 15.37%
Walton County Power | Georgia |  |  |  | 55128 | T2 | 3961 | Combustion Turbine |  |  |  | Combustion turbine |  |  |  |  | 26.342 | 1032233.669 | 101024.67 | 26.9377 | 26.342 |  | 1032233.669 | 101024.67 | 26.342 |  | 26.342 |  | 26.342 |  | 26.342 |  | 26.342 |  | 26.342 |  | 26.342 |  | 26.342 | 26.342 | Not Coal Steam or O/G Steam | 0.051039 | 0.051039 |  | 16.25%
Walton County Power | Georgia |  |  |  | 55128 | T3 | 3962 | Combustion Turbine |  |  |  | Combustion turbine |  |  |  |  | 22.261 | 958978.081 | 94414.57 | 23.4197 | 22.261 |  | 958978.081 | 94414.57 | 22.261 |  | 22.261 |  | 22.261 |  | 22.261 |  | 22.261 |  | 22.261 |  | 22.261 |  | 22.261 | 22.261 | Not Coal Steam or O/G Steam | 0.046427 | 0.046427 |  | 15.78%
Wansley (6052) | Georgia |  |  |  | 6052 | 1 | 2722 | Coal Steam | 8 | 2022 | 2023 | Tangentially-fired | Y |  |  | 872 | 331.643 | 9461363.025 | 937848.94 | 249.782 | 0 | Y | 0 | 0 | 0 |  | 0 |  | 0 |  | 0 |  | 0 |  | 0 |  | 0 |  | 0 | 0 | Retired | 0 | 0 |  | 21.22%
Wansley (6052) | Georgia |  |  |  | 6052 | 2 | 2723 | Coal Steam | 8 | 2022 | 2023 | Tangentially-fired | Y |  |  | 872 | 10.288 | 120004.031 | 10577.74 | 64.517 | 0 | Y | 0 | 0 | 0 |  | 0 |  | 0 |  | 0 |  | 0 |  | 0 |  | 0 |  | 0 | 0 | Retired | 0 | 0 |  | 5.522%
Wansley (6052) | Georgia |  |  |  | 6052 | 5A | 90257 | Combustion Turbine |  |  |  | Combustion turbine |  |  |  |  | 0.084 | 140 | 0 | 0.208 | 0.084 |  | 140 | 0 | 0.084 |  | 0.084 |  | 0.084 |  | 0.084 |  | 0.084 |  | 0.084 |  | 0.084 |  | 0.084 | 0.084 | Not Coal Steam or O/G Steam | 1.2 | 1.2 |  | 0.01328%
Wansley (7946) | Georgia |  |  |  | 7946 | CT9A | 8402 | Combined Cycle |  |  |  | Combined cycle | Y |  |  |  | 27.211 | 4389013.436 | 414676.99 | 27.313 | 27.211 |  | 4389013.436 | 414676.99 | 27.211 |  | 27.211 |  | 27.211 |  | 26.3341 | Optimize SCR | 26.3341 |  | 26.3341 |  | 26.3341 |  | 26.3341 | 26.3341 | Not Coal Steam or O/G Steam | 0.012 | 0.012 |  | 62.51%
Wansley (7946) | Georgia |  |  |  | 7946 | CT9B | 8404 | Combined Cycle |  |  |  | Combined cycle | Y |  |  |  | 27.992 | 4509597.92 | 411095.06 | 28.293 | 27.992 |  | 4509597.92 | 411095.06 | 27.992 |  | 27.992 |  | 27.992 |  | 27.0576 | Optimize SCR | 27.0576 |  | 27.0576 |  | 27.0576 |  | 27.0576 | 27.0576 | Not Coal Steam or O/G Steam | 0.012 | 0.012 |  | 63.71%
Wansley CC (55965) | Georgia |  |  |  | 55965 | 6A | 8352 | Combined Cycle |  |  |  | Combined cycle | Y |  |  |  | 27.921 | 6266204.07 | 930060.72 | 27.664 | 27.921 |  | 6266204.07 | 930060.72 | 27.921 |  | 27.921 |  | 27.921 |  | 27.921 |  | 27.921 |  | 27.921 |  | 27.921 |  | 27.921 | 27.921 | Not Coal Steam or O/G Steam | 0.0089116 | 0.0089116 |  | 76.48%
Wansley CC (55965) | Georgia |  |  |  | 55965 | 6B | 8354 | Combined Cycle |  |  |  | Combined cycle | Y |  |  |  | 28.596 | 6337635.594 | 934685.17 | 28.6943 | 28.596 |  | 6337635.594 | 934685.17 | 28.596 |  | 28.596 |  | 28.596 |  | 28.596 |  | 28.596 |  | 28.596 |  | 28.596 |  | 28.596 | 28.596 | Not Coal Steam or O/G Steam | 0.0090242 | 0.0090242 |  | 76.5%
Wansley CC (55965) | Georgia |  |  |  | 55965 | 7A | 8356 | Combined Cycle |  |  |  | Combined cycle | Y |  |  |  | 27.827 | 6476942.134 | 955211.36 | 26.5707 | 27.827 |  | 6476942.134 | 955211.36 | 27.827 |  | 27.827 |  | 27.827 |  | 27.827 |  | 27.827 |  | 27.827 |  | 27.827 |  | 27.827 | 27.827 | Not Coal Steam or O/G Steam | 0.0085926 | 0.0085926 |  | 72.37%
Wansley CC (55965) | Georgia |  |  |  | 55965 | 7B | 8358 | Combined Cycle |  |  |  | Combined cycle | Y |  |  |  | 28.181 | 6425702.47 | 944525.09 | 26.9347 | 28.181 |  | 6425702.47 | 944525.09 | 28.181 |  | 28.181 |  | 28.181 |  | 28.181 |  | 28.181 |  | 28.181 |  | 28.181 |  | 28.181 | 28.181 | Not Coal Steam or O/G Steam | 0.0087713 | 0.0087713 |  | 72.94%
Washington County Power | Georgia |  |  |  | 55332 | T1 | 4503 | Combustion Turbine |  |  |  | Combustion turbine |  |  |  |  | 3.996 | 234982.243 | 21837.28 | 5.4743 | 3.996 |  | 234982.243 | 21837.28 | 3.996 |  | 3.996 |  | 3.996 |  | 3.996 |  | 3.996 |  | 3.996 |  | 3.996 |  | 3.996 | 3.996 | Not Coal Steam or O/G Steam | 0.034011 | 0.034011 |  | 4.513%
Washington County Power | Georgia |  |  |  | 55332 | T2 | 4504 | Combustion Turbine |  |  |  | Combustion turbine |  |  |  |  | 9.379 | 412931.905 | 39391.41 | 9.502 | 9.379 |  | 412931.905 | 39391.41 | 9.379 |  | 9.379 |  | 9.379 |  | 9.379 |  | 9.379 |  | 9.379 |  | 9.379 |  | 9.379 | 9.379 | Not Coal Steam or O/G Steam | 0.045426 | 0.045426 |  | 5.951%
Washington County Power | Georgia |  |  |  | 55332 | T3 | 4505 | Combustion Turbine |  |  |  | Combustion turbine |  |  |  |  | 8.671 | 389759.927 | 37281.66 | 8.5367 | 8.671 |  | 389759.927 | 37281.66 | 8.671 |  | 8.671 |  | 8.671 |  | 8.671 |  | 8.671 |  | 8.671 |  | 8.671 |  | 8.671 | 8.671 | Not Coal Steam or O/G Steam | 0.044494 | 0.044494 |  | 5.576%
Washington County Power | Georgia |  |  |  | 55332 | T4 | 4506 | Combustion Turbine |  |  |  | Combustion turbine |  |  |  |  | 1.727 | 136677.12 | 12767.99 | 3.4073 | 1.727 |  | 136677.12 | 12767.99 | 1.727 |  | 1.727 |  | 1.727 |  | 1.727 |  | 1.727 |  | 1.727 |  | 1.727 |  | 1.727 | 1.727 | Not Coal Steam or O/G Steam | 0.025271 | 0.025271 |  | 3.245%
Yates | Georgia |  |  |  | 728 | Y6BR | 556 | O/G Steam |  |  |  | Tangentially-fired |  |  |  | 356 | 148.094 | 4184680.46 | 392745.34 | 227.264 | 148.094 |  | 4184680.46 | 392745.34 | 148.094 |  | 148.094 |  | 148.094 |  | 148.094 |  | 148.094 |  | 148.094 |  | 148.094 |  | 105.4321 | 62.7702 | O/G Steam SCR Retrofit | 0.070779 | 0.03 |  | 39.63%
Yates | Georgia |  |  |  | 728 | Y7BR | 557 | O/G Steam |  |  |  | Tangentially-fired |  |  |  | 358 | 148.902 | 4617331.488 | 452210.52 | 229.5503 | 148.902 |  | 4617331.488 | 452210.52 | 148.902 |  | 148.902 |  | 148.902 |  | 148.902 |  | 148.902 |  | 148.902 |  | 148.902 |  | 109.081 | 69.26 | O/G Steam SCR Retrofit | 0.064497 | 0.03 |  | 44.76%
Bennett Mountain Power Project | Idaho |  |  |  | 55733 | CT01 | 9983 | Combustion Turbine |  |  |  | Combustion turbine |  |  |  |  | 90.289 | 2439181.768 | 223923.46 | 85.5077 | 90.289 |  | 2439181.768 | 223923.46 | 90.289 |  | 90.289 |  | 90.289 |  | 90.289 |  | 90.289 |  | 90.289 |  | 90.289 |  | 90.289 | 90.289 | Not Coal Steam or O/G Steam | 0.074032 | 0.074032 |  | 31.83%
Evander Andrews Power Complex | Idaho |  |  |  | 7953 | CT1 | 90108 | Combustion Turbine |  |  |  | Combustion turbine |  |  |  |  | 45.862 | 2881314.429 | 265444.49 | 28.979 | 45.862 |  | 2881314.429 | 265444.49 | 45.862 |  | 45.862 |  | 45.862 |  | 45.862 |  | 45.862 |  | 45.862 |  | 45.862 |  | 45.862 | 45.862 | Not Coal Steam or O/G Steam | 0.031834 | 0.031834 |  | 22.44%
Evander Andrews Power Complex | Idaho |  |  |  | 7953 | CT2 | 8422 | Combustion Turbine |  |  |  | Combustion turbine |  |  |  |  | 15.225 | 359067.611 | 29809.21 | 10.499 | 15.225 |  | 359067.611 | 29809.21 | 15.225 |  | 15.225 |  | 15.225 |  | 15.225 |  | 15.225 |  | 15.225 |  | 15.225 |  | 15.225 | 15.225 | Not Coal Steam or O/G Steam | 0.084803 | 0.084803 |  | 8.806%
Evander Andrews Power Complex | Idaho |  |  |  | 7953 | CT3 | 8424 | Combustion Turbine |  |  |  | Combustion turbine |  |  |  |  | 11.649 | 339508.657 | 27585 | 8.9023 | 11.649 |  | 339508.657 | 27585 | 11.649 |  | 11.649 |  | 11.649 |  | 11.649 |  | 11.649 |  | 11.649 |  | 11.649 |  | 11.649 | 11.649 | Not Coal Steam or O/G Steam | 0.068623 | 0.068623 |  | 9.02%
Langley Gulch Power Plant | Idaho |  |  |  | 57028 | CT1 | 90518 | Combined Cycle |  |  |  | Combined cycle | Y |  |  |  | 21.204 | 6322162.603 | 933868.21 | 17.2367 | 21.204 |  | 6322162.603 | 933868.21 | 21.204 |  | 21.204 |  | 21.204 |  | 21.204 |  | 21.204 |  | 21.204 |  | 21.204 |  | 21.204 | 21.204 | Not Coal Steam or O/G Steam | 0.0067078 | 0.0067078 |  | 58.03%
Rathdrum Combustion Turbine Project | Idaho |  |  |  | 7456 | 1 | 3118 | Combustion Turbine |  |  |  | Combustion turbine |  |  |  |  | 12.769 | 623952.856 | 57204.22 | 7.6353 | 12.769 |  | 623952.856 | 57204.22 | 12.769 |  | 12.769 |  | 12.769 |  | 12.769 |  | 12.769 |  | 12.769 |  | 12.769 |  | 12.769 | 12.769 | Not Coal Steam or O/G Steam | 0.040929 | 0.040929 |  | 9.454%
Rathdrum Combustion Turbine Project | Idaho |  |  |  | 7456 | 2 | 3119 | Combustion Turbine |  |  |  | Combustion turbine |  |  |  |  | 15.15 | 629460.109 | 60618.18 | 9.14 | 15.15 |  | 629460.109 | 60618.18 | 15.15 |  | 15.15 |  | 15.15 |  | 15.15 |  | 15.15 |  | 15.15 |  | 15.15 |  | 15.15 | 15.15 | Not Coal Steam or O/G Steam | 0.048136 | 0.048136 |  | 10.34%
Rathdrum Power, LLC | Idaho |  |  |  | 55179 | CTGEN1 | 4071 | Combined Cycle |  |  |  | Combined cycle | Y |  |  |  | 27.418 | 4725335.345 | 677414.43 | 25.7873 | 27.418 |  | 4725335.345 | 677414.43 | 27.418 |  | 27.418 |  | 27.418 |  | 27.418 |  | 27.418 |  | 27.418 |  | 27.418 |  | 27.418 | 27.418 | Not Coal Steam or O/G Steam | 0.011605 | 0.011605 |  | 55.57%
Alsey Station | Illinois | X | X | X | 7818 | ACT1 | 89336 | Combustion Turbine |  |  |  | Combustion turbine |  |  |  |  | 3.493 | 36594.814 | 2245.17 | 3.5613 | 3.493 |  | 36594.814 | 2245.17 | 3.493 |  | 3.493 |  | 3.493 |  | 3.493 |  | 3.493 |  | 3.493 |  | 3.493 |  | 3.493 | 3.493 | Not Coal Steam or O/G Steam | 0.1909 | 0.1909 |  | 1.853%
Alsey Station | Illinois | X | X | X | 7818 | ACT2 | 89337 | Combustion Turbine |  |  |  | Combustion turbine |  |  |  |  | 2.759 | 26118.731 | 1516.93 | 2.7463 | 2.759 |  | 26118.731 | 1516.93 | 2.759 |  | 2.759 |  | 2.759 |  | 2.759 |  | 2.759 |  | 2.759 |  | 2.759 |  | 2.759 | 2.759 | Not Coal Steam or O/G Steam | 0.21127 | 0.21127 |  | 1.519%
Alsey Station | Illinois | X | X | X | 7818 | ACT5 | 89338 | Combustion Turbine |  |  |  | Combustion turbine |  |  |  |  | 3.382 | 23125.942 | 1308.12 | 3.0663 | 3.382 |  | 23125.942 | 1308.12 | 3.382 |  | 3.382 |  | 3.382 |  | 3.382 |  | 3.382 |  | 3.382 |  | 3.382 |  | 3.382 | 3.382 | Not Coal Steam or O/G Steam | 0.29249 | 0.29249 |  | 1.234%
Alsey Station | Illinois | X | X | X | 7818 | ACT6 | 91126 | Combustion Turbine |  |  |  | Combustion turbine |  |  |  |  | 6.565 | 170360.378 | 18328.91 | 3.2977 | 6.565 |  | 170360.378 | 18328.91 | 6.565 |  | 6.565 |  | 6.565 |  | 6.565 |  | 6.565 |  | 6.565 |  | 6.565 |  | 6.565 | 6.565 | Not Coal Steam or O/G Steam | 0.077072 | 0.077072 |  | 5.059%
Aurora | Illinois | X | X | X | 55279 | AGS01 | 4407 | Combustion Turbine |  |  |  | Combustion turbine |  |  |  |  | 24.57 | 1234421.621 | 111101.51 | 21.971 | 24.57 |  | 1234421.621 | 111101.51 | 24.57 |  | 24.57 |  | 24.57 |  | 24.57 |  | 24.57 |  | 24.57 |  | 24.57 |  | 24.57 | 24.57 | Not Coal Steam or O/G Steam | 0.039808 | 0.039808 |  | 14%
Aurora | Illinois | X | X | X | 55279 | AGS02 | 4409 | Combustion Turbine |  |  |  | Combustion turbine |  |  |  |  | 17.822 | 1100224.939 | 104083.06 | 17.2827 | 17.822 |  | 1100224.939 | 104083.06 | 17.822 |  | 17.822 |  | 17.822 |  | 17.822 |  | 17.822 |  | 17.822 |  | 17.822 |  | 17.822 | 17.822 | Not Coal Steam or O/G Steam | 0.032397 | 0.032397 |  | 13.25%
Aurora | Illinois | X | X | X | 55279 | AGS03 | 4410 | Combustion Turbine |  |  |  | Combustion turbine |  |  |  |  | 19.235 | 1095314.025 | 117941.2 | 16.2893 | 19.235 |  | 1095314.025 | 117941.2 | 19.235 |  | 19.235 |  | 19.235 |  | 19.235 |  | 19.235 |  | 19.235 |  | 19.235 |  | 19.235 | 19.235 | Not Coal Steam or O/G Steam | 0.035122 | 0.035122 |  | 11.45%
Aurora | Illinois | X | X | X | 55279 | AGS04 | 4411 | Combustion Turbine |  |  |  | Combustion turbine |  |  |  |  | 22.183 | 1093910.968 | 116286.2 | 17.022 | 22.183 |  | 1093910.968 | 116286.2 | 22.183 |  | 22.183 |  | 22.183 |  | 22.183 |  | 22.183 |  | 22.183 |  | 22.183 |  | 22.183 | 22.183 | Not Coal Steam or O/G Steam | 0.040557 | 0.040557 |  | 11.92%
Aurora | Illinois | X | X | X | 55279 | AGS05 | 4412 | Combustion Turbine |  |  |  | Combustion turbine |  |  |  |  | 18.552 | 432238.333 | 46177.94 | 17.7987 | 18.552 |  | 432238.333 | 46177.94 | 18.552 |  | 18.552 |  | 18.552 |  | 18.552 |  | 18.552 |  | 18.552 |  | 18.552 |  | 18.552 | 18.552 | Not Coal Steam or O/G Steam | 0.085842 | 0.085842 |  | 21.98%
Aurora | Illinois | X | X | X | 55279 | AGS06 | 4413 | Combustion Turbine |  |  |  | Combustion turbine |  |  |  |  | 17.76 | 430750.952 | 45942.25 | 17.3733 | 17.76 |  | 430750.952 | 45942.25 | 17.76 |  | 17.76 |  | 17.76 |  | 17.76 |  | 17.76 |  | 17.76 |  | 17.76 |  | 17.76 | 17.76 | Not Coal Steam or O/G Steam | 0.082461 | 0.082461 |  | 21.76%
Aurora | Illinois | X | X | X | 55279 | AGS07 | 4414 | Combustion Turbine |  |  |  | Combustion turbine |  |  |  |  | 17.65 | 441858.378 | 47494.21 | 17.752 | 17.65 |  | 441858.378 | 47494.21 | 17.65 |  | 17.65 |  | 17.65 |  | 17.65 |  | 17.65 |  | 17.65 |  | 17.65 |  | 17.65 | 17.65 | Not Coal Steam or O/G Steam | 0.07989 | 0.07989 |  | 22.73%
Aurora | Illinois | X | X | X | 55279 | AGS08 | 4415 | Combustion Turbine |  |  |  | Combustion turbine |  |  |  |  | 16.216 | 397230.836 | 42077.95 | 17.3583 | 16.216 |  | 397230.836 | 42077.95 | 16.216 |  | 16.216 |  | 16.216 |  | 16.216 |  | 16.216 |  | 16.216 |  | 16.216 |  | 16.216 | 16.216 | Not Coal Steam or O/G Steam | 0.081645 | 0.081645 |  | 21.74%
Aurora | Illinois | X | X | X | 55279 | AGS09 | 4416 | Combustion Turbine |  |  |  | Combustion turbine |  |  |  |  | 18.217 | 460268.599 | 48429.3 | 17.247 | 18.217 |  | 460268.599 | 48429.3 | 18.217 |  | 18.217 |  | 18.217 |  | 18.217 |  | 18.217 |  | 18.217 |  | 18.217 |  | 18.217 | 18.217 | Not Coal Steam or O/G Steam | 0.079158 | 0.079158 |  | 22.67%
Aurora | Illinois | X | X | X | 55279 | AGS10 | 4408 | Combustion Turbine |  |  |  | Combustion turbine |  |  |  |  | 18.096 | 464776.277 | 48486.16 | 17.1933 | 18.096 |  | 464776.277 | 48486.16 | 18.096 |  | 18.096 |  | 18.096 |  | 18.096 |  | 18.096 |  | 18.096 |  | 18.096 |  | 18.096 | 18.096 | Not Coal Steam or O/G Steam | 0.07787 | 0.07787 |  | 22.94%
Baldwin Energy Complex | Illinois | X | X | X | 889 | 1 | 611 | Coal Steam | 12 | 2025 | 2026 | Cyclone boiler | Y |  |  | 576 | 390.335 | 16875004.003 | 1800633.36 | 466.3137 | 390.335 |  | 16875004.003 | 1800633.36 | 390.335 |  | 390.335 |  | 390.335 |  | 390.335 |  | 390.335 |  | 390.335 |  | 390.335 |  | 390.335 | 390.335 | Existing SCR | 0.046262 | 0.046262 |  | 52.8%
Baldwin Energy Complex | Illinois | X | X | X | 889 | 2 | 612 | Coal Steam | 12 | 2025 | 2026 | Cyclone boiler | Y |  |  | 581 | 520.511 | 16473644.908 | 1711021.52 | 483.525 | 520.511 |  | 16473644.908 | 1711021.52 | 520.511 |  | 520.511 |  | 520.511 |  | 520.511 |  | 520.511 |  | 520.511 |  | 520.511 |  | 520.511 | 520.511 | Existing SCR | 0.063193 | 0.063193 |  | 54.37%
Calumet Energy Team, LLC | Illinois | X | X | X | 55296 | **1 | 4469 | Combustion Turbine |  |  |  | Combustion turbine |  |  |  |  | 6.678 | 166893.134 | 16252.36 | 4.4427 | 6.678 |  | 166893.134 | 16252.36 | 6.678 |  | 6.678 |  | 6.678 |  | 6.678 |  | 6.678 |  | 6.678 |  | 6.678 |  | 6.678 | 6.678 | Not Coal Steam or O/G Steam | 0.080027 | 0.080027 |  | 1.308%
Calumet Energy Team, LLC | Illinois | X | X | X | 55296 | **2 | 4470 | Combustion Turbine |  |  |  | Combustion turbine |  |  |  |  | 5.639 | 136120.193 | 13081.67 | 3.5477 | 5.639 |  | 136120.193 | 13081.67 | 5.639 |  | 5.639 |  | 5.639 |  | 5.639 |  | 5.639 |  | 5.639 |  | 5.639 |  | 5.639 | 5.639 | Not Coal Steam or O/G Steam | 0.082853 | 0.082853 |  | 1.084%
Cordova Energy Company | Illinois | X | X | X | 55188 | 1 | 4081 | Combined Cycle |  |  |  | Combined cycle | Y |  |  |  | 30.757 | 4685892.851 | 708111.3 | 22.132 | 30.757 |  | 4685892.851 | 708111.3 | 30.757 |  | 30.757 |  | 30.757 |  | 28.1154 | Optimize SCR | 28.1154 |  | 28.1154 |  | 28.1154 |  | 28.1154 | 28.1154 | Not Coal Steam or O/G Steam | 0.012 | 0.012 |  | 47.59%
Cordova Energy Company | Illinois | X | X | X | 55188 | 2 | 4082 | Combined Cycle |  |  |  | Combined cycle | Y |  |  |  | 28.944 | 4838226.145 | 727849.45 | 21.5007 | 28.944 |  | 4838226.145 | 727849.45 | 28.944 |  | 28.944 |  | 28.944 |  | 28.944 |  | 28.944 |  | 28.944 |  | 28.944 |  | 28.944 | 28.944 | Not Coal Steam or O/G Steam | 0.011965 | 0.011965 |  | 48.02%
Crete Energy Park | Illinois | X | X | X | 55253 | GT1 | 4339 | Combustion Turbine |  |  |  | Combustion turbine |  |  |  |  | 0.647 | 46518.713 | 3535.92 | 1.6877 | 0.647 |  | 46518.713 | 3535.92 | 0.647 |  | 0.647 |  | 0.647 |  | 0.647 |  | 0.647 |  | 0.647 |  | 0.647 |  | 0.647 | 0.647 | Not Coal Steam or O/G Steam | 0.027817 | 0.027817 |  | 2.973%
Crete Energy Park | Illinois | X | X | X | 55253 | GT2 | 4340 | Combustion Turbine |  |  |  | Combustion turbine |  |  |  |  | 1.166 | 87307.239 | 6726.11 | 2.1467 | 1.166 |  | 87307.239 | 6726.11 | 1.166 |  | 1.166 |  | 1.166 |  | 1.166 |  | 1.166 |  | 1.166 |  | 1.166 |  | 1.166 | 1.166 | Not Coal Steam or O/G Steam | 0.02671 | 0.02671 |  | 4.134%
Crete Energy Park | Illinois | X | X | X | 55253 | GT3 | 4341 | Combustion Turbine |  |  |  | Combustion turbine |  |  |  |  | 1.852 | 79922.536 | 5770 | 2.2483 | 1.852 |  | 79922.536 | 5770 | 1.852 |  | 1.852 |  | 1.852 |  | 1.852 |  | 1.852 |  | 1.852 |  | 1.852 |  | 1.852 | 1.852 | Not Coal Steam or O/G Steam | 0.046345 | 0.046345 |  | 3.633%
Crete Energy Park | Illinois | X | X | X | 55253 | GT4 | 4342 | Combustion Turbine |  |  |  | Combustion turbine |  |  |  |  | 1.289 | 91678.882 | 6770.09 | 1.487 | 1.289 |  | 91678.882 | 6770.09 | 1.289 |  | 1.289 |  | 1.289 |  | 1.289 |  | 1.289 |  | 1.289 |  | 1.289 |  | 1.289 | 1.289 | Not Coal Steam or O/G Steam | 0.02812 | 0.02812 |  | 2.782%
Dallman | Illinois | X | X | X | 963 | 33 | 647 | Coal Steam | 12 | 2020 | 2023 | Tangentially-fired | Y |  |  | 188 | 37.283 | 1192332.924 | 114946.21 | 52.784 | 0 | Y | 0 | 0 | 0 |  | 0 |  | 0 |  | 0 |  | 0 |  | 0 |  | 0 |  | 0 | 0 | Retired | 0 | 0 |  | 22.76%
Dallman | Illinois | X | X | X | 963 | 4 | 89910 | Coal Steam |  |  |  | Wet bottom wall-fired boiler | Y |  |  | 208 | 159.101 | 5506421.408 | 593425.66 | 140.001 | 159.101 |  | 5506421.408 | 593425.66 | 159.101 |  | 159.101 |  | 159.101 |  | 159.101 |  | 159.101 |  | 159.101 |  | 159.101 |  | 159.101 | 159.101 | Existing SCR | 0.057787 | 0.057787 |  | 61.55%
E D Edwards | Illinois | X | X | X | 856 | 2 | 569 | Coal Steam | 12 | 2022 | 2023 | Dry bottom wall-fired boiler |  |  |  | 245 | 597.402 | 5920388.097 | 589470.01 | 639.7193 | 0 | Y | 0 | 0 | 0 |  | 0 |  | 0 |  | 0 |  | 0 |  | 0 |  | 0 |  | 0 | 0 | Retired | 0 | 0 |  | 51%
E D Edwards | Illinois | X | X | X | 856 | 3 | 570 | Coal Steam | 12 | 2022 | 2023 | Dry bottom wall-fired boiler | Y |  |  | 315 | 431.526 | 7074864.629 | 797605.13 | 399.6937 | 0 | Y | 0 | 0 | 0 |  | 0 |  | 0 |  | 0 |  | 0 |  | 0 |  | 0 |  | 0 | 0 | Retired | 0 | 0 |  | 45.81%
Elgin Energy Center, LLC | Illinois | X | X | X | 55438 | CT01 | 4751 | Combustion Turbine |  |  |  | Combustion turbine |  |  |  |  | 25.709 | 968046.653 | 83889.07 | 22.9497 | 25.709 |  | 968046.653 | 83889.07 | 25.709 |  | 25.709 |  | 25.709 |  | 25.709 |  | 25.709 |  | 25.709 |  | 25.709 |  | 25.709 | 25.709 | Not Coal Steam or O/G Steam | 0.053115 | 0.053115 |  | 15.51%
Elgin Energy Center, LLC | Illinois | X | X | X | 55438 | CT02 | 4752 | Combustion Turbine |  |  |  | Combustion turbine |  |  |  |  | 34.448 | 1179407.751 | 102668.89 | 28.4387 | 34.448 |  | 1179407.751 | 102668.89 | 34.448 |  | 34.448 |  | 34.448 |  | 34.448 |  | 34.448 |  | 34.448 |  | 34.448 |  | 34.448 | 34.448 | Not Coal Steam or O/G Steam | 0.058416 | 0.058416 |  | 18.09%
Elgin Energy Center, LLC | Illinois | X | X | X | 55438 | CT03 | 4753 | Combustion Turbine |  |  |  | Combustion turbine |  |  |  |  | 21.621 | 816914.837 | 69341.66 | 21.2503 | 21.621 |  | 816914.837 | 69341.66 | 21.621 |  | 21.621 |  | 21.621 |  | 21.621 |  | 21.621 |  | 21.621 |  | 21.621 |  | 21.621 | 21.621 | Not Coal Steam or O/G Steam | 0.052933 | 0.052933 |  | 14.32%
Elgin Energy Center, LLC | Illinois | X | X | X | 55438 | CT04 | 4754 | Combustion Turbine |  |  |  | Combustion turbine |  |  |  |  | 37.49 | 1199754.258 | 104311.51 | 26.661 | 37.49 |  | 1199754.258 | 104311.51 | 37.49 |  | 37.49 |  | 37.49 |  | 37.49 |  | 37.49 |  | 37.49 |  | 37.49 |  | 37.49 | 37.49 | Not Coal Steam or O/G Steam | 0.062496 | 0.062496 |  | 16.07%
Elwood Energy Facility | Illinois | X | X | X | 55199 | 1 | 4110 | Combustion Turbine |  |  |  | Combustion turbine |  |  |  |  | 15.7 | 932102.595 | 79372.38 | 9.082 | 15.7 |  | 932102.595 | 79372.38 | 15.7 |  | 15.7 |  | 15.7 |  | 15.7 |  | 15.7 |  | 15.7 |  | 15.7 |  | 15.7 | 15.7 | Not Coal Steam or O/G Steam | 0.033687 | 0.033687 |  | 6.313%
Elwood Energy Facility | Illinois | X | X | X | 55199 | 2 | 4116 | Combustion Turbine |  |  |  | Combustion turbine |  |  |  |  | 7.773 | 408425.958 | 34411.67 | 5.6093 | 7.773 |  | 408425.958 | 34411.67 | 7.773 |  | 7.773 |  | 7.773 |  | 7.773 |  | 7.773 |  | 7.773 |  | 7.773 |  | 7.773 | 7.773 | Not Coal Steam or O/G Steam | 0.038063 | 0.038063 |  | 3.754%
Elwood Energy Facility | Illinois | X | X | X | 55199 | 3 | 4117 | Combustion Turbine |  |  |  | Combustion turbine |  |  |  |  | 11.341 | 610600.712 | 51719.09 | 8.3193 | 11.341 |  | 610600.712 | 51719.09 | 11.341 |  | 11.341 |  | 11.341 |  | 11.341 |  | 11.341 |  | 11.341 |  | 11.341 |  | 11.341 | 11.341 | Not Coal Steam or O/G Steam | 0.037147 | 0.037147 |  | 5.708%
Elwood Energy Facility | Illinois | X | X | X | 55199 | 4 | 4118 | Combustion Turbine |  |  |  | Combustion turbine |  |  |  |  | 8.807 | 516118.003 | 43635.75 | 6.3653 | 8.807 |  | 516118.003 | 43635.75 | 8.807 |  | 8.807 |  | 8.807 |  | 8.807 |  | 8.807 |  | 8.807 |  | 8.807 |  | 8.807 | 8.807 | Not Coal Steam or O/G Steam | 0.034128 | 0.034128 |  | 4.676%
Elwood Energy Facility | Illinois | X | X | X | 55199 | 5 | 4119 | Combustion Turbine |  |  |  | Combustion turbine |  |  |  |  | 15.194 | 919885.026 | 84024.49 | 8.7797 | 15.194 |  | 919885.026 | 84024.49 | 15.194 |  | 15.194 |  | 15.194 |  | 15.194 |  | 15.194 |  | 15.194 |  | 15.194 |  | 15.194 | 15.194 | Not Coal Steam or O/G Steam | 0.033035 | 0.033035 |  | 6.745%
Elwood Energy Facility | Illinois | X | X | X | 55199 | 6 | 4120 | Combustion Turbine |  |  |  | Combustion turbine |  |  |  |  | 7.606 | 484943.34 | 43330.68 | 6.4977 | 7.606 |  | 484943.34 | 43330.68 | 7.606 |  | 7.606 |  | 7.606 |  | 7.606 |  | 7.606 |  | 7.606 |  | 7.606 |  | 7.606 | 7.606 | Not Coal Steam or O/G Steam | 0.031369 | 0.031369 |  | 5.083%
Elwood Energy Facility | Illinois | X | X | X | 55199 | 7 | 4121 | Combustion Turbine |  |  |  | Combustion turbine |  |  |  |  | 14.49 | 916296.481 | 85963.49 | 8.401 | 14.49 |  | 916296.481 | 85963.49 | 14.49 |  | 14.49 |  | 14.49 |  | 14.49 |  | 14.49 |  | 14.49 |  | 14.49 |  | 14.49 | 14.49 | Not Coal Steam or O/G Steam | 0.031627 | 0.031627 |  | 6.69%
Elwood Energy Facility | Illinois | X | X | X | 55199 | 8 | 4122 | Combustion Turbine |  |  |  | Combustion turbine |  |  |  |  | 13.161 | 675080.031 | 61834.81 | 8.579 | 13.161 |  | 675080.031 | 61834.81 | 13.161 |  | 13.161 |  | 13.161 |  | 13.161 |  | 13.161 |  | 13.161 |  | 13.161 |  | 13.161 | 13.161 | Not Coal Steam or O/G Steam | 0.038991 | 0.038991 |  | 6.354%
Elwood Energy Facility | Illinois | X | X | X | 55199 | 9 | 4123 | Combustion Turbine |  |  |  | Combustion turbine |  |  |  |  | 9.041 | 551834.31 | 52512.77 | 7.639 | 9.041 |  | 551834.31 | 52512.77 | 9.041 |  | 9.041 |  | 9.041 |  | 9.041 |  | 9.041 |  | 9.041 |  | 9.041 |  | 9.041 | 9.041 | Not Coal Steam or O/G Steam | 0.032767 | 0.032767 |  | 5.954%
Factory Gas Turbine | Illinois | X | X | X | 8016 | 2 | 9200 | Combustion Turbine |  |  |  | Combustion turbine |  |  |  |  | 1.139 | 1897.9 | 80.42 | 1.4487 | 1.139 |  | 1897.9 | 80.42 | 1.139 |  | 1.139 |  | 1.139 |  | 1.139 |  | 1.139 |  | 1.139 |  | 1.139 |  | 1.139 | 1.139 | Not Coal Steam or O/G Steam | 1.2003 | 1.2003 |  | 0.2081%
Fisk | Illinois | X | X | X | 886 | 311 | 9165 | Combustion Turbine | 12 | 2029 | 2030 | Combustion turbine |  |  |  |  | 2.134 | 3556.3 |  | 1.1487 | 2.134 |  | 3556.3 |  | 2.134 |  | 2.134 |  | 2.134 |  | 2.134 |  | 2.134 |  | 2.134 |  | 2.134 |  | 2.134 | 2.134 | Not Coal Steam or O/G Steam | 1.2001 | 1.2001 |  | 0.1088%
Fisk | Illinois | X | X | X | 886 | 312 | 9166 | Combustion Turbine | 12 | 2029 | 2030 | Combustion turbine |  |  |  |  | 2.16 | 3599.3 |  | 1.1263 | 2.16 |  | 3599.3 |  | 2.16 |  | 2.16 |  | 2.16 |  | 2.16 |  | 2.16 |  | 2.16 |  | 2.16 |  | 2.16 | 2.16 | Not Coal Steam or O/G Steam | 1.2002 | 1.2002 |  | 0.1067%
Fisk | Illinois | X | X | X | 886 | 321 | 9167 | Combustion Turbine | 12 | 2029 | 2030 | Combustion turbine |  |  |  |  | 1.964 | 3273.6 |  | 1.128 | 1.964 |  | 3273.6 |  | 1.964 |  | 1.964 |  | 1.964 |  | 1.964 |  | 1.964 |  | 1.964 |  | 1.964 |  | 1.964 | 1.964 | Not Coal Steam or O/G Steam | 1.1999 | 1.1999 |  | 0.1068%
Fisk | Illinois | X | X | X | 886 | 322 | 9168 | Combustion Turbine | 12 | 2029 | 2030 | Combustion turbine |  |  |  |  | 2.102 | 3503.6 |  | 1.36 | 2.102 |  | 3503.6 |  | 2.102 |  | 2.102 |  | 2.102 |  | 2.102 |  | 2.102 |  | 2.102 |  | 2.102 |  | 2.102 | 2.102 | Not Coal Steam or O/G Steam | 1.1999 | 1.1999 |  | 0.1288%
Fisk | Illinois | X | X | X | 886 | 331 | 9169 | Combustion Turbine | 12 | 2029 | 2030 | Combustion turbine |  |  |  |  | 1.211 | 2017.8 |  | 1.028 | 1.211 |  | 2017.8 |  | 1.211 |  | 1.211 |  | 1.211 |  | 1.211 |  | 1.211 |  | 1.211 |  | 1.211 |  | 1.211 | 1.211 | Not Coal Steam or O/G Steam | 1.2003 | 1.2003 |  | 0.09731%
Fisk | Illinois | X | X | X | 886 | 332 | 9170 | Combustion Turbine | 12 | 2029 | 2030 | Combustion turbine |  |  |  |  | 2.091 | 3484.5 |  | 1.1237 | 2.091 |  | 3484.5 |  | 2.091 |  | 2.091 |  | 2.091 |  | 2.091 |  | 2.091 |  | 2.091 |  | 2.091 |  | 2.091 | 2.091 | Not Coal Steam or O/G Steam | 1.2002 | 1.2002 |  | 0.1064%
Fisk | Illinois | X | X | X | 886 | 341 | 9171 | Combustion Turbine |  |  |  | Combustion turbine | [28 empty] | Not Coal Steam or O/G Steam | 0 | 0
Fisk | Illinois | X | X | X | 886 | 342 | 9172 | Combustion Turbine | 12 | 2029 | 2030 | Combustion turbine |  |  |  |  | 0.822 | 1370.8 |  | 0.54633 | 0.822 |  | 1370.8 |  | 0.822 |  | 0.822 |  | 0.822 |  | 0.822 |  | 0.822 |  | 0.822 |  | 0.822 |  | 0.822 | 0.822 | Not Coal Steam or O/G Steam | 1.1993 | 1.1993 |  | 0.05174%
Freedom Power Project | Illinois | X | X | X | 7842 | CT1 | 3293 | Combustion Turbine |  |  |  | Combustion turbine |  |  |  |  | 0.823 | 17372.746 | 1665.81 | 0.439 | 0.823 |  | 17372.746 | 1665.81 | 0.823 |  | 0.823 |  | 0.823 |  | 0.823 |  | 0.823 |  | 0.823 |  | 0.823 |  | 0.823 | 0.823 | Not Coal Steam or O/G Steam | 0.094746 | 0.094746 |  | 0.5501%
Gibson City Energy Center, LLC | Illinois | X | X | X | 55201 | GCTG1 | 4126 | Combustion Turbine |  |  |  | Combustion turbine |  |  |  |  | 21.721 | 663590.133 | 55840.69 | 20.4137 | 21.721 |  | 663590.133 | 55840.69 | 21.721 |  | 21.721 |  | 21.721 |  | 21.721 |  | 21.721 |  | 21.721 |  | 21.721 |  | 21.721 | 21.721 | Not Coal Steam or O/G Steam | 0.065465 | 0.065465 |  | 10.42%
Gibson City Energy Center, LLC | Illinois | X | X | X | 55201 | GCTG2 | 4127 | Combustion Turbine |  |  |  | Combustion turbine |  |  |  |  | 22.314 | 693243.285 | 57124.64 | 25.2587 | 22.314 |  | 693243.285 | 57124.64 | 22.314 |  | 22.314 |  | 22.314 |  | 22.314 |  | 22.314 |  | 22.314 |  | 22.314 |  | 22.314 | 22.314 | Not Coal Steam or O/G Steam | 0.064376 | 0.064376 |  | 13.41%
Goose Creek Power Plant | Illinois | X | X | X | 55496 | CT-01 | 10123 | Combustion Turbine |  |  |  | Combustion turbine |  |  |  |  | 0.732 | 69253.257 | 5672.53 | 0.409 | 0.732 |  | 69253.257 | 5672.53 | 0.732 |  | 0.732 |  | 0.732 |  | 0.732 |  | 0.732 |  | 0.732 |  | 0.732 |  | 0.732 | 0.732 | Not Coal Steam or O/G Steam | 0.02114 | 0.02114 |  | 0.9703%
Goose Creek Power Plant | Illinois | X | X | X | 55496 | CT-02 | 10124 | Combustion Turbine |  |  |  | Combustion turbine |  |  |  |  | 0.899 | 79728.802 | 6440.71 | 0.44433 | 0.899 |  | 79728.802 | 6440.71 | 0.899 |  | 0.899 |  | 0.899 |  | 0.899 |  | 0.899 |  | 0.899 |  | 0.899 |  | 0.899 | 0.899 | Not Coal Steam or O/G Steam | 0.022551 | 0.022551 |  | 0.9961%
Goose Creek Power Plant | Illinois | X | X | X | 55496 | CT-03 | 10125 | Combustion Turbine |  |  |  | Combustion turbine |  |  |  |  | 0.605 | 65627.705 | 5457.31 | 0.34733 | 0.605 |  | 65627.705 | 5457.31 | 0.605 |  | 0.605 |  | 0.605 |  | 0.605 |  | 0.605 |  | 0.605 |  | 0.605 |  | 0.605 | 0.605 | Not Coal Steam or O/G Steam | 0.018437 | 0.018437 |  | 0.9448%
Goose Creek Power Plant | Illinois | X | X | X | 55496 | CT-04 | 10126 | Combustion Turbine |  |  |  | Combustion turbine |  |  |  |  | 0.83 | 73212.261 | 5982.41 | 0.45733 | 0.83 |  | 73212.261 | 5982.41 | 0.83 |  | 0.83 |  | 0.83 |  | 0.83 |  | 0.83 |  | 0.83 |  | 0.83 |  | 0.83 | 0.83 | Not Coal Steam or O/G Steam | 0.022674 | 0.022674 |  | 1.008%
Goose Creek Power Plant | Illinois | X | X | X | 55496 | CT-05 | 10127 | Combustion Turbine |  |  |  | Combustion turbine |  |  |  |  | 0.714 | 64737.068 | 5296.5 | 0.40167 | 0.714 |  | 64737.068 | 5296.5 | 0.714 |  | 0.714 |  | 0.714 |  | 0.714 |  | 0.714 |  | 0.714 |  | 0.714 |  | 0.714 | 0.714 | Not Coal Steam or O/G Steam | 0.022058 | 0.022058 |  | 0.912%
Goose Creek Power Plant | Illinois | X | X | X | 55496 | CT-06 | 10128 | Combustion Turbine |  |  |  | Combustion turbine |  |  |  |  | 0.416 | 42933.824 | 3490.8 | 0.32233 | 0.416 |  | 42933.824 | 3490.8 | 0.416 |  | 0.416 |  | 0.416 |  | 0.416 |  | 0.416 |  | 0.416 |  | 0.416 |  | 0.416 | 0.416 | Not Coal Steam or O/G Steam | 0.019379 | 0.019379 |  | 0.7899%
Grand Tower Energy Center, LLC | Illinois | X | X | X | 862 | CT01 | 578 | Combined Cycle |  |  |  | Combined cycle | [7 empty] | 76.178 | [20 empty] | Not Coal Steam or O/G Steam | 0 | 0 |  | 24.95%
Grand Tower Energy Center, LLC | Illinois | X | X | X | 862 | CT02 | 579 | Combined Cycle |  |  |  | Combined cycle | [7 empty] | 65.4927 | [20 empty] | Not Coal Steam or O/G Steam | 0 | 0 |  | 20.92%
Holland Energy Facility | Illinois | X | X | X | 55334 | CTG1 | 4508 | Combined Cycle |  |  |  | Combined cycle | Y |  |  |  | 19.013 | 2605858.313 | 361867.68 | 21.3567 | 19.013 |  | 2605858.313 | 361867.68 | 19.013 |  | 19.013 |  | 19.013 |  | 15.6351 | Optimize SCR | 15.6351 |  | 15.6351 |  | 15.6351 |  | 15.6351 | 15.6351 | Not Coal Steam or O/G Steam | 0.012 | 0.012 |  | 31.14%
Holland Energy Facility | Illinois | X | X | X | 55334 | CTG2 | 4509 | Combined Cycle |  |  |  | Combined cycle | Y |  |  |  | 16.95 | 2403229.167 | 336020.24 | 20.029 | 16.95 |  | 2403229.167 | 336020.24 | 16.95 |  | 16.95 |  | 16.95 |  | 14.4194 | Optimize SCR | 14.4194 |  | 14.4194 |  | 14.4194 |  | 14.4194 | 14.4194 | Not Coal Steam or O/G Steam | 0.012 | 0.012 |  | 30.31%
Interstate | Illinois | X | X | X | 7425 | 1 | 3116 | Combustion Turbine |  |  |  | Combustion turbine | [7 empty] | 10.962 | [20 empty] | Not Coal Steam or O/G Steam | 0 | 0 |  | 2.746%
Joliet 29 | Illinois | X | X | X | 384 | 71 | 250 | O/G Steam | 6 | 2023 | 2024 | Tangentially-fired |  | Y | Y | 259 | 70.307 | 1662048.4 | 163316.25 | 104.7013 | 0 | Y | 0 | 0 | 0 |  | 0 |  | 0 |  | 0 |  | 0 |  | 0 |  | 0 |  | 0 | 0 | Retired | 0 | 0 |  | 20.26%
Joliet 29 | Illinois | X | X | X | 384 | 72 | 251 | O/G Steam | 6 | 2023 | 2024 | Tangentially-fired |  | Y | Y | 259 | 71.06 | 1681024.925 | 165235 | 101.21 | 0 | Y | 0 | 0 | 0 |  | 0 |  | 0 |  | 0 |  | 0 |  | 0 |  | 0 |  | 0 | 0 | Retired | 0 | 0 |  | 19.42%
Joliet 29 | Illinois | X | X | X | 384 | 81 | 252 | O/G Steam | 6 | 2023 | 2024 | Tangentially-fired |  | Y | Y | 259 | 59.374 | 1202136.3 | 107866.75 | 99.9583 | 0 | Y | 0 | 0 | 0 |  | 0 |  | 0 |  | 0 |  | 0 |  | 0 |  | 0 |  | 0 | 0 | Retired | 0 | 0 |  | 17.39%
Joliet 29 | Illinois | X | X | X | 384 | 82 | 253 | O/G Steam | 6 | 2023 | 2024 | Tangentially-fired |  | Y | Y | 259 | 64.902 | 1305574.05 | 118315 | 108.6727 | 0 | Y | 0 | 0 | 0 |  | 0 |  | 0 |  | 0 |  | 0 |  | 0 |  | 0 |  | 0 | 0 | Retired | 0 | 0 |  | 18.87%
Joliet 9 | Illinois | X | X | X | 874 | 5 | 590 | O/G Steam | 6 | 2023 | 2024 | Cyclone boiler |  | Y |  | 314 | 1.91 | 44593.475 | 3550 | 6.6477 | 0 | Y | 0 | 0 | 0 |  | 0 |  | 0 |  | 0 |  | 0 |  | 0 |  | 0 |  | 0 | 0 | Retired | 0 | 0 |  | 0.8778%
Joppa Steam | Illinois | X | X | X | 887 | 1 | 605 | Coal Steam | 8 | 2022 | 2023 | Tangentially-fired |  |  | Y | 162 | 275.949 | 4454973.714 | 449898.42 | 230.071 | 0 | Y | 0 | 0 | 0 |  | 0 |  | 0 |  | 0 |  | 0 |  | 0 |  | 0 |  | 0 | 0 | Retired | 0 | 0 |  | 42.59%
Joppa Steam | Illinois | X | X | X | 887 | 2 | 606 | Coal Steam | 8 | 2022 | 2023 | Tangentially-fired |  |  | Y | 158 | 261.726 | 4197422.522 | 427278.83 | 217.9853 | 0 | Y | 0 | 0 | 0 |  | 0 |  | 0 |  | 0 |  | 0 |  | 0 |  | 0 |  | 0 | 0 | Retired | 0 | 0 |  | 39.89%
Joppa Steam | Illinois | X | X | X | 887 | 3 | 607 | Coal Steam | 8 | 2022 | 2023 | Tangentially-fired |  |  | Y | 161 | 241.017 | 4228357.467 | 420311.02 | 187.13 | 0 | Y | 0 | 0 | 0 |  | 0 |  | 0 |  | 0 |  | 0 |  | 0 |  | 0 |  | 0 | 0 | Retired | 0 | 0 |  | 39.9%
Joppa Steam | Illinois | X | X | X | 887 | 4 | 608 | Coal Steam | 8 | 2022 | 2023 | Tangentially-fired |  |  | Y | 160 | 240.354 | 4224282.728 | 426285.16 | 222.8317 | 0 | Y | 0 | 0 | 0 |  | 0 |  | 0 |  | 0 |  | 0 |  | 0 |  | 0 |  | 0 | 0 | Retired | 0 | 0 |  | 48%
Joppa Steam | Illinois | X | X | X | 887 | 5 | 609 | Coal Steam | 8 | 2022 | 2023 | Tangentially-fired |  |  | Y | 150 | 254.928 | 4655602.56 | 431521.39 | 181.0213 | 0 | Y | 0 | 0 | 0 |  | 0 |  | 0 |  | 0 |  | 0 |  | 0 |  | 0 |  | 0 | 0 | Retired | 0 | 0 |  | 37.92%
Joppa Steam | Illinois | X | X | X | 887 | 6 | 610 | Coal Steam | 8 | 2022 | 2023 | Tangentially-fired |  |  | Y | 158 | 281.26 | 5079480.215 | 472866.95 | 216.1693 | 0 | Y | 0 | 0 | 0 |  | 0 |  | 0 |  | 0 |  | 0 |  | 0 |  | 0 |  | 0 | 0 | Retired | 0 | 0 |  | 45.17%
Kendall Energy Facility | Illinois | X | X | X | 55131 | GTG-1 | 3966 | Combined Cycle |  |  |  | Combined cycle | Y |  |  |  | 21.296 | 2741700.628 | 358299.21 | 33.6323 | 21.296 |  | 2741700.628 | 358299.21 | 21.296 |  | 21.296 |  | 21.296 |  | 16.4502 | Optimize SCR | 16.4502 |  | 16.4502 |  | 16.4502 |  | 16.4502 | 16.4502 | Not Coal Steam or O/G Steam | 0.012 | 0.012 |  | 51.5%
Kendall Energy Facility | Illinois | X | X | X | 55131 | GTG-2 | 3967 | Combined Cycle |  |  |  | Combined cycle | Y |  |  |  | 28.595 | 3255857.12 | 446731.35 | 35.115 | 28.595 |  | 3255857.12 | 446731.35 | 28.595 |  | 28.595 |  | 28.595 |  | 19.5351 | Optimize SCR | 19.5351 |  | 19.5351 |  | 19.5351 |  | 19.5351 | 19.5351 | Not Coal Steam or O/G Steam | 0.012 | 0.012 |  | 50.36%
Kendall Energy Facility | Illinois | X | X | X | 55131 | GTG-3 | 3968 | Combined Cycle |  |  |  | Combined cycle | Y |  |  |  | 41.802 | 4989589.528 | 680144.32 | 40.8057 | 41.802 |  | 4989589.528 | 680144.32 | 41.802 |  | 41.802 |  | 41.802 |  | 29.9375 | Optimize SCR | 29.9375 |  | 29.9375 |  | 29.9375 |  | 29.9375 | 29.9375 | Not Coal Steam or O/G Steam | 0.012 | 0.012 |  | 58.51%
Kendall Energy Facility | Illinois | X | X | X | 55131 | GTG-4 | 3969 | Combined Cycle |  |  |  | Combined cycle | Y |  |  |  | 38.146 | 4910038.285 | 659868.06 | 42.2973 | 38.146 |  | 4910038.285 | 659868.06 | 38.146 |  | 38.146 |  | 38.146 |  | 29.4602 | Optimize SCR | 29.4602 |  | 29.4602 |  | 29.4602 |  | 29.4602 | 29.4602 | Not Coal Steam or O/G Steam | 0.012 | 0.012 |  | 60.13%
Kincaid Generating Station | Illinois | X | X | X | 876 | 1 | 591 | Coal Steam | 12 | 2027 | 2028 | Cyclone boiler | Y |  | Y | 554 | 165.505 | 10111650.439 | 1055201.74 | 147.427 | 165.505 |  | 10111650.439 | 1055201.74 | 165.505 |  | 165.505 |  | 165.505 |  | 165.505 |  | 165.505 |  | 165.505 |  | 165.505 |  | 165.505 | 165.505 | Existing SCR | 0.032736 | 0.032736 |  | 29.11%
Kincaid Generating Station | Illinois | X | X | X | 876 | 2 | 592 | Coal Steam | 12 | 2027 | 2028 | Cyclone boiler | Y |  | Y | 554 | 225.929 | 12344301.445 | 1292255.8 | 177.4023 | 225.929 |  | 12344301.445 | 1292255.8 | 225.929 |  | 225.929 |  | 225.929 |  | 225.929 |  | 225.929 |  | 225.929 |  | 225.929 |  | 225.929 | 225.929 | Existing SCR | 0.036605 | 0.036605 |  | 34.51%
Kinmundy Power Plant | Illinois | X | X | X | 55204 | KCTG1 | 4136 | Combustion Turbine |  |  |  | Combustion turbine |  |  |  |  | 3.785 | 109318.546 | 9140.48 | 2.2193 | 3.785 |  | 109318.546 | 9140.48 | 3.785 |  | 3.785 |  | 3.785 |  | 3.785 |  | 3.785 |  | 3.785 |  | 3.785 |  | 3.785 | 3.785 | Not Coal Steam or O/G Steam | 0.069247 | 0.069247 |  | 1.187%
Kinmundy Power Plant | Illinois | X | X | X | 55204 | KCTG2 | 4137 | Combustion Turbine |  |  |  | Combustion turbine |  |  |  |  | 3.132 | 90065.549 | 7417.45 | 1.7197 | 3.132 |  | 90065.549 | 7417.45 | 3.132 |  | 3.132 |  | 3.132 |  | 3.132 |  | 3.132 |  | 3.132 |  | 3.132 |  | 3.132 | 3.132 | Not Coal Steam or O/G Steam | 0.069549 | 0.069549 |  | 0.9629%
LSP University Park, LLC | Illinois | X | X | X | 55640 | CT01 | 8660 | Combustion Turbine |  |  |  | Combustion turbine | Y |  |  |  | 3.963 | 371495.421 | 39434.01 | 2.6657 | 3.963 |  | 371495.421 | 39434.01 | 3.963 |  | 3.963 |  | 3.963 |  | 3.963 |  | 3.963 |  | 3.963 |  | 3.963 |  | 3.963 | 3.963 | Not Coal Steam or O/G Steam | 0.021335 | 0.021335 |  | 14.31%
LSP University Park, LLC | Illinois | X | X | X | 55640 | CT02 | 8668 | Combustion Turbine |  |  |  | Combustion turbine | Y |  |  |  | 4.254 | 461814.051 | 45952.35 | 3.116 | 4.254 |  | 461814.051 | 45952.35 | 4.254 |  | 4.254 |  | 4.254 |  | 4.254 |  | 4.254 |  | 4.254 |  | 4.254 |  | 4.254 | 4.254 | Not Coal Steam or O/G Steam | 0.018423 | 0.018423 |  | 18.92%
LSP University Park, LLC | Illinois | X | X | X | 55640 | CT03 | 8670 | Combustion Turbine |  |  |  | Combustion turbine | Y |  |  |  | 4.37 | 424634.816 | 40049.56 | 3.7083 | 4.37 |  | 424634.816 | 40049.56 | 4.37 |  | 4.37 |  | 4.37 |  | 4.37 |  | 4.37 |  | 4.37 |  | 4.37 |  | 4.37 | 4.37 | Not Coal Steam or O/G Steam | 0.020582 | 0.020582 |  | 21.45%
LSP University Park, LLC | Illinois | X | X | X | 55640 | CT04 | 8672 | Combustion Turbine |  |  |  | Combustion turbine | Y |  |  |  | 3.812 | 391286.48 | 38025.03 | 3.3947 | 3.812 |  | 391286.48 | 38025.03 | 3.812 |  | 3.812 |  | 3.812 |  | 3.812 |  | 3.812 |  | 3.812 |  | 3.812 |  | 3.812 | 3.812 | Not Coal Steam or O/G Steam | 0.019484 | 0.019484 |  | 21.45%
LSP University Park, LLC | Illinois | X | X | X | 55640 | CT05 | 8674 | Combustion Turbine |  |  |  | Combustion turbine | Y |  |  |  | 4.451 | 455285.243 | 48045.77 | 3.2433 | 4.451 |  | 455285.243 | 48045.77 | 4.451 |  | 4.451 |  | 4.451 |  | 4.451 |  | 4.451 |  | 4.451 |  | 4.451 |  | 4.451 | 4.451 | Not Coal Steam or O/G Steam | 0.019553 | 0.019553 |  | 21.11%
LSP University Park, LLC | Illinois | X | X | X | 55640 | CT06 | 8676 | Combustion Turbine |  |  |  | Combustion turbine | Y |  |  |  | 2.884 | 488226.449 | 49324.36 | 2.7803 | 2.884 |  | 488226.449 | 49324.36 | 2.884 |  | 2.884 |  | 2.884 |  | 2.884 |  | 2.884 |  | 2.884 |  | 2.884 |  | 2.884 | 2.884 | Not Coal Steam or O/G Steam | 0.011814 | 0.011814 |  | 22.66%
LSP University Park, LLC | Illinois | X | X | X | 55640 | CT07 | 8678 | Combustion Turbine |  |  |  | Combustion turbine | Y |  |  |  | 4.309 | 494741.567 | 48993.72 | 3.825 | 4.309 |  | 494741.567 | 48993.72 | 4.309 |  | 4.309 |  | 4.309 |  | 4.309 |  | 4.309 |  | 4.309 |  | 4.309 |  | 4.309 | 4.309 | Not Coal Steam or O/G Steam | 0.017419 | 0.017419 |  | 22.28%
LSP University Park, LLC | Illinois | X | X | X | 55640 | CT08 | 8680 | Combustion Turbine |  |  |  | Combustion turbine | Y |  |  |  | 3.337 | 371151.594 | 37402.04 | 3.4757 | 3.337 |  | 371151.594 | 37402.04 | 3.337 |  | 3.337 |  | 3.337 |  | 3.337 |  | 3.337 |  | 3.337 |  | 3.337 |  | 3.337 | 3.337 | Not Coal Steam or O/G Steam | 0.017982 | 0.017982 |  | 19.71%
LSP University Park, LLC | Illinois | X | X | X | 55640 | CT09 | 8682 | Combustion Turbine |  |  |  | Combustion turbine | Y |  |  |  | 2.968 | 405536.969 | 40194.19 | 3.0793 | 2.968 |  | 405536.969 | 40194.19 | 2.968 |  | 2.968 |  | 2.968 |  | 2.968 |  | 2.968 |  | 2.968 |  | 2.968 |  | 2.968 | 2.968 | Not Coal Steam or O/G Steam | 0.014637 | 0.014637 |  | 20.43%
LSP University Park, LLC | Illinois | X | X | X | 55640 | CT10 | 8662 | Combustion Turbine |  |  |  | Combustion turbine | Y |  |  |  | 2.68 | 371058.981 | 40476.82 | 2.7293 | 2.68 |  | 371058.981 | 40476.82 | 2.68 |  | 2.68 |  | 2.68 |  | 2.68 |  | 2.68 |  | 2.68 |  | 2.68 |  | 2.68 | 2.68 | Not Coal Steam or O/G Steam | 0.014445 | 0.014445 |  | 18.2%
LSP University Park, LLC | Illinois | X | X | X | 55640 | CT11 | 8664 | Combustion Turbine |  |  |  | Combustion turbine | Y |  |  |  | 2.744 | 386628.262 | 38874.48 | 2.4523 | 2.744 |  | 386628.262 | 38874.48 | 2.744 |  | 2.744 |  | 2.744 |  | 2.744 |  | 2.744 |  | 2.744 |  | 2.744 |  | 2.744 | 2.744 | Not Coal Steam or O/G Steam | 0.014195 | 0.014195 |  | 18.66%
LSP University Park, LLC | Illinois | X | X | X | 55640 | CT12 | 8666 | Combustion Turbine |  |  |  | Combustion turbine | Y |  |  |  | 1.822 | 232915.193 | 23501.86 | 2.194 | 1.822 |  | 232915.193 | 23501.86 | 1.822 |  | 1.822 |  | 1.822 |  | 1.822 |  | 1.822 |  | 1.822 |  | 1.822 |  | 1.822 | 1.822 | Not Coal Steam or O/G Steam | 0.015645 | 0.015645 |  | 14.77%
Lee County Generating Station, LLC | Illinois | X | X | X | 55236 | CT1 | 4266 | Combustion Turbine |  |  |  | Combustion turbine |  |  |  |  | 5.036 | 376233.3 | 28174.58 | 3.9517 | 5.036 |  | 376233.3 | 28174.58 | 5.036 |  | 5.036 |  | 5.036 |  | 5.036 |  | 5.036 |  | 5.036 |  | 5.036 |  | 5.036 | 5.036 | Not Coal Steam or O/G Steam | 0.026771 | 0.026771 |  | 6.267%
Lee County Generating Station, LLC | Illinois | X | X | X | 55236 | CT2 | 4267 | Combustion Turbine |  |  |  | Combustion turbine |  |  |  |  | 5.762 | 372058.868 | 27846.49 | 5.051 | 5.762 |  | 372058.868 | 27846.49 | 5.762 |  | 5.762 |  | 5.762 |  | 5.762 |  | 5.762 |  | 5.762 |  | 5.762 |  | 5.762 | 5.762 | Not Coal Steam or O/G Steam | 0.030974 | 0.030974 |  | 7.627%
Lee County Generating Station, LLC | Illinois | X | X | X | 55236 | CT3 | 4268 | Combustion Turbine |  |  |  | Combustion turbine |  |  |  |  | 5.818 | 376520.706 | 28150.17 | 4.319 | 5.818 |  | 376520.706 | 28150.17 | 5.818 |  | 5.818 |  | 5.818 |  | 5.818 |  | 5.818 |  | 5.818 |  | 5.818 |  | 5.818 | 5.818 | Not Coal Steam or O/G Steam | 0.030904 | 0.030904 |  | 6.267%
Lee County Generating Station, LLC | Illinois | X | X | X | 55236 | CT4 | 4269 | Combustion Turbine |  |  |  | Combustion turbine |  |  |  |  | 5.938 | 373463.267 | 28175.92 | 4.1697 | 5.938 |  | 373463.267 | 28175.92 | 5.938 |  | 5.938 |  | 5.938 |  | 5.938 |  | 5.938 |  | 5.938 |  | 5.938 |  | 5.938 | 5.938 | Not Coal Steam or O/G Steam | 0.0318 | 0.0318 |  | 5.918%
Lee County Generating Station, LLC | Illinois | X | X | X | 55236 | CT5 | 4270 | Combustion Turbine |  |  |  | Combustion turbine |  |  |  |  | 4.392 | 299295.566 | 22096.64 | 4.016 | 4.392 |  | 299295.566 | 22096.64 | 4.392 |  | 4.392 |  | 4.392 |  | 4.392 |  | 4.392 |  | 4.392 |  | 4.392 |  | 4.392 | 4.392 | Not Coal Steam or O/G Steam | 0.029349 | 0.029349 |  | 6.679%
Lee County Generating Station, LLC | Illinois | X | X | X | 55236 | CT6 | 4271 | Combustion Turbine |  |  |  | Combustion turbine |  |  |  |  | 4.21 | 292090.837 | 22098.97 | 4.0557 | 4.21 |  | 292090.837 | 22098.97 | 4.21 |  | 4.21 |  | 4.21 |  | 4.21 |  | 4.21 |  | 4.21 |  | 4.21 |  | 4.21 | 4.21 | Not Coal Steam or O/G Steam | 0.028827 | 0.028827 |  | 6.607%
Lee County Generating Station, LLC | Illinois | X | X | X | 55236 | CT7 | 4272 | Combustion Turbine |  |  |  | Combustion turbine |  |  |  |  | 4.643 | 304072.152 | 23231.91 | 3.913 | 4.643 |  | 304072.152 | 23231.91 | 4.643 |  | 4.643 |  | 4.643 |  | 4.643 |  | 4.643 |  | 4.643 |  | 4.643 |  | 4.643 | 4.643 | Not Coal Steam or O/G Steam | 0.030539 | 0.030539 |  | 5.696%
Lee County Generating Station, LLC | Illinois | X | X | X | 55236 | CT8 | 4273 | Combustion Turbine |  |  |  | Combustion turbine |  |  |  |  | 4.259 | 250875.579 | 18812.92 | 3.9007 | 4.259 |  | 250875.579 | 18812.92 | 4.259 |  | 4.259 |  | 4.259 |  | 4.259 |  | 4.259 |  | 4.259 |  | 4.259 |  | 4.259 | 4.259 | Not Coal Steam or O/G Steam | 0.033953 | 0.033953 |  | 5.689%
Lincoln Generating Facility | Illinois | X | X | X | 55222 | CTG-1 | 4174 | Combustion Turbine |  |  |  | Combustion turbine |  |  |  |  | 0.505 | 39696.703 | 2780.87 | 0.28833 | 0.505 |  | 39696.703 | 2780.87 | 0.505 |  | 0.505 |  | 0.505 |  | 0.505 |  | 0.505 |  | 0.505 |  | 0.505 |  | 0.505 | 0.505 | Not Coal Steam or O/G Steam | 0.025443 | 0.025443 |  | 0.53%
Lincoln Generating Facility | Illinois | X | X | X | 55222 | CTG-2 | 4175 | Combustion Turbine |  |  |  | Combustion turbine |  |  |  |  | 0.351 | 25344.296 | 1790.48 | 0.27933 | 0.351 |  | 25344.296 | 1790.48 | 0.351 |  | 0.351 |  | 0.351 |  | 0.351 |  | 0.351 |  | 0.351 |  | 0.351 |  | 0.351 | 0.351 | Not Coal Steam or O/G Steam | 0.027699 | 0.027699 |  | 0.4739%
Lincoln Generating Facility | Illinois | X | X | X | 55222 | CTG-3 | 4176 | Combustion Turbine |  |  |  | Combustion turbine |  |  |  |  | 0.558 | 42750.522 | 2975.67 | 0.30233 | 0.558 |  | 42750.522 | 2975.67 | 0.558 |  | 0.558 |  | 0.558 |  | 0.558 |  | 0.558 |  | 0.558 |  | 0.558 |  | 0.558 | 0.558 | Not Coal Steam or O/G Steam | 0.026105 | 0.026105 |  | 0.5427%
Lincoln Generating Facility | Illinois | X | X | X | 55222 | CTG-4 | 4177 | Combustion Turbine |  |  |  | Combustion turbine |  |  |  |  | 0.304 | 25573.698 | 1827.63 | 0.20433 | 0.304 |  | 25573.698 | 1827.63 | 0.304 |  | 0.304 |  | 0.304 |  | 0.304 |  | 0.304 |  | 0.304 |  | 0.304 |  | 0.304 | 0.304 | Not Coal Steam or O/G Steam | 0.023774 | 0.023774 |  | 0.3954%
Lincoln Generating Facility | Illinois | X | X | X | 55222 | CTG-5 | 4178 | Combustion Turbine |  |  |  | Combustion turbine |  |  |  |  | 0.323 | 26126.078 | 1842.08 | 0.19567 | 0.323 |  | 26126.078 | 1842.08 | 0.323 |  | 0.323 |  | 0.323 |  | 0.323 |  | 0.323 |  | 0.323 |  | 0.323 |  | 0.323 | 0.323 | Not Coal Steam or O/G Steam | 0.024726 | 0.024726 |  | 0.3729%
Lincoln Generating Facility | Illinois | X | X | X | 55222 | CTG-6 | 4179 | Combustion Turbine |  |  |  | Combustion turbine |  |  |  |  | 0.255 | 25618.151 | 1835.05 | 0.193 | 0.255 |  | 25618.151 | 1835.05 | 0.255 |  | 0.255 |  | 0.255 |  | 0.255 |  | 0.255 |  | 0.255 |  | 0.255 |  | 0.255 | 0.255 | Not Coal Steam or O/G Steam | 0.019908 | 0.019908 |  | 0.439%
Lincoln Generating Facility | Illinois | X | X | X | 55222 | CTG-7 | 4180 | Combustion Turbine |  |  |  | Combustion turbine |  |  |  |  | 0.29 | 26301.317 | 1871.1 | 0.18 | 0.29 |  | 26301.317 | 1871.1 | 0.29 |  | 0.29 |  | 0.29 |  | 0.29 |  | 0.29 |  | 0.29 |  | 0.29 |  | 0.29 | 0.29 | Not Coal Steam or O/G Steam | 0.022052 | 0.022052 |  | 0.3671%
Lincoln Generating Facility | Illinois | X | X | X | 55222 | CTG-8 | 4181 | Combustion Turbine |  |  |  | Combustion turbine |  |  |  |  | 0.326 | 27803.682 | 1972.09 | 0.18367 | 0.326 |  | 27803.682 | 1972.09 | 0.326 |  | 0.326 |  | 0.326 |  | 0.326 |  | 0.326 |  | 0.326 |  | 0.326 |  | 0.326 | 0.326 | Not Coal Steam or O/G Steam | 0.02345 | 0.02345 |  | 0.3511%
MEPI GT Facility | Illinois | X | X | X | 7858 | 1 | 3322 | Combustion Turbine | 8 | 2022 | 2023 | Combustion turbine |  |  |  |  | 10.541 | 176324.537 | 11171.88 | 5.8693 | 0 | Y | 0 | 0 | 0 |  | 0 |  | 0 |  | 0 |  | 0 |  | 0 |  | 0 |  | 0 | 0 | Not Coal Steam or O/G Steam | 0 | 0 |  | 3.363%
MEPI GT Facility | Illinois | X | X | X | 7858 | 2 | 3323 | Combustion Turbine | 8 | 2022 | 2023 | Combustion turbine |  |  |  |  | 10.786 | 184191.238 | 11043.41 | 6.321 | 0 | Y | 0 | 0 | 0 |  | 0 |  | 0 |  | 0 |  | 0 |  | 0 |  | 0 |  | 0 | 0 | Not Coal Steam or O/G Steam | 0 | 0 |  | 3.585%
MEPI GT Facility | Illinois | X | X | X | 7858 | 3 | 3324 | Combustion Turbine | 8 | 2022 | 2023 | Combustion turbine |  |  |  |  | 10.268 | 184496.283 | 10632.27 | 6.317 | 0 | Y | 0 | 0 | 0 |  | 0 |  | 0 |  | 0 |  | 0 |  | 0 |  | 0 |  | 0 | 0 | Not Coal Steam or O/G Steam | 0 | 0 |  | 3.5%
MEPI GT Facility | Illinois | X | X | X | 7858 | 4 | 3325 | Combustion Turbine | 8 | 2022 | 2023 | Combustion turbine |  |  |  |  | 4.08 | 92968.541 | 6800.28 | 1.9693 | 0 | Y | 0 | 0 | 0 |  | 0 |  | 0 |  | 0 |  | 0 |  | 0 |  | 0 |  | 0 | 0 | Not Coal Steam or O/G Steam | 0 | 0 |  | 2.119%
MEPI GT Facility | Illinois | X | X | X | 7858 | 5 | 3326 | Combustion Turbine | 8 | 2022 | 2023 | Combustion turbine |  |  |  |  | 4.43 | 98906.61 | 7162.57 | 2.307 | 0 | Y | 0 | 0 | 0 |  | 0 |  | 0 |  | 0 |  | 0 |  | 0 |  | 0 |  | 0 | 0 | Not Coal Steam or O/G Steam | 0 | 0 |  | 2.367%
Marion | Illinois | X | X | X | 976 | 123 | 9173 | Coal Steam | 12 | 2029 | 2030 | Circulating fluidized bed boiler |  | Y |  | 120 | 257.114 | 5405002.299 | 363274 | 178.64 | 257.114 |  | 5405002.299 | 363274 | 257.114 |  | 257.114 |  | 257.114 |  | 257.114 |  | 257.114 |  | 206.7413 | Y | 206.7413 |  | 206.7413 | 206.7413 | Coal Steam, Circulating fluidized bed, Under 0.08 | 0.0765 | 0.0765 |  | 64.33%
Marion | Illinois | X | X | X | 976 | 5 | 9174 | Combustion Turbine |  |  |  | Combustion turbine |  |  |  |  | 1.332 | 121146 | 7899.72 | 0.65333 | 1.332 |  | 121146 | 7899.72 | 1.332 |  | 1.332 |  | 1.332 |  | 1.332 |  | 1.332 |  | 1.332 |  | 1.332 |  | 1.332 | 1.332 | Not Coal Steam or O/G Steam | 0.02199 | 0.02199 |  | 1.678%
Marion | Illinois | X | X | X | 976 | 6 | 9175 | Combustion Turbine |  |  |  | Combustion turbine |  |  |  |  | 1.325 | 120561.3 | 7973.14 | 0.68967 | 1.325 |  | 120561.3 | 7973.14 | 1.325 |  | 1.325 |  | 1.325 |  | 1.325 |  | 1.325 |  | 1.325 |  | 1.325 |  | 1.325 | 1.325 | Not Coal Steam or O/G Steam | 0.021981 | 0.021981 |  | 1.654%
Morris Cogeneration, LLC | Illinois | X | X | X | 55216 | CTG1 | 89477 | Combined Cycle |  |  |  | Combined cycle |  |  |  |  | 22.371 | 1474839.272 | 114663.15 | 21.777 | 22.371 |  | 1474839.272 | 114663.15 | 22.371 |  | 22.371 |  | 22.371 |  | 22.371 |  | 22.371 |  | 22.371 |  | 22.371 |  | 22.371 | 22.371 | Not Coal Steam or O/G Steam | 0.030337 | 0.030337 |  | 32.93%
Morris Cogeneration, LLC | Illinois | X | X | X | 55216 | CTG2 | 89478 | Combined Cycle |  |  |  | Combined cycle |  |  |  |  | 17.873 | 1074193.457 | 84934.67 | 23.8233 | 17.873 |  | 1074193.457 | 84934.67 | 17.873 |  | 17.873 |  | 17.873 |  | 17.873 |  | 17.873 |  | 17.873 |  | 17.873 |  | 17.873 | 17.873 | Not Coal Steam or O/G Steam | 0.033277 | 0.033277 |  | 33.51%
Morris Cogeneration, LLC | Illinois | X | X | X | 55216 | CTG3 | 89479 | Combined Cycle |  |  |  | Combined cycle |  |  |  |  | 16.801 | 803699.873 | 64697.22 | 25.3947 | 16.801 |  | 803699.873 | 64697.22 | 16.801 |  | 16.801 |  | 16.801 |  | 16.801 |  | 16.801 |  | 16.801 |  | 16.801 |  | 16.801 | 16.801 | Not Coal Steam or O/G Steam | 0.041809 | 0.041809 |  | 30.57%
Nelson Energy Center | Illinois | X | X | X | 55183 | 1 | 4073 | Combined Cycle |  |  |  | Combined cycle | Y |  |  |  | 40.51 | 4184769.314 | 609658.17 | 47.8247 | 40.51 |  | 4184769.314 | 609658.17 | 40.51 |  | 40.51 |  | 40.51 |  | 25.1086 | Optimize SCR | 25.1086 |  | 25.1086 |  | 25.1086 |  | 25.1086 | 25.1086 | Not Coal Steam or O/G Steam | 0.012 | 0.012 |  | 59.8%
Nelson Energy Center | Illinois | X | X | X | 55183 | 2 | 4074 | Combined Cycle |  |  |  | Combined cycle | Y |  |  |  | 28.279 | 2855694.124 | 415074.78 | 42.755 | 28.279 |  | 2855694.124 | 415074.78 | 28.279 |  | 28.279 |  | 28.279 |  | 17.1342 | Optimize SCR | 17.1342 |  | 17.1342 |  | 17.1342 |  | 17.1342 | 17.1342 | Not Coal Steam or O/G Steam | 0.012 | 0.012 |  | 54.03%
Newton | Illinois | X | X | X | 6017 | 1 | 2680 | Coal Steam | 12 | 2027 | 2028 | Tangentially-fired |  |  |  | 595 | 1038.33 | 16676855.491 | 1686298.28 | 935.5207 | 1038.33 |  | 16676855.491 | 1686298.28 | 1038.33 |  | 1038.33 |  | 1038.33 |  | 1038.33 |  | 1038.33 |  | 1038.33 |  | 1038.33 |  | 727.6257 | 416.9214 | Coal Steam SCR Retrofit | 0.12452 | 0.05 |  | 53.91%
Pinckneyville Power Plant | Illinois | X | X | X | 55202 | CT01 | 4128 | Combustion Turbine |  |  |  | Combustion turbine |  |  |  |  | 11.225 | 232602.712 | 24609.2 | 9.0323 | 11.225 |  | 232602.712 | 24609.2 | 11.225 |  | 11.225 |  | 11.225 |  | 11.225 |  | 11.225 |  | 11.225 |  | 11.225 |  | 11.225 | 11.225 | Not Coal Steam or O/G Steam | 0.096517 | 0.096517 |  | 11.62%
Pinckneyville Power Plant | Illinois | X | X | X | 55202 | CT02 | 4129 | Combustion Turbine |  |  |  | Combustion turbine |  |  |  |  | 10.951 | 234149.173 | 25191.37 | 8.6097 | 10.951 |  | 234149.173 | 25191.37 | 10.951 |  | 10.951 |  | 10.951 |  | 10.951 |  | 10.951 |  | 10.951 |  | 10.951 |  | 10.951 | 10.951 | Not Coal Steam or O/G Steam | 0.093539 | 0.093539 |  | 11.16%
Pinckneyville Power Plant | Illinois | X | X | X | 55202 | CT03 | 4130 | Combustion Turbine |  |  |  | Combustion turbine |  |  |  |  | 11.655 | 247356.539 | 26504.92 | 9.121 | 11.655 |  | 247356.539 | 26504.92 | 11.655 |  | 11.655 |  | 11.655 |  | 11.655 |  | 11.655 |  | 11.655 |  | 11.655 |  | 11.655 | 11.655 | Not Coal Steam or O/G Steam | 0.094236 | 0.094236 |  | 11.86%
Pinckneyville Power Plant | Illinois | X | X | X | 55202 | CT04 | 4131 | Combustion Turbine |  |  |  | Combustion turbine |  |  |  |  | 11.049 | 237549.771 | 24618.32 | 8.5383 | 11.049 |  | 237549.771 | 24618.32 | 11.049 |  | 11.049 |  | 11.049 |  | 11.049 |  | 11.049 |  | 11.049 |  | 11.049 |  | 11.049 | 11.049 | Not Coal Steam or O/G Steam | 0.093025 | 0.093025 |  | 11.26%
Pinckneyville Power Plant | Illinois | X | X | X | 55202 | CT05 | 4132 | Combustion Turbine |  |  |  | Combustion turbine |  |  |  |  | 0.347 | 28085.651 | 2557.46 | 0.14933 | 0.347 |  | 28085.651 | 2557.46 | 0.347 |  | 0.347 |  | 0.347 |  | 0.347 |  | 0.347 |  | 0.347 |  | 0.347 |  | 0.347 | 0.347 | Not Coal Steam or O/G Steam | 0.02471 | 0.02471 |  | 0.6076%
Pinckneyville Power Plant | Illinois | X | X | X | 55202 | CT06 | 4133 | Combustion Turbine |  |  |  | Combustion turbine |  |  |  |  | 0.458 | 23330.154 | 2142.81 | 0.20567 | 0.458 |  | 23330.154 | 2142.81 | 0.458 |  | 0.458 |  | 0.458 |  | 0.458 |  | 0.458 |  | 0.458 |  | 0.458 |  | 0.458 | 0.458 | Not Coal Steam or O/G Steam | 0.039262 | 0.039262 |  | 0.5308%
Pinckneyville Power Plant | Illinois | X | X | X | 55202 | CT07 | 4134 | Combustion Turbine |  |  |  | Combustion turbine |  |  |  |  | 0.449 | 31259.366 | 2571.01 | 0.20033 | 0.449 |  | 31259.366 | 2571.01 | 0.449 |  | 0.449 |  | 0.449 |  | 0.449 |  | 0.449 |  | 0.449 |  | 0.449 |  | 0.449 | 0.449 | Not Coal Steam or O/G Steam | 0.028727 | 0.028727 |  | 0.6982%
Pinckneyville Power Plant | Illinois | X | X | X | 55202 | CT08 | 4135 | Combustion Turbine |  |  |  | Combustion turbine |  |  |  |  | 0.406 | 23706.198 | 2135.35 | 0.19433 | 0.406 |  | 23706.198 | 2135.35 | 0.406 |  | 0.406 |  | 0.406 |  | 0.406 |  | 0.406 |  | 0.406 |  | 0.406 |  | 0.406 | 0.406 | Not Coal Steam or O/G Steam | 0.034253 | 0.034253 |  | 0.5575%
Powerton | Illinois | X | X | X | 879 | 51 | 593 | Coal Steam | 12 | 2028 | 2029 | Cyclone boiler |  | Y | Y | 384 | 350.769 | 6676525.575 | 599337 | 214.2193 | 350.769 |  | 6676525.575 | 599337 | 350.769 |  | 350.769 |  | 350.769 |  | 350.769 |  | 350.769 |  | 320.3397 | Y | 320.3397 |  | 243.6264 | 166.9131 | Coal Steam SCR Retrofit | 0.09596 | 0.05 |  | 21.75%
Powerton | Illinois | X | X | X | 879 | 52 | 594 | Coal Steam | 12 | 2028 | 2029 | Cyclone boiler |  | Y | Y | 384 | 263.6 | 5144944.45 | 478785.5 | 194.1743 | 263.6 |  | 5144944.45 | 478785.5 | 263.6 |  | 263.6 |  | 263.6 |  | 263.6 |  | 263.6 |  | 263.6 |  | 263.6 |  | 196.1118 | 128.6236 | Coal Steam SCR Retrofit | 0.10247 | 0.05 |  | 19.9%
Powerton | Illinois | X | X | X | 879 | 61 | 595 | Coal Steam | 12 | 2028 | 2029 | Cyclone boiler |  | Y | Y | 384 | 229.076 | 4343112.8 | 389197.75 | 127.4967 | 229.076 |  | 4343112.8 | 389197.75 | 229.076 |  | 229.076 |  | 229.076 |  | 229.076 |  | 229.076 |  | 183.1274 | Y | 183.1274 |  | 145.8526 | 108.5778 | Coal Steam SCR Retrofit | 0.08433 | 0.05 |  | 13.15%
Powerton | Illinois | X | X | X | 879 | 62 | 596 | Coal Steam | 12 | 2028 | 2029 | Cyclone boiler |  | Y | Y | 384 | 200.96 | 4021205.225 | 365686.5 | 116.643 | 200.96 |  | 4021205.225 | 365686.5 | 200.96 |  | 200.96 |  | 200.96 |  | 200.96 |  | 200.96 |  | 167.5033 | Y | 167.5033 |  | 134.0167 | 100.5301 | Coal Steam SCR Retrofit | 0.08331 | 0.05 |  | 12.22%
Prairie State Generating Station | Illinois | X | X | X | 55856 | 01 | 90192 | Coal Steam |  |  |  | Dry bottom wall-fired boiler | Y |  |  | 815 | 993.571 | 30738736.711 | 3084733.44 | 880.7717 | 993.571 |  | 30738736.711 | 3084733.44 | 993.571 |  | 993.571 |  | 993.571 |  | 993.571 |  | 993.571 |  | 993.571 |  | 993.571 |  | 993.571 | 993.571 | Existing SCR | 0.064646 | 0.064646 |  | 77.38%
Prairie State Generating Station | Illinois | X | X | X | 55856 | 02 | 90193 | Coal Steam |  |  |  | Dry bottom wall-fired boiler | Y |  |  | 815 | 884.906 | 28870538.573 | 3060301 | 842.6397 | 884.906 |  | 28870538.573 | 3060301 | 884.906 |  | 884.906 |  | 884.906 |  | 884.906 |  | 884.906 |  | 884.906 |  | 884.906 |  | 884.906 | 884.906 | Existing SCR | 0.061302 | 0.061302 |  | 73.25%
Raccoon Creek Power Plant | Illinois | X | X | X | 55417 | CT-01 | 9216 | Combustion Turbine |  |  |  | Combustion turbine |  |  |  |  | 0.734 | 58803.986 | 4901.13 | 0.35167 | 0.734 |  | 58803.986 | 4901.13 | 0.734 |  | 0.734 |  | 0.734 |  | 0.734 |  | 0.734 |  | 0.734 |  | 0.734 |  | 0.734 | 0.734 | Not Coal Steam or O/G Steam | 0.024964 | 0.024964 |  | 0.7268%
Raccoon Creek Power Plant | Illinois | X | X | X | 55417 | CT-02 | 9217 | Combustion Turbine |  |  |  | Combustion turbine |  |  |  |  | 0.585 | 52968.182 | 4442.82 | 0.30567 | 0.585 |  | 52968.182 | 4442.82 | 0.585 |  | 0.585 |  | 0.585 |  | 0.585 |  | 0.585 |  | 0.585 |  | 0.585 |  | 0.585 | 0.585 | Not Coal Steam or O/G Steam | 0.022089 | 0.022089 |  | 0.6918%
Raccoon Creek Power Plant | Illinois | X | X | X | 55417 | CT-03 | 9218 | Combustion Turbine |  |  |  | Combustion turbine |  |  |  |  | 0.616 | 58186.367 | 4882.17 | 0.29067 | 0.616 |  | 58186.367 | 4882.17 | 0.616 |  | 0.616 |  | 0.616 |  | 0.616 |  | 0.616 |  | 0.616 |  | 0.616 |  | 0.616 | 0.616 | Not Coal Steam or O/G Steam | 0.021173 | 0.021173 |  | 0.7034%
Raccoon Creek Power Plant | Illinois | X | X | X | 55417 | CT-04 | 9219 | Combustion Turbine |  |  |  | Combustion turbine |  |  |  |  | 0.642 | 56348.131 | 4667.61 | 0.26833 | 0.642 |  | 56348.131 | 4667.61 | 0.642 |  | 0.642 |  | 0.642 |  | 0.642 |  | 0.642 |  | 0.642 |  | 0.642 |  | 0.642 | 0.642 | Not Coal Steam or O/G Steam | 0.022787 | 0.022787 |  | 0.6063%
Rockford Energy Center | Illinois | X | X | X | 55238 | 0001 | 4282 | Combustion Turbine |  |  |  | Combustion turbine |  |  |  |  | 22.967 | 1203834.641 | 111329.5 | 17.7327 | 22.967 |  | 1203834.641 | 111329.5 | 22.967 |  | 22.967 |  | 22.967 |  | 22.967 |  | 22.967 |  | 22.967 |  | 22.967 |  | 22.967 | 22.967 | Not Coal Steam or O/G Steam | 0.038156 | 0.038156 |  | 11.87%
Rockford Energy Center | Illinois | X | X | X | 55238 | 0002 | 4283 | Combustion Turbine |  |  |  | Combustion turbine |  |  |  |  | 24.58 | 1183200.358 | 111339.23 | 17.6473 | 24.58 |  | 1183200.358 | 111339.23 | 24.58 |  | 24.58 |  | 24.58 |  | 24.58 |  | 24.58 |  | 24.58 |  | 24.58 |  | 24.58 | 24.58 | Not Coal Steam or O/G Steam | 0.041548 | 0.041548 |  | 11.83%
Rockford II Energy Center | Illinois | X | X | X | 55936 | U1 | 4814 | Combustion Turbine |  |  |  | Combustion turbine |  |  |  |  | 38.685 | 1404343.328 | 139184.48 | 24.906 | 38.685 |  | 1404343.328 | 139184.48 | 38.685 |  | 38.685 |  | 38.685 |  | 38.685 |  | 38.685 |  | 38.685 |  | 38.685 |  | 38.685 | 38.685 | Not Coal Steam or O/G Steam | 0.055093 | 0.055093 |  | 14.65%
Rocky Road Power, LLC | Illinois | X | X | X | 55109 | T1 | 3908 | Combustion Turbine |  |  |  | Combustion turbine |  |  |  |  | 17.791 | 378769.323 | 31804 | 13.279 | 17.791 |  | 378769.323 | 31804 | 17.791 |  | 17.791 |  | 17.791 |  | 17.791 |  | 17.791 |  | 17.791 |  | 17.791 |  | 17.791 | 17.791 | Not Coal Steam or O/G Steam | 0.093941 | 0.093941 |  | 5.586%
Rocky Road Power, LLC | Illinois | X | X | X | 55109 | T2 | 3909 | Combustion Turbine |  |  |  | Combustion turbine |  |  |  |  | 16.403 | 369525.919 | 31793.34 | 11.3503 | 16.403 |  | 369525.919 | 31793.34 | 16.403 |  | 16.403 |  | 16.403 |  | 16.403 |  | 16.403 |  | 16.403 |  | 16.403 |  | 16.403 | 16.403 | Not Coal Steam or O/G Steam | 0.088779 | 0.088779 |  | 5.066%
Rocky Road Power, LLC | Illinois | X | X | X | 55109 | T3 | 3910 | Combustion Turbine |  |  |  | Combustion turbine |  |  |  |  | 6.023 | 83746.702 | 7512.96 | 4.04 | 6.023 |  | 83746.702 | 7512.96 | 6.023 |  | 6.023 |  | 6.023 |  | 6.023 |  | 6.023 |  | 6.023 |  | 6.023 |  | 6.023 | 6.023 | Not Coal Steam or O/G Steam | 0.14384 | 0.14384 |  | 4.17%
Rocky Road Power, LLC | Illinois | X | X | X | 55109 | T4 | 3911 | Combustion Turbine |  |  |  | Combustion turbine |  |  |  |  | 15.189 | 439100.997 | 36985.58 | 9.3093 | 15.189 |  | 439100.997 | 36985.58 | 15.189 |  | 15.189 |  | 15.189 |  | 15.189 |  | 15.189 |  | 15.189 |  | 15.189 |  | 15.189 | 15.189 | Not Coal Steam or O/G Steam | 0.069182 | 0.069182 |  | 4.787%
Shelby County | Illinois | X | X | X | 55237 | SCE1 | 4274 | Combustion Turbine |  |  |  | Combustion turbine |  |  |  |  | 25.521 | 424804 | 42754.51 | 17.9563 | 25.521 |  | 424804 | 42754.51 | 25.521 |  | 25.521 |  | 25.521 |  | 25.521 |  | 25.521 |  | 25.521 |  | 25.521 |  | 25.521 | 25.521 | Not Coal Steam or O/G Steam | 0.12015 | 0.12015 |  | 19.45%
Shelby County | Illinois | X | X | X | 55237 | SCE2 | 4275 | Combustion Turbine |  |  |  | Combustion turbine |  |  |  |  | 25.856 | 418758.9 | 42146.65 | 22.4113 | 25.856 |  | 418758.9 | 42146.65 | 25.856 |  | 25.856 |  | 25.856 |  | 25.856 |  | 25.856 |  | 25.856 |  | 25.856 |  | 25.856 | 25.856 | Not Coal Steam or O/G Steam | 0.12349 | 0.12349 |  | 23.32%
Shelby County | Illinois | X | X | X | 55237 | SCE3 | 4276 | Combustion Turbine |  |  |  | Combustion turbine |  |  |  |  | 22.074 | 368171.3 | 37055 | 18.9907 | 22.074 |  | 368171.3 | 37055 | 22.074 |  | 22.074 |  | 22.074 |  | 22.074 |  | 22.074 |  | 22.074 |  | 22.074 |  | 22.074 | 22.074 | Not Coal Steam or O/G Steam | 0.11991 | 0.11991 |  | 19.68%
Shelby County | Illinois | X | X | X | 55237 | SCE4 | 4277 | Combustion Turbine |  |  |  | Combustion turbine |  |  |  |  | 23.719 | 389956.4 | 39247.53 | 20.742 | 23.719 |  | 389956.4 | 39247.53 | 23.719 |  | 23.719 |  | 23.719 |  | 23.719 |  | 23.719 |  | 23.719 |  | 23.719 |  | 23.719 | 23.719 | Not Coal Steam or O/G Steam | 0.12165 | 0.12165 |  | 21.69%
Shelby County | Illinois | X | X | X | 55237 | SCE5 | 4278 | Combustion Turbine |  |  |  | Combustion turbine |  |  |  |  | 25.526 | 426040.2 | 42878.16 | 21.2317 | 25.526 |  | 426040.2 | 42878.16 | 25.526 |  | 25.526 |  | 25.526 |  | 25.526 |  | 25.526 |  | 25.526 |  | 25.526 |  | 25.526 | 25.526 | Not Coal Steam or O/G Steam | 0.11983 | 0.11983 |  | 22.63%
Shelby County | Illinois | X | X | X | 55237 | SCE6 | 4279 | Combustion Turbine |  |  |  | Combustion turbine |  |  |  |  | 23.362 | 383432.4 | 38590.04 | 19.5007 | 23.362 |  | 383432.4 | 38590.04 | 23.362 |  | 23.362 |  | 23.362 |  | 23.362 |  | 23.362 |  | 23.362 |  | 23.362 |  | 23.362 | 23.362 | Not Coal Steam or O/G Steam | 0.12186 | 0.12186 |  | 20.33%
Shelby County | Illinois | X | X | X | 55237 | SCE7 | 4280 | Combustion Turbine |  |  |  | Combustion turbine |  |  |  |  | 24.979 | 417287.2 | 41998.58 | 19.8107 | 24.979 |  | 417287.2 | 41998.58 | 24.979 |  | 24.979 |  | 24.979 |  | 24.979 |  | 24.979 |  | 24.979 |  | 24.979 |  | 24.979 | 24.979 | Not Coal Steam or O/G Steam | 0.11972 | 0.11972 |  | 20.56%
Shelby County | Illinois | X | X | X | 55237 | SCE8 | 4281 | Combustion Turbine |  |  |  | Combustion turbine |  |  |  |  | 23.778 | 394305 | 39686.1 | 18.2147 | 23.778 |  | 394305 | 39686.1 | 23.778 |  | 23.778 |  | 23.778 |  | 23.778 |  | 23.778 |  | 23.778 |  | 23.778 |  | 23.778 | 23.778 | Not Coal Steam or O/G Steam | 0.12061 | 0.12061 |  | 19.31%
Southeast Chicago Energy Project | Illinois | X | X | X | 55281 | CTG10 | 8488 | Combustion Turbine |  |  |  | Combustion turbine | [7 empty] | 2.27 | [20 empty] | Not Coal Steam or O/G Steam | 0 | 0 |  | 1.72%
Southeast Chicago Energy Project | Illinois | X | X | X | 55281 | CTG11 | 8490 | Combustion Turbine |  |  |  | Combustion turbine | [7 empty] | 2.2453 | [20 empty] | Not Coal Steam or O/G Steam | 0 | 0 |  | 1.639%
Southeast Chicago Energy Project | Illinois | X | X | X | 55281 | CTG12 | 8492 | Combustion Turbine |  |  |  | Combustion turbine | [7 empty] | 2.206 | [20 empty] | Not Coal Steam or O/G Steam | 0 | 0 |  | 1.665%
Southeast Chicago Energy Project | Illinois | X | X | X | 55281 | CTG5 | 8494 | Combustion Turbine |  |  |  | Combustion turbine | [7 empty] | 1.9687 | [20 empty] | Not Coal Steam or O/G Steam | 0 | 0 |  | 1.523%
Southeast Chicago Energy Project | Illinois | X | X | X | 55281 | CTG6 | 8496 | Combustion Turbine |  |  |  | Combustion turbine | [7 empty] | 0.87367 | [20 empty] | Not Coal Steam or O/G Steam | 0 | 0 |  | 0.569%
Southeast Chicago Energy Project | Illinois | X | X | X | 55281 | CTG7 | 8498 | Combustion Turbine |  |  |  | Combustion turbine | [7 empty] | 1.865 | [20 empty] | Not Coal Steam or O/G Steam | 0 | 0 |  | 1.471%
Southeast Chicago Energy Project | Illinois | X | X | X | 55281 | CTG8 | 8500 | Combustion Turbine |  |  |  | Combustion turbine | [7 empty] | 0.53767 | [20 empty] | Not Coal Steam or O/G Steam | 0 | 0 |  | 0.3837%
Southeast Chicago Energy Project | Illinois | X | X | X | 55281 | CTG9 | 8502 | Combustion Turbine |  |  |  | Combustion turbine | [7 empty] | 2.2207 | [20 empty] | Not Coal Steam or O/G Steam | 0 | 0 |  | 1.713%
Tilton Power Station | Illinois | X | X | X | 7760 | 1 | 3167 | Combustion Turbine |  |  |  | Combustion turbine |  |  |  |  | 13.77 | 270370.431 | 26880.77 | 10.6027 | 13.77 |  | 270370.431 | 26880.77 | 13.77 |  | 13.77 |  | 13.77 |  | 13.77 |  | 13.77 |  | 13.77 |  | 13.77 |  | 13.77 | 13.77 | Not Coal Steam or O/G Steam | 0.10186 | 0.10186 |  | 9.001%
Tilton Power Station | Illinois | X | X | X | 7760 | 2 | 3168 | Combustion Turbine |  |  |  | Combustion turbine |  |  |  |  | 12.724 | 263961.187 | 25793.15 | 10.2023 | 12.724 |  | 263961.187 | 25793.15 | 12.724 |  | 12.724 |  | 12.724 |  | 12.724 |  | 12.724 |  | 12.724 |  | 12.724 |  | 12.724 | 12.724 | Not Coal Steam or O/G Steam | 0.096408 | 0.096408 |  | 8.882%
Tilton Power Station | Illinois | X | X | X | 7760 | 3 | 3169 | Combustion Turbine |  |  |  | Combustion turbine |  |  |  |  | 14.77 | 251312.23 | 25140.2 | 11.5577 | 14.77 |  | 251312.23 | 25140.2 | 14.77 |  | 14.77 |  | 14.77 |  | 14.77 |  | 14.77 |  | 14.77 |  | 14.77 |  | 14.77 | 14.77 | Not Coal Steam or O/G Steam | 0.11754 | 0.11754 |  | 8.52%
Tilton Power Station | Illinois | X | X | X | 7760 | 4 | 3170 | Combustion Turbine |  |  |  | Combustion turbine |  |  |  |  | 15.052 | 241123.314 | 22930.53 | 12.369 | 15.052 |  | 241123.314 | 22930.53 | 15.052 |  | 15.052 |  | 15.052 |  | 15.052 |  | 15.052 |  | 15.052 |  | 15.052 |  | 15.052 | 15.052 | Not Coal Steam or O/G Steam | 0.12485 | 0.12485 |  | 8.464%
University Park Energy | Illinois | X | X | X | 55250 | UP1 | 4323 | Combustion Turbine |  |  |  | Combustion turbine |  |  |  |  | 19.549 | 195617.3 | 16903.34 | 20.4397 | 19.549 |  | 195617.3 | 16903.34 | 19.549 |  | 19.549 |  | 19.549 |  | 19.549 |  | 19.549 |  | 19.549 |  | 19.549 |  | 19.549 | 19.549 | Not Coal Steam or O/G Steam | 0.19987 | 0.19987 |  | 16.09%
University Park Energy | Illinois | X | X | X | 55250 | UP10 | 4324 | Combustion Turbine |  |  |  | Combustion turbine |  |  |  |  | 20.898 | 196609 | 16983.22 | 13.5623 | 20.898 |  | 196609 | 16983.22 | 20.898 |  | 20.898 |  | 20.898 |  | 20.898 |  | 20.898 |  | 20.898 |  | 20.898 |  | 20.898 | 20.898 | Not Coal Steam or O/G Steam | 0.21258 | 0.21258 |  | 12.52%
University Park Energy | Illinois | X | X | X | 55250 | UP11 | 4325 | Combustion Turbine |  |  |  | Combustion turbine |  |  |  |  | 8.08 | 73612.7 | 6348.02 | 14.8367 | 8.08 |  | 73612.7 | 6348.02 | 8.08 |  | 8.08 |  | 8.08 |  | 8.08 |  | 8.08 |  | 8.08 |  | 8.08 |  | 8.08 | 8.08 | Not Coal Steam or O/G Steam | 0.21953 | 0.21953 |  | 14.94%
University Park Energy | Illinois | X | X | X | 55250 | UP12 | 4326 | Combustion Turbine |  |  |  | Combustion turbine |  |  |  |  | 11.722 | 110955.4 | 9539.24 | 15.5903 | 11.722 |  | 110955.4 | 9539.24 | 11.722 |  | 11.722 |  | 11.722 |  | 11.722 |  | 11.722 |  | 11.722 |  | 11.722 |  | 11.722 | 11.722 | Not Coal Steam or O/G Steam | 0.21129 | 0.21129 |  | 15.72%
University Park Energy | Illinois | X | X | X | 55250 | UP2 | 4327 | Combustion Turbine |  |  |  | Combustion turbine |  |  |  |  | 18.208 | 182674.7 | 15783.03 | 16.8457 | 18.208 |  | 182674.7 | 15783.03 | 18.208 |  | 18.208 |  | 18.208 |  | 18.208 |  | 18.208 |  | 18.208 |  | 18.208 |  | 18.208 | 18.208 | Not Coal Steam or O/G Steam | 0.19935 | 0.19935 |  | 16.78%
University Park Energy | Illinois | X | X | X | 55250 | UP3 | 4328 | Combustion Turbine |  |  |  | Combustion turbine |  |  |  |  | 9.807 | 94848.4 | 8106.76 | 16.5197 | 9.807 |  | 94848.4 | 8106.76 | 9.807 |  | 9.807 |  | 9.807 |  | 9.807 |  | 9.807 |  | 9.807 |  | 9.807 |  | 9.807 | 9.807 | Not Coal Steam or O/G Steam | 0.20679 | 0.20679 |  | 16.68%
University Park Energy | Illinois | X | X | X | 55250 | UP4 | 4329 | Combustion Turbine |  |  |  | Combustion turbine |  |  |  |  | 15.732 | 146833.5 | 12674.06 | 17.8453 | 15.732 |  | 146833.5 | 12674.06 | 15.732 |  | 15.732 |  | 15.732 |  | 15.732 |  | 15.732 |  | 15.732 |  | 15.732 |  | 15.732 | 15.732 | Not Coal Steam or O/G Steam | 0.21428 | 0.21428 |  | 17.89%
University Park Energy | Illinois | X | X | X | 55250 | UP5 | 4330 | Combustion Turbine |  |  |  | Combustion turbine |  |  |  |  | 8.127 | 75405.2 | 6619.67 | 16.202 | 8.127 |  | 75405.2 | 6619.67 | 8.127 |  | 8.127 |  | 8.127 |  | 8.127 |  | 8.127 |  | 8.127 |  | 8.127 |  | 8.127 | 8.127 | Not Coal Steam or O/G Steam | 0.21556 | 0.21556 |  | 16.3%
University Park Energy | Illinois | X | X | X | 55250 | UP6 | 4331 | Combustion Turbine |  |  |  | Combustion turbine |  |  |  |  | 12.634 | 120358.5 | 10477.61 | 16.8417 | 12.634 |  | 120358.5 | 10477.61 | 12.634 |  | 12.634 |  | 12.634 |  | 12.634 |  | 12.634 |  | 12.634 |  | 12.634 |  | 12.634 | 12.634 | Not Coal Steam or O/G Steam | 0.20994 | 0.20994 |  | 17.06%
University Park Energy | Illinois | X | X | X | 55250 | UP7 | 4332 | Combustion Turbine |  |  |  | Combustion turbine |  |  |  |  | 20.125 | 204236.8 | 17636.8 | 20.4357 | 20.125 |  | 204236.8 | 17636.8 | 20.125 |  | 20.125 |  | 20.125 |  | 20.125 |  | 20.125 |  | 20.125 |  | 20.125 |  | 20.125 | 20.125 | Not Coal Steam or O/G Steam | 0.19708 | 0.19708 |  | 20.13%
University Park Energy | Illinois | X | X | X | 55250 | UP8 | 4333 | Combustion Turbine |  |  |  | Combustion turbine |  |  |  |  | 19.941 | 200609.5 | 17324.26 | 19.154 | 19.941 |  | 200609.5 | 17324.26 | 19.941 |  | 19.941 |  | 19.941 |  | 19.941 |  | 19.941 |  | 19.941 |  | 19.941 |  | 19.941 | 19.941 | Not Coal Steam or O/G Steam | 0.1988 | 0.1988 |  | 19.41%
University Park Energy | Illinois | X | X | X | 55250 | UP9 | 4334 | Combustion Turbine |  |  |  | Combustion turbine |  |  |  |  | 19.883 | 190100.6 | 16418.22 | 16.02 | 19.883 |  | 190100.6 | 16418.22 | 19.883 |  | 19.883 |  | 19.883 |  | 19.883 |  | 19.883 |  | 19.883 |  | 19.883 |  | 19.883 | 19.883 | Not Coal Steam or O/G Steam | 0.20918 | 0.20918 |  | 13.62%
Venice | Illinois | X | X | X | 913 | CT03 | 89497 | Combustion Turbine |  |  |  | Combustion turbine |  |  |  |  | 6.692 | 333671.789 | 34349.18 | 5.2393 | 6.692 |  | 333671.789 | 34349.18 | 6.692 |  | 6.692 |  | 6.692 |  | 6.692 |  | 6.692 |  | 6.692 |  | 6.692 |  | 6.692 | 6.692 | Not Coal Steam or O/G Steam | 0.040111 | 0.040111 |  | 3.139%
Venice | Illinois | X | X | X | 913 | CT04 | 89498 | Combustion Turbine |  |  |  | Combustion turbine |  |  |  |  | 10.098 | 481603.273 | 49283.15 | 6.3743 | 10.098 |  | 481603.273 | 49283.15 | 10.098 |  | 10.098 |  | 10.098 |  | 10.098 |  | 10.098 |  | 10.098 |  | 10.098 |  | 10.098 | 10.098 | Not Coal Steam or O/G Steam | 0.041935 | 0.041935 |  | 3.574%
Venice | Illinois | X | X | X | 913 | CT05 | 89499 | Combustion Turbine |  |  |  | Combustion turbine |  |  |  |  | 2.18 | 83833.117 | 7159.52 | 1.5767 | 2.18 |  | 83833.117 | 7159.52 | 2.18 |  | 2.18 |  | 2.18 |  | 2.18 |  | 2.18 |  | 2.18 |  | 2.18 |  | 2.18 | 2.18 | Not Coal Steam or O/G Steam | 0.052008 | 0.052008 |  | 0.9885%
Venice | Illinois | X | X | X | 913 | CT2A | 9044 | Combustion Turbine |  |  |  | Combustion turbine |  |  |  |  | 0.357 | 7590.407 | 748.28 | 0.348 | 0.357 |  | 7590.407 | 748.28 | 0.357 |  | 0.357 |  | 0.357 |  | 0.357 |  | 0.357 |  | 0.357 |  | 0.357 |  | 0.357 | 0.357 | Not Coal Steam or O/G Steam | 0.094066 | 0.094066 |  | 0.6788%
Venice | Illinois | X | X | X | 913 | CT2B | 9045 | Combustion Turbine |  |  |  | Combustion turbine |  |  |  |  | 0.302 | 6435.58 | 647.35 | 0.34233 | 0.302 |  | 6435.58 | 647.35 | 0.302 |  | 0.302 |  | 0.302 |  | 0.302 |  | 0.302 |  | 0.302 |  | 0.302 |  | 0.302 | 0.302 | Not Coal Steam or O/G Steam | 0.093853 | 0.093853 |  | 0.6697%
Waukegan | Illinois | X | X | X | 883 | 311 | 9161 | Combustion Turbine | 12 | 2029 | 2030 | Combustion turbine |  |  |  |  | 0.487 | 812.3 |  | 0.61867 | 0.487 |  | 812.3 |  | 0.487 |  | 0.487 |  | 0.487 |  | 0.487 |  | 0.487 |  | 0.487 |  | 0.487 |  | 0.487 | 0.487 | Not Coal Steam or O/G Steam | 1.1991 | 1.1991 |  | 0.0508%
Waukegan | Illinois | X | X | X | 883 | 312 | 9162 | Combustion Turbine | 12 | 2029 | 2030 | Combustion turbine |  |  |  |  | 0.514 | 856.5 |  | 1.189 | 0.514 |  | 856.5 |  | 0.514 |  | 0.514 |  | 0.514 |  | 0.514 |  | 0.514 |  | 0.514 |  | 0.514 |  | 0.514 | 0.514 | Not Coal Steam or O/G Steam | 1.2002 | 1.2002 |  | 0.09761%
Waukegan | Illinois | X | X | X | 883 | 321 | 9163 | Combustion Turbine | 12 | 2029 | 2030 | Combustion turbine |  |  |  |  | 0.471 | 784.7 |  | 0.78833 | 0.471 |  | 784.7 |  | 0.471 |  | 0.471 |  | 0.471 |  | 0.471 |  | 0.471 |  | 0.471 |  | 0.471 |  | 0.471 | 0.471 | Not Coal Steam or O/G Steam | 1.2005 | 1.2005 |  | 0.06467%
Waukegan | Illinois | X | X | X | 883 | 322 | 9164 | Combustion Turbine | 12 | 2029 | 2030 | Combustion turbine |  |  |  |  | 0.464 | 773.6 |  | 0.91267 | 0.464 |  | 773.6 |  | 0.464 |  | 0.464 |  | 0.464 |  | 0.464 |  | 0.464 |  | 0.464 |  | 0.464 |  | 0.464 | 0.464 | Not Coal Steam or O/G Steam | 1.1996 | 1.1996 |  | 0.07493%
Waukegan | Illinois | X | X | X | 883 | 7 | 598 | Coal Steam | 6 | 2022 | 2023 | Tangentially-fired |  |  |  | 328 | 381.577 | 6763852.05 | 656318.75 | 215.9383 | 0 | Y | 0 | 0 | 0 |  | 0 |  | 0 |  | 0 |  | 0 |  | 0 |  | 0 |  | 0 | 0 | Retired | 0 | 0 |  | 23.5%
Waukegan | Illinois | X | X | X | 883 | 8 | 599 | Coal Steam | 6 | 2022 | 2023 | Tangentially-fired |  |  |  | 361 | 451.99 | 7712660.675 | 696153.25 | 239.878 | 0 | Y | 0 | 0 | 0 |  | 0 |  | 0 |  | 0 |  | 0 |  | 0 |  | 0 |  | 0 | 0 | Retired | 0 | 0 |  | 22.43%
Will County | Illinois | X | X | X | 884 | 4 | 603 | Coal Steam | 6 | 2022 | 2023 | Tangentially-fired |  | Y |  | 510 | 219.354 | 4613223.55 | 429507.25 | 118.571 | 0 | Y | 0 | 0 | 0 |  | 0 |  | 0 |  | 0 |  | 0 |  | 0 |  | 0 |  | 0 | 0 | Retired | 0 | 0 |  | 10.59%
Zion Energy Center | Illinois | X | X | X | 55392 | CT-1 | 4660 | Combustion Turbine |  |  |  | Combustion turbine |  |  |  |  | 29.547 | 1757521.587 | 164219.78 | 27.6213 | 29.547 |  | 1757521.587 | 164219.78 | 29.547 |  | 29.547 |  | 29.547 |  | 29.547 |  | 29.547 |  | 29.547 |  | 29.547 |  | 29.547 | 29.547 | Not Coal Steam or O/G Steam | 0.033623 | 0.033623 |  | 21.8%
Zion Energy Center | Illinois | X | X | X | 55392 | CT-2 | 4661 | Combustion Turbine |  |  |  | Combustion turbine |  |  |  |  | 23.97 | 1565094.336 | 143543.89 | 23.842 | 23.97 |  | 1565094.336 | 143543.89 | 23.97 |  | 23.97 |  | 23.97 |  | 23.97 |  | 23.97 |  | 23.97 |  | 23.97 |  | 23.97 | 23.97 | Not Coal Steam or O/G Steam | 0.030631 | 0.030631 |  | 20.23%
Zion Energy Center | Illinois | X | X | X | 55392 | CT-3 | 4662 | Combustion Turbine |  |  |  | Combustion turbine |  |  |  |  | 17.584 | 1059958.814 | 93877.77 | 20.5313 | 17.584 |  | 1059958.814 | 93877.77 | 17.584 |  | 17.584 |  | 17.584 |  | 17.584 |  | 17.584 |  | 17.584 |  | 17.584 |  | 17.584 | 17.584 | Not Coal Steam or O/G Steam | 0.033179 | 0.033179 |  | 15.72%
A B Brown Generating Station | Indiana | X | X | X | 6137 | 1 | 2797 | Coal Steam | 10 | 2023 | 2024 | Dry bottom wall-fired boiler | Y |  |  | 245 | 319.118 | 7730889.275 | 757728.35 | 460.3653 | 0 | Y | 0 | 0 | 0 |  | 0 |  | 0 |  | 0 |  | 0 |  | 0 |  | 0 |  | 0 | 0 | Retired | 0 | 0 |  | 51.44%
A B Brown Generating Station | Indiana | X | X | X | 6137 | 2 | 2798 | Coal Steam | 10 | 2023 | 2024 | Dry bottom wall-fired boiler | Y |  |  | 245 | 316.996 | 8138493.283 | 740989.68 | 493.1407 | 0 | Y | 0 | 0 | 0 |  | 0 |  | 0 |  | 0 |  | 0 |  | 0 |  | 0 |  | 0 | 0 | Retired | 0 | 0 |  | 44.81%
A B Brown Generating Station | Indiana | X | X | X | 6137 | 3 | 2799 | Combustion Turbine |  |  |  | Combustion turbine |  |  |  |  | 12.492 | 157920.766 | 12531.08 | 7.7447 | 12.492 |  | 157920.766 | 12531.08 | 12.492 |  | 12.492 |  | 12.492 |  | 12.492 |  | 12.492 |  | 12.492 |  | 12.492 |  | 12.492 | 12.492 | Not Coal Steam or O/G Steam | 0.15821 | 0.15821 |  | 2.414%
A B Brown Generating Station | Indiana | X | X | X | 6137 | 4 | 10210 | Combustion Turbine |  |  |  | Combustion turbine |  |  |  |  | 1.721 | 180183.23 | 14861.85 | 1.105 | 1.721 |  | 180183.23 | 14861.85 | 1.721 |  | 1.721 |  | 1.721 |  | 1.721 |  | 1.721 |  | 1.721 |  | 1.721 |  | 1.721 | 1.721 | Not Coal Steam or O/G Steam | 0.019103 | 0.019103 |  | 2.137%
Alcoa Allowance Management Inc | Indiana | X | X | X | 6705 | 4 | 2905 | Coal Steam |  |  |  | Cell burner boiler | Y |  |  | 295 | 644.855 | 7942112.067 | 792130 | 1092.503 | 644.855 |  | 7942112.067 | 792130 | 644.855 |  | 644.855 |  | 644.855 |  | 317.6845 | Optimize SCR | 317.6845 |  | 317.6845 |  | 317.6845 |  | 317.6845 | 317.6845 | Existing SCR | 0.08 | 0.08 |  | 50.16%
Anderson | Indiana | X | X | X | 7336 | ACT1 | 3099 | Combustion Turbine |  |  |  | Combustion turbine |  |  |  |  | 2.199 | 34119.454 | 2644.72 | 1.2307 | 2.199 |  | 34119.454 | 2644.72 | 2.199 |  | 2.199 |  | 2.199 |  | 2.199 |  | 2.199 |  | 2.199 |  | 2.199 |  | 2.199 | 2.199 | Not Coal Steam or O/G Steam | 0.1289 | 0.1289 |  | 0.9283%
Anderson | Indiana | X | X | X | 7336 | ACT2 | 3100 | Combustion Turbine |  |  |  | Combustion turbine |  |  |  |  | 2.519 | 35537.429 | 2772.99 | 1.561 | 2.519 |  | 35537.429 | 2772.99 | 2.519 |  | 2.519 |  | 2.519 |  | 2.519 |  | 2.519 |  | 2.519 |  | 2.519 |  | 2.519 | 2.519 | Not Coal Steam or O/G Steam | 0.14177 | 0.14177 |  | 1.064%
Anderson | Indiana | X | X | X | 7336 | ACT3 | 9578 | Combustion Turbine |  |  |  | Combustion turbine |  |  |  |  | 2.191 | 131156.854 | 9729.15 | 1.2013 | 2.191 |  | 131156.854 | 9729.15 | 2.191 |  | 2.191 |  | 2.191 |  | 2.191 |  | 2.191 |  | 2.191 |  | 2.191 |  | 2.191 | 2.191 | Not Coal Steam or O/G Steam | 0.03341 | 0.03341 |  | 1.762%
Cayuga | Indiana | X | X | X | 1001 | 1 | 706 | Coal Steam | 12 | 2027 | 2028 | Tangentially-fired | Y |  |  | 500 | 420.369 | 12612483.547 | 1306992.19 | 497.58 | 420.369 |  | 12612483.547 | 1306992.19 | 420.369 |  | 420.369 |  | 420.369 |  | 420.369 |  | 420.369 |  | 420.369 |  | 420.369 |  | 420.369 | 420.369 | Existing SCR | 0.066659 | 0.066659 |  | 54.51%
Cayuga | Indiana | X | X | X | 1001 | 2 | 707 | Coal Steam | 12 | 2027 | 2028 | Tangentially-fired | Y |  |  | 495 | 434.597 | 12414302.577 | 1302316.67 | 399.494 | 434.597 |  | 12414302.577 | 1302316.67 | 434.597 |  | 434.597 |  | 434.597 |  | 434.597 |  | 434.597 |  | 434.597 |  | 434.597 |  | 434.597 | 434.597 | Existing SCR | 0.070016 | 0.070016 |  | 42.23%
Cayuga | Indiana | X | X | X | 1001 | 4 | 708 | Combustion Turbine |  |  |  | Combustion turbine |  |  |  |  | 1.484 | 65135.786 | 5028.19 | 2.6197 | 1.484 |  | 65135.786 | 5028.19 | 1.484 |  | 1.484 |  | 1.484 |  | 1.484 |  | 1.484 |  | 1.484 |  | 1.484 |  | 1.484 | 1.484 | Not Coal Steam or O/G Steam | 0.045566 | 0.045566 |  | 2.169%
Clifty Creek | Indiana | X | X | X | 983 | 1 | 658 | Coal Steam |  |  |  | Wet bottom wall-fired boiler | Y |  | Y | 196 | 157.068 | 4847950.956 | 479061.15 | 164.344 | 157.068 |  | 4847950.956 | 479061.15 | 157.068 |  | 157.068 |  | 157.068 |  | 157.068 |  | 157.068 |  | 157.068 |  | 157.068 |  | 157.068 | 157.068 | Existing SCR | 0.064798 | 0.064798 |  | 43.61%
Clifty Creek | Indiana | X | X | X | 983 | 2 | 659 | Coal Steam |  |  |  | Wet bottom wall-fired boiler | Y |  | Y | 196 | 156.053 | 4746953.9 | 468663.63 | 158.4773 | 156.053 |  | 4746953.9 | 468663.63 | 156.053 |  | 156.053 |  | 156.053 |  | 156.053 |  | 156.053 |  | 156.053 |  | 156.053 |  | 156.053 | 156.053 | Existing SCR | 0.065749 | 0.065749 |  | 42.35%
Clifty Creek | Indiana | X | X | X | 983 | 3 | 660 | Coal Steam |  |  |  | Wet bottom wall-fired boiler | Y |  | Y | 196 | 148.643 | 4571961.633 | 452235.5 | 156.7723 | 148.643 |  | 4571961.633 | 452235.5 | 148.643 |  | 148.643 |  | 148.643 |  | 148.643 |  | 148.643 |  | 148.643 |  | 148.643 |  | 148.643 | 148.643 | Existing SCR | 0.065024 | 0.065024 |  | 41.94%
Clifty Creek | Indiana | X | X | X | 983 | 4 | 661 | Coal Steam |  |  |  | Wet bottom wall-fired boiler | Y |  | Y | 196 | 237.775 | 4716716.28 | 475822.31 | 264.7313 | 237.775 |  | 4716716.28 | 475822.31 | 237.775 |  | 237.775 |  | 237.775 |  | 237.775 | Common Stack SCR | 237.775 |  | 237.775 |  | 237.775 |  | 213.2218 | 188.6687 | Common Stack SCR, Optimize Existing SCR | 0.10082 | 0.08 |  | 42.78%
Clifty Creek | Indiana | X | X | X | 983 | 5 | 662 | Coal Steam |  |  |  | Wet bottom wall-fired boiler | Y |  | Y | 196 | 227.721 | 4587263.011 | 462090.67 | 247.3687 | 227.721 |  | 4587263.011 | 462090.67 | 227.721 |  | 227.721 |  | 227.721 |  | 227.721 | Common Stack SCR | 227.721 |  | 227.721 |  | 227.721 |  | 205.6058 | 183.4905 | Common Stack SCR, Optimize Existing SCR | 0.099284 | 0.08 |  | 39.86%
Clifty Creek | Indiana | X | X | X | 983 | 6 | 663 | Coal Steam |  |  |  | Wet bottom wall-fired boiler |  |  | Y | 196 | 80.687 | 809248.386 | 79663.89 | 130.6537 | 80.687 |  | 809248.386 | 79663.89 | 80.687 |  | 80.687 |  | 80.687 |  | 80.687 |  | 80.687 |  | 80.687 |  | 80.687 |  | 50.4591 | 20.2312 | Coal Steam SCR Retrofit | 0.19941 | 0.05 |  | 11.91%
Edwardsport Generating Station | Indiana | X | X | X | 1004 | CTG1 | 90673 | IGCC |  |  |  | Integrated gasification combined cycle | Y |  |  |  | 187.263 | 6306615.68 | 775460.91 | 145.2007 | 187.263 |  | 6306615.68 | 775460.91 | 187.263 |  | 187.263 |  | 187.263 |  | 187.263 |  | 187.263 |  | 187.263 |  | 187.263 |  | 187.263 | 187.263 | Not Coal Steam or O/G Steam | 0.059386 | 0.059386 |  | 41.37%
Edwardsport Generating Station | Indiana | X | X | X | 1004 | CTG2 | 90674 | IGCC |  |  |  | Integrated gasification combined cycle | Y |  |  |  | 193.161 | 6110848.057 | 682267.16 | 141.521 | 193.161 |  | 6110848.057 | 682267.16 | 193.161 |  | 193.161 |  | 193.161 |  | 193.161 |  | 193.161 |  | 193.161 |  | 193.161 |  | 193.161 | 193.161 | Not Coal Steam or O/G Steam | 0.063219 | 0.063219 |  | 39.44%
F B Culley Generating Station | Indiana | X | X | X | 1012 | 2 | 727 | Coal Steam | 12 | 2025 | 2026 | Dry bottom wall-fired boiler | Y |  | Y | 90 | 151.932 | 1727272.299 | 145543.19 | 99.9673 | 151.932 |  | 1727272.299 | 145543.19 | 151.932 |  | 151.932 |  | 151.932 |  | 69.0909 | Optimize SCR | 69.0909 |  | 69.0909 |  | 69.0909 |  | 69.0909 | 69.0909 | Existing SCR | 0.08 | 0.08 |  | 11.98%
F B Culley Generating Station | Indiana | X | X | X | 1012 | 3 | 728 | Coal Steam |  |  |  | Dry bottom wall-fired boiler | Y |  | Y | 270 | 649.949 | 10200203.982 | 916911.65 | 485.9633 | 649.949 |  | 10200203.982 | 916911.65 | 649.949 |  | 649.949 |  | 649.949 |  | 408.0082 | Optimize SCR | 408.0082 |  | 408.0082 |  | 408.0082 |  | 408.0082 | 408.0082 | Existing SCR | 0.08 | 0.08 |  | 59.49%
Georgetown Substation | Indiana | X | X | X | 7759 | GT1 | 3163 | Combustion Turbine |  |  |  | Combustion turbine |  |  |  |  | 5.669 | 483284.188 | 36791.44 | 4.1123 | 5.669 |  | 483284.188 | 36791.44 | 5.669 |  | 5.669 |  | 5.669 |  | 5.669 |  | 5.669 |  | 5.669 |  | 5.669 |  | 5.669 | 5.669 | Not Coal Steam or O/G Steam | 0.02346 | 0.02346 |  | 8.704%
Georgetown Substation | Indiana | X | X | X | 7759 | GT2 | 3164 | Combustion Turbine |  |  |  | Combustion turbine |  |  |  |  | 6.929 | 545452.37 | 44723.55 | 5.5923 | 6.929 |  | 545452.37 | 44723.55 | 6.929 |  | 6.929 |  | 6.929 |  | 6.929 |  | 6.929 |  | 6.929 |  | 6.929 |  | 6.929 | 6.929 | Not Coal Steam or O/G Steam | 0.025406 | 0.025406 |  | 10.85%
Georgetown Substation | Indiana | X | X | X | 7759 | GT3 | 3165 | Combustion Turbine |  |  |  | Combustion turbine |  |  |  |  | 8.807 | 606005.233 | 49434.26 | 6.652 | 8.807 |  | 606005.233 | 49434.26 | 8.807 |  | 8.807 |  | 8.807 |  | 8.807 |  | 8.807 |  | 8.807 |  | 8.807 |  | 8.807 | 8.807 | Not Coal Steam or O/G Steam | 0.029066 | 0.029066 |  | 11.14%
Georgetown Substation | Indiana | X | X | X | 7759 | GT4 | 3166 | Combustion Turbine |  |  |  | Combustion turbine |  |  |  |  | 6.842 | 558359.348 | 42810.33 | 5.444 | 6.842 |  | 558359.348 | 42810.33 | 6.842 |  | 6.842 |  | 6.842 |  | 6.842 |  | 6.842 |  | 6.842 |  | 6.842 |  | 6.842 | 6.842 | Not Coal Steam or O/G Steam | 0.024508 | 0.024508 |  | 10.43%
Gibson | Indiana | X | X | X | 6113 | 1 | 2782 | Coal Steam |  |  |  | Dry bottom wall-fired boiler | Y |  |  | 630 | 456.333 | 14095269.791 | 1520318.28 | 518.3117 | 456.333 |  | 14095269.791 | 1520318.28 | 456.333 |  | 456.333 |  | 456.333 |  | 456.333 |  | 456.333 |  | 456.333 |  | 456.333 |  | 456.333 | 456.333 | Existing SCR | 0.06475 | 0.06475 |  | 46.73%
Gibson | Indiana | X | X | X | 6113 | 2 | 2783 | Coal Steam |  |  |  | Dry bottom wall-fired boiler | Y |  |  | 630 | 355.384 | 9926109.336 | 1022939.31 | 518.1257 | 355.384 |  | 9926109.336 | 1022939.31 | 355.384 |  | 355.384 |  | 355.384 |  | 355.384 |  | 355.384 |  | 355.384 |  | 355.384 |  | 355.384 | 355.384 | Existing SCR | 0.071606 | 0.071606 |  | 44.98%
Gibson | Indiana | X | X | X | 6113 | 3 | 2784 | Coal Steam | 12 | 2029 | 2030 | Dry bottom wall-fired boiler | Y |  |  | 630 | 323.221 | 9961956.183 | 1082256.69 | 561.376 | 323.221 |  | 9961956.183 | 1082256.69 | 323.221 |  | 323.221 |  | 323.221 |  | 323.221 |  | 323.221 |  | 323.221 |  | 323.221 |  | 323.221 | 323.221 | Existing SCR | 0.064891 | 0.064891 |  | 35.67%
Gibson | Indiana | X | X | X | 6113 | 4 | 2785 | Coal Steam | 12 | 2029 | 2030 | Dry bottom wall-fired boiler | Y |  |  | 622 | 331.296 | 9300729.012 | 941925.73 | 482.0253 | 331.296 |  | 9300729.012 | 941925.73 | 331.296 |  | 331.296 |  | 331.296 |  | 331.296 |  | 331.296 |  | 331.296 |  | 331.296 |  | 331.296 | 331.296 | Existing SCR | 0.071241 | 0.071241 |  | 40.18%
Gibson | Indiana | X | X | X | 6113 | 5 | 2786 | Coal Steam | 12 | 2025 | 2026 | Dry bottom wall-fired boiler | Y |  |  | 620 | 284.143 | 9744424.069 | 1065144.37 | 497.694 | 284.143 |  | 9744424.069 | 1065144.37 | 284.143 |  | 284.143 |  | 284.143 |  | 284.143 |  | 284.143 |  | 284.143 |  | 284.143 |  | 284.143 | 284.143 | Existing SCR | 0.058319 | 0.058319 |  | 44.3%
Henry County Generating Station | Indiana | X | X | X | 7763 | 1 | 3173 | Combustion Turbine |  |  |  | Combustion turbine |  |  |  |  | 12.28 | 287734.102 | 27090.02 | 16.866 | 12.28 |  | 287734.102 | 27090.02 | 12.28 |  | 12.28 |  | 12.28 |  | 12.28 |  | 12.28 |  | 12.28 |  | 12.28 |  | 12.28 | 12.28 | Not Coal Steam or O/G Steam | 0.085357 | 0.085357 |  | 15.48%
Henry County Generating Station | Indiana | X | X | X | 7763 | 2 | 3174 | Combustion Turbine |  |  |  | Combustion turbine |  |  |  |  | 13.442 | 309728.45 | 29218.36 | 18.1743 | 13.442 |  | 309728.45 | 29218.36 | 13.442 |  | 13.442 |  | 13.442 |  | 13.442 |  | 13.442 |  | 13.442 |  | 13.442 |  | 13.442 | 13.442 | Not Coal Steam or O/G Steam | 0.086799 | 0.086799 |  | 16.68%
Henry County Generating Station | Indiana | X | X | X | 7763 | 3 | 3175 | Combustion Turbine |  |  |  | Combustion turbine |  |  |  |  | 12.734 | 289348.735 | 27406.6 | 18.259 | 12.734 |  | 289348.735 | 27406.6 | 12.734 |  | 12.734 |  | 12.734 |  | 12.734 |  | 12.734 |  | 12.734 |  | 12.734 |  | 12.734 | 12.734 | Not Coal Steam or O/G Steam | 0.088018 | 0.088018 |  | 17.18%
Hoosier Energy Lawrence Co Station | Indiana | X | X | X | 7948 | 1 | 8410 | Combustion Turbine |  |  |  | Combustion turbine |  |  |  |  | 4.44 | 101817.553 | 9336.14 | 3.596 | 4.44 |  | 101817.553 | 9336.14 | 4.44 |  | 4.44 |  | 4.44 |  | 4.44 |  | 4.44 |  | 4.44 |  | 4.44 |  | 4.44 | 4.44 | Not Coal Steam or O/G Steam | 0.087215 | 0.087215 |  | 4.354%
Hoosier Energy Lawrence Co Station | Indiana | X | X | X | 7948 | 2 | 8412 | Combustion Turbine |  |  |  | Combustion turbine |  |  |  |  | 3.718 | 94983.36 | 9213.39 | 3.1897 | 3.718 |  | 94983.36 | 9213.39 | 3.718 |  | 3.718 |  | 3.718 |  | 3.718 |  | 3.718 |  | 3.718 |  | 3.718 |  | 3.718 | 3.718 | Not Coal Steam or O/G Steam | 0.078287 | 0.078287 |  | 4.303%
Hoosier Energy Lawrence Co Station | Indiana | X | X | X | 7948 | 3 | 8414 | Combustion Turbine |  |  |  | Combustion turbine |  |  |  |  | 2.843 | 62762.738 | 5744.73 | 3.0213 | 2.843 |  | 62762.738 | 5744.73 | 2.843 |  | 2.843 |  | 2.843 |  | 2.843 |  | 2.843 |  | 2.843 |  | 2.843 |  | 2.843 | 2.843 | Not Coal Steam or O/G Steam | 0.090595 | 0.090595 |  | 3.63%
Hoosier Energy Lawrence Co Station | Indiana | X | X | X | 7948 | 4 | 8416 | Combustion Turbine |  |  |  | Combustion turbine |  |  |  |  | 4.558 | 101617.192 | 9190.22 | 3.726 | 4.558 |  | 101617.192 | 9190.22 | 4.558 |  | 4.558 |  | 4.558 |  | 4.558 |  | 4.558 |  | 4.558 |  | 4.558 |  | 4.558 | 4.558 | Not Coal Steam or O/G Steam | 0.089709 | 0.089709 |  | 4.43%
Hoosier Energy Lawrence Co Station | Indiana | X | X | X | 7948 | 5 | 88290 | Combustion Turbine |  |  |  | Combustion turbine |  |  |  |  | 3.985 | 92940.871 | 8983.92 | 3.488 | 3.985 |  | 92940.871 | 8983.92 | 3.985 |  | 3.985 |  | 3.985 |  | 3.985 |  | 3.985 |  | 3.985 |  | 3.985 |  | 3.985 | 3.985 | Not Coal Steam or O/G Steam | 0.085753 | 0.085753 |  | 4.302%
Hoosier Energy Lawrence Co Station | Indiana | X | X | X | 7948 | 6 | 88291 | Combustion Turbine |  |  |  | Combustion turbine |  |  |  |  | 4.405 | 100088.984 | 8813.76 | 3.6177 | 4.405 |  | 100088.984 | 8813.76 | 4.405 |  | 4.405 |  | 4.405 |  | 4.405 |  | 4.405 |  | 4.405 |  | 4.405 |  | 4.405 | 4.405 | Not Coal Steam or O/G Steam | 0.088022 | 0.088022 |  | 4.291%
IPL - Eagle Valley Generating Station | Indiana | X | X | X | 991 | GT1 | 91143 | Combined Cycle |  |  |  | Combined cycle | Y |  |  |  | 1.505 | 13745.91 | 3.17 | 15.806 | 1.505 |  | 13745.91 | 3.17 | 1.505 |  | 1.505 |  | 1.505 |  | 0.082475 | Optimize SCR | 0.082475 |  | 0.082475 |  | 0.082475 |  | 0.082475 | 0.082475 | Not Coal Steam or O/G Steam | 0.012 | 0.012 |  | 49.74%
IPL - Eagle Valley Generating Station | Indiana | X | X | X | 991 | GT2 | 91144 | Combined Cycle |  |  |  | Combined cycle | Y |  |  |  | 1.732 | 16338.334 | 35.68 | 16.641 | 1.732 |  | 16338.334 | 35.68 | 1.732 |  | 1.732 |  | 1.732 |  | 0.09803 | Optimize SCR | 0.09803 |  | 0.09803 |  | 0.09803 |  | 0.09803 | 0.09803 | Not Coal Steam or O/G Steam | 0.012 | 0.012 |  | 51.57%
IPL - Harding Street Station (EW Stout) | Indiana | X | X | X | 990 | 50 | 675 | O/G Steam |  |  |  | Tangentially-fired |  | Y |  | 101 | 18.319 | 1062615.593 | 94451.61 | 18.2143 | 18.319 |  | 1062615.593 | 94451.61 | 18.319 |  | 18.319 |  | 18.319 |  | 18.319 |  | 18.319 |  | 18.319 |  | 18.319 |  | 18.319 | 18.319 | Oil/Gas Steam Under 150 Tons (2019-2021 Average) | 0.034479 | 0.034479 |  | 24.36%
IPL - Harding Street Station (EW Stout) | Indiana | X | X | X | 990 | 60 | 677 | O/G Steam |  |  |  | Tangentially-fired |  | Y |  | 99 | 22.004 | 1127518.369 | 101875.72 | 20.8347 | 22.004 |  | 1127518.369 | 101875.72 | 22.004 |  | 22.004 |  | 22.004 |  | 22.004 |  | 22.004 |  | 19.8387 | Y | 19.8387 |  | 19.8387 | 19.8387 | O/G Steam Under 100 MW | 0.03519 | 0.03519 |  | 23.62%
IPL - Harding Street Station (EW Stout) | Indiana | X | X | X | 990 | 70 | 679 | O/G Steam |  |  |  | Tangentially-fired | Y |  |  | 418 | 72.991 | 4410468.905 | 436289.24 | 176.6233 | 72.991 |  | 4410468.905 | 436289.24 | 72.991 |  | 72.991 |  | 72.991 |  | 66.157 | Optimize SCR | 66.157 |  | 66.157 |  | 66.157 |  | 66.157 | 66.157 | Existing SCR | 0.03 | 0.03 |  | 33.28%
IPL - Harding Street Station (EW Stout) | Indiana | X | X | X | 990 | GT4 | 682 | Combustion Turbine | 12 | 2030 | 2031 | Combustion turbine |  |  |  |  | 31.172 | 425780.367 | 32562.73 | 22.4793 | 31.172 |  | 425780.367 | 32562.73 | 31.172 |  | 31.172 |  | 31.172 |  | 31.172 |  | 31.172 |  | 31.172 |  | 31.172 |  | 31.172 | 31.172 | Not Coal Steam or O/G Steam | 0.14642 | 0.14642 |  | 7.459%
IPL - Harding Street Station (EW Stout) | Indiana | X | X | X | 990 | GT5 | 683 | Combustion Turbine | 12 | 2030 | 2031 | Combustion turbine |  |  |  |  | 35.589 | 476788.619 | 36080.68 | 25.1353 | 35.589 |  | 476788.619 | 36080.68 | 35.589 |  | 35.589 |  | 35.589 |  | 35.589 |  | 35.589 |  | 35.589 |  | 35.589 |  | 35.589 | 35.589 | Not Coal Steam or O/G Steam | 0.14929 | 0.14929 |  | 8.157%
IPL - Harding Street Station (EW Stout) | Indiana | X | X | X | 990 | GT6 | 684 | Combustion Turbine | 12 | 2030 | 2031 | Combustion turbine |  |  |  |  | 23.519 | 1099833.521 | 109522.06 | 18.9463 | 23.519 |  | 1099833.521 | 109522.06 | 23.519 |  | 23.519 |  | 23.519 |  | 23.519 |  | 23.519 |  | 23.519 |  | 23.519 |  | 23.519 | 23.519 | Not Coal Steam or O/G Steam | 0.042768 | 0.042768 |  | 13.46%
IPL - Petersburg Generating Station | Indiana | X | X | X | 994 | 1 | 692 | Coal Steam | 5 | 2021 | 2023 | Tangentially-fired |  |  |  | 222 | 185.55 | 1807936.52 | 165481.71 | 341.1047 | 0 | Y | 0 | 0 | 0 |  | 0 |  | 0 |  | 0 |  | 0 |  | 0 |  | 0 |  | 0 | 0 | Retired | 0 | 0 |  | 39.15%
IPL - Petersburg Generating Station | Indiana | X | X | X | 994 | 2 | 693 | Coal Steam | 5 | 2023 | 2024 | Tangentially-fired | Y |  |  | 422 | 443.361 | 10002589.85 | 968922.16 | 448.533 | 0 | Y | 0 | 0 | 0 |  | 0 |  | 0 |  | 0 |  | 0 |  | 0 |  | 0 |  | 0 | 0 | Retired | 0 | 0 |  | 69.12%
IPL - Petersburg Generating Station | Indiana | X | X | X | 994 | 3 | 694 | Coal Steam |  |  |  | Tangentially-fired | Y |  |  | 528 | 637.85 | 14687681.212 | 1636771.31 | 501.6087 | 637.85 |  | 14687681.212 | 1636771.31 | 637.85 |  | 637.85 |  | 637.85 |  | 587.5072 | Optimize SCR | 587.5072 |  | 587.5072 |  | 587.5072 |  | 587.5072 | 587.5072 | Existing SCR | 0.08 | 0.08 |  | 57.54%
IPL - Petersburg Generating Station | Indiana | X | X | X | 994 | 4 | 695 | Coal Steam |  |  |  | Tangentially-fired |  |  |  | 530 | 1184.917 | 13116239.838 | 1347103.25 | 1027.829 | 1184.917 |  | 13116239.838 | 1347103.25 | 1184.917 |  | 1184.917 |  | 1184.917 |  | 1184.917 |  | 1184.917 |  | 1184.917 |  | 1184.917 |  | 756.4115 | 327.906 | Coal Steam SCR Retrofit | 0.18068 | 0.05 |  | 53.24%
Lawrenceburg Energy Facility | Indiana | X | X | X | 55502 | 1 | 8612 | Combined Cycle |  |  |  | Combined cycle | Y |  |  |  | 25.455 | 5297145.506 | 722847.85 | 29.02 | 25.455 |  | 5297145.506 | 722847.85 | 25.455 |  | 25.455 |  | 25.455 |  | 25.455 |  | 25.455 |  | 25.455 |  | 25.455 |  | 25.455 | 25.455 | Not Coal Steam or O/G Steam | 0.0096108 | 0.0096108 |  | 66.6%
Lawrenceburg Energy Facility | Indiana | X | X | X | 55502 | 2 | 8614 | Combined Cycle |  |  |  | Combined cycle | Y |  |  |  | 25.456 | 5344909.414 | 735718.53 | 28.6577 | 25.456 |  | 5344909.414 | 735718.53 | 25.456 |  | 25.456 |  | 25.456 |  | 25.456 |  | 25.456 |  | 25.456 |  | 25.456 |  | 25.456 | 25.456 | Not Coal Steam or O/G Steam | 0.0095253 | 0.0095253 |  | 66.13%
Lawrenceburg Energy Facility | Indiana | X | X | X | 55502 | 3 | 8616 | Combined Cycle |  |  |  | Combined cycle | Y |  |  |  | 25.159 | 5571686.302 | 773315.58 | 29.1187 | 25.159 |  | 5571686.302 | 773315.58 | 25.159 |  | 25.159 |  | 25.159 |  | 25.159 |  | 25.159 |  | 25.159 |  | 25.159 |  | 25.159 | 25.159 | Not Coal Steam or O/G Steam | 0.009031 | 0.009031 |  | 67.61%
Lawrenceburg Energy Facility | Indiana | X | X | X | 55502 | 4 | 8618 | Combined Cycle |  |  |  | Combined cycle | Y |  |  |  | 25.123 | 5791878.416 | 806909.42 | 28.1743 | 25.123 |  | 5791878.416 | 806909.42 | 25.123 |  | 25.123 |  | 25.123 |  | 25.123 |  | 25.123 |  | 25.123 |  | 25.123 |  | 25.123 | 25.123 | Not Coal Steam or O/G Steam | 0.0086753 | 0.0086753 |  | 67.45%
Merom | Indiana | X | X | X | 6213 | 1SG1 | 2853 | Coal Steam |  |  |  | Dry bottom turbo-fired boiler | Y |  |  | 496 | 460.012 | 15344473.613 | 1500439.9 | 343.814 | 460.012 |  | 15344473.613 | 1500439.9 | 460.012 |  | 460.012 |  | 460.012 |  | 460.012 |  | 460.012 |  | 460.012 |  | 460.012 |  | 460.012 | 460.012 | Existing SCR | 0.059958 | 0.059958 |  | 53.57%
Merom | Indiana | X | X | X | 6213 | 2SG1 | 2854 | Coal Steam |  |  |  | Dry bottom turbo-fired boiler | Y |  |  | 492 | 505.693 | 16945881.582 | 1654698.87 | 321.701 | 505.693 |  | 16945881.582 | 1654698.87 | 505.693 |  | 505.693 |  | 505.693 |  | 505.693 |  | 505.693 |  | 505.693 |  | 505.693 |  | 505.693 | 505.693 | Existing SCR | 0.059683 | 0.059683 |  | 41.87%
Michigan City Generating Station | Indiana | X | X | X | 997 | 12 | 702 | Coal Steam | 5 | 2028 | 2029 | Cyclone boiler | Y |  |  | 469 | 351.216 | 6798658.372 | 714309.22 | 314.9747 | 351.216 |  | 6798658.372 | 714309.22 | 351.216 |  | 351.216 |  | 351.216 |  | 271.9463 | Optimize SCR | 271.9463 |  | 271.9463 |  | 271.9463 |  | 271.9463 | 271.9463 | Existing SCR | 0.08 | 0.08 |  | 35.12%
Montpelier Electric Gen Station | Indiana | X | X | X | 55229 | G1CT1 | 4220 | Combustion Turbine |  |  |  | Combustion turbine |  |  |  |  | 19.953 | 280205.3 | 26576.36 | 13.561 | 19.953 |  | 280205.3 | 26576.36 | 19.953 |  | 19.953 |  | 19.953 |  | 19.953 |  | 19.953 |  | 19.953 |  | 19.953 |  | 19.953 | 19.953 | Not Coal Steam or O/G Steam | 0.14242 | 0.14242 |  | 16.17%
Montpelier Electric Gen Station | Indiana | X | X | X | 55229 | G1CT2 | 4221 | Combustion Turbine |  |  |  | Combustion turbine |  |  |  |  | 20.239 | 272463.8 | 25553.77 | 13.438 | 20.239 |  | 272463.8 | 25553.77 | 20.239 |  | 20.239 |  | 20.239 |  | 20.239 |  | 20.239 |  | 20.239 |  | 20.239 |  | 20.239 | 20.239 | Not Coal Steam or O/G Steam | 0.14856 | 0.14856 |  | 15.87%
Montpelier Electric Gen Station | Indiana | X | X | X | 55229 | G2CT1 | 4222 | Combustion Turbine |  |  |  | Combustion turbine |  |  |  |  | 19.936 | 289223.4 | 25765.26 | 14.0147 | 19.936 |  | 289223.4 | 25765.26 | 19.936 |  | 19.936 |  | 19.936 |  | 19.936 |  | 19.936 |  | 19.936 |  | 19.936 |  | 19.936 | 19.936 | Not Coal Steam or O/G Steam | 0.13786 | 0.13786 |  | 13.9%
Montpelier Electric Gen Station | Indiana | X | X | X | 55229 | G2CT2 | 4223 | Combustion Turbine |  |  |  | Combustion turbine |  |  |  |  | 16.63 | 224939.4 | 21369.57 | 13.6883 | 16.63 |  | 224939.4 | 21369.57 | 16.63 |  | 16.63 |  | 16.63 |  | 16.63 |  | 16.63 |  | 16.63 |  | 16.63 |  | 16.63 | 16.63 | Not Coal Steam or O/G Steam | 0.14786 | 0.14786 |  | 12.28%
Montpelier Electric Gen Station | Indiana | X | X | X | 55229 | G3CT1 | 4224 | Combustion Turbine |  |  |  | Combustion turbine |  |  |  |  | 23.542 | 287754.2 | 25684.27 | 14.185 | 23.542 |  | 287754.2 | 25684.27 | 23.542 |  | 23.542 |  | 23.542 |  | 23.542 |  | 23.542 |  | 23.542 |  | 23.542 |  | 23.542 | 23.542 | Not Coal Steam or O/G Steam | 0.16363 | 0.16363 |  | 16.02%
Montpelier Electric Gen Station | Indiana | X | X | X | 55229 | G3CT2 | 4225 | Combustion Turbine |  |  |  | Combustion turbine |  |  |  |  | 21.079 | 288005.7 | 28078.16 | 11.414 | 21.079 |  | 288005.7 | 28078.16 | 21.079 |  | 21.079 |  | 21.079 |  | 21.079 |  | 21.079 |  | 21.079 |  | 21.079 |  | 21.079 | 21.079 | Not Coal Steam or O/G Steam | 0.14638 | 0.14638 |  | 13.53%
Montpelier Electric Gen Station | Indiana | X | X | X | 55229 | G4CT1 | 4226 | Combustion Turbine |  |  |  | Combustion turbine |  |  |  |  | 29.745 | 267625.6 | 27642.45 | 17.406 | 29.745 |  | 267625.6 | 27642.45 | 29.745 |  | 29.745 |  | 29.745 |  | 29.745 |  | 29.745 |  | 29.745 |  | 29.745 |  | 29.745 | 29.745 | Not Coal Steam or O/G Steam | 0.22229 | 0.22229 |  | 16.76%
Montpelier Electric Gen Station | Indiana | X | X | X | 55229 | G4CT2 | 4227 | Combustion Turbine |  |  |  | Combustion turbine |  |  |  |  | 21.468 | 306523 | 28207.07 | 14.6883 | 21.468 |  | 306523 | 28207.07 | 21.468 |  | 21.468 |  | 21.468 |  | 21.468 |  | 21.468 |  | 21.468 |  | 21.468 |  | 21.468 | 21.468 | Not Coal Steam or O/G Steam | 0.14007 | 0.14007 |  | 17.67%
Noblesville | Indiana | X | X | X | 1007 | CT3 | 8288 | Combined Cycle |  |  |  | Combined cycle | Y |  |  |  | 12.743 | 1533612.81 | 144750.07 | 10.7537 | 12.743 |  | 1533612.81 | 144750.07 | 12.743 |  | 12.743 |  | 12.743 |  | 9.2017 | Optimize SCR | 9.2017 |  | 9.2017 |  | 9.2017 |  | 9.2017 | 9.2017 | Not Coal Steam or O/G Steam | 0.012 | 0.012 |  | 53.26%
Noblesville | Indiana | X | X | X | 1007 | CT4 | 8290 | Combined Cycle |  |  |  | Combined cycle | Y |  |  |  | 13.25 | 1590311.745 | 145242.73 | 11.3737 | 13.25 |  | 1590311.745 | 145242.73 | 13.25 |  | 13.25 |  | 13.25 |  | 9.5419 | Optimize SCR | 9.5419 |  | 9.5419 |  | 9.5419 |  | 9.5419 | 9.5419 | Not Coal Steam or O/G Steam | 0.012 | 0.012 |  | 56.31%
Noblesville | Indiana | X | X | X | 1007 | CT5 | 8292 | Combined Cycle |  |  |  | Combined cycle | Y |  |  |  | 10.701 | 1368046.12 | 125260.03 | 8.2187 | 10.701 |  | 1368046.12 | 125260.03 | 10.701 |  | 10.701 |  | 10.701 |  | 8.2083 | Optimize SCR | 8.2083 |  | 8.2083 |  | 8.2083 |  | 8.2083 | 8.2083 | Not Coal Steam or O/G Steam | 0.012 | 0.012 |  | 44.22%
R Gallagher | Indiana | X | X | X | 1008 | 2 | 717 | Coal Steam |  |  | 2023 | Dry bottom wall-fired boiler |  |  |  | 140 |  |  |  | 23.3117 | 0 | Y | 0 | 0 | 0 |  | 0 |  | 0 |  | 0 |  | 0 |  | 0 |  | 0 |  | 0 | 0 | Retired | 0 | 0 |  | 2.361%
R Gallagher | Indiana | X | X | X | 1008 | 4 | 719 | Coal Steam | 6 | 2021 | 2023 | Dry bottom wall-fired boiler |  |  |  | 140 | 6.58 | 29276.299 | 2891.06 | 26.5547 | 0 | Y | 0 | 0 | 0 |  | 0 |  | 0 |  | 0 |  | 0 |  | 0 |  | 0 |  | 0 | 0 | Retired | 0 | 0 |  | 2.623%
R M Schahfer Generating Station | Indiana | X | X | X | 6085 | 14 | 2762 | Coal Steam | 10 | 2021 | 2023 | Cyclone boiler | Y |  |  | 431 |  |  |  | 150.1487 | 0 | Y | 0 | 0 | 0 |  | 0 |  | 0 |  | 0 |  | 0 |  | 0 |  | 0 |  | 0 | 0 | Retired | 0 | 0 |  | 17.24%
R M Schahfer Generating Station | Indiana | X | X | X | 6085 | 15 | 2763 | Coal Steam | 10 | 2021 | 2023 | Dry bottom wall-fired boiler |  |  |  | 472 | 673.754 | 10091916.726 | 845511.79 | 443.57 | 0 | Y | 0 | 0 | 0 |  | 0 |  | 0 |  | 0 |  | 0 |  | 0 |  | 0 |  | 0 | 0 | Retired | 0 | 0 |  | 31.41%
R M Schahfer Generating Station | Indiana | X | X | X | 6085 | 16A | 9095 | Combustion Turbine |  |  |  | Combustion turbine |  |  |  |  | 11.213 | 110849.354 | 7643.69 | 6.3983 | 11.213 |  | 110849.354 | 7643.69 | 11.213 |  | 11.213 |  | 11.213 |  | 11.213 |  | 11.213 |  | 11.213 |  | 11.213 |  | 11.213 | 11.213 | Not Coal Steam or O/G Steam | 0.20231 | 0.20231 |  | 1.101%
R M Schahfer Generating Station | Indiana | X | X | X | 6085 | 16B | 9096 | Combustion Turbine |  |  |  | Combustion turbine |  |  |  |  | 3.956 | 33943.87 | 2171.37 | 3.48 | 3.956 |  | 33943.87 | 2171.37 | 3.956 |  | 3.956 |  | 3.956 |  | 3.956 |  | 3.956 |  | 3.956 |  | 3.956 |  | 3.956 | 3.956 | Not Coal Steam or O/G Steam | 0.23309 | 0.23309 |  | 0.5596%
R M Schahfer Generating Station | Indiana | X | X | X | 6085 | 17 | 2764 | Coal Steam | 12 | 2025 | 2026 | Tangentially-fired |  |  |  | 361 | 640.756 | 7646472.793 | 680888.09 | 553.909 | 640.756 |  | 7646472.793 | 680888.09 | 640.756 |  | 640.756 |  | 640.756 |  | 640.756 |  | 640.756 |  | 640.756 |  | 640.756 |  | 415.9589 | 191.1618 | Coal Steam SCR Retrofit | 0.1676 | 0.05 |  | 36.11%
R M Schahfer Generating Station | Indiana | X | X | X | 6085 | 18 | 2765 | Coal Steam | 12 | 2025 | 2026 | Tangentially-fired |  |  |  | 361 | 761.536 | 8812442.498 | 808733.59 | 626.5803 | 761.536 |  | 8812442.498 | 808733.59 | 761.536 |  | 761.536 |  | 761.536 |  | 761.536 |  | 761.536 |  | 761.536 |  | 761.536 |  | 490.9235 | 220.3111 | Coal Steam SCR Retrofit | 0.17283 | 0.05 |  | 39.96%
Richmond (IN) | Indiana | X | X | X | 7335 | RCT1 | 3097 | Combustion Turbine |  |  |  | Combustion turbine |  |  |  |  | 3.142 | 46015.72 | 3548.65 | 1.6953 | 3.142 |  | 46015.72 | 3548.65 | 3.142 |  | 3.142 |  | 3.142 |  | 3.142 |  | 3.142 |  | 3.142 |  | 3.142 |  | 3.142 | 3.142 | Not Coal Steam or O/G Steam | 0.13656 | 0.13656 |  | 1.219%
Richmond (IN) | Indiana | X | X | X | 7335 | RCT2 | 3098 | Combustion Turbine |  |  |  | Combustion turbine |  |  |  |  | 2.867 | 46899.32 | 3623.74 | 1.5693 | 2.867 |  | 46899.32 | 3623.74 | 2.867 |  | 2.867 |  | 2.867 |  | 2.867 |  | 2.867 |  | 2.867 |  | 2.867 |  | 2.867 | 2.867 | Not Coal Steam or O/G Steam | 0.12226 | 0.12226 |  | 1.25%
Rockport | Indiana | X | X | X | 6166 | MB1 | 2819 | Coal Steam | 12 | 2028 | 2029 | Dry bottom wall-fired boiler | Y |  | Y | 1300 | 673.473 | 19104937.314 | 1836082.04 | 725.861 | 673.473 |  | 19104937.314 | 1836082.04 | 673.473 |  | 673.473 |  | 673.473 |  | 673.473 | Common Stack SCR | 673.473 |  | 673.473 |  | 673.473 |  | 673.473 | 673.473 | Existing SCR | 0.070503 | 0.070503 |  | 31.09%
Rockport | Indiana | X | X | X | 6166 | MB2 | 2820 | Coal Steam | 12 | 2028 | 2029 | Dry bottom wall-fired boiler | Y |  | Y | 1300 | 526.317 | 14703848.942 | 1416450.95 | 891.4967 | 526.317 |  | 14703848.942 | 1416450.95 | 526.317 |  | 526.317 |  | 526.317 |  | 526.317 |  | 526.317 |  | 526.317 |  | 526.317 |  | 526.317 | 526.317 | Existing SCR | 0.071589 | 0.071589 |  | 34%
St. Joseph Energy Center LLC | Indiana | X | X | X | 57794 | CTG01A | 90857 | Combined Cycle |  |  |  | Combined cycle | Y |  |  |  | 23.17 | 6743265.091 | 1010982.21 | 22.867 | 23.17 |  | 6743265.091 | 1010982.21 | 23.17 |  | 23.17 |  | 23.17 |  | 23.17 |  | 23.17 |  | 23.17 |  | 23.17 |  | 23.17 | 23.17 | Not Coal Steam or O/G Steam | 0.006872 | 0.006872 |  | 73.31%
St. Joseph Energy Center LLC | Indiana | X | X | X | 57794 | CTG01B | 90856 | Combined Cycle |  |  |  | Combined cycle | Y |  |  |  | 23.566 | 6829361.971 | 1020438.47 | 24.9147 | 23.566 |  | 6829361.971 | 1020438.47 | 23.566 |  | 23.566 |  | 23.566 |  | 23.566 |  | 23.566 |  | 23.566 |  | 23.566 |  | 23.566 | 23.566 | Not Coal Steam or O/G Steam | 0.0069014 | 0.0069014 |  | 75.28%
Sugar Creek Generating Station | Indiana | X | X | X | 55364 | CT11 | 4555 | Combined Cycle |  |  |  | Combined cycle | Y |  |  |  | 22.869 | 3624167.057 | 508347.41 | 23.3857 | 22.869 |  | 3624167.057 | 508347.41 | 22.869 |  | 22.869 |  | 22.869 |  | 21.745 | Optimize SCR | 21.745 |  | 21.745 |  | 21.745 |  | 21.745 | 21.745 | Not Coal Steam or O/G Steam | 0.012 | 0.012 |  | 47.59%
Sugar Creek Generating Station | Indiana | X | X | X | 55364 | CT12 | 4556 | Combined Cycle |  |  |  | Combined cycle | Y |  |  |  | 21.824 | 3583275.76 | 506364.53 | 22.3617 | 21.824 |  | 3583275.76 | 506364.53 | 21.824 |  | 21.824 |  | 21.824 |  | 21.4997 | Optimize SCR | 21.4997 |  | 21.4997 |  | 21.4997 |  | 21.4997 | 21.4997 | Not Coal Steam or O/G Steam | 0.012 | 0.012 |  | 46.43%
Vermillion Generating Station | Indiana | X | X | X | 55111 | 1 | 3920 | Combustion Turbine |  |  |  | Combustion turbine |  |  |  |  | 3.46 | 217664.788 | 17547.65 | 2.988 | 3.46 |  | 217664.788 | 17547.65 | 3.46 |  | 3.46 |  | 3.46 |  | 3.46 |  | 3.46 |  | 3.46 |  | 3.46 |  | 3.46 | 3.46 | Not Coal Steam or O/G Steam | 0.031792 | 0.031792 |  | 4.131%
Vermillion Generating Station | Indiana | X | X | X | 55111 | 2 | 3921 | Combustion Turbine |  |  |  | Combustion turbine |  |  |  |  | 3.657 | 226314.156 | 17499.63 | 3.1663 | 3.657 |  | 226314.156 | 17499.63 | 3.657 |  | 3.657 |  | 3.657 |  | 3.657 |  | 3.657 |  | 3.657 |  | 3.657 |  | 3.657 | 3.657 | Not Coal Steam or O/G Steam | 0.032318 | 0.032318 |  | 4.2%
Vermillion Generating Station | Indiana | X | X | X | 55111 | 3 | 3922 | Combustion Turbine |  |  |  | Combustion turbine |  |  |  |  | 3.468 | 223920.663 | 17393.19 | 3.1067 | 3.468 |  | 223920.663 | 17393.19 | 3.468 |  | 3.468 |  | 3.468 |  | 3.468 |  | 3.468 |  | 3.468 |  | 3.468 |  | 3.468 | 3.468 | Not Coal Steam or O/G Steam | 0.030975 | 0.030975 |  | 4.274%
Vermillion Generating Station | Indiana | X | X | X | 55111 | 4 | 3923 | Combustion Turbine |  |  |  | Combustion turbine |  |  |  |  | 3.866 | 239338.794 | 18329.34 | 3.018 | 3.866 |  | 239338.794 | 18329.34 | 3.866 |  | 3.866 |  | 3.866 |  | 3.866 |  | 3.866 |  | 3.866 |  | 3.866 |  | 3.866 | 3.866 | Not Coal Steam or O/G Steam | 0.032306 | 0.032306 |  | 4.095%
Vermillion Generating Station | Indiana | X | X | X | 55111 | 5 | 3924 | Combustion Turbine |  |  |  | Combustion turbine |  |  |  |  | 3.284 | 222326.058 | 17461.99 | 2.4883 | 3.284 |  | 222326.058 | 17461.99 | 3.284 |  | 3.284 |  | 3.284 |  | 3.284 |  | 3.284 |  | 3.284 |  | 3.284 |  | 3.284 | 3.284 | Not Coal Steam or O/G Steam | 0.029542 | 0.029542 |  | 3.55%
Vermillion Generating Station | Indiana | X | X | X | 55111 | 6 | 3925 | Combustion Turbine |  |  |  | Combustion turbine |  |  |  |  | 3.56 | 207672.282 | 16101.6 | 2.525 | 3.56 |  | 207672.282 | 16101.6 | 3.56 |  | 3.56 |  | 3.56 |  | 3.56 |  | 3.56 |  | 3.56 |  | 3.56 |  | 3.56 | 3.56 | Not Coal Steam or O/G Steam | 0.034285 | 0.034285 |  | 3.159%
Vermillion Generating Station | Indiana | X | X | X | 55111 | 7 | 3926 | Combustion Turbine |  |  |  | Combustion turbine |  |  |  |  | 3.335 | 201118.965 | 15550.27 | 2.8513 | 3.335 |  | 201118.965 | 15550.27 | 3.335 |  | 3.335 |  | 3.335 |  | 3.335 |  | 3.335 |  | 3.335 |  | 3.335 |  | 3.335 | 3.335 | Not Coal Steam or O/G Steam | 0.033164 | 0.033164 |  | 4.002%
Vermillion Generating Station | Indiana | X | X | X | 55111 | 8 | 3927 | Combustion Turbine |  |  |  | Combustion turbine |  |  |  |  | 2.854 | 189166.961 | 14755.05 | 2.4913 | 2.854 |  | 189166.961 | 14755.05 | 2.854 |  | 2.854 |  | 2.854 |  | 2.854 |  | 2.854 |  | 2.854 |  | 2.854 |  | 2.854 | 2.854 | Not Coal Steam or O/G Steam | 0.030174 | 0.030174 |  | 3.602%
Wabash River Highland Plant | Indiana | X | X | X | 57842 | 1 | 720 | Combustion Turbine |  |  |  | Combustion turbine |  |  |  |  | 10.224 | 421592.428 | 37986.31 | 12.0543 | 10.224 |  | 421592.428 | 37986.31 | 10.224 |  | 10.224 |  | 10.224 |  | 10.224 |  | 10.224 |  | 10.224 |  | 10.224 |  | 10.224 | 10.224 | Not Coal Steam or O/G Steam | 0.048502 | 0.048502 |  | 7.058%
Wheatland Generating Facility LLC | Indiana | X | X | X | 55224 | EU-01 | 4183 | Combustion Turbine |  |  |  | Combustion turbine |  |  |  |  | 32.651 | 392553.356 | 30113.83 | 28.9327 | 32.651 |  | 392553.356 | 30113.83 | 32.651 |  | 32.651 |  | 32.651 |  | 32.651 |  | 32.651 |  | 32.651 |  | 32.651 |  | 32.651 | 32.651 | Not Coal Steam or O/G Steam | 0.16635 | 0.16635 |  | 5.738%
Wheatland Generating Facility LLC | Indiana | X | X | X | 55224 | EU-02 | 4184 | Combustion Turbine |  |  |  | Combustion turbine |  |  |  |  | 28.163 | 364140.86 | 27712.88 | 25.5013 | 28.163 |  | 364140.86 | 27712.88 | 28.163 |  | 28.163 |  | 28.163 |  | 28.163 |  | 28.163 |  | 28.163 |  | 28.163 |  | 28.163 | 28.163 | Not Coal Steam or O/G Steam | 0.15468 | 0.15468 |  | 5.823%
Wheatland Generating Facility LLC | Indiana | X | X | X | 55224 | EU-03 | 4185 | Combustion Turbine |  |  |  | Combustion turbine |  |  |  |  | 29.236 | 320091.362 | 24022.31 | 24.192 | 29.236 |  | 320091.362 | 24022.31 | 29.236 |  | 29.236 |  | 29.236 |  | 29.236 |  | 29.236 |  | 29.236 |  | 29.236 |  | 29.236 | 29.236 | Not Coal Steam or O/G Steam | 0.18267 | 0.18267 |  | 4.722%