Helemano Substation DG | 56332 | DG2 | Combustion Turbine | Hawaii | 1.6 | Dropped - Units whose status does not meet NEEDS criteria
Helemano Substation DG | 56332 | DG3 | Combustion Turbine | Hawaii | 1.6 | Dropped - Units whose status does not meet NEEDS criteria
Tampa Electric Co NA 2 | 56352 | 1 | Combustion Turbine | Florida | 204 | Dropped - Units whose status does not meet NEEDS criteria
Tampa Electric Co NA 2 | 56352 | 2 | Combustion Turbine | Florida | 204 | Dropped - Units whose status does not meet NEEDS criteria
Tampa Electric Co NA 2 | 56352 | 3 | Combustion Turbine | Florida | 56 | Dropped - Units whose status does not meet NEEDS criteria
Tampa Electric Co NA 2 | 56352 | 4 | Combustion Turbine | Florida | 56 | Dropped - Units whose status does not meet NEEDS criteria
Tampa Electric Co NA 2 | 56352 | 5 | Combustion Turbine | Florida | 149 | Dropped - Units whose status does not meet NEEDS criteria
Tampa Electric Co NA 2 | 56352 | 6 | Combustion Turbine | Florida | 149 | Dropped - Units whose status does not meet NEEDS criteria
Tampa Electric Co NA 2 | 56352 | 7 | Combustion Turbine | Florida | 56 | Dropped - Units whose status does not meet NEEDS criteria
Tampa Electric Co NA 3 | 56353 | 3 | Combustion Turbine | Florida | 43 | Dropped - Units whose status does not meet NEEDS criteria
Tampa Electric Co NA 3 | 56353 | 4 | Combustion Turbine | Florida | 54 | Dropped - Units whose status does not meet NEEDS criteria
Tampa Electric Co NA 4 | 56354 | 5 | Combustion Turbine | Florida | 88 | Dropped - Units whose status does not meet NEEDS criteria
Tampa Electric Co NA 4 | 56354 | 6 | Combustion Turbine | Florida | 88 | Dropped - Units whose status does not meet NEEDS criteria
Western Renewable Energy | 56358 | 1 | Biomass | Arizona | 2.5 | Dropped - Units whose status does not meet NEEDS criteria
Lake Area Landfill Gas Recovery | 56366 | 1 | Landfill Gas | Wisconsin | 1 | Dropped - Units whose status does not meet NEEDS criteria
Lake Area Landfill Gas Recovery | 56366 | 2 | Landfill Gas | Wisconsin | 1 | Dropped - Units whose status does not meet NEEDS criteria
Lake Area Landfill Gas Recovery | 56366 | 3 | Landfill Gas | Wisconsin | 1 | Dropped - Units whose status does not meet NEEDS criteria
Lake Area Landfill Gas Recovery | 56366 | 4 | Landfill Gas | Wisconsin | 0.7 | Dropped - Units whose status does not meet NEEDS criteria
Ecogen Wind | 56370 | 1 | Onshore Wind | New York | 79.5 | Dropped - Units whose status does not meet NEEDS criteria
Domain Integrated Energy System | 56373 | DOMG1 | Combustion Turbine | Texas | 5 | Dropped - Units whose status does not meet NEEDS criteria
Pakini Nui Wind Farm | 56378 | 1 | Onshore Wind | Hawaii | 21 | Dropped - in Alaska or in Hawaii or Puerto Rico
Jordanville Wind Farm | 56398 | 1 | Onshore Wind | New York | 80 | Dropped - Units whose status does not meet NEEDS criteria
UTSA TEP II | 56401 | GEN2 | Combustion Turbine | Texas | 1.5 | Dropped - Units whose status does not meet NEEDS criteria
UTSA TEP II | 56401 | GEN3 | Combustion Turbine | Texas | 1.5 | Dropped - Units whose status does not meet NEEDS criteria
Westex Windpower Facility | 56402 | 1 | Onshore Wind | Texas | 7 | Dropped - Units whose status does not meet NEEDS criteria
Westchester Gas Recovery | 56417 | W1 | Landfill Gas | Illinois | 1.8 | Dropped - Units whose status does not meet NEEDS criteria
Westchester Gas Recovery | 56417 | W2 | Landfill Gas | Illinois | 1.8 | Dropped - Units whose status does not meet NEEDS criteria
Des Plaines Gas Recovery | 56418 | DP1 | Landfill Gas | Illinois | 1.8 | Dropped - Units whose status does not meet NEEDS criteria
Des Plaines Gas Recovery | 56418 | DP2 | Landfill Gas | Illinois | 1.8 | Dropped - Units whose status does not meet NEEDS criteria
Lava Beds Wind Park LLC | 56436 | LBWP | Onshore Wind | Idaho | 18 | Dropped - Units whose status does not meet NEEDS criteria
Notch Butte Wind Park | 56438 | NBWP | Onshore Wind | Idaho | 18 | Dropped - Units whose status does not meet NEEDS criteria
Hawi Wind Farm | 56447 | V-47 | Onshore Wind | Hawaii | 10.6 | Dropped - in Alaska or in Hawaii or Puerto Rico
Kaheawa Pastures Wind Farm | 56449 | 1 | Onshore Wind | Hawaii | 30 | Dropped - in Alaska or in Hawaii or Puerto Rico
Medicine Bow Fuel & Power LLC | 56452 | 1 | Coal Steam | Wyoming | 350 | Dropped - Units whose status does not meet NEEDS criteria
Robinson Power Company LLC | 56453 | CTG1 | Combined Cycle | Pennsylvania | 950 | Dropped - Units whose status does not meet NEEDS criteria
Taylorville Energy Center | 56454 | 1 | IGCC | Illinois | 533 | Dropped - Units whose status does not meet NEEDS criteria
WMPI Pty LLC | 56455 | 1 | IGCC | Pennsylvania | 41 | Dropped - Units whose status does not meet NEEDS criteria
Geneva Generation Facility | 56462 | GEN6 | Combustion Turbine | Illinois | 1.4 | Dropped - Units whose status does not meet NEEDS criteria
Dean Drive Area Electric Generators | 56491 | PG1 | Combustion Turbine | Virginia | 1.6 | Dropped - Units whose status does not meet NEEDS criteria
Dean Drive Area Electric Generators | 56491 | PG2 | Combustion Turbine | Virginia | 1.6 | Dropped - Units whose status does not meet NEEDS criteria
Frey Farm Landfill | 56510 | GEN1 | Landfill Gas | Pennsylvania | 1.6 | Dropped - Units whose status does not meet NEEDS criteria
Pennsauken Landfill | 56511 | GEN3 | Landfill Gas | New Jersey | 0.9 | Dropped - Units whose status does not meet NEEDS criteria
Kalaeoloa Pole Yard DG | 56514 | DG1 | Combustion Turbine | Hawaii | 1.6 | Dropped - Units whose status does not meet NEEDS criteria
Kalaeoloa Pole Yard DG | 56514 | DG2 | Combustion Turbine | Hawaii | 1.6 | Dropped - Units whose status does not meet NEEDS criteria
Kalaeoloa Pole Yard DG | 56514 | DG3 | Combustion Turbine | Hawaii | 1.6 | Dropped - Units whose status does not meet NEEDS criteria
CEIP Substation Distributed Generation | 56515 | DG1 | Combustion Turbine | Hawaii | 1.6 | Dropped - Units whose status does not meet NEEDS criteria
CEIP Substation Distributed Generation | 56515 | DG2 | Combustion Turbine | Hawaii | 1.6 | Dropped - Units whose status does not meet NEEDS criteria
CEIP Substation Distributed Generation | 56515 | DG3 | Combustion Turbine | Hawaii | 1.6 | Dropped - Units whose status does not meet NEEDS criteria
Timberline Trail Gas Recovery | 56525 | GEN6 | Landfill Gas | Wisconsin | 0.8 | Dropped - Units whose status does not meet NEEDS criteria
Timberline Trail Gas Recovery | 56525 | GEN7 | Landfill Gas | Wisconsin | 0.8 | Dropped - Units whose status does not meet NEEDS criteria
Bradley Gas Recovery | 56533 | GEN1 | Landfill Gas | California | 1.3 | Dropped - Units whose status does not meet NEEDS criteria
Bradley Gas Recovery | 56533 | GEN2 | Landfill Gas | California | 1.3 | Dropped - Units whose status does not meet NEEDS criteria
Bradley Gas Recovery | 56533 | GEN3 | Landfill Gas | California | 1.3 | Dropped - Units whose status does not meet NEEDS criteria
Bradley Gas Recovery | 56533 | GEN4 | Landfill Gas | California | 1.3 | Dropped - Units whose status does not meet NEEDS criteria
Bradley Gas Recovery | 56533 | GEN5 | Landfill Gas | California | 1.3 | Dropped - Units whose status does not meet NEEDS criteria
El Sobrante Gas Recovery | 56534 | GEN1 | Landfill Gas | California | 1.3 | Dropped - Units whose status does not meet NEEDS criteria
El Sobrante Gas Recovery | 56534 | GEN2 | Landfill Gas | California | 1.3 | Dropped - Units whose status does not meet NEEDS criteria
El Sobrante Gas Recovery | 56534 | GEN3 | Landfill Gas | California | 1.3 | Dropped - Units whose status does not meet NEEDS criteria
Waste Management Simi Valley LFGTE | 56535 | GEN1 | Landfill Gas | California | 1.3 | Dropped - Units whose status does not meet NEEDS criteria
Waste Management Simi Valley LFGTE | 56535 | GEN2 | Landfill Gas | California | 1.3 | Dropped - Units whose status does not meet NEEDS criteria
Clark-Floyd Landfill Gas Generating | 56539 | ICG1 | Landfill Gas | Indiana | 1 | Dropped - Units whose status does not meet NEEDS criteria
Clark-Floyd Landfill Gas Generating | 56539 | ICG2 | Landfill Gas | Indiana | 1 | Dropped - Units whose status does not meet NEEDS criteria
Clark-Floyd Landfill Gas Generating | 56539 | ICG3 | Landfill Gas | Indiana | 1.4 | Dropped - Units whose status does not meet NEEDS criteria
Kasidaya Creek Hydro | 56542 | 1 | Hydro | Alaska | 3 | Dropped - in Alaska or in Hawaii or Puerto Rico
EXC Wind 1 | 56557 | 1 | Onshore Wind | Texas | 10 | Dropped - Units whose status does not meet NEEDS criteria
EXC Wind 2 | 56558 | JDW2 | Onshore Wind | Texas | 10 | Dropped - Units whose status does not meet NEEDS criteria
EXC Wind 3 | 56559 | JDW3 | Onshore Wind | Texas | 10 | Dropped - Units whose status does not meet NEEDS criteria
Castle Creek Hydroplant | 56566 | 1 | Hydro | Colorado | 1.2 | Dropped - Units whose status does not meet NEEDS criteria
Bethlehem Renewable Energy LLC | 56572 | 1 | Landfill Gas | Pennsylvania | 3.7 | Dropped - Units whose status does not meet NEEDS criteria
Robbins Community Power LLC | 56576 | 1 | Biomass | Illinois | 27.5 | Dropped - Units whose status does not meet NEEDS criteria
Robbins Community Power LLC | 56576 | 2 | Biomass | Illinois | 27.5 | Dropped - Units whose status does not meet NEEDS criteria
Elm Street Substation Generators | 56597 | EP04 | Combustion Turbine | Missouri | 1.3 | Dropped - Retired/Planned Retirement by 06/2023
Walton Street Substation | 56598 | EP05 | Combustion Turbine | Missouri | 1.3 | Dropped - Retired/Planned Retirement by 06/2023
Walton Street Substation | 56598 | EP06 | Combustion Turbine | Missouri | 1.3 | Dropped - Retired/Planned Retirement by 06/2023
Jefferson Street Substation | 56599 | EP08 | Combustion Turbine | Missouri | 1.3 | Dropped - Retired/Planned Retirement by 06/2023
Jefferson Street Substation | 56599 | EP09 | Combustion Turbine | Missouri | 1.3 | Dropped - Retired/Planned Retirement by 06/2023
Jefferson Street Substation | 56599 | EP10 | Combustion Turbine | Missouri | 1.3 | Dropped - Retired/Planned Retirement by 06/2023
Turlock Irrigation District Fuel Cell | 56631 | TFC | Fuel Cell | California | 1.1 | Dropped - Units whose status does not meet NEEDS criteria
Worcester County Renewable Energy | 56641 | 1 | Landfill Gas | Maryland | 1 | Dropped - Units whose status does not meet NEEDS criteria
Worcester County Renewable Energy | 56641 | 2 | Landfill Gas | Maryland | 1 | Dropped - Units whose status does not meet NEEDS criteria
Ely Energy Center | 56642 | 1 | Coal Steam | Nevada | 750 | Dropped - Units whose status does not meet NEEDS criteria
Ely Energy Center | 56642 | 2 | Coal Steam | Nevada | 750 | Dropped - Units whose status does not meet NEEDS criteria
Crescent Ridge II Wind Energy Project | 56653 | 1 | Onshore Wind | Illinois | 57.8 | Dropped - Units whose status does not meet NEEDS criteria
Seldom Seen Wind LLC | 56655 | 1 | Onshore Wind | Pennsylvania | 41 | Dropped - Units whose status does not meet NEEDS criteria
Aragonne Mesa Phase II | 56656 | 1 | Onshore Wind | New Mexico | 110.4 | Dropped - Units whose status does not meet NEEDS criteria
Lancaster Wind Farm Project | 56657 | 1 | Onshore Wind | Illinois | 70 | Dropped - Units whose status does not meet NEEDS criteria
Majestic 2 Wind Farm | 56658 | 1 | Onshore Wind | Texas | 79.2 | Dropped - Units whose status does not meet NEEDS criteria
Texas Gulf Wind 2 | 56662 | 1 | Onshore Wind | Texas | 187.2 | Dropped - Units whose status does not meet NEEDS criteria
El Paso Wind Project | 56663 | 1 | Onshore Wind | Illinois | 80 | Dropped - Units whose status does not meet NEEDS criteria
Dempsey Ridge Wind Farm | 56665 | DR2 | Onshore Wind | Oklahoma | 92 | Dropped - Units whose status does not meet NEEDS criteria
Lanai Solar-Electric Plant | 56667 | 0001 | Solar PV | Hawaii | 0.1 | Dropped - in Alaska or in Hawaii or Puerto Rico
Lanai Solar-Electric Plant | 56667 | 0002 | Solar PV | Hawaii | 0.1 | Dropped - in Alaska or in Hawaii or Puerto Rico
Lanai Solar-Electric Plant | 56667 | 0003 | Solar PV | Hawaii | 0.1 | Dropped - in Alaska or in Hawaii or Puerto Rico
Lanai Solar-Electric Plant | 56667 | 0004 | Solar PV | Hawaii | 0.1 | Dropped - in Alaska or in Hawaii or Puerto Rico
Lanai Solar-Electric Plant | 56667 | 0005 | Solar PV | Hawaii | 0.1 | Dropped - in Alaska or in Hawaii or Puerto Rico
Lanai Solar-Electric Plant | 56667 | 0006 | Solar PV | Hawaii | 0.1 | Dropped - in Alaska or in Hawaii or Puerto Rico
Lanai Solar-Electric Plant | 56667 | 0007 | Solar PV | Hawaii | 0.1 | Dropped - in Alaska or in Hawaii or Puerto Rico
Lanai Solar-Electric Plant | 56667 | 0008 | Solar PV | Hawaii | 0.1 | Dropped - in Alaska or in Hawaii or Puerto Rico
Lanai Solar-Electric Plant | 56667 | 0009 | Solar PV | Hawaii | 0.1 | Dropped - in Alaska or in Hawaii or Puerto Rico
Lanai Solar-Electric Plant | 56667 | 0010 | Solar PV | Hawaii | 0.1 | Dropped - in Alaska or in Hawaii or Puerto Rico
Lanai Solar-Electric Plant | 56667 | 0011 | Solar PV | Hawaii | 0.1 | Dropped - in Alaska or in Hawaii or Puerto Rico
Lanai Solar-Electric Plant | 56667 | 0012 | Solar PV | Hawaii | 0.1 | Dropped - in Alaska or in Hawaii or Puerto Rico
NIH Cogeneration Facility | 56668 | CGTG | Combustion Turbine | Maryland | 21.3 | Dropped - Units whose status does not meet NEEDS criteria
Planergy Ramsey Methane LLC | 56672 | 1 | Landfill Gas | Minnesota | 1.6 | Dropped - Units whose status does not meet NEEDS criteria
Plant Washington | 56675 | MAIN | Coal Steam | Georgia | 850 | Dropped - Units whose status does not meet NEEDS criteria
Margarita Energy Center | 56676 | CTG1 | Combustion Turbine | California | 46.5 | Dropped - Units whose status does not meet NEEDS criteria
Winnebago Energy Center LLC | 56780 | 1 | Landfill Gas | Illinois | 1.6 | Dropped - Units whose status does not meet NEEDS criteria
Winnebago Energy Center LLC | 56780 | 2 | Landfill Gas | Illinois | 1.6 | Dropped - Units whose status does not meet NEEDS criteria
Winnebago Energy Center LLC | 56780 | 3 | Landfill Gas | Illinois | 1.6 | Dropped - Units whose status does not meet NEEDS criteria
Winnebago Energy Center LLC | 56780 | 4 | Landfill Gas | Illinois | 1.6 | Dropped - Units whose status does not meet NEEDS criteria
Greenland Energy Center | 56799 | 3 | Combined Cycle | Florida | 166.6 | Dropped - Units whose status does not meet NEEDS criteria
FibroCoast | 56816 | FC1 | Biomass | North Carolina | 55 | Dropped - Units whose status does not meet NEEDS criteria
FibroHills | 56817 | 1 | Biomass | North Carolina | 55 | Dropped - Units whose status does not meet NEEDS criteria
Britton Powerhouse | 56820 | 1 | Hydro | California | 2.8 | Dropped - Units whose status does not meet NEEDS criteria
Chalk Mountain Powerhouse | 56821 | 1 | Hydro | California | 2.2 | Dropped - Units whose status does not meet NEEDS criteria
Rock Creek Dam | 56822 | 01 | Hydro | California | 3.6 | Dropped - Units whose status does not meet NEEDS criteria
High Plains | 56834 | 1 | Onshore Wind | Texas | 10 | Dropped - Retired/Planned Retirement by 06/2023
Woodfin | 56849 | 1 | Combustion Turbine | North Carolina | 40 | Dropped - Units whose status does not meet NEEDS criteria
Model Gas Power Station | 56863 | 1 | Landfill Gas | Ohio | 1.4 | Dropped - Units whose status does not meet NEEDS criteria
Model Gas Power Station | 56863 | 2 | Landfill Gas | Ohio | 1.4 | Dropped - Units whose status does not meet NEEDS criteria
Ottawa County Project | 56865 | 1 | Landfill Gas | Ohio | 1.4 | Dropped - Units whose status does not meet NEEDS criteria
Middle Point Landfill Gas Recovery | 56866 | 1 | Landfill Gas | Tennessee | 1.4 | Dropped - Units whose status does not meet NEEDS criteria
Middle Point Landfill Gas Recovery | 56866 | 2 | Landfill Gas | Tennessee | 1.4 | Dropped - Units whose status does not meet NEEDS criteria
Roberts Road Power Plant | 56867 | 1 | Landfill Gas | Georgia | 1.4 | Dropped - Units whose status does not meet NEEDS criteria
SECCRA Community Landfill | 56873 | 2 | Landfill Gas | Pennsylvania | 1.1 | Dropped - Units whose status does not meet NEEDS criteria
Oak Ridge North Power | 56881 | 1 | Biomass | Texas | 1.6 | Dropped - Units whose status does not meet NEEDS criteria
Oak Ridge North Power | 56881 | 2 | Biomass | Texas | 1.6 | Dropped - Units whose status does not meet NEEDS criteria
Oak Ridge North Power | 56881 | 3 | Biomass | Texas | 1.6 | Dropped - Units whose status does not meet NEEDS criteria
Woodlands Area Power Project | 56882 | 1 | Biomass | Texas | 7.8 | Dropped - Units whose status does not meet NEEDS criteria
Maidencreek Biomass Plant | 56885 | GEN 1 | Biomass | Pennsylvania | 5.2 | Dropped - Units whose status does not meet NEEDS criteria
Jersey Shore Steel Co | 56886 | GEN 1 | Landfill Gas | Pennsylvania | 1.6 | Dropped - Units whose status does not meet NEEDS criteria
Warren County Solar | 56888 | GEN 5 | Solar PV | New Jersey | 0.5 | Dropped - Units whose status does not meet NEEDS criteria
Warren County Solar | 56888 | GEN 6 | Solar PV | New Jersey | 0.5 | Dropped - Units whose status does not meet NEEDS criteria
Warren County Solar | 56888 | GEN 7 | Solar PV | New Jersey | 0.5 | Dropped - Units whose status does not meet NEEDS criteria
Warren County Solar | 56888 | GEN 8 | Solar PV | New Jersey | 0.5 | Dropped - Units whose status does not meet NEEDS criteria
Warren County Solar | 56888 | GEN 9 | Solar PV | New Jersey | 0.5 | Dropped - Units whose status does not meet NEEDS criteria
Warren County Solar | 56888 | GEN10 | Solar PV | New Jersey | 0.5 | Dropped - Units whose status does not meet NEEDS criteria
Moretown | 56891 | GEN 1 | Landfill Gas | Vermont | 1.6 | Dropped - Units whose status does not meet NEEDS criteria
Noble Bellmont Windpark LLC | 56903 | 1 | Onshore Wind | New York | 21 | Dropped - Units whose status does not meet NEEDS criteria
Reedsport OPT Wave Park | 56906 | 1 | Hydro | Oregon | 1.5 | Dropped - Units whose status does not meet NEEDS criteria
Western GeoPower Unit 1 | 56907 | TBD | Geothermal | California | 22.5 | Dropped - Units whose status does not meet NEEDS criteria
Imperial Valley Solar, LLC | 56917 | 2 | Solar PV | California | 400 | Dropped - Units whose status does not meet NEEDS criteria
Painted Hills IV Wind | 56926 | 1 | Onshore Wind | California | 19.5 | Dropped - Units whose status does not meet NEEDS criteria
Aspen Biomass Power Plant | 56931 | GEN7 | Biomass | Texas | 50 | Dropped - Units whose status does not meet NEEDS criteria
Fairbanks Morse Engine | 56937 | GEN7 | Combustion Turbine | Wisconsin | 3.1 | Dropped - Units whose status does not meet NEEDS criteria
Ausra Kimberlina Solar Generation | 56943 | 1 | Solar Thermal | California | 3.5 | Dropped - Units whose status does not meet NEEDS criteria
Helms Energy Center | 56955 | 1 | Combustion Turbine | California | 49 | Dropped - Units whose status does not meet NEEDS criteria
Pioneer Crossing Energy, LLC | 56957 | LFG6 | Landfill Gas | Pennsylvania | 1.6 | Dropped - Units whose status does not meet NEEDS criteria
Pioneer Crossing Energy, LLC | 56957 | LFG7 | Landfill Gas | Pennsylvania | 1.6 | Dropped - Units whose status does not meet NEEDS criteria
Solar Photovoltaic Project #01 | 56976 | S1A | Solar PV | California | 0.5 | Dropped - Units whose status does not meet NEEDS criteria
Solar Photovoltaic Project #01 | 56976 | S1B | Solar PV | California | 0.5 | Dropped - Units whose status does not meet NEEDS criteria
Solar Photovoltaic Project #01 | 56976 | S1C | Solar PV | California | 0.5 | Dropped - Units whose status does not meet NEEDS criteria
Solar Photovoltaic Project #01 | 56976 | S1D | Solar PV | California | 0.5 | Dropped - Units whose status does not meet NEEDS criteria
Mason County LFGTE | 56977 | 1 | Landfill Gas | Kentucky | 1.6 | Dropped - Units whose status does not meet NEEDS criteria
Hyland LFGTE Facility | 56987 | GEN4 | Landfill Gas | New York | 1.6 | Dropped - Units whose status does not meet NEEDS criteria
Pueblo Airport Generating Station | 56998 | GT3 | Combustion Turbine | Colorado | 90 | Dropped - Units whose status does not meet NEEDS criteria
CPV Vaca Station LLC | 56999 | CTG1 | Combined Cycle | California | 189 | Dropped - Units whose status does not meet NEEDS criteria
CPV Vaca Station LLC | 56999 | CTG2 | Combined Cycle | California | 189 | Dropped - Units whose status does not meet NEEDS criteria
CPV Vaca Station LLC | 56999 | STG | Combined Cycle | California | 198 | Dropped - Units whose status does not meet NEEDS criteria
DeKalb County Green Energy Facility | 57013 | 1 | Landfill Gas | Georgia | 1.6 | Dropped - Units whose status does not meet NEEDS criteria
DeKalb County Green Energy Facility | 57013 | 2 | Landfill Gas | Georgia | 1.6 | Dropped - Units whose status does not meet NEEDS criteria
DeKalb County Green Energy Facility | 57013 | 3 | Landfill Gas | Georgia | 1.6 | Dropped - Units whose status does not meet NEEDS criteria
Cleveland Cnty Generating Facility | 57029 | 5 | Combustion Turbine | North Carolina | 180.8 | Dropped - Units whose status does not meet NEEDS criteria
Cleveland Cnty Generating Facility | 57029 | 6 | Combustion Turbine | North Carolina | 180.8 | Dropped - Units whose status does not meet NEEDS criteria
Cleveland Cnty Generating Facility | 57029 | 7 | Combustion Turbine | North Carolina | 180.8 | Dropped - Units whose status does not meet NEEDS criteria
Cleveland Cnty Generating Facility | 57029 | 8 | Combustion Turbine | North Carolina | 180.8 | Dropped - Units whose status does not meet NEEDS criteria
Southcentral Power Project | 57036 | 1 | Combined Cycle | Alaska | 39.8 | Dropped - in Alaska or in Hawaii or Puerto Rico
Southcentral Power Project | 57036 | 2 | Combined Cycle | Alaska | 39.8 | Dropped - in Alaska or in Hawaii or Puerto Rico
Southcentral Power Project | 57036 | 3 | Combined Cycle | Alaska | 39.8 | Dropped - in Alaska or in Hawaii or Puerto Rico
Southcentral Power Project | 57036 | 4 | Combined Cycle | Alaska | 50.3 | Dropped - in Alaska or in Hawaii or Puerto Rico
Noatak | 57051 | 5A | Combustion Turbine | Alaska | 0.5 | Dropped - in Alaska or in Hawaii or Puerto Rico
Noatak | 57051 | UNIT2 | Combustion Turbine | Alaska | 0.3 | Dropped - in Alaska or in Hawaii or Puerto Rico
Noatak | 57051 | UNIT4 | Combustion Turbine | Alaska | 0.5 | Dropped - in Alaska or in Hawaii or Puerto Rico
Noatak | 57051 | UNIT5 | Combustion Turbine | Alaska | 0.4 | Dropped - Units whose status does not meet NEEDS criteria
Savoonga | 57052 | UNIT1 | Combustion Turbine | Alaska | 0.4 | Dropped - in Alaska or in Hawaii or Puerto Rico
Savoonga | 57052 | UNIT2 | Combustion Turbine | Alaska | 0.5 | Dropped - in Alaska or in Hawaii or Puerto Rico
Savoonga | 57052 | UNIT3 | Combustion Turbine | Alaska | 0.8 | Dropped - in Alaska or in Hawaii or Puerto Rico
Alakanuk | 57053 | G309 | Combustion Turbine | Alaska | 0.5 | Dropped - Units whose status does not meet NEEDS criteria
Alakanuk | 57053 | UNIT1 | Combustion Turbine | Alaska | 0.4 | Dropped - Units whose status does not meet NEEDS criteria
Alakanuk | 57053 | UNIT2 | Combustion Turbine | Alaska | 0.5 | Dropped - Units whose status does not meet NEEDS criteria
Alakanuk | 57053 | UNIT3 | Combustion Turbine | Alaska | 0.4 | Dropped - Units whose status does not meet NEEDS criteria
Alakanuk | 57053 | UNIT4 | Combustion Turbine | Alaska | 0.8 | Dropped - in Alaska or in Hawaii or Puerto Rico
Upper Kalskag | 57054 | UNIT1 | Combustion Turbine | Alaska | 0.2 | Dropped - in Alaska or in Hawaii or Puerto Rico
Upper Kalskag | 57054 | UNIT2 | Combustion Turbine | Alaska | 0.4 | Dropped - in Alaska or in Hawaii or Puerto Rico
Upper Kalskag | 57054 | UNIT3 | Combustion Turbine | Alaska | 0.5 | Dropped - in Alaska or in Hawaii or Puerto Rico
Stebbins | 57055 | 1 | Combustion Turbine | Alaska | 0.5 | Dropped - in Alaska or in Hawaii or Puerto Rico
Stebbins | 57055 | 2 | Combustion Turbine | Alaska | 0.5 | Dropped - in Alaska or in Hawaii or Puerto Rico
Stebbins | 57055 | 3 | Combustion Turbine | Alaska | 0.5 | Dropped - in Alaska or in Hawaii or Puerto Rico
Stebbins | 57055 | 4 | Combustion Turbine | Alaska | 0.5 | Dropped - in Alaska or in Hawaii or Puerto Rico
Stebbins | 57055 | UNIT1 | Combustion Turbine | Alaska | 0.5 | Dropped - Units whose status does not meet NEEDS criteria
Stebbins | 57055 | UNIT2 | Combustion Turbine | Alaska | 0.4 | Dropped - Units whose status does not meet NEEDS criteria
Stebbins | 57055 | UNIT3 | Combustion Turbine | Alaska | 0.3 | Dropped - Units whose status does not meet NEEDS criteria
Scammon Bay | 57056 | UNIT1 | Combustion Turbine | Alaska | 0.4 | Dropped - in Alaska or in Hawaii or Puerto Rico
Scammon Bay | 57056 | UNIT2 | Combustion Turbine | Alaska | 0.4 | Dropped - in Alaska or in Hawaii or Puerto Rico
Scammon Bay | 57056 | UNIT3 | Combustion Turbine | Alaska | 0.5 | Dropped - in Alaska or in Hawaii or Puerto Rico
Quinhagak | 57057 | 1A | Combustion Turbine | Alaska | 0.5 | Dropped - Units whose status does not meet NEEDS criteria
Quinhagak | 57057 | 3A | Combustion Turbine | Alaska | 0.5 | Dropped - in Alaska or in Hawaii or Puerto Rico
Quinhagak | 57057 | UNIT1 | Combustion Turbine | Alaska | 0.4 | Dropped - in Alaska or in Hawaii or Puerto Rico
Quinhagak | 57057 | UNIT2 | Combustion Turbine | Alaska | 0.3 | Dropped - in Alaska or in Hawaii or Puerto Rico
Quinhagak | 57057 | UNIT3 | Combustion Turbine | Alaska | 0.4 | Dropped - Units whose status does not meet NEEDS criteria
Pilot Station | 57058 | 1 | Combustion Turbine | Alaska | 0.5 | Dropped - in Alaska or in Hawaii or Puerto Rico
Pilot Station | 57058 | UNIT1 | Combustion Turbine | Alaska | 0.4 | Dropped - Units whose status does not meet NEEDS criteria
Pilot Station | 57058 | UNIT2 | Combustion Turbine | Alaska | 0.5 | Dropped - in Alaska or in Hawaii or Puerto Rico
Pilot Station | 57058 | UNIT3 | Combustion Turbine | Alaska | 0.3 | Dropped - in Alaska or in Hawaii or Puerto Rico
Koyuk | 57059 | UNIT1 | Combustion Turbine | Alaska | 0.2 | Dropped - in Alaska or in Hawaii or Puerto Rico
Koyuk | 57059 | UNIT2 | Combustion Turbine | Alaska | 0.4 | Dropped - in Alaska or in Hawaii or Puerto Rico
Koyuk | 57059 | UNIT3 | Combustion Turbine | Alaska | 0.5 | Dropped - in Alaska or in Hawaii or Puerto Rico
Elim | 57060 | UNIT1 | Combustion Turbine | Alaska | 0.2 | Dropped - in Alaska or in Hawaii or Puerto Rico
Elim | 57060 | UNIT2 | Combustion Turbine | Alaska | 0.4 | Dropped - in Alaska or in Hawaii or Puerto Rico
Elim | 57060 | UNIT3 | Combustion Turbine | Alaska | 0.5 | Dropped - in Alaska or in Hawaii or Puerto Rico
St. Michael | 57061 | 4 | Combustion Turbine | Alaska | 0.7 | Dropped - in Alaska or in Hawaii or Puerto Rico
St. Michael | 57061 | UNIT1 | Combustion Turbine | Alaska | 0.5 | Dropped - Units whose status does not meet NEEDS criteria
St. Michael | 57061 | UNIT2 | Combustion Turbine | Alaska | 0.3 | Dropped - Units whose status does not meet NEEDS criteria
St. Michael | 57061 | UNIT3 | Combustion Turbine | Alaska | 0.2 | Dropped - Units whose status does not meet NEEDS criteria
Gambell | 57062 | 1A | Combustion Turbine | Alaska | 0.3 | Dropped - in Alaska or in Hawaii or Puerto Rico
Gambell | 57062 | UNIT1 | Combustion Turbine | Alaska | 0.3 | Dropped - Units whose status does not meet NEEDS criteria
Gambell | 57062 | UNIT2 | Combustion Turbine | Alaska | 0.5 | Dropped - in Alaska or in Hawaii or Puerto Rico
Gambell | 57062 | UNIT3 | Combustion Turbine | Alaska | 0.8 | Dropped - in Alaska or in Hawaii or Puerto Rico
Shungnak | 57063 | UNIT1 | Combustion Turbine | Alaska | 0.2 | Dropped - in Alaska or in Hawaii or Puerto Rico
Shungnak | 57063 | UNIT2 | Combustion Turbine | Alaska | 0.3 | Dropped - in Alaska or in Hawaii or Puerto Rico
Shungnak | 57063 | UNIT3 | Combustion Turbine | Alaska | 0.3 | Dropped - in Alaska or in Hawaii or Puerto Rico
Shungnak | 57063 | UNIT4 | Combustion Turbine | Alaska | 0.4 | Dropped - in Alaska or in Hawaii or Puerto Rico
Kotlik | 57064 | UNIT1 | Combustion Turbine | Alaska | 0.3 | Dropped - in Alaska or in Hawaii or Puerto Rico
Kotlik | 57064 | UNIT2 | Combustion Turbine | Alaska | 0.3 | Dropped - in Alaska or in Hawaii or Puerto Rico
Kotlik | 57064 | UNIT3 | Combustion Turbine | Alaska | 0.5 | Dropped - in Alaska or in Hawaii or Puerto Rico
Kotlik | 57064 | UNIT4 | Combustion Turbine | Alaska | 0.5 | Dropped - in Alaska or in Hawaii or Puerto Rico
Kivalina | 57065 | UNIT1 | Combustion Turbine | Alaska | 0.2 | Dropped - in Alaska or in Hawaii or Puerto Rico
Kivalina | 57065 | UNIT2 | Combustion Turbine | Alaska | 0.3 | Dropped - in Alaska or in Hawaii or Puerto Rico
Kivalina | 57065 | UNIT3 | Combustion Turbine | Alaska | 0.2 | Dropped - in Alaska or in Hawaii or Puerto Rico
Kivalina | 57065 | UNIT4 | Combustion Turbine | Alaska | 0.4 | Dropped - in Alaska or in Hawaii or Puerto Rico
Kasigluk | 57066 | 1 | Combustion Turbine | Alaska | 0.8 | Dropped - in Alaska or in Hawaii or Puerto Rico
Kasigluk | 57066 | 5A | Combustion Turbine | Alaska | 0.7 | Dropped - in Alaska or in Hawaii or Puerto Rico
Kasigluk | 57066 | UNIT1 | Combustion Turbine | Alaska | 0.4 | Dropped - Units whose status does not meet NEEDS criteria
Kasigluk | 57066 | UNIT2 | Combustion Turbine | Alaska | 0.5 | Dropped - in Alaska or in Hawaii or Puerto Rico
Toksook Bay | 57067 | UNIT1 | Combustion Turbine | Alaska | 0.4 | Dropped - in Alaska or in Hawaii or Puerto Rico
Toksook Bay | 57067 | UNIT2 | Combustion Turbine | Alaska | 0.5 | Dropped - in Alaska or in Hawaii or Puerto Rico
Toksook Bay | 57067 | UNIT3 | Combustion Turbine | Alaska | 0.8 | Dropped - in Alaska or in Hawaii or Puerto Rico
Kaheawa Wind Power II LLC | 57082 | 1 | Onshore Wind | Hawaii | 21 | Dropped - in Alaska or in Hawaii or Puerto Rico
Kaheawa Wind Power II LLC | 57082 | 2 | Energy Storage | Hawaii | 10 | Dropped - in Alaska or in Hawaii or Puerto Rico
Lake Dorothy Hydroelectric Project | 57085 | 1 | Hydro | Alaska | 14.3 | Dropped - in Alaska or in Hawaii or Puerto Rico
Kahuku Wind Power LLC | 57087 | 1 | Onshore Wind | Hawaii | 30 | Dropped - in Alaska or in Hawaii or Puerto Rico
Kahuku Wind Power LLC | 57087 | 2 | Energy Storage | Hawaii | 15 | Dropped - Units whose status does not meet NEEDS criteria
Bowers Wind Project | 57088 | 1 | Onshore Wind | Maine | 48 | Dropped - Units whose status does not meet NEEDS criteria
Grays Harbor Paper LP | 57105 | 1ST | Biomass | Washington | 3 | Dropped - Units whose status does not meet NEEDS criteria
Grays Harbor Paper LP | 57105 | 2ST | Biomass | Washington | 5 | Dropped - Units whose status does not meet NEEDS criteria
Grays Harbor Paper LP | 57105 | 3ST | Biomass | Washington | 7.5 | Dropped - Units whose status does not meet NEEDS criteria
Simpson Ridge Wind Farm LLC | 57117 | GEN 1 | Onshore Wind | Wyoming | 50 | Dropped - Units whose status does not meet NEEDS criteria
Solar Photovoltaic Project #24 | 57127 | SO24A | Solar PV | California | 0.5 | Dropped - Units whose status does not meet NEEDS criteria
Solar Photovoltaic Project #24 | 57127 | SO24B | Solar PV | California | 0.5 | Dropped - Units whose status does not meet NEEDS criteria
Solar Photovoltaic Project #24 | 57127 | SO24C | Solar PV | California | 0.5 | Dropped - Units whose status does not meet NEEDS criteria
Solar Photovoltaic Project #24 | 57127 | SO24D | Solar PV | California | 0.5 | Dropped - Units whose status does not meet NEEDS criteria
Solar Photovoltaic Project #24 | 57127 | SO24E | Solar PV | California | 0.5 | Dropped - Units whose status does not meet NEEDS criteria
Solar Photovoltaic Project #24 | 57127 | SO24F | Solar PV | California | 0.5 | Dropped - Units whose status does not meet NEEDS criteria
Solar Photovoltaic Project #24 | 57127 | SO24G | Solar PV | California | 0.5 | Dropped - Units whose status does not meet NEEDS criteria
Solar Photovoltaic Project #24 | 57127 | SO24H | Solar PV | California | 0.5 | Dropped - Units whose status does not meet NEEDS criteria
Catskill Mts Energy Corporation | 57129 | G1 | Landfill Gas | New York | 1.1 | Dropped - Units whose status does not meet NEEDS criteria
Nine Mile Gas Processing Plant | 57132 | 1 | Combustion Turbine | Oklahoma | 2 | Dropped - Units whose status does not meet NEEDS criteria
Nine Mile Gas Processing Plant | 57132 | 2 | Combustion Turbine | Oklahoma | 2.1 | Dropped - Units whose status does not meet NEEDS criteria
Nine Mile Gas Processing Plant | 57132 | 3 | Combustion Turbine | Oklahoma | 2.1 | Dropped - Units whose status does not meet NEEDS criteria
Maricopa Solar | 57140 | 01 | Solar Thermal | Arizona | 1.5 | Dropped - Units whose status does not meet NEEDS criteria
Chapin Mountain | 57142 | CM | Onshore Wind | Idaho | 19.5 | Dropped - Units whose status does not meet NEEDS criteria
Jack Ranch 200 | 57143 | JR200 | Onshore Wind | Idaho | 200 | Dropped - Units whose status does not meet NEEDS criteria
Cottonwood Wind Park | 57144 | JR20 | Onshore Wind | Idaho | 20 | Dropped - Units whose status does not meet NEEDS criteria
Rogerson Flats | 57145 | RF | Onshore Wind | Idaho | 20 | Dropped - Units whose status does not meet NEEDS criteria
Deep Creek Wind Park | 57146 | JR1 | Onshore Wind | Idaho | 20 | Dropped - Units whose status does not meet NEEDS criteria
Conner Ridge | 57147 | CR | Onshore Wind | Idaho | 19.5 | Dropped - Units whose status does not meet NEEDS criteria
Badger Peak | 57148 | BP | Onshore Wind | Idaho | 20 | Dropped - Units whose status does not meet NEEDS criteria
Bonanza Bar | 57149 | BBAR | Onshore Wind | Idaho | 20 | Dropped - Units whose status does not meet NEEDS criteria
Salmon Creek | 57150 | SC | Onshore Wind | Idaho | 20 | Dropped - Units whose status does not meet NEEDS criteria
Mesquite Lake Water & Power Plant 1 | 57154 | 1209 | Biomass | California | 13 | Dropped - Units whose status does not meet NEEDS criteria
Calabasas Gas to Energy Facility | 57163 | GEN2 | Landfill Gas | California | 3.3 | Dropped - Units whose status does not meet NEEDS criteria
Waste Management Tri-Cities LFGTE | 57164 | GEN1 | Landfill Gas | California | 1.6 | Dropped - Units whose status does not meet NEEDS criteria
Waste Management Tri-Cities LFGTE | 57164 | GEN2 | Landfill Gas | California | 1.6 | Dropped - Units whose status does not meet NEEDS criteria
Waste Management Tri-Cities LFGTE | 57164 | GEN3 | Landfill Gas | California | 1.6 | Dropped - Units whose status does not meet NEEDS criteria
Colorado Highlands Wind | 57174 | CHW3 | Onshore Wind | Colorado | 19.7 | Dropped - Units whose status does not meet NEEDS criteria
Baca Renewable Energy LLC | 57175 | BACA1 | Onshore Wind | Colorado | 75 | Dropped - Units whose status does not meet NEEDS criteria
Buckeye Geothermal Power Plant | 57180 | 1 | Geothermal | California | 49.9 | Dropped - Units whose status does not meet NEEDS criteria
Wild Horse Power Plant | 57181 | 1 | Geothermal | California | 40 | Dropped - Units whose status does not meet NEEDS criteria
PPL Glendon LFGTE Plant | 57183 | 3 | Landfill Gas | Pennsylvania | 1.6 | Dropped - Units whose status does not meet NEEDS criteria
Pillar Mountain Wind Project Microgrid | 57187 | 1 | Onshore Wind | Alaska | 4.5 | Dropped - in Alaska or in Hawaii or Puerto Rico
Pillar Mountain Wind Project Microgrid | 57187 | 2 | Onshore Wind | Alaska | 4.5 | Dropped - in Alaska or in Hawaii or Puerto Rico
Ripley Westfield Wind LLC | 57193 | WTG | Onshore Wind | New York | 75 | Dropped - Units whose status does not meet NEEDS criteria
Soldotna | 57206 | 1 | Combustion Turbine | Alaska | 44 | Dropped - in Alaska or in Hawaii or Puerto Rico
Soldotna | 57206 | 2 | Combustion Turbine | Alaska | 44 | Dropped - Units whose status does not meet NEEDS criteria
Rumble Road Energy Center | 57209 | 3 | Combined Cycle | Georgia | 0 | Dropped - Units whose status does not meet NEEDS criteria
Rumble Road Energy Center | 57209 | 3A | Combined Cycle | Georgia | 0 | Dropped - Units whose status does not meet NEEDS criteria
Rumble Road Energy Center | 57209 | 3B | Combined Cycle | Georgia | 0 | Dropped - Units whose status does not meet NEEDS criteria
Orange County Biomass LLC | 57215 | G-01 | Biomass | South Carolina | 35 | Dropped - Units whose status does not meet NEEDS criteria
Solar Photovoltaic Project #04 | 57218 | S004A | Solar PV | California | 0.5 | Dropped - Units whose status does not meet NEEDS criteria
Solar Photovoltaic Project #04 | 57218 | S004B | Solar PV | California | 0.5 | Dropped - Units whose status does not meet NEEDS criteria
Solar Photovoltaic Project #04 | 57218 | S004C | Solar PV | California | 0.5 | Dropped - Units whose status does not meet NEEDS criteria
Solar Photovoltaic Project #08 | 57222 | S008E | Solar PV | California | 0.5 | Dropped - Units whose status does not meet NEEDS criteria
Solar Photovoltaic Project #09 | 57223 | S009C | Solar PV | California | 0.5 | Dropped - Units whose status does not meet NEEDS criteria
Solar Photovoltaic Project #10 | 57224 | S010D | Solar PV | California | 0.5 | Dropped - Units whose status does not meet NEEDS criteria
Solar Photovoltaic Project #12 | 57226 | S012B | Solar PV | California | 0.5 | Dropped - Units whose status does not meet NEEDS criteria
Solar Photovoltaic Project #14 | 57228 | S014A | Solar PV | California | 0.5 | Dropped - Units whose status does not meet NEEDS criteria
Solar Photovoltaic Project #14 | 57228 | S014B | Solar PV | California | 0.5 | Dropped - Units whose status does not meet NEEDS criteria
Solar Photovoltaic Project #14 | 57228 | S014C | Solar PV | California | 0.5 | Dropped - Units whose status does not meet NEEDS criteria
Solar Photovoltaic Project #17 | 57231 | S017H | Solar PV | California | 0.5 | Dropped - Units whose status does not meet NEEDS criteria
Solar Photovoltaic Project #18 | 57232 | S018D | Solar PV | California | 0.5 | Dropped - Units whose status does not meet NEEDS criteria
Solar Photovoltaic Project #19 | 57233 | S019A | Solar PV | California | 0.5 | Dropped - Units whose status does not meet NEEDS criteria
Solar Photovoltaic Project #19 | 57233 | S019B | Solar PV | California | 0.5 | Dropped - Units whose status does not meet NEEDS criteria
Solar Photovoltaic Project #19 | 57233 | S019C | Solar PV | California | 0.5 | Dropped - Units whose status does not meet NEEDS criteria
Solar Photovoltaic Project #19 | 57233 | S019D | Solar PV | California | 0.5 | Dropped - Units whose status does not meet NEEDS criteria
Solar Photovoltaic Project #19 | 57233 | S019E | Solar PV | California | 0.5 | Dropped - Units whose status does not meet NEEDS criteria
Solar Photovoltaic Project #19 | 57233 | S019F | Solar PV | California | 0.5 | Dropped - Units whose status does not meet NEEDS criteria
Solar Photovoltaic Project #19 | 57233 | S019G | Solar PV | California | 0.5 | Dropped - Units whose status does not meet NEEDS criteria
Solar Photovoltaic Project #19 | 57233 | S019H | Solar PV | California | 0.5 | Dropped - Units whose status does not meet NEEDS criteria
Solar Photovoltaic Project #19 | 57233 | S019I | Solar PV | California | 0.5 | Dropped - Units whose status does not meet NEEDS criteria
Solar Photovoltaic Project #20 | 57234 | S020A | Solar PV | California | 0.5 | Dropped - Units whose status does not meet NEEDS criteria
Solar Photovoltaic Project #20 | 57234 | S020B | Solar PV | California | 0.5 | Dropped - Units whose status does not meet NEEDS criteria
Solar Photovoltaic Project #20 | 57234 | S020C | Solar PV | California | 0.5 | Dropped - Units whose status does not meet NEEDS criteria
Solar Photovoltaic Project #20 | 57234 | S020D | Solar PV | California | 0.5 | Dropped - Units whose status does not meet NEEDS criteria
Solar Photovoltaic Project #20 | 57234 | S020E | Solar PV | California | 0.5 | Dropped - Units whose status does not meet NEEDS criteria
Solar Photovoltaic Project #20 | 57234 | S020F | Solar PV | California | 0.5 | Dropped - Units whose status does not meet NEEDS criteria
Solar Photovoltaic Project #20 | 57234 | S020G | Solar PV | California | 0.5 | Dropped - Units whose status does not meet NEEDS criteria
Solar Photovoltaic Project #21 | 57235 | S021A | Solar PV | California | 0.5 | Dropped - Units whose status does not meet NEEDS criteria
Solar Photovoltaic Project #21 | 57235 | S021B | Solar PV | California | 0.5 | Dropped - Units whose status does not meet NEEDS criteria
Solar Photovoltaic Project #21 | 57235 | S021C | Solar PV | California | 0.5 | Dropped - Units whose status does not meet NEEDS criteria
Solar Photovoltaic Project #21 | 57235 | S021D | Solar PV | California | 0.5 | Dropped - Units whose status does not meet NEEDS criteria
Solar Photovoltaic Project #21 | 57235 | S021E | Solar PV | California | 0.5 | Dropped - Units whose status does not meet NEEDS criteria
Solar Photovoltaic Project #23 | 57236 | S023F | Solar PV | California | 0.5 | Dropped - Units whose status does not meet NEEDS criteria
Mililani South Solar Farm | 57242 | 1 | Solar PV | Hawaii | 5 | Dropped - Units whose status does not meet NEEDS criteria
Solar Photovoltaic Project #27 | 57246 | S027E | Solar PV | California | 0.5 | Dropped - Units whose status does not meet NEEDS criteria
Solar Photovoltaic Project #27 | 57246 | S027F | Solar PV | California | 0.5 | Dropped - Units whose status does not meet NEEDS criteria
Solar Photovoltaic Project #28 | 57247 | S028H | Solar PV | California | 0.5 | Dropped - Units whose status does not meet NEEDS criteria
Trishe Wind Minnesota | 57255 | 1 | Onshore Wind | Minnesota | 40 | Dropped - Units whose status does not meet NEEDS criteria
Trishe Wind Minnesota | 57255 | 2 | Onshore Wind | Minnesota | 300 | Dropped - Units whose status does not meet NEEDS criteria
PA Solar Park | 57256 | 2 | Solar PV | Pennsylvania | 3.8 | Dropped - Units whose status does not meet NEEDS criteria
Lubbock Wind Ranch | 57259 | 1 | Onshore Wind | Texas | 2.5 | Dropped - Retired/Planned Retirement by 06/2023
Lubbock Wind Ranch | 57259 | 2 | Onshore Wind | Texas | 2.5 | Dropped - Retired/Planned Retirement by 06/2023
Lubbock Wind Ranch | 57259 | 3 | Onshore Wind | Texas | 2.5 | Dropped - Retired/Planned Retirement by 06/2023
Blythe Solar Power Project | 57273 | 1 | Solar Thermal | California | 125 | Dropped - Units whose status does not meet NEEDS criteria
Blythe Solar Power Project | 57273 | 2 | Solar Thermal | California | 125 | Dropped - Units whose status does not meet NEEDS criteria
Blythe Solar Power Project | 57273 | 3 | Solar Thermal | California | 232 | Dropped - Units whose status does not meet NEEDS criteria
Blythe Solar Power Project | 57273 | 4 | Solar Thermal | California | 232 | Dropped - Units whose status does not meet NEEDS criteria
Rice Solar Energy | 57276 | RSE1 | Solar Thermal | California | 150 | Dropped - Units whose status does not meet NEEDS criteria
Flat Water Wind Farm LLC | 57283 | WTG2 | Onshore Wind | Nebraska | 10.5 | Dropped - Units whose status does not meet NEEDS criteria
Alpine Solar | 57295 | 2 | Solar PV | California | 66 | Dropped - Units whose status does not meet NEEDS criteria
Dutch Wind Energy | 57301 | DEC | Onshore Wind | California | 8 | Dropped - Retired/Planned Retirement by 06/2023
Southern Owens Valley Solar Ranch | 57304 | 1 | Solar PV | California | 200 | Dropped - Units whose status does not meet NEEDS criteria
Van Norman Bypass Solar Project | 57307 | 1 | Solar PV | California | 2 | Dropped - Units whose status does not meet NEEDS criteria
LATTC South Campus Solar | 57312 | 1 | Solar PV | California | 1.1 | Dropped - Units whose status does not meet NEEDS criteria
Sierra SunTower Solar Gen Station | 57323 | UNIT1 | Solar Thermal | California | 3.2 | Dropped - Units whose status does not meet NEEDS criteria
Portsmouth Wind Turbine | 57350 | WTG-1 | Onshore Wind | Rhode Island | 1.5 | Dropped - Units whose status does not meet NEEDS criteria
Thermo No 1 | 57353 | 1 | Geothermal | Utah | 11 | Dropped - Units whose status does not meet NEEDS criteria
MP Durham LLC | 57365 | 1C | Landfill Gas | North Carolina | 1.1 | Dropped - Units whose status does not meet NEEDS criteria
MP Wilson LLC | 57370 | 1 | Landfill Gas | North Carolina | 1.1 | Dropped - Units whose status does not meet NEEDS criteria
MP Wilson LLC | 57370 | 2 | Landfill Gas | North Carolina | 1.1 | Dropped - Units whose status does not meet NEEDS criteria
Turning Point Solar | 57371 | TPS50 | Solar PV | Ohio | 44 | Dropped - Units whose status does not meet NEEDS criteria
Turning Point Solar | 57371 | TPS51 | Solar PV | Ohio | 0 | Dropped - Units whose status does not meet NEEDS criteria
Turning Point Solar | 57371 | TPS52 | Solar PV | Ohio | 0 | Dropped - Units whose status does not meet NEEDS criteria
Agua Caliente Solar Project | 57373 | AGU01 | Solar PV | Arizona | 290 | Dropped - Units whose status does not meet NEEDS criteria
TAA Solar Facility | 57391 | TAA1 | Solar PV | Arizona | 2.8 | Dropped - Units whose status does not meet NEEDS criteria
Lakeview Cogeneration LLC | 57398 | 1 | Biomass | Oregon | 24 | Dropped - Units whose status does not meet NEEDS criteria
Mahoning | 57411 | GEN6 | Landfill Gas | Ohio | 0.8 | Dropped - Units whose status does not meet NEEDS criteria
K Road Calico Solar | 57416 | 01 | Solar PV | California | 0 | Dropped - Units whose status does not meet NEEDS criteria
K Road Calico Solar | 57416 | 02 | Solar PV | California | 0 | Dropped - Units whose status does not meet NEEDS criteria
Double A Digester | 57425 | 1 | Non-Fossil Waste | Idaho | 1.5 | Dropped - Retired/Planned Retirement by 06/2023
Double A Digester | 57425 | 2 | Non-Fossil Waste | Idaho | 1.5 | Dropped - Retired/Planned Retirement by 06/2023
Double A Digester | 57425 | 3 | Non-Fossil Waste | Idaho | 1.5 | Dropped - Retired/Planned Retirement by 06/2023
TSGT Mobile Generator #15 | 57476 | M15G | Combustion Turbine | New Mexico | 2 | Dropped - Units whose status does not meet NEEDS criteria
Black Rock I | 57477 | G3201 | Geothermal | California | 60 | Dropped - Units whose status does not meet NEEDS criteria
Black Rock II | 57478 | G3202 | Geothermal | California | 60 | Dropped - Units whose status does not meet NEEDS criteria
Black Rock III | 57479 | G303 | Geothermal | California | 60 | Dropped - Units whose status does not meet NEEDS criteria
Highwood Generating Station | 57480 | GTG1 | Combustion Turbine | Montana | 40.5 | Dropped - Units whose status does not meet NEEDS criteria
Sampson County Disposal | 57492 | GEN7 | Landfill Gas | North Carolina | 1.6 | Dropped - Units whose status does not meet NEEDS criteria
Sampson County Disposal | 57492 | GEN8 | Landfill Gas | North Carolina | 1.6 | Dropped - Units whose status does not meet NEEDS criteria
Perdido | 57502 | 3 | Landfill Gas | Florida | 1.5 | Dropped - Units whose status does not meet NEEDS criteria
Oneida Energy | 57503 | CE1 | Combustion Turbine | Wisconsin | 1.5 | Dropped - Units whose status does not meet NEEDS criteria
Oneida Energy | 57503 | CE2 | Combustion Turbine | Wisconsin | 1.5 | Dropped - Units whose status does not meet NEEDS criteria
Oneida Energy | 57503 | CE3 | Combustion Turbine | Wisconsin | 1.5 | Dropped - Units whose status does not meet NEEDS criteria
McKinney LFG | 57508 | GEN1 | Landfill Gas | Texas | 1.4 | Dropped - Units whose status does not meet NEEDS criteria
McKinney LFG | 57508 | GEN2 | Landfill Gas | Texas | 1.4 | Dropped - Units whose status does not meet NEEDS criteria
Central Ohio BioEnergy Plant #1 | 57513 | COBE1 | Non-Fossil Waste | Ohio | 0.9 | Dropped - Units whose status does not meet NEEDS criteria
Purdue Energy Park | 57518 | 1 | Onshore Wind | Indiana | 20 | Dropped - Units whose status does not meet NEEDS criteria
Purdue Energy Park | 57518 | 2 | Onshore Wind | Indiana | 19.2 | Dropped - Units whose status does not meet NEEDS criteria
Giffen | 57521 | 2 | Solar PV | California | 10 | Dropped - Units whose status does not meet NEEDS criteria
Kapaa Photovoltaic Project | 57525 | KSPV | Solar PV | Hawaii | 1 | Dropped - in Alaska or in Hawaii or Puerto Rico
Painted Hills | 57527 | 1 | Onshore Wind | California | 17.5 | Dropped - Units whose status does not meet NEEDS criteria
Solar Photovoltaic Project #25 | 57528 | S25A | Solar PV | California | 0.5 | Dropped - Units whose status does not meet NEEDS criteria
Solar Photovoltaic Project #25 | 57528 | S25B | Solar PV | California | 0.5 | Dropped - Units whose status does not meet NEEDS criteria
Solar Photovoltaic Project #25 | 57528 | S25C | Solar PV | California | 0.5 | Dropped - Units whose status does not meet NEEDS criteria
Solar Photovoltaic Project #25 | 57528 | S25D | Solar PV | California | 0.5 | Dropped - Units whose status does not meet NEEDS criteria
Solar Photovoltaic Project #25 | 57528 | S25E | Solar PV | California | 0.5 | Dropped - Units whose status does not meet NEEDS criteria
Solar Photovoltaic Project #25 | 57528 | S25F | Solar PV | California | 0.5 | Dropped - Units whose status does not meet NEEDS criteria
Solar Photovoltaic Project #25 | 57528 | S25G | Solar PV | California | 0.5 | Dropped - Units whose status does not meet NEEDS criteria
Solar Photovoltaic Project #25 | 57528 | S25H | Solar PV | California | 0.5 | Dropped - Units whose status does not meet NEEDS criteria
Solar Photovoltaic Project #25 | 57528 | S25I | Solar PV | California | 0.5 | Dropped - Units whose status does not meet NEEDS criteria
Kawailoa Wind | 57529 | 1 | Onshore Wind | Hawaii | 69 | Dropped - in Alaska or in Hawaii or Puerto Rico
Solar Photovoltaic Project #30 | 57532 | S30A | Solar PV | California | 0.5 | Dropped - Units whose status does not meet NEEDS criteria
Solar Photovoltaic Project #30 | 57532 | S30B | Solar PV | California | 0.5 | Dropped - Units whose status does not meet NEEDS criteria
Solar Photovoltaic Project #30 | 57532 | S30C | Solar PV | California | 0.5 | Dropped - Units whose status does not meet NEEDS criteria
Solar Photovoltaic Project #31 | 57533 | S31A | Solar PV | California | 0.5 | Dropped - Units whose status does not meet NEEDS criteria
Solar Photovoltaic Project #31 | 57533 | S31B | Solar PV | California | 0.5 | Dropped - Units whose status does not meet NEEDS criteria
SPVP #35 | 57537 | 35H | Solar PV | California | 0.5 | Dropped - Units whose status does not meet NEEDS criteria
SPVP #35 | 57537 | 35I | Solar PV | California | 0.5 | Dropped - Units whose status does not meet NEEDS criteria
SPVP #35 | 57537 | 35J | Solar PV | California | 0.5 | Dropped - Units whose status does not meet NEEDS criteria
SPVP #35 | 57537 | 35K | Solar PV | California | 0.5 | Dropped - Units whose status does not meet NEEDS criteria
SPVP #35 | 57537 | 35L | Solar PV | California | 0.5 | Dropped - Units whose status does not meet NEEDS criteria
SPVP #35 | 57537 | 35M | Solar PV | California | 0.5 | Dropped - Units whose status does not meet NEEDS criteria
SPVP #35 | 57537 | 35N | Solar PV | California | 0.5 | Dropped - Units whose status does not meet NEEDS criteria
SPVP #35 | 57537 | S35A | Solar PV | California | 0.5 | Dropped - Units whose status does not meet NEEDS criteria
SPVP #35 | 57537 | S35B | Solar PV | California | 0.5 | Dropped - Units whose status does not meet NEEDS criteria
SPVP #35 | 57537 | S35C | Solar PV | California | 0.5 | Dropped - Units whose status does not meet NEEDS criteria
SPVP #35 | 57537 | S35D | Solar PV | California | 0.5 | Dropped - Units whose status does not meet NEEDS criteria
SPVP #35 | 57537 | S35E | Solar PV | California | 0.5 | Dropped - Units whose status does not meet NEEDS criteria
SPVP #35 | 57537 | S35F | Solar PV | California | 0.5 | Dropped - Units whose status does not meet NEEDS criteria
SPVP #35 | 57537 | S35G | Solar PV | California | 0.5 | Dropped - Units whose status does not meet NEEDS criteria
Solar Photovoltaic Project #40 | 57538 | S40A | Solar PV | California | 0.5 | Dropped - Units whose status does not meet NEEDS criteria
Solar Photovoltaic Project #40 | 57538 | S40B | Solar PV | California | 0.5 | Dropped - Units whose status does not meet NEEDS criteria
Solar Photovoltaic Project #40 | 57538 | S40C | Solar PV | California | 0.5 | Dropped - Units whose status does not meet NEEDS criteria
Solar Photovoltaic Project #40 | 57538 | S40D | Solar PV | California | 0.5 | Dropped - Units whose status does not meet NEEDS criteria
Solar Photovoltaic Project #40 | 57538 | S40E | Solar PV | California | 0.5 | Dropped - Units whose status does not meet NEEDS criteria
Solar Photovoltaic Project #40 | 57538 | S40F | Solar PV | California | 0.5 | Dropped - Units whose status does not meet NEEDS criteria
Solar Photovoltaic Project #40 | 57538 | S40G | Solar PV | California | 0.5 | Dropped - Units whose status does not meet NEEDS criteria
Solar Photovoltaic Project #40 | 57538 | S40H | Solar PV | California | 0.5 | Dropped - Units whose status does not meet NEEDS criteria
Solar Photovoltaic Project #40 | 57538 | S40I | Solar PV | California | 0.5 | Dropped - Units whose status does not meet NEEDS criteria
Solar Photovoltaic Project #40 | 57538 | S40J | Solar PV | California | 0.5 | Dropped - Units whose status does not meet NEEDS criteria
Solar Photovoltaic Project #40 | 57538 | S40K | Solar PV | California | 0.5 | Dropped - Units whose status does not meet NEEDS criteria
Solar Photovoltaic Project #40 | 57538 | S40L | Solar PV | California | 0.5 | Dropped - Units whose status does not meet NEEDS criteria
Solar Photovoltaic Project #40 | 57538 | S40M | Solar PV | California | 0.5 | Dropped - Units whose status does not meet NEEDS criteria
Solar Photovoltaic Project #40 | 57538 | S40N | Solar PV | California | 0.5 | Dropped - Units whose status does not meet NEEDS criteria
Solar Photovoltaic Project #40 | 57538 | S40O | Solar PV | California | 0.5 | Dropped - Units whose status does not meet NEEDS criteria
Solar Photovoltaic Project #40 | 57538 | S40P | Solar PV | California | 0.5 | Dropped - Units whose status does not meet NEEDS criteria
Solar Photovoltaic Project #40 | 57538 | S40Q | Solar PV | California | 0.5 | Dropped - Units whose status does not meet NEEDS criteria
Solar Photovoltaic Project #40 | 57538 | S40R | Solar PV | California | 0.5 | Dropped - Units whose status does not meet NEEDS criteria
Solar Photovoltaic Project #40 | 57538 | S40S | Solar PV | California | 0.5 | Dropped - Units whose status does not meet NEEDS criteria
Solar Photovoltaic Project #40 | 57538 | S40T | Solar PV | California | 0.5 | Dropped - Units whose status does not meet NEEDS criteria
Solar Photovoltaic Project #41 | 57539 | S41A | Solar PV | California | 0.5 | Dropped - Units whose status does not meet NEEDS criteria
Solar Photovoltaic Project #41 | 57539 | S41B | Solar PV | California | 0.5 | Dropped - Units whose status does not meet NEEDS criteria
Solar Photovoltaic Project #41 | 57539 | S41C | Solar PV | California | 0.5 | Dropped - Units whose status does not meet NEEDS criteria
Solar Photovoltaic Project #41 | 57539 | S41D | Solar PV | California | 0.5 | Dropped - Units whose status does not meet NEEDS criteria
Solar Photovoltaic Project #41 | 57539 | S41E | Solar PV | California | 0.5 | Dropped - Units whose status does not meet NEEDS criteria
Solar Photovoltaic Project #41 | 57539 | S41F | Solar PV | California | 0.5 | Dropped - Units whose status does not meet NEEDS criteria
Solar Photovoltaic Project #41 | 57539 | S41G | Solar PV | California | 0.5 | Dropped - Units whose status does not meet NEEDS criteria
Solar Photovoltaic Project #41 | 57539 | S41H | Solar PV | California | 0.5 | Dropped - Units whose status does not meet NEEDS criteria
Solar Photovoltaic Project #41 | 57539 | S41I | Solar PV | California | 0.5 | Dropped - Units whose status does not meet NEEDS criteria
Solar Photovoltaic Project #41 | 57539 | S41J | Solar PV | California | 0.5 | Dropped - Units whose status does not meet NEEDS criteria
Solar Photovoltaic Project #41 | 57539 | S41K | Solar PV | California | 0.5 | Dropped - Units whose status does not meet NEEDS criteria
Solar Photovoltaic Project #41 | 57539 | S41L | Solar PV | California | 0.5 | Dropped - Units whose status does not meet NEEDS criteria
Solar Photovoltaic Project #41 | 57539 | S41M | Solar PV | California | 0.5 | Dropped - Units whose status does not meet NEEDS criteria
Solar Photovoltaic Project #41 | 57539 | S41N | Solar PV | California | 0.5 | Dropped - Units whose status does not meet NEEDS criteria
Solar Photovoltaic Project #41 | 57539 | S41O | Solar PV | California | 0.5 | Dropped - Units whose status does not meet NEEDS criteria
Solar Photovoltaic Project #41 | 57539 | S41P | Solar PV | California | 0.5 | Dropped - Units whose status does not meet NEEDS criteria
Solar Photovoltaic Project #41 | 57539 | S41Q | Solar PV | California | 0.5 | Dropped - Units whose status does not meet NEEDS criteria
Solar Photovoltaic Project #41 | 57539 | S41R | Solar PV | California | 0.5 | Dropped - Units whose status does not meet NEEDS criteria
Solar Photovoltaic Project #41 | 57539 | S41S | Solar PV | California | 0.5 | Dropped - Units whose status does not meet NEEDS criteria
Solar Photovoltaic Project #41 | 57539 | S41T | Solar PV | California | 0.5 | Dropped - Units whose status does not meet NEEDS criteria
Solar Photovoltaic Project #44 | 57540 | S44A | Solar PV | California | 0.5 | Dropped - Units whose status does not meet NEEDS criteria
Solar Photovoltaic Project #44 | 57540 | S44B | Solar PV | California | 0.5 | Dropped - Units whose status does not meet NEEDS criteria
Solar Photovoltaic Project #44 | 57540 | S44C | Solar PV | California | 0.5 | Dropped - Units whose status does not meet NEEDS criteria
Solar Photovoltaic Project #44 | 57540 | S44D | Solar PV | California | 0.5 | Dropped - Units whose status does not meet NEEDS criteria
Solar Photovoltaic Project #44 | 57540 | S44E | Solar PV | California | 0.5 | Dropped - Units whose status does not meet NEEDS criteria
Solar Photovoltaic Project #44 | 57540 | S44F | Solar PV | California | 0.5 | Dropped - Units whose status does not meet NEEDS criteria
Solar Photovoltaic Project #44 | 57540 | S44G | Solar PV | California | 0.5 | Dropped - Units whose status does not meet NEEDS criteria
Solar Photovoltaic Project #44 | 57540 | S44H | Solar PV | California | 0.5 | Dropped - Units whose status does not meet NEEDS criteria
Solar Photovoltaic Project #44 | 57540 | S44I | Solar PV | California | 0.5 | Dropped - Units whose status does not meet NEEDS criteria
Solar Photovoltaic Project #44 | 57540 | S44J | Solar PV | California | 0.5 | Dropped - Units whose status does not meet NEEDS criteria
Solar Photovoltaic Project #44 | 57540 | S44K | Solar PV | California | 0.5 | Dropped - Units whose status does not meet NEEDS criteria
Solar Photovoltaic Project #44 | 57540 | S44L | Solar PV | California | 0.5 | Dropped - Units whose status does not meet NEEDS criteria
Solar Photovoltaic Project #44 | 57540 | S44M | Solar PV | California | 0.5 | Dropped - Units whose status does not meet NEEDS criteria
Solar Photovoltaic Project #44 | 57540 | S44N | Solar PV | California | 0.5 | Dropped - Units whose status does not meet NEEDS criteria
Solar Photovoltaic Project #44 | 57540 | S44O | Solar PV | California | 0.5 | Dropped - Units whose status does not meet NEEDS criteria
Solar Photovoltaic Project #44 | 57540 | S44P | Solar PV | California | 0.5 | Dropped - Units whose status does not meet NEEDS criteria
Solar Photovoltaic Project #45 | 57541 | S45A | Solar PV | California | 0.5 | Dropped - Units whose status does not meet NEEDS criteria
Solar Photovoltaic Project #45 | 57541 | S45B | Solar PV | California | 0.5 | Dropped - Units whose status does not meet NEEDS criteria
Solar Photovoltaic Project #45 | 57541 | S45C | Solar PV | California | 0.5 | Dropped - Units whose status does not meet NEEDS criteria
Solar Photovoltaic Project #45 | 57541 | S45D | Solar PV | California | 0.5 | Dropped - Units whose status does not meet NEEDS criteria
Solar Photovoltaic Project #45 | 57541 | S45E | Solar PV | California | 0.5 | Dropped - Units whose status does not meet NEEDS criteria
Solar Photovoltaic Project #45 | 57541 | S45F | Solar PV | California | 0.5 | Dropped - Units whose status does not meet NEEDS criteria
Solar Photovoltaic Project #45 | 57541 | S45G | Solar PV | California | 0.5 | Dropped - Units whose status does not meet NEEDS criteria
Solar Photovoltaic Project #45 | 57541 | S45H | Solar PV | California | 0.5 | Dropped - Units whose status does not meet NEEDS criteria
Solar Photovoltaic Project #45 | 57541 | S45I | Solar PV | California | 0.5 | Dropped - Units whose status does not meet NEEDS criteria
Solar Photovoltaic Project #45 | 57541 | S45J | Solar PV | California | 0.5 | Dropped - Units whose status does not meet NEEDS criteria
Solar Photovoltaic Project #45 | 57541 | S45K | Solar PV | California | 0.5 | Dropped - Units whose status does not meet NEEDS criteria
Solar Photovoltaic Project #45 | 57541 | S45L | Solar PV | California | 0.5 | Dropped - Units whose status does not meet NEEDS criteria
Solar Photovoltaic Project #47 | 57543 | S47A | Solar PV | California | 0.5 | Dropped - Units whose status does not meet NEEDS criteria
Solar Photovoltaic Project #47 | 57543 | S47B | Solar PV | California | 0.5 | Dropped - Units whose status does not meet NEEDS criteria
SPVP #46 | 57545 | S46A | Solar PV | California | 0.5 | Dropped - Units whose status does not meet NEEDS criteria
SPVP #46 | 57545 | S46B | Solar PV | California | 0.5 | Dropped - Units whose status does not meet NEEDS criteria
SPVP #46 | 57545 | S46C | Solar PV | California | 0.5 | Dropped - Units whose status does not meet NEEDS criteria
SPVP #46 | 57545 | S46D | Solar PV | California | 0.5 | Dropped - Units whose status does not meet NEEDS criteria
SPVP #46 | 57545 | S46E | Solar PV | California | 0.5 | Dropped - Units whose status does not meet NEEDS criteria
SPVP #46 | 57545 | S46F | Solar PV | California | 0.5 | Dropped - Units whose status does not meet NEEDS criteria
SPVP #46 | 57545 | S46G | Solar PV | California | 0.5 | Dropped - Units whose status does not meet NEEDS criteria
Milford Wind Corridor Phase III | 57546 | 1 | Onshore Wind | Utah | 100 | Dropped - Units whose status does not meet NEEDS criteria
Oakley Generating Station | 57552 | CT1 | Combined Cycle | California | 197.3 | Dropped - Units whose status does not meet NEEDS criteria
Oakley Generating Station | 57552 | CT2 | Combined Cycle | California | 197.3 | Dropped - Units whose status does not meet NEEDS criteria
Oakley Generating Station | 57552 | ST | Combined Cycle | California | 191.3 | Dropped - Units whose status does not meet NEEDS criteria
Algonquin Power Sanger LLC | 57564 | STG | Combined Cycle | California | 12.5 | Dropped - Units whose status does not meet NEEDS criteria
GE - Tehachapi | 57566 | 1.6PR | Onshore Wind | California | 1.6 | Dropped - Units whose status does not meet NEEDS criteria
Kalaeloa Solar One | 57569 | KS1-A | Solar PV | Hawaii | 3 | Dropped - Units whose status does not meet NEEDS criteria
Kalaeloa Solar One | 57569 | KS1-B | Solar PV | Hawaii | 3 | Dropped - Units whose status does not meet NEEDS criteria
Battery Energy Storage System | 57583 | BESS | Energy Storage | Alaska | 40 | Dropped - in Alaska or in Hawaii or Puerto Rico
The Charleston Clean Energy Facility | 57587 | 1 | Landfill Gas | West Virginia | 1.1 | Dropped - Units whose status does not meet NEEDS criteria
The Charleston Clean Energy Facility | 57587 | 2 | Landfill Gas | West Virginia | 1.1 | Dropped - Units whose status does not meet NEEDS criteria
Sheraton SD East Tower | 57592 | 45 | Fuel Cell | California | 0.3 | Dropped - Units whose status does not meet NEEDS criteria
Sheraton SD East Tower | 57592 | 47 | Fuel Cell | California | 0.3 | Dropped - Units whose status does not meet NEEDS criteria
Sheraton SD East Tower | 57592 | 50 | Fuel Cell | California | 0.3 | Dropped - Units whose status does not meet NEEDS criteria
Sheraton SD East Tower | 57592 | 51 | Fuel Cell | California | 0.3 | Dropped - Units whose status does not meet NEEDS criteria
FibroMont | 57596 | G1 | Biomass | North Carolina | 55 | Dropped - Units whose status does not meet NEEDS criteria
Paulding Wind Farm LLC | 57611 | GEN1 | Onshore Wind | Ohio | 49 | Dropped - Units whose status does not meet NEEDS criteria
Number Nine Wind Farm | 57612 | GEN1 | Onshore Wind | Maine | 250 | Dropped - Units whose status does not meet NEEDS criteria
Antelope Ridge Wind Power | 57615 | GEN1 | Onshore Wind | Oregon | 300 | Dropped - Units whose status does not meet NEEDS criteria
Blackstone Wind Farm III | 57618 | GEN1 | Onshore Wind | Illinois | 200 | Dropped - Units whose status does not meet NEEDS criteria
Blackstone Wind Farm IV | 57619 | GEN1 | Onshore Wind | Illinois | 100 | Dropped - Units whose status does not meet NEEDS criteria
Bright Stalk Wind Farm II | 57622 | GEN1 | Onshore Wind | Illinois | 200 | Dropped - Units whose status does not meet NEEDS criteria
Bos Dairy, LLC | 57625 | BOS1 | Non-Fossil Waste | Indiana | 0.3 | Dropped - Units whose status does not meet NEEDS criteria
Beaver Wood Energy Fair Haven, LLC | 57634 | GEN1 | Biomass | Vermont | 29.5 | Dropped - Units whose status does not meet NEEDS criteria
Auburn LFG Energy Facility | 57636 | 1 | Landfill Gas | New York | 1.1 | Dropped - Units whose status does not meet NEEDS criteria
Auburn LFG Energy Facility | 57636 | 2 | Landfill Gas | New York | 1.1 | Dropped - Units whose status does not meet NEEDS criteria
Auburn LFG Energy Facility | 57636 | 3 | Landfill Gas | New York | 1.1 | Dropped - Units whose status does not meet NEEDS criteria
Antelope Solar Farm | 57641 | FRV2 | Solar PV | California | 20 | Dropped - Units whose status does not meet NEEDS criteria
Vestas Towers America, Inc. | 57643 | V112 | Onshore Wind | Colorado | 3 | Dropped - Units whose status does not meet NEEDS criteria
Town of Falmouth WWTP | 57654 | WIND1 | Onshore Wind | Massachusetts | 0.8 | Dropped - Units whose status does not meet NEEDS criteria
Town of Falmouth WWTP | 57654 | WIND2 | Onshore Wind | Massachusetts | 0.8 | Dropped - Units whose status does not meet NEEDS criteria
Sorrento | 57686 | 1 | Solar PV | Florida | 40 | Dropped - Units whose status does not meet NEEDS criteria
DOE Golden NWTC Turbine Side | 57693 | ALSTO | Onshore Wind | Colorado | 3 | Dropped - Units whose status does not meet NEEDS criteria
Cheyenne Prairie Generating Station | 57703 | 02B | Combustion Turbine | Wyoming | 40 | Dropped - Units whose status does not meet NEEDS criteria
Cheyenne Prairie Generating Station | 57703 | 03A | Combustion Turbine | Wyoming | 40 | Dropped - Units whose status does not meet NEEDS criteria
West Butte Wind Power Project | 57704 | WB-1 | Onshore Wind | Oregon | 104.5 | Dropped - Units whose status does not meet NEEDS criteria
Gibson County Generation Station | 57709 | 1 | Combined Cycle | Tennessee | 371 | Dropped - Units whose status does not meet NEEDS criteria
Beacon Power Flywheel System 1 | 57711 | TYN1 | Energy Storage | Massachusetts | 1 | Dropped - Units whose status does not meet NEEDS criteria
Beacon Power Flywheel System 2 | 57712 | TYN2 | Energy Storage | Massachusetts | 2 | Dropped - Units whose status does not meet NEEDS criteria
Rohr Inc., a Collins Aerospace Company | 57713 | 151 | Combustion Turbine | California | 3.2 | Dropped - Units whose status does not meet NEEDS criteria
Rohr Inc., a Collins Aerospace Company | 57713 | 152 | Combustion Turbine | California | 3.2 | Dropped - Units whose status does not meet NEEDS criteria
Rohr Inc., a Collins Aerospace Company | 57713 | 153 | Combustion Turbine | California | 3.2 | Dropped - Units whose status does not meet NEEDS criteria
Lopez Canyon | 57730 | 1 | Landfill Gas | California | 1.5 | Dropped - Units whose status does not meet NEEDS criteria
Suzlon Project VIII LLC | 57741 | S128 | Onshore Wind | Texas | 2.6 | Dropped - Units whose status does not meet NEEDS criteria
Suzlon Project VIII LLC | 57741 | SP95 | Onshore Wind | Texas | 2.1 | Dropped - Units whose status does not meet NEEDS criteria
Consumer Operations LLC | 57759 | STG1 | O/G Steam | Washington | 16.3 | Dropped - Units whose status does not meet NEEDS criteria
Arizona Western College PV | 57765 | GV1 | Solar PV | Arizona | 0.5 | Dropped - Units whose status does not meet NEEDS criteria
Arizona Western College PV | 57765 | GV2 | Solar PV | Arizona | 0.5 | Dropped - Units whose status does not meet NEEDS criteria
FC Landfill Energy | 57786 | UNIT1 | Landfill Gas | Maryland | 1 | Dropped - Units whose status does not meet NEEDS criteria
FC Landfill Energy | 57786 | UNIT2 | Landfill Gas | Maryland | 1 | Dropped - Units whose status does not meet NEEDS criteria
St Joseph Energy Center | 57794 | 1 | Combined Cycle | Indiana | 642 | Dropped - Units whose status does not meet NEEDS criteria
St Joseph Energy Center | 57794 | CT3 | Combined Cycle | Indiana | 237 | Dropped - Units whose status does not meet NEEDS criteria
St Joseph Energy Center | 57794 | CT4 | Combined Cycle | Indiana | 237 | Dropped - Units whose status does not meet NEEDS criteria
St Joseph Energy Center | 57794 | ST2 | Combined Cycle | Indiana | 232 | Dropped - Units whose status does not meet NEEDS criteria
Middlebury College | 57804 | 1 | Biomass | Vermont | 0.1 | Dropped - Units whose status does not meet NEEDS criteria
Middlebury College | 57804 | 2 | Biomass | Vermont | 0.4 | Dropped - Onsite Unit
Middlebury College | 57804 | 3 | Biomass | Vermont | 0.3 | Dropped - Onsite Unit
Titusville Solar | 57815 | PV1 | Solar PV | New Jersey | 4.1 | Dropped - Onsite Unit
Tulsa LFG LLC | 57828 | GEN2 | Landfill Gas | Oklahoma | 1.4 | Dropped - Units whose status does not meet NEEDS criteria
Wabash Valley Power IGCC | 57842 | 1 | IGCC | Indiana | 85 | Dropped - Units whose status does not meet NEEDS criteria
SC Landfill Energy LLC | 57843 | GEN1 | Landfill Gas | New Jersey | 1.8 | Dropped - Retired/Planned Retirement by 06/2023
AC Landfill Energy LLC | 57845 | UNIT1 | Landfill Gas | New Jersey | 1.5 | Dropped - Retired/Planned Retirement by 06/2023
AC Landfill Energy LLC | 57845 | UNIT2 | Landfill Gas | New Jersey | 1.8 | Dropped - Retired/Planned Retirement by 06/2023
AC Landfill Energy LLC | 57845 | UNIT3 | Landfill Gas | New Jersey | 1.8 | Dropped - Retired/Planned Retirement by 06/2023
SX Landfill Energy LLC | 57846 | UNIT1 | Landfill Gas | New Jersey | 1.5 | Dropped - Retired/Planned Retirement by 06/2023
SX Landfill Energy LLC | 57846 | UNIT2 | Landfill Gas | New Jersey | 1.5 | Dropped - Retired/Planned Retirement by 06/2023
BC Landfill Energy LLC | 57847 | UNIT1 | Landfill Gas | New Jersey | 1.4 | Dropped - Retired/Planned Retirement by 06/2023
BC Landfill Energy LLC | 57847 | UNIT2 | Landfill Gas | New Jersey | 1.4 | Dropped - Retired/Planned Retirement by 06/2023
BC Landfill Energy LLC | 57847 | UNIT3 | Landfill Gas | New Jersey | 1.4 | Dropped - Retired/Planned Retirement by 06/2023
BC Landfill Energy LLC | 57847 | UNIT4 | Landfill Gas | New Jersey | 1.4 | Dropped - Retired/Planned Retirement by 06/2023
BC Landfill Energy LLC | 57847 | UNIT5 | Landfill Gas | New Jersey | 1.4 | Dropped - Retired/Planned Retirement by 06/2023
WC Landfill Energy LLC | 57848 | GEN1 | Landfill Gas | New Jersey | 2 | Dropped - Units whose status does not meet NEEDS criteria
North Hollywood | 57854 | 1PT1 | Hydro | California | 1.8 | Dropped - Units whose status does not meet NEEDS criteria
North Hollywood | 57854 | 2T3 | Hydro | California | 0.5 | Dropped - Units whose status does not meet NEEDS criteria
Shasta Renewable Resources Plant | 57857 | 1 | Biomass | California | 5.5 | Dropped - Units whose status does not meet NEEDS criteria
Trinity Oaks Energy | 57877 | UNT1 | Landfill Gas | Texas | 1.5 | Dropped - Units whose status does not meet NEEDS criteria
Trinity Oaks Energy | 57877 | UNT2 | Landfill Gas | Texas | 1.5 | Dropped - Units whose status does not meet NEEDS criteria
Fort Worth Methane | 57878 | UNT1 | Landfill Gas | Texas | 1.5 | Dropped - Units whose status does not meet NEEDS criteria
Levy Nuclear Plant | 57894 | LNP1 | Nuclear | Florida | 1092 | Dropped - Units whose status does not meet NEEDS criteria
Levy Nuclear Plant | 57894 | LNP2 | Nuclear | Florida | 1092 | Dropped - Units whose status does not meet NEEDS criteria
Improvement Dst No. 4 | 57895 | ID4 | Solar PV | California | 1.1 | Dropped - Onsite Unit
Hidden Hills Solar Plant 1 | 57905 | 1 | Solar Thermal | California | 250 | Dropped - Units whose status does not meet NEEDS criteria
Hidden Hills Solar Plant 2 | 57906 | 1 | Solar Thermal | California | 250 | Dropped - Units whose status does not meet NEEDS criteria
Colton Plant | 57907 | 1 | Coal Steam | California | 14.3 | Dropped - Units whose status does not meet NEEDS criteria
Colton Plant | 57907 | 2 | Coal Steam | California | 14.3 | Dropped - Units whose status does not meet NEEDS criteria
Sidney MT Plant | 57914 | 1 | Coal Steam | Montana | 2 | Dropped - Onsite Unit
Sidney MT Plant | 57914 | 2 | Coal Steam | Montana | 2 | Dropped - Onsite Unit
Genesis Alkali | 57915 | 1 | Coal Steam | Wyoming | 3.5 | Dropped - Onsite Unit
Genesis Alkali | 57915 | 2 | Coal Steam | Wyoming | 3.5 | Dropped - Onsite Unit
Genesis Alkali | 57915 | 3 | Coal Steam | Wyoming | 4 | Dropped - Onsite Unit
Genesis Alkali | 57915 | 4 | Coal Steam | Wyoming | 10 | Dropped - Onsite Unit
Genesis Alkali | 57915 | 5 | Coal Steam | Wyoming | 10 | Dropped - Onsite Unit
Genesis Alkali | 57915 | 6 | Coal Steam | Wyoming | 10 | Dropped - Onsite Unit
Spreckels Sugar Company | 57916 | 1 | O/G Steam | California | 8.9 | Dropped - Onsite Unit
Bayer CropScience Institute Plant | 57917 | 1 | Coal Steam | West Virginia | 6.3 | Dropped - Units whose status does not meet NEEDS criteria
Bayer CropScience Institute Plant | 57917 | 2 | Coal Steam | West Virginia | 6.3 | Dropped - Units whose status does not meet NEEDS criteria
Jacksonville Developmental Center | 57918 | 1 | Coal Steam | Illinois | 0.7 | Dropped - Units whose status does not meet NEEDS criteria
Jacksonville Developmental Center | 57918 | 2 | Coal Steam | Illinois | 0.7 | Dropped - Units whose status does not meet NEEDS criteria
Jacksonville Developmental Center | 57918 | 3 | Coal Steam | Illinois | 2 | Dropped - Units whose status does not meet NEEDS criteria
Sonoco Products Co | 57919 | 2 | O/G Steam | South Carolina | 2.5 | Dropped - Onsite Unit
Sonoco Products Co | 57919 | 3 | Biomass | South Carolina | 10 | Dropped - Onsite Unit
Sonoco Products Co | 57919 | 4 | Coal Steam | South Carolina | 28 | Dropped - Onsite Unit
Dolan Springs | 57920 | 1 | Onshore Wind | Arizona | 300 | Dropped - Units whose status does not meet NEEDS criteria
Kettleman Solar | 57921 | 1 | Solar PV | California | 22 | Dropped - Units whose status does not meet NEEDS criteria
Dry Lake Solar | 57922 | 1 | Solar PV | Arizona | 50 | Dropped - Units whose status does not meet NEEDS criteria
Tierra Bonita Solar | 57923 | 1 | Solar PV | California | 22 | Dropped - Units whose status does not meet NEEDS criteria
Klamath Solar | 57924 | 1 | Solar PV | Oregon | 5 | Dropped - Units whose status does not meet NEEDS criteria
Heat Plant 770 | 57926 | HP | O/G Steam | Ohio | 1.2 | Dropped - Units whose status does not meet NEEDS criteria
Heat Plant 770 | 57926 | LP | O/G Steam | Ohio | 0.8 | Dropped - Units whose status does not meet NEEDS criteria
SIUC | 57928 | EMER | Combustion Turbine | Illinois | 1.6 | Dropped - Onsite Unit
SIUC | 57928 | GEN5 | Coal Steam | Illinois | 2.8 | Dropped - Onsite Unit
Wentzville Assembly & Contiguous | 57932 | GEN1 | O/G Steam | Missouri | 3 | Dropped - Units whose status does not meet NEEDS criteria
Eva Creek Wind | 57935 | EVW | Onshore Wind | Alaska | 24.6 | Dropped - in Alaska or in Hawaii or Puerto Rico
Albany Brewery | 57936 | GEN1 | Coal Steam | Georgia | 2.5 | Dropped - Units whose status does not meet NEEDS criteria
Western Sugar Coop - Scottsbluff | 57937 | SCBF | Coal Steam | Nebraska | 5 | Dropped - Onsite Unit
Wausau Paper Middletown | 57940 | G3 | Coal Steam | Ohio | 7.5 | Dropped - Onsite Unit
Goddard Steam Plant | 57944 | 1 | O/G Steam | Maryland | 5 | Dropped - Units whose status does not meet NEEDS criteria
Goddard Steam Plant | 57944 | 2 | O/G Steam | Maryland | 5 | Dropped - Units whose status does not meet NEEDS criteria
MSC Sebewaing | 57949 | 1 | Coal Steam | Michigan | 1.4 | Dropped - Onsite Unit
MSC Sebewaing | 57949 | 2 | Coal Steam | Michigan | 0.9 | Dropped - Units whose status does not meet NEEDS criteria
MSC Croswell | 57950 | 1 | O/G Steam | Michigan | 1.2 | Dropped - Onsite Unit
Roquette America | 57953 | HRSG | Combined Cycle | Iowa | 10 | Dropped - Units whose status does not meet NEEDS criteria
Silver Grove | 57955 | 1 | Combustion Turbine | Kentucky | 4.3 | Dropped - Units whose status does not meet NEEDS criteria
LanEast Solar Farm LLC | 57957 | 1 | Solar PV | California | 20 | Dropped - Units whose status does not meet NEEDS criteria
LanWest Solar Farm LLC | 57958 | 1 | Solar PV | California | 5 | Dropped - Units whose status does not meet NEEDS criteria
Tierra Del Sol Solar Farm LLC | 57961 | 1 | Solar PV | California | 45 | Dropped - Units whose status does not meet NEEDS criteria
Southeast Steam Plant | 57966 | SSP | O/G Steam | Minnesota | 2 | Dropped - Onsite Unit
Western Sugar Coop - Torrington | 57967 | GEGEN | O/G Steam | Wyoming | 2 | Dropped - Onsite Unit
AES Johnson City | 57972 | JCP1 | Energy Storage | New York | 8 | Dropped - Units whose status does not meet NEEDS criteria
Auwahi Wind Energy Hybrid | 57996 | AWEB | Energy Storage | Hawaii | 11 | Dropped - in Alaska or in Hawaii or Puerto Rico
Auwahi Wind Energy Hybrid | 57996 | AWET | Onshore Wind | Hawaii | 24 | Dropped - in Alaska or in Hawaii or Puerto Rico
Evergreen Community Power | 58023 | ECP | Biomass | Pennsylvania | 25 | Dropped - Units whose status does not meet NEEDS criteria
Lilly Technical Center | 58043 | 1 | Combustion Turbine | Indiana | 1 | Dropped - Onsite Unit
Lilly Technical Center | 58043 | 2 | Combustion Turbine | Indiana | 1 | Dropped - Onsite Unit
Lilly Technical Center | 58043 | 3 | Combustion Turbine | Indiana | 2 | Dropped - Onsite Unit
Lilly Technical Center | 58043 | 4 | Combustion Turbine | Indiana | 2 | Dropped - Onsite Unit
Lilly Technical Center | 58043 | 5 | Non-Fossil Waste | Indiana | 1 | Dropped - Units whose status does not meet NEEDS criteria
Works 53 | 58046 | 1 | Combustion Turbine | North Carolina | 1 | Dropped - Onsite Unit
Works 53 | 58046 | 2 | Combustion Turbine | North Carolina | 1.2 | Dropped - Onsite Unit
Works 53 | 58046 | 3 | Combustion Turbine | North Carolina | 0.8 | Dropped - Onsite Unit
Miller Coors Eden LLC | 58050 | TRB1 | Coal Steam | North Carolina | 5 | Dropped - Units whose status does not meet NEEDS criteria
Vitro Architectural Glass (PA) | 58051 | L1 | Combustion Turbine | Pennsylvania | 2 | Dropped - Onsite Unit
Vitro Architectural Glass (PA) | 58051 | L2AE | Combustion Turbine | Pennsylvania | 1.5 | Dropped - Onsite Unit
Vitro Architectural Glass (PA) | 58051 | L2BW | Combustion Turbine | Pennsylvania | 1.5 | Dropped - Onsite Unit
Battle Creek Mill | 58052 | 1TG | O/G Steam | Michigan | 0.8 | Dropped - Onsite Unit
Battle Creek Mill | 58052 | 2TG | O/G Steam | Michigan | 0.8 | Dropped - Units whose status does not meet NEEDS criteria
Vitro Flat Glass LLC | 58053 | IG#2 | Combustion Turbine | California | 0.7 | Dropped - Onsite Unit
Vitro Flat Glass LLC | 58053 | OG#1 | Combustion Turbine | California | 1 | Dropped - Onsite Unit
Vitro Flat Glass LLC | 58053 | OG#3 | Combustion Turbine | California | 0.9 | Dropped - Onsite Unit
Windy Ridge Generating Facility | 58055 | 1 | Non-Fossil Waste | Indiana | 0.6 | Dropped - Units whose status does not meet NEEDS criteria
Windy Ridge Generating Facility | 58055 | 2 | Non-Fossil Waste | Indiana | 0.6 | Dropped - Units whose status does not meet NEEDS criteria
MillerCoors Irwindale Brewery | 58056 | JEN1 | Non-Fossil Waste | California | 0.6 | Dropped - Onsite Unit
MillerCoors Irwindale Brewery | 58056 | JEN2 | Non-Fossil Waste | California | 0.6 | Dropped - Onsite Unit
MolsonCoors Irwindale Brewery | 58056 | PV | Solar PV | California | 2.5 | Dropped - Onsite Unit
MillerCoors Irwindale Brewery | 58056 | T100 | Combustion Turbine | California | 4.1 | Dropped - Onsite Unit
MillerCoors Irwindale Brewery | 58056 | T200 | Combustion Turbine | California | 4.1 | Dropped - Onsite Unit
Paramount Refinery | 58058 | 1 | Combustion Turbine | California | 6.5 | Dropped - Units whose status does not meet NEEDS criteria
MillerCoors Trenton Brewery | 58059 | GE | Coal Steam | Ohio | 8 | Dropped - Units whose status does not meet NEEDS criteria
MillerCoors Trenton Brewery | 58059 | MURR | Coal Steam | Ohio | 3 | Dropped - Units whose status does not meet NEEDS criteria
SABIC Innovative Plastics Mt. Vernon | 58063 | 1 | Coal Steam | Indiana | 3 | Dropped - Units whose status does not meet NEEDS criteria
SABIC Innovative Plastics Mt. Vernon | 58063 | COGN1 | Combustion Turbine | Indiana | 78.6 | Dropped - Onsite Unit
PCA, Filer City Mill | 58066 | TG2 | O/G Steam | Michigan | 8 | Dropped - Onsite Unit
PCA, Filer City Mill | 58066 | TG3 | O/G Steam | Michigan | 11.5 | Dropped - Onsite Unit
PRSI FCC Generator | 58069 | 55M1 | Coal Steam | Texas | 3 | Dropped - Onsite Unit
El Dorado Refinery | 58075 | L3804 | Combustion Turbine | Kansas | 32 | Dropped - Onsite Unit
Cross Oil Refining & Marketing, Inc | 58077 | CROSS | Combustion Turbine | Arkansas | 3.5 | Dropped - Units whose status does not meet NEEDS criteria
Western Sugar Coop- Ft Morgan | 58081 | ATB-2 | Coal Steam | Colorado | 3 | Dropped - Onsite Unit
Fullerton Mill CHP | 58083 | GTG1 | Combined Cycle | California | 12 | Dropped - Retired/Planned Retirement by 06/2023
Fullerton Mill CHP | 58083 | STG1 | Combined Cycle | California | 1 | Dropped - Retired/Planned Retirement by 06/2023
PRC-Desoto Intl/PPG Aerospace | 58085 | CATR1 | Combustion Turbine | California | 0.5 | Dropped - Onsite Unit
PRC-Desoto Intl/PPG Aerospace | 58085 | CATR2 | Combustion Turbine | California | 1 | Dropped - Onsite Unit
Pea Patch Wind Farm | 58087 | PEAP | Onshore Wind | Maryland | 50 | Dropped - Units whose status does not meet NEEDS criteria
Kern Oil & Refining Co | 58100 | 5900 | Combustion Turbine | California | 4.9 | Dropped - Onsite Unit
International Paper Red River Mill | 58108 | 3 T-G | Non-Fossil Waste | Louisiana | 55 | Dropped - Onsite Unit
Georgia-Pacific Toledo Mill | 58109 | TG1 | Non-Fossil Waste | Oregon | 18.4 | Dropped - Units whose status does not meet NEEDS criteria
Georgia-Pacific Toledo Mill | 58109 | TG2 | Non-Fossil Waste | Oregon | 13.4 | Dropped - Onsite Unit
Cellu Tissue | 58116 | GEN1 | Combustion Turbine | Connecticut | 2.5 | Dropped - Onsite Unit
TNSG South Plant | 58117 | 2 | Combustion Turbine | Alaska | 0.6 | Dropped - in Alaska or in Hawaii or Puerto Rico
TNSG South Plant | 58117 | 3 | Combustion Turbine | Alaska | 0.6 | Dropped - in Alaska or in Hawaii or Puerto Rico
TNSG South Plant | 58117 | 6 | Combustion Turbine | Alaska | 2 | Dropped - in Alaska or in Hawaii or Puerto Rico
TNSG South Plant | 58117 | 12 | Combustion Turbine | Alaska | 0.6 | Dropped - Units whose status does not meet NEEDS criteria
TNSG South Plant | 58117 | 1A | Combustion Turbine | Alaska | 0.8 | Dropped - in Alaska or in Hawaii or Puerto Rico
TNSG South Plant | 58117 | 4A | Combustion Turbine | Alaska | 0.8 | Dropped - in Alaska or in Hawaii or Puerto Rico
Adkins Energy LLC | 58136 | S5MW | Combustion Turbine | Illinois | 4 | Dropped - Onsite Unit
Otter Creek Ethanol Poet - Ashton | 58138 | 1 | Combustion Turbine | Iowa | 5.5 | Dropped - Onsite Unit
Summit Street Power Plant | 58140 | GT-1 | Combustion Turbine | Ohio | 4.9 | Dropped - Onsite Unit
Summit Street Power Plant | 58140 | GT-2 | Combustion Turbine | Ohio | 6.9 | Dropped - Onsite Unit
Twin Rivers Paper Co LLC | 58146 | GEN5 | Non-Fossil Waste | Maine | 22 | Dropped - Onsite Unit
Eastern Maine Medical Center | 58153 | COGE | Combustion Turbine | Maine | 3.8 | Dropped - Onsite Unit
SUNY Old Westbury College | 58156 | GE | Combustion Turbine | New York | 1.8 | Dropped - Onsite Unit
University of Rochester | 58157 | HP | O/G Steam | New York | 17 | Dropped - Onsite Unit
University of Rochester | 58157 | LP | O/G Steam | New York | 7.2 | Dropped - Onsite Unit
UCONN Cogen Facility | 58159 | CGT1 | Combined Cycle | Connecticut | 6.9 | Dropped - Onsite Unit
UCONN Cogen Facility | 58159 | CGT2 | Combined Cycle | Connecticut | 6.9 | Dropped - Onsite Unit
UCONN Cogen Facility | 58159 | CGT3 | Combined Cycle | Connecticut | 6.9 | Dropped - Onsite Unit
UCONN Cogen Facility | 58159 | STG1 | Combined Cycle | Connecticut | 4.9 | Dropped - Onsite Unit
Williams College - Campus CHP | 58160 | GEN2 | O/G Steam | Massachusetts | 3 | Dropped - Onsite Unit
Williams College - Campus CHP | 58160 | GEN3 | Combustion Turbine | Massachusetts | 1.2 | Dropped - Units whose status does not meet NEEDS criteria
Williams College - Campus CHP | 58160 | GEN4 | Combustion Turbine | Massachusetts | 2 | Dropped - Onsite Unit
Williams College - Campus CHP | 58160 | GEN5 | Combustion Turbine | Massachusetts | 2 | Dropped - Onsite Unit
Williams College - Campus CHP | 58160 | GEN6 | Combustion Turbine | Massachusetts | 2 | Dropped - Units whose status does not meet NEEDS criteria
Mercy Medical Center | 58163 | 1 | Combustion Turbine | New York | 0.1 | Dropped - Onsite Unit
Mercy Medical Center | 58163 | 2 | Combustion Turbine | New York | 0.4 | Dropped - Units whose status does not meet NEEDS criteria
Mercy Medical Center | 58163 | 3 | Combustion Turbine | New York | 0.4 | Dropped - Onsite Unit
Mercy Medical Center | 58163 | 4 | Combustion Turbine | New York | 0.7 | Dropped - Onsite Unit
Mercy Medical Center | 58163 | 5 | Combustion Turbine | New York | 0.3 | Dropped - Onsite Unit
Mercy Medical Center | 58163 | 6 | Combustion Turbine | New York | 0.2 | Dropped - Onsite Unit
Mercy Medical Center | 58163 | 7 | Combustion Turbine | New York | 0.3 | Dropped - Onsite Unit
Mercy Medical Center | 58163 | 8 | Combustion Turbine | New York | 0.6 | Dropped - Onsite Unit
College of New Jersey | 58165 | COGEN | Combustion Turbine | New Jersey | 4.2 | Dropped - Onsite Unit
Smith College Central Heating Plant | 58166 | GT-1 | Combustion Turbine | Massachusetts | 2.7 | Dropped - Onsite Unit
William Floyd School District | 58167 | GEN1 | Combustion Turbine | New York | 1.3 | Dropped - Onsite Unit
William Floyd School District | 58167 | GEN2 | Combustion Turbine | New York | 1.3 | Dropped - Onsite Unit
William Floyd School District | 58167 | GEN3 | Combustion Turbine | New York | 1.3 | Dropped - Onsite Unit
Energy Center | 58168 | EC01 | Combustion Turbine | California | 1.5 | Dropped - Units whose status does not meet NEEDS criteria
Energy Center | 58168 | TURB1 | Combustion Turbine | California | 0.3 | Dropped - Onsite Unit
Energy Center | 58168 | TURB2 | Combustion Turbine | California | 0.3 | Dropped - Onsite Unit
Energy Center | 58168 | TURB3 | Combustion Turbine | California | 0.3 | Dropped - Onsite Unit
Connecticut Valley Hospital Plant | 58176 | ST#1 | Combined Cycle | Connecticut | 0.7 | Dropped - Units whose status does not meet NEEDS criteria
Connecticut Valley Hospital Plant | 58176 | ST#2 | Combined Cycle | Connecticut | 0.5 | Dropped - Units whose status does not meet NEEDS criteria
Connecticut Valley Hospital Plant | 58176 | ST#3 | Combined Cycle | Connecticut | 0.5 | Dropped - Units whose status does not meet NEEDS criteria
MTSU Power Co-Gen Plant | 58179 | GT-01 | Combustion Turbine | Tennessee | 5 | Dropped - Onsite Unit
MTSU Power Co-Gen Plant | 58179 | SG-01 | Combustion Turbine | Tennessee | 2 | Dropped - Units whose status does not meet NEEDS criteria
MTSU Power Co-Gen Plant | 58179 | SG-02 | Combustion Turbine | Tennessee | 2 | Dropped - Units whose status does not meet NEEDS criteria
MTSU Power Co-Gen Plant | 58179 | SG-03 | Combustion Turbine | Tennessee | 2 | Dropped - Units whose status does not meet NEEDS criteria
MTSU Power Co-Gen Plant | 58179 | SG-04 | Combustion Turbine | Tennessee | 2 | Dropped - Units whose status does not meet NEEDS criteria
MTSU Power Co-Gen Plant | 58179 | SG-05 | Combustion Turbine | Tennessee | 2 | Dropped - Units whose status does not meet NEEDS criteria
Loyola University Health Plant | 58181 | UNIT1 | Combustion Turbine | Illinois | 3.9 | Dropped - Onsite Unit
Loyola University Health Plant | 58181 | UNIT2 | Combustion Turbine | Illinois | 3.9 | Dropped - Onsite Unit
Prairie Horizon Agri Energy | 58183 | T5687 | O/G Steam | Kansas | 0.7 | Dropped - Units whose status does not meet NEEDS criteria
Prairie Horizon Agri Energy | 58183 | T5741 | O/G Steam | Kansas | 0.7 | Dropped - Onsite Unit
Amherst College Co Gen | 58185 | CTG | Combustion Turbine | Massachusetts | 1.2 | Dropped - Onsite Unit
Amherst College Co Gen | 58185 | STG | O/G Steam | Massachusetts | 0.5 | Dropped - Onsite Unit
HVCC Cogen Plant | 58186 | CG01 | Combustion Turbine | New York | 0.8 | Dropped - Onsite Unit
HVCC Cogen Plant | 58186 | CG02 | Combustion Turbine | New York | 0.8 | Dropped - Onsite Unit
HVCC Cogen Plant | 58186 | CG03 | Combustion Turbine | New York | 1.3 | Dropped - Onsite Unit
HVCC Cogen Plant | 58186 | CG04 | Combustion Turbine | New York | 1.2 | Dropped - Onsite Unit
HVCC Cogen Plant | 58186 | CG05 | Combustion Turbine | New York | 2 | Dropped - Onsite Unit
HVCC Cogen Plant | 58186 | CG06 | Combustion Turbine | New York | 1.3 | Dropped - Onsite Unit
Rio Mesa Solar Facility 1 | 58188 | 1 | Solar Thermal | California | 250 | Dropped - Units whose status does not meet NEEDS criteria
Rio Mesa SEGF 2 | 58189 | 1 | Solar Thermal | California | 250 | Dropped - Units whose status does not meet NEEDS criteria
Thomas M Knott Cogen Facility | 58190 | CG | Combustion Turbine | California | 1.2 | Dropped - Units whose status does not meet NEEDS criteria
US Magnesium | 58191 | GT1 | Combustion Turbine | Utah | 10 | Dropped - Onsite Unit
US Magnesium | 58191 | GT2 | Combustion Turbine | Utah | 10 | Dropped - Onsite Unit
US Magnesium | 58191 | GT3 | Combustion Turbine | Utah | 10 | Dropped - Onsite Unit
US Magnesium | 58191 | GT4 | Combustion Turbine | Utah | 24 | Dropped - Units whose status does not meet NEEDS criteria
Arkalon Ethanol LLC | 58192 | ST961 | O/G Steam | Kansas | 3 | Dropped - Onsite Unit
Bonanza BioEnergy LLC | 58193 | ST96 | O/G Steam | Kansas | 2 | Dropped - Onsite Unit
West Campus Steam Plant | 58194 | WC 2 | Coal Steam | Pennsylvania | 0.5 | Dropped - Units whose status does not meet NEEDS criteria
West Campus Steam Plant | 58194 | WC 3 | Coal Steam | Pennsylvania | 0.6 | Dropped - Units whose status does not meet NEEDS criteria
West Campus Steam Plant | 58194 | WC 4 | O/G Steam | Pennsylvania | 1.5 | Dropped - Onsite Unit
West Campus Steam Plant | 58194 | WC 5 | O/G Steam | Pennsylvania | 1.5 | Dropped - Onsite Unit
Cargill Salt Hersey | 58196 | ST1 | O/G Steam | Michigan | 2.1 | Dropped - Onsite Unit
Poet Biorefining Lake Crystal | 58197 | 1 | Combustion Turbine | Minnesota | 6 | Dropped - Onsite Unit
Poet Biorefining Lake Crystal | 58197 | 2 | O/G Steam | Minnesota | 1 | Dropped - Onsite Unit
Arizona State University CHP | 58199 | G1 | Combined Cycle | Arizona | 9.2 | Dropped - Onsite Unit
Hudson Ranch Power II LLC | 58211 | HR2 | Geothermal | California | 49 | Dropped - Units whose status does not meet NEEDS criteria
Buzzard Roost GT | 58212 | 6 | Combustion Turbine | South Carolina | 22.7 | Dropped - Units whose status does not meet NEEDS criteria
Buzzard Roost GT | 58212 | 7 | Combustion Turbine | South Carolina | 22.7 | Dropped - Units whose status does not meet NEEDS criteria
Buzzard Roost GT | 58212 | 8 | Combustion Turbine | South Carolina | 22.7 | Dropped - Units whose status does not meet NEEDS criteria
Buzzard Roost GT | 58212 | 9 | Combustion Turbine | South Carolina | 22.7 | Dropped - Units whose status does not meet NEEDS criteria
Buzzard Roost GT | 58212 | 10 | Combustion Turbine | South Carolina | 17.8 | Dropped - Units whose status does not meet NEEDS criteria
Buzzard Roost GT | 58212 | 11 | Combustion Turbine | South Carolina | 17.8 | Dropped - Units whose status does not meet NEEDS criteria
Buzzard Roost GT | 58212 | 12 | Combustion Turbine | South Carolina | 17.8 | Dropped - Units whose status does not meet NEEDS criteria
Buzzard Roost GT | 58212 | 13 | Combustion Turbine | South Carolina | 17.8 | Dropped - Units whose status does not meet NEEDS criteria
Buzzard Roost GT | 58212 | 14 | Combustion Turbine | South Carolina | 17.8 | Dropped - Units whose status does not meet NEEDS criteria
Buzzard Roost GT | 58212 | 15 | Combustion Turbine | South Carolina | 17.8 | Dropped - Units whose status does not meet NEEDS criteria
Oak Tree Farm Dairy Facility | 58221 | 1 | Combustion Turbine | New York | 0.3 | Dropped - Units whose status does not meet NEEDS criteria
Oak Tree Farm Dairy Facility | 58221 | 2 | Combustion Turbine | New York | 0.3 | Dropped - Units whose status does not meet NEEDS criteria
Oak Tree Farm Dairy Facility | 58221 | 3 | Combustion Turbine | New York | 0.3 | Dropped - Units whose status does not meet NEEDS criteria
Oak Tree Farm Dairy Facility | 58221 | 4 | Combustion Turbine | New York | 0.3 | Dropped - Units whose status does not meet NEEDS criteria
E.B. Eddy Paper Inc | 58222 | 3TU | O/G Steam | Michigan | 5 | Dropped - Onsite Unit
Hoag Hospital Cogen Plant | 58223 | 1 | Combustion Turbine | California | 1.2 | Dropped - Onsite Unit
Hoag Hospital Cogen Plant | 58223 | 2 | Combustion Turbine | California | 1.2 | Dropped - Onsite Unit
Hoag Hospital Cogen Plant | 58223 | 3 | Combustion Turbine | California | 1.2 | Dropped - Onsite Unit
Lake Marion | 58229 | GEN1 | Combustion Turbine | Minnesota | 8.8 | Dropped - Units whose status does not meet NEEDS criteria
Hastings | 58230 | GEN1 | Combustion Turbine | Minnesota | 8.8 | Dropped - Units whose status does not meet NEEDS criteria
C&H Sugar Plant | 58251 | TG3 | Non-Fossil Waste | California | 5 | Dropped - Onsite Unit
C&H Sugar Plant | 58251 | TG4 | Non-Fossil Waste | California | 5 | Dropped - Onsite Unit
Los Alamos PV Site | 58256 | 4 | Solar PV | New Mexico | 1 | Dropped - Units whose status does not meet NEEDS criteria
Kalaeloa Solar Two | 58259 | KAS2 | Solar PV | Hawaii | 5 | Dropped - in Alaska or in Hawaii or Puerto Rico
Bay View Cogeneration Facility | 58263 | GTG | Landfill Gas | Ohio | 4.4 | Dropped - Units whose status does not meet NEEDS criteria
Bay View Cogeneration Facility | 58263 | STG | Landfill Gas | Ohio | 4 | Dropped - Units whose status does not meet NEEDS criteria
NCAH Central Utility Plant | 58265 | C-3 | Combustion Turbine | Iowa | 0.2 | Dropped - Onsite Unit
NCAH Central Utility Plant | 58265 | EP-2 | Combustion Turbine | Iowa | 0.6 | Dropped - Units whose status does not meet NEEDS criteria
NCAH Central Utility Plant | 58265 | EP-6 | Combustion Turbine | Iowa | 0.8 | Dropped - Onsite Unit
NCAH Central Utility Plant | 58265 | FRZRF | Combustion Turbine | Iowa | 0.2 | Dropped - Onsite Unit
NCAH Central Utility Plant | 58265 | MBGEN | Combustion Turbine | Iowa | 0.5 | Dropped - Onsite Unit
NCAH Central Utility Plant | 58265 | S-13 | Combustion Turbine | Iowa | 2.1 | Dropped - Onsite Unit
NCAH Central Utility Plant | 58265 | S-14 | Combustion Turbine | Iowa | 2.1 | Dropped - Onsite Unit
NCAH Central Utility Plant | 58265 | S-16 | Combustion Turbine | Iowa | 3 | Dropped - Onsite Unit
NCAH Central Utility Plant | 58265 | S-17 | Combustion Turbine | Iowa | 2 | Dropped - Onsite Unit
NCAH Central Utility Plant | 58265 | S-18 | Combustion Turbine | Iowa | 2 | Dropped - Onsite Unit
NCAH Central Utility Plant | 58265 | S-19 | Combustion Turbine | Iowa | 2 | Dropped - Onsite Unit
NCAH Central Utility Plant | 58265 | S-7A | Combustion Turbine | Iowa | 1 | Dropped - Units whose status does not meet NEEDS criteria
Paia Hydroelectric Plant | 58277 | PAH1 | Hydro | Hawaii | 1.3 | Dropped - in Alaska or in Hawaii or Puerto Rico
TNSG North Plant | 58278 | 13 | Combustion Turbine | Alaska | 0.3 | Dropped - in Alaska or in Hawaii or Puerto Rico
TNSG North Plant | 58278 | CT1 | Combustion Turbine | Alaska | 4.5 | Dropped - in Alaska or in Hawaii or Puerto Rico
TNSG North Plant | 58278 | CT2 | Combustion Turbine | Alaska | 4.5 | Dropped - in Alaska or in Hawaii or Puerto Rico
TNSG North Plant | 58278 | CT3 | Combustion Turbine | Alaska | 4.5 | Dropped - in Alaska or in Hawaii or Puerto Rico
TNSG North Plant | 58278 | CT4 | Combustion Turbine | Alaska | 4.5 | Dropped - in Alaska or in Hawaii or Puerto Rico
Lanikuhana Solar LLC | 58281 | 1 | Solar PV | Hawaii | 14.7 | Dropped - in Alaska or in Hawaii or Puerto Rico
La Luz Energy Center | 58284 | 0002 | Combustion Turbine | New Mexico | 40.2 | Dropped - Units whose status does not meet NEEDS criteria
Zuni Solar 1 | 58285 | ZNPV | Solar PV | California | 1.5 | Dropped - Units whose status does not meet NEEDS criteria
Zuni Solar 2 | 58286 | ZSPV | Solar PV | California | 1.5 | Dropped - Units whose status does not meet NEEDS criteria
Helen Solar 1 | 58287 | GWPV | Solar PV | California | 1.5 | Dropped - Units whose status does not meet NEEDS criteria
Helen Solar 2 | 58288 | GEPV | Solar PV | California | 1.5 | Dropped - Units whose status does not meet NEEDS criteria
Tehachapi Spindle | 58291 | TS1 | Energy Storage | California | 20 | Dropped - Units whose status does not meet NEEDS criteria
SREC Bath LFGTE | 58295 | GEN1 | Landfill Gas | New York | 1.6 | Dropped - Units whose status does not meet NEEDS criteria
SREC Bath LFGTE | 58295 | GEN2 | Landfill Gas | New York | 1.6 | Dropped - Units whose status does not meet NEEDS criteria
The Andersons Albion Ethanol LLC | 58330 | 9611 | O/G Steam | Michigan | 0.2 | Dropped - Onsite Unit
The Andersons Albion Ethanol LLC | 58330 | CHP-1 | Combustion Turbine | Michigan | 6 | Dropped - Onsite Unit
Fuquay Farm | 58331 | 1 | Solar PV | North Carolina | 5 | Dropped - Units whose status does not meet NEEDS criteria
CJTS Energy Center | 58365 | UNIT1 | Fuel Cell | Connecticut | 0.2 | Dropped - Units whose status does not meet NEEDS criteria
CJTS Energy Center | 58365 | UNIT2 | Fuel Cell | Connecticut | 0.2 | Dropped - Units whose status does not meet NEEDS criteria
CJTS Energy Center | 58365 | UNIT3 | Fuel Cell | Connecticut | 0.2 | Dropped - Units whose status does not meet NEEDS criteria
CJTS Energy Center | 58365 | UNIT4 | Fuel Cell | Connecticut | 0.2 | Dropped - Units whose status does not meet NEEDS criteria
CJTS Energy Center | 58365 | UNIT5 | Fuel Cell | Connecticut | 0.2 | Dropped - Units whose status does not meet NEEDS criteria
CJTS Energy Center | 58365 | UNIT6 | Fuel Cell | Connecticut | 0.2 | Dropped - Units whose status does not meet NEEDS criteria
Triton East and West Cogen | 58375 | 1 | Combustion Turbine | Illinois | 0.8 | Dropped - Onsite Unit
Triton East and West Cogen | 58375 | 2 | Combustion Turbine | Illinois | 0.8 | Dropped - Onsite Unit
Triton East and West Cogen | 58375 | 3 | Combustion Turbine | Illinois | 0.8 | Dropped - Onsite Unit
Triton East and West Cogen | 58375 | 4 | Combustion Turbine | Illinois | 0.8 | Dropped - Onsite Unit
Triton East and West Cogen | 58375 | 5 | Combustion Turbine | Illinois | 0.4 | Dropped - Onsite Unit
JBER Landfill Gas Power Plant | 58380 | 1 | Landfill Gas | Alaska | 1.4 | Dropped - in Alaska or in Hawaii or Puerto Rico
JBER Landfill Gas Power Plant | 58380 | 2 | Landfill Gas | Alaska | 1.4 | Dropped - in Alaska or in Hawaii or Puerto Rico
JBER Landfill Gas Power Plant | 58380 | 3 | Landfill Gas | Alaska | 1.4 | Dropped - in Alaska or in Hawaii or Puerto Rico
JBER Landfill Gas Power Plant | 58380 | 4 | Landfill Gas | Alaska | 1.4 | Dropped - in Alaska or in Hawaii or Puerto Rico
JBER Landfill Gas Power Plant | 58380 | 5 | Landfill Gas | Alaska | 1.4 | Dropped - in Alaska or in Hawaii or Puerto Rico
Troutdale Energy Center | 58396 | PLGEN | Combined Cycle | Oregon | 652 | Dropped - Units whose status does not meet NEEDS criteria
Central Energy Facility | 58400 | GT01 | Combustion Turbine | South Carolina | 4.7 | Dropped - Onsite Unit
Central Energy Facility | 58400 | GT02 | Combustion Turbine | South Carolina | 2.5 | Dropped - Units whose status does not meet NEEDS criteria
ESS Battery Microgrid | 58405 | 1 | Energy Storage | Alaska | 3 | Dropped - in Alaska or in Hawaii or Puerto Rico
Good Spring NGCC Facility | 58409 | GT1 | Combined Cycle | Pennsylvania | 232 | Dropped - Units whose status does not meet NEEDS criteria
Good Spring NGCC Facility | 58409 | ST1 | Combined Cycle | Pennsylvania | 108 | Dropped - Units whose status does not meet NEEDS criteria
Copper Crossing Energy Center | 58413 | CCGS1 | Combustion Turbine | Arizona | 98 | Dropped - Units whose status does not meet NEEDS criteria
Copper Crossing Energy Center | 58413 | CCGS2 | Combustion Turbine | Arizona | 98 | Dropped - Units whose status does not meet NEEDS criteria
Copper Crossing Energy Center | 58413 | CCGS3 | Combustion Turbine | Arizona | 226 | Dropped - Units whose status does not meet NEEDS criteria
Copper Crossing Energy Center | 58413 | CCGS4 | Combustion Turbine | Arizona | 226 | Dropped - Units whose status does not meet NEEDS criteria
Copper Crossing Energy Center | 58413 | CCGS5 | Combustion Turbine | Arizona | 226 | Dropped - Units whose status does not meet NEEDS criteria
Copper Crossing Energy Center | 58413 | CCGS6 | Combustion Turbine | Arizona | 226 | Dropped - Units whose status does not meet NEEDS criteria
Copper Crossing Energy Center | 58413 | CCGS7 | Combustion Turbine | Arizona | 226 | Dropped - Units whose status does not meet NEEDS criteria
Copper Crossing Energy Center | 58413 | CCGS8 | Combustion Turbine | Arizona | 226 | Dropped - Units whose status does not meet NEEDS criteria
Copper Crossing Energy Center | 58413 | CCGS9 | Combustion Turbine | Arizona | 0 | Dropped - Units whose status does not meet NEEDS criteria
Missouri Center for Waste to Energy | 58421 | 320 | Landfill Gas | Missouri | 1 | Dropped - Units whose status does not meet NEEDS criteria
Missouri Center for Waste to Energy | 58421 | 420 | Landfill Gas | Missouri | 1.4 | Dropped - Units whose status does not meet NEEDS criteria
CSU Northridge Plant | 58422 | 63 | Fuel Cell | California | 0.3 | Dropped - Units whose status does not meet NEEDS criteria
CSU Northridge Plant | 58422 | 64 | Fuel Cell | California | 0.3 | Dropped - Units whose status does not meet NEEDS criteria
CSU Northridge Plant | 58422 | 65 | Fuel Cell | California | 0.3 | Dropped - Units whose status does not meet NEEDS criteria
CSU Northridge Plant | 58422 | 67 | Fuel Cell | California | 0.3 | Dropped - Units whose status does not meet NEEDS criteria
CSU Northridge Plant | 58422 | B2PV | Solar PV | California | 0.3 | Dropped - Onsite Unit
CSU Northridge Plant | 58422 | CP1 | Combustion Turbine | California | 0.2 | Dropped - Units whose status does not meet NEEDS criteria
CSU Northridge Plant | 58422 | E6PV | Solar PV | California | 0.1 | Dropped - Onsite Unit
CSU Northridge Plant | 58422 | G6PV | Solar PV | California | 0.7 | Dropped - Units whose status does not meet NEEDS criteria
Fire Island Wind | 58425 | WT1 | Onshore Wind | Alaska | 18 | Dropped - in Alaska or in Hawaii or Puerto Rico
LSU Cogen | 58428 | 1-02 | Combustion Turbine | Louisiana | 19.6 | Dropped - Onsite Unit
ACI Energy Partners LLC | 58442 | GEN1 | Combustion Turbine | New Jersey | 7.2 | Dropped - Units whose status does not meet NEEDS criteria
Mesa Solar Array | 58466 | MSA1 | Solar PV | Arizona | 4 | Dropped - Units whose status does not meet NEEDS criteria
HNL Emergency Power Facility | 58469 | AP1 | Biomass | Hawaii | 2.5 | Dropped - in Alaska or in Hawaii or Puerto Rico
HNL Emergency Power Facility | 58469 | AP2 | Biomass | Hawaii | 2.5 | Dropped - in Alaska or in Hawaii or Puerto Rico
HNL Emergency Power Facility | 58469 | AP3 | Biomass | Hawaii | 2.5 | Dropped - in Alaska or in Hawaii or Puerto Rico
HNL Emergency Power Facility | 58469 | AP4 | Biomass | Hawaii | 2.5 | Dropped - in Alaska or in Hawaii or Puerto Rico
Montefieor Medical Center Moses Division | 58507 | EMG01 | Combustion Turbine | New York | 1 | Dropped - Onsite Unit
Montefieor Medical Center Moses Division | 58507 | EMG02 | Combustion Turbine | New York | 0.6 | Dropped - Onsite Unit
Montefieor Medical Center Moses Division | 58507 | EMG03 | Combustion Turbine | New York | 0.6 | Dropped - Onsite Unit
Montefieor Medical Center Moses Division | 58507 | EMG04 | Combustion Turbine | New York | 0.5 | Dropped - Onsite Unit
Montefieor Medical Center Moses Division | 58507 | EMG05 | Combustion Turbine | New York | 0.5 | Dropped - Onsite Unit
Montefieor Medical Center Moses Division | 58507 | EMG06 | Combustion Turbine | New York | 0.3 | Dropped - Onsite Unit
Montefieor Medical Center Moses Division | 58507 | EMG07 | Combustion Turbine | New York | 0.2 | Dropped - Onsite Unit
Montefieor Medical Center Moses Division | 58507 | EMG08 | Combustion Turbine | New York | 0.2 | Dropped - Onsite Unit
Montefieor Medical Center Moses Division | 58507 | EMG09 | Combustion Turbine | New York | 2 | Dropped - Onsite Unit
Montefieor Medical Center Moses Division | 58507 | EMG10 | Combustion Turbine | New York | 2 | Dropped - Onsite Unit
Montefieor Medical Center Moses Division | 58507 | ES006 | Combustion Turbine | New York | 4.8 | Dropped - Onsite Unit
Montefieor Medical Center Moses Division | 58507 | S0001 | Combustion Turbine | New York | 1.2 | Dropped - Onsite Unit
Montefieor Medical Center Moses Division | 58507 | S0002 | Combustion Turbine | New York | 1.2 | Dropped - Onsite Unit
Montefieor Medical Center Moses Division | 58507 | S0003 | Combustion Turbine | New York | 1.2 | Dropped - Onsite Unit
Delta Wind Farm | 58511 | EWT1 | Onshore Wind | Alaska | 0.9 | Dropped - in Alaska or in Hawaii or Puerto Rico
Delta Wind Farm | 58511 | EWT2 | Onshore Wind | Alaska | 0.9 | Dropped - in Alaska or in Hawaii or Puerto Rico
Delta Wind Farm | 58511 | NW1 | Onshore Wind | Alaska | 0.1 | Dropped - in Alaska or in Hawaii or Puerto Rico
WSACC Power Generation Facility | 58518 | 1 | Non-Fossil Waste | North Carolina | 0.8 | Dropped - Units whose status does not meet NEEDS criteria
Port Allen Solar | 58549 | 1 | Solar PV | Hawaii | 6 | Dropped - in Alaska or in Hawaii or Puerto Rico
Oshkosh Foundation Rosedale Biodigester LLC | 58555 | 95100 | Non-Fossil Waste | Wisconsin | 1.4 | Dropped - Units whose status does not meet NEEDS criteria
Princeton University Cogeneration | 58584 | GT1 | Combustion Turbine | New Jersey | 15.5 | Dropped - Onsite Unit
Princeton University Cogeneration | 58584 | PV1 | Solar PV | New Jersey | 4.5 | Dropped - Onsite Unit
Sierra Nevada Brewing Co Hybrid | 58585 | BESS | Energy Storage | California | 0.5 | Dropped - Onsite Unit
Sierra Nevada Brewing Co Hybrid | 58585 | COGN | Combustion Turbine | California | 1.7 | Dropped - Onsite Unit
Sierra Nevada Brewing Co Hybrid | 58585 | FCE | Fuel Cell | California | 1 | Dropped - Units whose status does not meet NEEDS criteria
Sierra Nevada Brewing Co Hybrid | 58585 | SOLR | Solar PV | California | 1.4 | Dropped - Onsite Unit
DGS Central Utility Plant | 58593 | BS1 | Combustion Turbine | California | 0.6 | Dropped - Onsite Unit
DGS Central Utility Plant | 58593 | EM1 | Combustion Turbine | California | 0.4 | Dropped - Onsite Unit
DGS Central Utility Plant | 58593 | STG | O/G Steam | California | 2.9 | Dropped - Onsite Unit
Synata Hugoton | 58613 | STG | O/G Steam | Kansas | 6 | Dropped - Units whose status does not meet NEEDS criteria
Water Reclamation Plant | 58617 | GEN1 | Non-Fossil Waste | Minnesota | 0.3 | Dropped - Onsite Unit
Water Reclamation Plant | 58617 | GEN2 | Non-Fossil Waste | Minnesota | 0.3 | Dropped - Onsite Unit
Santa Rita Jail | 58625 | SRJFC | Fuel Cell | California | 1 | Dropped - Units whose status does not meet NEEDS criteria
Santa Rita Jail | 58625 | SRJPV | Solar PV | California | 0.7 | Dropped - Units whose status does not meet NEEDS criteria
Museum of Science and Industry | 58635 | COGEN | Combustion Turbine | Illinois | 1.7 | Dropped - Onsite Unit
Hardee County Solar Farms 1 LLC | 58637 | HCSF1 | Solar PV | Florida | 20 | Dropped - Units whose status does not meet NEEDS criteria
KRS I Anahola Solar Hybrid | 58639 | ANAPV | Solar PV | Hawaii | 12 | Dropped - in Alaska or in Hawaii or Puerto Rico
KRS I Anahola Solar Hybrid | 58639 | B5B6 | Energy Storage | Hawaii | 6 | Dropped - in Alaska or in Hawaii or Puerto Rico
KRS II Koloa Solar | 58640 | BESS3 | Energy Storage | Hawaii | 1.5 | Dropped - Units whose status does not meet NEEDS criteria
KRS II Koloa Solar | 58640 | KOLPV | Solar PV | Hawaii | 12 | Dropped - in Alaska or in Hawaii or Puerto Rico
Indian River BioEnergy Center | 58648 | ST803 | O/G Steam | Florida | 6.4 | Dropped - Units whose status does not meet NEEDS criteria
Kalaeloa Renewable Energy Park | 58651 | KREP | Solar PV | Hawaii | 5 | Dropped - in Alaska or in Hawaii or Puerto Rico
La Paz Solar Tower | 58652 | 1 | Solar Thermal | Arizona | 200 | Dropped - Units whose status does not meet NEEDS criteria
Waihonu North Solar | 58655 | INV-1 | Solar PV | Hawaii | 0.5 | Dropped - in Alaska or in Hawaii or Puerto Rico
Waihonu North Solar | 58655 | INV10 | Solar PV | Hawaii | 0.5 | Dropped - in Alaska or in Hawaii or Puerto Rico
Waihonu North Solar | 58655 | INV-2 | Solar PV | Hawaii | 0.5 | Dropped - in Alaska or in Hawaii or Puerto Rico
Waihonu North Solar | 58655 | INV-3 | Solar PV | Hawaii | 0.5 | Dropped - in Alaska or in Hawaii or Puerto Rico
Waihonu North Solar | 58655 | INV-4 | Solar PV | Hawaii | 0.5 | Dropped - in Alaska or in Hawaii or Puerto Rico
Waihonu North Solar | 58655 | INV-5 | Solar PV | Hawaii | 0.5 | Dropped - in Alaska or in Hawaii or Puerto Rico
Waihonu North Solar | 58655 | INV-6 | Solar PV | Hawaii | 0.5 | Dropped - in Alaska or in Hawaii or Puerto Rico
Waihonu North Solar | 58655 | INV-7 | Solar PV | Hawaii | 0.5 | Dropped - in Alaska or in Hawaii or Puerto Rico
Waihonu North Solar | 58655 | INV-8 | Solar PV | Hawaii | 0.5 | Dropped - in Alaska or in Hawaii or Puerto Rico
Waihonu North Solar | 58655 | INV-9 | Solar PV | Hawaii | 0.5 | Dropped - in Alaska or in Hawaii or Puerto Rico
Waihonu South Solar | 58656 | INV-1 | Solar PV | Hawaii | 0.5 | Dropped - in Alaska or in Hawaii or Puerto Rico
Waihonu South Solar | 58656 | INV-2 | Solar PV | Hawaii | 0.5 | Dropped - in Alaska or in Hawaii or Puerto Rico
Waihonu South Solar | 58656 | INV-3 | Solar PV | Hawaii | 0.5 | Dropped - in Alaska or in Hawaii or Puerto Rico
Aloha Solar Energy Fund 1 PK1 | 58659 | PK-1 | Solar PV | Hawaii | 5 | Dropped - in Alaska or in Hawaii or Puerto Rico
Mauka FIT One | 58662 | 3501 | Solar PV | Hawaii | 3.5 | Dropped - in Alaska or in Hawaii or Puerto Rico
Frito Lay Incorporated | 58664 | COGEN | Combustion Turbine | Connecticut | 3.6 | Dropped - Onsite Unit
Pearl City Peninsula Solar Park | 58676 | PCPPV | Solar PV | Hawaii | 1 | Dropped - in Alaska or in Hawaii or Puerto Rico
Kapolei Solar Energy Park | 58684 | KSEPV | Solar PV | Hawaii | 1 | Dropped - in Alaska or in Hawaii or Puerto Rico
Paynesville Wind Farm | 58693 | 1 | Onshore Wind | Minnesota | 95 | Dropped - Units whose status does not meet NEEDS criteria
EKS Solar Farm | 58705 | PV1 | Solar PV | Hawaii | 5 | Dropped - Units whose status does not meet NEEDS criteria
Oxbow Creek | 58714 | 1 | Combustion Turbine | Pennsylvania | 6.8 | Dropped - Units whose status does not meet NEEDS criteria
Oxbow Creek | 58714 | 2 | Combustion Turbine | Pennsylvania | 6.8 | Dropped - Units whose status does not meet NEEDS criteria
Oxbow Creek | 58714 | 3 | Combustion Turbine | Pennsylvania | 6.8 | Dropped - Units whose status does not meet NEEDS criteria
Colin Solar | 58723 | PV1 | Solar PV | North Carolina | 4 | Dropped - Units whose status does not meet NEEDS criteria
Duck Solar | 58724 | PV1 | Solar PV | North Carolina | 5 | Dropped - Units whose status does not meet NEEDS criteria
Hawkins Solar | 58727 | PV1 | Solar PV | North Carolina | 5 | Dropped - Units whose status does not meet NEEDS criteria
Katherine Solar | 58728 | PV1 | Solar PV | North Carolina | 5 | Dropped - Units whose status does not meet NEEDS criteria
Lotus Solar | 58729 | PV1 | Solar PV | North Carolina | 4 | Dropped - Units whose status does not meet NEEDS criteria
Austin Solar | 58733 | PV1 | Solar PV | North Carolina | 2 | Dropped - Units whose status does not meet NEEDS criteria
Beth Solar | 58734 | PV1 | Solar PV | North Carolina | 5 | Dropped - Units whose status does not meet NEEDS criteria
Big Boy Solar | 58736 | PV1 | Solar PV | North Carolina | 3 | Dropped - Units whose status does not meet NEEDS criteria
Binks Solar | 58737 | PV1 | Solar PV | North Carolina | 4 | Dropped - Units whose status does not meet NEEDS criteria
Charlie Solar | 58738 | PV1 | Solar PV | North Carolina | 4.5 | Dropped - Units whose status does not meet NEEDS criteria
RJ Solar | 58743 | PV1 | Solar PV | North Carolina | 5 | Dropped - Units whose status does not meet NEEDS criteria
Shadow Solar | 58744 | PV1 | Solar PV | North Carolina | 3 | Dropped - Units whose status does not meet NEEDS criteria
Blue Mountain Wind Farm | 58764 | BM1 | Onshore Wind | Utah | 80 | Dropped - Units whose status does not meet NEEDS criteria
Wake Wind Energy Center | 58766 | 2 | Onshore Wind | Texas | 125 | Dropped - Units whose status does not meet NEEDS criteria
Wake Wind Energy Center | 58766 | 3 | Onshore Wind | Texas | 61.1 | Dropped - Units whose status does not meet NEEDS criteria
Buckeye Wind Energy Center | 58767 | 2 | Onshore Wind | Kansas | 70.3 | Dropped - Units whose status does not meet NEEDS criteria
Buckeye Wind Energy Center | 58767 | 3 | Onshore Wind | Kansas | 105.5 | Dropped - Units whose status does not meet NEEDS criteria
Buckeye Wind Farm | 58776 | 1 | Onshore Wind | Ohio | 99 | Dropped - Units whose status does not meet NEEDS criteria
Coyote Crest Wind Farm | 58778 | 1 | Onshore Wind | Washington | 127.5 | Dropped - Retired/Planned Retirement by 06/2023
Allegany Wind Farm | 58779 | 1 | Onshore Wind | New York | 72.5 | Dropped - Units whose status does not meet NEEDS criteria
Longhorn Holdings | 58781 | PV1 | Solar PV | North Carolina | 5 | Dropped - Units whose status does not meet NEEDS criteria
Hop Bottom | 58800 | 1 | Combustion Turbine | Pennsylvania | 6.8 | Dropped - Units whose status does not meet NEEDS criteria
Hop Bottom | 58800 | 2 | Combustion Turbine | Pennsylvania | 6.8 | Dropped - Units whose status does not meet NEEDS criteria
Hop Bottom | 58800 | 3 | Combustion Turbine | Pennsylvania | 6.8 | Dropped - Units whose status does not meet NEEDS criteria
Hop Bottom | 58800 | GEN1 | Combustion Turbine | Pennsylvania | 4.2 | Dropped - Units whose status does not meet NEEDS criteria
Hop Bottom | 58800 | GEN2 | Combustion Turbine | Pennsylvania | 4.2 | Dropped - Units whose status does not meet NEEDS criteria
Hop Bottom | 58800 | GEN3 | Combustion Turbine | Pennsylvania | 4.2 | Dropped - Units whose status does not meet NEEDS criteria
Hop Bottom | 58800 | GEN4 | Combustion Turbine | Pennsylvania | 4.2 | Dropped - Units whose status does not meet NEEDS criteria
Hop Bottom | 58800 | GEN5 | Combustion Turbine | Pennsylvania | 4.2 | Dropped - Units whose status does not meet NEEDS criteria
McCaskey Solar Farm, LLC | 58804 | INV1 | Solar PV | North Carolina | 0.3 | Dropped - Units whose status does not meet NEEDS criteria
McCaskey Solar Farm, LLC | 58804 | INV2 | Solar PV | North Carolina | 0.3 | Dropped - Units whose status does not meet NEEDS criteria
McCaskey Solar Farm, LLC | 58804 | INV3 | Solar PV | North Carolina | 0.3 | Dropped - Units whose status does not meet NEEDS criteria
McCaskey Solar Farm, LLC | 58804 | INV4 | Solar PV | North Carolina | 0.3 | Dropped - Units whose status does not meet NEEDS criteria
McCaskey Solar Farm, LLC | 58804 | INV5 | Solar PV | North Carolina | 0.3 | Dropped - Units whose status does not meet NEEDS criteria
McCaskey Solar Farm, LLC | 58804 | INV6 | Solar PV | North Carolina | 0.3 | Dropped - Units whose status does not meet NEEDS criteria
McCaskey Solar Farm, LLC | 58804 | INV7 | Solar PV | North Carolina | 0.3 | Dropped - Units whose status does not meet NEEDS criteria
McCaskey Solar Farm, LLC | 58804 | INV8 | Solar PV | North Carolina | 0.3 | Dropped - Units whose status does not meet NEEDS criteria
Alpaca | 58813 | GEN1 | Combustion Turbine | Pennsylvania | 4.2 | Dropped - Units whose status does not meet NEEDS criteria
Alpaca | 58813 | GEN2 | Combustion Turbine | Pennsylvania | 4.2 | Dropped - Units whose status does not meet NEEDS criteria
Alpaca | 58813 | GEN3 | Combustion Turbine | Pennsylvania | 4.2 | Dropped - Units whose status does not meet NEEDS criteria
Alpaca | 58813 | GEN4 | Combustion Turbine | Pennsylvania | 4.2 | Dropped - Units whose status does not meet NEEDS criteria
Alpaca | 58813 | GEN5 | Combustion Turbine | Pennsylvania | 4.2 | Dropped - Units whose status does not meet NEEDS criteria
Bayles | 58816 | 1 | Combustion Turbine | Pennsylvania | 6.8 | Dropped - Units whose status does not meet NEEDS criteria
Bayles | 58816 | 2 | Combustion Turbine | Pennsylvania | 6.8 | Dropped - Units whose status does not meet NEEDS criteria
Bayles | 58816 | 3 | Combustion Turbine | Pennsylvania | 6.8 | Dropped - Units whose status does not meet NEEDS criteria
Bayles | 58816 | GEN1 | Combustion Turbine | Pennsylvania | 4.2 | Dropped - Units whose status does not meet NEEDS criteria
Bayles | 58816 | GEN2 | Combustion Turbine | Pennsylvania | 4.2 | Dropped - Units whose status does not meet NEEDS criteria
Bayles | 58816 | GEN3 | Combustion Turbine | Pennsylvania | 4.2 | Dropped - Units whose status does not meet NEEDS criteria
Bayles | 58816 | GEN4 | Combustion Turbine | Pennsylvania | 4.2 | Dropped - Units whose status does not meet NEEDS criteria
Bayles | 58816 | GEN5 | Combustion Turbine | Pennsylvania | 4.2 | Dropped - Units whose status does not meet NEEDS criteria
Kelly | 58817 | GEN1 | Combustion Turbine | Pennsylvania | 3 | Dropped - Units whose status does not meet NEEDS criteria
Kelly | 58817 | GEN2 | Combustion Turbine | Pennsylvania | 3 | Dropped - Units whose status does not meet NEEDS criteria
Milan | 58818 | GEN1 | Combustion Turbine | Pennsylvania | 4.2 | Dropped - Units whose status does not meet NEEDS criteria
Milan | 58818 | GEN2 | Combustion Turbine | Pennsylvania | 4.2 | Dropped - Units whose status does not meet NEEDS criteria
Milan | 58818 | GEN3 | Combustion Turbine | Pennsylvania | 4.2 | Dropped - Units whose status does not meet NEEDS criteria
Milan | 58818 | GEN4 | Combustion Turbine | Pennsylvania | 4.2 | Dropped - Units whose status does not meet NEEDS criteria
Milan | 58818 | GEN5 | Combustion Turbine | Pennsylvania | 4.2 | Dropped - Units whose status does not meet NEEDS criteria
Red Glen | 58819 | GEN1 | Combustion Turbine | Pennsylvania | 4.2 | Dropped - Units whose status does not meet NEEDS criteria
Red Glen | 58819 | GEN2 | Combustion Turbine | Pennsylvania | 4.2 | Dropped - Units whose status does not meet NEEDS criteria
Red Glen | 58819 | GEN3 | Combustion Turbine | Pennsylvania | 4.2 | Dropped - Units whose status does not meet NEEDS criteria
Red Glen | 58819 | GEN4 | Combustion Turbine | Pennsylvania | 4.2 | Dropped - Units whose status does not meet NEEDS criteria
Red Glen | 58819 | GEN5 | Combustion Turbine | Pennsylvania | 4.2 | Dropped - Units whose status does not meet NEEDS criteria
Shippenville | 58820 | GEN1 | Combustion Turbine | Pennsylvania | 4.2 | Dropped - Units whose status does not meet NEEDS criteria
Shippenville | 58820 | GEN2 | Combustion Turbine | Pennsylvania | 4.2 | Dropped - Units whose status does not meet NEEDS criteria
Shippenville | 58820 | GEN3 | Combustion Turbine | Pennsylvania | 4.2 | Dropped - Units whose status does not meet NEEDS criteria
Shippenville | 58820 | GEN4 | Combustion Turbine | Pennsylvania | 4.4 | Dropped - Units whose status does not meet NEEDS criteria
Shippenville | 58820 | GEN5 | Combustion Turbine | Pennsylvania | 4.2 | Dropped - Units whose status does not meet NEEDS criteria
Florey Knobb | 58821 | 1 | Combustion Turbine | Pennsylvania | 6.8 | Dropped - Units whose status does not meet NEEDS criteria
Florey Knobb | 58821 | 2 | Combustion Turbine | Pennsylvania | 6.8 | Dropped - Units whose status does not meet NEEDS criteria
Florey Knobb | 58821 | 3 | Combustion Turbine | Pennsylvania | 6.8 | Dropped - Units whose status does not meet NEEDS criteria
Florey Knobb | 58821 | GEN1 | Combustion Turbine | Pennsylvania | 4.2 | Dropped - Units whose status does not meet NEEDS criteria
Florey Knobb | 58821 | GEN2 | Combustion Turbine | Pennsylvania | 4.2 | Dropped - Units whose status does not meet NEEDS criteria
Florey Knobb | 58821 | GEN3 | Combustion Turbine | Pennsylvania | 4.2 | Dropped - Units whose status does not meet NEEDS criteria
Florey Knobb | 58821 | GEN4 | Combustion Turbine | Pennsylvania | 4.2 | Dropped - Units whose status does not meet NEEDS criteria
Florey Knobb | 58821 | GEN5 | Combustion Turbine | Pennsylvania | 4.2 | Dropped - Units whose status does not meet NEEDS criteria
AES ES Tait | 58826 | TTES | Energy Storage | Ohio | 20 | Dropped - Units whose status does not meet NEEDS criteria
Flannagan Hydroelectric Project | 58827 | LEFT | Hydro | Virginia | 0.4 | Dropped - Units whose status does not meet NEEDS criteria
Flannagan Hydroelectric Project | 58827 | LEFT1 | Hydro | Virginia | 0.4 | Dropped - Units whose status does not meet NEEDS criteria
Flannagan Hydroelectric Project | 58827 | LEFT2 | Hydro | Virginia | 0.4 | Dropped - Units whose status does not meet NEEDS criteria
Flannagan Hydroelectric Project | 58827 | RGHT | Hydro | Virginia | 0.4 | Dropped - Units whose status does not meet NEEDS criteria
Na Pua Makani Wind Project | 58837 | WT1 | Onshore Wind | Hawaii | 25 | Dropped - in Alaska or in Hawaii or Puerto Rico
South Dunes Power Plant | 58841 | CT-1 | Combined Cycle | Oregon | 47.2 | Dropped - Units whose status does not meet NEEDS criteria
South Dunes Power Plant | 58841 | CT-2 | Combined Cycle | Oregon | 47.2 | Dropped - Units whose status does not meet NEEDS criteria
South Dunes Power Plant | 58841 | CT-3 | Combined Cycle | Oregon | 47.2 | Dropped - Units whose status does not meet NEEDS criteria
South Dunes Power Plant | 58841 | CT-4 | Combined Cycle | Oregon | 47.2 | Dropped - Units whose status does not meet NEEDS criteria
South Dunes Power Plant | 58841 | CT-5 | Combined Cycle | Oregon | 47.2 | Dropped - Units whose status does not meet NEEDS criteria
South Dunes Power Plant | 58841 | CT-6 | Combined Cycle | Oregon | 47.2 | Dropped - Units whose status does not meet NEEDS criteria
South Dunes Power Plant | 58841 | ST-1 | Combined Cycle | Oregon | 50 | Dropped - Units whose status does not meet NEEDS criteria
South Dunes Power Plant | 58841 | ST-2 | Combined Cycle | Oregon | 50 | Dropped - Units whose status does not meet NEEDS criteria
Greenville Farm 2 | 58850 | 1 | Solar PV | North Carolina | 3 | Dropped - Units whose status does not meet NEEDS criteria
Mayodan Farm | 58852 | 1 | Solar PV | North Carolina | 5 | Dropped - Units whose status does not meet NEEDS criteria
Ostrich Farm | 58857 | 1 | Solar PV | North Carolina | 5 | Dropped - Units whose status does not meet NEEDS criteria
Peanut Farm | 58858 | 1 | Solar PV | North Carolina | 1.8 | Dropped - Units whose status does not meet NEEDS criteria
Enfield Farm | 58860 | 1 | Solar PV | North Carolina | 5 | Dropped - Units whose status does not meet NEEDS criteria
Chatham Park Solar Farm | 58869 | 1 | Solar PV | North Carolina | 20 | Dropped - Units whose status does not meet NEEDS criteria
Frederick-Carroll County Renewable Waste | 58875 | GEN1 | Municipal Solid Waste | Maryland | 47 | Dropped - Units whose status does not meet NEEDS criteria
CPV Smyth Generation Company LLC | 58878 | 1 | Combined Cycle | Virginia | 989 | Dropped - Units whose status does not meet NEEDS criteria
White Camp Solar | 58888 | WCAMP | Solar PV | Texas | 100 | Dropped - Units whose status does not meet NEEDS criteria
Summit Ridge I Wind Farm | 58894 | SRWF | Onshore Wind | Oregon | 192 | Dropped - Units whose status does not meet NEEDS criteria
Stargate Point Comfort | 58895 | STAR1 | Combustion Turbine | Texas | 232 | Dropped - Units whose status does not meet NEEDS criteria
CPV Pondera King Energy Center | 58910 | CC | Combined Cycle | Texas | 836 | Dropped - Units whose status does not meet NEEDS criteria
4001 and 2510 ClearVista Solar and Wind | 58922 | CVPV | Solar PV | California | 5 | Dropped - Units whose status does not meet NEEDS criteria
4001 and 2510 ClearVista Solar and Wind | 58922 | CVWT | Onshore Wind | California | 19.5 | Dropped - Units whose status does not meet NEEDS criteria
Missouri S&T - Power Plant | 58923 | 1000 | Combustion Turbine | Missouri | 1 | Dropped - Units whose status does not meet NEEDS criteria
Missouri S&T - Power Plant | 58923 | 500K | Coal Steam | Missouri | 0.2 | Dropped - Units whose status does not meet NEEDS criteria
Sangamon Wind Two LLC | 58926 | SAN2 | Onshore Wind | Illinois | 100 | Dropped - Units whose status does not meet NEEDS criteria
Trishe Wind Colorado | 58928 | 1 | Onshore Wind | Colorado | 30 | Dropped - Units whose status does not meet NEEDS criteria
FGE Texas I | 58931 | CA1 | Combined Cycle | Texas | 249.9 | Dropped - Units whose status does not meet NEEDS criteria
FGE Texas I | 58931 | GT1 | Combined Cycle | Texas | 226.7 | Dropped - Units whose status does not meet NEEDS criteria
FGE Texas I | 58931 | GT2 | Combined Cycle | Texas | 226.7 | Dropped - Units whose status does not meet NEEDS criteria
Woodville Renewable Power Project | 58944 | G1 | Biomass | Texas | 46.5 | Dropped - Units whose status does not meet NEEDS criteria
Bristol Myers Squibb Wallingford | 58948 | DG12 | Combustion Turbine | Connecticut | 0.8 | Dropped - Units whose status does not meet NEEDS criteria
Bristol Myers Squibb Wallingford | 58948 | DG3 | Combustion Turbine | Connecticut | 1.8 | Dropped - Units whose status does not meet NEEDS criteria
Bristol Myers Squibb Wallingford | 58948 | SOL | Combustion Turbine | Connecticut | 4.6 | Dropped - Units whose status does not meet NEEDS criteria
Sibley Wind | 58950 | SW-1 | Onshore Wind | Minnesota | 19.5 | Dropped - Units whose status does not meet NEEDS criteria
Laguna Water Reclamation Facility | 58960 | S200 | Non-Fossil Waste | California | 1.1 | Dropped - Onsite Unit
Laguna Water Reclamation Facility | 58960 | S201 | Non-Fossil Waste | California | 1.1 | Dropped - Onsite Unit
Laguna Water Reclamation Facility | 58960 | S202 | Non-Fossil Waste | California | 1.1 | Dropped - Onsite Unit
Laguna Water Reclamation Facility | 58960 | S203 | Non-Fossil Waste | California | 1.1 | Dropped - Onsite Unit
IDE 1 LLC | 58967 | UNIT1 | Non-Fossil Waste | Idaho | 0.8 | Dropped - Units whose status does not meet NEEDS criteria
IDE 1 LLC | 58967 | UNIT2 | Non-Fossil Waste | Idaho | 0.8 | Dropped - Units whose status does not meet NEEDS criteria
IDE 1 LLC | 58967 | UNIT3 | Non-Fossil Waste | Idaho | 0.8 | Dropped - Units whose status does not meet NEEDS criteria
IDE 2 LLC | 58968 | UNIT1 | Non-Fossil Waste | Idaho | 1.5 | Dropped - Units whose status does not meet NEEDS criteria
IDE 2 LLC | 58968 | UNIT2 | Non-Fossil Waste | Idaho | 1.5 | Dropped - Units whose status does not meet NEEDS criteria
IDE 2 LLC | 58968 | UNIT3 | Non-Fossil Waste | Idaho | 1.5 | Dropped - Units whose status does not meet NEEDS criteria
IDE 3 LLC | 58969 | UNIT1 | Non-Fossil Waste | Idaho | 0.8 | Dropped - Units whose status does not meet NEEDS criteria
IDE 3 LLC | 58969 | UNIT2 | Non-Fossil Waste | Idaho | 0.8 | Dropped - Units whose status does not meet NEEDS criteria
IDE 4 LLC | 58970 | UNIT1 | Non-Fossil Waste | Idaho | 1.1 | Dropped - Units whose status does not meet NEEDS criteria
IDE 4 LLC | 58970 | UNIT2 | Non-Fossil Waste | Idaho | 1.1 | Dropped - Units whose status does not meet NEEDS criteria
IDE 4 LLC | 58970 | UNIT3 | Non-Fossil Waste | Idaho | 1.1 | Dropped - Units whose status does not meet NEEDS criteria
California Dairy Energy I LLC | 58971 | UNIT1 | Non-Fossil Waste | California | 1.1 | Dropped - Units whose status does not meet NEEDS criteria
California Dairy Energy I LLC | 58971 | UNIT2 | Non-Fossil Waste | California | 1.1 | Dropped - Units whose status does not meet NEEDS criteria
California Dairy Energy I LLC | 58971 | UNIT3 | Non-Fossil Waste | California | 1.1 | Dropped - Units whose status does not meet NEEDS criteria
Sunwind Doyle Wind | 58976 | SNWND | Onshore Wind | Kansas | 200 | Dropped - Units whose status does not meet NEEDS criteria
Whitman | 58977 | WPG-1 | Hydro | Alaska | 3.9 | Dropped - in Alaska or in Hawaii or Puerto Rico
Whitman | 58977 | WPG-2 | Hydro | Alaska | 0.9 | Dropped - in Alaska or in Hawaii or Puerto Rico
Allison Creek Hydro | 58982 | GEN1 | Hydro | Alaska | 6.5 | Dropped - in Alaska or in Hawaii or Puerto Rico
Searchlight Wind | 58988 | 1 | Onshore Wind | Nevada | 200 | Dropped - Units whose status does not meet NEEDS criteria
Eklutna Generation Station | 58989 | EGS01 | Combustion Turbine | Alaska | 16.5 | Dropped - in Alaska or in Hawaii or Puerto Rico
Eklutna Generation Station | 58989 | EGS02 | Combustion Turbine | Alaska | 16.5 | Dropped - in Alaska or in Hawaii or Puerto Rico
Eklutna Generation Station | 58989 | EGS03 | Combustion Turbine | Alaska | 16.5 | Dropped - in Alaska or in Hawaii or Puerto Rico
Eklutna Generation Station | 58989 | EGS04 | Combustion Turbine | Alaska | 16.5 | Dropped - in Alaska or in Hawaii or Puerto Rico
Eklutna Generation Station | 58989 | EGS05 | Combustion Turbine | Alaska | 16.5 | Dropped - in Alaska or in Hawaii or Puerto Rico
Eklutna Generation Station | 58989 | EGS06 | Combustion Turbine | Alaska | 16.5 | Dropped - in Alaska or in Hawaii or Puerto Rico
Eklutna Generation Station | 58989 | EGS07 | Combustion Turbine | Alaska | 16.5 | Dropped - in Alaska or in Hawaii or Puerto Rico
Eklutna Generation Station | 58989 | EGS08 | Combustion Turbine | Alaska | 16.5 | Dropped - in Alaska or in Hawaii or Puerto Rico
Eklutna Generation Station | 58989 | EGS09 | Combustion Turbine | Alaska | 16.5 | Dropped - in Alaska or in Hawaii or Puerto Rico
Eklutna Generation Station | 58989 | EGS10 | Combustion Turbine | Alaska | 16.5 | Dropped - in Alaska or in Hawaii or Puerto Rico
Mustang Run Wind Project LLC | 59000 | MRWP | Onshore Wind | Oklahoma | 136 | Dropped - Units whose status does not meet NEEDS criteria
Carlsbad Energy Center | 59002 | CEC11 | Combustion Turbine | California | 105.5 | Dropped - Units whose status does not meet NEEDS criteria
Mariah East | 59006 | MARN | Onshore Wind | Texas | 152.5 | Dropped - Units whose status does not meet NEEDS criteria
Mariah South | 59007 | MAR S | Onshore Wind | Texas | 210.4 | Dropped - Units whose status does not meet NEEDS criteria
Southbridge Landfill Gas-to-Energy | 59011 | CAT2 | Landfill Gas | Massachusetts | 1.5 | Dropped - Units whose status does not meet NEEDS criteria
Maverick Solar | 59016 | GEN 1 | Solar PV | North Carolina | 3 | Dropped - Units whose status does not meet NEEDS criteria
Mahoney Lake Hydroelectric | 59027 | GEN 1 | Hydro | Alaska | 9.6 | Dropped - Units whose status does not meet NEEDS criteria
Biomass to Energy Facility, Kauai | 59035 | MKA1 | Biomass | Hawaii | 7.5 | Dropped - in Alaska or in Hawaii or Puerto Rico
Biomass to Energy Facility, Kauai | 59035 | XKA1 | Combustion Turbine | Hawaii | 0.5 | Dropped - in Alaska or in Hawaii or Puerto Rico
Biomass to Energy Facility, Kauai | 59035 | XKA2 | Combustion Turbine | Hawaii | 0.5 | Dropped - in Alaska or in Hawaii or Puerto Rico
Onslow Energy | 59036 | GEN 1 | Solar PV | North Carolina | 1.5 | Dropped - Units whose status does not meet NEEDS criteria
Hiilangaay Hydro | 59037 | GEN 1 | Hydro | Alaska | 5 | Dropped - in Alaska or in Hawaii or Puerto Rico
Watkins Glen Wind Energy Center | 59041 | WGWEC | Onshore Wind | New York | 80 | Dropped - Units whose status does not meet NEEDS criteria
Vici Wind Farm | 59062 | VICI | Onshore Wind | Oklahoma | 180 | Dropped - Units whose status does not meet NEEDS criteria
Stella Wind Farm II | 59064 | WT1 | Onshore Wind | Texas | 200 | Dropped - Units whose status does not meet NEEDS criteria
Grandview Wind Farm III LLC | 59067 | GVIII | Onshore Wind | Texas | 188 | Dropped - Units whose status does not meet NEEDS criteria
Wildcat Wind Farm II LLC` | 59069 | WCII | Onshore Wind | Indiana | 210 | Dropped - Units whose status does not meet NEEDS criteria
Braddock Lock and Dam | 59091 | GEN1 | Hydro | Pennsylvania | 5.3 | Dropped - Units whose status does not meet NEEDS criteria
Dobbins Mill Farm | 59101 | 1 | Solar PV | North Carolina | 5 | Dropped - Units whose status does not meet NEEDS criteria
Gantt Farm | 59104 | 1 | Solar PV | North Carolina | 74.8 | Dropped - Units whose status does not meet NEEDS criteria
Roady Lane Farm LLC | 59108 | 1 | Solar PV | North Carolina | 74.8 | Dropped - Units whose status does not meet NEEDS criteria
Front Range Project | 59143 | FR-2 | Landfill Gas | Colorado | 1.5 | Dropped - Units whose status does not meet NEEDS criteria
Tower Solar Center LLC | 59159 | TSC 1 | Solar PV | North Carolina | 5 | Dropped - Units whose status does not meet NEEDS criteria
Pinewood Solar Center LLC | 59160 | PSC 1 | Solar PV | North Carolina | 5 | Dropped - Units whose status does not meet NEEDS criteria
Lake Solar Center LLC | 59161 | LSC 1 | Solar PV | North Carolina | 5 | Dropped - Units whose status does not meet NEEDS criteria
Mason Solar Center LLC | 59165 | MSC 1 | Solar PV | North Carolina | 15.3 | Dropped - Units whose status does not meet NEEDS criteria
Portable Generator 1 | 59196 | IC1 | Combustion Turbine | North Dakota | 2 | Dropped - Units whose status does not meet NEEDS criteria
Sonoran West Solar EGS | 59202 | 1 | Solar PV | California | 540 | Dropped - Units whose status does not meet NEEDS criteria
Faison Farm | 59208 | PV1 | Solar PV | North Carolina | 5 | Dropped - Units whose status does not meet NEEDS criteria
Garland Farm | 59209 | PV1 | Solar PV | North Carolina | 5 | Dropped - Units whose status does not meet NEEDS criteria
Jackson Solar Farm | 59210 | PV1 | Solar PV | North Carolina | 5 | Dropped - Units whose status does not meet NEEDS criteria
Angus Holdings | 59211 | PV1 | Solar PV | North Carolina | 5 | Dropped - Units whose status does not meet NEEDS criteria
Calypso Farm | 59212 | PV1 | Solar PV | North Carolina | 5 | Dropped - Units whose status does not meet NEEDS criteria
Guernsey Holdings | 59214 | PV1 | Solar PV | North Carolina | 5 | Dropped - Units whose status does not meet NEEDS criteria
Hereford Holdings` | 59215 | PV1 | Solar PV | North Carolina | 5 | Dropped - Units whose status does not meet NEEDS criteria
Rhubarb One | 59216 | PV1 | Solar PV | North Carolina | 5 | Dropped - Units whose status does not meet NEEDS criteria
Holger Holdings | 59218 | PV1 | Solar PV | North Carolina | 5 | Dropped - Units whose status does not meet NEEDS criteria
Leonardo Wind 3 LLC | 59229 | WT1 | Onshore Wind | Iowa | 3 | Dropped - Units whose status does not meet NEEDS criteria
Cogeneration 2 | 59233 | CT2 | Combined Cycle | Arizona | 5 | Dropped - Onsite Unit
Hale Community Wind Farm | 59247 | HALE2 | Onshore Wind | Texas | 240 | Dropped - Units whose status does not meet NEEDS criteria
Aragonne Solar LLC | 59252 | PV1 | Solar PV | New Mexico | 38.4 | Dropped - Units whose status does not meet NEEDS criteria
Osprey Point RES | 59255 | 1 | Fossil Waste | Indiana | 3 | Dropped - Units whose status does not meet NEEDS criteria
Osprey Point RES | 59255 | 2 | Fossil Waste | Indiana | 3 | Dropped - Units whose status does not meet NEEDS criteria
Osprey Point RES | 59255 | 3 | Fossil Waste | Indiana | 3 | Dropped - Units whose status does not meet NEEDS criteria
Westside Solar Farm | 59258 | WEST1 | Solar PV | North Carolina | 4 | Dropped - Units whose status does not meet NEEDS criteria
Hidden View Dairy, LLC | 59260 | HV2 | Non-Fossil Waste | Indiana | 0.3 | Dropped - Units whose status does not meet NEEDS criteria
Con Dios Solar 3 | 59263 | COND3 | Solar PV | California | 1.5 | Dropped - Units whose status does not meet NEEDS criteria
Con Dios Solar 11 | 59264 | CON11 | Solar PV | California | 1.5 | Dropped - Units whose status does not meet NEEDS criteria
Green Machine | 59282 | BBX00 | Fuel Cell | Maryland | 1.6 | Dropped - Units whose status does not meet NEEDS criteria
Northwest Ohio Wind | 59296 | NWOH2 | Onshore Wind | Ohio | 100 | Dropped - Units whose status does not meet NEEDS criteria
Pecan Creek Energy Center | 59298 | PCEC1 | Combustion Turbine | Texas | 133 | Dropped - Units whose status does not meet NEEDS criteria
Pecan Creek Energy Center | 59298 | PCEC2 | Combustion Turbine | Texas | 133 | Dropped - Units whose status does not meet NEEDS criteria
Crawford Renewable Energy - Meadville Po | 59307 | MPS | Tires | Pennsylvania | 93.5 | Dropped - Units whose status does not meet NEEDS criteria
Palmer Renewable Energy | 59336 | PRE | Biomass | Massachusetts | 42 | Dropped - Units whose status does not meet NEEDS criteria
Hydrogen Energy California LLC | 59372 | HECA1 | IGCC | California | 413 | Dropped - Units whose status does not meet NEEDS criteria
Broshco Fabricated Products | 59373 | 1 | Combustion Turbine | Ohio | 1.2 | Dropped - Onsite Unit
Broshco Fabricated Products | 59373 | 2 | Combustion Turbine | Ohio | 1.2 | Dropped - Onsite Unit
Broshco Fabricated Products | 59373 | 3 | Combustion Turbine | Ohio | 1.2 | Dropped - Onsite Unit
Broshco Fabricated Products | 59373 | 4 | Combustion Turbine | Ohio | 1.1 | Dropped - Onsite Unit
Helios Plaza CHP Plant | 59378 | GEN1 | Combustion Turbine | Texas | 4.3 | Dropped - Units whose status does not meet NEEDS criteria
The Methodist Hospital, Gas Turbine | 59381 | GT-1 | Combustion Turbine | Texas | 3 | Dropped - Onsite Unit
Great Bay Wind Energy Center | 59385 | GEN1 | Onshore Wind | Maryland | 150 | Dropped - Units whose status does not meet NEEDS criteria
City of Tulare Water Facility | 59395 | C2550 | Non-Fossil Waste | California | 0.4 | Dropped - Units whose status does not meet NEEDS criteria
City of Tulare Water Facility | 59395 | DFC30 | Fuel Cell | California | 1.1 | Dropped - Units whose status does not meet NEEDS criteria
City of Tulare Water Facility | 59395 | PV302 | Solar PV | California | 0.1 | Dropped - Units whose status does not meet NEEDS criteria
City of Tulare Water Facility | 59395 | SC500 | Solar PV | California | 1 | Dropped - Onsite Unit
Amity Energy LLC | 59418 | 1 | Combustion Turbine | Pennsylvania | 6.8 | Dropped - Units whose status does not meet NEEDS criteria
Amity Energy LLC | 59418 | 2 | Combustion Turbine | Pennsylvania | 6.8 | Dropped - Units whose status does not meet NEEDS criteria
Amity Energy LLC | 59418 | 3 | Combustion Turbine | Pennsylvania | 6.8 | Dropped - Units whose status does not meet NEEDS criteria
Amity Energy LLC | 59418 | GEN1 | Combustion Turbine | Pennsylvania | 4.2 | Dropped - Units whose status does not meet NEEDS criteria
Amity Energy LLC | 59418 | GEN2 | Combustion Turbine | Pennsylvania | 4.2 | Dropped - Units whose status does not meet NEEDS criteria
Amity Energy LLC | 59418 | GEN3 | Combustion Turbine | Pennsylvania | 4.2 | Dropped - Units whose status does not meet NEEDS criteria
Amity Energy LLC | 59418 | GEN4 | Combustion Turbine | Pennsylvania | 4.2 | Dropped - Units whose status does not meet NEEDS criteria
Amity Energy LLC | 59418 | GEN5 | Combustion Turbine | Pennsylvania | 4.2 | Dropped - Units whose status does not meet NEEDS criteria
Purdys Run Energy, LLC | 59419 | GEN1 | Combustion Turbine | West Virginia | 4.2 | Dropped - Units whose status does not meet NEEDS criteria
Purdys Run Energy, LLC | 59419 | GEN2 | Combustion Turbine | West Virginia | 4.2 | Dropped - Units whose status does not meet NEEDS criteria
Purdys Run Energy, LLC | 59419 | GEN3 | Combustion Turbine | West Virginia | 4.2 | Dropped - Units whose status does not meet NEEDS criteria
Purdys Run Energy, LLC | 59419 | GEN4 | Combustion Turbine | West Virginia | 4.2 | Dropped - Units whose status does not meet NEEDS criteria
Purdys Run Energy, LLC | 59419 | GEN5 | Combustion Turbine | West Virginia | 4.2 | Dropped - Units whose status does not meet NEEDS criteria
Basswood Energy, LLC | 59420 | GEN1 | Combustion Turbine | Pennsylvania | 4.2 | Dropped - Units whose status does not meet NEEDS criteria
Basswood Energy, LLC | 59420 | GEN2 | Combustion Turbine | Pennsylvania | 4.2 | Dropped - Units whose status does not meet NEEDS criteria
Basswood Energy, LLC | 59420 | GEN3 | Combustion Turbine | Pennsylvania | 4.2 | Dropped - Units whose status does not meet NEEDS criteria
Basswood Energy, LLC | 59420 | GEN4 | Combustion Turbine | Pennsylvania | 4.2 | Dropped - Units whose status does not meet NEEDS criteria
Basswood Energy, LLC | 59420 | GEN5 | Combustion Turbine | Pennsylvania | 4.2 | Dropped - Units whose status does not meet NEEDS criteria
Pacific Rim Dairy Digester | 59447 | 00001 | Non-Fossil Waste | California | 1 | Dropped - Retired/Planned Retirement by 06/2023
Waxdale | 59448 | CGEN1 | Landfill Gas | Wisconsin | 3.5 | Dropped - Onsite Unit
Waxdale | 59448 | CGEN2 | Combustion Turbine | Wisconsin | 3.5 | Dropped - Onsite Unit
Waxdale | 59448 | WEC01 | Onshore Wind | Wisconsin | 1.5 | Dropped - Onsite Unit
Waxdale | 59448 | WEC02 | Onshore Wind | Wisconsin | 1.5 | Dropped - Onsite Unit
East. Michigan Univ. Heating Plant | 59452 | COGEN | Combustion Turbine | Michigan | 4.1 | Dropped - Units whose status does not meet NEEDS criteria
East. Michigan Univ. Heating Plant | 59452 | COGN2 | Combustion Turbine | Michigan | 6.8 | Dropped - Onsite Unit
Albany Medical Ctr Cogen Plant | 59453 | GTG1 | Combustion Turbine | New York | 3.5 | Dropped - Onsite Unit
P Plant | 59456 | P-TG4 | Combustion Turbine | California | 4 | Dropped - Onsite Unit
P Plant | 59456 | P-TG5 | Combustion Turbine | California | 4 | Dropped - Onsite Unit
Q Plant | 59457 | Q-TG1 | Combustion Turbine | California | 4 | Dropped - Onsite Unit
W Plant | 59458 | W-TG1 | Combustion Turbine | California | 4 | Dropped - Onsite Unit
Buckeye Generation Center, LLC | 59471 | CTG01 | Combustion Turbine | Arizona | 104 | Dropped - Units whose status does not meet NEEDS criteria
Buckeye Generation Center, LLC | 59471 | CTG02 | Combustion Turbine | Arizona | 104 | Dropped - Units whose status does not meet NEEDS criteria
Buckeye Generation Center, LLC | 59471 | CTG03 | Combustion Turbine | Arizona | 104 | Dropped - Units whose status does not meet NEEDS criteria
Buckeye Generation Center, LLC | 59471 | CTG04 | Combustion Turbine | Arizona | 104 | Dropped - Units whose status does not meet NEEDS criteria
Buckeye Generation Center, LLC | 59471 | CTG05 | Combustion Turbine | Arizona | 104 | Dropped - Units whose status does not meet NEEDS criteria
Buckeye Generation Center, LLC | 59471 | CTG06 | Combustion Turbine | Arizona | 104 | Dropped - Units whose status does not meet NEEDS criteria
Gateway Energy Center, LLC | 59538 | CT001 | Combined Cycle | New Jersey | 442.8 | Dropped - Units whose status does not meet NEEDS criteria
Clean Fuel Dane Community Digester | 59559 | GEN#1 | Non-Fossil Waste | Wisconsin | 1 | Dropped - Retired/Planned Retirement by 06/2023
Clean Fuel Dane Community Digester | 59559 | GEN#2 | Non-Fossil Waste | Wisconsin | 1 | Dropped - Retired/Planned Retirement by 06/2023
Bradley Farm | 59568 | PV1 | Solar PV | North Carolina | 5 | Dropped - Units whose status does not meet NEEDS criteria
Soy Solar | 59571 | PV1 | Solar PV | North Carolina | 5 | Dropped - Units whose status does not meet NEEDS criteria
North Siler Farm | 59580 | PV1 | Solar PV | North Carolina | 5 | Dropped - Units whose status does not meet NEEDS criteria
Tarboro Farm | 59582 | PV1 | Solar PV | North Carolina | 5 | Dropped - Units whose status does not meet NEEDS criteria
Wommack Farm | 59585 | PV1 | Solar PV | North Carolina | 5 | Dropped - Units whose status does not meet NEEDS criteria
Pit 64 | 59588 | PV1 | Solar PV | North Carolina | 5 | Dropped - Units whose status does not meet NEEDS criteria
Sandy Ridge Solar Farm | 59590 | PV1 | Solar PV | North Carolina | 5 | Dropped - Units whose status does not meet NEEDS criteria
Spring Valley Farm | 59594 | PV1 | Solar PV | North Carolina | 5 | Dropped - Units whose status does not meet NEEDS criteria
Maricopa West Solar 2 | 59608 | MWS2 | Solar PV | California | 20 | Dropped - Units whose status does not meet NEEDS criteria
Maricopa East Solar | 59609 | MES | Solar PV | California | 18 | Dropped - Units whose status does not meet NEEDS criteria
LKL Kingfisher, LLC | 59612 | LKLKF | Solar PV | Florida | 6 | Dropped - Units whose status does not meet NEEDS criteria
Clear Springs Energy Center | 59615 | CTG-1 | Combustion Turbine | Texas | 178 | Dropped - Units whose status does not meet NEEDS criteria
Clear Springs Energy Center | 59615 | CTG-2 | Combustion Turbine | Texas | 177 | Dropped - Units whose status does not meet NEEDS criteria
Clear Springs Energy Center | 59615 | CTG-3 | Combustion Turbine | Texas | 177 | Dropped - Units whose status does not meet NEEDS criteria
Union Valley Energy Center | 59616 | CTG-1 | Combustion Turbine | Texas | 178 | Dropped - Units whose status does not meet NEEDS criteria
Union Valley Energy Center | 59616 | CTG-2 | Combustion Turbine | Texas | 178 | Dropped - Units whose status does not meet NEEDS criteria
Union Valley Energy Center | 59616 | CTG-3 | Combustion Turbine | Texas | 178 | Dropped - Units whose status does not meet NEEDS criteria
Van Alstyne Energy Center | 59617 | CTG-1 | Combustion Turbine | Texas | 177 | Dropped - Units whose status does not meet NEEDS criteria
Van Alstyne Energy Center | 59617 | CTG-2 | Combustion Turbine | Texas | 177 | Dropped - Units whose status does not meet NEEDS criteria
Van Alstyne Energy Center | 59617 | CTG-3 | Combustion Turbine | Texas | 177 | Dropped - Units whose status does not meet NEEDS criteria
Jamesville Solar | 59640 | 5MWPV | Solar PV | North Carolina | 5 | Dropped - Units whose status does not meet NEEDS criteria
Weldon Solar | 59644 | 5MWPV | Solar PV | North Carolina | 5 | Dropped - Units whose status does not meet NEEDS criteria
Mattawoman Energy Center | 59662 | CGT11 | Combined Cycle | Maryland | 286 | Dropped - Units whose status does not meet NEEDS criteria
Mattawoman Energy Center | 59662 | CGT12 | Combined Cycle | Maryland | 286 | Dropped - Units whose status does not meet NEEDS criteria
Mattawoman Energy Center | 59662 | STG11 | Combined Cycle | Maryland | 436 | Dropped - Units whose status does not meet NEEDS criteria
Innovative Solar 53 | 59668 | IS053 | Solar PV | North Carolina | 40 | Dropped - Units whose status does not meet NEEDS criteria
Innovative Solar 33 | 59672 | IS033 | Solar PV | North Carolina | 30.5 | Dropped - Units whose status does not meet NEEDS criteria
Innovative Solar 38 | 59674 | IS038 | Solar PV | North Carolina | 34 | Dropped - Units whose status does not meet NEEDS criteria
Innovative Solar 68 | 59679 | IS068 | Solar PV | North Carolina | 48.3 | Dropped - Units whose status does not meet NEEDS criteria
Innovative Solar 71 | 59680 | IS071 | Solar PV | North Carolina | 5 | Dropped - Units whose status does not meet NEEDS criteria
Innovative Solar 72 | 59681 | IS072 | Solar PV | North Carolina | 33.5 | Dropped - Units whose status does not meet NEEDS criteria
NBC Field's Point Wind Farm | 59692 | FPWTG | Onshore Wind | Rhode Island | 4.5 | Dropped - Onsite Unit
Pocatello Solar | 59696 | PAPV1 | Solar PV | Idaho | 20 | Dropped - Units whose status does not meet NEEDS criteria
Clark 1 Solar | 59697 | CSPV1 | Solar PV | Idaho | 71 | Dropped - Units whose status does not meet NEEDS criteria
Clark 2 Solar | 59698 | CSPV2 | Solar PV | Idaho | 20 | Dropped - Units whose status does not meet NEEDS criteria
Clark 3 Solar | 59699 | CSPV3 | Solar PV | Idaho | 30 | Dropped - Units whose status does not meet NEEDS criteria
Clark 4 Solar | 59700 | CSPV4 | Solar PV | Idaho | 20 | Dropped - Units whose status does not meet NEEDS criteria
Subase Microgrid Project | 59701 | SMP1 | Combustion Turbine | Connecticut | 3.7 | Dropped - Units whose status does not meet NEEDS criteria
Subase Microgrid Project | 59701 | SMP2 | Combustion Turbine | Connecticut | 3.7 | Dropped - Units whose status does not meet NEEDS criteria
Subase Microgrid Project | 59701 | SMP3 | Combustion Turbine | Connecticut | 2 | Dropped - Units whose status does not meet NEEDS criteria
Subase Microgrid Project | 59701 | SMP4 | Combustion Turbine | Connecticut | 2 | Dropped - Units whose status does not meet NEEDS criteria
Aulander Solar | 59707 | 5MWPV | Solar PV | North Carolina | 5 | Dropped - Units whose status does not meet NEEDS criteria
Neches Station, LLC | 59716 | CTG1 | Combustion Turbine | Texas | 223 | Dropped - Units whose status does not meet NEEDS criteria
Neches Station, LLC | 59716 | CTG2 | Combustion Turbine | Texas | 223 | Dropped - Units whose status does not meet NEEDS criteria
Framingham State University Plant | 59717 | MSC | Combustion Turbine | Massachusetts | 0.3 | Dropped - Units whose status does not meet NEEDS criteria
Moundsville Power | 59720 | MPCA1 | Combined Cycle | West Virginia | 319 | Dropped - Units whose status does not meet NEEDS criteria
Moundsville Power | 59720 | MPCT1 | Combined Cycle | West Virginia | 177.3 | Dropped - Units whose status does not meet NEEDS criteria
Moundsville Power | 59720 | MPCT2 | Combined Cycle | West Virginia | 177.3 | Dropped - Units whose status does not meet NEEDS criteria
BlueWave Capital-Mattapoisett (SREC II) | 59753 | 1 | Solar PV | Massachusetts | 4.5 | Dropped - Units whose status does not meet NEEDS criteria
Mud Springs Wind Project, LLC | 59756 | 1 | Onshore Wind | Montana | 80 | Dropped - Units whose status does not meet NEEDS criteria
Horse Thief Wind Project, LLC | 59758 | 1 | Onshore Wind | Montana | 80 | Dropped - Units whose status does not meet NEEDS criteria
Heartland Community College | 59776 | T01 | Onshore Wind | Illinois | 1.7 | Dropped - Onsite Unit
Waynoka Gas Processing Plant | 59782 | G1 | Combustion Turbine | Oklahoma | 1.3 | Dropped - Onsite Unit
Waynoka Gas Processing Plant | 59782 | G2 | Combustion Turbine | Oklahoma | 1.3 | Dropped - Onsite Unit
Waynoka Gas Processing Plant | 59782 | G3 | Combustion Turbine | Oklahoma | 1.3 | Dropped - Onsite Unit
Cabin Creek Renewable Energy Station | 59791 | 1 | Landfill Gas | Indiana | 1.9 | Dropped - Units whose status does not meet NEEDS criteria
Cabin Creek Renewable Energy Station | 59791 | 2 | Landfill Gas | Indiana | 1.9 | Dropped - Units whose status does not meet NEEDS criteria
Industrial Plant | 59793 | 15 | Combustion Turbine | Alaska | 23.5 | Dropped - in Alaska or in Hawaii or Puerto Rico
Foothill Solar Project | 59799 | W4528 | Solar PV | California | 1.1 | Dropped - Units whose status does not meet NEEDS criteria
Black Oak Wind Farm | 59813 | NA | Onshore Wind | New York | 16.1 | Dropped - Units whose status does not meet NEEDS criteria
Westminster Place | 59830 | GEN1 | Combustion Turbine | Illinois | 2.4 | Dropped - Units whose status does not meet NEEDS criteria
Caprock Solar 2 LLC | 59846 | PV1 | Solar PV | New Mexico | 30 | Dropped - Units whose status does not meet NEEDS criteria
Texas Clean Energy Project | 59859 | TCE1A | Fossil Waste | Texas | 274 | Dropped - Units whose status does not meet NEEDS criteria
Texas Clean Energy Project | 59859 | TCE1B | Fossil Waste | Texas | 126 | Dropped - Units whose status does not meet NEEDS criteria
Thermo Solar PV-01 | 59883 | SOLAR | Solar PV | Utah | 2.9 | Dropped - Units whose status does not meet NEEDS criteria
Great Lakes Central Power Plant | 59884 | GTG-1 | Combustion Turbine | Illinois | 4.5 | Dropped - Units whose status does not meet NEEDS criteria
Great Lakes Central Power Plant | 59884 | GTG-2 | Combustion Turbine | Illinois | 4.5 | Dropped - Units whose status does not meet NEEDS criteria
Great Lakes Central Power Plant | 59884 | STG-1 | O/G Steam | Illinois | 0.5 | Dropped - Units whose status does not meet NEEDS criteria
Great Lakes Central Power Plant | 59884 | STG-2 | O/G Steam | Illinois | 0.5 | Dropped - Units whose status does not meet NEEDS criteria
Little Bear Solar 2, LLC | 59885 | GEN01 | Solar PV | California | 20 | Dropped - Units whose status does not meet NEEDS criteria
Poplars Ranch Solar LLC | 59890 | GEN | Solar PV | Oregon | 16 | Dropped - Units whose status does not meet NEEDS criteria
Hopeful Solar LLC | 59892 | GEN | Solar PV | Georgia | 20.7 | Dropped - Units whose status does not meet NEEDS criteria
Louisburg Solar | 59895 | 5MWPV | Solar PV | North Carolina | 5 | Dropped - Units whose status does not meet NEEDS criteria
Black Fork Wind Energy Project | 59907 | GEN | Onshore Wind | Ohio | 200 | Dropped - Units whose status does not meet NEEDS criteria
Middlesex Energy Center LLC | 59909 | CT001 | Combined Cycle | New Jersey | 570 | Dropped - Units whose status does not meet NEEDS criteria
Rockwood Energy Center LLC | 59918 | ROCKW | Combined Cycle | Texas | 1068 | Dropped - Units whose status does not meet NEEDS criteria
Smithfield Solar LLC | 59920 | 5MWPV | Solar PV | North Carolina | 5 | Dropped - Units whose status does not meet NEEDS criteria
South Campus Solar | 59922 | G1789 | Solar PV | Delaware | 1.3 | Dropped - Onsite Unit
South Campus Solar | 59922 | GA500 | Solar PV | Delaware | 0.5 | Dropped - Onsite Unit
South Campus Solar | 59922 | SG333 | Solar PV | Delaware | 0.3 | Dropped - Units whose status does not meet NEEDS criteria
South Campus Solar | 59922 | SG500 | Solar PV | Delaware | 0.5 | Dropped - Units whose status does not meet NEEDS criteria
Pinecrest Energy Center | 59923 | CTG-1 | Combined Cycle | Texas | 229 | Dropped - Units whose status does not meet NEEDS criteria
Pinecrest Energy Center | 59923 | CTG-2 | Combined Cycle | Texas | 229 | Dropped - Units whose status does not meet NEEDS criteria
Pinecrest Energy Center | 59923 | STG | Combined Cycle | Texas | 289 | Dropped - Units whose status does not meet NEEDS criteria
La Paloma Energy Center | 59924 | CTG-1 | Combined Cycle | Texas | 211.5 | Dropped - Units whose status does not meet NEEDS criteria
La Paloma Energy Center | 59924 | CTG-2 | Combined Cycle | Texas | 211.5 | Dropped - Units whose status does not meet NEEDS criteria
La Paloma Energy Center | 59924 | STG-1 | Combined Cycle | Texas | 300 | Dropped - Units whose status does not meet NEEDS criteria
Sonoran Energy Project | 59925 | GEN1 | Combined Cycle | California | 510.7 | Dropped - Units whose status does not meet NEEDS criteria
Snow Mountain Solar, LLC | 59935 | GEN01 | Solar PV | Nevada | 101 | Dropped - Units whose status does not meet NEEDS criteria
Bloomsbury Solar, LLC | 59970 | BLOOM | Solar PV | North Carolina | 5 | Dropped - Units whose status does not meet NEEDS criteria
Lebanon Solar 1 | 59991 | LEB1 | Solar PV | Connecticut | 2 | Dropped - Units whose status does not meet NEEDS criteria
Lebanon Solar 2 | 59992 | LEB2 | Solar PV | Connecticut | 2 | Dropped - Units whose status does not meet NEEDS criteria
Round Hill PV1 | 59998 | RNDHL | Solar PV | North Carolina | 5 | Dropped - Units whose status does not meet NEEDS criteria
Waipio Solar | 60024 | WPO | Solar PV | Hawaii | 45.9 | Dropped - in Alaska or in Hawaii or Puerto Rico
SunE Redlands | 60031 | RDNDS | Solar PV | California | 1.5 | Dropped - Units whose status does not meet NEEDS criteria
Garrison Butte Wind, LLC | 60066 | GEN | Onshore Wind | North Dakota | 150 | Dropped - Units whose status does not meet NEEDS criteria
Wallace Solar 2 | 60090 | 2MWPV | Solar PV | North Carolina | 1.9 | Dropped - Units whose status does not meet NEEDS criteria
Blythe Solar III, LLC | 60094 | BLCK2 | Solar PV | California | 31.2 | Dropped - Units whose status does not meet NEEDS criteria
Blythe Solar III, LLC | 60094 | BLCK3 | Solar PV | California | 31.2 | Dropped - Units whose status does not meet NEEDS criteria
Blythe Solar III, LLC | 60094 | BLCK4 | Solar PV | California | 31.2 | Dropped - Units whose status does not meet NEEDS criteria
Blythe Solar IV, LLC | 60095 | BLCK1 | Solar PV | California | 31.2 | Dropped - Units whose status does not meet NEEDS criteria
Blythe Solar IV, LLC | 60095 | BLCK2 | Solar PV | California | 31.2 | Dropped - Units whose status does not meet NEEDS criteria
Blythe Solar IV, LLC | 60095 | BLCK3 | Solar PV | California | 31.2 | Dropped - Units whose status does not meet NEEDS criteria
Blythe Solar IV, LLC | 60095 | BLCK4 | Solar PV | California | 31.2 | Dropped - Units whose status does not meet NEEDS criteria
Kawailoa Solar | 60125 | KAWS | Solar PV | Hawaii | 49 | Dropped - in Alaska or in Hawaii or Puerto Rico
Alexis Solar | 60139 | PV1 | Solar PV | North Carolina | 5 | Dropped - Units whose status does not meet NEEDS criteria
Brooke Solar | 60140 | PV1 | Solar PV | North Carolina | 4.5 | Dropped - Units whose status does not meet NEEDS criteria
Izia Solar | 60141 | PV1 | Solar PV | North Carolina | 5 | Dropped - Units whose status does not meet NEEDS criteria
McDougald Solar, LLC | 60148 | FLS1 | Solar PV | North Carolina | 4.9 | Dropped - Units whose status does not meet NEEDS criteria
Signature Solar | 60155 | PV1 | Solar PV | North Carolina | 5 | Dropped - Units whose status does not meet NEEDS criteria
June Solar | 60158 | PV1 | Solar PV | North Carolina | 4 | Dropped - Units whose status does not meet NEEDS criteria
Roman Solar | 60159 | PV1 | Solar PV | North Carolina | 5 | Dropped - Units whose status does not meet NEEDS criteria
Wilfork Solar | 60162 | PV1 | Solar PV | North Carolina | 5 | Dropped - Units whose status does not meet NEEDS criteria
Hawk Solar | 60163 | PV1 | Solar PV | North Carolina | 5 | Dropped - Units whose status does not meet NEEDS criteria
Jordan Solar | 60164 | PV1 | Solar PV | North Carolina | 5 | Dropped - Units whose status does not meet NEEDS criteria
Higgins Solar | 60166 | PV1 | Solar PV | North Carolina | 5 | Dropped - Units whose status does not meet NEEDS criteria
Carter Solar | 60167 | PV1 | Solar PV | North Carolina | 5 | Dropped - Units whose status does not meet NEEDS criteria
Sadie Solar | 60168 | PV1 | Solar PV | North Carolina | 5 | Dropped - Units whose status does not meet NEEDS criteria
Icarus Solar | 60169 | PV1 | Solar PV | North Carolina | 3 | Dropped - Units whose status does not meet NEEDS criteria
Iga Solar | 60170 | PV1 | Solar PV | North Carolina | 5 | Dropped - Units whose status does not meet NEEDS criteria
Clayton Solar | 60171 | PV1 | Solar PV | North Carolina | 5 | Dropped - Units whose status does not meet NEEDS criteria
Christina Solar | 60172 | PV1 | Solar PV | North Carolina | 3 | Dropped - Units whose status does not meet NEEDS criteria
Longleaf Solar | 60173 | PV1 | Solar PV | North Carolina | 5 | Dropped - Units whose status does not meet NEEDS criteria
Cardinal Solar | 60174 | PV1 | Solar PV | North Carolina | 5 | Dropped - Units whose status does not meet NEEDS criteria
Bonnie Solar | 60175 | PV1 | Solar PV | North Carolina | 5 | Dropped - Units whose status does not meet NEEDS criteria
Anna Solar | 60176 | PV1 | Solar PV | North Carolina | 5 | Dropped - Units whose status does not meet NEEDS criteria
Blue Bird Solar | 60177 | PV1 | Solar PV | North Carolina | 4 | Dropped - Units whose status does not meet NEEDS criteria
Hill County Generation Facility | 60194 | CT1 | Combustion Turbine | Texas | 205 | Dropped - Units whose status does not meet NEEDS criteria
Hill County Generation Facility | 60194 | CT2 | Combustion Turbine | Texas | 205 | Dropped - Units whose status does not meet NEEDS criteria
Hill County Generation Facility | 60194 | CT3 | Combustion Turbine | Texas | 205 | Dropped - Units whose status does not meet NEEDS criteria
Hill County Generation Facility | 60194 | CT4 | Combustion Turbine | Texas | 205 | Dropped - Units whose status does not meet NEEDS criteria
ESC Brooke County Power I | 60202 | BCCA1 | Combined Cycle | West Virginia | 261.2 | Dropped - Units whose status does not meet NEEDS criteria
ESC Brooke County Power I | 60202 | BCCT1 | Combined Cycle | West Virginia | 252.3 | Dropped - Units whose status does not meet NEEDS criteria
ESC Brooke County Power I | 60202 | BCCT2 | Combined Cycle | West Virginia | 252.3 | Dropped - Units whose status does not meet NEEDS criteria
Wheaton Solar | 60203 | 1 | Solar PV | Wisconsin | 3.5 | Dropped - Units whose status does not meet NEEDS criteria
ESC Tioga County Power | 60205 | TCCA1 | Combined Cycle | Pennsylvania | 302 | Dropped - Units whose status does not meet NEEDS criteria
ESC Tioga County Power | 60205 | TCCT1 | Combined Cycle | Pennsylvania | 253.1 | Dropped - Units whose status does not meet NEEDS criteria
ESC Tioga County Power | 60205 | TCCT2 | Combined Cycle | Pennsylvania | 253.1 | Dropped - Units whose status does not meet NEEDS criteria
ESC Harrison County Power | 60206 | HCCA1 | Combined Cycle | West Virginia | 205.4 | Dropped - Units whose status does not meet NEEDS criteria
ESC Harrison County Power | 60206 | HCCT1 | Combined Cycle | West Virginia | 319.1 | Dropped - Units whose status does not meet NEEDS criteria
Terrapin Hills Wind Farm | 60211 | 1 | Onshore Wind | Maryland | 50 | Dropped - Units whose status does not meet NEEDS criteria
Mason Dixon Wind Farm | 60212 | 1 | Onshore Wind | Pennsylvania | 79.9 | Dropped - Units whose status does not meet NEEDS criteria
ESS Wesel | 60214 | ESSWL | Energy Storage | Maryland | 6 | Dropped - Units whose status does not meet NEEDS criteria
ESS Fairgrounds | 60215 | ESSFG | Energy Storage | Maryland | 4 | Dropped - Units whose status does not meet NEEDS criteria
ESS Lewes | 60216 | ESSLS | Energy Storage | Delaware | 8 | Dropped - Units whose status does not meet NEEDS criteria
Halyard Wharton Energy Center | 60221 | TBN1 | Combustion Turbine | Texas | 162 | Dropped - Units whose status does not meet NEEDS criteria
Halyard Wharton Energy Center | 60221 | TBN2 | Combustion Turbine | Texas | 162 | Dropped - Units whose status does not meet NEEDS criteria
Bristol Plant | 60222 | B1 | Landfill Gas | Virginia | 0.3 | Dropped - Retired/Planned Retirement by 06/2023
Bristol Plant | 60222 | B2 | Landfill Gas | Virginia | 0.3 | Dropped - Retired/Planned Retirement by 06/2023
Bristol Plant | 60222 | B3 | Landfill Gas | Virginia | 0.3 | Dropped - Retired/Planned Retirement by 06/2023
Bristol Plant | 60222 | B4 | Landfill Gas | Virginia | 0.3 | Dropped - Retired/Planned Retirement by 06/2023
Bristol Plant | 60222 | B5 | Landfill Gas | Virginia | 0.3 | Dropped - Retired/Planned Retirement by 06/2023
Bristol Plant | 60222 | B6 | Landfill Gas | Virginia | 0.3 | Dropped - Retired/Planned Retirement by 06/2023
Ambler | 60243 | 1 | Combustion Turbine | Alaska | 0.4 | Dropped - in Alaska or in Hawaii or Puerto Rico
Ambler | 60243 | 2 | Combustion Turbine | Alaska | 0.3 | Dropped - in Alaska or in Hawaii or Puerto Rico
Ambler | 60243 | 3 | Combustion Turbine | Alaska | 0.4 | Dropped - in Alaska or in Hawaii or Puerto Rico
Marshall | 60244 | 1 | Combustion Turbine | Alaska | 0.5 | Dropped - in Alaska or in Hawaii or Puerto Rico
Marshall | 60244 | 2 | Combustion Turbine | Alaska | 0.4 | Dropped - in Alaska or in Hawaii or Puerto Rico
Marshall | 60244 | 3 | Combustion Turbine | Alaska | 0.2 | Dropped - in Alaska or in Hawaii or Puerto Rico
New Stuyahok | 60245 | 1 | Combustion Turbine | Alaska | 0.4 | Dropped - in Alaska or in Hawaii or Puerto Rico
New Stuyahok | 60245 | 2 | Combustion Turbine | Alaska | 0.5 | Dropped - in Alaska or in Hawaii or Puerto Rico
New Stuyahok | 60245 | 3 | Combustion Turbine | Alaska | 0.5 | Dropped - in Alaska or in Hawaii or Puerto Rico
Michigan Wind 3 | 60246 | 1 | Onshore Wind | Michigan | 152.8 | Dropped - Units whose status does not meet NEEDS criteria
Swampy Acres | 60250 | 13 | Combustion Turbine | Alaska | 4.4 | Dropped - in Alaska or in Hawaii or Puerto Rico
Swampy Acres | 60250 | 6A | Combustion Turbine | Alaska | 2 | Dropped - in Alaska or in Hawaii or Puerto Rico
Swampy Acres | 60250 | 7A | Combustion Turbine | Alaska | 2 | Dropped - in Alaska or in Hawaii or Puerto Rico
Brevig Mission | 60260 | 1 | Combustion Turbine | Alaska | 0.2 | Dropped - in Alaska or in Hawaii or Puerto Rico
Brevig Mission | 60260 | 2 | Combustion Turbine | Alaska | 0.4 | Dropped - in Alaska or in Hawaii or Puerto Rico
Brevig Mission | 60260 | 3 | Combustion Turbine | Alaska | 0.5 | Dropped - Units whose status does not meet NEEDS criteria
Brevig Mission | 60260 | 3A | Combustion Turbine | Alaska | 0.4 | Dropped - in Alaska or in Hawaii or Puerto Rico
Halyard Henderson Energy Center | 60268 | TBN1 | Combustion Turbine | Texas | 210 | Dropped - Units whose status does not meet NEEDS criteria
Halyard Henderson Energy Center | 60268 | TBN2 | Combustion Turbine | Texas | 210 | Dropped - Units whose status does not meet NEEDS criteria
Tex-Mex Renewable Energy Project, LLC | 60269 | WT1 | Onshore Wind | Texas | 80 | Dropped - Units whose status does not meet NEEDS criteria
Climax Solar | 60286 | PV1 | Solar PV | North Carolina | 4.9 | Dropped - Units whose status does not meet NEEDS criteria
Clean Path Energy Center | 60289 | CPEC1 | Combined Cycle | New Mexico | 680 | Dropped - Units whose status does not meet NEEDS criteria
Whiteville Solar 2 | 60292 | PV1 | Solar PV | North Carolina | 4.9 | Dropped - Units whose status does not meet NEEDS criteria
Crawford Solar | 60294 | PV1 | Solar PV | North Carolina | 4.9 | Dropped - Units whose status does not meet NEEDS criteria
Crimson Solar | 60295 | PV1 | Solar PV | North Carolina | 4.9 | Dropped - Units whose status does not meet NEEDS criteria
High Pockets Solar | 60305 | PV1 | Solar PV | North Carolina | 1.9 | Dropped - Units whose status does not meet NEEDS criteria
Windpark Unlimited 2 | 60321 | EXIS2 | Onshore Wind | California | 16.1 | Dropped - Retired/Planned Retirement by 06/2023
O'Brien Wind | 60326 | OBWF4 | Onshore Wind | Iowa | 72.5 | Dropped - Units whose status does not meet NEEDS criteria
O'Brien Wind | 60326 | OBWF5 | Onshore Wind | Iowa | 72.5 | Dropped - Units whose status does not meet NEEDS criteria
O'Brien Wind | 60326 | OBWF6 | Onshore Wind | Iowa | 72.5 | Dropped - Units whose status does not meet NEEDS criteria
Schofield Generating Station | 60328 | S1 | Biomass | Hawaii | 8.4 | Dropped - in Alaska or in Hawaii or Puerto Rico
Schofield Generating Station | 60328 | S2 | Biomass | Hawaii | 8.4 | Dropped - in Alaska or in Hawaii or Puerto Rico
Schofield Generating Station | 60328 | S3 | Biomass | Hawaii | 8.4 | Dropped - in Alaska or in Hawaii or Puerto Rico
Schofield Generating Station | 60328 | S4 | Biomass | Hawaii | 8.4 | Dropped - in Alaska or in Hawaii or Puerto Rico
Schofield Generating Station | 60328 | S5 | Biomass | Hawaii | 8.4 | Dropped - in Alaska or in Hawaii or Puerto Rico
Schofield Generating Station | 60328 | S6 | Biomass | Hawaii | 8.4 | Dropped - in Alaska or in Hawaii or Puerto Rico
Ida Grove Wind | 60342 | IGWF5 | Onshore Wind | Iowa | 96.6 | Dropped - Units whose status does not meet NEEDS criteria
Ida Grove Wind | 60342 | IGWF6 | Onshore Wind | Iowa | 98.9 | Dropped - Units whose status does not meet NEEDS criteria
Hilly Branch | 60358 | 28941 | Solar PV | North Carolina | 2 | Dropped - Units whose status does not meet NEEDS criteria
Pike Road Solar | 60360 | 51116 | Solar PV | North Carolina | 5 | Dropped - Units whose status does not meet NEEDS criteria
Magic Valley Wind Farm III LLC | 60362 | MVIII | Onshore Wind | Texas | 200 | Dropped - Units whose status does not meet NEEDS criteria
Lamesa Solar | 60372 | LSPV2 | Solar PV | Texas | 100 | Dropped - Units whose status does not meet NEEDS criteria
SunCoke Energy South Shore Facility | 60373 | SSST6 | Coal Steam | Kentucky | 60 | Dropped - Units whose status does not meet NEEDS criteria
Concord Blue Eagar, LLC | 60374 | CB001 | Non-Fossil Waste | Arizona | 0.6 | Dropped - Units whose status does not meet NEEDS criteria
Concord Blue Eagar, LLC | 60374 | CB002 | Non-Fossil Waste | Arizona | 0.6 | Dropped - Units whose status does not meet NEEDS criteria
Duroc Holdings | 60379 | PV1 | Solar PV | North Carolina | 5 | Dropped - Units whose status does not meet NEEDS criteria
LIRR Malverne Wayside Energy Storage Sys | 60479 | BA1 | Energy Storage | New York | 1 | Dropped - Units whose status does not meet NEEDS criteria
LIRR Malverne Wayside Energy Storage Sys | 60479 | BA2 | Energy Storage | New York | 1 | Dropped - Units whose status does not meet NEEDS criteria
Clark Canyon Hydro-Electric Facility | 60483 | FRNS1 | Hydro | Montana | 2.4 | Dropped - Units whose status does not meet NEEDS criteria
Clark Canyon Hydro-Electric Facility | 60483 | FRNS2 | Hydro | Montana | 2.4 | Dropped - Units whose status does not meet NEEDS criteria
KIUC Kapaia PV and BA Storage Project | 60546 | BA1 | Energy Storage | Hawaii | 11 | Dropped - in Alaska or in Hawaii or Puerto Rico
KIUC Kapaia PV and BA Storage Project | 60546 | PV1 | Solar PV | Hawaii | 15 | Dropped - in Alaska or in Hawaii or Puerto Rico
Peanut Solar | 60557 | PV1 | Solar PV | North Carolina | 5 | Dropped - Units whose status does not meet NEEDS criteria
Flywheel Energy Storage System Microgrid | 60563 | FESS | Energy Storage | Alaska | 2 | Dropped - in Alaska or in Hawaii or Puerto Rico
Sweetheart Lake Hydroelectric Facility | 60588 | JHI01 | Hydro | Alaska | 6.6 | Dropped - Units whose status does not meet NEEDS criteria
Sweetheart Lake Hydroelectric Facility | 60588 | JHI02 | Hydro | Alaska | 6.6 | Dropped - Units whose status does not meet NEEDS criteria
Sweetheart Lake Hydroelectric Facility | 60588 | JHI03 | Hydro | Alaska | 6.6 | Dropped - Units whose status does not meet NEEDS criteria
Sand Creek Wind Farm | 60595 | WT1 | Onshore Wind | Montana | 75 | Dropped - Units whose status does not meet NEEDS criteria
CMEEC - Hollyhock Solar | 60606 | PV1 | Solar PV | Connecticut | 6 | Dropped - Units whose status does not meet NEEDS criteria
Howardtown Farm | 60630 | PV1 | Solar PV | North Carolina | 10 | Dropped - Retired/Planned Retirement by 06/2023
Energy Nuevo Storage Farm | 60646 | NUEVO | Energy Storage | California | 20 | Dropped - Units whose status does not meet NEEDS criteria
Mission Rock Energy Center Hybrid | 60650 | BA1 | Energy Storage | California | 25 | Dropped - Units whose status does not meet NEEDS criteria
Mission Rock Energy Center Hybrid | 60650 | GT1 | Combustion Turbine | California | 275 | Dropped - Units whose status does not meet NEEDS criteria
CE&P Imperial Valley 1 | 60670 | 1 | Combined Cycle | California | 50 | Dropped - Units whose status does not meet NEEDS criteria
Tisch Mills Wind | 60674 | TISCH | Onshore Wind | Wisconsin | 150 | Dropped - Units whose status does not meet NEEDS criteria
Turner Energy Storage Project | 60675 | TES | Energy Storage | Washington | 1.2 | Dropped - Units whose status does not meet NEEDS criteria
FDS Co-Generation Facility | 60693 | 1 | Fossil Waste | Ohio | 110 | Dropped - Units whose status does not meet NEEDS criteria
Gaines County | 60697 | GC-1 | Combustion Turbine | Texas | 186 | Dropped - Units whose status does not meet NEEDS criteria
IFF Hazlet | 60709 | ROOF | Solar PV | New Jersey | 0.6 | Dropped - Units whose status does not meet NEEDS criteria
New Colony Wind Project | 60718 | WT1 | Onshore Wind | Montana | 23.1 | Dropped - Units whose status does not meet NEEDS criteria
Rowan Solar NC LLC | 60780 | PV1 | Solar PV | North Carolina | 2 | Dropped - Units whose status does not meet NEEDS criteria
Renovo Energy Center | 60786 | RECNY | Combined Cycle | Pennsylvania | 480 | Dropped - Units whose status does not meet NEEDS criteria
Renovo Energy Center | 60786 | RECPJ | Combined Cycle | Pennsylvania | 480 | Dropped - Units whose status does not meet NEEDS criteria
Salt Springs Wind Farm | 60807 | WT | Onshore Wind | Kansas | 200 | Dropped - Units whose status does not meet NEEDS criteria
AES ADA Energy Storage Array | 60811 | ADA | Energy Storage | Pennsylvania | 2 | Dropped - Units whose status does not meet NEEDS criteria
7-Mile Ridge Wind Project | 60814 | WT1 | Onshore Wind | Alaska | 1.8 | Dropped - Units whose status does not meet NEEDS criteria
Neenach Solar Center | 60826 | ECA03 | Solar PV | California | 1.5 | Dropped - Units whose status does not meet NEEDS criteria
Osceola Solar, LLC | 60828 | PV1 | Solar PV | North Carolina | 5 | Dropped - Units whose status does not meet NEEDS criteria
Eastway Solar, LLC | 60829 | PV1 | Solar PV | North Carolina | 4.9 | Dropped - Units whose status does not meet NEEDS criteria
Williams Solar, LLC | 60859 | PV1 | Solar PV | Texas | 20 | Dropped - Units whose status does not meet NEEDS criteria
Homestead Wind LLC | 60871 | HOMES | Onshore Wind | Illinois | 50 | Dropped - Units whose status does not meet NEEDS criteria
Wildomar Solar | 60872 | WILD1 | Solar PV | California | 1.2 | Dropped - Units whose status does not meet NEEDS criteria
Halifax Solar LLC | 60884 | HALFX | Solar PV | North Carolina | 5 | Dropped - Units whose status does not meet NEEDS criteria
Carter Solar One, LLC | 60896 | CRTON | Solar PV | Idaho | 20 | Dropped - Units whose status does not meet NEEDS criteria
Jackpot Solar North, LLC | 60897 | JPTNO | Solar PV | Idaho | 20 | Dropped - Units whose status does not meet NEEDS criteria
Jackpot Solar South, LLC | 60898 | JPTSO | Solar PV | Idaho | 20 | Dropped - Units whose status does not meet NEEDS criteria
Jackpot Solar East, LLC | 60899 | JPTEA | Solar PV | Idaho | 20 | Dropped - Units whose status does not meet NEEDS criteria
Jackpot Solar West, LLC | 60900 | JPTWE | Solar PV | Idaho | 20 | Dropped - Units whose status does not meet NEEDS criteria
Big Blue River Wind Farm | 60907 | WT1 | Onshore Wind | Indiana | 200 | Dropped - Units whose status does not meet NEEDS criteria
Goodhue Solar | 60934 | PV1 | Solar PV | Minnesota | 1 | Dropped - Units whose status does not meet NEEDS criteria
Goodhue Solar | 60934 | PV2 | Solar PV | Minnesota | 1 | Dropped - Units whose status does not meet NEEDS criteria
Santa Paula Energy Storage | 60946 | SPES1 | Energy Storage | California | 5 | Dropped - Units whose status does not meet NEEDS criteria
Adams Solar | 60949 | PV1 | Solar PV | North Carolina | 2 | Dropped - Units whose status does not meet NEEDS criteria
Mountain Lion Solar | 60950 | PV1 | Solar PV | North Carolina | 1.7 | Dropped - Units whose status does not meet NEEDS criteria
Eisenhower Solar | 60963 | PV1 | Solar PV | North Carolina | 5 | Dropped - Units whose status does not meet NEEDS criteria
River Otter Solar | 60969 | PV1 | Solar PV | North Carolina | 5 | Dropped - Units whose status does not meet NEEDS criteria
Tyler Solar | 60970 | PV1 | Solar PV | North Carolina | 5 | Dropped - Units whose status does not meet NEEDS criteria
San Jacinto Solar | 60972 | SJAC | Solar PV | California | 1.5 | Dropped - Units whose status does not meet NEEDS criteria
Lake Perris Solar | 60973 | LKPR | Solar PV | California | 1.5 | Dropped - Units whose status does not meet NEEDS criteria
Dakota Solar | 60977 | PV1 | Solar PV | Minnesota | 1 | Dropped - Units whose status does not meet NEEDS criteria
Dakota Solar | 60977 | PV2 | Solar PV | Minnesota | 1 | Dropped - Units whose status does not meet NEEDS criteria
Dakota Solar | 60977 | PV3 | Solar PV | Minnesota | 1 | Dropped - Units whose status does not meet NEEDS criteria
Loma Rica Hydroelectric Powerhouse | 60988 | HY1 | Hydro | California | 1.4 | Dropped - Units whose status does not meet NEEDS criteria
Pattern Santa Isabel LLC | 61014 | 1 | Onshore Wind | Puerto Rico | 75 | Dropped - in Alaska or in Hawaii or Puerto Rico
Monument Road | 61033 | MR001 | Onshore Wind | Nebraska | 66 | Dropped - Units whose status does not meet NEEDS criteria
EcoElectrica | 61034 | CT1 | Combined Cycle | Puerto Rico | 183 | Dropped - in Alaska or in Hawaii or Puerto Rico
EcoElectrica | 61034 | CT2 | Combined Cycle | Puerto Rico | 183 | Dropped - in Alaska or in Hawaii or Puerto Rico
EcoElectrica | 61034 | STG | Combined Cycle | Puerto Rico | 214 | Dropped - in Alaska or in Hawaii or Puerto Rico
AES ILUMINA | 61036 | ILUMI | Solar PV | Puerto Rico | 17.5 | Dropped - in Alaska or in Hawaii or Puerto Rico
Morada del Sol, LLC | 61049 | PV1 | Solar PV | Texas | 239.3 | Dropped - Units whose status does not meet NEEDS criteria
West Liberty Wind Farm | 61057 | T1 | Onshore Wind | Iowa | 2.5 | Dropped - Units whose status does not meet NEEDS criteria
West Liberty Wind Farm | 61057 | T2 | Onshore Wind | Iowa | 2.5 | Dropped - Units whose status does not meet NEEDS criteria
Fresno Dam Site Water Power Project | 61061 | 1 | Hydro | Montana | 0.5 | Dropped - Units whose status does not meet NEEDS criteria
Fresno Dam Site Water Power Project | 61061 | 2 | Hydro | Montana | 0.5 | Dropped - Units whose status does not meet NEEDS criteria
Fresno Dam Site Water Power Project | 61061 | 3 | Hydro | Montana | 0.5 | Dropped - Units whose status does not meet NEEDS criteria
Coto Laurel Solar Farm | 61062 | CLSF | Solar PV | Puerto Rico | 10 | Dropped - in Alaska or in Hawaii or Puerto Rico
Martino | 61063 | MATNO | Solar PV | Puerto Rico | 3.6 | Dropped - in Alaska or in Hawaii or Puerto Rico
Pfizer Guayama | 61064 | PFGY | Solar PV | Puerto Rico | 2.7 | Dropped - in Alaska or in Hawaii or Puerto Rico
Pfizer Vega Baja | 61065 | PFVB | Solar PV | Puerto Rico | 3.1 | Dropped - in Alaska or in Hawaii or Puerto Rico
AES LAWAI SOLAR Hybrid | 61068 | LAWA1 | Solar PV | Hawaii | 20 | Dropped - in Alaska or in Hawaii or Puerto Rico
AES LAWAI SOLAR Hybrid | 61068 | LAWA2 | Energy Storage | Hawaii | 20 | Dropped - in Alaska or in Hawaii or Puerto Rico
UAMPS Carbon Free Power Plant | 61075 | NPM1 | Nuclear | Idaho | 47.5 | Dropped - Units whose status does not meet NEEDS criteria
UAMPS Carbon Free Power Plant | 61075 | NPM10 | Nuclear | Idaho | 47.5 | Dropped - Units whose status does not meet NEEDS criteria
UAMPS Carbon Free Power Plant | 61075 | NPM11 | Nuclear | Idaho | 47.5 | Dropped - Units whose status does not meet NEEDS criteria
UAMPS Carbon Free Power Plant | 61075 | NPM12 | Nuclear | Idaho | 47.5 | Dropped - Units whose status does not meet NEEDS criteria
UAMPS Carbon Free Power Plant | 61075 | NPM2 | Nuclear | Idaho | 47.5 | Dropped - Units whose status does not meet NEEDS criteria
UAMPS Carbon Free Power Plant | 61075 | NPM3 | Nuclear | Idaho | 47.5 | Dropped - Units whose status does not meet NEEDS criteria
UAMPS Carbon Free Power Plant | 61075 | NPM4 | Nuclear | Idaho | 47.5 | Dropped - Units whose status does not meet NEEDS criteria
UAMPS Carbon Free Power Plant | 61075 | NPM5 | Nuclear | Idaho | 47.5 | Dropped - Units whose status does not meet NEEDS criteria
UAMPS Carbon Free Power Plant | 61075 | NPM6 | Nuclear | Idaho | 47.5 | Dropped - Units whose status does not meet NEEDS criteria
UAMPS Carbon Free Power Plant | 61075 | NPM7 | Nuclear | Idaho | 47.5 | Dropped - Units whose status does not meet NEEDS criteria
UAMPS Carbon Free Power Plant | 61075 | NPM8 | Nuclear | Idaho | 47.5 | Dropped - Units whose status does not meet NEEDS criteria
UAMPS Carbon Free Power Plant | 61075 | NPM9 | Nuclear | Idaho | 47.5 | Dropped - Units whose status does not meet NEEDS criteria
Plum Creek Wind | 61078 | 1 | Onshore Wind | Iowa | 500 | Dropped - Units whose status does not meet NEEDS criteria
AES Puerto Rico | 61082 | UNIT1 | Coal Steam | Puerto Rico | 227.2 | Dropped - in Alaska or in Hawaii or Puerto Rico
AES Puerto Rico | 61082 | UNIT2 | Coal Steam | Puerto Rico | 227.2 | Dropped - in Alaska or in Hawaii or Puerto Rico
Oriana Energy | 61083 | BAT1 | Energy Storage | Puerto Rico | 21.8 | Dropped - in Alaska or in Hawaii or Puerto Rico
Oriana Energy | 61083 | G001 | Solar PV | Puerto Rico | 45 | Dropped - in Alaska or in Hawaii or Puerto Rico
Kihei Solar Farm | 61099 | KIHEI | Solar PV | Hawaii | 2.9 | Dropped - in Alaska or in Hawaii or Puerto Rico
Ku'ia Solar | 61101 | KUIA | Solar PV | Hawaii | 2.9 | Dropped - in Alaska or in Hawaii or Puerto Rico
GASNA 18P, LLC | 61102 | UNIT1 | Solar PV | Puerto Rico | 5 | Dropped - in Alaska or in Hawaii or Puerto Rico
Hamilton College | 61103 | PV1 | Solar PV | New York | 2 | Dropped - Units whose status does not meet NEEDS criteria
Fajardo MSWL | 61109 | PE558 | Landfill Gas | Puerto Rico | 0.8 | Dropped - in Alaska or in Hawaii or Puerto Rico
Fajardo MSWL | 61109 | PE559 | Landfill Gas | Puerto Rico | 1.6 | Dropped - in Alaska or in Hawaii or Puerto Rico
San Fermin Solar Farm Hybrid | 61110 | BESS | Energy Storage | Puerto Rico | 3.6 | Dropped - in Alaska or in Hawaii or Puerto Rico
San Fermin Solar Farm Hybrid | 61110 | DSL | Combustion Turbine | Puerto Rico | 4 | Dropped - in Alaska or in Hawaii or Puerto Rico
San Fermin Solar Farm Hybrid | 61110 | PV | Solar PV | Puerto Rico | 20 | Dropped - in Alaska or in Hawaii or Puerto Rico
El Yunque Filtration Plant | 61112 | YUNQ | Solar PV | Puerto Rico | 2 | Dropped - in Alaska or in Hawaii or Puerto Rico
Arecibo Filtration Plant | 61113 | AREC | Solar PV | Puerto Rico | 1 | Dropped - in Alaska or in Hawaii or Puerto Rico
Canovanas Filtration Plant | 61114 | CANO | Solar PV | Puerto Rico | 1 | Dropped - in Alaska or in Hawaii or Puerto Rico
Toa Baja MSWL | 61122 | PE563 | Landfill Gas | Puerto Rico | 0.8 | Dropped - in Alaska or in Hawaii or Puerto Rico
Toa Baja MSWL | 61122 | PE564 | Landfill Gas | Puerto Rico | 1.6 | Dropped - in Alaska or in Hawaii or Puerto Rico
SCWA R5 Pond Solar | 61123 | SKYR5 | Solar PV | California | 2 | Dropped - Units whose status does not meet NEEDS criteria
Bear Poplar Solar | 61130 | 12344 | Solar PV | North Carolina | 5 | Dropped - Units whose status does not meet NEEDS criteria
Punta Lima Wind Farm | 61132 | WTGS | Onshore Wind | Puerto Rico | 23.4 | Dropped - in Alaska or in Hawaii or Puerto Rico
Humacao Solar Project, LLC | 61133 | HUM01 | Solar PV | Puerto Rico | 20 | Dropped - in Alaska or in Hawaii or Puerto Rico
Humacao Solar Project, LLC | 61133 | SSO01 | Solar PV | Puerto Rico | 20 | Dropped - in Alaska or in Hawaii or Puerto Rico
Horizon Energy (PR) Hybrid | 61136 | BAT1 | Energy Storage | Puerto Rico | 5.1 | Dropped - in Alaska or in Hawaii or Puerto Rico
Horizon Energy (PR) Hybrid | 61136 | G001 | Solar PV | Puerto Rico | 10 | Dropped - in Alaska or in Hawaii or Puerto Rico
Medtronic Solar | 61137 | PV1 | Solar PV | Puerto Rico | 4 | Dropped - in Alaska or in Hawaii or Puerto Rico
Aguirre Plant | 61146 | 1 | O/G Steam | Puerto Rico | 424.9 | Dropped - in Alaska or in Hawaii or Puerto Rico
Aguirre Plant | 61146 | 2 | O/G Steam | Puerto Rico | 424.9 | Dropped - in Alaska or in Hawaii or Puerto Rico
Aguirre Plant | 61146 | CA-1 | Combined Cycle | Puerto Rico | 92.3 | Dropped - in Alaska or in Hawaii or Puerto Rico
Aguirre Plant | 61146 | CA-2 | Combined Cycle | Puerto Rico | 92.3 | Dropped - in Alaska or in Hawaii or Puerto Rico
Aguirre Plant | 61146 | CT1-1 | Combined Cycle | Puerto Rico | 48.1 | Dropped - in Alaska or in Hawaii or Puerto Rico
Aguirre Plant | 61146 | CT1-2 | Combined Cycle | Puerto Rico | 48.1 | Dropped - in Alaska or in Hawaii or Puerto Rico
Aguirre Plant | 61146 | CT1-3 | Combined Cycle | Puerto Rico | 48.1 | Dropped - in Alaska or in Hawaii or Puerto Rico
Aguirre Plant | 61146 | CT1-4 | Combined Cycle | Puerto Rico | 48.1 | Dropped - in Alaska or in Hawaii or Puerto Rico
Aguirre Plant | 61146 | CT2-1 | Combined Cycle | Puerto Rico | 48.1 | Dropped - in Alaska or in Hawaii or Puerto Rico
Aguirre Plant | 61146 | CT2-2 | Combined Cycle | Puerto Rico | 48.1 | Dropped - in Alaska or in Hawaii or Puerto Rico
Aguirre Plant | 61146 | CT2-3 | Combined Cycle | Puerto Rico | 48.1 | Dropped - in Alaska or in Hawaii or Puerto Rico
Aguirre Plant | 61146 | CT2-4 | Combined Cycle | Puerto Rico | 48.1 | Dropped - in Alaska or in Hawaii or Puerto Rico
Aguirre Plant | 61146 | GT2-1 | Combustion Turbine | Puerto Rico | 21 | Dropped - in Alaska or in Hawaii or Puerto Rico
Aguirre Plant | 61146 | GT2-2 | Combustion Turbine | Puerto Rico | 21 | Dropped - in Alaska or in Hawaii or Puerto Rico
Costa Sur Plant | 61147 | 1 | O/G Steam | Puerto Rico | 50 | Dropped - Units whose status does not meet NEEDS criteria
Costa Sur Plant | 61147 | 2 | O/G Steam | Puerto Rico | 50 | Dropped - Units whose status does not meet NEEDS criteria
Costa Sur Plant | 61147 | 3 | O/G Steam | Puerto Rico | 80.8 | Dropped - Retired/Planned Retirement by 06/2023
Costa Sur Plant | 61147 | 4 | O/G Steam | Puerto Rico | 78.1 | Dropped - Retired/Planned Retirement by 06/2023
Costa Sur Plant | 61147 | 5 | O/G Steam | Puerto Rico | 384 | Dropped - in Alaska or in Hawaii or Puerto Rico
Costa Sur Plant | 61147 | 6 | O/G Steam | Puerto Rico | 381.6 | Dropped - in Alaska or in Hawaii or Puerto Rico
Costa Sur Plant | 61147 | GT-1 | Combustion Turbine | Puerto Rico | 21 | Dropped - in Alaska or in Hawaii or Puerto Rico
Costa Sur Plant | 61147 | GT-2 | Combustion Turbine | Puerto Rico | 21 | Dropped - in Alaska or in Hawaii or Puerto Rico
Central San Juan Plant | 61148 | 7 | O/G Steam | Puerto Rico | 91.5 | Dropped - Retired/Planned Retirement by 06/2023
Central San Juan Plant | 61148 | 8 | O/G Steam | Puerto Rico | 92.7 | Dropped - Retired/Planned Retirement by 06/2023
Central San Juan Plant | 61148 | 9 | O/G Steam | Puerto Rico | 91.7 | Dropped - Retired/Planned Retirement by 06/2023
Central San Juan Plant | 61148 | 10 | O/G Steam | Puerto Rico | 78.6 | Dropped - Retired/Planned Retirement by 06/2023
Central San Juan Plant | 61148 | CA5 | Combined Cycle | Puerto Rico | 58.6 | Dropped - in Alaska or in Hawaii or Puerto Rico
Central San Juan Plant | 61148 | CA6 | Combined Cycle | Puerto Rico | 58.6 | Dropped - in Alaska or in Hawaii or Puerto Rico
Central San Juan Plant | 61148 | CT5 | Combined Cycle | Puerto Rico | 156.1 | Dropped - in Alaska or in Hawaii or Puerto Rico
Central San Juan Plant | 61148 | CT6 | Combined Cycle | Puerto Rico | 156.1 | Dropped - in Alaska or in Hawaii or Puerto Rico
Palo Seco Plant | 61149 | 1 | O/G Steam | Puerto Rico | 78.3 | Dropped - Retired/Planned Retirement by 06/2023
Palo Seco Plant | 61149 | 2 | O/G Steam | Puerto Rico | 78.8 | Dropped - Retired/Planned Retirement by 06/2023
Palo Seco Plant | 61149 | 3 | O/G Steam | Puerto Rico | 196.3 | Dropped - in Alaska or in Hawaii or Puerto Rico
Palo Seco Plant | 61149 | 4 | O/G Steam | Puerto Rico | 216 | Dropped - in Alaska or in Hawaii or Puerto Rico
Palo Seco Plant | 61149 | 1-1 | Combustion Turbine | Puerto Rico | 21 | Dropped - in Alaska or in Hawaii or Puerto Rico
Palo Seco Plant | 61149 | 1-2 | Combustion Turbine | Puerto Rico | 21 | Dropped - in Alaska or in Hawaii or Puerto Rico
Palo Seco Plant | 61149 | 2-1 | Combustion Turbine | Puerto Rico | 21 | Dropped - in Alaska or in Hawaii or Puerto Rico
Palo Seco Plant | 61149 | 2-2 | Combustion Turbine | Puerto Rico | 21 | Dropped - in Alaska or in Hawaii or Puerto Rico
Palo Seco Plant | 61149 | 3-1 | Combustion Turbine | Puerto Rico | 21 | Dropped - in Alaska or in Hawaii or Puerto Rico
Palo Seco Plant | 61149 | 3-2 | Combustion Turbine | Puerto Rico | 21 | Dropped - in Alaska or in Hawaii or Puerto Rico
Cambalache Plant | 61150 | GT-1 | Combustion Turbine | Puerto Rico | 80.5 | Dropped - in Alaska or in Hawaii or Puerto Rico
Cambalache Plant | 61150 | GT-2 | Combustion Turbine | Puerto Rico | 80.5 | Dropped - in Alaska or in Hawaii or Puerto Rico
Cambalache Plant | 61150 | GT-3 | Combustion Turbine | Puerto Rico | 80.5 | Dropped - in Alaska or in Hawaii or Puerto Rico
Mayaguez Plant | 61151 | GT-1 | Combustion Turbine | Puerto Rico | 55 | Dropped - in Alaska or in Hawaii or Puerto Rico
Mayaguez Plant | 61151 | GT-2 | Combustion Turbine | Puerto Rico | 55 | Dropped - in Alaska or in Hawaii or Puerto Rico
Mayaguez Plant | 61151 | GT-3 | Combustion Turbine | Puerto Rico | 55 | Dropped - in Alaska or in Hawaii or Puerto Rico
Mayaguez Plant | 61151 | GT-4 | Combustion Turbine | Puerto Rico | 55 | Dropped - in Alaska or in Hawaii or Puerto Rico
Tyee Lake Hydroelectric Facility | 61166 | UNIT1 | Hydro | Alaska | 11.3 | Dropped - in Alaska or in Hawaii or Puerto Rico
Tyee Lake Hydroelectric Facility | 61166 | UNIT2 | Hydro | Alaska | 11.3 | Dropped - in Alaska or in Hawaii or Puerto Rico
Jobos | 61171 | GT-1 | Combustion Turbine | Puerto Rico | 21 | Dropped - in Alaska or in Hawaii or Puerto Rico
Jobos | 61171 | GT-2 | Combustion Turbine | Puerto Rico | 21 | Dropped - in Alaska or in Hawaii or Puerto Rico
EE Waianae Solar Project | 61172 | WAIAN | Solar PV | Hawaii | 27.6 | Dropped - in Alaska or in Hawaii or Puerto Rico
Winton Solar 2 | 61188 | PV1 | Solar PV | North Carolina | 1 | Dropped - Units whose status does not meet NEEDS criteria
Caonillas | 61225 | 1 | Hydro | Puerto Rico | 9 | Dropped - in Alaska or in Hawaii or Puerto Rico
Caonillas | 61225 | 2 | Hydro | Puerto Rico | 9 | Dropped - in Alaska or in Hawaii or Puerto Rico
Caonillas | 61225 | 3 | Hydro | Puerto Rico | 4 | Dropped - in Alaska or in Hawaii or Puerto Rico
Culebra | 61226 | 1 | Combustion Turbine | Puerto Rico | 0.3 | Dropped - in Alaska or in Hawaii or Puerto Rico
Culebra | 61226 | 2 | Combustion Turbine | Puerto Rico | 0.3 | Dropped - in Alaska or in Hawaii or Puerto Rico
Culebra | 61226 | 3 | Combustion Turbine | Puerto Rico | 0.7 | Dropped - in Alaska or in Hawaii or Puerto Rico
Culebra | 61226 | 4 | Combustion Turbine | Puerto Rico | 0.8 | Dropped - in Alaska or in Hawaii or Puerto Rico
Daguao | 61227 | GT-1 | Combustion Turbine | Puerto Rico | 21 | Dropped - in Alaska or in Hawaii or Puerto Rico
Daguao | 61227 | GT-2 | Combustion Turbine | Puerto Rico | 21 | Dropped - in Alaska or in Hawaii or Puerto Rico
Dos Bocas | 61228 | 1 | Hydro | Puerto Rico | 5 | Dropped - in Alaska or in Hawaii or Puerto Rico
Dos Bocas | 61228 | 2 | Hydro | Puerto Rico | 5 | Dropped - in Alaska or in Hawaii or Puerto Rico
Dos Bocas | 61228 | 3 | Hydro | Puerto Rico | 5 | Dropped - in Alaska or in Hawaii or Puerto Rico
Garzas | 61229 | 1 | Hydro | Puerto Rico | 3.6 | Dropped - in Alaska or in Hawaii or Puerto Rico
Garzas | 61229 | 2 | Hydro | Puerto Rico | 3.6 | Dropped - in Alaska or in Hawaii or Puerto Rico
Garzas | 61229 | 3 | Hydro | Puerto Rico | 5 | Dropped - in Alaska or in Hawaii or Puerto Rico
Patillas | 61230 | 1 | Hydro | Puerto Rico | 0.8 | Dropped - in Alaska or in Hawaii or Puerto Rico
Patillas | 61230 | 2 | Hydro | Puerto Rico | 0.6 | Dropped - in Alaska or in Hawaii or Puerto Rico
Toro Negro | 61231 | 1 | Hydro | Puerto Rico | 1.4 | Dropped - in Alaska or in Hawaii or Puerto Rico
Toro Negro | 61231 | 2 | Hydro | Puerto Rico | 1.4 | Dropped - in Alaska or in Hawaii or Puerto Rico
Toro Negro | 61231 | 3 | Hydro | Puerto Rico | 1.4 | Dropped - in Alaska or in Hawaii or Puerto Rico
Toro Negro | 61231 | 4 | Hydro | Puerto Rico | 4.3 | Dropped - in Alaska or in Hawaii or Puerto Rico
Vega Baja | 61232 | GT-1 | Combustion Turbine | Puerto Rico | 21 | Dropped - in Alaska or in Hawaii or Puerto Rico
Vega Baja | 61232 | GT-2 | Combustion Turbine | Puerto Rico | 21 | Dropped - in Alaska or in Hawaii or Puerto Rico
Vieques | 61233 | 1 | Combustion Turbine | Puerto Rico | 3.2 | Dropped - in Alaska or in Hawaii or Puerto Rico
Vieques | 61233 | 2 | Combustion Turbine | Puerto Rico | 3.2 | Dropped - in Alaska or in Hawaii or Puerto Rico
Yabucoa | 61234 | GT-1 | Combustion Turbine | Puerto Rico | 21 | Dropped - in Alaska or in Hawaii or Puerto Rico
Yabucoa | 61234 | GT-2 | Combustion Turbine | Puerto Rico | 21 | Dropped - in Alaska or in Hawaii or Puerto Rico
Yauco | 61235 | 1 | Hydro | Puerto Rico | 4.5 | Dropped - in Alaska or in Hawaii or Puerto Rico
Yauco | 61235 | 2 | Hydro | Puerto Rico | 4.5 | Dropped - in Alaska or in Hawaii or Puerto Rico
Yauco | 61235 | 3 | Hydro | Puerto Rico | 25 | Dropped - in Alaska or in Hawaii or Puerto Rico
Rio Blanco | 61236 | 1 | Hydro | Puerto Rico | 2.5 | Dropped - in Alaska or in Hawaii or Puerto Rico
Rio Blanco | 61236 | 2 | Hydro | Puerto Rico | 2.5 | Dropped - in Alaska or in Hawaii or Puerto Rico
Killingly Energy Center | 61239 | KEC | Combined Cycle | Connecticut | 374.3 | Dropped - Units whose status does not meet NEEDS criteria
Killingly Energy Center | 61239 | KEC2 | Combined Cycle | Connecticut | 257.6 | Dropped - Units whose status does not meet NEEDS criteria
Reidsville Energy Center | 61240 | REC | Combined Cycle | North Carolina | 259 | Dropped - Units whose status does not meet NEEDS criteria
Reidsville Energy Center | 61240 | REC2 | Combined Cycle | North Carolina | 227 | Dropped - Units whose status does not meet NEEDS criteria
Fort Buchanan Distributed Generation | 61254 | SOLAR | Solar PV | Puerto Rico | 5.8 | Dropped - in Alaska or in Hawaii or Puerto Rico
Fort Buchanan Distributed Generation | 61254 | WIND | Onshore Wind | Puerto Rico | 0.6 | Dropped - in Alaska or in Hawaii or Puerto Rico
Orme Park Water Treatment Plant | 61266 | ORME | Combustion Turbine | Indiana | 1.5 | Dropped - Units whose status does not meet NEEDS criteria
USCG Puerto Rico PV | 61273 | 865 | Solar PV | Puerto Rico | 1.7 | Dropped - in Alaska or in Hawaii or Puerto Rico
Crazy Horse Solar Project | 61285 | PV1 | Solar PV | California | 2 | Dropped - Units whose status does not meet NEEDS criteria
Niles Valley Energy LLC | 61286 | GEN1 | Combustion Turbine | Pennsylvania | 4.2 | Dropped - Units whose status does not meet NEEDS criteria
Niles Valley Energy LLC | 61286 | GEN2 | Combustion Turbine | Pennsylvania | 4.2 | Dropped - Units whose status does not meet NEEDS criteria
Niles Valley Energy LLC | 61286 | GEN3 | Combustion Turbine | Pennsylvania | 4.2 | Dropped - Units whose status does not meet NEEDS criteria
Niles Valley Energy LLC | 61286 | GEN4 | Combustion Turbine | Pennsylvania | 4.2 | Dropped - Units whose status does not meet NEEDS criteria
Niles Valley Energy LLC | 61286 | GEN5 | Combustion Turbine | Pennsylvania | 4.2 | Dropped - Units whose status does not meet NEEDS criteria
Mineral Point Energy | 61300 | GEN1 | Combustion Turbine | Pennsylvania | 4.4 | Dropped - Units whose status does not meet NEEDS criteria
Mineral Point Energy | 61300 | GEN2 | Combustion Turbine | Pennsylvania | 4.4 | Dropped - Units whose status does not meet NEEDS criteria
Mineral Point Energy | 61300 | GEN3 | Combustion Turbine | Pennsylvania | 4.4 | Dropped - Units whose status does not meet NEEDS criteria
Mineral Point Energy | 61300 | GEN4 | Combustion Turbine | Pennsylvania | 4.4 | Dropped - Units whose status does not meet NEEDS criteria
Mineral Point Energy | 61300 | GEN5 | Combustion Turbine | Pennsylvania | 4.4 | Dropped - Units whose status does not meet NEEDS criteria
Stourbridge Energy | 61301 | GEN1 | Combustion Turbine | Pennsylvania | 4.4 | Dropped - Units whose status does not meet NEEDS criteria
Stourbridge Energy | 61301 | GEN2 | Combustion Turbine | Pennsylvania | 4.4 | Dropped - Units whose status does not meet NEEDS criteria
Stourbridge Energy | 61301 | GEN3 | Combustion Turbine | Pennsylvania | 4.4 | Dropped - Units whose status does not meet NEEDS criteria
Stourbridge Energy | 61301 | GEN4 | Combustion Turbine | Pennsylvania | 4.4 | Dropped - Units whose status does not meet NEEDS criteria
Stourbridge Energy | 61301 | GEN5 | Combustion Turbine | Pennsylvania | 4.4 | Dropped - Units whose status does not meet NEEDS criteria
Wrighter Energy | 61302 | GEN1 | Combustion Turbine | Pennsylvania | 4.2 | Dropped - Units whose status does not meet NEEDS criteria
Wrighter Energy | 61302 | GEN2 | Combustion Turbine | Pennsylvania | 4.2 | Dropped - Units whose status does not meet NEEDS criteria
Wrighter Energy | 61302 | GEN3 | Combustion Turbine | Pennsylvania | 4.2 | Dropped - Units whose status does not meet NEEDS criteria
Wrighter Energy | 61302 | GEN4 | Combustion Turbine | Pennsylvania | 4.2 | Dropped - Units whose status does not meet NEEDS criteria
Wrighter Energy | 61302 | GEN5 | Combustion Turbine | Pennsylvania | 4.2 | Dropped - Units whose status does not meet NEEDS criteria
Anchor Energy | 61304 | GEN1 | Combustion Turbine | Pennsylvania | 4.2 | Dropped - Units whose status does not meet NEEDS criteria
Anchor Energy | 61304 | GEN2 | Combustion Turbine | Pennsylvania | 4.2 | Dropped - Units whose status does not meet NEEDS criteria
Anchor Energy | 61304 | GEN3 | Combustion Turbine | Pennsylvania | 4.2 | Dropped - Units whose status does not meet NEEDS criteria
Anchor Energy | 61304 | GEN4 | Combustion Turbine | Pennsylvania | 4.2 | Dropped - Units whose status does not meet NEEDS criteria
Anchor Energy | 61304 | GEN5 | Combustion Turbine | Pennsylvania | 4.2 | Dropped - Units whose status does not meet NEEDS criteria
Holdridge Energy | 61305 | GEN1 | Combustion Turbine | Pennsylvania | 4.4 | Dropped - Units whose status does not meet NEEDS criteria
Holdridge Energy | 61305 | GEN2 | Combustion Turbine | Pennsylvania | 4.4 | Dropped - Units whose status does not meet NEEDS criteria
Holdridge Energy | 61305 | GEN3 | Combustion Turbine | Pennsylvania | 4.4 | Dropped - Units whose status does not meet NEEDS criteria
Holdridge Energy | 61305 | GEN4 | Combustion Turbine | Pennsylvania | 4.4 | Dropped - Units whose status does not meet NEEDS criteria
Holdridge Energy | 61305 | GEN5 | Combustion Turbine | Pennsylvania | 4.4 | Dropped - Units whose status does not meet NEEDS criteria
Red Glen Energy | 61306 | GEN1 | Combustion Turbine | Pennsylvania | 4.4 | Dropped - Units whose status does not meet NEEDS criteria
Red Glen Energy | 61306 | GEN2 | Combustion Turbine | Pennsylvania | 4.4 | Dropped - Units whose status does not meet NEEDS criteria
Red Glen Energy | 61306 | GEN3 | Combustion Turbine | Pennsylvania | 4.4 | Dropped - Units whose status does not meet NEEDS criteria
Red Glen Energy | 61306 | GEN4 | Combustion Turbine | Pennsylvania | 4.4 | Dropped - Units whose status does not meet NEEDS criteria
Red Glen Energy | 61306 | GEN5 | Combustion Turbine | Pennsylvania | 4.4 | Dropped - Units whose status does not meet NEEDS criteria
Farmingdale Fuel Cell | 61317 | MB-21 | Fuel Cell | New York | 1.4 | Dropped - Units whose status does not meet NEEDS criteria
Casper Solar Center | 61320 | CSPSC | Solar PV | Maryland | 36.7 | Dropped - Units whose status does not meet NEEDS criteria
NISA Electric Generation Project | 61331 | GEN1 | Combined Cycle | New York | 59.7 | Dropped - Units whose status does not meet NEEDS criteria
NISA Electric Generation Project | 61331 | STG1 | Combined Cycle | New York | 20.2 | Dropped - Units whose status does not meet NEEDS criteria
RE Maplewood | 61346 | PV3 | Solar PV | Texas | 0 | Dropped - Units whose status does not meet NEEDS criteria
RE Maplewood | 61346 | PV4 | Solar PV | Texas | 0 | Dropped - Units whose status does not meet NEEDS criteria
RE Maplewood | 61346 | PV5 | Solar PV | Texas | 0 | Dropped - Units whose status does not meet NEEDS criteria
Utica Aero Solar Max PV | 61361 | UASM | Solar PV | Ohio | 12 | Dropped - Units whose status does not meet NEEDS criteria
Hu Honua Bioenergy Facility | 61364 | HHB | Biomass | Hawaii | 32 | Dropped - in Alaska or in Hawaii or Puerto Rico
Ord Mountain Solar | 61372 | ORDMT | Solar PV | California | 60 | Dropped - Units whose status does not meet NEEDS criteria
Northern Westchester Hospital | 61378 | 1 | Combustion Turbine | New York | 1 | Dropped - Onsite Unit
Northern Westchester Hospital | 61378 | 2 | Combustion Turbine | New York | 1 | Dropped - Onsite Unit
Northern Westchester Hospital | 61378 | 3 | Combustion Turbine | New York | 1 | Dropped - Onsite Unit
Northern Westchester Hospital | 61378 | 4 | Combustion Turbine | New York | 0.8 | Dropped - Retired/Planned Retirement by 06/2023
Northern Westchester Hospital | 61378 | 5 | Combustion Turbine | New York | 0.8 | Dropped - Retired/Planned Retirement by 06/2023
Northern Westchester Hospital | 61378 | P | Combustion Turbine | New York | 1 | Dropped - Onsite Unit
Pomerado Energy Storage, LLC | 61390 | PMRDO | Energy Storage | California | 6 | Dropped - Retired/Planned Retirement by 06/2023
Boswell Wind I | 61393 | BOSW1 | Onshore Wind | Wyoming | 80 | Dropped - Units whose status does not meet NEEDS criteria
Boswell Wind II | 61394 | BOSW2 | Onshore Wind | Wyoming | 80 | Dropped - Units whose status does not meet NEEDS criteria
Boswell Wind III | 61395 | BOSW3 | Onshore Wind | Wyoming | 80 | Dropped - Units whose status does not meet NEEDS criteria
Boswell Wind IV | 61396 | BOSW4 | Onshore Wind | Wyoming | 80 | Dropped - Units whose status does not meet NEEDS criteria
Bluegrove Wind | 61400 | BLUGR | Onshore Wind | Texas | 100 | Dropped - Units whose status does not meet NEEDS criteria
Byers Wind | 61401 | BYERS | Onshore Wind | Texas | 200 | Dropped - Units whose status does not meet NEEDS criteria
NY Times Daily Production Facility | 61414 | GEN1 | Combustion Turbine | New York | 2 | Dropped - Onsite Unit
NY Times Daily Production Facility | 61414 | GEN2 | Combustion Turbine | New York | 2 | Dropped - Onsite Unit
NY Times Daily Production Facility | 61414 | GEN3 | Combustion Turbine | New York | 2 | Dropped - Onsite Unit
NY Times Daily Production Facility | 61414 | GEN4 | Combustion Turbine | New York | 2 | Dropped - Onsite Unit
NY Times Daily Production Facility | 61414 | GEN5 | Combustion Turbine | New York | 2 | Dropped - Onsite Unit
NY Times Daily Production Facility | 61414 | GEN6 | Combustion Turbine | New York | 2 | Dropped - Onsite Unit
Mount Sinai Hospital | 61416 | AP1 | Combustion Turbine | New York | 1 | Dropped - Onsite Unit
Mount Sinai Hospital | 61416 | AP2 | Combustion Turbine | New York | 1 | Dropped - Onsite Unit
Mount Sinai Hospital | 61416 | AP3 | Combustion Turbine | New York | 1 | Dropped - Onsite Unit
Mount Sinai Hospital | 61416 | AP4 | Combustion Turbine | New York | 1 | Dropped - Onsite Unit
Mount Sinai Hospital | 61416 | AP5 | Combustion Turbine | New York | 1.5 | Dropped - Onsite Unit
Mount Sinai Hospital | 61416 | AP6 | Combustion Turbine | New York | 1.5 | Dropped - Onsite Unit
Mount Sinai Hospital | 61416 | CAM12 | Combustion Turbine | New York | 0.4 | Dropped - Onsite Unit
Mount Sinai Hospital | 61416 | EB10 | Combustion Turbine | New York | 1.5 | Dropped - Onsite Unit
Mount Sinai Hospital | 61416 | EB11 | Combustion Turbine | New York | 1.5 | Dropped - Onsite Unit
Mount Sinai Hospital | 61416 | FPA15 | Combustion Turbine | New York | 0.6 | Dropped - Onsite Unit
Mount Sinai Hospital | 61416 | GP7 | Combustion Turbine | New York | 0.9 | Dropped - Onsite Unit
Mount Sinai Hospital | 61416 | GP8 | Combustion Turbine | New York | 0.9 | Dropped - Onsite Unit
Mount Sinai Hospital | 61416 | GP9 | Combustion Turbine | New York | 0.9 | Dropped - Onsite Unit
Mount Sinai Hospital | 61416 | HES13 | Combustion Turbine | New York | 2.5 | Dropped - Onsite Unit
Mount Sinai Hospital | 61416 | HES14 | Combustion Turbine | New York | 2.5 | Dropped - Onsite Unit
CoreSite Real Estate 55 S. Market Street | 61474 | G-1 | Combustion Turbine | California | 2 | Dropped - Onsite Unit
CoreSite Real Estate 55 S. Market Street | 61474 | G-2 | Combustion Turbine | California | 2 | Dropped - Onsite Unit
CoreSite Real Estate 55 S. Market Street | 61474 | G-3 | Combustion Turbine | California | 2 | Dropped - Onsite Unit
CoreSite Real Estate 55 S. Market Street | 61474 | G-4 | Combustion Turbine | California | 2 | Dropped - Onsite Unit
CoreSite Real Estate 1656 McCarthy, L.P. | 61475 | G-1 | Combustion Turbine | California | 1 | Dropped - Onsite Unit
CoreSite Real Estate 1656 McCarthy, L.P. | 61475 | G-2 | Combustion Turbine | California | 1 | Dropped - Onsite Unit
CoreSite Real Estate 1656 McCarthy, L.P. | 61475 | G-3 | Combustion Turbine | California | 1 | Dropped - Onsite Unit
CoreSite Real Estate 1656 McCarthy, L.P. | 61475 | G-4 | Combustion Turbine | California | 1 | Dropped - Onsite Unit
CoreSite Real Estate 1656 McCarthy, L.P. | 61475 | G-5 | Combustion Turbine | California | 1 | Dropped - Onsite Unit
CoreSite Real Estate 2901 Coronado, L.P. | 61476 | G-1 | Combustion Turbine | California | 2 | Dropped - Onsite Unit
CoreSite Real Estate 2901 Coronado, L.P. | 61476 | G-2 | Combustion Turbine | California | 2 | Dropped - Onsite Unit
CoreSite Real Estate 2901 Coronado, L.P. | 61476 | G-3 | Combustion Turbine | California | 2 | Dropped - Onsite Unit
CoreSite Real Estate 2901 Coronado, L.P. | 61476 | G-4 | Combustion Turbine | California | 2 | Dropped - Onsite Unit
CoreSite Real Estate 2901 Coronado, L.P. | 61476 | G-5 | Combustion Turbine | California | 2 | Dropped - Onsite Unit
CoreSite Real Estate 3032 Coronado, L.P. | 61482 | G-1 | Combustion Turbine | California | 3 | Dropped - Onsite Unit
CoreSite Real Estate 3032 Coronado, L.P. | 61482 | G-10 | Combustion Turbine | California | 3 | Dropped - Onsite Unit
CoreSite Real Estate 3032 Coronado, L.P. | 61482 | G-2 | Combustion Turbine | California | 3 | Dropped - Onsite Unit
CoreSite Real Estate 3032 Coronado, L.P. | 61482 | G-3 | Combustion Turbine | California | 3 | Dropped - Onsite Unit
CoreSite Real Estate 3032 Coronado, L.P. | 61482 | G-4 | Combustion Turbine | California | 3 | Dropped - Onsite Unit
CoreSite Real Estate 3032 Coronado, L.P. | 61482 | G-5 | Combustion Turbine | California | 3 | Dropped - Onsite Unit
CoreSite Real Estate 3032 Coronado, L.P. | 61482 | G-6 | Combustion Turbine | California | 3 | Dropped - Onsite Unit
CoreSite Real Estate 3032 Coronado, L.P. | 61482 | G-7 | Combustion Turbine | California | 3 | Dropped - Onsite Unit
CoreSite Real Estate 3032 Coronado, L.P. | 61482 | G-8 | Combustion Turbine | California | 3 | Dropped - Onsite Unit
CoreSite Real Estate 3032 Coronado, L.P. | 61482 | G-9 | Combustion Turbine | California | 3 | Dropped - Onsite Unit
NYU LANGONE HEALTH | 61488 | ENB1 | Combustion Turbine | New York | 2.7 | Dropped - Onsite Unit
NYU LANGONE HEALTH | 61488 | ENB2 | Combustion Turbine | New York | 2.7 | Dropped - Onsite Unit
NYU LANGONE HEALTH | 61488 | GT | Combustion Turbine | New York | 7.5 | Dropped - Onsite Unit
NYU LANGONE HEALTH | 61488 | HCC1 | Combustion Turbine | New York | 1 | Dropped - Onsite Unit
NYU LANGONE HEALTH | 61488 | SKB1 | Combustion Turbine | New York | 1.3 | Dropped - Onsite Unit
NYU LANGONE HEALTH | 61488 | SMB1 | Combustion Turbine | New York | 1.4 | Dropped - Onsite Unit
NYU LANGONE HEALTH | 61488 | SMB2 | Combustion Turbine | New York | 1.4 | Dropped - Onsite Unit
Candlewood Solar | 61517 | CANDL | Solar PV | Connecticut | 25 | Dropped - Units whose status does not meet NEEDS criteria
Island Grove Solar | 61531 | GEN1 | Solar PV | North Carolina | 2 | Dropped - Units whose status does not meet NEEDS criteria
Fort Hays State University Wind Farm | 61540 | WIND1 | Onshore Wind | Kansas | 2 | Dropped - Onsite Unit
Fort Hays State University Wind Farm | 61540 | WIND2 | Onshore Wind | Kansas | 2 | Dropped - Onsite Unit
Good Samaritan Hospital | 61551 | EGEN1 | Combustion Turbine | New York | 1 | Dropped - Onsite Unit
Good Samaritan Hospital | 61551 | EGEN2 | Combustion Turbine | New York | 0.7 | Dropped - Onsite Unit
Good Samaritan Hospital | 61551 | EGEN3 | Combustion Turbine | New York | 0.2 | Dropped - Onsite Unit
Woodhull Hospital | 61567 | EGEN1 | Combustion Turbine | New York | 1.5 | Dropped - Onsite Unit
Woodhull Hospital | 61567 | EGEN2 | Combustion Turbine | New York | 1.5 | Dropped - Onsite Unit
Woodhull Hospital | 61567 | EGEN3 | Combustion Turbine | New York | 2 | Dropped - Onsite Unit
Woodhull Hospital | 61567 | EGEN4 | Combustion Turbine | New York | 2 | Dropped - Onsite Unit
Woodhull Hospital | 61567 | EGEN5 | Combustion Turbine | New York | 1 | Dropped - Onsite Unit
The Allen Hospital | 61568 | EGEN1 | Combustion Turbine | New York | 1 | Dropped - Onsite Unit
West Moore Solar | 61624 | GEN1 | Solar PV | Texas | 5 | Dropped - Units whose status does not meet NEEDS criteria
Holsum de Puerto Rico, Inc. | 61639 | EU-16 | Combustion Turbine | Puerto Rico | 0.8 | Dropped - in Alaska or in Hawaii or Puerto Rico
Holsum de Puerto Rico, Inc. | 61639 | EU-17 | Combustion Turbine | Puerto Rico | 0.9 | Dropped - in Alaska or in Hawaii or Puerto Rico
Holsum de Puerto Rico, Inc. | 61639 | EU-18 | Combustion Turbine | Puerto Rico | 0.9 | Dropped - in Alaska or in Hawaii or Puerto Rico
Janssen Ortho LLC | 61659 | 2GEN1 | Combustion Turbine | Puerto Rico | 1.5 | Dropped - in Alaska or in Hawaii or Puerto Rico
Janssen Ortho LLC | 61659 | 2GEN2 | Combustion Turbine | Puerto Rico | 1.5 | Dropped - in Alaska or in Hawaii or Puerto Rico
Janssen Ortho LLC | 61659 | 2GEN3 | Combustion Turbine | Puerto Rico | 1.5 | Dropped - in Alaska or in Hawaii or Puerto Rico
Janssen Ortho LLC | 61659 | GEN-1 | Combustion Turbine | Puerto Rico | 1.5 | Dropped - in Alaska or in Hawaii or Puerto Rico
Janssen Ortho LLC | 61659 | GEN-2 | Combustion Turbine | Puerto Rico | 1.5 | Dropped - in Alaska or in Hawaii or Puerto Rico
Janssen Ortho LLC | 61659 | GEN-3 | Combustion Turbine | Puerto Rico | 1.5 | Dropped - in Alaska or in Hawaii or Puerto Rico
Janssen Ortho LLC | 61659 | GEN-4 | Combustion Turbine | Puerto Rico | 2 | Dropped - in Alaska or in Hawaii or Puerto Rico
Janssen Ortho LLC | 61659 | GEN-5 | Combustion Turbine | Puerto Rico | 1.5 | Dropped - in Alaska or in Hawaii or Puerto Rico
Janssen Ortho LLC | 61659 | PGEN1 | Combustion Turbine | Puerto Rico | 1.5 | Dropped - in Alaska or in Hawaii or Puerto Rico
Janssen Ortho LLC | 61659 | PGEN2 | Combustion Turbine | Puerto Rico | 1.5 | Dropped - in Alaska or in Hawaii or Puerto Rico
Janssen Ortho LLC | 61659 | SOLAR | Solar PV | Puerto Rico | 2.2 | Dropped - in Alaska or in Hawaii or Puerto Rico
Klawock Power Generation Station | 61684 | 1 | Combustion Turbine | Alaska | 2.5 | Dropped - in Alaska or in Hawaii or Puerto Rico
Slana Generating Station | 61685 | 1 | Combustion Turbine | Alaska | 0.4 | Dropped - in Alaska or in Hawaii or Puerto Rico
Slana Generating Station | 61685 | 2 | Combustion Turbine | Alaska | 0.4 | Dropped - in Alaska or in Hawaii or Puerto Rico
Slana Generating Station | 61685 | 3 | Combustion Turbine | Alaska | 0.4 | Dropped - in Alaska or in Hawaii or Puerto Rico
Lockheed Martin Solar | 61694 | SOLAR | Solar PV | Florida | 1.9 | Dropped - Onsite Unit
Sikorsky Aircraft CHP | 61703 | PV-1 | Solar PV | Connecticut | 0.1 | Dropped - Onsite Unit
Sikorsky Aircraft CHP | 61703 | TG-1 | Combustion Turbine | Connecticut | 10.3 | Dropped - Onsite Unit
Hydra Community Solar | 61714 | HYDR | Solar PV | Minnesota | 1 | Dropped - Units whose status does not meet NEEDS criteria
Tom Bevill Lock and Dam Hydroelectric | 61749 | GEN1 | Hydro | Alabama | 4 | Dropped - Units whose status does not meet NEEDS criteria
Tom Bevill Lock and Dam Hydroelectric | 61749 | GEN2 | Hydro | Alabama | 4 | Dropped - Units whose status does not meet NEEDS criteria
Tom Bevill Lock and Dam Hydroelectric | 61749 | GEN3 | Hydro | Alabama | 4 | Dropped - Units whose status does not meet NEEDS criteria
C4GT | 61760 | C4GT | Combined Cycle | Virginia | 1060 | Dropped - Units whose status does not meet NEEDS criteria
New Mexico Community Solar Facility | 61783 | NMCSF | Solar PV | New Mexico | 2 | Dropped - Units whose status does not meet NEEDS criteria
Mason Dixon Solar Center | 61797 | PV | Solar PV | Maryland | 20 | Dropped - Units whose status does not meet NEEDS criteria
Kingston Energy Storage, LLC | 61802 | 10001 | Energy Storage | California | 50 | Dropped - Units whose status does not meet NEEDS criteria
HIMA San Pablo - Caguas | 61808 | CAG1 | Combustion Turbine | Puerto Rico | 1.5 | Dropped - in Alaska or in Hawaii or Puerto Rico
HIMA San Pablo - Caguas | 61808 | CAG2 | Combustion Turbine | Puerto Rico | 1.5 | Dropped - in Alaska or in Hawaii or Puerto Rico
HIMA San Pablo - Caguas | 61808 | CAG3 | Combustion Turbine | Puerto Rico | 2 | Dropped - in Alaska or in Hawaii or Puerto Rico
HIMA San Pablo - Caguas | 61808 | CAG4 | Combustion Turbine | Puerto Rico | 2 | Dropped - in Alaska or in Hawaii or Puerto Rico
HIMA San Pablo - Caguas | 61808 | CAG5 | Combustion Turbine | Puerto Rico | 2 | Dropped - in Alaska or in Hawaii or Puerto Rico
Summit Lake Wind Energy Project | 61812 | 1 | Onshore Wind | Michigan | 120 | Dropped - Units whose status does not meet NEEDS criteria
IKEA Oak Creek Rooftop PV System | 61816 | PV1 | Solar PV | Wisconsin | 1.2 | Dropped - Onsite Unit
IKEA Conshohocken Rooftop PV System | 61819 | 211 | Solar PV | Pennsylvania | 1 | Dropped - Onsite Unit
IKEA New Haven Rooftop PV & Fuel Cell | 61820 | 213FC | Fuel Cell | Connecticut | 0.3 | Dropped - Onsite Unit
IKEA New Haven Rooftop PV & Fuel Cell | 61820 | 213PV | Solar PV | Connecticut | 0.8 | Dropped - Onsite Unit
IKEA Jacksonville Rooftop PV System | 61821 | PV1 | Solar PV | Florida | 1.4 | Dropped - Onsite Unit
Harvest Wind Energy Project | 61823 | 1 | Onshore Wind | Indiana | 600 | Dropped - Units whose status does not meet NEEDS criteria
Minco Wind V, LLC | 61837 | MV | Onshore Wind | Oklahoma | 220 | Dropped - Units whose status does not meet NEEDS criteria
Cleveland Thermal | 61838 | ST1 | O/G Steam | Ohio | 0.5 | Dropped - Onsite Unit
Cleveland Thermal | 61838 | ST2 | O/G Steam | Ohio | 0.5 | Dropped - Onsite Unit
Scituate RI Solar, LLC | 61841 | SCITU | Solar PV | Rhode Island | 10 | Dropped - Units whose status does not meet NEEDS criteria
Campbell Industrial Park BESS | 61851 | CIPB1 | Energy Storage | Hawaii | 1 | Dropped - in Alaska or in Hawaii or Puerto Rico
Toray Plastic America's CHP Plant | 61857 | CG1 | Combustion Turbine | Rhode Island | 6.8 | Dropped - Onsite Unit
Toray Plastic America's CHP Plant | 61857 | KG12 | Combustion Turbine | Rhode Island | 5 | Dropped - Onsite Unit
Toray Plastic America's CHP Plant | 61857 | KG18 | Combustion Turbine | Rhode Island | 7.5 | Dropped - Onsite Unit
Crazy Mountain Wind LLC | 61859 | WT | Onshore Wind | Montana | 80 | Dropped - Units whose status does not meet NEEDS criteria
National Raisin | 61894 | CR1 | Solar PV | California | 0.9 | Dropped - Onsite Unit
National Raisin | 61894 | CR2 | Solar PV | California | 0.8 | Dropped - Onsite Unit
National Raisin | 61894 | CR3 | Solar PV | California | 0.5 | Dropped - Onsite Unit
National Raisin | 61894 | CR4 | Solar PV | California | 0.3 | Dropped - Onsite Unit
Georgia-Pacific Taylorsville Plywood | 61927 | CTG1 | Combustion Turbine | Mississippi | 6.2 | Dropped - Onsite Unit
West Loch Solar One | 61987 | WLS1 | Solar PV | Hawaii | 20 | Dropped - in Alaska or in Hawaii or Puerto Rico
The Bank of New York | 62001 | 6087K | Combustion Turbine | New York | 1.2 | Dropped - Onsite Unit
The Bank of New York | 62001 | 6187H | Combustion Turbine | New York | 1.2 | Dropped - Onsite Unit
The Bank of New York | 62001 | 6287P | Combustion Turbine | New York | 1.2 | Dropped - Onsite Unit
The Bank of New York | 62001 | 8587X | Combustion Turbine | New York | 1.2 | Dropped - Onsite Unit
The Bank of New York | 62001 | 8687N | Combustion Turbine | New York | 1.2 | Dropped - Onsite Unit
The Bank of New York | 62001 | 8887H | Combustion Turbine | New York | 1.2 | Dropped - Onsite Unit
Saint Catherine of Siena Medical Center | 62003 | 5FPX4 | Combustion Turbine | New York | 0.4 | Dropped - Onsite Unit
Saint Catherine of Siena Medical Center | 62003 | 855G3 | Combustion Turbine | New York | 0.4 | Dropped - Onsite Unit
Saint Catherine of Siena Medical Center | 62003 | D400F | Combustion Turbine | New York | 0.4 | Dropped - Onsite Unit
Saint Catherine of Siena Medical Center | 62003 | DFG65 | Combustion Turbine | New York | 0.2 | Dropped - Onsite Unit
Saint Catherine of Siena Medical Center | 62003 | E4486 | Combustion Turbine | New York | 0.4 | Dropped - Onsite Unit
Lincoln Land Energy Center | 62022 | GEN1 | Combined Cycle | Illinois | 520 | Dropped - Units whose status does not meet NEEDS criteria
Lincoln Land Energy Center | 62022 | GEN2 | Combined Cycle | Illinois | 520 | Dropped - Units whose status does not meet NEEDS criteria
Kingsbrook Jewish Medical Center | 62050 | 115WA | Combustion Turbine | New York | 0.1 | Dropped - Onsite Unit
Kingsbrook Jewish Medical Center | 62050 | SR4 | Combustion Turbine | New York | 0.6 | Dropped - Onsite Unit
Kingsbrook Jewish Medical Center | 62050 | VHP59 | Combustion Turbine | New York | 1 | Dropped - Onsite Unit
St Johns Riverside Hospital | 62051 | EG200 | Combustion Turbine | New York | 0.2 | Dropped - Onsite Unit
St Johns Riverside Hospital | 62051 | EG300 | Combustion Turbine | New York | 0.3 | Dropped - Onsite Unit
St Johns Riverside Hospital | 62051 | EG650 | Combustion Turbine | New York | 0.7 | Dropped - Onsite Unit
St Johns Riverside Hospital | 62051 | EG750 | Combustion Turbine | New York | 0.8 | Dropped - Onsite Unit
Typha Solar Project | 62068 | TYPHA | Solar PV | Washington | 5 | Dropped - Retired/Planned Retirement by 06/2023
Fumaria Solar Project | 62070 | FUMAR | Solar PV | Washington | 5 | Dropped - Retired/Planned Retirement by 06/2023
Cadiz Power Plant | 62153 | GEN 1 | Combined Cycle | Ohio | 550 | Dropped - Units whose status does not meet NEEDS criteria
Cadiz Power Plant | 62153 | GEN 2 | Combined Cycle | Ohio | 550 | Dropped - Units whose status does not meet NEEDS criteria
Berry NMW Cogens | 62176 | 21Z | Combustion Turbine | California | 5.7 | Dropped - Onsite Unit
Berry NMW Cogens | 62176 | PF | Combustion Turbine | California | 5.7 | Dropped - Onsite Unit
Bell Solar | 62183 | 25 | Solar PV | South Carolina | 6.1 | Dropped - Retired/Planned Retirement by 06/2023
Fairfield Solar | 62212 | 36 | Solar PV | South Carolina | 10 | Dropped - Retired/Planned Retirement by 06/2023
Flip Solar | 62214 | 38 | Solar PV | South Carolina | 15.8 | Dropped - Units whose status does not meet NEEDS criteria
Indigo Solar | 62230 | 44 | Solar PV | South Carolina | 2 | Dropped - Units whose status does not meet NEEDS criteria
Ion Solar | 62231 | 45 | Solar PV | South Carolina | 5 | Dropped - Units whose status does not meet NEEDS criteria
Madison Solar | 62237 | 51 | Solar PV | South Carolina | 10.9 | Dropped - Units whose status does not meet NEEDS criteria
Alabama Ledge Wind Farm LLC | 62261 | GEN1 | Onshore Wind | New York | 79.8 | Dropped - Units whose status does not meet NEEDS criteria
NYPH-Queens | 62271 | PB809 | Combustion Turbine | New York | 0.9 | Dropped - Onsite Unit
NYPH-Queens | 62271 | PB909 | Combustion Turbine | New York | 0.9 | Dropped - Onsite Unit
NYPH-Queens | 62271 | PR601 | Combustion Turbine | New York | 0.9 | Dropped - Onsite Unit
NYPH-Queens | 62271 | PR602 | Combustion Turbine | New York | 0.9 | Dropped - Onsite Unit
NYPH-Queens | 62271 | PR816 | Combustion Turbine | New York | 0.9 | Dropped - Onsite Unit
Western Sugar Cooperative - Billings | 62319 | 1 | Coal Steam | Montana | 1.5 | Dropped - Onsite Unit
Turkey Hill Solar I | 62341 | 84 | Solar PV | South Carolina | 2 | Dropped - Units whose status does not meet NEEDS criteria
Webster Solar | 62348 | 91 | Solar PV | South Carolina | 5.4 | Dropped - Units whose status does not meet NEEDS criteria
NYP-Lower Manhattan Hospital | 62366 | CATR4 | Combustion Turbine | New York | 1.5 | Dropped - Onsite Unit
Point Marion L&D Hydroelectric Project | 62384 | NA1 | Hydro | Pennsylvania | 1.5 | Dropped - Units whose status does not meet NEEDS criteria
Point Marion L&D Hydroelectric Project | 62384 | NA2 | Hydro | Pennsylvania | 1.5 | Dropped - Units whose status does not meet NEEDS criteria
Maxwell L&D Hydroelectric Project | 62385 | NA1 | Hydro | Pennsylvania | 4.5 | Dropped - Units whose status does not meet NEEDS criteria
Maxwell L&D Hydroelectric Project | 62385 | NA2 | Hydro | Pennsylvania | 4.5 | Dropped - Units whose status does not meet NEEDS criteria
Opekiska L&D Hydroelectric Project | 62386 | NA1 | Hydro | West Virginia | 2 | Dropped - Units whose status does not meet NEEDS criteria
Opekiska L&D Hydroelectric Project | 62386 | NA2 | Hydro | West Virginia | 2 | Dropped - Units whose status does not meet NEEDS criteria
Morgantown L&D Hydroelectric Project | 62387 | NA1 | Hydro | West Virginia | 1.5 | Dropped - Units whose status does not meet NEEDS criteria
Morgantown L&D Hydroelectric Project | 62387 | NA2 | Hydro | West Virginia | 1.5 | Dropped - Units whose status does not meet NEEDS criteria
Grays Landing L&D Hydroelectric Project | 62388 | NA1 | Hydro | Pennsylvania | 4.5 | Dropped - Units whose status does not meet NEEDS criteria
Grays Landing L&D Hydroelectric Project | 62388 | NA2 | Hydro | Pennsylvania | 4.5 | Dropped - Units whose status does not meet NEEDS criteria
KY No. 11 L&D Hydroelectric Project | 62390 | NA1 | Hydro | Kentucky | 0.3 | Dropped - Units whose status does not meet NEEDS criteria
KY No. 11 L&D Hydroelectric Project | 62390 | NA2 | Hydro | Kentucky | 0.3 | Dropped - Units whose status does not meet NEEDS criteria
KY No. 11 L&D Hydroelectric Project | 62390 | NA3 | Hydro | Kentucky | 0.3 | Dropped - Units whose status does not meet NEEDS criteria
KY No. 11 L&D Hydroelectric Project | 62390 | NA4 | Hydro | Kentucky | 0.3 | Dropped - Units whose status does not meet NEEDS criteria
KY No. 11 L&D Hydroelectric Project | 62390 | NA5 | Hydro | Kentucky | 0.3 | Dropped - Units whose status does not meet NEEDS criteria
Overton Hydroelectric Project | 62391 | NA1 | Hydro | Louisiana | 5.5 | Dropped - Units whose status does not meet NEEDS criteria
Overton Hydroelectric Project | 62391 | NA2 | Hydro | Louisiana | 5.5 | Dropped - Units whose status does not meet NEEDS criteria
Overton Hydroelectric Project | 62391 | NA3 | Hydro | Louisiana | 5.5 | Dropped - Units whose status does not meet NEEDS criteria
Overton Hydroelectric Project | 62391 | NA4 | Hydro | Louisiana | 5.5 | Dropped - Units whose status does not meet NEEDS criteria
Overton Hydroelectric Project | 62391 | NA5 | Hydro | Louisiana | 5.5 | Dropped - Units whose status does not meet NEEDS criteria
Overton Hydroelectric Project | 62391 | NA6 | Hydro | Louisiana | 5.5 | Dropped - Units whose status does not meet NEEDS criteria
Albert Einstein College of Medicine | 62398 | CM058 | Combustion Turbine | New York | 0.2 | Dropped - Onsite Unit
Albert Einstein College of Medicine | 62398 | CM111 | Combustion Turbine | New York | 0.2 | Dropped - Onsite Unit
Albert Einstein College of Medicine | 62398 | CM454 | Combustion Turbine | New York | 0.5 | Dropped - Onsite Unit
Albert Einstein College of Medicine | 62398 | CP035 | Combustion Turbine | New York | 1 | Dropped - Onsite Unit
Albert Einstein College of Medicine | 62398 | CP643 | Combustion Turbine | New York | 0.2 | Dropped - Onsite Unit
Albert Einstein College of Medicine | 62398 | CP703 | Combustion Turbine | New York | 0.5 | Dropped - Onsite Unit
Albert Einstein College of Medicine | 62398 | CP810 | Combustion Turbine | New York | 0.7 | Dropped - Onsite Unit
Albert Einstein College of Medicine | 62398 | CP919 | Combustion Turbine | New York | 0.1 | Dropped - Onsite Unit
Albert Einstein College of Medicine | 62398 | CP922 | Combustion Turbine | New York | 0.5 | Dropped - Onsite Unit
Albert Einstein College of Medicine | 62398 | CP925 | Combustion Turbine | New York | 0.9 | Dropped - Onsite Unit
Albert Einstein College of Medicine | 62398 | CP961 | Combustion Turbine | New York | 1.8 | Dropped - Onsite Unit
Albert Einstein College of Medicine | 62398 | CP962 | Combustion Turbine | New York | 1.8 | Dropped - Onsite Unit
Albert Einstein College of Medicine | 62398 | WK259 | Combustion Turbine | New York | 0.2 | Dropped - Onsite Unit
Montgomery L&D Hydroelectric Project | 62400 | NA1 | Hydro | Pennsylvania | 5.5 | Dropped - Units whose status does not meet NEEDS criteria
Montgomery L&D Hydroelectric Project | 62400 | NA2 | Hydro | Pennsylvania | 5.5 | Dropped - Units whose status does not meet NEEDS criteria
Montgomery L&D Hydroelectric Project | 62400 | NA3 | Hydro | Pennsylvania | 5.5 | Dropped - Units whose status does not meet NEEDS criteria
Montgomery L&D Hydroelectric Project | 62400 | NA4 | Hydro | Pennsylvania | 5.5 | Dropped - Units whose status does not meet NEEDS criteria
Allegheny L&D2 Hydroelectric Project | 62401 | NA1 | Hydro | Pennsylvania | 2.5 | Dropped - Units whose status does not meet NEEDS criteria
Allegheny L&D2 Hydroelectric Project | 62401 | NA2 | Hydro | Pennsylvania | 2.5 | Dropped - Units whose status does not meet NEEDS criteria
Arkabutla Lake Hydroelectric Project | 62402 | NA1 | Hydro | Mississippi | 1.5 | Dropped - Units whose status does not meet NEEDS criteria
Arkabutla Lake Hydroelectric Project | 62402 | NA2 | Hydro | Mississippi | 1.5 | Dropped - Units whose status does not meet NEEDS criteria
Beverly L&D Hydroelectric Project | 62403 | NA1 | Hydro | Ohio | 1.2 | Dropped - Units whose status does not meet NEEDS criteria
Beverly L&D Hydroelectric Project | 62403 | NA2 | Hydro | Ohio | 1.2 | Dropped - Units whose status does not meet NEEDS criteria
Monongahela L&D4 Hydroelectric Project | 62404 | NA1 | Hydro | Pennsylvania | 4.5 | Dropped - Units whose status does not meet NEEDS criteria
Monongahela L&D4 Hydroelectric Project | 62404 | NA2 | Hydro | Pennsylvania | 4.5 | Dropped - Units whose status does not meet NEEDS criteria
Cervecera de Puerto Rico | 62410 | GCC01 | Combustion Turbine | Puerto Rico | 0.3 | Dropped - in Alaska or in Hawaii or Puerto Rico
Cervecera de Puerto Rico | 62410 | GDC01 | Combustion Turbine | Puerto Rico | 1.6 | Dropped - in Alaska or in Hawaii or Puerto Rico
NYP-Hudson Valley Hospital Center | 62421 | 300DS | Combustion Turbine | New York | 0.3 | Dropped - Onsite Unit
NYP-Hudson Valley Hospital Center | 62421 | 600CP | Combustion Turbine | New York | 0.6 | Dropped - Onsite Unit
NYP-Hudson Valley Hospital Center | 62421 | 600OE | Combustion Turbine | New York | 0.6 | Dropped - Onsite Unit
NYP-Hudson Valley Hospital Center | 62421 | 750RX | Combustion Turbine | New York | 0.8 | Dropped - Onsite Unit
Regeneron Pharmaceuticals Inc. | 62423 | 735G1 | Combustion Turbine | New York | 1.5 | Dropped - Onsite Unit
Regeneron Pharmaceuticals Inc. | 62423 | 735G2 | Combustion Turbine | New York | 1 | Dropped - Onsite Unit
Regeneron Pharmaceuticals Inc. | 62423 | 745G1 | Combustion Turbine | New York | 1.5 | Dropped - Onsite Unit
Regeneron Pharmaceuticals Inc. | 62423 | 745G2 | Combustion Turbine | New York | 1.5 | Dropped - Onsite Unit
Regeneron Pharmaceuticals Inc. | 62423 | 765G1 | Combustion Turbine | New York | 2.5 | Dropped - Onsite Unit
Regeneron Pharmaceuticals Inc. | 62423 | 771NG | Combustion Turbine | New York | 0.8 | Dropped - Onsite Unit
Regeneron Pharmaceuticals Inc. | 62423 | 777G1 | Combustion Turbine | New York | 1 | Dropped - Onsite Unit
Regeneron Pharmaceuticals Inc. | 62423 | 777NG | Combustion Turbine | New York | 0.4 | Dropped - Onsite Unit
Regeneron Pharmaceuticals Inc. | 62423 | 778NG | Combustion Turbine | New York | 0.2 | Dropped - Onsite Unit
Regeneron Pharmaceuticals Inc. | 62423 | 785G1 | Combustion Turbine | New York | 1 | Dropped - Onsite Unit
Regeneron Pharmaceuticals Inc. | 62423 | 795G1 | Combustion Turbine | New York | 2 | Dropped - Onsite Unit
Regeneron Pharmaceuticals Inc. | 62423 | 795G2 | Combustion Turbine | New York | 2 | Dropped - Onsite Unit
Iola Powerhouse & Cogeneration Facility | 62424 | 1 | Combustion Turbine | New York | 1.4 | Dropped - Retired/Planned Retirement by 06/2023
Iola Powerhouse & Cogeneration Facility | 62424 | 2 | Combustion Turbine | New York | 1.4 | Dropped - Retired/Planned Retirement by 06/2023
Iola Powerhouse & Cogeneration Facility | 62424 | 3 | Combustion Turbine | New York | 1.4 | Dropped - Retired/Planned Retirement by 06/2023
Sardis Lake Hydroelectric Project | 62425 | NA1 | Hydro | Mississippi | 5.5 | Dropped - Units whose status does not meet NEEDS criteria
Sardis Lake Hydroelectric Project | 62425 | NA2 | Hydro | Mississippi | 5.5 | Dropped - Units whose status does not meet NEEDS criteria
Rokeby L&D Hydroelectric Project | 62426 | NA1 | Hydro | Ohio | 1.5 | Dropped - Units whose status does not meet NEEDS criteria
Rokeby L&D Hydroelectric Project | 62426 | NA2 | Hydro | Ohio | 1.5 | Dropped - Units whose status does not meet NEEDS criteria
Philo L&D Hydroelectric Project | 62427 | NA1 | Hydro | Ohio | 1.2 | Dropped - Units whose status does not meet NEEDS criteria
Philo L&D Hydroelectric Project | 62427 | NA2 | Hydro | Ohio | 1.2 | Dropped - Units whose status does not meet NEEDS criteria
Malta L&D Hydroelectric Project | 62428 | NA1 | Hydro | Ohio | 1 | Dropped - Units whose status does not meet NEEDS criteria
Malta L&D Hydroelectric Project | 62428 | NA2 | Hydro | Ohio | 1 | Dropped - Units whose status does not meet NEEDS criteria
Lowell L&D Hydroelectric Project | 62429 | NA1 | Hydro | Ohio | 2 | Dropped - Units whose status does not meet NEEDS criteria
Lowell L&D Hydroelectric Project | 62429 | NA2 | Hydro | Ohio | 2 | Dropped - Units whose status does not meet NEEDS criteria
Grenada Lake Hydroelectric Project | 62430 | NA1 | Hydro | Mississippi | 4 | Dropped - Units whose status does not meet NEEDS criteria
Grenada Lake Hydroelectric Project | 62430 | NA2 | Hydro | Mississippi | 4 | Dropped - Units whose status does not meet NEEDS criteria
Enid Lake Hydroelectric Project | 62432 | NA1 | Hydro | Mississippi | 1.5 | Dropped - Units whose status does not meet NEEDS criteria
Enid Lake Hydroelectric Project | 62432 | NA2 | Hydro | Mississippi | 1.5 | Dropped - Units whose status does not meet NEEDS criteria
Emsworth L&D Hydroelectric Project | 62433 | NA1 | Hydro | Pennsylvania | 5 | Dropped - Units whose status does not meet NEEDS criteria
Emsworth L&D Hydroelectric Project | 62433 | NA2 | Hydro | Pennsylvania | 6.5 | Dropped - Units whose status does not meet NEEDS criteria
Emsworth BC Hydroelectric Project | 62434 | NA1 | Hydro | Pennsylvania | 3 | Dropped - Units whose status does not meet NEEDS criteria
Emsworth BC Hydroelectric Project | 62434 | NA2 | Hydro | Pennsylvania | 4 | Dropped - Units whose status does not meet NEEDS criteria
Devola L&D Hydroelectric Project | 62435 | NA1 | Hydro | Ohio | 1 | Dropped - Units whose status does not meet NEEDS criteria
Devola L&D Hydroelectric Project | 62435 | NA2 | Hydro | Ohio | 1 | Dropped - Units whose status does not meet NEEDS criteria
South Nassau Communities Hospital | 62447 | 1 | Combustion Turbine | New York | 1.1 | Dropped - Retired/Planned Retirement by 06/2023
South Nassau Communities Hospital | 62447 | 2 | Combustion Turbine | New York | 0.8 | Dropped - Retired/Planned Retirement by 06/2023
South Nassau Communities Hospital | 62447 | 3 | Combustion Turbine | New York | 1 | Dropped - Retired/Planned Retirement by 06/2023
Old Jackson Solar LLC | 62501 | 1 | Solar PV | Texas | 127.5 | Dropped - Units whose status does not meet NEEDS criteria
Hybrid Holdings 1 Capistrano | 62515 | HH4MW | Energy Storage | California | 4 | Dropped - Units whose status does not meet NEEDS criteria
Solemio LLC | 62522 | 1 | Solar PV | Texas | 79.8 | Dropped - Units whose status does not meet NEEDS criteria
Hale Kuawehi Solar Hybrid | 62529 | HKBA | Energy Storage | Hawaii | 30 | Dropped - Units whose status does not meet NEEDS criteria
Hale Kuawehi Solar Hybrid | 62529 | HKSOL | Solar PV | Hawaii | 30 | Dropped - Units whose status does not meet NEEDS criteria
Paeahu Solar Hybrid | 62534 | PHBA | Energy Storage | Hawaii | 15 | Dropped - Units whose status does not meet NEEDS criteria
Paeahu Solar Hybrid | 62534 | PHSOL | Solar PV | Hawaii | 15 | Dropped - Units whose status does not meet NEEDS criteria
SJRR Power LLC | 62548 | SJ-3 | Combustion Turbine | Texas | 43 | Dropped - Units whose status does not meet NEEDS criteria
SJRR Power LLC | 62548 | SJ-4 | Combustion Turbine | Texas | 43 | Dropped - Units whose status does not meet NEEDS criteria
Bradley Farm (Dudley) | 62593 | PV1 | Solar PV | North Carolina | 5 | Dropped - Units whose status does not meet NEEDS criteria
Martha's Vineyard Community Battery | 62605 | MVESS | Energy Storage | Massachusetts | 4.9 | Dropped - Retired/Planned Retirement by 06/2023
Palestine Power Peaking Facility | 62684 | PP-1 | Combustion Turbine | Texas | 50 | Dropped - Units whose status does not meet NEEDS criteria
Palestine Power Peaking Facility | 62684 | PP-2 | Combustion Turbine | Texas | 50 | Dropped - Units whose status does not meet NEEDS criteria
Palestine Power Peaking Facility | 62684 | PP-3 | Combustion Turbine | Texas | 50 | Dropped - Units whose status does not meet NEEDS criteria
Palestine Power Peaking Facility | 62684 | PP-4 | Combustion Turbine | Texas | 50 | Dropped - Units whose status does not meet NEEDS criteria
Sealy Power Peaking Facility | 62685 | SP-1 | Combustion Turbine | Texas | 50 | Dropped - Units whose status does not meet NEEDS criteria
Sealy Power Peaking Facility | 62685 | SP-2 | Combustion Turbine | Texas | 50 | Dropped - Units whose status does not meet NEEDS criteria
Sealy Power Peaking Facility | 62685 | SP-3 | Combustion Turbine | Texas | 50 | Dropped - Units whose status does not meet NEEDS criteria
Sealy Power Peaking Facility | 62685 | SP-4 | Combustion Turbine | Texas | 50 | Dropped - Units whose status does not meet NEEDS criteria
Eyak Service Center BESS | 62714 | BESS1 | Energy Storage | Alaska | 1 | Dropped - in Alaska or in Hawaii or Puerto Rico
Victorville Energy Center, LLC (CA) | 62726 | 1 | Non-Fossil Waste | California | 19.9 | Dropped - Units whose status does not meet NEEDS criteria
Evelyn Hydroelectric Project | 62748 | 1 | Hydro | Kentucky | 0.6 | Dropped - Units whose status does not meet NEEDS criteria
Evelyn Hydroelectric Project | 62748 | 2 | Hydro | Kentucky | 0.6 | Dropped - Units whose status does not meet NEEDS criteria
Evelyn Hydroelectric Project | 62748 | 3 | Hydro | Kentucky | 0.6 | Dropped - Units whose status does not meet NEEDS criteria
Evelyn Hydroelectric Project | 62748 | 4 | Hydro | Kentucky | 0.6 | Dropped - Units whose status does not meet NEEDS criteria
Evelyn Hydroelectric Project | 62748 | 5 | Hydro | Kentucky | 0.6 | Dropped - Units whose status does not meet NEEDS criteria
Arbor Hill II | 62796 | 1 | Onshore Wind | Iowa | 60 | Dropped - Units whose status does not meet NEEDS criteria
Grizzly Wind LLC | 62802 | GW | Onshore Wind | Montana | 80 | Dropped - Units whose status does not meet NEEDS criteria
Buenos Aires Phase 1 | 62803 | BAW1 | Onshore Wind | Texas | 200 | Dropped - Retired/Planned Retirement by 06/2023
Black Bear Wind (MT) | 62808 | BBW | Onshore Wind | Montana | 80 | Dropped - Units whose status does not meet NEEDS criteria
HIMA San Pablo Bayamon | 62841 | BAY1 | Combustion Turbine | Puerto Rico | 1.5 | Dropped - in Alaska or in Hawaii or Puerto Rico
HIMA San Pablo Bayamon | 62841 | BAY2 | Combustion Turbine | Puerto Rico | 1.5 | Dropped - in Alaska or in Hawaii or Puerto Rico
HIMA San Pablo Bayamon | 62841 | BAY3 | Combustion Turbine | Puerto Rico | 1.5 | Dropped - in Alaska or in Hawaii or Puerto Rico
HIMA San Pablo Fajardo | 62850 | FAJ1 | Combustion Turbine | Puerto Rico | 1.3 | Dropped - in Alaska or in Hawaii or Puerto Rico
HIMA San Pablo Fajardo | 62850 | FAJ2 | Combustion Turbine | Puerto Rico | 1.5 | Dropped - in Alaska or in Hawaii or Puerto Rico
HIMA San Pablo Fajardo | 62850 | FAJ3 | Combustion Turbine | Puerto Rico | 0.2 | Dropped - in Alaska or in Hawaii or Puerto Rico
HIMA San Pablo Cupey | 62851 | CUP1 | Combustion Turbine | Puerto Rico | 0.6 | Dropped - in Alaska or in Hawaii or Puerto Rico
HIMA San Pablo Cupey | 62851 | CUP2 | Combustion Turbine | Puerto Rico | 0.6 | Dropped - in Alaska or in Hawaii or Puerto Rico
HIMA San Pablo Humacao | 62852 | HUM1 | Combustion Turbine | Puerto Rico | 0.8 | Dropped - in Alaska or in Hawaii or Puerto Rico
HIMA San Pablo Humacao | 62852 | HUM2 | Combustion Turbine | Puerto Rico | 0.8 | Dropped - in Alaska or in Hawaii or Puerto Rico
Don Lee BESS 1 LLC | 62872 | DONL1 | Energy Storage | California | 6.5 | Dropped - Retired/Planned Retirement by 06/2023
Novel Holmquist Solar CSG | 63006 | HOLM | Solar PV | Minnesota | 1 | Dropped - Units whose status does not meet NEEDS criteria
Shakespeare Solar | 63014 | PGR12 | Solar PV | North Carolina | 5 | Dropped - Units whose status does not meet NEEDS criteria
John Paul Jones | 63095 | JPJDX | Combustion Turbine | Texas | 18.7 | Dropped - Units whose status does not meet NEEDS criteria
Cabin Point Solar Center | 63134 | CBNPT | Solar PV | Virginia | 75 | Dropped - Units whose status does not meet NEEDS criteria
AC Power 2 | 63196 | ACP2 | Solar PV | New Jersey | 3.8 | Dropped - Units whose status does not meet NEEDS criteria
Pettinos Solar | 63197 | ACP4 | Solar PV | New Jersey | 1.2 | Dropped - Units whose status does not meet NEEDS criteria
USS Zanzibar Solar LLC CSG | 63217 | ZNZBR | Solar PV | Minnesota | 1 | Dropped - Units whose status does not meet NEEDS criteria
Norwalk Hospital Plant | 63673 | EU-02 | Combustion Turbine | Connecticut | 1.3 | Dropped - Units whose status does not meet NEEDS criteria
Goleta Grid Resiliency | 63736 | BESS1 | Energy Storage | California | 10 | Dropped - Units whose status does not meet NEEDS criteria
TX18 Cottage Meadow Storage | 63879 | TX18 | Energy Storage | Texas | 100 | Dropped - Units whose status does not meet NEEDS criteria
Caden Energix New Kent, LLC | 64036 | ENX08 | Solar PV | Virginia | 20 | Dropped - Units whose status does not meet NEEDS criteria
Highway 9 Solar | 64206 | 2004 | Solar PV | South Carolina | 2 | Dropped - Units whose status does not meet NEEDS criteria