## 2030 Parsed File Final PM NAAQS
UniqueID | RegionName | StateName | StateCode | CountyName | CountyCode | ORISCode | UnitID | PlantName | HeatRate | OnLineYear | RetirementYear | PlantType | Firing | Bottom | EMFControls | NOxControl | SO2Control | FossilUnit | BGCI | Year | FuelType | RetrofitSO2NOxControls | FuelUseWinter | FuelUseWintShld | FuelUseSummer | FuelUseTotal | BITFuelUseWinter | BITFuelUseWintShld | BITFuelUseSummer | BITFuelUseTotal | SUBFuelWinter | SUBFuelWintShld | SUBFuelSummer | SUBFuelTotal | LIGFuelWinter | LIGFuelWintShld | LIGFuelSummer | LIGFuelTotal | GWhWinter | GWhWintShld | GWhSummer | GWhTotal | CO2Winter | CO2WintShld | CO2Summer | CO2Total | MERWinter | MERWintShld | MERSummer | MERTotal | NOXWinter | NOXWintShld | NOXSummer | NOXTotal | SO2Winter | SO2WintShld | SO2Summer | SO2Total | HCLWinter | HCLWintShld | HCLSummer | HCLTotal | FOMCost | VOMCostWinter | VOMCostWintShld | VOMCostSummer | VOMCostTotal | FuelCostWinter | FuelCostWintShld | FuelCostSummer | FuelCostTotal | CapitalCost | Capacity | Post Combustion Control and Heat Rate Improvement | Post Combustion Control (Scrubber: Wet/Dry) | Baghouse Retrofit (in conjunction with either dry FGD, ACI+Toxecon, and/or DSI)
7097_B_BLR1 | ERCOT_Rest | Texas | 48 | Bexar | 29 | 7097 | BLR1 | J K Spruce | 9995 | 1992 | 9999 | Coal Steam | tangential | wet | Baghouse + Wet Scrubber + Mercury Control | LNC3 | Wet Scrubber | Fossil | B | 2030 | NaturalGas | Coal to Gas / SCR - O/G Steam | 0 | 0 | 0 | 0 | 0 | 0 | 0 | 0 | 0 | 0 | 0 | 0 | 0 | 0 | 0 | 0 | 0 | 0 | 0 | 0 | 0 | 0 | 0 | 0 | 0 | 0 | 0 | 0 | 0 | 0 | 0 | 0 | 0 | 0 | 0 | 0 | 0 | 0 | 0 | 0 | 17.4173 | 0 | 0 | 0 | 0 | 0 | 0 | 0 | 0 | 20.4585 | 558.3991 | Scrubber / SCR / Mercury Control / Coal to Gas | Wet Scrubber
983_B_6 | MISO_Indiana (including parts of Kentucky) | Indiana | 18 | Jefferson | 77 | 983 | 6 | Clifty Creek | 10694 | 1956 | 9999 | Coal Steam | wall | wet | ESPH + Wet Scrubber | OFA | Wet Scrubber | Fossil | B | 2030 | Coal | SCR | 3.5679 | 4.0191 | 4.1359 | 11.7229 | 3.5679 | 4.0191 | 4.1359 | 11.7229 | 0 | 0 | 0 | 0 | 0 | 0 | 0 | 0 | 331.9619 | 373.9336 | 384.8036 | 1090.6991 | 370.6545 | 415.3318 | 428.0948 | 1214.0811 | 0.0014324 | 0.0014654 | 0.0015547 | 0.0044525 | 1.189 | 1.3394 | 0.1034 | 2.6318 | 0.21368 | 0.20066 | 0.21912 | 0.63345 | 0.001784 | 0.0020095 | 0.0020679 | 0.0058614 | 15.8267 | 1.4318 | 1.6128 | 2.4168 | 5.4613 | 6.0063 | 6.7657 | 6.9624 | 19.7344 | 9.3899 | 194.8463 | Scrubber / SCR | Wet Scrubber
1403_B_4 | MISO_Amite South (including DSG) | Louisiana | 22 | Jefferson | 51 | 1403 | 4 | Nine Mile Point | 10561 | 1971 | 9999 | O/G Steam | tangential |  |  | FR + LA |  | Fossil | B | 2030 | NaturalGas | SCR - O/G Steam | 3.3114 | 0 | 7.3257 | 10.637 | 0 | 0 | 0 | 0 | 0 | 0 | 0 | 0 | 0 | 0 | 0 | 0 | 313.1175 | 0 | 692.7045 | 1005.8221 | 193.8473 | 0 | 428.845 | 622.6923 | 2.318e-07 | 0 | 5.128e-07 | 7.4459e-07 | 0.49689 | 0 | 0.62706 | 1.1239 | 0 | 0 | 0 | 0 | 0 | 0 | 0 | 0 | 37.6161 | 0.28193 | 0 | 0.87088 | 1.1528 | 9.2248 | 0 | 17.4628 | 26.6875 | 4.9051 | 735.9917 | SCR
6068_B_2 | SPP North- (Kansas, Missouri) | Kansas | 20 | Pottawatomie | 149 | 6068 | 2 | Jeffrey Energy Center | 11132 | 1980 | 9999 | Coal Steam | tangential | dry | ESPC + Wet Scrubber + Mercury Control | LNC3 | Wet Scrubber | Fossil | B | 2030 |  | SCR - O/G Steam | 0 | 0 | 0 | 0 | 0 | 0 | 0 | 0 | 0 | 0 | 0 | 0 | 0 | 0 | 0 | 0 | 0 | 0 | 0 | 0 | 0 | 0 | 0 | 0 | 0 | 0 | 0 | 0 | 0 | 0 | 0 | 0 | 0 | 0 | 0 | 0 | 0 | 0 | 0 | 0 | 1.1953 | 0 | 0 | 0 | 0 | 0 | 0 | 0 | 0 | 1.675 | 732.9286 | Scrubber / SCR / Mercury Control | Wet Scrubber
6165_B_3 | WECC_Utah | Utah | 49 | Emery | 15 | 6165 | 3 | Hunter | 10156 | 1978 | 9999 | Coal Steam | wall | dry | Baghouse + PM Scrubber + Wet Scrubber | LNBO | Wet Scrubber | Fossil | B | 2030 | Coal | Carbon Capture and Sequestration | 7.1017 | 9.6268 | 13.3207 | 30.0493 | 7.1017 | 9.6268 | 13.3207 | 30.0493 | 0 | 0 | 0 | 0 | 0 | 0 | 0 | 0 | 478.9497 | 649.2429 | 898.3631 | 2026.5557 | 79.3067 | 107.5046 | 148.7551 | 335.5664 | 0.0015519 | 0.0021037 | 0.002911 | 0.0065666 | 0.17754 | 0.24067 | 1.9077 | 2.326 | 0.23616 | 0.32013 | 0.44297 | 0.99926 | 0.0035509 | 0.0048134 | 0.0066604 | 0.015025 | 36.9275 | 4.8639 | 6.5932 | 9.1231 | 20.5802 | 9.733 | 13.1936 | 18.2561 | 41.1827 | 98.0786 | 325.5162 | Scrubber / Carbon Capture and Sequestration | Wet Scrubber
6165_B_2 | WECC_Utah | Utah | 49 | Emery | 15 | 6165 | 2 | Hunter | 10244 | 1980 | 9999 | Coal Steam | tangential | dry | Baghouse + Wet Scrubber | LNC3 | Wet Scrubber | Fossil | B | 2030 | Coal | Carbon Capture and Sequestration | 7.2163 | 9.7821 | 13.5356 | 30.534 | 7.2163 | 9.7821 | 13.5356 | 30.534 | 0 | 0 | 0 | 0 | 0 | 0 | 0 | 0 | 479.0782 | 649.4171 | 898.6041 | 2027.0994 | 75.7917 | 102.7399 | 142.1621 | 320.6936 | 0.001577 | 0.0021377 | 0.0029579 | 0.0066725 | 0.18041 | 0.24455 | 0.33839 | 0.76335 | 0.43195 | 0.58553 | 0.81021 | 1.8277 | 0.0072065 | 0.0097688 | 0.013517 | 0.030492 | 37.5001 | 4.8482 | 6.572 | 9.0938 | 20.5141 | 9.89 | 13.4064 | 18.5506 | 41.847 | 100.0388 | 292.4353 | Scrubber / Carbon Capture and Sequestration | Wet Scrubber
6165_B_1 | WECC_Utah | Utah | 49 | Emery | 15 | 6165 | 1 | Hunter | 10279 | 1978 | 9999 | Coal Steam | tangential | dry | ESPC + Baghouse + Wet Scrubber | LNC3 | Wet Scrubber | Fossil | B | 2030 | Coal | Carbon Capture and Sequestration | 7.9314 | 10.7514 | 14.8768 | 33.5596 | 7.9314 | 10.7514 | 14.8768 | 33.5596 | 0 | 0 | 0 | 0 | 0 | 0 | 0 | 0 | 523.9127 | 710.1928 | 982.7 | 2216.8055 | 83.302 | 112.9205 | 156.2491 | 352.4715 | 0.0017332 | 0.0023495 | 0.003251 | 0.0073337 | 0.19828 | 0.26879 | 0.37192 | 0.83899 | 0.47475 | 0.64355 | 0.89049 | 2.0088 | 0.0079206 | 0.010737 | 0.014857 | 0.033514 | 40.8242 | 5.3212 | 7.2132 | 9.9809 | 22.5152 | 10.87 | 14.7349 | 20.3888 | 45.9937 | 109.6795 | 319.8028 | Scrubber / Carbon Capture and Sequestration | Wet Scrubber
0_I_1 | WECC_San Diego Gas and Electric | California | 6 | San Diego | 73 | 0 | 1 | IMPORT1 | 0 | 2023 | 9999 | IMPORT | [5 empty] | Non-Fossil | I | 2030 | EnerStor |  | 0 | 0 | 0 | 0 | 0 | 0 | 0 | 0 | 0 | 0 | 0 | 0 | 0 | 0 | 0 | 0 | 722.736 | 979.7088 | 1228.6512 | 2931.096 | 0 | 0 | 0 | 0 | 0 | 0 | 0 | 0 | 0 | 0 | 0 | 0 | 0 | 0 | 0 | 0 | 0 | 0 | 0 | 0 | 0 | 0 | 0 | 0 | 0 | 0 | 0 | 0 | 0 | 0 | 1000
10_B_1 | SERC_Southeastern | Alabama | 1 | Greene | 63 | 10 | 1 | Greene County | 10471 | 1965 | 9999 | O/G Steam | cell | dry |  | LNCB |  | Fossil | B | 2030 |  | O/G Retirement | 0 | 0 | 0 | 0 | 0 | 0 | 0 | 0 | 0 | 0 | 0 | 0 | 0 | 0 | 0 | 0 | 0 | 0 | 0 | 0 | 0 | 0 | 0 | 0 | 0 | 0 | 0 | 0 | 0 | 0 | 0 | 0 | 0 | 0 | 0 | 0 | 0 | 0 | 0 | 0 | 0 | 0 | 0 | 0 | 0 | 0 | 0 | 0 | 0 | 0 | 258
10_B_2 | SERC_Southeastern | Alabama | 1 | Greene | 63 | 10 | 2 | Greene County | 10306 | 1966 | 9999 | O/G Steam | wall | dry |  | LNB |  | Fossil | B | 2030 |  | O/G Retirement | 0 | 0 | 0 | 0 | 0 | 0 | 0 | 0 | 0 | 0 | 0 | 0 | 0 | 0 | 0 | 0 | 0 | 0 | 0 | 0 | 0 | 0 | 0 | 0 | 0 | 0 | 0 | 0 | 0 | 0 | 0 | 0 | 0 | 0 | 0 | 0 | 0 | 0 | 0 | 0 | 0 | 0 | 0 | 0 | 0 | 0 | 0 | 0 | 0 | 0 | 258
10_G_GT10 | SERC_Southeastern | Alabama | 1 | Greene | 63 | 10 | GT10 | Greene County | 13956 | 1996 | 9999 | Combustion Turbine |  |  |  | H2O |  | Fossil | G | 2030 | NaturalGas |  | 0.020627 | 0.038024 | 0 | 0.058651 | 0 | 0 | 0 | 0 | 0 | 0 | 0 | 0 | 0 | 0 | 0 | 0 | 1.478 | 2.7246 | 0 | 4.2026 | 1.2075 | 2.2259 | 0 | 3.4335 | 1.4439e-09 | 2.6617e-09 | 0 | 4.1056e-09 | 0.00081126 | 0.0014955 | 0 | 0.0023068 | 0 | 0 | 0 | 0 | 0 | 0 | 0 | 0 | 1.6766 | 0.0096366 | 0.017764 | 0 | 0.027401 | 0.05926 | 0.094952 | 0 | 0.15421 | 0 | 85
10_G_GT2 | SERC_Southeastern | Alabama | 1 | Greene | 63 | 10 | GT2 | Greene County | 13956 | 1996 | 9999 | Combustion Turbine |  |  |  | H2O |  | Fossil | G | 2030 | NaturalGas |  | 0.020384 | 0.037577 | 0 | 0.057961 | 0 | 0 | 0 | 0 | 0 | 0 | 0 | 0 | 0 | 0 | 0 | 0 | 1.4606 | 2.6925 | 0 | 4.1532 | 1.1933 | 2.1998 | 0 | 3.3931 | 1.4269e-09 | 2.6304e-09 | 0 | 4.0573e-09 | 0.0007421 | 0.001368 | 0 | 0.0021101 | 0 | 0 | 0 | 0 | 0 | 0 | 0 | 0 | 1.6569 | 0.0095233 | 0.017555 | 0 | 0.027079 | 0.058563 | 0.093835 | 0 | 0.1524 | 0 | 84
10_G_GT3 | SERC_Southeastern | Alabama | 1 | Greene | 63 | 10 | GT3 | Greene County | 13956 | 1995 | 9999 | Combustion Turbine |  |  |  | H2O |  | Fossil | G | 2030 | NaturalGas |  | 0.019899 | 0.036682 | 0 | 0.056581 | 0 | 0 | 0 | 0 | 0 | 0 | 0 | 0 | 0 | 0 | 0 | 0 | 1.4258 | 2.6284 | 0 | 4.0543 | 1.1649 | 2.1474 | 0 | 3.3123 | 1.3929e-09 | 2.5678e-09 | 0 | 3.9607e-09 | 0.0007105 | 0.0013097 | 0 | 0.0020202 | 0 | 0 | 0 | 0 | 0 | 0 | 0 | 0 | 1.6175 | 0.0092965 | 0.017137 | 0 | 0.026434 | 0.057169 | 0.091601 | 0 | 0.14877 | 0 | 82
10_G_GT4 | SERC_Southeastern | Alabama | 1 | Greene | 63 | 10 | GT4 | Greene County | 13956 | 1995 | 9999 | Combustion Turbine |  |  |  | H2O |  | Fossil | G | 2030 | NaturalGas |  | 0.019656 | 0.036235 | 0 | 0.055891 | 0 | 0 | 0 | 0 | 0 | 0 | 0 | 0 | 0 | 0 | 0 | 0 | 1.4085 | 2.5964 | 0 | 4.0048 | 1.1507 | 2.1212 | 0 | 3.2719 | 1.3759e-09 | 2.5364e-09 | 0 | 3.9124e-09 | 0.00078508 | 0.0014472 | 0 | 0.0022323 | 0 | 0 | 0 | 0 | 0 | 0 | 0 | 0 | 1.5977 | 0.0091831 | 0.016928 | 0 | 0.026111 | 0.056472 | 0.090483 | 0 | 0.14696 | 0 | 81
10_G_GT5 | SERC_Southeastern | Alabama | 1 | Greene | 63 | 10 | GT5 | Greene County | 13956 | 1995 | 9999 | Combustion Turbine |  |  |  | H2O |  | Fossil | G | 2030 | NaturalGas |  | 0.019899 | 0.036682 | 0 | 0.056581 | 0 | 0 | 0 | 0 | 0 | 0 | 0 | 0 | 0 | 0 | 0 | 0 | 1.4258 | 2.6284 | 0 | 4.0543 | 1.1649 | 2.1474 | 0 | 3.3123 | 1.3929e-09 | 2.5678e-09 | 0 | 3.9607e-09 | 0.00060563 | 0.0011164 | 0 | 0.0017221 | 0 | 0 | 0 | 0 | 0 | 0 | 0 | 0 | 1.6175 | 0.0092965 | 0.017137 | 0 | 0.026434 | 0.057169 | 0.091601 | 0 | 0.14877 | 0 | 82
10_G_GT6 | SERC_Southeastern | Alabama | 1 | Greene | 63 | 10 | GT6 | Greene County | 13956 | 1995 | 9999 | Combustion Turbine |  |  |  | H2O |  | Fossil | G | 2030 | NaturalGas |  | 0.019656 | 0.036235 | 0 | 0.055891 | 0 | 0 | 0 | 0 | 0 | 0 | 0 | 0 | 0 | 0 | 0 | 0 | 1.4085 | 2.5964 | 0 | 4.0048 | 1.1507 | 2.1212 | 0 | 3.2719 | 1.3759e-09 | 2.5364e-09 | 0 | 3.9124e-09 | 0.00064552 | 0.00119 | 0 | 0.0018355 | 0 | 0 | 0 | 0 | 0 | 0 | 0 | 0 | 1.5977 | 0.0091831 | 0.016928 | 0 | 0.026111 | 0.056472 | 0.090483 | 0 | 0.14696 | 0 | 81
10_G_GT7 | SERC_Southeastern | Alabama | 1 | Greene | 63 | 10 | GT7 | Greene County | 13956 | 1995 | 9999 | Combustion Turbine |  |  |  | H2O |  | Fossil | G | 2030 | NaturalGas |  | 0.019414 | 0.035788 | 0 | 0.055201 | 0 | 0 | 0 | 0 | 0 | 0 | 0 | 0 | 0 | 0 | 0 | 0 | 1.3911 | 2.5643 | 0 | 3.9554 | 1.1365 | 2.095 | 0 | 3.2315 | 1.359e-09 | 2.5051e-09 | 0 | 3.8641e-09 | 0.00080849 | 0.0014904 | 0 | 0.0022989 | 0 | 0 | 0 | 0 | 0 | 0 | 0 | 0 | 1.578 | 0.0090698 | 0.016719 | 0 | 0.025789 | 0.055774 | 0.089366 | 0 | 0.14514 | 0 | 80
10_G_GT8 | SERC_Southeastern | Alabama | 1 | Greene | 63 | 10 | GT8 | Greene County | 13956 | 1996 | 9999 | Combustion Turbine |  |  |  | H2O |  | Fossil | G | 2030 | NaturalGas |  | 0.020142 | 0.03713 | 0 | 0.057271 | 0 | 0 | 0 | 0 | 0 | 0 | 0 | 0 | 0 | 0 | 0 | 0 | 1.4432 | 2.6605 | 0 | 4.1037 | 1.1791 | 2.1736 | 0 | 3.3527 | 1.4099e-09 | 2.5991e-09 | 0 | 4.009e-09 | 0.00070466 | 0.001299 | 0 | 0.0020036 | 0 | 0 | 0 | 0 | 0 | 0 | 0 | 0 | 1.6372 | 0.0094099 | 0.017346 | 0 | 0.026756 | 0.057866 | 0.092718 | 0 | 0.15058 | 0 | 83
10_G_GT9 | SERC_Southeastern | Alabama | 1 | Greene | 63 | 10 | GT9 | Greene County | 13956 | 1996 | 9999 | Combustion Turbine |  |  |  | H2O |  | Fossil | G | 2030 | NaturalGas |  | 0.019899 | 0.036682 | 0 | 0.056581 | 0 | 0 | 0 | 0 | 0 | 0 | 0 | 0 | 0 | 0 | 0 | 0 | 1.4258 | 2.6284 | 0 | 4.0543 | 1.1649 | 2.1474 | 0 | 3.3123 | 1.3929e-09 | 2.5678e-09 | 0 | 3.9607e-09 | 0.00069716 | 0.0012852 | 0 | 0.0019823 | 0 | 0 | 0 | 0 | 0 | 0 | 0 | 0 | 1.6175 | 0.0092965 | 0.017137 | 0 | 0.026434 | 0.057169 | 0.091601 | 0 | 0.14877 | 0 | 82
100_G_SC1 | WECC_Arizona | Arizona | 4 | Maricopa | 13 | 100 | SC1 | South Consolidated | 0 | 1981 | 9999 | Hydro | [5 empty] | Non-Fossil | G | 2030 | Hydro |  | 0 | 0 | 0 | 0 | 0 | 0 | 0 | 0 | 0 | 0 | 0 | 0 | 0 | 0 | 0 | 0 | 0.25093 | 0.35106 | 0.49068 | 1.0927 | 0 | 0 | 0 | 0 | 0 | 0 | 0 | 0 | 0 | 0 | 0 | 0 | 0 | 0 | 0 | 0 | 0 | 0 | 0 | 0 | 0.022132 | 0.00034879 | 0.00048797 | 0.00068204 | 0.0015188 | 0 | 0 | 0 | 0 | 0 | 1.4
10003_B_BLR1 | WECC_Colorado | Colorado | 8 | Jefferson | 59 | 10003 | BLR1 | Colorado Energy Nations Company | 8300 | 1967 | 9999 | O/G Steam | [5 empty] | Fossil | B | 2030 | NaturalGas |  | 0 | 0 | 0 | 0 | 0 | 0 | 0 | 0 | 0 | 0 | 0 | 0 | 0 | 0 | 0 | 0 | 0 | 0 | 0 | 0 | 0 | 0 | 0 | 0 | 0 | 0 | 0 | 0 | 0 | 0 | 0 | 0 | 0 | 0 | 0 | 0 | 0 | 0 | 0 | 0 | 0.53299 | 0 | 0 | 0 | 0 | 0 | 0 | 0 | 0 | 0 | 10
10003_B_BLR2 | WECC_Colorado | Colorado | 8 | Jefferson | 59 | 10003 | BLR2 | Colorado Energy Nations Company | 8300 | 1967 | 9999 | O/G Steam | [5 empty] | Fossil | B | 2030 | NaturalGas |  | 0 | 0 | 0 | 0 | 0 | 0 | 0 | 0 | 0 | 0 | 0 | 0 | 0 | 0 | 0 | 0 | 0 | 0 | 0 | 0 | 0 | 0 | 0 | 0 | 0 | 0 | 0 | 0 | 0 | 0 | 0 | 0 | 0 | 0 | 0 | 0 | 0 | 0 | 0 | 0 | 0.53299 | 0 | 0 | 0 | 0 | 0 | 0 | 0 | 0 | 0 | 10
10003_B_BLR4 | WECC_Colorado | Colorado | 8 | Jefferson | 59 | 10003 | BLR4 | Colorado Energy Nations Company | 8300 | 1974 | 9999 | O/G Steam |  |  |  | other |  | Fossil | B | 2030 | NaturalGas |  | 0 | 0 | 0 | 0 | 0 | 0 | 0 | 0 | 0 | 0 | 0 | 0 | 0 | 0 | 0 | 0 | 0 | 0 | 0 | 0 | 0 | 0 | 0 | 0 | 0 | 0 | 0 | 0 | 0 | 0 | 0 | 0 | 0 | 0 | 0 | 0 | 0 | 0 | 0 | 0 | 0.45025 | 0 | 0 | 0 | 0 | 0 | 0 | 0 | 0 | 0 | 10
10003_B_BLR5 | WECC_Colorado | Colorado | 8 | Jefferson | 59 | 10003 | BLR5 | Colorado Energy Nations Company | 8300 | 1979 | 9999 | O/G Steam |  |  |  | other |  | Fossil | B | 2030 | NaturalGas |  | 0 | 0 | 0 | 0 | 0 | 0 | 0 | 0 | 0 | 0 | 0 | 0 | 0 | 0 | 0 | 0 | 0 | 0 | 0 | 0 | 0 | 0 | 0 | 0 | 0 | 0 | 0 | 0 | 0 | 0 | 0 | 0 | 0 | 0 | 0 | 0 | 0 | 0 | 0 | 0 | 0.45025 | 0 | 0 | 0 | 0 | 0 | 0 | 0 | 0 | 0 | 10
10004_G_TG1 | FRCC | Florida | 12 | Polk | 105 | 10004 | TG1 | Mosaic South Pierce Operations | 9194 | 1978 | 9999 | Non-Fossil Waste | [5 empty] | Non-Fossil | G | 2030 | Non-Fossil |  | 0.039874 | 0.056743 | 0.073094 | 0.16971 | 0 | 0 | 0 | 0 | 0 | 0 | 0 | 0 | 0 | 0 | 0 | 0 | 4.3341 | 6.1678 | 7.945 | 18.4469 | 0 | 0 | 0 | 0 | 0 | 0 | 0 | 0 | 0 | 0 | 0 | 0 | 0 | 0 | 0 | 0 | 0 | 0 | 0 | 0 | 0.014144 | 0.030066 | 0.042786 | 0.055115 | 0.12797 | 0 | 0 | 0 | 0 | 0 | 4
10004_G_TG2 | FRCC | Florida | 12 | Polk | 105 | 10004 | TG2 | Mosaic South Pierce Operations | 9194 | 1992 | 9999 | Non-Fossil Waste | [5 empty] | Non-Fossil | G | 2030 | Non-Fossil |  | 0.32896 | 0.46813 | 0.60303 | 1.4001 | 0 | 0 | 0 | 0 | 0 | 0 | 0 | 0 | 0 | 0 | 0 | 0 | 35.7564 | 50.8841 | 65.5465 | 152.187 | 0 | 0 | 0 | 0 | 0 | 0 | 0 | 0 | 0 | 0 | 0 | 0 | 0 | 0 | 0 | 0 | 0 | 0 | 0 | 0 | 0.11669 | 0.24804 | 0.35298 | 0.4547 | 1.0557 | 0 | 0 | 0 | 0 | 0 | 33
10005_G_WTGS | WECC_Northern California (not including BANC) | California | 6 | Merced | 47 | 10005 | WTGS | Dinosaur Point | 0 | 1988 | 9999 | Onshore Wind | [5 empty] | Non-Fossil | G | 2030 | Wind |  | 0 | 0 | 0 | 0 | 0 | 0 | 0 | 0 | 0 | 0 | 0 | 0 | 0 | 0 | 0 | 0 | 5.4996 | 10.8957 | 28.2849 | 44.6801 | 0 | 0 | 0 | 0 | 0 | 0 | 0 | 0 | 0 | 0 | 0 | 0 | 0 | 0 | 0 | 0 | 0 | 0 | 0 | 0 | 0.72635 | 0 | 0 | 0 | 0 | 0 | 0 | 0 | 0 | 0 | 17
10008_G_TG-2 | FRCC | Florida | 12 | Duval | 31 | 10008 | TG-2 | Baptist Medical Center | 8700 | 1983 | 9999 | Combustion Turbine | [5 empty] | Fossil | G | 2030 | NaturalGas |  | 0.0011583 | 0.0046168 | 0.018495 | 0.02427 | 0 | 0 | 0 | 0 | 0 | 0 | 0 | 0 | 0 | 0 | 0 | 0 | 0.13314 | 0.53067 | 2.1258 | 2.7896 | 0.095987 | 0.38258 | 1.5326 | 2.0111 | 1.1478e-10 | 4.5747e-10 | 1.8326e-09 | 2.4049e-09 | 0.00038851 | 0.0015485 | 0.0062031 | 0.0081401 | 0 | 0 | 0 | 0 | 0 | 0 | 0 | 0 | 0.095684 | 0.00074027 | 0.0029505 | 0.01182 | 0.01551 | 0.0034915 | 0.012257 | 0.060865 | 0.076613 | 0 | 2.2
10008_G_TG-3 | FRCC | Florida | 12 | Duval | 31 | 10008 | TG-3 | Baptist Medical Center | 8700 | 1986 | 9999 | Combustion Turbine | [5 empty] | Fossil | G | 2030 | NaturalGas |  | 0.0014216 | 0.0056661 | 0.022698 | 0.029786 | 0 | 0 | 0 | 0 | 0 | 0 | 0 | 0 | 0 | 0 | 0 | 0 | 0.1634 | 0.65128 | 2.609 | 3.4237 | 0.1178 | 0.46953 | 1.8809 | 2.4682 | 1.4086e-10 | 5.6144e-10 | 2.2491e-09 | 2.9514e-09 | 0.0004768 | 0.0019004 | 0.0076129 | 0.0099901 | 0 | 0 | 0 | 0 | 0 | 0 | 0 | 0 | 0.11743 | 0.00090852 | 0.0036211 | 0.014506 | 0.019036 | 0.004285 | 0.015042 | 0.074698 | 0.094025 | 0 | 2.7
10008_G_TG-4 | FRCC | Florida | 12 | Duval | 31 | 10008 | TG-4 | Baptist Medical Center | 8700 | 1993 | 9999 | Combustion Turbine | [5 empty] | Fossil | G | 2030 | NaturalGas |  | 0.0016849 | 0.0067154 | 0.026901 | 0.035302 | 0 | 0 | 0 | 0 | 0 | 0 | 0 | 0 | 0 | 0 | 0 | 0 | 0.19366 | 0.77188 | 3.0921 | 4.0577 | 0.13962 | 0.55647 | 2.2292 | 2.9253 | 1.6695e-10 | 6.6541e-10 | 2.6656e-09 | 3.498e-09 | 0.00028493 | 0.0011357 | 0.0045494 | 0.00597 | 0 | 0 | 0 | 0 | 0 | 0 | 0 | 0 | 0.13918 | 0.0010768 | 0.0042917 | 0.017192 | 0.022561 | 0.0050785 | 0.017828 | 0.08853 | 0.11144 | 0 | 3.2
1001_B_1 | MISO_Indiana (including parts of Kentucky) | Indiana | 18 | Vermillion | 165 | 1001 | 1 | Cayuga | 10203 | 1970 | 9999 | Coal Steam | tangential | dry | ESPC + Wet Scrubber + SCR + DSI | LNC2 | Wet Scrubber | Fossil | B | 2030 |  | Coal Retirement | 0 | 0 | 0 | 0 | 0 | 0 | 0 | 0 | 0 | 0 | 0 | 0 | 0 | 0 | 0 | 0 | 0 | 0 | 0 | 0 | 0 | 0 | 0 | 0 | 0 | 0 | 0 | 0 | 0 | 0 | 0 | 0 | 0 | 0 | 0 | 0 | 0 | 0 | 0 | 0 | 0 | 0 | 0 | 0 | 0 | 0 | 0 | 0 | 0 | 0 | 500 | Scrubber / SCR / DSI | Wet Scrubber
1001_B_2 | MISO_Indiana (including parts of Kentucky) | Indiana | 18 | Vermillion | 165 | 1001 | 2 | Cayuga | 10254 | 1972 | 9999 | Coal Steam | tangential | dry | ESPC + Wet Scrubber + SCR | LNC2 | Wet Scrubber | Fossil | B | 2030 |  | Coal Retirement | 0 | 0 | 0 | 0 | 0 | 0 | 0 | 0 | 0 | 0 | 0 | 0 | 0 | 0 | 0 | 0 | 0 | 0 | 0 | 0 | 0 | 0 | 0 | 0 | 0 | 0 | 0 | 0 | 0 | 0 | 0 | 0 | 0 | 0 | 0 | 0 | 0 | 0 | 0 | 0 | 0 | 0 | 0 | 0 | 0 | 0 | 0 | 0 | 0 | 0 | 495 | Scrubber / SCR | Wet Scrubber
1001_G_31 | MISO_Indiana (including parts of Kentucky) | Indiana | 18 | Vermillion | 165 | 1001 | 31 | Cayuga | 11196 | 1972 | 9999 | Combustion Turbine | [5 empty] | Fossil | G | 2030 | Oil |  | 0 | 0 | 0 | 0 | 0 | 0 | 0 | 0 | 0 | 0 | 0 | 0 | 0 | 0 | 0 | 0 | 0 | 0 | 0 | 0 | 0 | 0 | 0 | 0 | 0 | 0 | 0 | 0 | 0 | 0 | 0 | 0 | 0 | 0 | 0 | 0 | 0 | 0 | 0 | 0 | 0.12866 | 0 | 0 | 0 | 0 | 0 | 0 | 0 | 0 | 0 | 3
1001_G_32 | MISO_Indiana (including parts of Kentucky) | Indiana | 18 | Vermillion | 165 | 1001 | 32 | Cayuga | 11215 | 1972 | 9999 | Combustion Turbine | [5 empty] | Fossil | G | 2030 | Oil |  | 0 | 0 | 0 | 0 | 0 | 0 | 0 | 0 | 0 | 0 | 0 | 0 | 0 | 0 | 0 | 0 | 0 | 0 | 0 | 0 | 0 | 0 | 0 | 0 | 0 | 0 | 0 | 0 | 0 | 0 | 0 | 0 | 0 | 0 | 0 | 0 | 0 | 0 | 0 | 0 | 0.12866 | 0 | 0 | 0 | 0 | 0 | 0 | 0 | 0 | 0 | 3
1001_G_33 | MISO_Indiana (including parts of Kentucky) | Indiana | 18 | Vermillion | 165 | 1001 | 33 | Cayuga | 11199 | 1972 | 9999 | Combustion Turbine | [5 empty] | Fossil | G | 2030 | Oil |  | 0 | 0 | 0 | 0 | 0 | 0 | 0 | 0 | 0 | 0 | 0 | 0 | 0 | 0 | 0 | 0 | 0 | 0 | 0 | 0 | 0 | 0 | 0 | 0 | 0 | 0 | 0 | 0 | 0 | 0 | 0 | 0 | 0 | 0 | 0 | 0 | 0 | 0 | 0 | 0 | 0.085771 | 0 | 0 | 0 | 0 | 0 | 0 | 0 | 0 | 0 | 2
1001_G_34 | MISO_Indiana (including parts of Kentucky) | Indiana | 18 | Vermillion | 165 | 1001 | 34 | Cayuga | 11199 | 1972 | 9999 | Combustion Turbine | [5 empty] | Fossil | G | 2030 | Oil |  | 0 | 0 | 0 | 0 | 0 | 0 | 0 | 0 | 0 | 0 | 0 | 0 | 0 | 0 | 0 | 0 | 0 | 0 | 0 | 0 | 0 | 0 | 0 | 0 | 0 | 0 | 0 | 0 | 0 | 0 | 0 | 0 | 0 | 0 | 0 | 0 | 0 | 0 | 0 | 0 | 0.085771 | 0 | 0 | 0 | 0 | 0 | 0 | 0 | 0 | 0 | 2
1001_G_4 | MISO_Indiana (including parts of Kentucky) | Indiana | 18 | Vermillion | 165 | 1001 | 4 | Cayuga | 14236 | 1993 | 9999 | Combustion Turbine |  |  |  | DLNB |  | Fossil | G | 2030 | NaturalGas |  | 0.011671 | 0 | 0.0014113 | 0.013082 | 0 | 0 | 0 | 0 | 0 | 0 | 0 | 0 | 0 | 0 | 0 | 0 | 0.81981 | 0 | 0.099133 | 0.91894 | 0.68321 | 0 | 0.082615 | 0.76582 | 8.1695e-10 | 0 | 9.8789e-11 | 9.1574e-10 | 0.00038029 | 0 | 4.5986e-05 | 0.00042628 | 0 | 0 | 0 | 0 | 0 | 0 | 0 | 0 | 1.578 | 0.0053451 | 0 | 0.00064635 | 0.0059915 | 0.032192 | 0 | 0.0031095 | 0.035301 | 0 | 80
10013_B_1 | MISO_Minnesota and Western Wisconsin | Minnesota | 27 | Hennepin | 53 | 10013 | 1 | Covanta Hennepin Energy | 18276 | 1989 | 9999 | Municipal Solid Waste |  |  | Baghouse + Dry Scrubber + SNCR + Mercury Control | AA | Dry Scrubber | Non-Fossil | B | 2030 | MSW |  | 0.39471 | 0.56834 | 0.74018 | 1.7032 | 0 | 0 | 0 | 0 | 0 | 0 | 0 | 0 | 0 | 0 | 0 | 0 | 21.5974 | 31.0975 | 40.4999 | 93.1948 | 18.1371 | 26.1152 | 34.0111 | 78.2634 | 0.0011344 | 0.0016334 | 0.0021273 | 0.0048951 | 0.042631 | 0.061383 | 0.079943 | 0.18396 | 0.0034537 | 0.004973 | 0.0064765 | 0.014903 | 0 | 0 | 0 | 0 | 4.3551 | 0.14982 | 0.21572 | 0.28095 | 0.64649 | 0 | 0 | 0 | 0 | 0 | 16.8 | Scrubber / SNCR / Mercury Control | Dry Scrubber
10013_B_2 | MISO_Minnesota and Western Wisconsin | Minnesota | 27 | Hennepin | 53 | 10013 | 2 | Covanta Hennepin Energy | 18276 | 1989 | 9999 | Municipal Solid Waste |  |  | Baghouse + Dry Scrubber + SNCR + Mercury Control | AA | Dry Scrubber | Non-Fossil | B | 2030 | MSW |  | 0.39471 | 0.56834 | 0.74018 | 1.7032 | 0 | 0 | 0 | 0 | 0 | 0 | 0 | 0 | 0 | 0 | 0 | 0 | 21.5974 | 31.0975 | 40.4999 | 93.1948 | 18.1371 | 26.1152 | 34.0111 | 78.2634 | 0.0011344 | 0.0016334 | 0.0021273 | 0.0048951 | 0.04258 | 0.06131 | 0.079847 | 0.18374 | 0.0034537 | 0.004973 | 0.0064765 | 0.014903 | 0 | 0 | 0 | 0 | 4.3551 | 0.14982 | 0.21572 | 0.28095 | 0.64649 | 0 | 0 | 0 | 0 | 0 | 16.8 | Scrubber / SNCR / Mercury Control | Dry Scrubber
10014_G_U131 | WECC_Idaho | Idaho | 16 | Ada | 1 | 10014 | U131 | Lucky Peak Power Plant Project | 0 | 1988 | 9999 | Hydro | [5 empty] | Non-Fossil | G | 2030 | Hydro |  | 0 | 0 | 0 | 0 | 0 | 0 | 0 | 0 | 0 | 0 | 0 | 0 | 0 | 0 | 0 | 0 | 26.3565 | 36.3138 | 58.8327 | 121.503 | 0 | 0 | 0 | 0 | 0 | 0 | 0 | 0 | 0 | 0 | 0 | 0 | 0 | 0 | 0 | 0 | 0 | 0 | 0 | 0 | 0.57226 | 0.036636 | 0.050476 | 0.081777 | 0.16889 | 0 | 0 | 0 | 0 | 0 | 36.2
10014_G_U132 | WECC_Idaho | Idaho | 16 | Ada | 1 | 10014 | U132 | Lucky Peak Power Plant Project | 0 | 1988 | 9999 | Hydro | [5 empty] | Non-Fossil | G | 2030 | Hydro |  | 0 | 0 | 0 | 0 | 0 | 0 | 0 | 0 | 0 | 0 | 0 | 0 | 0 | 0 | 0 | 0 | 26.3565 | 36.3138 | 58.8327 | 121.503 | 0 | 0 | 0 | 0 | 0 | 0 | 0 | 0 | 0 | 0 | 0 | 0 | 0 | 0 | 0 | 0 | 0 | 0 | 0 | 0 | 0.57226 | 0.036636 | 0.050476 | 0.081777 | 0.16889 | 0 | 0 | 0 | 0 | 0 | 36.2
10014_G_U133 | WECC_Idaho | Idaho | 16 | Ada | 1 | 10014 | U133 | Lucky Peak Power Plant Project | 0 | 1988 | 9999 | Hydro | [5 empty] | Non-Fossil | G | 2030 | Hydro |  | 0 | 0 | 0 | 0 | 0 | 0 | 0 | 0 | 0 | 0 | 0 | 0 | 0 | 0 | 0 | 0 | 7.7177 | 10.6333 | 17.2273 | 35.5782 | 0 | 0 | 0 | 0 | 0 | 0 | 0 | 0 | 0 | 0 | 0 | 0 | 0 | 0 | 0 | 0 | 0 | 0 | 0 | 0 | 0.16757 | 0.010728 | 0.01478 | 0.023946 | 0.049454 | 0 | 0 | 0 | 0 | 0 | 10.6
10018_G_GEN2 | WECC_Northern Nevada | Nevada | 32 | Lyon | 19 | 10018 | GEN2 | Desert Peak Power Plant | 9771 | 2006 | 9999 | Geothermal | [5 empty] | Non-Fossil | G | 2030 | Geothermal |  | 0.17892 | 0.22647 | 0.26262 | 0.66801 | 0 | 0 | 0 | 0 | 0 | 0 | 0 | 0 | 0 | 0 | 0 | 0 | 18.3109 | 23.1782 | 26.8772 | 68.3663 | 0 | 0 | 0 | 0 | 0.00032656 | 0.00041336 | 0.00047933 | 0.0012192 | 0 | 0 | 0 | 0 | 0 | 0 | 0 | 0 | 0 | 0 | 0 | 0 | 1.3637 | 0.021241 | 0.026887 | 0.031178 | 0.079305 | 0 | 0 | 0 | 0 | 0 | 10
10018_G_OEC2 | WECC_Northern Nevada | Nevada | 32 | Lyon | 19 | 10018 | OEC2 | Desert Peak Power Plant | 9771 | 2006 | 9999 | Geothermal | [5 empty] | Non-Fossil | G | 2030 | Geothermal |  | 0.13061 | 0.16533 | 0.19171 | 0.48765 | 0 | 0 | 0 | 0 | 0 | 0 | 0 | 0 | 0 | 0 | 0 | 0 | 13.367 | 16.9201 | 19.6203 | 49.9074 | 0 | 0 | 0 | 0 | 0.00023839 | 0.00030175 | 0.00034991 | 0.00089005 | 0 | 0 | 0 | 0 | 0 | 0 | 0 | 0 | 0 | 0 | 0 | 0 | 0.99547 | 0.015506 | 0.019627 | 0.02276 | 0.057893 | 0 | 0 | 0 | 0 | 0 | 7.3
10025_B_41 | NY_Zone B (Genesee) | New York | 36 | Monroe | 55 | 10025 | 41 | RED-Rochester, LLC | 8300 | 1964 | 9999 | O/G Steam | cyclone | wet |  | FU + LA |  | Fossil | B | 2030 | NaturalGas |  | 0.2472 | 0.3351 | 0.45115 | 1.0334 | 0 | 0 | 0 | 0 | 0 | 0 | 0 | 0 | 0 | 0 | 0 | 0 | 29.7835 | 40.3732 | 54.3551 | 124.5118 | 21.8621 | 29.6353 | 39.8984 | 91.3958 | 2.6142e-08 | 3.5437e-08 | 4.7709e-08 | 1.0929e-07 | 0.011204 | 0.015187 | 0.020447 | 0.046838 | 0 | 0 | 0 | 0 | 0 | 0 | 0 | 0 | 0.28011 | 0.026196 | 0.035511 | 0.047809 | 0.10952 | 0.56996 | 0.66906 | 0.77648 | 2.0155 | 0 | 17.3
10025_B_42 | NY_Zone B (Genesee) | New York | 36 | Monroe | 55 | 10025 | 42 | RED-Rochester, LLC | 8300 | 1968 | 9999 | O/G Steam | cyclone | wet |  | FU + LA |  | Fossil | B | 2030 | NaturalGas |  | 0.2472 | 0.3351 | 0.45115 | 1.0334 | 0 | 0 | 0 | 0 | 0 | 0 | 0 | 0 | 0 | 0 | 0 | 0 | 29.7835 | 40.3732 | 54.3551 | 124.5118 | 21.8621 | 29.6353 | 39.8984 | 91.3958 | 2.6142e-08 | 3.5437e-08 | 4.7709e-08 | 1.0929e-07 | 0.011204 | 0.015187 | 0.020447 | 0.046838 | 0 | 0 | 0 | 0 | 0 | 0 | 0 | 0 | 0.28011 | 0.026196 | 0.035511 | 0.047809 | 0.10952 | 0.56996 | 0.66906 | 0.77648 | 2.0155 | 0 | 17.3
10025_B_43 | NY_Zone B (Genesee) | New York | 36 | Monroe | 55 | 10025 | 43 | RED-Rochester, LLC | 8300 | 1969 | 9999 | O/G Steam | cyclone | wet |  | FU + LA |  | Fossil | B | 2030 | NaturalGas |  | 0.34008 | 0.461 | 0.62065 | 1.4217 | 0 | 0 | 0 | 0 | 0 | 0 | 0 | 0 | 0 | 0 | 0 | 0 | 40.9739 | 55.5424 | 74.7775 | 171.2937 | 30.0762 | 40.7699 | 54.8892 | 125.7353 | 3.5964e-08 | 4.8751e-08 | 6.5634e-08 | 1.5035e-07 | 0.015413 | 0.020893 | 0.028129 | 0.064436 | 0 | 0 | 0 | 0 | 0 | 0 | 0 | 0 | 0.38536 | 0.036039 | 0.048853 | 0.065771 | 0.15066 | 0.78411 | 0.92043 | 1.0682 | 2.7728 | 0 | 23.8
10025_B_44 | NY_Zone B (Genesee) | New York | 36 | Monroe | 55 | 10025 | 44 | RED-Rochester, LLC | 8300 | 1948 | 9999 | O/G Steam | tangential | dry |  | FU + LA |  | Fossil | B | 2030 | NaturalGas |  | 0.34008 | 0.461 | 0.62065 | 1.4217 | 0 | 0 | 0 | 0 | 0 | 0 | 0 | 0 | 0 | 0 | 0 | 0 | 40.9739 | 55.5424 | 74.7775 | 171.2937 | 26.2576 | 35.5936 | 47.9202 | 109.7714 | 3.1398e-08 | 4.2562e-08 | 5.7301e-08 | 1.3126e-07 | 0.012077 | 0.016371 | 0.022041 | 0.050488 | 0 | 0 | 0 | 0 | 0 | 0 | 0 | 0 | 0.38536 | 0.036039 | 0.048853 | 0.065771 | 0.15066 | 0.78411 | 0.92043 | 1.0682 | 2.7728 | 0 | 23.8
10025_B_45 | NY_Zone B (Genesee) | New York | 36 | Monroe | 55 | 10025 | 45 | RED-Rochester, LLC | 8300 | 2017 | 9999 | O/G Steam | wall | dry |  |  |  | Fossil | B | 2030 | NaturalGas |  | 0.013432 | 0.018208 | 0.024513 | 0.056153 | 0 | 0 | 0 | 0 | 0 | 0 | 0 | 0 | 0 | 0 | 0 | 0 | 1.6183 | 2.1937 | 2.9534 | 6.7654 | 2.0704 | 2.8066 | 3.7786 | 8.6556 | 2.4757e-09 | 3.356e-09 | 4.5183e-09 | 1.035e-08 | 0.0026526 | 0.0035957 | 0.004841 | 0.011089 | 0 | 0 | 0 | 0 | 0 | 0 | 0 | 0 | 0 | 0.0014234 | 0.0019295 | 0.0025977 | 0.0059506 | 0.030969 | 0.036353 | 0.04219 | 0.10951 | 0 | 0.94
10025_B_46 | NY_Zone B (Genesee) | New York | 36 | Monroe | 55 | 10025 | 46 | RED-Rochester, LLC | 8300 | 2017 | 9999 | O/G Steam | wall | dry |  |  |  | Fossil | B | 2030 | NaturalGas |  | 0.15575 | 0.21113 | 0.28425 | 0.65113 | 0 | 0 | 0 | 0 | 0 | 0 | 0 | 0 | 0 | 0 | 0 | 0 | 18.7653 | 25.4375 | 34.2468 | 78.4497 | 24.0082 | 32.5445 | 43.8151 | 100.3678 | 2.8708e-08 | 3.8916e-08 | 5.2393e-08 | 1.2002e-07 | 0.010253 | 0.013898 | 0.018712 | 0.042863 | 0 | 0 | 0 | 0 | 0 | 0 | 0 | 0 | 0 | 0.016505 | 0.022374 | 0.030122 | 0.069001 | 0.35911 | 0.42154 | 0.48923 | 1.2699 | 0 | 10.9
10025_B_47 | NY_Zone B (Genesee) | New York | 36 | Monroe | 55 | 10025 | 47 | RED-Rochester, LLC | 8300 | 2017 | 9999 | O/G Steam | wall | dry |  |  |  | Fossil | B | 2030 | NaturalGas |  | 0.15575 | 0.21113 | 0.28425 | 0.65113 | 0 | 0 | 0 | 0 | 0 | 0 | 0 | 0 | 0 | 0 | 0 | 0 | 18.7653 | 25.4375 | 34.2468 | 78.4497 | 24.0082 | 32.5445 | 43.8151 | 100.3678 | 2.8708e-08 | 3.8916e-08 | 5.2393e-08 | 1.2002e-07 | 0.010253 | 0.013898 | 0.018712 | 0.042863 | 0 | 0 | 0 | 0 | 0 | 0 | 0 | 0 | 0 | 0.016505 | 0.022374 | 0.030122 | 0.069001 | 0.35911 | 0.42154 | 0.48923 | 1.2699 | 0 | 10.9
10025_B_48 | NY_Zone B (Genesee) | New York | 36 | Monroe | 55 | 10025 | 48 | RED-Rochester, LLC | 8300 | 2017 | 9999 | O/G Steam | wall | dry |  |  |  | Fossil | B | 2030 | NaturalGas |  | 0.15575 | 0.21113 | 0.28425 | 0.65113 | 0 | 0 | 0 | 0 | 0 | 0 | 0 | 0 | 0 | 0 | 0 | 0 | 18.7653 | 25.4375 | 34.2468 | 78.4497 | 24.0082 | 32.5445 | 43.8151 | 100.3678 | 2.8708e-08 | 3.8916e-08 | 5.2393e-08 | 1.2002e-07 | 0.010253 | 0.013898 | 0.018712 | 0.042863 | 0 | 0 | 0 | 0 | 0 | 0 | 0 | 0 | 0 | 0.016505 | 0.022374 | 0.030122 | 0.069001 | 0.35911 | 0.42154 | 0.48923 | 1.2699 | 0 | 10.9
10025_B_PB1 | NY_Zone B (Genesee) | New York | 36 | Monroe | 55 | 10025 | PB1 | RED-Rochester, LLC | 8300 | 1966 | 9999 | O/G Steam | wall |  |  | LA |  | Fossil | B | 2030 | Oil |  | 0 | 0 | 0 | 0 | 0 | 0 | 0 | 0 | 0 | 0 | 0 | 0 | 0 | 0 | 0 | 0 | 0 | 0 | 0 | 0 | 0 | 0 | 0 | 0 | 0 | 0 | 0 | 0 | 0 | 0 | 0 | 0 | 0 | 0 | 0 | 0 | 0 | 0 | 0 | 0 | 0.0061528 | 0 | 0 | 0 | 0 | 0 | 0 | 0 | 0 | 0 | 0.38
10025_B_PB2 | NY_Zone B (Genesee) | New York | 36 | Monroe | 55 | 10025 | PB2 | RED-Rochester, LLC | 8300 | 1966 | 9999 | O/G Steam | wall |  |  | LA |  | Fossil | B | 2030 | Oil |  | 0 | 0 | 0 | 0 | 0 | 0 | 0 | 0 | 0 | 0 | 0 | 0 | 0 | 0 | 0 | 0 | 0 | 0 | 0 | 0 | 0 | 0 | 0 | 0 | 0 | 0 | 0 | 0 | 0 | 0 | 0 | 0 | 0 | 0 | 0 | 0 | 0 | 0 | 0 | 0 | 0.0061528 | 0 | 0 | 0 | 0 | 0 | 0 | 0 | 0 | 0 | 0.38
10025_B_PB3 | NY_Zone B (Genesee) | New York | 36 | Monroe | 55 | 10025 | PB3 | RED-Rochester, LLC | 8300 | 1966 | 9999 | O/G Steam | wall |  |  | LA |  | Fossil | B | 2030 | Oil |  | 0 | 0 | 0 | 0 | 0 | 0 | 0 | 0 | 0 | 0 | 0 | 0 | 0 | 0 | 0 | 0 | 0 | 0 | 0 | 0 | 0 | 0 | 0 | 0 | 0 | 0 | 0 | 0 | 0 | 0 | 0 | 0 | 0 | 0 | 0 | 0 | 0 | 0 | 0 | 0 | 0.0061528 | 0 | 0 | 0 | 0 | 0 | 0 | 0 | 0 | 0 | 0.38
10025_B_PB4 | NY_Zone B (Genesee) | New York | 36 | Monroe | 55 | 10025 | PB4 | RED-Rochester, LLC | 8300 | 1966 | 9999 | O/G Steam | wall |  |  | LA |  | Fossil | B | 2030 | Oil |  | 0 | 0 | 0 | 0 | 0 | 0 | 0 | 0 | 0 | 0 | 0 | 0 | 0 | 0 | 0 | 0 | 0 | 0 | 0 | 0 | 0 | 0 | 0 | 0 | 0 | 0 | 0 | 0 | 0 | 0 | 0 | 0 | 0 | 0 | 0 | 0 | 0 | 0 | 0 | 0 | 0.0061528 | 0 | 0 | 0 | 0 | 0 | 0 | 0 | 0 | 0 | 0.38
10025_G_75TG | NY_Zone B (Genesee) | New York | 36 | Monroe | 55 | 10025 | 75TG | RED-Rochester, LLC | 11798 | 2015 | 9999 | O/G Steam | [5 empty] | Fossil | G | 2030 | NaturalGas |  | 0.044685 | 0.023395 | 0.039363 | 0.10744 | 0 | 0 | 0 | 0 | 0 | 0 | 0 | 0 | 0 | 0 | 0 | 0 | 3.7875 | 1.983 | 3.3364 | 9.1069 | 2.6159 | 1.3696 | 2.3043 | 6.2897 | 3.1279e-09 | 1.6377e-09 | 2.7554e-09 | 7.521e-09 | 0.00078199 | 0.00040942 | 0.00068886 | 0.0018803 | 0 | 0 | 0 | 0 | 0 | 0 | 0 | 0 | 0.039584 | 0.0033313 | 0.0017442 | 0.0029346 | 0.0080101 | 0.10303 | 0.046711 | 0.067749 | 0.21749 | 0 | 2.2
10025_G_KPR1 | NY_Zone B (Genesee) | New York | 36 | Monroe | 55 | 10025 | KPR1 | RED-Rochester, LLC | 0 | 1957 | 9999 | Hydro | [5 empty] | Non-Fossil | G | 2030 | Hydro |  | 0 | 0 | 0 | 0 | 0 | 0 | 0 | 0 | 0 | 0 | 0 | 0 | 0 | 0 | 0 | 0 | 0.26963 | 0.3292 | 0.3226 | 0.92142 | 0 | 0 | 0 | 0 | 0 | 0 | 0 | 0 | 0 | 0 | 0 | 0 | 0 | 0 | 0 | 0 | 0 | 0 | 0 | 0 | 0.0063233 | 0.00037478 | 0.00045759 | 0.00044841 | 0.0012808 | 0 | 0 | 0 | 0 | 0 | 0.4
10030_G_COG1 | PJM_EMAAC | Delaware | 10 | Kent | 1 | 10030 | COG1 | Energy Center Dover | 7517 | 1985 | 9999 | Combined Cycle |  |  | SCR |  |  | Fossil | G | 2030 | NaturalGas |  | 0.06388 | 0.054793 | 0.27951 | 0.39819 | 0 | 0 | 0 | 0 | 0 | 0 | 0 | 0 | 0 | 0 | 0 | 0 | 8.498 | 7.2892 | 37.1841 | 52.9713 | 4.2196 | 3.6194 | 18.4632 | 26.3022 | 5.0456e-09 | 4.3279e-09 | 2.2078e-08 | 3.1451e-08 | 0.00029435 | 0.00025248 | 0.001288 | 0.0018348 | 0 | 0 | 0 | 0 | 0 | 0 | 0 | 0 | 0.61009 | 0.028346 | 0.024314 | 0.084968 | 0.13763 | 0.20535 | 0.13184 | 0.58896 | 0.92615 | 0 | 15 | SCR
10030_G_KD-1 | PJM_EMAAC | Delaware | 10 | Kent | 1 | 10030 | KD-1 | Energy Center Dover | 7517 | 2001 | 9999 | Combined Cycle |  |  | SCR | H2O |  | Fossil | G | 2030 | NaturalGas |  | 0.18738 | 0.16073 | 0.8199 | 1.168 | 0 | 0 | 0 | 0 | 0 | 0 | 0 | 0 | 0 | 0 | 0 | 0 | 24.9275 | 21.3818 | 109.0733 | 155.3826 | 12.3774 | 10.6168 | 54.1589 | 77.1531 | 1.48e-08 | 1.2695e-08 | 6.4761e-08 | 9.2257e-08 | 0.00086344 | 0.00074062 | 0.0037781 | 0.0053821 | 0 | 0 | 0 | 0 | 0 | 0 | 0 | 0 | 1.5057 | 0.083148 | 0.071321 | 0.24924 | 0.40371 | 0.60237 | 0.38673 | 1.7276 | 2.7167 | 0 | 44 | SCR
10030_G_KD-2 | PJM_EMAAC | Delaware | 10 | Kent | 1 | 10030 | KD-2 | Energy Center Dover | 10745 | 2001 | 9999 | Combustion Turbine |  |  |  | H2O |  | Fossil | G | 2030 | NaturalGas |  | 0.0072201 | 0 | 0.037073 | 0.044293 | 0 | 0 | 0 | 0 | 0 | 0 | 0 | 0 | 0 | 0 | 0 | 0 | 0.67195 | 0 | 3.4503 | 4.1222 | 0.42267 | 0 | 2.1703 | 2.5929 | 5.0541e-10 | 0 | 2.5951e-09 | 3.1005e-09 | 0.00028173 | 0 | 0.0014466 | 0.0017283 | 0 | 0 | 0 | 0 | 0 | 0 | 0 | 0 | 0.86791 | 0.0031716 | 0 | 0.016285 | 0.019457 | 0.02321 | 0 | 0.078117 | 0.10133 | 0 | 44
10034_G_GEN1 | WECC_Northern California (not including BANC) | California | 6 | Santa Clara | 85 | 10034 | GEN1 | Gilroy Power Plant | 7705 | 1987 | 9999 | Combined Cycle | [5 empty] | Fossil | G | 2030 | NaturalGas |  | 0.1434 | 0 | 0.06701 | 0.21041 | 0 | 0 | 0 | 0 | 0 | 0 | 0 | 0 | 0 | 0 | 0 | 0 | 18.6118 | 0 | 8.6969 | 27.3087 | 9.7927 | 0 | 4.576 | 14.3687 | 1.171e-08 | 0 | 5.4718e-09 | 1.7182e-08 | 0.0030942 | 0 | 0.0014458 | 0.00454 | 0 | 0 | 0 | 0 | 0 | 0 | 0 | 0 | 3.3506 | 0.073301 | 0 | 0.034535 | 0.10784 | 0.4899 | 0 | 0.18778 | 0.67768 | 0 | 85
10034_G_GEN2 | WECC_Northern California (not including BANC) | California | 6 | Santa Clara | 85 | 10034 | GEN2 | Gilroy Power Plant | 7705 | 1987 | 9999 | Combined Cycle | [5 empty] | Fossil | G | 2030 | NaturalGas |  | 0.050613 | 0 | 0.023651 | 0.074264 | 0 | 0 | 0 | 0 | 0 | 0 | 0 | 0 | 0 | 0 | 0 | 0 | 6.5689 | 0 | 3.0695 | 9.6384 | 3.4563 | 0 | 1.615 | 5.0713 | 4.1329e-09 | 0 | 1.9312e-09 | 6.0641e-09 | 0.0010921 | 0 | 0.0005103 | 0.0016024 | 0 | 0 | 0 | 0 | 0 | 0 | 0 | 0 | 1.1825 | 0.025871 | 0 | 0.012189 | 0.03806 | 0.17291 | 0 | 0.066277 | 0.23918 | 0 | 30
10036_G_GEN1 | ISONE_MA, VT, NH, RI (Rest of ISO New England) | New Hampshire | 33 | Hillsborough | 11 | 10036 | GEN1 | Hillsborough Hosiery | 0 | 1989 | 9999 | Hydro | [5 empty] | Non-Fossil | G | 2030 | Hydro |  | 0 | 0 | 0 | 0 | 0 | 0 | 0 | 0 | 0 | 0 | 0 | 0 | 0 | 0 | 0 | 0 | 0.3367 | 0.54379 | 0.52523 | 1.4057 | 0 | 0 | 0 | 0 | 0 | 0 | 0 | 0 | 0 | 0 | 0 | 0 | 0 | 0 | 0 | 0 | 0 | 0 | 0 | 0 | 0.0094849 | 0.00046801 | 0.00075587 | 0.00073007 | 0.0019539 | 0 | 0 | 0 | 0 | 0 | 0.6
10036_G_GEN2 | ISONE_MA, VT, NH, RI (Rest of ISO New England) | New Hampshire | 33 | Hillsborough | 11 | 10036 | GEN2 | Hillsborough Hosiery | 0 | 1989 | 9999 | Hydro | [5 empty] | Non-Fossil | G | 2030 | Hydro |  | 0 | 0 | 0 | 0 | 0 | 0 | 0 | 0 | 0 | 0 | 0 | 0 | 0 | 0 | 0 | 0 | 0.3367 | 0.54379 | 0.52523 | 1.4057 | 0 | 0 | 0 | 0 | 0 | 0 | 0 | 0 | 0 | 0 | 0 | 0 | 0 | 0 | 0 | 0 | 0 | 0 | 0 | 0 | 0.0094849 | 0.00046801 | 0.00075587 | 0.00073007 | 0.0019539 | 0 | 0 | 0 | 0 | 0 | 0.6
1004_G_CT1 | MISO_Indiana (including parts of Kentucky) | Indiana | 18 | Knox | 83 | 1004 | CT1 | Edwardsport | 11371 | 2013 | 9999 | IGCC |  |  | SCR | NDI |  | Fossil | G | 2030 | Coal |  | 3.3037 | 3.397 | 4.6215 | 11.3222 | 3.3037 | 3.397 | 4.6215 | 11.3222 | 0 | 0 | 0 | 0 | 0 | 0 | 0 | 0 | 290.5368 | 298.7418 | 406.4321 | 995.7107 | 335.5351 | 345.8705 | 470.5497 | 1151.9554 | 0.0011455 | 0.0013638 | 0.0018554 | 0.0043647 | 0.080214 | 0.082479 | 0.11221 | 0.2749 | 0.37245 | 0.5086 | 0.69194 | 1.573 | 0.0016518 | 0.0016985 | 0.0023108 | 0.0056611 | 19.014 | 0.70234 | 0.72217 | 0.9825 | 2.407 | 5.9686 | 6.1372 | 8.3495 | 20.4553 | 0 | 174.9 | SCR
1004_G_CT2 | MISO_Indiana (including parts of Kentucky) | Indiana | 18 | Knox | 83 | 1004 | CT2 | Edwardsport | 11371 | 2013 | 9999 | IGCC |  |  | SCR | NDI |  | Fossil | G | 2030 | Coal |  | 3.3037 | 3.397 | 4.6215 | 11.3222 | 3.3037 | 3.397 | 4.6215 | 11.3222 | 0 | 0 | 0 | 0 | 0 | 0 | 0 | 0 | 290.5368 | 298.7418 | 406.4321 | 995.7107 | 335.5351 | 345.8705 | 470.5497 | 1151.9554 | 0.0011455 | 0.0013638 | 0.0018554 | 0.0043647 | 0.093016 | 0.095642 | 0.13012 | 0.31878 | 0.37245 | 0.5086 | 0.69194 | 1.573 | 0.0016518 | 0.0016985 | 0.0023108 | 0.0056611 | 19.014 | 0.70234 | 0.72217 | 0.9825 | 2.407 | 5.9686 | 6.1372 | 8.3495 | 20.4553 | 0 | 174.9 | SCR
1004_G_ST | MISO_Indiana (including parts of Kentucky) | Indiana | 18 | Knox | 83 | 1004 | ST | Edwardsport | 11371 | 2013 | 9999 | IGCC |  |  | SCR | NDI |  | Fossil | G | 2030 | Coal |  | 4.6316 | 4.7624 | 6.4791 | 15.8731 | 4.6316 | 4.7624 | 6.4791 | 15.8731 | 0 | 0 | 0 | 0 | 0 | 0 | 0 | 0 | 407.3163 | 418.8193 | 569.795 | 1395.9306 | 470.4015 | 484.8911 | 659.6843 | 1614.9769 | 0.0016059 | 0.0019119 | 0.0026012 | 0.006119 | 0.11994 | 0.12332 | 0.16778 | 0.41103 | 0.52216 | 0.71303 | 0.97006 | 2.2052 | 0.0023158 | 0.0023812 | 0.0032396 | 0.0079366 | 26.6565 | 0.98464 | 1.0124 | 1.3774 | 3.3745 | 8.3677 | 8.604 | 11.7055 | 28.6772 | 0 | 245.2 | SCR
10042_G_KDHT1 | WECC_Southern California Edison | California | 6 | Tulare | 107 | 10042 | KDHT1 | Kaweah Delta District Hospital | 12369 | 2008 | 9999 | Combustion Turbine | [5 empty] | Fossil | G | 2030 | NaturalGas |  | 0.025817 | 0.059286 | 0.074174 | 0.15928 | 0 | 0 | 0 | 0 | 0 | 0 | 0 | 0 | 0 | 0 | 0 | 0 | 2.0873 | 4.7931 | 5.9968 | 12.8772 | 1.5114 | 3.4706 | 4.3422 | 9.3241 | 1.8072e-09 | 4.15e-09 | 5.1922e-09 | 1.1149e-08 | 0.00016084 | 0.00036935 | 0.00046211 | 0.0009923 | 0 | 0 | 0 | 0 | 0 | 0 | 0 | 0 | 0.069038 | 0.0097249 | 0.022332 | 0.02794 | 0.059997 | 0.087281 | 0.15788 | 0.21129 | 0.45645 | 0 | 3.5
10049_G_1 | WECC_Idaho | Idaho | 16 | Twin Falls | 83 | 10049 | 1 | Little Mac Project | 0 | 1984 | 9999 | Hydro | [5 empty] | Non-Fossil | G | 2030 | Hydro |  | 0 | 0 | 0 | 0 | 0 | 0 | 0 | 0 | 0 | 0 | 0 | 0 | 0 | 0 | 0 | 0 | 0.21842 | 0.30094 | 0.48756 | 1.0069 | 0 | 0 | 0 | 0 | 0 | 0 | 0 | 0 | 0 | 0 | 0 | 0 | 0 | 0 | 0 | 0 | 0 | 0 | 0 | 0 | 0.0047425 | 0.00030361 | 0.00041831 | 0.00067771 | 0.0013996 | 0 | 0 | 0 | 0 | 0 | 0.3
10049_G_2 | WECC_Idaho | Idaho | 16 | Twin Falls | 83 | 10049 | 2 | Little Mac Project | 0 | 1984 | 9999 | Hydro | [5 empty] | Non-Fossil | G | 2030 | Hydro |  | 0 | 0 | 0 | 0 | 0 | 0 | 0 | 0 | 0 | 0 | 0 | 0 | 0 | 0 | 0 | 0 | 0.29123 | 0.40126 | 0.65009 | 1.3426 | 0 | 0 | 0 | 0 | 0 | 0 | 0 | 0 | 0 | 0 | 0 | 0 | 0 | 0 | 0 | 0 | 0 | 0 | 0 | 0 | 0.0063233 | 0.00040481 | 0.00055775 | 0.00090362 | 0.0018662 | 0 | 0 | 0 | 0 | 0 | 0.4
10049_G_3 | WECC_Idaho | Idaho | 16 | Twin Falls | 83 | 10049 | 3 | Little Mac Project | 0 | 1984 | 9999 | Hydro | [5 empty] | Non-Fossil | G | 2030 | Hydro |  | 0 | 0 | 0 | 0 | 0 | 0 | 0 | 0 | 0 | 0 | 0 | 0 | 0 | 0 | 0 | 0 | 0.29123 | 0.40126 | 0.65009 | 1.3426 | 0 | 0 | 0 | 0 | 0 | 0 | 0 | 0 | 0 | 0 | 0 | 0 | 0 | 0 | 0 | 0 | 0 | 0 | 0 | 0 | 0.0063233 | 0.00040481 | 0.00055775 | 0.00090362 | 0.0018662 | 0 | 0 | 0 | 0 | 0 | 0.4
10049_G_4 | WECC_Idaho | Idaho | 16 | Twin Falls | 83 | 10049 | 4 | Little Mac Project | 0 | 1984 | 9999 | Hydro | [5 empty] | Non-Fossil | G | 2030 | Hydro |  | 0 | 0 | 0 | 0 | 0 | 0 | 0 | 0 | 0 | 0 | 0 | 0 | 0 | 0 | 0 | 0 | 0.29123 | 0.40126 | 0.65009 | 1.3426 | 0 | 0 | 0 | 0 | 0 | 0 | 0 | 0 | 0 | 0 | 0 | 0 | 0 | 0 | 0 | 0 | 0 | 0 | 0 | 0 | 0.0063233 | 0.00040481 | 0.00055775 | 0.00090362 | 0.0018662 | 0 | 0 | 0 | 0 | 0 | 0.4
1005_G_1 | MISO_Indiana (including parts of Kentucky) | Indiana | 18 | Switzerland | 155 | 1005 | 1 | Markland | 0 | 1967 | 9999 | Hydro | [5 empty] | Non-Fossil | G | 2030 | Hydro |  | 0 | 0 | 0 | 0 | 0 | 0 | 0 | 0 | 0 | 0 | 0 | 0 | 0 | 0 | 0 | 0 | 20.8817 | 31.3936 | 42.9305 | 95.2058 | 0 | 0 | 0 | 0 | 0 | 0 | 0 | 0 | 0 | 0 | 0 | 0 | 0 | 0 | 0 | 0 | 0 | 0 | 0 | 0 | 0.23712 | 0.029026 | 0.043637 | 0.059673 | 0.13234 | 0 | 0 | 0 | 0 | 0 | 15
1005_G_2 | MISO_Indiana (including parts of Kentucky) | Indiana | 18 | Switzerland | 155 | 1005 | 2 | Markland | 0 | 1967 | 9999 | Hydro | [5 empty] | Non-Fossil | G | 2030 | Hydro |  | 0 | 0 | 0 | 0 | 0 | 0 | 0 | 0 | 0 | 0 | 0 | 0 | 0 | 0 | 0 | 0 | 20.8817 | 31.3936 | 42.9305 | 95.2058 | 0 | 0 | 0 | 0 | 0 | 0 | 0 | 0 | 0 | 0 | 0 | 0 | 0 | 0 | 0 | 0 | 0 | 0 | 0 | 0 | 0.23712 | 0.029026 | 0.043637 | 0.059673 | 0.13234 | 0 | 0 | 0 | 0 | 0 | 15
1005_G_3 | MISO_Indiana (including parts of Kentucky) | Indiana | 18 | Switzerland | 155 | 1005 | 3 | Markland | 0 | 1967 | 9999 | Hydro | [5 empty] | Non-Fossil | G | 2030 | Hydro |  | 0 | 0 | 0 | 0 | 0 | 0 | 0 | 0 | 0 | 0 | 0 | 0 | 0 | 0 | 0 | 0 | 20.8817 | 31.3936 | 42.9305 | 95.2058 | 0 | 0 | 0 | 0 | 0 | 0 | 0 | 0 | 0 | 0 | 0 | 0 | 0 | 0 | 0 | 0 | 0 | 0 | 0 | 0 | 0.23712 | 0.029026 | 0.043637 | 0.059673 | 0.13234 | 0 | 0 | 0 | 0 | 0 | 15
10050_G_4 | MISO_Arkansas | Arkansas | 5 | Pulaski | 119 | 10050 | 4 | Fourche Creek Wastewater | 3911 | 2009 | 9999 | Non-Fossil Waste | [5 empty] | Non-Fossil | G | 2030 | Non-Fossil |  | 0.0098839 | 0.013368 | 0.016803 | 0.040054 | 0 | 0 | 0 | 0 | 0 | 0 | 0 | 0 | 0 | 0 | 0 | 0 | 2.5272 | 3.418 | 4.2962 | 10.2414 | 0 | 0 | 0 | 0 | 0 | 0 | 0 | 0 | 0 | 0 | 0 | 0 | 0 | 0 | 0 | 0 | 0 | 0 | 0 | 0 | 0.337 | 0.017531 | 0.02371 | 0.029803 | 0.071045 | 0 | 0 | 0 | 0 | 0 | 1.3
10051_G_GEN1 | SERC_VACAR | North Carolina | 37 | Chatham | 37 | 10051 | GEN1 | Lockville Hydropower | 0 | 1985 | 9999 | Hydro | [5 empty] | Non-Fossil | G | 2030 | Hydro |  | 0 | 0 | 0 | 0 | 0 | 0 | 0 | 0 | 0 | 0 | 0 | 0 | 0 | 0 | 0 | 0 | 0.57664 | 0.64898 | 0.70973 | 1.9353 | 0 | 0 | 0 | 0 | 0 | 0 | 0 | 0 | 0 | 0 | 0 | 0 | 0 | 0 | 0 | 0 | 0 | 0 | 0 | 0 | 0.0094849 | 0.00080153 | 0.00090208 | 0.00098652 | 0.0026901 | 0 | 0 | 0 | 0 | 0 | 0.6
10051_G_GEN2 | SERC_VACAR | North Carolina | 37 | Chatham | 37 | 10051 | GEN2 | Lockville Hydropower | 0 | 1985 | 9999 | Hydro | [5 empty] | Non-Fossil | G | 2030 | Hydro |  | 0 | 0 | 0 | 0 | 0 | 0 | 0 | 0 | 0 | 0 | 0 | 0 | 0 | 0 | 0 | 0 | 0.57664 | 0.64898 | 0.70973 | 1.9353 | 0 | 0 | 0 | 0 | 0 | 0 | 0 | 0 | 0 | 0 | 0 | 0 | 0 | 0 | 0 | 0 | 0 | 0 | 0 | 0 | 0.0094849 | 0.00080153 | 0.00090208 | 0.00098652 | 0.0026901 | 0 | 0 | 0 | 0 | 0 | 0.6
10052_B_BLR1 | WECC_Northern California (not including BANC) | California | 6 | Humboldt | 23 | 10052 | BLR1 | Fairhaven Power | 17738 | 1986 | 9999 | Biomass |  |  | ESPH | AA + LNB + OFA |  | Non-Fossil | B | 2030 |  | Biomass Retirement | 0 | 0 | 0 | 0 | 0 | 0 | 0 | 0 | 0 | 0 | 0 | 0 | 0 | 0 | 0 | 0 | 0 | 0 | 0 | 0 | 0 | 0 | 0 | 0 | 0 | 0 | 0 | 0 | 0 | 0 | 0 | 0 | 0 | 0 | 0 | 0 | 0 | 0 | 0 | 0 | 0 | 0 | 0 | 0 | 0 | 0 | 0 | 0 | 0 | 0 | 16
10061_G_GEN1 | PJM_EMAAC | New Jersey | 34 | WARREN | 41 | 10061 | GEN1 | Mars Wrigley Confectionery US, LLC | 7905 | 1989 | 9999 | Combined Cycle | [5 empty] | Fossil | G | 2030 | NaturalGas |  | 0.023442 | 0.0082671 | 0.17244 | 0.20415 | 0 | 0 | 0 | 0 | 0 | 0 | 0 | 0 | 0 | 0 | 0 | 0 | 2.9655 | 1.0458 | 21.8147 | 25.826 | 1.7414 | 0.61411 | 12.8099 | 15.1654 | 2.0823e-09 | 7.3434e-10 | 1.5318e-08 | 1.8134e-08 | 0.0003293 | 0.00011613 | 0.0024224 | 0.0028678 | 0 | 0 | 0 | 0 | 0 | 0 | 0 | 0 | 0.34549 | 0.0094493 | 0.0041528 | 0.046593 | 0.060196 | 0.07536 | 0.019892 | 0.36336 | 0.45861 | 0 | 8.8
10062_B_BLR1 | FRCC | Florida | 12 | Miami Dade | 86 | 10062 | BLR1 | Miami Dade County Resource Recovery Fac | 25743 | 1983 | 9999 | Municipal Solid Waste |  |  | Baghouse + Dry Scrubber + SNCR + Mercury Control | other | Dry Scrubber | Non-Fossil | B | 2030 | MSW |  | 0.73932 | 0.92602 | 1.175 | 2.8403 | 0 | 0 | 0 | 0 | 0 | 0 | 0 | 0 | 0 | 0 | 0 | 0 | 28.7191 | 35.9716 | 45.6428 | 110.3335 | 33.9716 | 42.5505 | 53.9904 | 130.5125 | 0.0021248 | 0.0026614 | 0.0033769 | 0.0081631 | 0.085021 | 0.10649 | 0.13512 | 0.32664 | 0.023167 | 0.029017 | 0.036819 | 0.089003 | 0 | 0 | 0 | 0 | 4.6402 | 0.19922 | 0.24954 | 0.31662 | 0.76538 | 0 | 0 | 0 | 0 | 0 | 17.9 | Scrubber / SNCR / Mercury Control | Dry Scrubber
10062_B_BLR2 | FRCC | Florida | 12 | Miami Dade | 86 | 10062 | BLR2 | Miami Dade County Resource Recovery Fac | 25743 | 1983 | 9999 | Municipal Solid Waste |  |  | Baghouse + Dry Scrubber + SNCR + Mercury Control | other | Dry Scrubber | Non-Fossil | B | 2030 | MSW |  | 0.73932 | 0.92602 | 1.175 | 2.8403 | 0 | 0 | 0 | 0 | 0 | 0 | 0 | 0 | 0 | 0 | 0 | 0 | 28.7191 | 35.9716 | 45.6428 | 110.3335 | 33.9716 | 42.5505 | 53.9904 | 130.5125 | 0.0021248 | 0.0026614 | 0.0033769 | 0.0081631 | 0.085021 | 0.10649 | 0.13512 | 0.32664 | 0.023167 | 0.029017 | 0.036819 | 0.089003 | 0 | 0 | 0 | 0 | 4.6402 | 0.19922 | 0.24954 | 0.31662 | 0.76538 | 0 | 0 | 0 | 0 | 0 | 17.9 | Scrubber / SNCR / Mercury Control | Dry Scrubber
10062_B_BLR3 | FRCC | Florida | 12 | Miami Dade | 86 | 10062 | BLR3 | Miami Dade County Resource Recovery Fac | 25743 | 1983 | 9999 | Municipal Solid Waste |  |  | Baghouse + Dry Scrubber + SNCR + Mercury Control | other | Dry Scrubber | Non-Fossil | B | 2030 | MSW |  | 0.73932 | 0.92602 | 1.175 | 2.8403 | 0 | 0 | 0 | 0 | 0 | 0 | 0 | 0 | 0 | 0 | 0 | 0 | 28.7191 | 35.9716 | 45.6428 | 110.3335 | 33.9716 | 42.5505 | 53.9904 | 130.5125 | 0.0021248 | 0.0026614 | 0.0033769 | 0.0081631 | 0.085021 | 0.10649 | 0.13512 | 0.32664 | 0.023167 | 0.029017 | 0.036819 | 0.089003 | 0 | 0 | 0 | 0 | 4.6402 | 0.19922 | 0.24954 | 0.31662 | 0.76538 | 0 | 0 | 0 | 0 | 0 | 17.9 | Scrubber / SNCR / Mercury Control | Dry Scrubber
10062_B_BLR4 | FRCC | Florida | 12 | Miami Dade | 86 | 10062 | BLR4 | Miami Dade County Resource Recovery Fac | 25743 | 1983 | 9999 | Municipal Solid Waste |  |  | Baghouse + Dry Scrubber + SNCR + Mercury Control | other | Dry Scrubber | Non-Fossil | B | 2030 | MSW |  | 0.73932 | 0.92602 | 1.175 | 2.8403 | 0 | 0 | 0 | 0 | 0 | 0 | 0 | 0 | 0 | 0 | 0 | 0 | 28.7191 | 35.9716 | 45.6428 | 110.3335 | 33.9716 | 42.5505 | 53.9904 | 130.5125 | 0.0021248 | 0.0026614 | 0.0033769 | 0.0081631 | 0.085021 | 0.10649 | 0.13512 | 0.32664 | 0.023167 | 0.029017 | 0.036819 | 0.089003 | 0 | 0 | 0 | 0 | 4.6402 | 0.19922 | 0.24954 | 0.31662 | 0.76538 | 0 | 0 | 0 | 0 | 0 | 17.9 | Scrubber / SNCR / Mercury Control | Dry Scrubber
10063_G_GEN1 | ISONE_Connecticut | Connecticut | 9 | Fairfield | 1 | 10063 | GEN1 | Derby Hydro | 0 | 1989 | 9999 | Hydro | [5 empty] | Non-Fossil | G | 2030 | Hydro |  | 0 | 0 | 0 | 0 | 0 | 0 | 0 | 0 | 0 | 0 | 0 | 0 | 0 | 0 | 0 | 0 | 3.4222 | 4.9038 | 5.064 | 13.39 | 0 | 0 | 0 | 0 | 0 | 0 | 0 | 0 | 0 | 0 | 0 | 0 | 0 | 0 | 0 | 0 | 0 | 0 | 0 | 0 | 0.063233 | 0.0047569 | 0.0068163 | 0.0070389 | 0.018612 | 0 | 0 | 0 | 0 | 0 | 4
10063_G_GEN2 | ISONE_Connecticut | Connecticut | 9 | Fairfield | 1 | 10063 | GEN2 | Derby Hydro | 0 | 1989 | 9999 | Hydro | [5 empty] | Non-Fossil | G | 2030 | Hydro |  | 0 | 0 | 0 | 0 | 0 | 0 | 0 | 0 | 0 | 0 | 0 | 0 | 0 | 0 | 0 | 0 | 3.4222 | 4.9038 | 5.064 | 13.39 | 0 | 0 | 0 | 0 | 0 | 0 | 0 | 0 | 0 | 0 | 0 | 0 | 0 | 0 | 0 | 0 | 0 | 0 | 0 | 0 | 0.063233 | 0.0047569 | 0.0068163 | 0.0070389 | 0.018612 | 0 | 0 | 0 | 0 | 0 | 4
10063_G_GEN3 | ISONE_Connecticut | Connecticut | 9 | Fairfield | 1 | 10063 | GEN3 | Derby Hydro | 0 | 1989 | 9999 | Hydro | [5 empty] | Non-Fossil | G | 2030 | Hydro |  | 0 | 0 | 0 | 0 | 0 | 0 | 0 | 0 | 0 | 0 | 0 | 0 | 0 | 0 | 0 | 0 | 0.25667 | 0.36779 | 0.3798 | 1.0043 | 0 | 0 | 0 | 0 | 0 | 0 | 0 | 0 | 0 | 0 | 0 | 0 | 0 | 0 | 0 | 0 | 0 | 0 | 0 | 0 | 0.0047425 | 0.00035677 | 0.00051122 | 0.00052792 | 0.0013959 | 0 | 0 | 0 | 0 | 0 | 0.3
10063_G_GEN4 | ISONE_Connecticut | Connecticut | 9 | Fairfield | 1 | 10063 | GEN4 | Derby Hydro | 0 | 1989 | 9999 | Hydro | [5 empty] | Non-Fossil | G | 2030 | Hydro |  | 0 | 0 | 0 | 0 | 0 | 0 | 0 | 0 | 0 | 0 | 0 | 0 | 0 | 0 | 0 | 0 | 0.25667 | 0.36779 | 0.3798 | 1.0043 | 0 | 0 | 0 | 0 | 0 | 0 | 0 | 0 | 0 | 0 | 0 | 0 | 0 | 0 | 0 | 0 | 0 | 0 | 0 | 0 | 0.0047425 | 0.00035677 | 0.00051122 | 0.00052792 | 0.0013959 | 0 | 0 | 0 | 0 | 0 | 0.3
10066_G_GEN1 | ISONE_Maine | Maine | 23 | Kennebec | 11 | 10066 | GEN1 | Lockwood Hydroelectric Facility | 0 | 1985 | 9999 | Hydro | [5 empty] | Non-Fossil | G | 2030 | Hydro |  | 0 | 0 | 0 | 0 | 0 | 0 | 0 | 0 | 0 | 0 | 0 | 0 | 0 | 0 | 0 | 0 | 1.0918 | 1.4265 | 1.6053 | 4.1236 | 0 | 0 | 0 | 0 | 0 | 0 | 0 | 0 | 0 | 0 | 0 | 0 | 0 | 0 | 0 | 0 | 0 | 0 | 0 | 0 | 0.011066 | 0.0015176 | 0.0019828 | 0.0022314 | 0.0057318 | 0 | 0 | 0 | 0 | 0 | 0.7
10066_G_GEN2 | ISONE_Maine | Maine | 23 | Kennebec | 11 | 10066 | GEN2 | Lockwood Hydroelectric Facility | 0 | 1985 | 9999 | Hydro | [5 empty] | Non-Fossil | G | 2030 | Hydro |  | 0 | 0 | 0 | 0 | 0 | 0 | 0 | 0 | 0 | 0 | 0 | 0 | 0 | 0 | 0 | 0 | 1.0918 | 1.4265 | 1.6053 | 4.1236 | 0 | 0 | 0 | 0 | 0 | 0 | 0 | 0 | 0 | 0 | 0 | 0 | 0 | 0 | 0 | 0 | 0 | 0 | 0 | 0 | 0.011066 | 0.0015176 | 0.0019828 | 0.0022314 | 0.0057318 | 0 | 0 | 0 | 0 | 0 | 0.7
10066_G_GEN3 | ISONE_Maine | Maine | 23 | Kennebec | 11 | 10066 | GEN3 | Lockwood Hydroelectric Facility | 0 | 1985 | 9999 | Hydro | [5 empty] | Non-Fossil | G | 2030 | Hydro |  | 0 | 0 | 0 | 0 | 0 | 0 | 0 | 0 | 0 | 0 | 0 | 0 | 0 | 0 | 0 | 0 | 1.0918 | 1.4265 | 1.6053 | 4.1236 | 0 | 0 | 0 | 0 | 0 | 0 | 0 | 0 | 0 | 0 | 0 | 0 | 0 | 0 | 0 | 0 | 0 | 0 | 0 | 0 | 0.011066 | 0.0015176 | 0.0019828 | 0.0022314 | 0.0057318 | 0 | 0 | 0 | 0 | 0 | 0.7
10066_G_GEN4 | ISONE_Maine | Maine | 23 | Kennebec | 11 | 10066 | GEN4 | Lockwood Hydroelectric Facility | 0 | 1985 | 9999 | Hydro | [5 empty] | Non-Fossil | G | 2030 | Hydro |  | 0 | 0 | 0 | 0 | 0 | 0 | 0 | 0 | 0 | 0 | 0 | 0 | 0 | 0 | 0 | 0 | 1.0918 | 1.4265 | 1.6053 | 4.1236 | 0 | 0 | 0 | 0 | 0 | 0 | 0 | 0 | 0 | 0 | 0 | 0 | 0 | 0 | 0 | 0 | 0 | 0 | 0 | 0 | 0.011066 | 0.0015176 | 0.0019828 | 0.0022314 | 0.0057318 | 0 | 0 | 0 | 0 | 0 | 0.7
10066_G_GEN5 | ISONE_Maine | Maine | 23 | Kennebec | 11 | 10066 | GEN5 | Lockwood Hydroelectric Facility | 0 | 1985 | 9999 | Hydro | [5 empty] | Non-Fossil | G | 2030 | Hydro |  | 0 | 0 | 0 | 0 | 0 | 0 | 0 | 0 | 0 | 0 | 0 | 0 | 0 | 0 | 0 | 0 | 1.0918 | 1.4265 | 1.6053 | 4.1236 | 0 | 0 | 0 | 0 | 0 | 0 | 0 | 0 | 0 | 0 | 0 | 0 | 0 | 0 | 0 | 0 | 0 | 0 | 0 | 0 | 0.011066 | 0.0015176 | 0.0019828 | 0.0022314 | 0.0057318 | 0 | 0 | 0 | 0 | 0 | 0.7
10066_G_GEN6 | ISONE_Maine | Maine | 23 | Kennebec | 11 | 10066 | GEN6 | Lockwood Hydroelectric Facility | 0 | 1985 | 9999 | Hydro | [5 empty] | Non-Fossil | G | 2030 | Hydro |  | 0 | 0 | 0 | 0 | 0 | 0 | 0 | 0 | 0 | 0 | 0 | 0 | 0 | 0 | 0 | 0 | 1.0918 | 1.4265 | 1.6053 | 4.1236 | 0 | 0 | 0 | 0 | 0 | 0 | 0 | 0 | 0 | 0 | 0 | 0 | 0 | 0 | 0 | 0 | 0 | 0 | 0 | 0 | 0.011066 | 0.0015176 | 0.0019828 | 0.0022314 | 0.0057318 | 0 | 0 | 0 | 0 | 0 | 0.7
10066_G_GEN7 | ISONE_Maine | Maine | 23 | Kennebec | 11 | 10066 | GEN7 | Lockwood Hydroelectric Facility | 0 | 1988 | 9999 | Hydro | [5 empty] | Non-Fossil | G | 2030 | Hydro |  | 0 | 0 | 0 | 0 | 0 | 0 | 0 | 0 | 0 | 0 | 0 | 0 | 0 | 0 | 0 | 0 | 3.4313 | 4.4833 | 5.0453 | 12.9599 | 0 | 0 | 0 | 0 | 0 | 0 | 0 | 0 | 0 | 0 | 0 | 0 | 0 | 0 | 0 | 0 | 0 | 0 | 0 | 0 | 0.034778 | 0.0047696 | 0.0062318 | 0.007013 | 0.018014 | 0 | 0 | 0 | 0 | 0 | 2.2
1007_G_1 | MISO_Indiana (including parts of Kentucky) | Indiana | 18 | Hamilton | 57 | 1007 | 1 | Noblesville | 8887 | 1950 | 9999 | Combined Cycle |  |  | SCR | DLNB |  | Fossil | G | 2030 | NaturalGas |  | 0.50982 | 0.69086 | 0.94799 | 2.1487 | 0 | 0 | 0 | 0 | 0 | 0 | 0 | 0 | 0 | 0 | 0 | 0 | 57.3673 | 77.7381 | 106.6716 | 241.777 | 29.845 | 40.4429 | 55.4954 | 125.7833 | 3.5688e-08 | 4.836e-08 | 6.6359e-08 | 1.5041e-07 | 0.0028834 | 0.0039073 | 0.0053615 | 0.012152 | 0 | 0 | 0 | 0 | 0 | 0 | 0 | 0 | 1.7534 | 0.13275 | 0.17989 | 0.24684 | 0.55949 | 1.4063 | 1.6929 | 2.0887 | 5.1879 | 0 | 43 | SCR
1007_G_2 | MISO_Indiana (including parts of Kentucky) | Indiana | 18 | Hamilton | 57 | 1007 | 2 | Noblesville | 8887 | 1950 | 9999 | Combined Cycle |  |  | SCR | DLNB |  | Fossil | G | 2030 | NaturalGas |  | 0.52168 | 0.70693 | 0.97004 | 2.1986 | 0 | 0 | 0 | 0 | 0 | 0 | 0 | 0 | 0 | 0 | 0 | 0 | 58.7014 | 79.546 | 109.1523 | 247.3997 | 30.5391 | 41.3834 | 56.7859 | 128.7085 | 3.6518e-08 | 4.9485e-08 | 6.7903e-08 | 1.539e-07 | 0.0029504 | 0.0039981 | 0.0054862 | 0.012435 | 0 | 0 | 0 | 0 | 0 | 0 | 0 | 0 | 1.7942 | 0.13584 | 0.18407 | 0.25259 | 0.5725 | 1.439 | 1.7323 | 2.1373 | 5.3085 | 0 | 44 | SCR
1007_G_3 | MISO_Indiana (including parts of Kentucky) | Indiana | 18 | Hamilton | 57 | 1007 | 3 | Noblesville | 8887 | 2003 | 9999 | Combined Cycle |  |  | SCR | DLNB |  | Fossil | G | 2030 | NaturalGas |  | 0.69952 | 0.94792 | 1.3007 | 2.9482 | 0 | 0 | 0 | 0 | 0 | 0 | 0 | 0 | 0 | 0 | 0 | 0 | 78.7133 | 106.6639 | 146.3633 | 331.7405 | 40.9502 | 55.4914 | 76.1448 | 172.5863 | 4.8967e-08 | 6.6355e-08 | 9.1051e-08 | 2.0637e-07 | 0.0039563 | 0.0053611 | 0.0073565 | 0.016674 | 0 | 0 | 0 | 0 | 0 | 0 | 0 | 0 | 2.4058 | 0.18215 | 0.24683 | 0.33869 | 0.76767 | 1.9295 | 2.3228 | 2.8659 | 7.1183 | 0 | 59 | SCR
1007_G_4 | MISO_Indiana (including parts of Kentucky) | Indiana | 18 | Hamilton | 57 | 1007 | 4 | Noblesville | 8887 | 2003 | 9999 | Combined Cycle |  |  | SCR | DLNB |  | Fossil | G | 2030 | NaturalGas |  | 0.71138 | 0.96399 | 1.3228 | 2.9981 | 0 | 0 | 0 | 0 | 0 | 0 | 0 | 0 | 0 | 0 | 0 | 0 | 80.0474 | 108.4718 | 148.8441 | 337.3632 | 41.6443 | 56.4319 | 77.4354 | 175.5115 | 4.9797e-08 | 6.7479e-08 | 9.2594e-08 | 2.0987e-07 | 0.0040233 | 0.005452 | 0.0074812 | 0.016956 | 0 | 0 | 0 | 0 | 0 | 0 | 0 | 0 | 2.4466 | 0.18523 | 0.25101 | 0.34443 | 0.78068 | 1.9622 | 2.3622 | 2.9145 | 7.2389 | 0 | 60 | SCR
1007_G_5 | MISO_Indiana (including parts of Kentucky) | Indiana | 18 | Hamilton | 57 | 1007 | 5 | Noblesville | 8887 | 2003 | 9999 | Combined Cycle |  |  | SCR | DLNB |  | Fossil | G | 2030 | NaturalGas |  | 0.68767 | 0.93186 | 1.2787 | 2.8982 | 0 | 0 | 0 | 0 | 0 | 0 | 0 | 0 | 0 | 0 | 0 | 0 | 77.3791 | 104.8561 | 143.8826 | 326.1178 | 40.2561 | 54.5508 | 74.8542 | 169.6611 | 4.8137e-08 | 6.523e-08 | 8.9508e-08 | 2.0287e-07 | 0.0038892 | 0.0052702 | 0.0072318 | 0.016391 | 0 | 0 | 0 | 0 | 0 | 0 | 0 | 0 | 2.365 | 0.17906 | 0.24264 | 0.33295 | 0.75466 | 1.8968 | 2.2834 | 2.8174 | 6.9976 | 0 | 58 | SCR
10070_G_GEN1 | WECC_Colorado | Colorado | 8 | Douglas | 35 | 10070 | GEN1 | Foothills Hydro Plant | 0 | 1985 | 9999 | Hydro | [5 empty] | Non-Fossil | G | 2030 | Hydro |  | 0 | 0 | 0 | 0 | 0 | 0 | 0 | 0 | 0 | 0 | 0 | 0 | 0 | 0 | 0 | 0 | 3.0066 | 3.2179 | 5.4773 | 11.7018 | 0 | 0 | 0 | 0 | 0 | 0 | 0 | 0 | 0 | 0 | 0 | 0 | 0 | 0 | 0 | 0 | 0 | 0 | 0 | 0 | 0.049006 | 0.0041792 | 0.0044729 | 0.0076134 | 0.016266 | 0 | 0 | 0 | 0 | 0 | 3.1
10072_B_WHBOIL | SPP SPS (Texas Panhandle) | Texas | 48 | Hutchinson | 233 | 10072 | WHBOIL | Engineered Carbons Borger Cogen | 10994 | 1982 | 9999 | Fossil Waste | [5 empty] | Fossil | B | 2030 | Fwaste |  | 0.16402 | 0.23495 | 0.29049 | 0.68946 | 0 | 0 | 0 | 0 | 0 | 0 | 0 | 0 | 0 | 0 | 0 | 0 | 14.9192 | 21.3707 | 26.4222 | 62.7122 | 26.3336 | 37.7212 | 46.6375 | 110.6924 | 0 | 0 | 0 | 0 | 0.0018001 | 0.0025786 | 0.0031881 | 0.0075668 | 0.0065609 | 0.009398 | 0.011619 | 0.027578 | 0 | 0 | 0 | 0 | 4.8736 | 0.10349 | 0.14825 | 0.18329 | 0.43503 | 0 | 0 | 0 | 0 | 0 | 18.8
10081_G_GEN1 | WECC_Colorado | Colorado | 8 | Douglas | 35 | 10081 | GEN1 | Strontia Springs Hydro Plant | 0 | 1986 | 9999 | Hydro | [5 empty] | Non-Fossil | G | 2030 | Hydro |  | 0 | 0 | 0 | 0 | 0 | 0 | 0 | 0 | 0 | 0 | 0 | 0 | 0 | 0 | 0 | 0 | 0.5602 | 0.60416 | 1.0649 | 2.2292 | 0 | 0 | 0 | 0 | 0 | 0 | 0 | 0 | 0 | 0 | 0 | 0 | 0 | 0 | 0 | 0 | 0 | 0 | 0 | 0 | 0.015808 | 0.00077868 | 0.00083979 | 0.0014801 | 0.0030986 | 0 | 0 | 0 | 0 | 0 | 1
10091_G_G2 | WECC_LADWP | California | 6 | Los Angeles | 37 | 10091 | G2 | Total Energy Facilities | 10489 | 2003 | 9999 | Non-Fossil Waste | [5 empty] | Non-Fossil | G | 2030 | Non-Fossil |  | 0.11244 | 0.14713 | 0.19504 | 0.45461 | 0 | 0 | 0 | 0 | 0 | 0 | 0 | 0 | 0 | 0 | 0 | 0 | 10.7203 | 14.0268 | 18.5946 | 43.3417 | 0 | 0 | 0 | 0 | 0 | 0 | 0 | 0 | 0 | 0 | 0 | 0 | 0 | 0 | 0 | 0 | 0 | 0 | 0 | 0 | 1.0944 | 0.074367 | 0.097304 | 0.12899 | 0.30066 | 0 | 0 | 0 | 0 | 0 | 8
10091_G_G3 | WECC_LADWP | California | 6 | Los Angeles | 37 | 10091 | G3 | Total Energy Facilities | 10489 | 2001 | 9999 | Non-Fossil Waste | [5 empty] | Non-Fossil | G | 2030 | Non-Fossil |  | 0.11244 | 0.14713 | 0.19504 | 0.45461 | 0 | 0 | 0 | 0 | 0 | 0 | 0 | 0 | 0 | 0 | 0 | 0 | 10.7203 | 14.0268 | 18.5946 | 43.3417 | 0 | 0 | 0 | 0 | 0 | 0 | 0 | 0 | 0 | 0 | 0 | 0 | 0 | 0 | 0 | 0 | 0 | 0 | 0 | 0 | 1.0944 | 0.074367 | 0.097304 | 0.12899 | 0.30066 | 0 | 0 | 0 | 0 | 0 | 8
10091_G_GEN1 | WECC_LADWP | California | 6 | Los Angeles | 37 | 10091 | GEN1 | Total Energy Facilities | 10489 | 1986 | 9999 | Non-Fossil Waste | [5 empty] | Non-Fossil | G | 2030 | Non-Fossil |  | 0.11244 | 0.14713 | 0.19504 | 0.45461 | 0 | 0 | 0 | 0 | 0 | 0 | 0 | 0 | 0 | 0 | 0 | 0 | 10.7203 | 14.0268 | 18.5946 | 43.3417 | 0 | 0 | 0 | 0 | 0 | 0 | 0 | 0 | 0 | 0 | 0 | 0 | 0 | 0 | 0 | 0 | 0 | 0 | 0 | 0 | 1.0944 | 0.074367 | 0.097304 | 0.12899 | 0.30066 | 0 | 0 | 0 | 0 | 0 | 8
10091_G_GEN4 | WECC_LADWP | California | 6 | Los Angeles | 37 | 10091 | GEN4 | Total Energy Facilities | 10489 | 1986 | 9999 | Non-Fossil Waste | [5 empty] | Non-Fossil | G | 2030 | Non-Fossil |  | 0.10401 | 0.13609 | 0.18041 | 0.42052 | 0 | 0 | 0 | 0 | 0 | 0 | 0 | 0 | 0 | 0 | 0 | 0 | 9.9163 | 12.9748 | 17.2 | 40.0911 | 0 | 0 | 0 | 0 | 0 | 0 | 0 | 0 | 0 | 0 | 0 | 0 | 0 | 0 | 0 | 0 | 0 | 0 | 0 | 0 | 1.0124 | 0.068789 | 0.090006 | 0.11932 | 0.27811 | 0 | 0 | 0 | 0 | 0 | 7.4
10109_G_1G | ISONE_MA, VT, NH, RI (Rest of ISO New England) | New Hampshire | 33 | Merrimack | 13 | 10109 | 1G | Stevens Mills Dam | 0 | 1985 | 9999 | Hydro | [5 empty] | Non-Fossil | G | 2030 | Hydro |  | 0 | 0 | 0 | 0 | 0 | 0 | 0 | 0 | 0 | 0 | 0 | 0 | 0 | 0 | 0 | 0 | 0.11223 | 0.18126 | 0.17508 | 0.46857 | 0 | 0 | 0 | 0 | 0 | 0 | 0 | 0 | 0 | 0 | 0 | 0 | 0 | 0 | 0 | 0 | 0 | 0 | 0 | 0 | 0.0031616 | 0.000156 | 0.00025196 | 0.00024336 | 0.00065132 | 0 | 0 | 0 | 0 | 0 | 0.2
10109_G_3G | ISONE_MA, VT, NH, RI (Rest of ISO New England) | New Hampshire | 33 | Merrimack | 13 | 10109 | 3G | Stevens Mills Dam | 0 | 1985 | 9999 | Hydro | [5 empty] | Non-Fossil | G | 2030 | Hydro |  | 0 | 0 | 0 | 0 | 0 | 0 | 0 | 0 | 0 | 0 | 0 | 0 | 0 | 0 | 0 | 0 | 1.0101 | 1.6314 | 1.5757 | 4.2172 | 0 | 0 | 0 | 0 | 0 | 0 | 0 | 0 | 0 | 0 | 0 | 0 | 0 | 0 | 0 | 0 | 0 | 0 | 0 | 0 | 0.028455 | 0.001404 | 0.0022676 | 0.0021902 | 0.0058618 | 0 | 0 | 0 | 0 | 0 | 1.8
10110_G_GEN1 | WECC_Northern California (not including BANC) | California | 6 | Kern | 29 | 10110 | GEN1 | Frito-Lay Cogen Plant | 8700 | 1986 | 9999 | Combustion Turbine | [5 empty] | Fossil | G | 2030 | NaturalGas |  | 0 | 0 | 0 | 0 | 0 | 0 | 0 | 0 | 0 | 0 | 0 | 0 | 0 | 0 | 0 | 0 | 0 | 0 | 0 | 0 | 0 | 0 | 0 | 0 | 0 | 0 | 0 | 0 | 0 | 0 | 0 | 0 | 0 | 0 | 0 | 0 | 0 | 0 | 0 | 0 | 0.25147 | 0 | 0 | 0 | 0 | 0 | 0 | 0 | 0 | 0 | 5.5
10113_B_CFB1 | PJM_Western MAAC | Pennsylvania | 42 | Schuylkill | 107 | 10113 | CFB1 | John B Rich Memorial Power Station | 13587 | 1988 | 9999 | Coal Steam | FBC | dry | Baghouse + Reagent Injection + DSI | OFA | Reagent Injection | Fossil | B | 2030 | Waste Coal |  | 0 | 0 | 0 | 0 | 0 | 0 | 0 | 0 | 0 | 0 | 0 | 0 | 0 | 0 | 0 | 0 | 0 | 0 | 0 | 0 | 0 | 0 | 0 | 0 | 0 | 0 | 0 | 0 | 0 | 0 | 0 | 0 | 0 | 0 | 0 | 0 | 0 | 0 | 0 | 0 | 2.0132 | 0 | 0 | 0 | 0 | 0 | 0 | 0 | 0 | 0 | 40 | DSI
10113_B_CFB2 | PJM_Western MAAC | Pennsylvania | 42 | Schuylkill | 107 | 10113 | CFB2 | John B Rich Memorial Power Station | 13587 | 1988 | 9999 | Coal Steam | FBC | dry | Baghouse + Reagent Injection + DSI | OFA | Reagent Injection | Fossil | B | 2030 | Waste Coal |  | 0 | 0 | 0 | 0 | 0 | 0 | 0 | 0 | 0 | 0 | 0 | 0 | 0 | 0 | 0 | 0 | 0 | 0 | 0 | 0 | 0 | 0 | 0 | 0 | 0 | 0 | 0 | 0 | 0 | 0 | 0 | 0 | 0 | 0 | 0 | 0 | 0 | 0 | 0 | 0 | 2.0132 | 0 | 0 | 0 | 0 | 0 | 0 | 0 | 0 | 0 | 40 | DSI
10115_G_GEN3 | WECC_San Diego Gas and Electric | California | 6 | San Diego | 73 | 10115 | GEN3 | Grossmont Hospital | 8700 | 2016 | 9999 | Combustion Turbine | [5 empty] | Fossil | G | 2030 | NaturalGas |  | 0.068237 | 0.092499 | 0.065026 | 0.22576 | 0 | 0 | 0 | 0 | 0 | 0 | 0 | 0 | 0 | 0 | 0 | 0 | 7.8433 | 10.632 | 7.4742 | 25.9496 | 5.8789 | 7.9692 | 5.6023 | 19.4504 | 7.0298e-09 | 9.5293e-09 | 6.699e-09 | 2.3258e-08 | 0.00054832 | 0.00074328 | 0.00052252 | 0.0018141 | 0 | 0 | 0 | 0 | 0 | 0 | 0 | 0 | 0.082846 | 0.03702 | 0.050183 | 0.035278 | 0.12248 | 0.2365 | 0.24882 | 0.19161 | 0.67693 | 0 | 4.2
10116_G_05 | NY_Zone C&E | New York | 36 | St Lawrence | 89 | 10116 | 05 | Hampshire Paper | 0 | 1987 | 9999 | Hydro | [5 empty] | Non-Fossil | G | 2030 | Hydro |  | 0 | 0 | 0 | 0 | 0 | 0 | 0 | 0 | 0 | 0 | 0 | 0 | 0 | 0 | 0 | 0 | 2.1778 | 2.9477 | 3.6444 | 8.7699 | 0 | 0 | 0 | 0 | 0 | 0 | 0 | 0 | 0 | 0 | 0 | 0 | 0 | 0 | 0 | 0 | 0 | 0 | 0 | 0 | 0.028455 | 0.0030272 | 0.0040972 | 0.0050658 | 0.01219 | 0 | 0 | 0 | 0 | 0 | 1.8
10118_B_1 | PJM_Western MAAC | Pennsylvania | 42 | Dauphin | 43 | 10118 | 1 | Harrisburg Facility | 6464 | 2005 | 9999 | Municipal Solid Waste |  |  | Baghouse + Dry Scrubber + SNCR + Mercury Control + DSI | FR + NH3 + OFA | Dry Scrubber | Non-Fossil | B | 2030 | MSW |  | 0.05934 | 0.076859 | 0.10133 | 0.23753 | 0 | 0 | 0 | 0 | 0 | 0 | 0 | 0 | 0 | 0 | 0 | 0 | 9.1801 | 11.8903 | 15.6757 | 36.7462 | 9.7581 | 12.6389 | 16.6627 | 39.0597 | 0.00061033 | 0.00079052 | 0.0010422 | 0.002443 | 0.01543 | 0.019986 | 0.026348 | 0.061765 | 0.0069496 | 0.0090013 | 0.011867 | 0.027818 | 0 | 0 | 0 | 0 | 1.4517 | 0.063683 | 0.082483 | 0.10874 | 0.25491 | 0 | 0 | 0 | 0 | 0 | 5.6 | Scrubber / SNCR / Mercury Control / DSI | Dry Scrubber
10118_B_2 | PJM_Western MAAC | Pennsylvania | 42 | Dauphin | 43 | 10118 | 2 | Harrisburg Facility | 6464 | 2005 | 9999 | Municipal Solid Waste |  |  | Baghouse + Dry Scrubber + SNCR + Mercury Control + DSI | FR + NH3 + OFA | Dry Scrubber | Non-Fossil | B | 2030 | MSW |  | 0.05934 | 0.076859 | 0.10133 | 0.23753 | 0 | 0 | 0 | 0 | 0 | 0 | 0 | 0 | 0 | 0 | 0 | 0 | 9.1801 | 11.8903 | 15.6757 | 36.7462 | 9.7581 | 12.6389 | 16.6627 | 39.0597 | 0.00061033 | 0.00079052 | 0.0010422 | 0.002443 | 0.0095564 | 0.012378 | 0.016318 | 0.038252 | 0.0069496 | 0.0090013 | 0.011867 | 0.027818 | 0 | 0 | 0 | 0 | 1.4517 | 0.063683 | 0.082483 | 0.10874 | 0.25491 | 0 | 0 | 0 | 0 | 0 | 5.6 | Scrubber / SNCR / Mercury Control / DSI | Dry Scrubber
10118_B_3 | PJM_Western MAAC | Pennsylvania | 42 | Dauphin | 43 | 10118 | 3 | Harrisburg Facility | 6464 | 2005 | 9999 | Municipal Solid Waste |  |  | Baghouse + Dry Scrubber + SNCR + Mercury Control + DSI | FR + NH3 + OFA | Dry Scrubber | Non-Fossil | B | 2030 | MSW |  | 0.05934 | 0.076859 | 0.10133 | 0.23753 | 0 | 0 | 0 | 0 | 0 | 0 | 0 | 0 | 0 | 0 | 0 | 0 | 9.1801 | 11.8903 | 15.6757 | 36.7462 | 9.7581 | 12.6389 | 16.6627 | 39.0597 | 0.00061033 | 0.00079052 | 0.0010422 | 0.002443 | 0.0095564 | 0.012378 | 0.016318 | 0.038252 | 0.0069496 | 0.0090013 | 0.011867 | 0.027818 | 0 | 0 | 0 | 0 | 1.4517 | 0.063683 | 0.082483 | 0.10874 | 0.25491 | 0 | 0 | 0 | 0 | 0 | 5.6 | Scrubber / SNCR / Mercury Control / DSI | Dry Scrubber
1012_B_3 | MISO_Indiana (including parts of Kentucky) | Indiana | 18 | Warrick | 173 | 1012 | 3 | F B Culley | 10808 | 1973 | 9999 | Coal Steam | wall | dry | Baghouse + Wet Scrubber + SCR + Mercury Control + DSI | LNB | Wet Scrubber | Fossil | B | 2030 | Coal |  | 4.5139 | 0 | 6.3352 | 10.8492 | 4.5139 | 0 | 6.3352 | 10.8492 | 0 | 0 | 0 | 0 | 0 | 0 | 0 | 0 | 417.6463 | 0 | 586.1612 | 1003.8074 | 465.0834 | 0 | 652.7386 | 1117.822 | 0.00077591 | 0 | 0.001089 | 0.0018649 | 0.23847 | 0 | 0.25341 | 0.49188 | 0.49991 | 0 | 0.70161 | 1.2015 | 0.002257 | 0 | 0.0031676 | 0.0054246 | 19.8044 | 2.8679 | 0 | 4.025 | 6.8929 | 7.643 | 0 | 10.7269 | 18.37 | 0 | 270 | Scrubber / SCR / Mercury Control / DSI | Wet Scrubber
10121_G_GEN1 | SERC_Southeastern | Georgia | 13 | Morgan | 211 | 10121 | GEN1 | High Shoals Hydro (GA) | 0 | 1988 | 9999 | Hydro | [5 empty] | Non-Fossil | G | 2030 | Hydro |  | 0 | 0 | 0 | 0 | 0 | 0 | 0 | 0 | 0 | 0 | 0 | 0 | 0 | 0 | 0 | 0 | 0.60662 | 0.65911 | 0.80606 | 2.0718 | 0 | 0 | 0 | 0 | 0 | 0 | 0 | 0 | 0 | 0 | 0 | 0 | 0 | 0 | 0 | 0 | 0 | 0 | 0 | 0 | 0.022132 | 0.0008432 | 0.00091617 | 0.0011204 | 0.0028798 | 0 | 0 | 0 | 0 | 0 | 1.4
10124_G_HY1 | NY_Zone C&E | New York | 36 | St Lawrence | 89 | 10124 | HY1 | Hollow Dam Power Partnership | 0 | 1987 | 9999 | Hydro | [5 empty] | Non-Fossil | G | 2030 | Hydro |  | 0 | 0 | 0 | 0 | 0 | 0 | 0 | 0 | 0 | 0 | 0 | 0 | 0 | 0 | 0 | 0 | 0.36297 | 0.49128 | 0.6074 | 1.4617 | 0 | 0 | 0 | 0 | 0 | 0 | 0 | 0 | 0 | 0 | 0 | 0 | 0 | 0 | 0 | 0 | 0 | 0 | 0 | 0 | 0.0047425 | 0.00050453 | 0.00068287 | 0.00084429 | 0.0020317 | 0 | 0 | 0 | 0 | 0 | 0.3
10124_G_HY2 | NY_Zone C&E | New York | 36 | St Lawrence | 89 | 10124 | HY2 | Hollow Dam Power Partnership | 0 | 1987 | 9999 | Hydro | [5 empty] | Non-Fossil | G | 2030 | Hydro |  | 0 | 0 | 0 | 0 | 0 | 0 | 0 | 0 | 0 | 0 | 0 | 0 | 0 | 0 | 0 | 0 | 0.36297 | 0.49128 | 0.6074 | 1.4617 | 0 | 0 | 0 | 0 | 0 | 0 | 0 | 0 | 0 | 0 | 0 | 0 | 0 | 0 | 0 | 0 | 0 | 0 | 0 | 0 | 0.0047425 | 0.00050453 | 0.00068287 | 0.00084429 | 0.0020317 | 0 | 0 | 0 | 0 | 0 | 0.3
10128_G_GEN1 | WECC_Northern California (not including BANC) | California | 6 | Trinity | 105 | 10128 | GEN1 | Gosselin Hydro Plant | 0 | 1983 | 9999 | Hydro | [5 empty] | Non-Fossil | G | 2030 | Hydro |  | 0 | 0 | 0 | 0 | 0 | 0 | 0 | 0 | 0 | 0 | 0 | 0 | 0 | 0 | 0 | 0 | 0.049483 | 0.078912 | 0.14954 | 0.27793 | 0 | 0 | 0 | 0 | 0 | 0 | 0 | 0 | 0 | 0 | 0 | 0 | 0 | 0 | 0 | 0 | 0 | 0 | 0 | 0 | 0.0015808 | 6.8781e-05 | 0.00010969 | 0.00020786 | 0.00038632 | 0 | 0 | 0 | 0 | 0 | 0.1
10128_G_GEN2 | WECC_Northern California (not including BANC) | California | 6 | Trinity | 105 | 10128 | GEN2 | Gosselin Hydro Plant | 0 | 1983 | 9999 | Hydro | [5 empty] | Non-Fossil | G | 2030 | Hydro |  | 0 | 0 | 0 | 0 | 0 | 0 | 0 | 0 | 0 | 0 | 0 | 0 | 0 | 0 | 0 | 0 | 0.049483 | 0.078912 | 0.14954 | 0.27793 | 0 | 0 | 0 | 0 | 0 | 0 | 0 | 0 | 0 | 0 | 0 | 0 | 0 | 0 | 0 | 0 | 0 | 0 | 0 | 0 | 0.0015808 | 6.8781e-05 | 0.00010969 | 0.00020786 | 0.00038632 | 0 | 0 | 0 | 0 | 0 | 0.1
10129_G_GEN1 | PJM_PENELEC | Pennsylvania | 42 | Indiana | 63 | 10129 | GEN1 | Indiana University of Pennsylvania | 8700 | 1988 | 9999 | Combustion Turbine | [5 empty] | Fossil | G | 2030 | NaturalGas |  | 0.088099 | 0.048803 | 0.12484 | 0.26174 | 0 | 0 | 0 | 0 | 0 | 0 | 0 | 0 | 0 | 0 | 0 | 0 | 10.1263 | 5.6095 | 14.3491 | 30.085 | 6.8071 | 3.7708 | 9.6457 | 20.2236 | 8.1396e-09 | 4.509e-09 | 1.1534e-08 | 2.4183e-08 | 0.078949 | 0.043734 | 0.11187 | 0.23455 | 0 | 0 | 0 | 0 | 0 | 0 | 0 | 0 | 0.25921 | 0.047796 | 0.026477 | 0.067728 | 0.142 | 0.18895 | 0.090038 | 0.19634 | 0.47533 | 0 | 6
10129_G_GEN2 | PJM_PENELEC | Pennsylvania | 42 | Indiana | 63 | 10129 | GEN2 | Indiana University of Pennsylvania | 8700 | 1988 | 9999 | Combustion Turbine | [5 empty] | Fossil | G | 2030 | NaturalGas |  | 0.088099 | 0.048803 | 0.12484 | 0.26174 | 0 | 0 | 0 | 0 | 0 | 0 | 0 | 0 | 0 | 0 | 0 | 0 | 10.1263 | 5.6095 | 14.3491 | 30.085 | 6.8071 | 3.7708 | 9.6457 | 20.2236 | 8.1396e-09 | 4.509e-09 | 1.1534e-08 | 2.4183e-08 | 0.078949 | 0.043734 | 0.11187 | 0.23455 | 0 | 0 | 0 | 0 | 0 | 0 | 0 | 0 | 0.25921 | 0.047796 | 0.026477 | 0.067728 | 0.142 | 0.18895 | 0.090038 | 0.19634 | 0.47533 | 0 | 6
10129_G_GEN3 | PJM_PENELEC | Pennsylvania | 42 | Indiana | 63 | 10129 | GEN3 | Indiana University of Pennsylvania | 8700 | 1988 | 9999 | Combustion Turbine | [5 empty] | Fossil | G | 2030 | NaturalGas |  | 0.088099 | 0.048803 | 0.12484 | 0.26174 | 0 | 0 | 0 | 0 | 0 | 0 | 0 | 0 | 0 | 0 | 0 | 0 | 10.1263 | 5.6095 | 14.3491 | 30.085 | 6.8071 | 3.7708 | 9.6457 | 20.2236 | 8.1396e-09 | 4.509e-09 | 1.1534e-08 | 2.4183e-08 | 0.078949 | 0.043734 | 0.11187 | 0.23455 | 0 | 0 | 0 | 0 | 0 | 0 | 0 | 0 | 0.25921 | 0.047796 | 0.026477 | 0.067728 | 0.142 | 0.18895 | 0.090038 | 0.19634 | 0.47533 | 0 | 6
10129_G_GEN4 | PJM_PENELEC | Pennsylvania | 42 | Indiana | 63 | 10129 | GEN4 | Indiana University of Pennsylvania | 8700 | 1988 | 9999 | Combustion Turbine | [5 empty] | Fossil | G | 2030 | NaturalGas |  | 0.088099 | 0.048803 | 0.12484 | 0.26174 | 0 | 0 | 0 | 0 | 0 | 0 | 0 | 0 | 0 | 0 | 0 | 0 | 10.1263 | 5.6095 | 14.3491 | 30.085 | 6.8071 | 3.7708 | 9.6457 | 20.2236 | 8.1396e-09 | 4.509e-09 | 1.1534e-08 | 2.4183e-08 | 0.078949 | 0.043734 | 0.11187 | 0.23455 | 0 | 0 | 0 | 0 | 0 | 0 | 0 | 0 | 0.25921 | 0.047796 | 0.026477 | 0.067728 | 0.142 | 0.18895 | 0.090038 | 0.19634 | 0.47533 | 0 | 6
10137_G_GEN1 | ISONE_MA, VT, NH, RI (Rest of ISO New England) | Vermont | 50 | Windsor | 27 | 10137 | GEN1 | Deweys Mill | 0 | 1989 | 9999 | Hydro | [5 empty] | Non-Fossil | G | 2030 | Hydro |  | 0 | 0 | 0 | 0 | 0 | 0 | 0 | 0 | 0 | 0 | 0 | 0 | 0 | 0 | 0 | 0 | 2.5417 | 3.6211 | 3.5785 | 9.7413 | 0 | 0 | 0 | 0 | 0 | 0 | 0 | 0 | 0 | 0 | 0 | 0 | 0 | 0 | 0 | 0 | 0 | 0 | 0 | 0 | 0.03794 | 0.0035329 | 0.0050333 | 0.0049742 | 0.01354 | 0 | 0 | 0 | 0 | 0 | 2.4
10137_G_GEN2 | ISONE_MA, VT, NH, RI (Rest of ISO New England) | Vermont | 50 | Windsor | 27 | 10137 | GEN2 | Deweys Mill | 0 | 1989 | 9999 | Hydro | [5 empty] | Non-Fossil | G | 2030 | Hydro |  | 0 | 0 | 0 | 0 | 0 | 0 | 0 | 0 | 0 | 0 | 0 | 0 | 0 | 0 | 0 | 0 | 0.52952 | 0.75439 | 0.74553 | 2.0294 | 0 | 0 | 0 | 0 | 0 | 0 | 0 | 0 | 0 | 0 | 0 | 0 | 0 | 0 | 0 | 0 | 0 | 0 | 0 | 0 | 0.0079041 | 0.00073603 | 0.0010486 | 0.0010363 | 0.0028209 | 0 | 0 | 0 | 0 | 0 | 0.5
10138_G_1 | WECC_Montana | Montana | 30 | Carbon | 9 | 10138 | 1 | South Dry Creek Hydro | 0 | 1985 | 9999 | Hydro | [5 empty] | Non-Fossil | G | 2030 | Hydro |  | 0 | 0 | 0 | 0 | 0 | 0 | 0 | 0 | 0 | 0 | 0 | 0 | 0 | 0 | 0 | 0 | 2.5613 | 3.4829 | 4.7764 | 10.8206 | 0 | 0 | 0 | 0 | 0 | 0 | 0 | 0 | 0 | 0 | 0 | 0 | 0 | 0 | 0 | 0 | 0 | 0 | 0 | 0 | 0.031616 | 0.0035603 | 0.0048412 | 0.0066392 | 0.015041 | 0 | 0 | 0 | 0 | 0 | 2
10139_G_GEN1 | WECC_Southern California Edison | California | 6 | Kern | 29 | 10139 | GEN1 | Isabella Hydro Project | 0 | 1990 | 9999 | Hydro | [5 empty] | Non-Fossil | G | 2030 | Hydro |  | 0 | 0 | 0 | 0 | 0 | 0 | 0 | 0 | 0 | 0 | 0 | 0 | 0 | 0 | 0 | 0 | 2.3589 | 3.7982 | 7.3102 | 13.4673 | 0 | 0 | 0 | 0 | 0 | 0 | 0 | 0 | 0 | 0 | 0 | 0 | 0 | 0 | 0 | 0 | 0 | 0 | 0 | 0 | 0.093269 | 0.0032789 | 0.0052795 | 0.010161 | 0.01872 | 0 | 0 | 0 | 0 | 0 | 5.9
10139_G_GEN2 | WECC_Southern California Edison | California | 6 | Kern | 29 | 10139 | GEN2 | Isabella Hydro Project | 0 | 1990 | 9999 | Hydro | [5 empty] | Non-Fossil | G | 2030 | Hydro |  | 0 | 0 | 0 | 0 | 0 | 0 | 0 | 0 | 0 | 0 | 0 | 0 | 0 | 0 | 0 | 0 | 2.3589 | 3.7982 | 7.3102 | 13.4673 | 0 | 0 | 0 | 0 | 0 | 0 | 0 | 0 | 0 | 0 | 0 | 0 | 0 | 0 | 0 | 0 | 0 | 0 | 0 | 0 | 0.093269 | 0.0032789 | 0.0052795 | 0.010161 | 0.01872 | 0 | 0 | 0 | 0 | 0 | 5.9
10140_G_GEN1 | WECC_Idaho | Idaho | 16 | Clark | 33 | 10140 | GEN1 | Birch Creek Power | 0 | 1986 | 9999 | Hydro | [5 empty] | Non-Fossil | G | 2030 | Hydro |  | 0 | 0 | 0 | 0 | 0 | 0 | 0 | 0 | 0 | 0 | 0 | 0 | 0 | 0 | 0 | 0 | 2.0784 | 3.0579 | 5.2246 | 10.3609 | 0 | 0 | 0 | 0 | 0 | 0 | 0 | 0 | 0 | 0 | 0 | 0 | 0 | 0 | 0 | 0 | 0 | 0 | 0 | 0 | 0.041101 | 0.002889 | 0.0042505 | 0.0072621 | 0.014402 | 0 | 0 | 0 | 0 | 0 | 2.6
10143_B_ABB01 | PJM_PENELEC | Pennsylvania | 42 | Cambria | 21 | 10143 | ABB01 | Colver Power Project | 11032 | 1995 | 9999 | Coal Steam | FBC | dry | Baghouse + Reagent Injection + SNCR + DSI | NH3 | Reagent Injection | Fossil | B | 2030 | Waste Coal |  | 1.4837 | 0 | 0 | 1.4837 | 0 | 0 | 0 | 0 | 0 | 0 | 0 | 0 | 0 | 0 | 0 | 0 | 134.489 | 0 | 0 | 134.489 | 151.8549 | 0 | 0 | 151.8549 | 0.00039948 | 0 | 0 | 0.00039948 | 0.1169 | 0 | 0 | 0.1169 | 0.61755 | 0 | 0 | 0.61755 | 0.0013665 | 0 | 0 | 0.0013665 | 3.4906 | 1.1475 | 0 | 0 | 1.1475 | 2.2426 | 0 | 0 | 2.2426 | 0 | 110 | SNCR / DSI
10144_B_BLR3 | WECC_Northern California (not including BANC) | California | 6 | Placer | 61 | 10144 | BLR3 | Sierra Pacific Lincoln Facility | 5019 | 2005 | 9999 | Biomass |  |  | ESPC + Cyclone + SNCR |  |  | Non-Fossil | B | 2030 |  | Biomass Retirement | 0 | 0 | 0 | 0 | 0 | 0 | 0 | 0 | 0 | 0 | 0 | 0 | 0 | 0 | 0 | 0 | 0 | 0 | 0 | 0 | 0 | 0 | 0 | 0 | 0 | 0 | 0 | 0 | 0 | 0 | 0 | 0 | 0 | 0 | 0 | 0 | 0 | 0 | 0 | 0 | 0 | 0 | 0 | 0 | 0 | 0 | 0 | 0 | 0 | 0 | 17.5 | SNCR
10151_B_BLR1A | PJM_AP | West Virginia | 54 | Marion | 49 | 10151 | BLR1A | Grant Town Power Plant | 13650 | 1993 | 9999 | Coal Steam | FBC | dry | Baghouse + Reagent Injection + SNCR + DSI | CF + CM + NH3 | Reagent Injection | Fossil | B | 2030 | Waste Coal |  | 0 | 0 | 0 | 0 | 0 | 0 | 0 | 0 | 0 | 0 | 0 | 0 | 0 | 0 | 0 | 0 | 0 | 0 | 0 | 0 | 0 | 0 | 0 | 0 | 0 | 0 | 0 | 0 | 0 | 0 | 0 | 0 | 0 | 0 | 0 | 0 | 0 | 0 | 0 | 0 | 1.2791 | 0 | 0 | 0 | 0 | 0 | 0 | 0 | 0 | 0 | 40 | SNCR / DSI
10151_B_BLR1B | PJM_AP | West Virginia | 54 | Marion | 49 | 10151 | BLR1B | Grant Town Power Plant | 13650 | 1993 | 9999 | Coal Steam | FBC | dry | Baghouse + Reagent Injection + SNCR + DSI | CF + CM + NH3 | Reagent Injection | Fossil | B | 2030 | Waste Coal |  | 0 | 0 | 0 | 0 | 0 | 0 | 0 | 0 | 0 | 0 | 0 | 0 | 0 | 0 | 0 | 0 | 0 | 0 | 0 | 0 | 0 | 0 | 0 | 0 | 0 | 0 | 0 | 0 | 0 | 0 | 0 | 0 | 0 | 0 | 0 | 0 | 0 | 0 | 0 | 0 | 1.2791 | 0 | 0 | 0 | 0 | 0 | 0 | 0 | 0 | 0 | 40 | SNCR / DSI
10152_G_L-1 | PJM_PENELEC | Pennsylvania | 42 | Huntingdon | 61 | 10152 | L-1 | Warrior Ridge Hydro | 0 | 1985 | 9999 | Hydro | [5 empty] | Non-Fossil | G | 2030 | Hydro |  | 0 | 0 | 0 | 0 | 0 | 0 | 0 | 0 | 0 | 0 | 0 | 0 | 0 | 0 | 0 | 0 | 0.72496 | 1.0614 | 0.95452 | 2.7409 | 0 | 0 | 0 | 0 | 0 | 0 | 0 | 0 | 0 | 0 | 0 | 0 | 0 | 0 | 0 | 0 | 0 | 0 | 0 | 0 | 0.011066 | 0.0010077 | 0.0014753 | 0.0013268 | 0.0038098 | 0 | 0 | 0 | 0 | 0 | 0.7
10152_G_L-2 | PJM_PENELEC | Pennsylvania | 42 | Huntingdon | 61 | 10152 | L-2 | Warrior Ridge Hydro | 0 | 1985 | 9999 | Hydro | [5 empty] | Non-Fossil | G | 2030 | Hydro |  | 0 | 0 | 0 | 0 | 0 | 0 | 0 | 0 | 0 | 0 | 0 | 0 | 0 | 0 | 0 | 0 | 0.72496 | 1.0614 | 0.95452 | 2.7409 | 0 | 0 | 0 | 0 | 0 | 0 | 0 | 0 | 0 | 0 | 0 | 0 | 0 | 0 | 0 | 0 | 0 | 0 | 0 | 0 | 0.011066 | 0.0010077 | 0.0014753 | 0.0013268 | 0.0038098 | 0 | 0 | 0 | 0 | 0 | 0.7
10152_G_L-4 | PJM_PENELEC | Pennsylvania | 42 | Huntingdon | 61 | 10152 | L-4 | Warrior Ridge Hydro | 0 | 1985 | 9999 | Hydro | [5 empty] | Non-Fossil | G | 2030 | Hydro |  | 0 | 0 | 0 | 0 | 0 | 0 | 0 | 0 | 0 | 0 | 0 | 0 | 0 | 0 | 0 | 0 | 0.72496 | 1.0614 | 0.95452 | 2.7409 | 0 | 0 | 0 | 0 | 0 | 0 | 0 | 0 | 0 | 0 | 0 | 0 | 0 | 0 | 0 | 0 | 0 | 0 | 0 | 0 | 0.011066 | 0.0010077 | 0.0014753 | 0.0013268 | 0.0038098 | 0 | 0 | 0 | 0 | 0 | 0.7
10152_G_L-5 | PJM_PENELEC | Pennsylvania | 42 | Huntingdon | 61 | 10152 | L-5 | Warrior Ridge Hydro | 0 | 1985 | 9999 | Hydro | [5 empty] | Non-Fossil | G | 2030 | Hydro |  | 0 | 0 | 0 | 0 | 0 | 0 | 0 | 0 | 0 | 0 | 0 | 0 | 0 | 0 | 0 | 0 | 0.72496 | 1.0614 | 0.95452 | 2.7409 | 0 | 0 | 0 | 0 | 0 | 0 | 0 | 0 | 0 | 0 | 0 | 0 | 0 | 0 | 0 | 0 | 0 | 0 | 0 | 0 | 0.011066 | 0.0010077 | 0.0014753 | 0.0013268 | 0.0038098 | 0 | 0 | 0 | 0 | 0 | 0.7
10155_G_1 | PJM_Dominion | Virginia | 51 | Chesterfield | 41 | 10155 | 1 | Brasfield | 0 | 1993 | 9999 | Hydro | [5 empty] | Non-Fossil | G | 2030 | Hydro |  | 0 | 0 | 0 | 0 | 0 | 0 | 0 | 0 | 0 | 0 | 0 | 0 | 0 | 0 | 0 | 0 | 2.4202 | 2.7633 | 3.608 | 8.7914 | 0 | 0 | 0 | 0 | 0 | 0 | 0 | 0 | 0 | 0 | 0 | 0 | 0 | 0 | 0 | 0 | 0 | 0 | 0 | 0 | 0.045844 | 0.003364 | 0.0038409 | 0.0050151 | 0.01222 | 0 | 0 | 0 | 0 | 0 | 2.9
10156_G_GEN2 | WECC_Northern California (not including BANC) | California | 6 | Fresno | 19 | 10156 | GEN2 | Fresno Cogen Partners | 8754 | 1990 | 9999 | Combined Cycle |  |  | SCR | H2O |  | Fossil | G | 2030 | NaturalGas |  | 0 | 0 | 0.0053741 | 0.0053741 | 0 | 0 | 0 | 0 | 0 | 0 | 0 | 0 | 0 | 0 | 0 | 0 | 0 | 0 | 0.6139 | 0.6139 | 0 | 0 | 0.3146 | 0.3146 | 0 | 0 | 3.7619e-10 | 3.7619e-10 | 0 | 0 | 2.2162e-05 | 2.2162e-05 | 0 | 0 | 0 | 0 | 0 | 0 | 0 | 0 | 0.24498 | 0 | 0 | 0.0025293 | 0.0025293 | 0 | 0 | 0.01506 | 0.01506 | 0 | 6 | SCR
10156_G_GEN3 | WECC_Northern California (not including BANC) | California | 6 | Fresno | 19 | 10156 | GEN3 | Fresno Cogen Partners | 19283 | 2001 | 9999 | Combustion Turbine |  |  | SCR |  |  | Fossil | G | 2030 | NaturalGas |  | 0 | 0 | 0 | 0 | 0 | 0 | 0 | 0 | 0 | 0 | 0 | 0 | 0 | 0 | 0 | 0 | 0 | 0 | 0 | 0 | 0 | 0 | 0 | 0 | 0 | 0 | 0 | 0 | 0 | 0 | 0 | 0 | 0 | 0 | 0 | 0 | 0 | 0 | 0 | 0 | 0.47839 | 0 | 0 | 0 | 0 | 0 | 0 | 0 | 0 | 0 | 21.9 | SCR
10156_G_GEN4 | WECC_Northern California (not including BANC) | California | 6 | Fresno | 19 | 10156 | GEN4 | Fresno Cogen Partners | 8754 | 2004 | 9999 | Combined Cycle |  |  | SCR | H2O |  | Fossil | G | 2030 | NaturalGas |  | 0 | 0 | 0.040306 | 0.040306 | 0 | 0 | 0 | 0 | 0 | 0 | 0 | 0 | 0 | 0 | 0 | 0 | 0 | 0 | 4.6043 | 4.6043 | 0 | 0 | 2.3595 | 2.3595 | 0 | 0 | 2.8214e-09 | 2.8214e-09 | 0 | 0 | 0.00016621 | 0.00016621 | 0 | 0 | 0 | 0 | 0 | 0 | 0 | 0 | 1.4215 | 0 | 0 | 0.01897 | 0.01897 | 0 | 0 | 0.11295 | 0.11295 | 0 | 45 | SCR
1016_G_1 | SERC_VACAR | North Carolina | 37 | Cumberland | 51 | 1016 | 1 | Butler-Warner Generation Plant | 12530 | 1976 | 9999 | Combined Cycle |  |  |  | H2O |  | Fossil | G | 2030 | NaturalGas |  | 0.0042837 | 0 | 0 | 0.0042837 | 0 | 0 | 0 | 0 | 0 | 0 | 0 | 0 | 0 | 0 | 0 | 0 | 0.34187 | 0 | 0 | 0.34187 | 0.25077 | 0 | 0 | 0.25077 | 2.9986e-10 | 0 | 0 | 2.9986e-10 | 0.00069606 | 0 | 0 | 0.00069606 | 0 | 0 | 0 | 0 | 0 | 0 | 0 | 0 | 0.756 | 0.0013725 | 0 | 0 | 0.0013725 | 0.013871 | 0 | 0 | 0.013871 | 0 | 20
1016_G_2 | SERC_VACAR | North Carolina | 37 | Cumberland | 51 | 1016 | 2 | Butler-Warner Generation Plant | 12530 | 1976 | 9999 | Combined Cycle |  |  |  | H2O |  | Fossil | G | 2030 | NaturalGas |  | 0.0042837 | 0 | 0 | 0.0042837 | 0 | 0 | 0 | 0 | 0 | 0 | 0 | 0 | 0 | 0 | 0 | 0 | 0.34187 | 0 | 0 | 0.34187 | 0.25077 | 0 | 0 | 0.25077 | 2.9986e-10 | 0 | 0 | 2.9986e-10 | 0.00069606 | 0 | 0 | 0.00069606 | 0 | 0 | 0 | 0 | 0 | 0 | 0 | 0 | 0.756 | 0.0013725 | 0 | 0 | 0.0013725 | 0.013871 | 0 | 0 | 0.013871 | 0 | 20
1016_G_3 | SERC_VACAR | North Carolina | 37 | Cumberland | 51 | 1016 | 3 | Butler-Warner Generation Plant | 12530 | 1976 | 9999 | Combined Cycle |  |  |  | H2O |  | Fossil | G | 2030 | NaturalGas |  | 0.0042837 | 0 | 0 | 0.0042837 | 0 | 0 | 0 | 0 | 0 | 0 | 0 | 0 | 0 | 0 | 0 | 0 | 0.34187 | 0 | 0 | 0.34187 | 0.25077 | 0 | 0 | 0.25077 | 2.9986e-10 | 0 | 0 | 2.9986e-10 | 0.00069606 | 0 | 0 | 0.00069606 | 0 | 0 | 0 | 0 | 0 | 0 | 0 | 0 | 0.756 | 0.0013725 | 0 | 0 | 0.0013725 | 0.013871 | 0 | 0 | 0.013871 | 0 | 20
1016_G_4 | SERC_VACAR | North Carolina | 37 | Cumberland | 51 | 1016 | 4 | Butler-Warner Generation Plant | 15300 | 1976 | 9999 | Combustion Turbine |  |  |  | H2O |  | Fossil | G | 2030 | NaturalGas |  | 0.00078441 | 0 | 0 | 0.00078441 | 0 | 0 | 0 | 0 | 0 | 0 | 0 | 0 | 0 | 0 | 0 | 0 | 0.051269 | 0 | 0 | 0.051269 | 0.045919 | 0 | 0 | 0.045919 | 5.4909e-11 | 0 | 0 | 5.4909e-11 | 0.0001169 | 0 | 0 | 0.0001169 | 0 | 0 | 0 | 0 | 0 | 0 | 0 | 0 | 0.88168 | 0.00024199 | 0 | 0 | 0.00024199 | 0.0025399 | 0 | 0 | 0.0025399 | 0 | 20
1016_G_5 | SERC_VACAR | North Carolina | 37 | Cumberland | 51 | 1016 | 5 | Butler-Warner Generation Plant | 15301 | 1977 | 9999 | Combustion Turbine |  |  |  | H2O |  | Fossil | G | 2030 | NaturalGas |  | 0.00078446 | 0 | 0 | 0.00078446 | 0 | 0 | 0 | 0 | 0 | 0 | 0 | 0 | 0 | 0 | 0 | 0 | 0.051269 | 0 | 0 | 0.051269 | 0.045922 | 0 | 0 | 0.045922 | 5.4912e-11 | 0 | 0 | 5.4912e-11 | 0.00011688 | 0 | 0 | 0.00011688 | 0 | 0 | 0 | 0 | 0 | 0 | 0 | 0 | 0.88168 | 0.00024199 | 0 | 0 | 0.00024199 | 0.0025401 | 0 | 0 | 0.0025401 | 0 | 20
1016_G_6 | SERC_VACAR | North Carolina | 37 | Cumberland | 51 | 1016 | 6 | Butler-Warner Generation Plant | 12530 | 1978 | 9999 | Combined Cycle |  |  |  | H2O |  | Fossil | G | 2030 | NaturalGas |  | 0.0042837 | 0 | 0 | 0.0042837 | 0 | 0 | 0 | 0 | 0 | 0 | 0 | 0 | 0 | 0 | 0 | 0 | 0.34187 | 0 | 0 | 0.34187 | 0.25077 | 0 | 0 | 0.25077 | 2.9986e-10 | 0 | 0 | 2.9986e-10 | 0.00069606 | 0 | 0 | 0.00069606 | 0 | 0 | 0 | 0 | 0 | 0 | 0 | 0 | 0.756 | 0.0013725 | 0 | 0 | 0.0013725 | 0.013871 | 0 | 0 | 0.013871 | 0 | 20
1016_G_7 | SERC_VACAR | North Carolina | 37 | Cumberland | 51 | 1016 | 7 | Butler-Warner Generation Plant | 12530 | 1979 | 9999 | Combined Cycle |  |  |  | H2O |  | Fossil | G | 2030 | NaturalGas |  | 0.0042837 | 0 | 0 | 0.0042837 | 0 | 0 | 0 | 0 | 0 | 0 | 0 | 0 | 0 | 0 | 0 | 0 | 0.34187 | 0 | 0 | 0.34187 | 0.25077 | 0 | 0 | 0.25077 | 2.9986e-10 | 0 | 0 | 2.9986e-10 | 0.00069606 | 0 | 0 | 0.00069606 | 0 | 0 | 0 | 0 | 0 | 0 | 0 | 0 | 0.756 | 0.0013725 | 0 | 0 | 0.0013725 | 0.013871 | 0 | 0 | 0.013871 | 0 | 20
1016_G_8 | SERC_VACAR | North Carolina | 37 | Cumberland | 51 | 1016 | 8 | Butler-Warner Generation Plant | 12530 | 1980 | 9999 | Combined Cycle |  |  |  | H2O |  | Fossil | G | 2030 | NaturalGas |  | 0.0042837 | 0 | 0 | 0.0042837 | 0 | 0 | 0 | 0 | 0 | 0 | 0 | 0 | 0 | 0 | 0 | 0 | 0.34187 | 0 | 0 | 0.34187 | 0.25077 | 0 | 0 | 0.25077 | 2.9986e-10 | 0 | 0 | 2.9986e-10 | 0.00069606 | 0 | 0 | 0.00069606 | 0 | 0 | 0 | 0 | 0 | 0 | 0 | 0 | 0.756 | 0.0013725 | 0 | 0 | 0.0013725 | 0.013871 | 0 | 0 | 0.013871 | 0 | 20
1016_G_9 | SERC_VACAR | North Carolina | 37 | Cumberland | 51 | 1016 | 9 | Butler-Warner Generation Plant | 12530 | 1988 | 9999 | Combined Cycle |  |  |  | H2O |  | Fossil | G | 2030 | NaturalGas |  | 0.013922 | 0 | 0 | 0.013922 | 0 | 0 | 0 | 0 | 0 | 0 | 0 | 0 | 0 | 0 | 0 | 0 | 1.1111 | 0 | 0 | 1.1111 | 0.81499 | 0 | 0 | 0.81499 | 9.7454e-10 | 0 | 0 | 9.7454e-10 | 0.0022622 | 0 | 0 | 0.0022622 | 0 | 0 | 0 | 0 | 0 | 0 | 0 | 0 | 2.457 | 0.0044606 | 0 | 0 | 0.0044606 | 0.04508 | 0 | 0 | 0.04508 | 0 | 65
10162_G_WWHI | WECC_Southern California Edison | California | 6 | Riverside | 65 | 10162 | WWHI | Whitewater Hydro Plant | 0 | 1986 | 9999 | Hydro | [5 empty] | Non-Fossil | G | 2030 | Hydro |  | 0 | 0 | 0 | 0 | 0 | 0 | 0 | 0 | 0 | 0 | 0 | 0 | 0 | 0 | 0 | 0 | 0.51976 | 0.83689 | 1.6107 | 2.9674 | 0 | 0 | 0 | 0 | 0 | 0 | 0 | 0 | 0 | 0 | 0 | 0 | 0 | 0 | 0 | 0 | 0 | 0 | 0 | 0 | 0.020551 | 0.00072246 | 0.0011633 | 0.0022389 | 0.0041246 | 0 | 0 | 0 | 0 | 0 | 1.3
10167_G_GEN1 | ERCOT_Rest | Texas | 48 | Calhoun | 57 | 10167 | GEN1 | Seadrift Coke LP | 10986 | 1983 | 9999 | Coal Steam | [5 empty] | Fossil | G | 2030 | Pet. Coke |  | 0.10572 | 0 | 0 | 0.10572 | 0 | 0 | 0 | 0 | 0 | 0 | 0 | 0 | 0 | 0 | 0 | 0 | 9.6236 | 0 | 0 | 9.6236 | 11.9009 | 0 | 0 | 11.9009 | 7.0412e-06 | 0 | 0 | 7.0412e-06 | 0.025102 | 0 | 0 | 0.025102 | 0.40704 | 0 | 0 | 0.40704 | 2.2519e-05 | 0 | 0 | 2.2519e-05 | 0.13308 | 0.014637 | 0 | 0 | 0.014637 | 0.18987 | 0 | 0 | 0.18987 | 0 | 7.6
10169_G_GEN1 | WECC_Southern California Edison | California | 6 | Los Angeles | 37 | 10169 | GEN1 | Carson Cogeneration | 8642 | 1989 | 9999 | Combined Cycle |  |  | SCR | H2O |  | Fossil | G | 2030 | NaturalGas |  | 0 | 0 | 0.0044847 | 0.0044847 | 0 | 0 | 0 | 0 | 0 | 0 | 0 | 0 | 0 | 0 | 0 | 0 | 0 | 0 | 0.51894 | 0.51894 | 0 | 0 | 0.31454 | 0.31454 | 0 | 0 | 3.7612e-10 | 3.7612e-10 | 0 | 0 | 0.00086758 | 0.00086758 | 0 | 0 | 0 | 0 | 0 | 0 | 0 | 0 | 1.6709 | 0 | 0 | 0.0021608 | 0.0021608 | 0 | 0 | 0.012775 | 0.012775 | 0 | 41.3 | SCR
10169_G_GEN2 | WECC_Southern California Edison | California | 6 | Los Angeles | 37 | 10169 | GEN2 | Carson Cogeneration | 8642 | 1990 | 9999 | Combined Cycle |  |  | SCR | H2O |  | Fossil | G | 2030 | NaturalGas |  | 0 | 0 | 0.00086871 | 0.00086871 | 0 | 0 | 0 | 0 | 0 | 0 | 0 | 0 | 0 | 0 | 0 | 0 | 0 | 0 | 0.10052 | 0.10052 | 0 | 0 | 0.060929 | 0.060929 | 0 | 0 | 7.2856e-11 | 7.2856e-11 | 0 | 0 | 0.00016805 | 0.00016805 | 0 | 0 | 0 | 0 | 0 | 0 | 0 | 0 | 0.32365 | 0 | 0 | 0.00041855 | 0.00041855 | 0 | 0 | 0.0024746 | 0.0024746 | 0 | 8 | SCR
10173_G_T-1 | SERC_VACAR | South Carolina | 45 | Cherokee | 21 | 10173 | T-1 | Cherokee Falls | 0 | 1985 | 9999 | Hydro | [5 empty] | Non-Fossil | G | 2030 | Hydro |  | 0 | 0 | 0 | 0 | 0 | 0 | 0 | 0 | 0 | 0 | 0 | 0 | 0 | 0 | 0 | 0 | 0.44709 | 0.47376 | 0.49438 | 1.4152 | 0 | 0 | 0 | 0 | 0 | 0 | 0 | 0 | 0 | 0 | 0 | 0 | 0 | 0 | 0 | 0 | 0 | 0 | 0 | 0 | 0.015808 | 0.00062146 | 0.00065853 | 0.00068718 | 0.0019672 | 0 | 0 | 0 | 0 | 0 | 1
10175_G_0799 | WECC_San Diego Gas and Electric | California | 6 | San Diego | 73 | 10175 | 0799 | Childrens Hospital | 13469 | 2000 | 9999 | Combustion Turbine | [5 empty] | Fossil | G | 2030 | Oil |  | 0 | 0 | 0 | 0 | 0 | 0 | 0 | 0 | 0 | 0 | 0 | 0 | 0 | 0 | 0 | 0 | 0 | 0 | 0 | 0 | 0 | 0 | 0 | 0 | 0 | 0 | 0 | 0 | 0 | 0 | 0 | 0 | 0 | 0 | 0 | 0 | 0 | 0 | 0 | 0 | 0.03945 | 0 | 0 | 0 | 0 | 0 | 0 | 0 | 0 | 0 | 2
10175_G_1711 | WECC_San Diego Gas and Electric | California | 6 | San Diego | 73 | 10175 | 1711 | Childrens Hospital | 9185 | 2004 | 9999 | Combustion Turbine | [5 empty] | Fossil | G | 2030 | NaturalGas |  | 0 | 0 | 0 | 0 | 0 | 0 | 0 | 0 | 0 | 0 | 0 | 0 | 0 | 0 | 0 | 0 | 0 | 0 | 0 | 0 | 0 | 0 | 0 | 0 | 0 | 0 | 0 | 0 | 0 | 0 | 0 | 0 | 0 | 0 | 0 | 0 | 0 | 0 | 0 | 0 | 0.094681 | 0 | 0 | 0 | 0 | 0 | 0 | 0 | 0 | 0 | 4.8
10175_G_5083 | WECC_San Diego Gas and Electric | California | 6 | San Diego | 73 | 10175 | 5083 | Childrens Hospital | 13469 | 2010 | 9999 | Combustion Turbine | [5 empty] | Fossil | G | 2030 | Oil |  | 0 | 0 | 0 | 0 | 0 | 0 | 0 | 0 | 0 | 0 | 0 | 0 | 0 | 0 | 0 | 0 | 0 | 0 | 0 | 0 | 0 | 0 | 0 | 0 | 0 | 0 | 0 | 0 | 0 | 0 | 0 | 0 | 0 | 0 | 0 | 0 | 0 | 0 | 0 | 0 | 0.029588 | 0 | 0 | 0 | 0 | 0 | 0 | 0 | 0 | 0 | 1.5
10175_G_5084 | WECC_San Diego Gas and Electric | California | 6 | San Diego | 73 | 10175 | 5084 | Childrens Hospital | 13469 | 2010 | 9999 | Combustion Turbine | [5 empty] | Fossil | G | 2030 | Oil |  | 0 | 0 | 0 | 0 | 0 | 0 | 0 | 0 | 0 | 0 | 0 | 0 | 0 | 0 | 0 | 0 | 0 | 0 | 0 | 0 | 0 | 0 | 0 | 0 | 0 | 0 | 0 | 0 | 0 | 0 | 0 | 0 | 0 | 0 | 0 | 0 | 0 | 0 | 0 | 0 | 0.029588 | 0 | 0 | 0 | 0 | 0 | 0 | 0 | 0 | 0 | 1.5
10175_G_5085 | WECC_San Diego Gas and Electric | California | 6 | San Diego | 73 | 10175 | 5085 | Childrens Hospital | 13469 | 2010 | 9999 | Combustion Turbine | [5 empty] | Fossil | G | 2030 | Oil |  | 0 | 0 | 0 | 0 | 0 | 0 | 0 | 0 | 0 | 0 | 0 | 0 | 0 | 0 | 0 | 0 | 0 | 0 | 0 | 0 | 0 | 0 | 0 | 0 | 0 | 0 | 0 | 0 | 0 | 0 | 0 | 0 | 0 | 0 | 0 | 0 | 0 | 0 | 0 | 0 | 0.029588 | 0 | 0 | 0 | 0 | 0 | 0 | 0 | 0 | 0 | 1.5
10176_G_NO.6 | ISONE_MA, VT, NH, RI (Rest of ISO New England) | Massachusetts | 25 | Suffolk | 25 | 10176 | NO.6 | M Street Jet | 15347 | 1979 | 9999 | Combustion Turbine |  |  |  | H2O |  | Fossil | G | 2030 | Oil |  | 0 | 0 | 0 | 0 | 0 | 0 | 0 | 0 | 0 | 0 | 0 | 0 | 0 | 0 | 0 | 0 | 0 | 0 | 0 | 0 | 0 | 0 | 0 | 0 | 0 | 0 | 0 | 0 | 0 | 0 | 0 | 0 | 0 | 0 | 0 | 0 | 0 | 0 | 0 | 0 | 2.2581 | 0 | 0 | 0 | 0 | 0 | 0 | 0 | 0 | 0 | 50
10180_G_1 | WECC_Colorado | Colorado | 8 | Denver | 31 | 10180 | 1 | Metro Wastewater Reclamation District | 8785 | 1985 | 9999 | Non-Fossil Waste | [5 empty] | Non-Fossil | G | 2030 | Non-Fossil |  | 0.012606 | 0.017045 | 0.021213 | 0.050864 | 0 | 0 | 0 | 0 | 0 | 0 | 0 | 0 | 0 | 0 | 0 | 0 | 1.435 | 1.9403 | 2.4147 | 5.7899 | 0 | 0 | 0 | 0 | 0 | 0 | 0 | 0 | 0 | 0 | 0 | 0 | 0 | 0 | 0 | 0 | 0 | 0 | 0 | 0 | 0.31108 | 0.0099544 | 0.01346 | 0.016751 | 0.040165 | 0 | 0 | 0 | 0 | 0 | 1.2
10180_G_2 | WECC_Colorado | Colorado | 8 | Denver | 31 | 10180 | 2 | Metro Wastewater Reclamation District | 8785 | 1985 | 9999 | Non-Fossil Waste | [5 empty] | Non-Fossil | G | 2030 | Non-Fossil |  | 0.012606 | 0.017045 | 0.021213 | 0.050864 | 0 | 0 | 0 | 0 | 0 | 0 | 0 | 0 | 0 | 0 | 0 | 0 | 1.435 | 1.9403 | 2.4147 | 5.7899 | 0 | 0 | 0 | 0 | 0 | 0 | 0 | 0 | 0 | 0 | 0 | 0 | 0 | 0 | 0 | 0 | 0 | 0 | 0 | 0 | 0.31108 | 0.0099544 | 0.01346 | 0.016751 | 0.040165 | 0 | 0 | 0 | 0 | 0 | 1.2
10180_G_3 | WECC_Colorado | Colorado | 8 | Denver | 31 | 10180 | 3 | Metro Wastewater Reclamation District | 8785 | 1985 | 9999 | Non-Fossil Waste | [5 empty] | Non-Fossil | G | 2030 | Non-Fossil |  | 0.012606 | 0.017045 | 0.021213 | 0.050864 | 0 | 0 | 0 | 0 | 0 | 0 | 0 | 0 | 0 | 0 | 0 | 0 | 1.435 | 1.9403 | 2.4147 | 5.7899 | 0 | 0 | 0 | 0 | 0 | 0 | 0 | 0 | 0 | 0 | 0 | 0 | 0 | 0 | 0 | 0 | 0 | 0 | 0 | 0 | 0.31108 | 0.0099544 | 0.01346 | 0.016751 | 0.040165 | 0 | 0 | 0 | 0 | 0 | 1.2
10180_G_4 | WECC_Colorado | Colorado | 8 | Denver | 31 | 10180 | 4 | Metro Wastewater Reclamation District | 8785 | 1985 | 9999 | Non-Fossil Waste | [5 empty] | Non-Fossil | G | 2030 | Non-Fossil |  | 0.012606 | 0.017045 | 0.021213 | 0.050864 | 0 | 0 | 0 | 0 | 0 | 0 | 0 | 0 | 0 | 0 | 0 | 0 | 1.435 | 1.9403 | 2.4147 | 5.7899 | 0 | 0 | 0 | 0 | 0 | 0 | 0 | 0 | 0 | 0 | 0 | 0 | 0 | 0 | 0 | 0 | 0 | 0 | 0 | 0 | 0.31108 | 0.0099544 | 0.01346 | 0.016751 | 0.040165 | 0 | 0 | 0 | 0 | 0 | 1.2
10180_G_5 | WECC_Colorado | Colorado | 8 | Denver | 31 | 10180 | 5 | Metro Wastewater Reclamation District | 8785 | 2000 | 9999 | Non-Fossil Waste | [5 empty] | Non-Fossil | G | 2030 | Non-Fossil |  | 0.026263 | 0.035511 | 0.044193 | 0.10597 | 0 | 0 | 0 | 0 | 0 | 0 | 0 | 0 | 0 | 0 | 0 | 0 | 2.9895 | 4.0422 | 5.0306 | 12.0623 | 0 | 0 | 0 | 0 | 0 | 0 | 0 | 0 | 0 | 0 | 0 | 0 | 0 | 0 | 0 | 0 | 0 | 0 | 0 | 0 | 0.64808 | 0.020738 | 0.028041 | 0.034897 | 0.083676 | 0 | 0 | 0 | 0 | 0 | 2.5
10180_G_6 | WECC_Colorado | Colorado | 8 | Denver | 31 | 10180 | 6 | Metro Wastewater Reclamation District | 8785 | 2000 | 9999 | Non-Fossil Waste | [5 empty] | Non-Fossil | G | 2030 | Non-Fossil |  | 0.026263 | 0.035511 | 0.044193 | 0.10597 | 0 | 0 | 0 | 0 | 0 | 0 | 0 | 0 | 0 | 0 | 0 | 0 | 2.9895 | 4.0422 | 5.0306 | 12.0623 | 0 | 0 | 0 | 0 | 0 | 0 | 0 | 0 | 0 | 0 | 0 | 0 | 0 | 0 | 0 | 0 | 0 | 0 | 0 | 0 | 0.64808 | 0.020738 | 0.028041 | 0.034897 | 0.083676 | 0 | 0 | 0 | 0 | 0 | 2.5
10183_G_GEN1 | ISONE_MA, VT, NH, RI (Rest of ISO New England) | New Hampshire | 33 | Hillsborough | 11 | 10183 | GEN1 | Mine Falls Generating Station | 0 | 1985 | 9999 | Hydro | [5 empty] | Non-Fossil | G | 2030 | Hydro |  | 0 | 0 | 0 | 0 | 0 | 0 | 0 | 0 | 0 | 0 | 0 | 0 | 0 | 0 | 0 | 0 | 1.7887 | 2.7567 | 2.6249 | 7.1703 | 0 | 0 | 0 | 0 | 0 | 0 | 0 | 0 | 0 | 0 | 0 | 0 | 0 | 0 | 0 | 0 | 0 | 0 | 0 | 0 | 0.023712 | 0.0024863 | 0.0038319 | 0.0036486 | 0.0099668 | 0 | 0 | 0 | 0 | 0 | 1.5
10183_G_GEN2 | ISONE_MA, VT, NH, RI (Rest of ISO New England) | New Hampshire | 33 | Hillsborough | 11 | 10183 | GEN2 | Mine Falls Generating Station | 0 | 1985 | 9999 | Hydro | [5 empty] | Non-Fossil | G | 2030 | Hydro |  | 0 | 0 | 0 | 0 | 0 | 0 | 0 | 0 | 0 | 0 | 0 | 0 | 0 | 0 | 0 | 0 | 2.0272 | 3.1243 | 2.9749 | 8.1264 | 0 | 0 | 0 | 0 | 0 | 0 | 0 | 0 | 0 | 0 | 0 | 0 | 0 | 0 | 0 | 0 | 0 | 0 | 0 | 0 | 0.026874 | 0.0028178 | 0.0043428 | 0.0041351 | 0.011296 | 0 | 0 | 0 | 0 | 0 | 1.7
10184_G_EG1 | ERCOT_Rest | Texas | 48 | Travis | 453 | 10184 | EG1 | Central Utility Plant | 10245 | 1988 | 9999 | Combustion Turbine | [5 empty] | Fossil | G | 2030 | NaturalGas |  | 0.00046552 | 0.00029926 | 0.00047752 | 0.0012423 | 0 | 0 | 0 | 0 | 0 | 0 | 0 | 0 | 0 | 0 | 0 | 0 | 0.045439 | 0.029211 | 0.04661 | 0.12126 | 0.030545 | 0.019636 | 0.031332 | 0.081512 | 3.6524e-11 | 2.348e-11 | 3.7465e-11 | 9.7469e-11 | 0.00027679 | 0.00017793 | 0.00028392 | 0.00073864 | 0 | 0 | 0 | 0 | 0 | 0 | 0 | 0 | 0.14955 | 0.00021447 | 0.00013787 | 0.00022 | 0.00057234 | 0.0012416 | 0.0007027 | 0.0010667 | 0.003011 | 0 | 3.6
10184_G_EG2 | ERCOT_Rest | Texas | 48 | Travis | 453 | 10184 | EG2 | Central Utility Plant | 10245 | 1988 | 9999 | Combustion Turbine | [5 empty] | Fossil | G | 2030 | NaturalGas |  | 0.00032328 | 0.00020782 | 0.00033161 | 0.00086271 | 0 | 0 | 0 | 0 | 0 | 0 | 0 | 0 | 0 | 0 | 0 | 0 | 0.031555 | 0.020285 | 0.032368 | 0.084208 | 0.021211 | 0.013636 | 0.021758 | 0.056606 | 2.5364e-11 | 1.6305e-11 | 2.6018e-11 | 6.7687e-11 | 0.00019221 | 0.00012357 | 0.00019717 | 0.00051295 | 0 | 0 | 0 | 0 | 0 | 0 | 0 | 0 | 0.10385 | 0.00014894 | 9.5746e-05 | 0.00015278 | 0.00039746 | 0.00086224 | 0.00048799 | 0.00074074 | 0.002091 | 0 | 2.5
10184_G_TG1 | ERCOT_Rest | Texas | 48 | Travis | 453 | 10184 | TG1 | Central Utility Plant | 11765 | 1988 | 9999 | O/G Steam | [5 empty] | Fossil | G | 2030 | NaturalGas |  | 0.00029044 | 0 | 0 | 0.00029044 | 0 | 0 | 0 | 0 | 0 | 0 | 0 | 0 | 0 | 0 | 0 | 0 | 0.024687 | 0 | 0 | 0.024687 | 0.031584 | 0 | 0 | 0.031584 | 3.7767e-11 | 0 | 0 | 3.7767e-11 | 5.7293e-05 | 0 | 0 | 5.7293e-05 | 0 | 0 | 0 | 0 | 0 | 0 | 0 | 0 | 0.031416 | 2.1714e-05 | 0 | 0 | 2.1714e-05 | 0.00077465 | 0 | 0 | 0.00077465 | 0 | 2.2
10186_G_AB1 | ISONE_Maine | Maine | 23 | Somerset | 25 | 10186 | AB1 | Anson Abenaki Hydros | 0 | 1983 | 9999 | Hydro | [5 empty] | Non-Fossil | G | 2030 | Hydro |  | 0 | 0 | 0 | 0 | 0 | 0 | 0 | 0 | 0 | 0 | 0 | 0 | 0 | 0 | 0 | 0 | 3.4313 | 4.4833 | 5.0453 | 12.9599 | 0 | 0 | 0 | 0 | 0 | 0 | 0 | 0 | 0 | 0 | 0 | 0 | 0 | 0 | 0 | 0 | 0 | 0 | 0 | 0 | 0.034778 | 0.0047696 | 0.0062318 | 0.007013 | 0.018014 | 0 | 0 | 0 | 0 | 0 | 2.2
10186_G_AB2 | ISONE_Maine | Maine | 23 | Somerset | 25 | 10186 | AB2 | Anson Abenaki Hydros | 0 | 1980 | 9999 | Hydro | [5 empty] | Non-Fossil | G | 2030 | Hydro |  | 0 | 0 | 0 | 0 | 0 | 0 | 0 | 0 | 0 | 0 | 0 | 0 | 0 | 0 | 0 | 0 | 3.4313 | 4.4833 | 5.0453 | 12.9599 | 0 | 0 | 0 | 0 | 0 | 0 | 0 | 0 | 0 | 0 | 0 | 0 | 0 | 0 | 0 | 0 | 0 | 0 | 0 | 0 | 0.034778 | 0.0047696 | 0.0062318 | 0.007013 | 0.018014 | 0 | 0 | 0 | 0 | 0 | 2.2
10186_G_AB3 | ISONE_Maine | Maine | 23 | Somerset | 25 | 10186 | AB3 | Anson Abenaki Hydros | 0 | 1983 | 9999 | Hydro | [5 empty] | Non-Fossil | G | 2030 | Hydro |  | 0 | 0 | 0 | 0 | 0 | 0 | 0 | 0 | 0 | 0 | 0 | 0 | 0 | 0 | 0 | 0 | 3.4313 | 4.4833 | 5.0453 | 12.9599 | 0 | 0 | 0 | 0 | 0 | 0 | 0 | 0 | 0 | 0 | 0 | 0 | 0 | 0 | 0 | 0 | 0 | 0 | 0 | 0 | 0.034778 | 0.0047696 | 0.0062318 | 0.007013 | 0.018014 | 0 | 0 | 0 | 0 | 0 | 2.2
10186_G_AB4 | ISONE_Maine | Maine | 23 | Somerset | 25 | 10186 | AB4 | Anson Abenaki Hydros | 0 | 1983 | 9999 | Hydro | [5 empty] | Non-Fossil | G | 2030 | Hydro |  | 0 | 0 | 0 | 0 | 0 | 0 | 0 | 0 | 0 | 0 | 0 | 0 | 0 | 0 | 0 | 0 | 3.4313 | 4.4833 | 5.0453 | 12.9599 | 0 | 0 | 0 | 0 | 0 | 0 | 0 | 0 | 0 | 0 | 0 | 0 | 0 | 0 | 0 | 0 | 0 | 0 | 0 | 0 | 0.034778 | 0.0047696 | 0.0062318 | 0.007013 | 0.018014 | 0 | 0 | 0 | 0 | 0 | 2.2
10186_G_AB5 | ISONE_Maine | Maine | 23 | Somerset | 25 | 10186 | AB5 | Anson Abenaki Hydros | 0 | 1961 | 9999 | Hydro | [5 empty] | Non-Fossil | G | 2030 | Hydro |  | 0 | 0 | 0 | 0 | 0 | 0 | 0 | 0 | 0 | 0 | 0 | 0 | 0 | 0 | 0 | 0 | 3.4313 | 4.4833 | 5.0453 | 12.9599 | 0 | 0 | 0 | 0 | 0 | 0 | 0 | 0 | 0 | 0 | 0 | 0 | 0 | 0 | 0 | 0 | 0 | 0 | 0 | 0 | 0.034778 | 0.0047696 | 0.0062318 | 0.007013 | 0.018014 | 0 | 0 | 0 | 0 | 0 | 2.2
10186_G_AB6 | ISONE_Maine | Maine | 23 | Somerset | 25 | 10186 | AB6 | Anson Abenaki Hydros | 0 | 2008 | 9999 | Hydro | [5 empty] | Non-Fossil | G | 2030 | Hydro |  | 0 | 0 | 0 | 0 | 0 | 0 | 0 | 0 | 0 | 0 | 0 | 0 | 0 | 0 | 0 | 0 | 4.0552 | 5.2984 | 5.9626 | 15.3163 | 0 | 0 | 0 | 0 | 0 | 0 | 0 | 0 | 0 | 0 | 0 | 0 | 0 | 0 | 0 | 0 | 0 | 0 | 0 | 0 | 0.041101 | 0.0056368 | 0.0073648 | 0.0082881 | 0.02129 | 0 | 0 | 0 | 0 | 0 | 2.6
10186_G_AB7 | ISONE_Maine | Maine | 23 | Somerset | 25 | 10186 | AB7 | Anson Abenaki Hydros | 0 | 1950 | 9999 | Hydro | [5 empty] | Non-Fossil | G | 2030 | Hydro |  | 0 | 0 | 0 | 0 | 0 | 0 | 0 | 0 | 0 | 0 | 0 | 0 | 0 | 0 | 0 | 0 | 3.4313 | 4.4833 | 5.0453 | 12.9599 | 0 | 0 | 0 | 0 | 0 | 0 | 0 | 0 | 0 | 0 | 0 | 0 | 0 | 0 | 0 | 0 | 0 | 0 | 0 | 0 | 0.034778 | 0.0047696 | 0.0062318 | 0.007013 | 0.018014 | 0 | 0 | 0 | 0 | 0 | 2.2
10186_G_AB8 | ISONE_Maine | Maine | 23 | Somerset | 25 | 10186 | AB8 | Anson Abenaki Hydros | 0 | 1989 | 9999 | Hydro | [5 empty] | Non-Fossil | G | 2030 | Hydro |  | 0 | 0 | 0 | 0 | 0 | 0 | 0 | 0 | 0 | 0 | 0 | 0 | 0 | 0 | 0 | 0 | 0.46791 | 0.61136 | 0.688 | 1.7673 | 0 | 0 | 0 | 0 | 0 | 0 | 0 | 0 | 0 | 0 | 0 | 0 | 0 | 0 | 0 | 0 | 0 | 0 | 0 | 0 | 0.0047425 | 0.00065039 | 0.00084979 | 0.00095631 | 0.0024565 | 0 | 0 | 0 | 0 | 0 | 0.3
10186_G_AN1 | ISONE_Maine | Maine | 23 | Somerset | 25 | 10186 | AN1 | Anson Abenaki Hydros | 0 | 1984 | 9999 | Hydro | [5 empty] | Non-Fossil | G | 2030 | Hydro |  | 0 | 0 | 0 | 0 | 0 | 0 | 0 | 0 | 0 | 0 | 0 | 0 | 0 | 0 | 0 | 0 | 2.8075 | 3.6681 | 4.128 | 10.6036 | 0 | 0 | 0 | 0 | 0 | 0 | 0 | 0 | 0 | 0 | 0 | 0 | 0 | 0 | 0 | 0 | 0 | 0 | 0 | 0 | 0.028455 | 0.0039024 | 0.0050987 | 0.0057379 | 0.014739 | 0 | 0 | 0 | 0 | 0 | 1.8
10186_G_AN2 | ISONE_Maine | Maine | 23 | Somerset | 25 | 10186 | AN2 | Anson Abenaki Hydros | 0 | 1984 | 9999 | Hydro | [5 empty] | Non-Fossil | G | 2030 | Hydro |  | 0 | 0 | 0 | 0 | 0 | 0 | 0 | 0 | 0 | 0 | 0 | 0 | 0 | 0 | 0 | 0 | 2.8075 | 3.6681 | 4.128 | 10.6036 | 0 | 0 | 0 | 0 | 0 | 0 | 0 | 0 | 0 | 0 | 0 | 0 | 0 | 0 | 0 | 0 | 0 | 0 | 0 | 0 | 0.028455 | 0.0039024 | 0.0050987 | 0.0057379 | 0.014739 | 0 | 0 | 0 | 0 | 0 | 1.8
10186_G_AN3 | ISONE_Maine | Maine | 23 | Somerset | 25 | 10186 | AN3 | Anson Abenaki Hydros | 0 | 1984 | 9999 | Hydro | [5 empty] | Non-Fossil | G | 2030 | Hydro |  | 0 | 0 | 0 | 0 | 0 | 0 | 0 | 0 | 0 | 0 | 0 | 0 | 0 | 0 | 0 | 0 | 2.8075 | 3.6681 | 4.128 | 10.6036 | 0 | 0 | 0 | 0 | 0 | 0 | 0 | 0 | 0 | 0 | 0 | 0 | 0 | 0 | 0 | 0 | 0 | 0 | 0 | 0 | 0.028455 | 0.0039024 | 0.0050987 | 0.0057379 | 0.014739 | 0 | 0 | 0 | 0 | 0 | 1.8
10186_G_AN4 | ISONE_Maine | Maine | 23 | Somerset | 25 | 10186 | AN4 | Anson Abenaki Hydros | 0 | 1984 | 9999 | Hydro | [5 empty] | Non-Fossil | G | 2030 | Hydro |  | 0 | 0 | 0 | 0 | 0 | 0 | 0 | 0 | 0 | 0 | 0 | 0 | 0 | 0 | 0 | 0 | 2.8075 | 3.6681 | 4.128 | 10.6036 | 0 | 0 | 0 | 0 | 0 | 0 | 0 | 0 | 0 | 0 | 0 | 0 | 0 | 0 | 0 | 0 | 0 | 0 | 0 | 0 | 0.028455 | 0.0039024 | 0.0050987 | 0.0057379 | 0.014739 | 0 | 0 | 0 | 0 | 0 | 1.8
10186_G_AN5 | ISONE_Maine | Maine | 23 | Somerset | 25 | 10186 | AN5 | Anson Abenaki Hydros | 0 | 1984 | 9999 | Hydro | [5 empty] | Non-Fossil | G | 2030 | Hydro |  | 0 | 0 | 0 | 0 | 0 | 0 | 0 | 0 | 0 | 0 | 0 | 0 | 0 | 0 | 0 | 0 | 2.8075 | 3.6681 | 4.128 | 10.6036 | 0 | 0 | 0 | 0 | 0 | 0 | 0 | 0 | 0 | 0 | 0 | 0 | 0 | 0 | 0 | 0 | 0 | 0 | 0 | 0 | 0.028455 | 0.0039024 | 0.0050987 | 0.0057379 | 0.014739 | 0 | 0 | 0 | 0 | 0 | 1.8
10190_G_GEN1 | NY_Zone F (Capital) | New York | 36 | Rensselaer | 83 | 10190 | GEN1 | Castleton Energy Center | 9066 | 1992 | 9999 | Combined Cycle |  |  |  | STM |  | Fossil | G | 2030 | NaturalGas |  | 0.004494 | 0 | 0.19491 | 0.1994 | 0 | 0 | 0 | 0 | 0 | 0 | 0 | 0 | 0 | 0 | 0 | 0 | 0.4957 | 0 | 21.4986 | 21.9943 | 0.26308 | 0 | 11.4098 | 11.6729 | 3.1458e-10 | 0 | 1.3643e-08 | 1.3958e-08 | 0.0001656 | 0 | 0.007182 | 0.0073476 | 0 | 0 | 0 | 0 | 0 | 0 | 0 | 0 | 1.7705 | 0.00199 | 0 | 0.08467 | 0.08666 | 0.019712 | 0 | 0.40662 | 0.42633 | 0 | 45.8
10190_G_GEN2 | NY_Zone F (Capital) | New York | 36 | Rensselaer | 83 | 10190 | GEN2 | Castleton Energy Center | 9066 | 1992 | 9999 | Combined Cycle |  |  |  | STM |  | Fossil | G | 2030 | NaturalGas |  | 0.0037813 | 0 | 0.10384 | 0.10762 | 0 | 0 | 0 | 0 | 0 | 0 | 0 | 0 | 0 | 0 | 0 | 0 | 0.41709 | 0 | 11.4534 | 11.8705 | 0.22136 | 0 | 6.0786 | 6.2999 | 2.6469e-10 | 0 | 7.2685e-09 | 7.5332e-09 | 0.00013933 | 0 | 0.0038262 | 0.0039655 | 0 | 0 | 0 | 0 | 0 | 0 | 0 | 0 | 0.94326 | 0.0016744 | 0 | 0.045108 | 0.046783 | 0.016586 | 0 | 0.21663 | 0.23321 | 0 | 24.4
10191_G_EXIS | WECC_Southern California Edison | California | 6 | Kern | 29 | 10191 | EXIS | Tehachapi Wind Resource I | 0 | 1984 | 9999 | Onshore Wind | [5 empty] | Non-Fossil | G | 2030 | Wind |  | 0 | 0 | 0 | 0 | 0 | 0 | 0 | 0 | 0 | 0 | 0 | 0 | 0 | 0 | 0 | 0 | 2.924 | 6.0262 | 10.8111 | 19.7613 | 0 | 0 | 0 | 0 | 0 | 0 | 0 | 0 | 0 | 0 | 0 | 0 | 0 | 0 | 0 | 0 | 0 | 0 | 0 | 0 | 0.37036 | 0 | 0 | 0 | 0 | 0 | 0 | 0 | 0 | 0 | 8.7
10196_G_GEN1 | NY_Zone C&E | New York | 36 | Lewis | 49 | 10196 | GEN1 | Moose River | 0 | 1987 | 9999 | Hydro | [5 empty] | Non-Fossil | G | 2030 | Hydro |  | 0 | 0 | 0 | 0 | 0 | 0 | 0 | 0 | 0 | 0 | 0 | 0 | 0 | 0 | 0 | 0 | 14.8818 | 20.1423 | 24.9036 | 59.9277 | 0 | 0 | 0 | 0 | 0 | 0 | 0 | 0 | 0 | 0 | 0 | 0 | 0 | 0 | 0 | 0 | 0 | 0 | 0 | 0 | 0.19444 | 0.020686 | 0.027998 | 0.034616 | 0.083299 | 0 | 0 | 0 | 0 | 0 | 12.3
10197_G_GEN1 | NY_Zone C&E | New York | 36 | Jefferson | 45 | 10197 | GEN1 | Philadlephia | 0 | 1986 | 9999 | Hydro | [5 empty] | Non-Fossil | G | 2030 | Hydro |  | 0 | 0 | 0 | 0 | 0 | 0 | 0 | 0 | 0 | 0 | 0 | 0 | 0 | 0 | 0 | 0 | 3.9927 | 5.404 | 6.6814 | 16.0782 | 0 | 0 | 0 | 0 | 0 | 0 | 0 | 0 | 0 | 0 | 0 | 0 | 0 | 0 | 0 | 0 | 0 | 0 | 0 | 0 | 0.052167 | 0.0055498 | 0.0075116 | 0.0092872 | 0.022349 | 0 | 0 | 0 | 0 | 0 | 3.3
10198_G_GEN2 | MISO_Amite South (including DSG) | Louisiana | 22 | St James | 93 | 10198 | GEN2 | Mosaic Phosphates Uncle Sam | 18343 | 1968 | 9999 | Non-Fossil Waste | [5 empty] | Non-Fossil | G | 2030 | Non-Fossil |  | 0.022761 | 0.040144 | 0.062538 | 0.12544 | 0 | 0 | 0 | 0 | 0 | 0 | 0 | 0 | 0 | 0 | 0 | 0 | 1.2408 | 2.1885 | 3.4093 | 6.8387 | 0 | 0 | 0 | 0 | 0 | 0 | 0 | 0 | 0 | 0 | 0 | 0 | 0 | 0 | 0 | 0 | 0 | 0 | 0 | 0 | 0 | 0.0086077 | 0.015182 | 0.023651 | 0.04744 | 0 | 0 | 0 | 0 | 0 | 11
10198_G_GEN3 | MISO_Amite South (including DSG) | Louisiana | 22 | St James | 93 | 10198 | GEN3 | Mosaic Phosphates Uncle Sam | 18343 | 2016 | 9999 | Non-Fossil Waste | [5 empty] | Non-Fossil | G | 2030 | Non-Fossil |  | 0.031037 | 0.054742 | 0.085278 | 0.17106 | 0 | 0 | 0 | 0 | 0 | 0 | 0 | 0 | 0 | 0 | 0 | 0 | 1.6921 | 2.9844 | 4.6491 | 9.3255 | 0 | 0 | 0 | 0 | 0 | 0 | 0 | 0 | 0 | 0 | 0 | 0 | 0 | 0 | 0 | 0 | 0 | 0 | 0 | 0 | 0 | 0.011738 | 0.020702 | 0.032251 | 0.064691 | 0 | 0 | 0 | 0 | 0 | 15
1020_G_2 | WECC_Utah | Utah | 49 | Sanpete | 39 | 1020 | 2 | Manti Lower | 0 | 1989 | 9999 | Hydro | [5 empty] | Non-Fossil | G | 2030 | Hydro |  | 0 | 0 | 0 | 0 | 0 | 0 | 0 | 0 | 0 | 0 | 0 | 0 | 0 | 0 | 0 | 0 | 0.35153 | 0.50128 | 0.77999 | 1.6328 | 0 | 0 | 0 | 0 | 0 | 0 | 0 | 0 | 0 | 0 | 0 | 0 | 0 | 0 | 0 | 0 | 0 | 0 | 0 | 0 | 0.0079041 | 0.00048862 | 0.00069678 | 0.0010842 | 0.0022696 | 0 | 0 | 0 | 0 | 0 | 0.5
1020_G_HC1 | WECC_Utah | Utah | 49 | Sanpete | 39 | 1020 | HC1 | Manti Lower | 0 | 1989 | 9999 | Hydro | [5 empty] | Non-Fossil | G | 2030 | Hydro |  | 0 | 0 | 0 | 0 | 0 | 0 | 0 | 0 | 0 | 0 | 0 | 0 | 0 | 0 | 0 | 0 | 0.35153 | 0.50128 | 0.77999 | 1.6328 | 0 | 0 | 0 | 0 | 0 | 0 | 0 | 0 | 0 | 0 | 0 | 0 | 0 | 0 | 0 | 0 | 0 | 0 | 0 | 0 | 0.0079041 | 0.00048862 | 0.00069678 | 0.0010842 | 0.0022696 | 0 | 0 | 0 | 0 | 0 | 0.5
10204_B_7-1 | FRCC | Florida | 12 | Hillsborough | 57 | 10204 | 7-1 | Mosaic Co Tampa Facility | 9194 | 1999 | 9999 | Non-Fossil Waste | [5 empty] | Non-Fossil | B | 2030 | Non-Fossil |  | 0.1036 | 0.14744 | 0.18992 | 0.44096 | 0 | 0 | 0 | 0 | 0 | 0 | 0 | 0 | 0 | 0 | 0 | 0 | 11.2687 | 16.0362 | 20.6571 | 47.962 | 0 | 0 | 0 | 0 | 0 | 0 | 0 | 0 | 0 | 0 | 0 | 0 | 0 | 0 | 0 | 0 | 0 | 0 | 0 | 0 | 1.3199 | 0.078171 | 0.11124 | 0.1433 | 0.33271 | 0 | 0 | 0 | 0 | 0 | 10.4
10204_B_7-2 | FRCC | Florida | 12 | Hillsborough | 57 | 10204 | 7-2 | Mosaic Co Tampa Facility | 9194 | 1999 | 9999 | Non-Fossil Waste | [5 empty] | Non-Fossil | B | 2030 | Non-Fossil |  | 0.1036 | 0.14744 | 0.18992 | 0.44096 | 0 | 0 | 0 | 0 | 0 | 0 | 0 | 0 | 0 | 0 | 0 | 0 | 11.2687 | 16.0362 | 20.6571 | 47.962 | 0 | 0 | 0 | 0 | 0 | 0 | 0 | 0 | 0 | 0 | 0 | 0 | 0 | 0 | 0 | 0 | 0 | 0 | 0 | 0 | 1.3199 | 0.078171 | 0.11124 | 0.1433 | 0.33271 | 0 | 0 | 0 | 0 | 0 | 10.4
10204_B_9-1 | FRCC | Florida | 12 | Hillsborough | 57 | 10204 | 9-1 | Mosaic Co Tampa Facility | 9194 | 1999 | 9999 | Non-Fossil Waste | [5 empty] | Non-Fossil | B | 2030 | Non-Fossil |  | 0.1036 | 0.14744 | 0.18992 | 0.44096 | 0 | 0 | 0 | 0 | 0 | 0 | 0 | 0 | 0 | 0 | 0 | 0 | 11.2687 | 16.0362 | 20.6571 | 47.962 | 0 | 0 | 0 | 0 | 0 | 0 | 0 | 0 | 0 | 0 | 0 | 0 | 0 | 0 | 0 | 0 | 0 | 0 | 0 | 0 | 1.3199 | 0.078171 | 0.11124 | 0.1433 | 0.33271 | 0 | 0 | 0 | 0 | 0 | 10.4
10204_B_9-2 | FRCC | Florida | 12 | Hillsborough | 57 | 10204 | 9-2 | Mosaic Co Tampa Facility | 9194 | 2000 | 9999 | Non-Fossil Waste | [5 empty] | Non-Fossil | B | 2030 | Non-Fossil |  | 0.1036 | 0.14744 | 0.18992 | 0.44096 | 0 | 0 | 0 | 0 | 0 | 0 | 0 | 0 | 0 | 0 | 0 | 0 | 11.2687 | 16.0362 | 20.6571 | 47.962 | 0 | 0 | 0 | 0 | 0 | 0 | 0 | 0 | 0 | 0 | 0 | 0 | 0 | 0 | 0 | 0 | 0 | 0 | 0 | 0 | 1.3199 | 0.078171 | 0.11124 | 0.1433 | 0.33271 | 0 | 0 | 0 | 0 | 0 | 10.4
10204_G_GEN1 | FRCC | Florida | 12 | Hillsborough | 57 | 10204 | GEN1 | Mosaic Co Tampa Facility | 9194 | 1988 | 9999 | Non-Fossil Waste | [5 empty] | Non-Fossil | G | 2030 | Non-Fossil |  | 0.34291 | 0.48799 | 0.62861 | 1.4595 | 0 | 0 | 0 | 0 | 0 | 0 | 0 | 0 | 0 | 0 | 0 | 0 | 37.2733 | 53.0428 | 68.3273 | 158.6434 | 0 | 0 | 0 | 0 | 0 | 0 | 0 | 0 | 0 | 0 | 0 | 0 | 0 | 0 | 0 | 0 | 0 | 0 | 0 | 0 | 0.12164 | 0.25857 | 0.36796 | 0.47399 | 1.1005 | 0 | 0 | 0 | 0 | 0 | 34.4
10213_G_GEN1 | WECC_LADWP | California | 6 | Los Angeles | 37 | 10213 | GEN1 | El Segundo Cogen | 9543 | 1987 | 9999 | Combined Cycle |  |  | SCR |  |  | Fossil | G | 2030 | NaturalGas |  | 0 | 0 | 0.0056349 | 0.0056349 | 0 | 0 | 0 | 0 | 0 | 0 | 0 | 0 | 0 | 0 | 0 | 0 | 0 | 0 | 0.59048 | 0.59048 | 0 | 0 | 0.32987 | 0.32987 | 0 | 0 | 3.9444e-10 | 3.9444e-10 | 0 | 0 | 5.837e-05 | 5.837e-05 | 0 | 0 | 0 | 0 | 0 | 0 | 0 | 0 | 1.5665 | 0 | 0 | 0.0024586 | 0.0024586 | 0 | 0 | 0.015911 | 0.015911 | 0 | 38.7 | SCR
10213_G_GEN2 | WECC_LADWP | California | 6 | Los Angeles | 37 | 10213 | GEN2 | El Segundo Cogen | 9543 | 1987 | 9999 | Combined Cycle |  |  | SCR |  |  | Fossil | G | 2030 | NaturalGas |  | 0 | 0 | 0.0056349 | 0.0056349 | 0 | 0 | 0 | 0 | 0 | 0 | 0 | 0 | 0 | 0 | 0 | 0 | 0 | 0 | 0.59048 | 0.59048 | 0 | 0 | 0.32987 | 0.32987 | 0 | 0 | 3.9444e-10 | 3.9444e-10 | 0 | 0 | 5.837e-05 | 5.837e-05 | 0 | 0 | 0 | 0 | 0 | 0 | 0 | 0 | 1.5665 | 0 | 0 | 0.0024586 | 0.0024586 | 0 | 0 | 0.015911 | 0.015911 | 0 | 38.7 | SCR
10213_G_GEN5 | WECC_LADWP | California | 6 | Los Angeles | 37 | 10213 | GEN5 | El Segundo Cogen | 9543 | 1996 | 9999 | Combined Cycle |  |  | SCR |  |  | Fossil | G | 2030 | NaturalGas |  | 0 | 0 | 0.0057077 | 0.0057077 | 0 | 0 | 0 | 0 | 0 | 0 | 0 | 0 | 0 | 0 | 0 | 0 | 0 | 0 | 0.5981 | 0.5981 | 0 | 0 | 0.33413 | 0.33413 | 0 | 0 | 3.9954e-10 | 3.9954e-10 | 0 | 0 | 5.9124e-05 | 5.9124e-05 | 0 | 0 | 0 | 0 | 0 | 0 | 0 | 0 | 1.5868 | 0 | 0 | 0.0024904 | 0.0024904 | 0 | 0 | 0.016116 | 0.016116 | 0 | 39.2 | SCR
10213_G_GEN6 | WECC_LADWP | California | 6 | Los Angeles | 37 | 10213 | GEN6 | El Segundo Cogen | 9543 | 1996 | 9999 | Combined Cycle |  |  | SCR | NH3 + STM |  | Fossil | G | 2030 | NaturalGas |  | 0 | 0 | 0.001325 | 0.001325 | 0 | 0 | 0 | 0 | 0 | 0 | 0 | 0 | 0 | 0 | 0 | 0 | 0 | 0 | 0.13885 | 0.13885 | 0 | 0 | 0.077566 | 0.077566 | 0 | 0 | 9.275e-11 | 9.275e-11 | 0 | 0 | 1.3725e-05 | 1.3725e-05 | 0 | 0 | 0 | 0 | 0 | 0 | 0 | 0 | 0.079062 | 0 | 0 | 0.00057812 | 0.00057812 | 0 | 0 | 0.0037413 | 0.0037413 | 0 | 9.1 | SCR
10213_G_GEN7 | WECC_LADWP | California | 6 | Los Angeles | 37 | 10213 | GEN7 | El Segundo Cogen | 8762 | 2013 | 9999 | Combined Cycle |  |  | SCR |  |  | Fossil | G | 2030 | NaturalGas |  | 0 | 0 | 0.0054411 | 0.0054411 | 0 | 0 | 0 | 0 | 0 | 0 | 0 | 0 | 0 | 0 | 0 | 0 | 0 | 0 | 0.62099 | 0.62099 | 0 | 0 | 0.31852 | 0.31852 | 0 | 0 | 3.8088e-10 | 3.8088e-10 | 0 | 0 | 3.1189e-05 | 3.1189e-05 | 0 | 0 | 0 | 0 | 0 | 0 | 0 | 0 | 1.2856 | 0 | 0 | 0.0025857 | 0.0025857 | 0 | 0 | 0.015364 | 0.015364 | 0 | 40.7 | SCR
10213_G_GEN8 | WECC_LADWP | California | 6 | Los Angeles | 37 | 10213 | GEN8 | El Segundo Cogen | 8762 | 2013 | 9999 | Combined Cycle |  |  | SCR | NH3 + STM |  | Fossil | G | 2030 | NaturalGas |  | 0 | 0 | 0.00069518 | 0.00069518 | 0 | 0 | 0 | 0 | 0 | 0 | 0 | 0 | 0 | 0 | 0 | 0 | 0 | 0 | 0.07934 | 0.07934 | 0 | 0 | 0.040696 | 0.040696 | 0 | 0 | 4.8662e-11 | 4.8662e-11 | 0 | 0 | 3.9848e-06 | 3.9848e-06 | 0 | 0 | 0 | 0 | 0 | 0 | 0 | 0 | 0.16426 | 0 | 0 | 0.00033035 | 0.00033035 | 0 | 0 | 0.0019629 | 0.0019629 | 0 | 5.2 | SCR
10214_G_GEN1 | NY_Zone D (North) | New York | 36 | Clinton | 19 | 10214 | GEN1 | Lower Saranac Hydroelectric Facility | 0 | 1990 | 9999 | Hydro | [5 empty] | Non-Fossil | G | 2030 | Hydro |  | 0 | 0 | 0 | 0 | 0 | 0 | 0 | 0 | 0 | 0 | 0 | 0 | 0 | 0 | 0 | 0 | 3.19 | 4.3081 | 5.3018 | 12.7998 | 0 | 0 | 0 | 0 | 0 | 0 | 0 | 0 | 0 | 0 | 0 | 0 | 0 | 0 | 0 | 0 | 0 | 0 | 0 | 0 | 0.047425 | 0.0044341 | 0.0059882 | 0.0073694 | 0.017792 | 0 | 0 | 0 | 0 | 0 | 3
10214_G_GEN2 | NY_Zone D (North) | New York | 36 | Clinton | 19 | 10214 | GEN2 | Lower Saranac Hydroelectric Facility | 0 | 1990 | 9999 | Hydro | [5 empty] | Non-Fossil | G | 2030 | Hydro |  | 0 | 0 | 0 | 0 | 0 | 0 | 0 | 0 | 0 | 0 | 0 | 0 | 0 | 0 | 0 | 0 | 3.19 | 4.3081 | 5.3018 | 12.7998 | 0 | 0 | 0 | 0 | 0 | 0 | 0 | 0 | 0 | 0 | 0 | 0 | 0 | 0 | 0 | 0 | 0 | 0 | 0 | 0 | 0.047425 | 0.0044341 | 0.0059882 | 0.0073694 | 0.017792 | 0 | 0 | 0 | 0 | 0 | 3
10214_G_GEN3 | NY_Zone D (North) | New York | 36 | Clinton | 19 | 10214 | GEN3 | Lower Saranac Hydroelectric Facility | 0 | 1990 | 9999 | Hydro | [5 empty] | Non-Fossil | G | 2030 | Hydro |  | 0 | 0 | 0 | 0 | 0 | 0 | 0 | 0 | 0 | 0 | 0 | 0 | 0 | 0 | 0 | 0 | 0.319 | 0.43081 | 0.53018 | 1.28 | 0 | 0 | 0 | 0 | 0 | 0 | 0 | 0 | 0 | 0 | 0 | 0 | 0 | 0 | 0 | 0 | 0 | 0 | 0 | 0 | 0.0047425 | 0.00044341 | 0.00059882 | 0.00073694 | 0.0017792 | 0 | 0 | 0 | 0 | 0 | 0.3
10216_B_PB1 | SERC_Southeastern | Alabama | 1 | Monroe | 99 | 10216 | PB1 | Alabama River Pulp | 11843 | 1978 | 9999 | Non-Fossil Waste |  |  | Wet Scrubber | STM | Wet Scrubber | Non-Fossil | B | 2030 | Non-Fossil |  | 0.19419 | 0.22733 | 0.31604 | 0.73756 | 0 | 0 | 0 | 0 | 0 | 0 | 0 | 0 | 0 | 0 | 0 | 0 | 16.3973 | 19.195 | 26.6856 | 62.2779 | 0 | 0 | 0 | 0 | 0 | 0 | 0 | 0 | 0.010527 | 0.012323 | 0.017132 | 0.039983 | 0 | 0 | 0 | 0 | 0 | 0 | 0 | 0 | 5.6512 | 0.11375 | 0.13316 | 0.18512 | 0.43202 | 0 | 0 | 0 | 0 | 0 | 21.8 | Scrubber | Wet Scrubber
10216_B_RB1 | SERC_Southeastern | Alabama | 1 | Monroe | 99 | 10216 | RB1 | Alabama River Pulp | 11843 | 1978 | 9999 | Non-Fossil Waste |  |  | ESPC | other |  | Non-Fossil | B | 2030 | Non-Fossil |  | 0.19419 | 0.22733 | 0.31604 | 0.73756 | 0 | 0 | 0 | 0 | 0 | 0 | 0 | 0 | 0 | 0 | 0 | 0 | 16.3973 | 19.195 | 26.6856 | 62.2779 | 0 | 0 | 0 | 0 | 0 | 0 | 0 | 0 | 0.0030077 | 0.0035209 | 0.0048949 | 0.011424 | 0 | 0 | 0 | 0 | 0 | 0 | 0 | 0 | 5.6512 | 0.11375 | 0.13316 | 0.18512 | 0.43202 | 0 | 0 | 0 | 0 | 0 | 21.8
10218_G_HY1 | NY_Zone F (Capital) | New York | 36 | Warren | 113 | 10218 | HY1 | Warrensburg Hydroelectric | 0 | 1988 | 9999 | Hydro | [5 empty] | Non-Fossil | G | 2030 | Hydro |  | 0 | 0 | 0 | 0 | 0 | 0 | 0 | 0 | 0 | 0 | 0 | 0 | 0 | 0 | 0 | 0 | 3.6167 | 4.8888 | 6.0009 | 14.5064 | 0 | 0 | 0 | 0 | 0 | 0 | 0 | 0 | 0 | 0 | 0 | 0 | 0 | 0 | 0 | 0 | 0 | 0 | 0 | 0 | 0.045844 | 0.0050272 | 0.0067955 | 0.0083412 | 0.020164 | 0 | 0 | 0 | 0 | 0 | 2.9
10219_G_HY1 | NY_Zone F (Capital) | New York | 36 | Washington | 115 | 10219 | HY1 | Middle Falls Hydro | 0 | 1989 | 9999 | Hydro | [5 empty] | Non-Fossil | G | 2030 | Hydro |  | 0 | 0 | 0 | 0 | 0 | 0 | 0 | 0 | 0 | 0 | 0 | 0 | 0 | 0 | 0 | 0 | 1.3719 | 1.8544 | 2.2762 | 5.5024 | 0 | 0 | 0 | 0 | 0 | 0 | 0 | 0 | 0 | 0 | 0 | 0 | 0 | 0 | 0 | 0 | 0 | 0 | 0 | 0 | 0.017389 | 0.0019069 | 0.0025776 | 0.0031639 | 0.0076484 | 0 | 0 | 0 | 0 | 0 | 1.1
10219_G_HY2 | NY_Zone F (Capital) | New York | 36 | Washington | 115 | 10219 | HY2 | Middle Falls Hydro | 0 | 1989 | 9999 | Hydro | [5 empty] | Non-Fossil | G | 2030 | Hydro |  | 0 | 0 | 0 | 0 | 0 | 0 | 0 | 0 | 0 | 0 | 0 | 0 | 0 | 0 | 0 | 0 | 1.3719 | 1.8544 | 2.2762 | 5.5024 | 0 | 0 | 0 | 0 | 0 | 0 | 0 | 0 | 0 | 0 | 0 | 0 | 0 | 0 | 0 | 0 | 0 | 0 | 0 | 0 | 0.017389 | 0.0019069 | 0.0025776 | 0.0031639 | 0.0076484 | 0 | 0 | 0 | 0 | 0 | 1.1
10220_G_HY1 | NY_Zone C&E | New York | 36 | St Lawrence | 89 | 10220 | HY1 | Sissonville Hydro | 0 | 1990 | 9999 | Hydro | [5 empty] | Non-Fossil | G | 2030 | Hydro |  | 0 | 0 | 0 | 0 | 0 | 0 | 0 | 0 | 0 | 0 | 0 | 0 | 0 | 0 | 0 | 0 | 3.6297 | 4.9128 | 6.074 | 14.6165 | 0 | 0 | 0 | 0 | 0 | 0 | 0 | 0 | 0 | 0 | 0 | 0 | 0 | 0 | 0 | 0 | 0 | 0 | 0 | 0 | 0.047425 | 0.0050453 | 0.0068287 | 0.0084429 | 0.020317 | 0 | 0 | 0 | 0 | 0 | 3
10221_G_GEN1 | NY_Zone F (Capital) | New York | 36 | Saratoga | 91 | 10221 | GEN1 | New York State Dam Hydro | 0 | 1990 | 9999 | Hydro | [5 empty] | Non-Fossil | G | 2030 | Hydro |  | 0 | 0 | 0 | 0 | 0 | 0 | 0 | 0 | 0 | 0 | 0 | 0 | 0 | 0 | 0 | 0 | 7.1087 | 9.6091 | 11.7948 | 28.5126 | 0 | 0 | 0 | 0 | 0 | 0 | 0 | 0 | 0 | 0 | 0 | 0 | 0 | 0 | 0 | 0 | 0 | 0 | 0 | 0 | 0.090107 | 0.0098811 | 0.013357 | 0.016395 | 0.039632 | 0 | 0 | 0 | 0 | 0 | 5.7
10221_G_GEN2 | NY_Zone F (Capital) | New York | 36 | Saratoga | 91 | 10221 | GEN2 | New York State Dam Hydro | 0 | 1990 | 9999 | Hydro | [5 empty] | Non-Fossil | G | 2030 | Hydro |  | 0 | 0 | 0 | 0 | 0 | 0 | 0 | 0 | 0 | 0 | 0 | 0 | 0 | 0 | 0 | 0 | 7.1087 | 9.6091 | 11.7948 | 28.5126 | 0 | 0 | 0 | 0 | 0 | 0 | 0 | 0 | 0 | 0 | 0 | 0 | 0 | 0 | 0 | 0 | 0 | 0 | 0 | 0 | 0.090107 | 0.0098811 | 0.013357 | 0.016395 | 0.039632 | 0 | 0 | 0 | 0 | 0 | 5.7
10222_G_SPP1 | WECC_Southern California Edison | California | 6 | Tulare | 107 | 10222 | SPP1 | Tulare Success Power Project | 0 | 1989 | 9999 | Hydro | [5 empty] | Non-Fossil | G | 2030 | Hydro |  | 0 | 0 | 0 | 0 | 0 | 0 | 0 | 0 | 0 | 0 | 0 | 0 | 0 | 0 | 0 | 0 | 0.68442 | 1.2062 | 2.6094 | 4.5001 | 0 | 0 | 0 | 0 | 0 | 0 | 0 | 0 | 0 | 0 | 0 | 0 | 0 | 0 | 0 | 0 | 0 | 0 | 0 | 0 | 0.022132 | 0.00095134 | 0.0016766 | 0.0036271 | 0.0062551 | 0 | 0 | 0 | 0 | 0 | 1.4
10233_B_PB | SERC_Southeastern | Mississippi | 28 | Perry | 111 | 10233 | PB | Leaf River Cellulose LLC | 5075 | 1984 | 9999 | Non-Fossil Waste |  |  | ESPH |  |  | Non-Fossil | B | 2030 | Non-Fossil |  | 0.19374 | 0.26791 | 0.3298 | 0.79146 | 0 | 0 | 0 | 0 | 0 | 0 | 0 | 0 | 0 | 0 | 0 | 0 | 38.175 | 52.7909 | 64.9859 | 155.9519 | 0 | 0 | 0 | 0 | 0 | 0 | 0 | 0 | 0.054927 | 0.075957 | 0.093503 | 0.22439 | 0 | 0 | 0 | 0 | 0 | 0 | 0 | 0 | 6.74 | 0.26482 | 0.36621 | 0.45081 | 1.0818 | 0 | 0 | 0 | 0 | 0 | 26
10233_B_RB | SERC_Southeastern | Mississippi | 28 | Perry | 111 | 10233 | RB | Leaf River Cellulose LLC | 5075 | 1984 | 9999 | Non-Fossil Waste |  |  | ESPH |  |  | Non-Fossil | B | 2030 | Non-Fossil |  | 0.19374 | 0.26791 | 0.3298 | 0.79146 | 0 | 0 | 0 | 0 | 0 | 0 | 0 | 0 | 0 | 0 | 0 | 0 | 38.175 | 52.7909 | 64.9859 | 155.9519 | 0 | 0 | 0 | 0 | 0 | 0 | 0 | 0 | 0.021519 | 0.029757 | 0.036631 | 0.087907 | 0 | 0 | 0 | 0 | 0 | 0 | 0 | 0 | 6.74 | 0.26482 | 0.36621 | 0.45081 | 1.0818 | 0 | 0 | 0 | 0 | 0 | 26
10237_G_GEN1 | NY_Zone C&E | New York | 36 | Lewis | 49 | 10237 | GEN1 | Diana Hydroelectric | 0 | 1985 | 9999 | Hydro | [5 empty] | Non-Fossil | G | 2030 | Hydro |  | 0 | 0 | 0 | 0 | 0 | 0 | 0 | 0 | 0 | 0 | 0 | 0 | 0 | 0 | 0 | 0 | 1.7542 | 2.3745 | 2.9318 | 7.0605 | 0 | 0 | 0 | 0 | 0 | 0 | 0 | 0 | 0 | 0 | 0 | 0 | 0 | 0 | 0 | 0 | 0 | 0 | 0 | 0 | 0.025293 | 0.0024383 | 0.0033006 | 0.0040752 | 0.0098141 | 0 | 0 | 0 | 0 | 0 | 1.6
10238_G_GEN1 | NY_Zone C&E | New York | 36 | Herkimer | 43 | 10238 | GEN1 | Dolgeville Hydro | 0 | 1985 | 9999 | Hydro | [5 empty] | Non-Fossil | G | 2030 | Hydro |  | 0 | 0 | 0 | 0 | 0 | 0 | 0 | 0 | 0 | 0 | 0 | 0 | 0 | 0 | 0 | 0 | 2.8505 | 3.8586 | 4.7642 | 11.4733 | 0 | 0 | 0 | 0 | 0 | 0 | 0 | 0 | 0 | 0 | 0 | 0 | 0 | 0 | 0 | 0 | 0 | 0 | 0 | 0 | 0.041101 | 0.0039622 | 0.0053635 | 0.0066222 | 0.015948 | 0 | 0 | 0 | 0 | 0 | 2.6
1024_B_5 | MISO_Indiana (including parts of Kentucky) | Indiana | 18 | Montgomery | 107 | 1024 | 5 | Crawfordsville Power Plant | 14500 | 1956 | 9999 | Coal Steam | stoker/SPR | dry | Cyclone |  |  | Fossil | B | 2030 | Coal |  | 0.23413 | 0 | 0 | 0.23413 | 0.23413 | 0 | 0 | 0.23413 | 0 | 0 | 0 | 0 | 0 | 0 | 0 | 0 | 16.1471 | 0 | 0 | 16.1471 | 23.8059 | 0 | 0 | 23.8059 | 0.0008689 | 0 | 0 | 0.0008689 | 0.05559 | 0 | 0 | 0.05559 | 0.60506 | 0 | 0 | 0.60506 | 0.0070494 | 0 | 0 | 0.0070494 | 0.65979 | 0.024559 | 0 | 0 | 0.024559 | 0.423 | 0 | 0 | 0.423 | 0 | 10.6
1024_B_6 | MISO_Indiana (including parts of Kentucky) | Indiana | 18 | Montgomery | 107 | 1024 | 6 | Crawfordsville Power Plant | 14500 | 1965 | 9999 | Coal Steam | stoker/SPR | dry | ESPC + Cyclone |  |  | Fossil | B | 2030 | Coal |  | 0.27831 | 0 | 0 | 0.27831 | 0.27831 | 0 | 0 | 0.27831 | 0 | 0 | 0 | 0 | 0 | 0 | 0 | 0 | 19.1938 | 0 | 0 | 19.1938 | 28.3014 | 0 | 0 | 28.3014 | 0.00066641 | 0 | 0 | 0.00066641 | 0.066079 | 0 | 0 | 0.066079 | 0.73059 | 0 | 0 | 0.73059 | 0.0080877 | 0 | 0 | 0.0080877 | 0.78428 | 0.029192 | 0 | 0 | 0.029192 | 0.50281 | 0 | 0 | 0.50281 | 0 | 12.6
1024_G_D1 | MISO_Indiana (including parts of Kentucky) | Indiana | 18 | Montgomery | 107 | 1024 | D1 | Crawfordsville Power Plant | 12283 | 1994 | 9999 | Combustion Turbine | [5 empty] | Fossil | G | 2030 | Oil |  | 0 | 0 | 0 | 0 | 0 | 0 | 0 | 0 | 0 | 0 | 0 | 0 | 0 | 0 | 0 | 0 | 0 | 0 | 0 | 0 | 0 | 0 | 0 | 0 | 0 | 0 | 0 | 0 | 0 | 0 | 0 | 0 | 0 | 0 | 0 | 0 | 0 | 0 | 0 | 0 | 0.038597 | 0 | 0 | 0 | 0 | 0 | 0 | 0 | 0 | 0 | 0.9
10243_G_GEN5 | ERCOT_Rest | Texas | 48 | Nueces | 355 | 10243 | GEN5 | Ticona Polymers Inc | 11373 | 1989 | 9999 | Combustion Turbine | [5 empty] | Fossil | G | 2030 | NaturalGas |  | 0.0012544 | 0.00094079 | 0 | 0.0021952 | 0 | 0 | 0 | 0 | 0 | 0 | 0 | 0 | 0 | 0 | 0 | 0 | 0.1103 | 0.082721 | 0 | 0.19302 | 0.077454 | 0.058091 | 0 | 0.13555 | 9.2617e-11 | 6.9463e-11 | 0 | 1.6208e-10 | 8.0412e-05 | 6.0309e-05 | 0 | 0.00014072 | 0 | 0 | 0 | 0 | 0 | 0 | 0 | 0 | 1.338 | 0.00061324 | 0.00045993 | 0 | 0.0010732 | 0.0033457 | 0.0022091 | 0 | 0.0055548 | 0 | 32.5
10253_G_LGEN | WECC_Northern California (not including BANC) | California | 6 | Sierra | 91 | 10253 | LGEN | Haypress | 0 | 1989 | 9999 | Hydro | [5 empty] | Non-Fossil | G | 2030 | Hydro |  | 0 | 0 | 0 | 0 | 0 | 0 | 0 | 0 | 0 | 0 | 0 | 0 | 0 | 0 | 0 | 0 | 2.4741 | 3.9456 | 7.4768 | 13.8966 | 0 | 0 | 0 | 0 | 0 | 0 | 0 | 0 | 0 | 0 | 0 | 0 | 0 | 0 | 0 | 0 | 0 | 0 | 0 | 0 | 0.079041 | 0.0034391 | 0.0054844 | 0.010393 | 0.019316 | 0 | 0 | 0 | 0 | 0 | 5
10253_G_UGEN | WECC_Northern California (not including BANC) | California | 6 | Sierra | 91 | 10253 | UGEN | Haypress | 0 | 1988 | 9999 | Hydro | [5 empty] | Non-Fossil | G | 2030 | Hydro |  | 0 | 0 | 0 | 0 | 0 | 0 | 0 | 0 | 0 | 0 | 0 | 0 | 0 | 0 | 0 | 0 | 2.4741 | 3.9456 | 7.4768 | 13.8966 | 0 | 0 | 0 | 0 | 0 | 0 | 0 | 0 | 0 | 0 | 0 | 0 | 0 | 0 | 0 | 0 | 0 | 0 | 0 | 0 | 0.079041 | 0.0034391 | 0.0054844 | 0.010393 | 0.019316 | 0 | 0 | 0 | 0 | 0 | 5
10255_G_GEN1 | ISONE_Maine | Maine | 23 | Penobscot | 19 | 10255 | GEN1 | West Enfield Hydro | 0 | 1988 | 9999 | Hydro | [5 empty] | Non-Fossil | G | 2030 | Hydro |  | 0 | 0 | 0 | 0 | 0 | 0 | 0 | 0 | 0 | 0 | 0 | 0 | 0 | 0 | 0 | 0 | 6.8627 | 8.9666 | 10.0906 | 25.9198 | 0 | 0 | 0 | 0 | 0 | 0 | 0 | 0 | 0 | 0 | 0 | 0 | 0 | 0 | 0 | 0 | 0 | 0 | 0 | 0 | 0.069556 | 0.0095391 | 0.012464 | 0.014026 | 0.036029 | 0 | 0 | 0 | 0 | 0 | 4.4
10255_G_GEN2 | ISONE_Maine | Maine | 23 | Penobscot | 19 | 10255 | GEN2 | West Enfield Hydro | 0 | 1988 | 9999 | Hydro | [5 empty] | Non-Fossil | G | 2030 | Hydro |  | 0 | 0 | 0 | 0 | 0 | 0 | 0 | 0 | 0 | 0 | 0 | 0 | 0 | 0 | 0 | 0 | 7.9545 | 10.3931 | 11.6959 | 30.0434 | 0 | 0 | 0 | 0 | 0 | 0 | 0 | 0 | 0 | 0 | 0 | 0 | 0 | 0 | 0 | 0 | 0 | 0 | 0 | 0 | 0.080622 | 0.011057 | 0.014446 | 0.016257 | 0.04176 | 0 | 0 | 0 | 0 | 0 | 5.1
10258_G_1 | SERC_VACAR | North Carolina | 37 | Alamance | 1 | 10258 | 1 | Haw River Hydro | 0 | 1981 | 9999 | Hydro | [5 empty] | Non-Fossil | G | 2030 | Hydro |  | 0 | 0 | 0 | 0 | 0 | 0 | 0 | 0 | 0 | 0 | 0 | 0 | 0 | 0 | 0 | 0 | 0.96107 | 1.0816 | 1.1829 | 3.2256 | 0 | 0 | 0 | 0 | 0 | 0 | 0 | 0 | 0 | 0 | 0 | 0 | 0 | 0 | 0 | 0 | 0 | 0 | 0 | 0 | 0.015808 | 0.0013359 | 0.0015035 | 0.0016442 | 0.0044836 | 0 | 0 | 0 | 0 | 0 | 1
10258_G_2 | SERC_VACAR | North Carolina | 37 | Alamance | 1 | 10258 | 2 | Haw River Hydro | 0 | 1982 | 9999 | Hydro | [5 empty] | Non-Fossil | G | 2030 | Hydro |  | 0 | 0 | 0 | 0 | 0 | 0 | 0 | 0 | 0 | 0 | 0 | 0 | 0 | 0 | 0 | 0 | 0.48053 | 0.54082 | 0.59144 | 1.6128 | 0 | 0 | 0 | 0 | 0 | 0 | 0 | 0 | 0 | 0 | 0 | 0 | 0 | 0 | 0 | 0 | 0 | 0 | 0 | 0 | 0.0079041 | 0.00066794 | 0.00075174 | 0.0008221 | 0.0022418 | 0 | 0 | 0 | 0 | 0 | 0.5
10276_G_0049 | ISONE_MA, VT, NH, RI (Rest of ISO New England) | New Hampshire | 33 | Belknap | 1 | 10276 | 0049 | Clement Dam Hydro LLC | 0 | 1984 | 9999 | Hydro | [5 empty] | Non-Fossil | G | 2030 | Hydro |  | 0 | 0 | 0 | 0 | 0 | 0 | 0 | 0 | 0 | 0 | 0 | 0 | 0 | 0 | 0 | 0 | 1.2907 | 2.0845 | 2.0134 | 5.3886 | 0 | 0 | 0 | 0 | 0 | 0 | 0 | 0 | 0 | 0 | 0 | 0 | 0 | 0 | 0 | 0 | 0 | 0 | 0 | 0 | 0.036359 | 0.0017941 | 0.0028975 | 0.0027986 | 0.0074901 | 0 | 0 | 0 | 0 | 0 | 2.3
10279_G_1 | SPP North- (Kansas, Missouri) | Kansas | 20 | Douglas | 45 | 10279 | 1 | Kansas River Project | 0 | 1920 | 9999 | Hydro | [5 empty] | Non-Fossil | G | 2030 | Hydro |  | 0 | 0 | 0 | 0 | 0 | 0 | 0 | 0 | 0 | 0 | 0 | 0 | 0 | 0 | 0 | 0 | 0.20735 | 0.27252 | 0.42299 | 0.90286 | 0 | 0 | 0 | 0 | 0 | 0 | 0 | 0 | 0 | 0 | 0 | 0 | 0 | 0 | 0 | 0 | 0 | 0 | 0 | 0 | 0.0047425 | 0.00028822 | 0.0003788 | 0.00058795 | 0.001255 | 0 | 0 | 0 | 0 | 0 | 0.3
10279_G_10 | SPP North- (Kansas, Missouri) | Kansas | 20 | Douglas | 45 | 10279 | 10 | Kansas River Project | 0 | 2012 | 9999 | Hydro | [5 empty] | Non-Fossil | G | 2030 | Hydro |  | 0 | 0 | 0 | 0 | 0 | 0 | 0 | 0 | 0 | 0 | 0 | 0 | 0 | 0 | 0 | 0 | 0.89853 | 1.1809 | 1.8329 | 3.9124 | 0 | 0 | 0 | 0 | 0 | 0 | 0 | 0 | 0 | 0 | 0 | 0 | 0 | 0 | 0 | 0 | 0 | 0 | 0 | 0 | 0.020551 | 0.001249 | 0.0016415 | 0.0025478 | 0.0054382 | 0 | 0 | 0 | 0 | 0 | 1.3
10279_G_11 | SPP North- (Kansas, Missouri) | Kansas | 20 | Douglas | 45 | 10279 | 11 | Kansas River Project | 0 | 2012 | 9999 | Hydro | [5 empty] | Non-Fossil | G | 2030 | Hydro |  | 0 | 0 | 0 | 0 | 0 | 0 | 0 | 0 | 0 | 0 | 0 | 0 | 0 | 0 | 0 | 0 | 0.69118 | 0.9084 | 1.41 | 3.0095 | 0 | 0 | 0 | 0 | 0 | 0 | 0 | 0 | 0 | 0 | 0 | 0 | 0 | 0 | 0 | 0 | 0 | 0 | 0 | 0 | 0.015808 | 0.00096074 | 0.0012627 | 0.0019598 | 0.0041832 | 0 | 0 | 0 | 0 | 0 | 1
10279_G_2 | SPP North- (Kansas, Missouri) | Kansas | 20 | Douglas | 45 | 10279 | 2 | Kansas River Project | 0 | 1922 | 9999 | Hydro | [5 empty] | Non-Fossil | G | 2030 | Hydro |  | 0 | 0 | 0 | 0 | 0 | 0 | 0 | 0 | 0 | 0 | 0 | 0 | 0 | 0 | 0 | 0 | 0.20735 | 0.27252 | 0.42299 | 0.90286 | 0 | 0 | 0 | 0 | 0 | 0 | 0 | 0 | 0 | 0 | 0 | 0 | 0 | 0 | 0 | 0 | 0 | 0 | 0 | 0 | 0.0047425 | 0.00028822 | 0.0003788 | 0.00058795 | 0.001255 | 0 | 0 | 0 | 0 | 0 | 0.3
10279_G_3 | SPP North- (Kansas, Missouri) | Kansas | 20 | Douglas | 45 | 10279 | 3 | Kansas River Project | 0 | 1922 | 9999 | Hydro | [5 empty] | Non-Fossil | G | 2030 | Hydro |  | 0 | 0 | 0 | 0 | 0 | 0 | 0 | 0 | 0 | 0 | 0 | 0 | 0 | 0 | 0 | 0 | 0.20735 | 0.27252 | 0.42299 | 0.90286 | 0 | 0 | 0 | 0 | 0 | 0 | 0 | 0 | 0 | 0 | 0 | 0 | 0 | 0 | 0 | 0 | 0 | 0 | 0 | 0 | 0.0047425 | 0.00028822 | 0.0003788 | 0.00058795 | 0.001255 | 0 | 0 | 0 | 0 | 0 | 0.3
10279_G_4 | SPP North- (Kansas, Missouri) | Kansas | 20 | Douglas | 45 | 10279 | 4 | Kansas River Project | 0 | 1922 | 9999 | Hydro | [5 empty] | Non-Fossil | G | 2030 | Hydro |  | 0 | 0 | 0 | 0 | 0 | 0 | 0 | 0 | 0 | 0 | 0 | 0 | 0 | 0 | 0 | 0 | 0.20735 | 0.27252 | 0.42299 | 0.90286 | 0 | 0 | 0 | 0 | 0 | 0 | 0 | 0 | 0 | 0 | 0 | 0 | 0 | 0 | 0 | 0 | 0 | 0 | 0 | 0 | 0.0047425 | 0.00028822 | 0.0003788 | 0.00058795 | 0.001255 | 0 | 0 | 0 | 0 | 0 | 0.3
10279_G_5 | SPP North- (Kansas, Missouri) | Kansas | 20 | Douglas | 45 | 10279 | 5 | Kansas River Project | 0 | 1922 | 9999 | Hydro | [5 empty] | Non-Fossil | G | 2030 | Hydro |  | 0 | 0 | 0 | 0 | 0 | 0 | 0 | 0 | 0 | 0 | 0 | 0 | 0 | 0 | 0 | 0 | 0.27647 | 0.36336 | 0.56398 | 1.2038 | 0 | 0 | 0 | 0 | 0 | 0 | 0 | 0 | 0 | 0 | 0 | 0 | 0 | 0 | 0 | 0 | 0 | 0 | 0 | 0 | 0.0063233 | 0.00038429 | 0.00050507 | 0.00078393 | 0.0016733 | 0 | 0 | 0 | 0 | 0 | 0.4
10279_G_6 | SPP North- (Kansas, Missouri) | Kansas | 20 | Douglas | 45 | 10279 | 6 | Kansas River Project | 0 | 1925 | 9999 | Hydro | [5 empty] | Non-Fossil | G | 2030 | Hydro |  | 0 | 0 | 0 | 0 | 0 | 0 | 0 | 0 | 0 | 0 | 0 | 0 | 0 | 0 | 0 | 0 | 0.27647 | 0.36336 | 0.56398 | 1.2038 | 0 | 0 | 0 | 0 | 0 | 0 | 0 | 0 | 0 | 0 | 0 | 0 | 0 | 0 | 0 | 0 | 0 | 0 | 0 | 0 | 0.0063233 | 0.00038429 | 0.00050507 | 0.00078393 | 0.0016733 | 0 | 0 | 0 | 0 | 0 | 0.4
10279_G_7 | SPP North- (Kansas, Missouri) | Kansas | 20 | Douglas | 45 | 10279 | 7 | Kansas River Project | 0 | 1925 | 9999 | Hydro | [5 empty] | Non-Fossil | G | 2030 | Hydro |  | 0 | 0 | 0 | 0 | 0 | 0 | 0 | 0 | 0 | 0 | 0 | 0 | 0 | 0 | 0 | 0 | 0.27647 | 0.36336 | 0.56398 | 1.2038 | 0 | 0 | 0 | 0 | 0 | 0 | 0 | 0 | 0 | 0 | 0 | 0 | 0 | 0 | 0 | 0 | 0 | 0 | 0 | 0 | 0.0063233 | 0.00038429 | 0.00050507 | 0.00078393 | 0.0016733 | 0 | 0 | 0 | 0 | 0 | 0.4
10279_G_8 | SPP North- (Kansas, Missouri) | Kansas | 20 | Douglas | 45 | 10279 | 8 | Kansas River Project | 0 | 2012 | 9999 | Hydro | [5 empty] | Non-Fossil | G | 2030 | Hydro |  | 0 | 0 | 0 | 0 | 0 | 0 | 0 | 0 | 0 | 0 | 0 | 0 | 0 | 0 | 0 | 0 | 0.69118 | 0.9084 | 1.41 | 3.0095 | 0 | 0 | 0 | 0 | 0 | 0 | 0 | 0 | 0 | 0 | 0 | 0 | 0 | 0 | 0 | 0 | 0 | 0 | 0 | 0 | 0.015808 | 0.00096074 | 0.0012627 | 0.0019598 | 0.0041832 | 0 | 0 | 0 | 0 | 0 | 1
10279_G_9 | SPP North- (Kansas, Missouri) | Kansas | 20 | Douglas | 45 | 10279 | 9 | Kansas River Project | 0 | 2012 | 9999 | Hydro | [5 empty] | Non-Fossil | G | 2030 | Hydro |  | 0 | 0 | 0 | 0 | 0 | 0 | 0 | 0 | 0 | 0 | 0 | 0 | 0 | 0 | 0 | 0 | 0.89853 | 1.1809 | 1.8329 | 3.9124 | 0 | 0 | 0 | 0 | 0 | 0 | 0 | 0 | 0 | 0 | 0 | 0 | 0 | 0 | 0 | 0 | 0 | 0 | 0 | 0 | 0.020551 | 0.001249 | 0.0016415 | 0.0025478 | 0.0054382 | 0 | 0 | 0 | 0 | 0 | 1.3
10282_G_BCHY | WECC_Northern California (not including BANC) | California | 6 | Trinity | 105 | 10282 | BCHY | Big Creek Water Works | 0 | 1987 | 9999 | Hydro | [5 empty] | Non-Fossil | G | 2030 | Hydro |  | 0 | 0 | 0 | 0 | 0 | 0 | 0 | 0 | 0 | 0 | 0 | 0 | 0 | 0 | 0 | 0 | 2.3752 | 3.7878 | 7.1778 | 13.3407 | 0 | 0 | 0 | 0 | 0 | 0 | 0 | 0 | 0 | 0 | 0 | 0 | 0 | 0 | 0 | 0 | 0 | 0 | 0 | 0 | 0.07588 | 0.0033015 | 0.005265 | 0.0099771 | 0.018544 | 0 | 0 | 0 | 0 | 0 | 4.8
10285_G_GEN1 | PJM West | Pennsylvania | 42 | Beaver | 7 | 10285 | GEN1 | Townsend Hydro | 0 | 1987 | 9999 | Hydro | [5 empty] | Non-Fossil | G | 2030 | Hydro |  | 0 | 0 | 0 | 0 | 0 | 0 | 0 | 0 | 0 | 0 | 0 | 0 | 0 | 0 | 0 | 0 | 2.4973 | 3.5906 | 3.2179 | 9.3058 | 0 | 0 | 0 | 0 | 0 | 0 | 0 | 0 | 0 | 0 | 0 | 0 | 0 | 0 | 0 | 0 | 0 | 0 | 0 | 0 | 0.033197 | 0.0034713 | 0.0049909 | 0.0044729 | 0.012935 | 0 | 0 | 0 | 0 | 0 | 2.1
10285_G_GEN2 | PJM West | Pennsylvania | 42 | Beaver | 7 | 10285 | GEN2 | Townsend Hydro | 0 | 1987 | 9999 | Hydro | [5 empty] | Non-Fossil | G | 2030 | Hydro |  | 0 | 0 | 0 | 0 | 0 | 0 | 0 | 0 | 0 | 0 | 0 | 0 | 0 | 0 | 0 | 0 | 2.4973 | 3.5906 | 3.2179 | 9.3058 | 0 | 0 | 0 | 0 | 0 | 0 | 0 | 0 | 0 | 0 | 0 | 0 | 0 | 0 | 0 | 0 | 0 | 0 | 0 | 0 | 0.033197 | 0.0034713 | 0.0049909 | 0.0044729 | 0.012935 | 0 | 0 | 0 | 0 | 0 | 2.1
10286_G_1 | NY_Zone C&E | New York | 36 | Tompkins | 109 | 10286 | 1 | Cornell Hydro | 0 | 1981 | 9999 | Hydro | [5 empty] | Non-Fossil | G | 2030 | Hydro |  | 0 | 0 | 0 | 0 | 0 | 0 | 0 | 0 | 0 | 0 | 0 | 0 | 0 | 0 | 0 | 0 | 0.54817 | 0.74204 | 0.91619 | 2.2064 | 0 | 0 | 0 | 0 | 0 | 0 | 0 | 0 | 0 | 0 | 0 | 0 | 0 | 0 | 0 | 0 | 0 | 0 | 0 | 0 | 0.0079041 | 0.00076196 | 0.0010314 | 0.0012735 | 0.0030669 | 0 | 0 | 0 | 0 | 0 | 0.5
10286_G_2 | NY_Zone C&E | New York | 36 | Tompkins | 109 | 10286 | 2 | Cornell Hydro | 0 | 1981 | 9999 | Hydro | [5 empty] | Non-Fossil | G | 2030 | Hydro |  | 0 | 0 | 0 | 0 | 0 | 0 | 0 | 0 | 0 | 0 | 0 | 0 | 0 | 0 | 0 | 0 | 1.206 | 1.6325 | 2.0156 | 4.8541 | 0 | 0 | 0 | 0 | 0 | 0 | 0 | 0 | 0 | 0 | 0 | 0 | 0 | 0 | 0 | 0 | 0 | 0 | 0 | 0 | 0.017389 | 0.0016763 | 0.0022692 | 0.0028017 | 0.0067472 | 0 | 0 | 0 | 0 | 0 | 1.1
10287_G_GEN1 | WECC_Northern Nevada | Nevada | 32 | Lander | 15 | 10287 | GEN1 | Beowawe Power | 9771 | 1985 | 9999 | Geothermal | [5 empty] | Non-Fossil | G | 2030 | Geothermal |  | 0.22901 | 0.28989 | 0.33615 | 0.85505 | 0 | 0 | 0 | 0 | 0 | 0 | 0 | 0 | 0 | 0 | 0 | 0 | 23.438 | 29.6681 | 34.4028 | 87.5089 | 0 | 0 | 0 | 0 | 0.00041799 | 0.0005291 | 0.00061354 | 0.0015606 | 0 | 0 | 0 | 0 | 0 | 0 | 0 | 0 | 0 | 0 | 0 | 0 | 1.7455 | 0.027188 | 0.034415 | 0.039907 | 0.10151 | 0 | 0 | 0 | 0 | 0 | 12.8
10287_G_GEN2 | WECC_Northern Nevada | Nevada | 32 | Lander | 15 | 10287 | GEN2 | Beowawe Power | 9771 | 2011 | 9999 | Geothermal | [5 empty] | Non-Fossil | G | 2030 | Geothermal |  | 0.023259 | 0.029442 | 0.03414 | 0.086841 | 0 | 0 | 0 | 0 | 0 | 0 | 0 | 0 | 0 | 0 | 0 | 0 | 2.3804 | 3.0132 | 3.494 | 8.8876 | 0 | 0 | 0 | 0 | 4.2453e-05 | 5.3737e-05 | 6.2313e-05 | 0.0001585 | 0 | 0 | 0 | 0 | 0 | 0 | 0 | 0 | 0 | 0 | 0 | 0 | 0.17727 | 0.0027613 | 0.0034953 | 0.0040531 | 0.01031 | 0 | 0 | 0 | 0 | 0 | 1.3
10290_B_EU1 | ISONE_MA, VT, NH, RI (Rest of ISO New England) | New Hampshire | 33 | Grafton | 9 | 10290 | EU1 | Bridgewater Power LP | 15710 | 1987 | 9999 | Biomass |  |  | Baghouse + Cyclone + SCR | LA + OFA |  | Non-Fossil | B | 2030 |  | Biomass Retirement | 0 | 0 | 0 | 0 | 0 | 0 | 0 | 0 | 0 | 0 | 0 | 0 | 0 | 0 | 0 | 0 | 0 | 0 | 0 | 0 | 0 | 0 | 0 | 0 | 0 | 0 | 0 | 0 | 0 | 0 | 0 | 0 | 0 | 0 | 0 | 0 | 0 | 0 | 0 | 0 | 0 | 0 | 0 | 0 | 0 | 0 | 0 | 0 | 0 | 0 | 16 | SCR
10294_G_GTG | WECC_Northern California (not including BANC) | California | 6 | Monterey | 53 | 10294 | GTG | King City Power Plant | 7832 | 1989 | 9999 | Combined Cycle |  |  | SCR | DLNB |  | Fossil | G | 2030 | NaturalGas |  | 0.29878 | 0 | 0.16934 | 0.46811 | 0 | 0 | 0 | 0 | 0 | 0 | 0 | 0 | 0 | 0 | 0 | 0 | 38.1483 | 0 | 21.6212 | 59.7694 | 19.0581 | 0 | 10.8015 | 29.8596 | 2.2789e-08 | 0 | 1.2916e-08 | 3.5705e-08 | 0.0054151 | 0 | 0.0030691 | 0.0084841 | 0 | 0 | 0 | 0 | 0 | 0 | 0 | 0 | 2.9806 | 0.12725 | 0 | 0.088379 | 0.21563 | 1.0207 | 0 | 0.47454 | 1.4952 | 0 | 73 | SCR
10294_G_STG | WECC_Northern California (not including BANC) | California | 6 | Monterey | 53 | 10294 | STG | King City Power Plant | 7832 | 1989 | 9999 | Combined Cycle |  |  | SCR | DLNB + H2O + NH3 |  | Fossil | G | 2030 | NaturalGas |  | 0.15553 | 0 | 0.088148 | 0.24368 | 0 | 0 | 0 | 0 | 0 | 0 | 0 | 0 | 0 | 0 | 0 | 0 | 19.858 | 0 | 11.2549 | 31.1129 | 9.9207 | 0 | 5.6227 | 15.5434 | 1.1863e-08 | 0 | 6.7234e-09 | 1.8586e-08 | 0.0028188 | 0 | 0.0015976 | 0.0044164 | 0 | 0 | 0 | 0 | 0 | 0 | 0 | 0 | 1.5515 | 0.066238 | 0 | 0.046005 | 0.11224 | 0.53132 | 0 | 0.24702 | 0.77834 | 0 | 38 | SCR
10296_G_GEN1 | WECC_Idaho | Idaho | 16 | Twin Falls | 83 | 10296 | GEN1 | South Forks Hydro | 0 | 1984 | 9999 | Hydro | [5 empty] | Non-Fossil | G | 2030 | Hydro |  | 0 | 0 | 0 | 0 | 0 | 0 | 0 | 0 | 0 | 0 | 0 | 0 | 0 | 0 | 0 | 0 | 3.1976 | 4.7045 | 8.0378 | 15.9399 | 0 | 0 | 0 | 0 | 0 | 0 | 0 | 0 | 0 | 0 | 0 | 0 | 0 | 0 | 0 | 0 | 0 | 0 | 0 | 0 | 0.063233 | 0.0044446 | 0.0065393 | 0.011173 | 0.022156 | 0 | 0 | 0 | 0 | 0 | 4
10296_G_GEN2 | WECC_Idaho | Idaho | 16 | Twin Falls | 83 | 10296 | GEN2 | South Forks Hydro | 0 | 1984 | 9999 | Hydro | [5 empty] | Non-Fossil | G | 2030 | Hydro |  | 0 | 0 | 0 | 0 | 0 | 0 | 0 | 0 | 0 | 0 | 0 | 0 | 0 | 0 | 0 | 0 | 3.1976 | 4.7045 | 8.0378 | 15.9399 | 0 | 0 | 0 | 0 | 0 | 0 | 0 | 0 | 0 | 0 | 0 | 0 | 0 | 0 | 0 | 0 | 0 | 0 | 0 | 0 | 0.063233 | 0.0044446 | 0.0065393 | 0.011173 | 0.022156 | 0 | 0 | 0 | 0 | 0 | 4
10298_G_GT1 | ERCOT_Rest | Texas | 48 | Harris | 201 | 10298 | GT1 | Bayou Cogen Plant | 12369 | 2014 | 9999 | Combustion Turbine |  |  |  | DLNB |  | Fossil | G | 2030 | NaturalGas |  | 0.0031688 | 0.0023766 | 0 | 0.0055454 | 0 | 0 | 0 | 0 | 0 | 0 | 0 | 0 | 0 | 0 | 0 | 0 | 0.25619 | 0.19214 | 0 | 0.44833 | 0.1855 | 0.13913 | 0 | 0.32463 | 2.2182e-10 | 1.6636e-10 | 0 | 3.8818e-10 | 2.9042e-05 | 2.1782e-05 | 0 | 5.0824e-05 | 0 | 0 | 0 | 0 | 0 | 0 | 0 | 0 | 1.4794 | 0.0016704 | 0.0012528 | 0 | 0.0029231 | 0.0084518 | 0.0055805 | 0 | 0.014032 | 0 | 75
10298_G_GT2 | ERCOT_Rest | Texas | 48 | Harris | 201 | 10298 | GT2 | Bayou Cogen Plant | 12369 | 2015 | 9999 | Combustion Turbine |  |  |  | DLNB |  | Fossil | G | 2030 | NaturalGas |  | 0.0031688 | 0.0023766 | 0 | 0.0055454 | 0 | 0 | 0 | 0 | 0 | 0 | 0 | 0 | 0 | 0 | 0 | 0 | 0.25619 | 0.19214 | 0 | 0.44833 | 0.1855 | 0.13913 | 0 | 0.32463 | 2.2182e-10 | 1.6636e-10 | 0 | 3.8818e-10 | 2.8187e-05 | 2.114e-05 | 0 | 4.9326e-05 | 0 | 0 | 0 | 0 | 0 | 0 | 0 | 0 | 1.4794 | 0.0016704 | 0.0012528 | 0 | 0.0029231 | 0.0084518 | 0.0055805 | 0 | 0.014032 | 0 | 75
10298_G_GT3 | ERCOT_Rest | Texas | 48 | Harris | 201 | 10298 | GT3 | Bayou Cogen Plant | 12369 | 2015 | 9999 | Combustion Turbine |  |  |  | DLNB |  | Fossil | G | 2030 | NaturalGas |  | 0.0031688 | 0.0023766 | 0 | 0.0055454 | 0 | 0 | 0 | 0 | 0 | 0 | 0 | 0 | 0 | 0 | 0 | 0 | 0.25619 | 0.19214 | 0 | 0.44833 | 0.1855 | 0.13913 | 0 | 0.32463 | 2.2182e-10 | 1.6636e-10 | 0 | 3.8818e-10 | 2.9898e-05 | 2.2423e-05 | 0 | 5.2321e-05 | 0 | 0 | 0 | 0 | 0 | 0 | 0 | 0 | 1.4794 | 0.0016704 | 0.0012528 | 0 | 0.0029231 | 0.0084518 | 0.0055805 | 0 | 0.014032 | 0 | 75
10300_B_BLR1 | WECC_Imperial Irrigation District (IID) | California | 6 | Riverside | 65 | 10300 | BLR1 | Desert View Power | 16026 | 1992 | 9999 | Biomass |  |  | Baghouse + Dry Scrubber + SNCR + DSI |  | Dry Scrubber | Non-Fossil | B | 2030 |  | Biomass Retirement | 0 | 0 | 0 | 0 | 0 | 0 | 0 | 0 | 0 | 0 | 0 | 0 | 0 | 0 | 0 | 0 | 0 | 0 | 0 | 0 | 0 | 0 | 0 | 0 | 0 | 0 | 0 | 0 | 0 | 0 | 0 | 0 | 0 | 0 | 0 | 0 | 0 | 0 | 0 | 0 | 0 | 0 | 0 | 0 | 0 | 0 | 0 | 0 | 0 | 0 | 23.5 | Scrubber / SNCR / DSI | Dry Scrubber
10300_B_BLR2 | WECC_Imperial Irrigation District (IID) | California | 6 | Riverside | 65 | 10300 | BLR2 | Desert View Power | 16026 | 1992 | 9999 | Biomass |  |  | Baghouse + Dry Scrubber + SNCR + DSI |  | Dry Scrubber | Non-Fossil | B | 2030 |  | Biomass Retirement | 0 | 0 | 0 | 0 | 0 | 0 | 0 | 0 | 0 | 0 | 0 | 0 | 0 | 0 | 0 | 0 | 0 | 0 | 0 | 0 | 0 | 0 | 0 | 0 | 0 | 0 | 0 | 0 | 0 | 0 | 0 | 0 | 0 | 0 | 0 | 0 | 0 | 0 | 0 | 0 | 0 | 0 | 0 | 0 | 0 | 0 | 0 | 0 | 0 | 0 | 23.5 | Scrubber / SNCR / DSI | Dry Scrubber
10305_G_GEN1 | NY_Zone G-I (Downstate NY) | New York | 36 | Dutchess | 27 | 10305 | GEN1 | Dutchess Cnty Resource Recovery Facility | 26554 | 1987 | 9999 | Municipal Solid Waste | [5 empty] | Non-Fossil | G | 2030 | MSW |  | 0.32891 | 0.49701 | 0.61752 | 1.4434 | 0 | 0 | 0 | 0 | 0 | 0 | 0 | 0 | 0 | 0 | 0 | 0 | 12.3863 | 18.7169 | 23.2552 | 54.3585 | 15.1132 | 22.8376 | 28.375 | 66.3258 | 0.00094528 | 0.0014284 | 0.0017747 | 0.0041484 | 0.037438 | 0.056572 | 0.070289 | 0.1643 | 0.057559 | 0.086977 | 0.10807 | 0.2526 | 0 | 0 | 0 | 0 | 1.8665 | 0.085924 | 0.12984 | 0.16132 | 0.37708 | 0 | 0 | 0 | 0 | 0 | 7.2
10307_G_CT1 | ISONE_MA, VT, NH, RI (Rest of ISO New England) | Massachusetts | 25 | Norfolk | 21 | 10307 | CT1 | Bellingham Cogeneration Facility | 8349 | 1991 | 9999 | Combined Cycle |  |  |  | STM |  | Fossil | G | 2030 | NaturalGas |  | 0 | 0 | 0.40738 | 0.40738 | 0 | 0 | 0 | 0 | 0 | 0 | 0 | 0 | 0 | 0 | 0 | 0 | 0 | 0 | 48.7944 | 48.7944 | 0 | 0 | 23.8483 | 23.8483 | 0 | 0 | 2.8517e-08 | 2.8517e-08 | 0 | 0 | 0.017727 | 0.017727 | 0 | 0 | 0 | 0 | 0 | 0 | 0 | 0 | 3.9328 | 0 | 0 | 0.19217 | 0.19217 | 0 | 0 | 0.78891 | 0.78891 | 0 | 102
10307_G_CT2 | ISONE_MA, VT, NH, RI (Rest of ISO New England) | Massachusetts | 25 | Norfolk | 21 | 10307 | CT2 | Bellingham Cogeneration Facility | 8349 | 1991 | 9999 | Combined Cycle |  |  |  | STM |  | Fossil | G | 2030 | NaturalGas |  | 0 | 0 | 0.40738 | 0.40738 | 0 | 0 | 0 | 0 | 0 | 0 | 0 | 0 | 0 | 0 | 0 | 0 | 0 | 0 | 48.7944 | 48.7944 | 0 | 0 | 23.8483 | 23.8483 | 0 | 0 | 2.8517e-08 | 2.8517e-08 | 0 | 0 | 0.017727 | 0.017727 | 0 | 0 | 0 | 0 | 0 | 0 | 0 | 0 | 3.9328 | 0 | 0 | 0.19217 | 0.19217 | 0 | 0 | 0.78891 | 0.78891 | 0 | 102
10307_G_ST1 | ISONE_MA, VT, NH, RI (Rest of ISO New England) | Massachusetts | 25 | Norfolk | 21 | 10307 | ST1 | Bellingham Cogeneration Facility | 8349 | 1991 | 9999 | Combined Cycle |  |  |  | STM |  | Fossil | G | 2030 | NaturalGas |  | 0 | 0 | 0.23964 | 0.23964 | 0 | 0 | 0 | 0 | 0 | 0 | 0 | 0 | 0 | 0 | 0 | 0 | 0 | 0 | 28.7026 | 28.7026 | 0 | 0 | 14.0284 | 14.0284 | 0 | 0 | 1.6775e-08 | 1.6775e-08 | 0 | 0 | 0.010428 | 0.010428 | 0 | 0 | 0 | 0 | 0 | 0 | 0 | 0 | 2.3134 | 0 | 0 | 0.11304 | 0.11304 | 0 | 0 | 0.46406 | 0.46406 | 0 | 60
10308_G_CT1 | PJM_EMAAC | New Jersey | 34 | Middlesex | 23 | 10308 | CT1 | Sayreville Cogeneration Facility | 8500 | 1991 | 9999 | Combined Cycle |  |  |  | STM |  | Fossil | G | 2030 | NaturalGas |  | 0.10539 | 0.010074 | 0.64424 | 0.75971 | 0 | 0 | 0 | 0 | 0 | 0 | 0 | 0 | 0 | 0 | 0 | 0 | 12.3986 | 1.1852 | 75.7934 | 89.3772 | 6.1694 | 0.58973 | 37.7141 | 44.4732 | 7.3772e-09 | 7.0517e-10 | 4.5097e-08 | 5.3179e-08 | 0.0045783 | 0.00043763 | 0.027987 | 0.033003 | 0 | 0 | 0 | 0 | 0 | 0 | 0 | 0 | 4.3972 | 0.048831 | 0.0047579 | 0.24151 | 0.2951 | 0.33879 | 0.024239 | 1.3575 | 1.7205 | 0 | 112
10308_G_CT2 | PJM_EMAAC | New Jersey | 34 | Middlesex | 23 | 10308 | CT2 | Sayreville Cogeneration Facility | 8500 | 1991 | 9999 | Combined Cycle |  |  |  | STM |  | Fossil | G | 2030 | NaturalGas |  | 0.10539 | 0.010074 | 0.64424 | 0.75971 | 0 | 0 | 0 | 0 | 0 | 0 | 0 | 0 | 0 | 0 | 0 | 0 | 12.3986 | 1.1852 | 75.7934 | 89.3772 | 6.1694 | 0.58973 | 37.7141 | 44.4732 | 7.3772e-09 | 7.0517e-10 | 4.5097e-08 | 5.3179e-08 | 0.0045783 | 0.00043763 | 0.027987 | 0.033003 | 0 | 0 | 0 | 0 | 0 | 0 | 0 | 0 | 4.3972 | 0.048831 | 0.0047579 | 0.24151 | 0.2951 | 0.33879 | 0.024239 | 1.3575 | 1.7205 | 0 | 112
10308_G_ST1 | PJM_EMAAC | New Jersey | 34 | Middlesex | 23 | 10308 | ST1 | Sayreville Cogeneration Facility | 8500 | 1991 | 9999 | Combined Cycle |  |  |  | STM |  | Fossil | G | 2030 | NaturalGas |  | 0.063986 | 0.0061163 | 0.39115 | 0.46125 | 0 | 0 | 0 | 0 | 0 | 0 | 0 | 0 | 0 | 0 | 0 | 0 | 7.5277 | 0.71956 | 46.0174 | 54.2647 | 3.7457 | 0.35805 | 22.8978 | 27.0016 | 4.479e-09 | 4.2814e-10 | 2.738e-08 | 3.2288e-08 | 0.0027797 | 0.0002657 | 0.016992 | 0.020038 | 0 | 0 | 0 | 0 | 0 | 0 | 0 | 0 | 2.6697 | 0.029647 | 0.0028887 | 0.14663 | 0.17917 | 0.20569 | 0.014717 | 0.82419 | 1.0446 | 0 | 68
10323_G_TURGO | WECC_Pacific Northwest | Oregon | 41 | Hood River | 27 | 10323 | TURGO | Copper Dam Plant | 0 | 2015 | 9999 | Hydro | [5 empty] | Non-Fossil | G | 2030 | Hydro |  | 0 | 0 | 0 | 0 | 0 | 0 | 0 | 0 | 0 | 0 | 0 | 0 | 0 | 0 | 0 | 0 | 1.2312 | 1.486 | 1.669 | 4.3861 | 0 | 0 | 0 | 0 | 0 | 0 | 0 | 0 | 0 | 0 | 0 | 0 | 0 | 0 | 0 | 0 | 0 | 0 | 0 | 0 | 0.015808 | 0.0017113 | 0.0020655 | 0.0023199 | 0.0060967 | 0 | 0 | 0 | 0 | 0 | 1
10324_G_GEN3 | WECC_Pacific Northwest | Oregon | 41 | Hood River | 27 | 10324 | GEN3 | Peters Drive Plant | 0 | 1987 | 9999 | Hydro | [5 empty] | Non-Fossil | G | 2030 | Hydro |  | 0 | 0 | 0 | 0 | 0 | 0 | 0 | 0 | 0 | 0 | 0 | 0 | 0 | 0 | 0 | 0 | 0.36935 | 0.44579 | 0.50071 | 1.3158 | 0 | 0 | 0 | 0 | 0 | 0 | 0 | 0 | 0 | 0 | 0 | 0 | 0 | 0 | 0 | 0 | 0 | 0 | 0 | 0 | 0.0047425 | 0.00051339 | 0.00061965 | 0.00069598 | 0.001829 | 0 | 0 | 0 | 0 | 0 | 0.3
10325_G_GEN1 | WECC_Idaho | Idaho | 16 | Franklin | 41 | 10325 | GEN1 | Mink Creek Hydro | 0 | 1986 | 9999 | Hydro | [5 empty] | Non-Fossil | G | 2030 | Hydro |  | 0 | 0 | 0 | 0 | 0 | 0 | 0 | 0 | 0 | 0 | 0 | 0 | 0 | 0 | 0 | 0 | 1.5988 | 2.3523 | 4.0189 | 7.9699 | 0 | 0 | 0 | 0 | 0 | 0 | 0 | 0 | 0 | 0 | 0 | 0 | 0 | 0 | 0 | 0 | 0 | 0 | 0 | 0 | 0.031616 | 0.0022223 | 0.0032696 | 0.0055863 | 0.011078 | 0 | 0 | 0 | 0 | 0 | 2
10328_B_BLR1 | MISO_Lower Michigan | Michigan | 26 | Ingham | 65 | 10328 | BLR1 | T B Simon Power Plant | 8300 | 1965 | 9999 | O/G Steam | wall | dry | SNCR | LNB |  | Fossil | B | 2030 | NaturalGas |  | 0.15401 | 0.1934 | 0.44332 | 0.79074 | 0 | 0 | 0 | 0 | 0 | 0 | 0 | 0 | 0 | 0 | 0 | 0 | 18.5559 | 23.3014 | 53.4125 | 95.2698 | 16.1505 | 20.2809 | 46.4888 | 82.9202 | 1.9312e-08 | 2.4251e-08 | 5.559e-08 | 9.9153e-08 | 0.01982 | 0.024889 | 0.057051 | 0.10176 | 0 | 0 | 0 | 0 | 0 | 0 | 0 | 0 | 0.76587 | 0.028778 | 0.036138 | 0.082836 | 0.14775 | 0.44225 | 0.50131 | 0.971 | 1.9146 | 0 | 17 | SNCR
10328_B_BLR2 | MISO_Lower Michigan | Michigan | 26 | Ingham | 65 | 10328 | BLR2 | T B Simon Power Plant | 8300 | 1965 | 9999 | O/G Steam | wall | dry | SNCR | LNB |  | Fossil | B | 2030 | NaturalGas |  | 0.15401 | 0.1934 | 0.44332 | 0.79074 | 0 | 0 | 0 | 0 | 0 | 0 | 0 | 0 | 0 | 0 | 0 | 0 | 18.5559 | 23.3014 | 53.4125 | 95.2698 | 16.1505 | 20.2809 | 46.4888 | 82.9202 | 1.9312e-08 | 2.4251e-08 | 5.559e-08 | 9.9153e-08 | 0.014923 | 0.018739 | 0.042955 | 0.076617 | 0 | 0 | 0 | 0 | 0 | 0 | 0 | 0 | 0.76587 | 0.028778 | 0.036138 | 0.082836 | 0.14775 | 0.44225 | 0.50131 | 0.971 | 1.9146 | 0 | 17 | SNCR
10328_B_BLR3 | MISO_Lower Michigan | Michigan | 26 | Ingham | 65 | 10328 | BLR3 | T B Simon Power Plant | 8300 | 1973 | 9999 | O/G Steam | wall | dry | SNCR | LNB |  | Fossil | B | 2030 | NaturalGas |  | 0.15401 | 0.1934 | 0.44332 | 0.79074 | 0 | 0 | 0 | 0 | 0 | 0 | 0 | 0 | 0 | 0 | 0 | 0 | 18.5559 | 23.3014 | 53.4125 | 95.2698 | 16.1505 | 20.2809 | 46.4888 | 82.9202 | 1.9312e-08 | 2.4251e-08 | 5.559e-08 | 9.9153e-08 | 0.017188 | 0.021584 | 0.049475 | 0.088246 | 0 | 0 | 0 | 0 | 0 | 0 | 0 | 0 | 0.76587 | 0.028778 | 0.036138 | 0.082836 | 0.14775 | 0.44225 | 0.50131 | 0.971 | 1.9146 | 0 | 17 | SNCR
10328_B_BLR4 | MISO_Lower Michigan | Michigan | 26 | Ingham | 65 | 10328 | BLR4 | T B Simon Power Plant | 8300 | 1990 | 9999 | O/G Steam |  | dry | SNCR | CF |  | Fossil | B | 2030 | NaturalGas |  | 0.12438 | 0.14811 | 0.44332 | 0.71582 | 0 | 0 | 0 | 0 | 0 | 0 | 0 | 0 | 0 | 0 | 0 | 0 | 14.9858 | 17.8448 | 53.4125 | 86.2431 | 19.1727 | 22.8305 | 68.3355 | 110.3387 | 2.2926e-08 | 2.73e-08 | 8.1713e-08 | 1.3194e-07 | 0.0023516 | 0.0028002 | 0.0083814 | 0.013533 | 0 | 0 | 0 | 0 | 0 | 0 | 0 | 0 | 0.47 | 0.023241 | 0.027675 | 0.082836 | 0.13375 | 0.35717 | 0.38391 | 0.971 | 1.7121 | 0 | 17 | SNCR
10328_B_BLR6 | MISO_Lower Michigan | Michigan | 26 | Ingham | 65 | 10328 | BLR6 | T B Simon Power Plant | 8300 | 2004 | 9999 | O/G Steam | wall | dry | SNCR | LNB |  | Fossil | B | 2030 | NaturalGas |  | 0.15401 | 0.1934 | 0.44332 | 0.79074 | 0 | 0 | 0 | 0 | 0 | 0 | 0 | 0 | 0 | 0 | 0 | 0 | 18.5559 | 23.3014 | 53.4125 | 95.2698 | 16.1505 | 20.2809 | 46.4888 | 82.9202 | 1.9312e-08 | 2.4251e-08 | 5.559e-08 | 9.9153e-08 | 0.019819 | 0.024888 | 0.057049 | 0.10176 | 0 | 0 | 0 | 0 | 0 | 0 | 0 | 0 | 0.76587 | 0.028778 | 0.036138 | 0.082836 | 0.14775 | 0.44225 | 0.50131 | 0.971 | 1.9146 | 0 | 17 | SNCR
10328_G_GEN6 | MISO_Lower Michigan | Michigan | 26 | Ingham | 65 | 10328 | GEN6 | T B Simon Power Plant | 12369 | 2006 | 9999 | Combustion Turbine | [5 empty] | Fossil | G | 2030 | NaturalGas |  | 0 | 0 | 0 | 0 | 0 | 0 | 0 | 0 | 0 | 0 | 0 | 0 | 0 | 0 | 0 | 0 | 0 | 0 | 0 | 0 | 0 | 0 | 0 | 0 | 0 | 0 | 0 | 0 | 0 | 0 | 0 | 0 | 0 | 0 | 0 | 0 | 0 | 0 | 0 | 0 | 0.54287 | 0 | 0 | 0 | 0 | 0 | 0 | 0 | 0 | 0 | 12.6
10339_G_GEN1 | WECC_New Mexico | New Mexico | 35 | Bernalillo | 1 | 10339 | GEN1 | Southside Water Reclamation Plant | 15825 | 2002 | 9999 | Combustion Turbine | [5 empty] | Fossil | G | 2030 | NaturalGas |  | 0 | 0 | 0 | 0 | 0 | 0 | 0 | 0 | 0 | 0 | 0 | 0 | 0 | 0 | 0 | 0 | 0 | 0 | 0 | 0 | 0 | 0 | 0 | 0 | 0 | 0 | 0 | 0 | 0 | 0 | 0 | 0 | 0 | 0 | 0 | 0 | 0 | 0 | 0 | 0 | 0.041423 | 0 | 0 | 0 | 0 | 0 | 0 | 0 | 0 | 0 | 2.1
10339_G_GEN2 | WECC_New Mexico | New Mexico | 35 | Bernalillo | 1 | 10339 | GEN2 | Southside Water Reclamation Plant | 15825 | 2002 | 9999 | Combustion Turbine | [5 empty] | Fossil | G | 2030 | NaturalGas |  | 0 | 0 | 0 | 0 | 0 | 0 | 0 | 0 | 0 | 0 | 0 | 0 | 0 | 0 | 0 | 0 | 0 | 0 | 0 | 0 | 0 | 0 | 0 | 0 | 0 | 0 | 0 | 0 | 0 | 0 | 0 | 0 | 0 | 0 | 0 | 0 | 0 | 0 | 0 | 0 | 0.041423 | 0 | 0 | 0 | 0 | 0 | 0 | 0 | 0 | 0 | 2.1
10339_G_GEN3 | WECC_New Mexico | New Mexico | 35 | Bernalillo | 1 | 10339 | GEN3 | Southside Water Reclamation Plant | 15825 | 1987 | 9999 | Non-Fossil Waste | [5 empty] | Non-Fossil | G | 2030 | Non-Fossil |  | 0.03384 | 0.045872 | 0.056638 | 0.13635 | 0 | 0 | 0 | 0 | 0 | 0 | 0 | 0 | 0 | 0 | 0 | 0 | 2.1384 | 2.8987 | 3.579 | 8.6161 | 0 | 0 | 0 | 0 | 0 | 0 | 0 | 0 | 0 | 0 | 0 | 0 | 0 | 0 | 0 | 0 | 0 | 0 | 0 | 0 | 0.28515 | 0.014834 | 0.020108 | 0.024828 | 0.05977 | 0 | 0 | 0 | 0 | 0 | 1.1
10339_G_GEN4 | WECC_New Mexico | New Mexico | 35 | Bernalillo | 1 | 10339 | GEN4 | Southside Water Reclamation Plant | 15825 | 1987 | 9999 | Non-Fossil Waste | [5 empty] | Non-Fossil | G | 2030 | Non-Fossil |  | 0.03384 | 0.045872 | 0.056638 | 0.13635 | 0 | 0 | 0 | 0 | 0 | 0 | 0 | 0 | 0 | 0 | 0 | 0 | 2.1384 | 2.8987 | 3.579 | 8.6161 | 0 | 0 | 0 | 0 | 0 | 0 | 0 | 0 | 0 | 0 | 0 | 0 | 0 | 0 | 0 | 0 | 0 | 0 | 0 | 0 | 0.28515 | 0.014834 | 0.020108 | 0.024828 | 0.05977 | 0 | 0 | 0 | 0 | 0 | 1.1
10342_G_TG1 | WECC_Northern California (not including BANC) | California | 6 | Contra Costa | 13 | 10342 | TG1 | Foster Wheeler Martinez | 6117 | 1987 | 9999 | Combined Cycle | [5 empty] | Fossil | G | 2030 | NaturalGas |  | 0.11188 | 0 | 0.021906 | 0.13379 | 0 | 0 | 0 | 0 | 0 | 0 | 0 | 0 | 0 | 0 | 0 | 0 | 18.2903 | 0 | 3.5811 | 21.8714 | 11.0091 | 0 | 2.1555 | 13.1646 | 1.3164e-08 | 0 | 2.5775e-09 | 1.5742e-08 | 0.0027739 | 0 | 0.00054311 | 0.003317 | 0 | 0 | 0 | 0 | 0 | 0 | 0 | 0 | 1.3796 | 0.05828 | 0 | 0.01422 | 0.0725 | 0.38221 | 0 | 0.061387 | 0.4436 | 0 | 35
10342_G_TG2 | WECC_Northern California (not including BANC) | California | 6 | Contra Costa | 13 | 10342 | TG2 | Foster Wheeler Martinez | 6117 | 1987 | 9999 | Combined Cycle | [5 empty] | Fossil | G | 2030 | NaturalGas |  | 0.11188 | 0 | 0.021906 | 0.13379 | 0 | 0 | 0 | 0 | 0 | 0 | 0 | 0 | 0 | 0 | 0 | 0 | 18.2903 | 0 | 3.5811 | 21.8714 | 11.0091 | 0 | 2.1555 | 13.1646 | 1.3164e-08 | 0 | 2.5775e-09 | 1.5742e-08 | 0.0027739 | 0 | 0.00054311 | 0.003317 | 0 | 0 | 0 | 0 | 0 | 0 | 0 | 0 | 1.3796 | 0.05828 | 0 | 0.01422 | 0.0725 | 0.38221 | 0 | 0.061387 | 0.4436 | 0 | 35
10342_G_TG3 | WECC_Northern California (not including BANC) | California | 6 | Contra Costa | 13 | 10342 | TG3 | Foster Wheeler Martinez | 6117 | 1987 | 9999 | Combined Cycle | [5 empty] | Fossil | G | 2030 | NaturalGas |  | 0.10709 | 0 | 0.020967 | 0.12805 | 0 | 0 | 0 | 0 | 0 | 0 | 0 | 0 | 0 | 0 | 0 | 0 | 17.5064 | 0 | 3.4276 | 20.934 | 10.5372 | 0 | 2.0631 | 12.6004 | 1.26e-08 | 0 | 2.467e-09 | 1.5067e-08 | 0.002655 | 0 | 0.00051983 | 0.0031748 | 0 | 0 | 0 | 0 | 0 | 0 | 0 | 0 | 1.3205 | 0.055782 | 0 | 0.013611 | 0.069393 | 0.36583 | 0 | 0.058756 | 0.42459 | 0 | 33.5
10343_B_SG-101 | PJM_Western MAAC | Pennsylvania | 42 | Northumberland | 97 | 10343 | SG-101 | Foster Wheeler Mt Carmel Cogen | 14500 | 1990 | 9999 | Coal Steam | FBC | dry | Baghouse + Dry Scrubber + DSI | CF | Dry Scrubber | Fossil | B | 2030 |  | Coal Retirement | 0 | 0 | 0 | 0 | 0 | 0 | 0 | 0 | 0 | 0 | 0 | 0 | 0 | 0 | 0 | 0 | 0 | 0 | 0 | 0 | 0 | 0 | 0 | 0 | 0 | 0 | 0 | 0 | 0 | 0 | 0 | 0 | 0 | 0 | 0 | 0 | 0 | 0 | 0 | 0 | 0 | 0 | 0 | 0 | 0 | 0 | 0 | 0 | 0 | 0 | 43 | Scrubber / DSI | Dry Scrubber
10346_B_BOIL01 | MISO_Lower Michigan | Michigan | 26 | Montmorency | 119 | 10346 | BOIL01 | Hillman Power LLC | 13500 | 1987 | 9999 | Biomass |  |  | ESPC + Cyclone + SCR | NH3 |  | Non-Fossil | B | 2030 |  | Biomass Retirement | 0 | 0 | 0 | 0 | 0 | 0 | 0 | 0 | 0 | 0 | 0 | 0 | 0 | 0 | 0 | 0 | 0 | 0 | 0 | 0 | 0 | 0 | 0 | 0 | 0 | 0 | 0 | 0 | 0 | 0 | 0 | 0 | 0 | 0 | 0 | 0 | 0 | 0 | 0 | 0 | 0 | 0 | 0 | 0 | 0 | 0 | 0 | 0 | 0 | 0 | 17.7 | SCR
10349_G_GEN1 | WECC_Northern California (not including BANC) | California | 6 | Sutter | 101 | 10349 | GEN1 | Greenleaf 2 Power Plant | 8700 | 1989 | 9999 | Combustion Turbine | [5 empty] | Fossil | G | 2030 | NaturalGas |  | 0 | 0 | 0.00038908 | 0.00038908 | 0 | 0 | 0 | 0 | 0 | 0 | 0 | 0 | 0 | 0 | 0 | 0 | 0 | 0 | 0.044722 | 0.044722 | 0 | 0 | 0.028131 | 0.028131 | 0 | 0 | 3.3637e-11 | 3.3637e-11 | 0 | 0 | 5.0769e-06 | 5.0769e-06 | 0 | 0 | 0 | 0 | 0 | 0 | 0 | 0 | 1.7557 | 0 | 0 | 0.00021109 | 0.00021109 | 0 | 0 | 0.0010903 | 0.0010903 | 0 | 49.5
10354_B_1 | ISONE_Maine | Maine | 23 | Androscoggin | 1 | 10354 | 1 | ReEnergy Livermore Falls | 13703 | 1992 | 9999 | Biomass |  |  | ESPH + Cyclone + SNCR | NH3 |  | Non-Fossil | B | 2030 |  | Biomass Retirement | 0 | 0 | 0 | 0 | 0 | 0 | 0 | 0 | 0 | 0 | 0 | 0 | 0 | 0 | 0 | 0 | 0 | 0 | 0 | 0 | 0 | 0 | 0 | 0 | 0 | 0 | 0 | 0 | 0 | 0 | 0 | 0 | 0 | 0 | 0 | 0 | 0 | 0 | 0 | 0 | 0 | 0 | 0 | 0 | 0 | 0 | 0 | 0 | 0 | 0 | 36 | SNCR
1037_G_D1 | MISO_Indiana (including parts of Kentucky) | Indiana | 18 | Miami | 103 | 1037 | D1 | Peru (IN) | 11000 | 2002 | 9999 | Combustion Turbine | [5 empty] | Fossil | G | 2030 | Oil |  | 0 | 0 | 0 | 0 | 0 | 0 | 0 | 0 | 0 | 0 | 0 | 0 | 0 | 0 | 0 | 0 | 0 | 0 | 0 | 0 | 0 | 0 | 0 | 0 | 0 | 0 | 0 | 0 | 0 | 0 | 0 | 0 | 0 | 0 | 0 | 0 | 0 | 0 | 0 | 0 | 0.077194 | 0 | 0 | 0 | 0 | 0 | 0 | 0 | 0 | 0 | 1.8
1038_G_10 | MISO_Indiana (including parts of Kentucky) | Indiana | 18 | Jasper | 73 | 1038 | 10 | Rensselaer City Light Plant | 13488 | 1971 | 9999 | Combustion Turbine | [5 empty] | Fossil | G | 2030 | Oil |  | 0 | 0 | 0 | 0 | 0 | 0 | 0 | 0 | 0 | 0 | 0 | 0 | 0 | 0 | 0 | 0 | 0 | 0 | 0 | 0 | 0 | 0 | 0 | 0 | 0 | 0 | 0 | 0 | 0 | 0 | 0 | 0 | 0 | 0 | 0 | 0 | 0 | 0 | 0 | 0 | 0.081483 | 0 | 0 | 0 | 0 | 0 | 0 | 0 | 0 | 0 | 1.9
1038_G_11 | MISO_Indiana (including parts of Kentucky) | Indiana | 18 | Jasper | 73 | 1038 | 11 | Rensselaer City Light Plant | 13488 | 1971 | 9999 | Combustion Turbine | [5 empty] | Fossil | G | 2030 | Oil |  | 0 | 0 | 0 | 0 | 0 | 0 | 0 | 0 | 0 | 0 | 0 | 0 | 0 | 0 | 0 | 0 | 0 | 0 | 0 | 0 | 0 | 0 | 0 | 0 | 0 | 0 | 0 | 0 | 0 | 0 | 0 | 0 | 0 | 0 | 0 | 0 | 0 | 0 | 0 | 0 | 0.081483 | 0 | 0 | 0 | 0 | 0 | 0 | 0 | 0 | 0 | 1.9
1038_G_14 | MISO_Indiana (including parts of Kentucky) | Indiana | 18 | Jasper | 73 | 1038 | 14 | Rensselaer City Light Plant | 10745 | 1994 | 9999 | Combustion Turbine | [5 empty] | Fossil | G | 2030 | NaturalGas |  | 0.0038129 | 0.0033944 | 0.015502 | 0.022709 | 0 | 0 | 0 | 0 | 0 | 0 | 0 | 0 | 0 | 0 | 0 | 0 | 0.35485 | 0.31591 | 1.4427 | 2.1134 | 0.22321 | 0.19871 | 0.90746 | 1.3294 | 2.669e-10 | 2.3761e-10 | 1.0851e-09 | 1.5896e-09 | 0.0020227 | 0.0018007 | 0.0082232 | 0.012047 | 0 | 0 | 0 | 0 | 0 | 0 | 0 | 0 | 0.094681 | 0.0016749 | 0.0014911 | 0.0068094 | 0.0099754 | 0.010517 | 0.0083178 | 0.034155 | 0.05299 | 0 | 4.8
1038_G_15 | MISO_Indiana (including parts of Kentucky) | Indiana | 18 | Jasper | 73 | 1038 | 15 | Rensselaer City Light Plant | 10745 | 2006 | 9999 | Combustion Turbine | [5 empty] | Fossil | G | 2030 | NaturalGas |  | 0.0065932 | 0.0058695 | 0.026805 | 0.039268 | 0 | 0 | 0 | 0 | 0 | 0 | 0 | 0 | 0 | 0 | 0 | 0 | 0.6136 | 0.54626 | 2.4946 | 3.6545 | 0.38596 | 0.3436 | 1.5692 | 2.2987 | 4.6152e-10 | 4.1087e-10 | 1.8763e-09 | 2.7487e-09 | 0.0034975 | 0.0031136 | 0.014219 | 0.02083 | 0 | 0 | 0 | 0 | 0 | 0 | 0 | 0 | 0.16372 | 0.0028962 | 0.0025783 | 0.011775 | 0.017249 | 0.018186 | 0.014383 | 0.05906 | 0.091629 | 0 | 8.3
1038_G_5 | MISO_Indiana (including parts of Kentucky) | Indiana | 18 | Jasper | 73 | 1038 | 5 | Rensselaer City Light Plant | 13612 | 1950 | 9999 | Combustion Turbine | [5 empty] | Fossil | G | 2030 | Oil |  | 0 | 0 | 0 | 0 | 0 | 0 | 0 | 0 | 0 | 0 | 0 | 0 | 0 | 0 | 0 | 0 | 0 | 0 | 0 | 0 | 0 | 0 | 0 | 0 | 0 | 0 | 0 | 0 | 0 | 0 | 0 | 0 | 0 | 0 | 0 | 0 | 0 | 0 | 0 | 0 | 0.077194 | 0 | 0 | 0 | 0 | 0 | 0 | 0 | 0 | 0 | 1.8
1038_G_6 | MISO_Indiana (including parts of Kentucky) | Indiana | 18 | Jasper | 73 | 1038 | 6 | Rensselaer City Light Plant | 12986 | 1957 | 9999 | Combustion Turbine | [5 empty] | Fossil | G | 2030 | Oil |  | 0 | 0 | 0 | 0 | 0 | 0 | 0 | 0 | 0 | 0 | 0 | 0 | 0 | 0 | 0 | 0 | 0 | 0 | 0 | 0 | 0 | 0 | 0 | 0 | 0 | 0 | 0 | 0 | 0 | 0 | 0 | 0 | 0 | 0 | 0 | 0 | 0 | 0 | 0 | 0 | 0.10293 | 0 | 0 | 0 | 0 | 0 | 0 | 0 | 0 | 0 | 2.4
10382_B_UNIT1 | SERC_VACAR | North Carolina | 37 | Robeson | 155 | 10382 | UNIT1 | Lumberton | 18075 | 2015 | 9999 | Biomass | stoker/SPR | dry | Baghouse + SNCR + DSI | OFA |  | Non-Fossil | B | 2030 | Biomass |  | 0 | 0 | 0 | 0 | 0 | 0 | 0 | 0 | 0 | 0 | 0 | 0 | 0 | 0 | 0 | 0 | 0 | 0 | 0 | 0 | 0 | 0 | 0 | 0 | 0 | 0 | 0 | 0 | 0 | 0 | 0 | 0 | 0 | 0 | 0 | 0 | 0 | 0 | 0 | 0 | 0 | 0 | 0 | 0 | 0 | 0 | 0 | 0 | 0 | 0 | 17.4 | SNCR / DSI
10382_B_UNIT2 | SERC_VACAR | North Carolina | 37 | Robeson | 155 | 10382 | UNIT2 | Lumberton | 18075 | 2015 | 9999 | Biomass | stoker/SPR | dry | Baghouse + SNCR | OFA |  | Non-Fossil | B | 2030 | Biomass |  | 0 | 0 | 0 | 0 | 0 | 0 | 0 | 0 | 0 | 0 | 0 | 0 | 0 | 0 | 0 | 0 | 0 | 0 | 0 | 0 | 0 | 0 | 0 | 0 | 0 | 0 | 0 | 0 | 0 | 0 | 0 | 0 | 0 | 0 | 0 | 0 | 0 | 0 | 0 | 0 | 0 | 0 | 0 | 0 | 0 | 0 | 0 | 0 | 0 | 0 | 17.4 | SNCR
10387_G_1A | WECC_San Diego Gas and Electric | California | 6 | San Diego | 73 | 10387 | 1A | Sycamore Energy 1 | 22752 | 2011 | 9999 | Landfill Gas | [5 empty] | Non-Fossil | G | 2030 | LF Gas |  | 0 | 0 | 0.044607 | 0.044607 | 0 | 0 | 0 | 0 | 0 | 0 | 0 | 0 | 0 | 0 | 0 | 0 | 0 | 0 | 2.0909 | 2.0909 | 0 | 0 | 2.5706 | 2.5706 | 0 | 0 | 0 | 0 | 0 | 0 | 0.0014609 | 0.0014609 | 0 | 0 | 0 | 0 | 0 | 0 | 0 | 0 | 0.32664 | 0 | 0 | 0.014504 | 0.014504 | 0 | 0 | 0 | 0 | 0 | 1.2
10387_G_2A | WECC_San Diego Gas and Electric | California | 6 | San Diego | 73 | 10387 | 2A | Sycamore Energy 1 | 22752 | 2011 | 9999 | Landfill Gas | [5 empty] | Non-Fossil | G | 2030 | LF Gas |  | 0 | 0 | 0.044607 | 0.044607 | 0 | 0 | 0 | 0 | 0 | 0 | 0 | 0 | 0 | 0 | 0 | 0 | 0 | 0 | 2.0909 | 2.0909 | 0 | 0 | 2.5706 | 2.5706 | 0 | 0 | 0 | 0 | 0 | 0 | 0.0014609 | 0.0014609 | 0 | 0 | 0 | 0 | 0 | 0 | 0 | 0 | 0.32664 | 0 | 0 | 0.014504 | 0.014504 | 0 | 0 | 0 | 0 | 0 | 1.2
10387_G_3 | WECC_San Diego Gas and Electric | California | 6 | San Diego | 73 | 10387 | 3 | Sycamore Energy 1 | 22752 | 2004 | 9999 | Landfill Gas | [5 empty] | Non-Fossil | G | 2030 | LF Gas |  | 0 | 0 | 0.10408 | 0.10408 | 0 | 0 | 0 | 0 | 0 | 0 | 0 | 0 | 0 | 0 | 0 | 0 | 0 | 0 | 4.8787 | 4.8787 | 0 | 0 | 5.9981 | 5.9981 | 0 | 0 | 0 | 0 | 0 | 0 | 0.0034087 | 0.0034087 | 0 | 0 | 0 | 0 | 0 | 0 | 0 | 0 | 0.76215 | 0 | 0 | 0.033844 | 0.033844 | 0 | 0 | 0 | 0 | 0 | 2.8
10397_B_5HPB | MISO_Indiana (including parts of Kentucky) | Indiana | 18 | Lake | 89 | 10397 | 5HPB | ArcelorMittal Indiana Harbor West | 5172 | 1952 | 9999 | Fossil Waste | wall |  |  |  |  | Fossil | B | 2030 | Fwaste |  | 0.047642 | 0.061382 | 0.077682 | 0.18671 | 0 | 0 | 0 | 0 | 0 | 0 | 0 | 0 | 0 | 0 | 0 | 0 | 9.2114 | 11.8681 | 15.0198 | 36.0993 | 16.2427 | 20.9272 | 26.4847 | 63.6547 | 0 | 0 | 0 | 0 | 0.0024255 | 0.0031251 | 0.003955 | 0.0095056 | 0.0040468 | 0.0052139 | 0.0065985 | 0.015859 | 0 | 0 | 0 | 0 | 2.8775 | 0.0639 | 0.082329 | 0.10419 | 0.25042 | 0 | 0 | 0 | 0 | 0 | 11.1
10397_B_6HPB | MISO_Indiana (including parts of Kentucky) | Indiana | 18 | Lake | 89 | 10397 | 6HPB | ArcelorMittal Indiana Harbor West | 5172 | 1956 | 9999 | Fossil Waste | wall |  |  |  |  | Fossil | B | 2030 | Fwaste |  | 0.047642 | 0.061382 | 0.077682 | 0.18671 | 0 | 0 | 0 | 0 | 0 | 0 | 0 | 0 | 0 | 0 | 0 | 0 | 9.2114 | 11.8681 | 15.0198 | 36.0993 | 16.2427 | 20.9272 | 26.4847 | 63.6547 | 0 | 0 | 0 | 0 | 0.0035576 | 0.0045837 | 0.0058009 | 0.013942 | 0.0040468 | 0.0052139 | 0.0065985 | 0.015859 | 0 | 0 | 0 | 0 | 2.8775 | 0.0639 | 0.082329 | 0.10419 | 0.25042 | 0 | 0 | 0 | 0 | 0 | 11.1
10397_B_7HPB | MISO_Indiana (including parts of Kentucky) | Indiana | 18 | Lake | 89 | 10397 | 7HPB | ArcelorMittal Indiana Harbor West | 5172 | 1956 | 9999 | Fossil Waste | wall |  |  |  |  | Fossil | B | 2030 | Fwaste |  | 0.047642 | 0.061382 | 0.077682 | 0.18671 | 0 | 0 | 0 | 0 | 0 | 0 | 0 | 0 | 0 | 0 | 0 | 0 | 9.2114 | 11.8681 | 15.0198 | 36.0993 | 16.2427 | 20.9272 | 26.4847 | 63.6547 | 0 | 0 | 0 | 0 | 0.0035166 | 0.0045309 | 0.0057341 | 0.013782 | 0.0040468 | 0.0052139 | 0.0065985 | 0.015859 | 0 | 0 | 0 | 0 | 2.8775 | 0.0639 | 0.082329 | 0.10419 | 0.25042 | 0 | 0 | 0 | 0 | 0 | 11.1
10397_B_8HPB | MISO_Indiana (including parts of Kentucky) | Indiana | 18 | Lake | 89 | 10397 | 8HPB | ArcelorMittal Indiana Harbor West | 5172 | 1967 | 9999 | Fossil Waste | tangential |  |  |  |  | Fossil | B | 2030 | Fwaste |  | 0.10301 | 0.13272 | 0.16796 | 0.40369 | 0 | 0 | 0 | 0 | 0 | 0 | 0 | 0 | 0 | 0 | 0 | 0 | 19.9166 | 25.6607 | 32.4753 | 78.0526 | 35.1194 | 45.248 | 57.2643 | 137.6317 | 0 | 0 | 0 | 0 | 0.0052444 | 0.0067569 | 0.0085513 | 0.020553 | 0.0087498 | 0.011273 | 0.014267 | 0.03429 | 0 | 0 | 0 | 0 | 6.2216 | 0.13816 | 0.17801 | 0.22528 | 0.54145 | 0 | 0 | 0 | 0 | 0 | 24
10397_B_9HPB | MISO_Indiana (including parts of Kentucky) | Indiana | 18 | Lake | 89 | 10397 | 9HPB | ArcelorMittal Indiana Harbor West | 5172 | 2000 | 9999 | Fossil Waste | wall |  |  |  |  | Fossil | B | 2030 | Fwaste |  | 0.072965 | 0.094008 | 0.11897 | 0.28595 | 0 | 0 | 0 | 0 | 0 | 0 | 0 | 0 | 0 | 0 | 0 | 0 | 14.1076 | 18.1763 | 23.0033 | 55.2872 | 24.8762 | 32.0507 | 40.5622 | 97.4891 | 0 | 0 | 0 | 0 | 0.00077472 | 0.00099815 | 0.0012632 | 0.0030361 | 0.0061978 | 0.0079852 | 0.010106 | 0.024289 | 0 | 0 | 0 | 0 | 4.4069 | 0.097864 | 0.12609 | 0.15957 | 0.38353 | 0 | 0 | 0 | 0 | 0 | 17
104_G_1 | WECC_Northern California (not including BANC) | California | 6 | Fresno | 19 | 104 | 1 | J S Eastwood | 0 | 1987 | 9999 | Pumped Storage | [5 empty] | Non-Fossil | G | 2030 | Pumps |  | 0 | 0 | 0 | 0 | 0 | 0 | 0 | 0 | 0 | 0 | 0 | 0 | 0 | 0 | 0 | 0 | 0 | 34.9308 | 43.8067 | 78.7375 | 0 | 0 | 0 | 0 | 0 | 0 | 0 | 0 | 0 | 0 | 0 | 0 | 0 | 0 | 0 | 0 | 0 | 0 | 0 | 0 | 1.7371 | 0 | 0.00053084 | 0.00066572 | 0.0011966 | 0 | 0 | 0 | 0 | 0 | 95
1040_B_1 | PJM West | Indiana | 18 | Wayne | 177 | 1040 | 1 | Whitewater Valley | 13048 | 1955 | 9999 | Coal Steam | wall | dry | ESPC + Baghouse + Mercury Control + DSI | LA + LNB + NH3 + OFA |  | Fossil | B | 2030 |  | Coal Retirement | 0 | 0 | 0 | 0 | 0 | 0 | 0 | 0 | 0 | 0 | 0 | 0 | 0 | 0 | 0 | 0 | 0 | 0 | 0 | 0 | 0 | 0 | 0 | 0 | 0 | 0 | 0 | 0 | 0 | 0 | 0 | 0 | 0 | 0 | 0 | 0 | 0 | 0 | 0 | 0 | 0 | 0 | 0 | 0 | 0 | 0 | 0 | 0 | 0 | 0 | 35 | Mercury Control / DSI
1040_B_2 | PJM West | Indiana | 18 | Wayne | 177 | 1040 | 2 | Whitewater Valley | 12947 | 1973 | 9999 | Coal Steam | tangential | dry | ESPC + Baghouse + Mercury Control + DSI | LNC3 |  | Fossil | B | 2030 | Coal |  | 0 | 0 | 0 | 0 | 0 | 0 | 0 | 0 | 0 | 0 | 0 | 0 | 0 | 0 | 0 | 0 | 0 | 0 | 0 | 0 | 0 | 0 | 0 | 0 | 0 | 0 | 0 | 0 | 0 | 0 | 0 | 0 | 0 | 0 | 0 | 0 | 0 | 0 | 0 | 0 | 4.2507 | 0 | 0 | 0 | 0 | 0 | 0 | 0 | 0 | 0 | 65 | Mercury Control / DSI
10405_G_GEN1 | WECC_Northern California (not including BANC) | California | 6 | Fresno | 19 | 10405 | GEN1 | Kingsburg Cogen | 10245 | 1990 | 9999 | Combined Cycle |  |  | SCR |  |  | Fossil | G | 2030 | NaturalGas |  | 0 | 0 | 0 | 0 | 0 | 0 | 0 | 0 | 0 | 0 | 0 | 0 | 0 | 0 | 0 | 0 | 0 | 0 | 0 | 0 | 0 | 0 | 0 | 0 | 0 | 0 | 0 | 0 | 0 | 0 | 0 | 0 | 0 | 0 | 0 | 0 | 0 | 0 | 0 | 0 | 0.65565 | 0 | 0 | 0 | 0 | 0 | 0 | 0 | 0 | 0 | 22 | SCR
10405_G_GEN2 | WECC_Northern California (not including BANC) | California | 6 | Fresno | 19 | 10405 | GEN2 | Kingsburg Cogen | 10245 | 1990 | 9999 | Combined Cycle |  |  | SCR |  |  | Fossil | G | 2030 | NaturalGas |  | 0 | 0 | 0 | 0 | 0 | 0 | 0 | 0 | 0 | 0 | 0 | 0 | 0 | 0 | 0 | 0 | 0 | 0 | 0 | 0 | 0 | 0 | 0 | 0 | 0 | 0 | 0 | 0 | 0 | 0 | 0 | 0 | 0 | 0 | 0 | 0 | 0 | 0 | 0 | 0 | 0.35167 | 0 | 0 | 0 | 0 | 0 | 0 | 0 | 0 | 0 | 11.8 | SCR
10416_B_BO4 | SERC_Southeastern | Florida | 12 | Escambia | 33 | 10416 | BO4 | Pensacola Florida Plant | 8300 | 1953 | 9999 | O/G Steam | [5 empty] | Fossil | B | 2030 | NaturalGas |  | 0.028971 | 0.024631 | 0.052808 | 0.10641 | 0 | 0 | 0 | 0 | 0 | 0 | 0 | 0 | 0 | 0 | 0 | 0 | 3.4905 | 2.9676 | 6.3624 | 12.8205 | 2.367 | 2.0124 | 4.3144 | 8.6938 | 2.8303e-09 | 2.4063e-09 | 5.159e-09 | 1.0396e-08 | 0.0046626 | 0.0039641 | 0.0084988 | 0.017126 | 0 | 0 | 0 | 0 | 0 | 0 | 0 | 0 | 0.13672 | 0.0030701 | 0.0026102 | 0.0055961 | 0.011276 | 0.083233 | 0.061507 | 0.14106 | 0.2858 | 0 | 2.7
10416_B_BO5 | SERC_Southeastern | Florida | 12 | Escambia | 33 | 10416 | BO5 | Pensacola Florida Plant | 8300 | 1957 | 9999 | O/G Steam | [5 empty] | Fossil | B | 2030 | NaturalGas |  | 0.028971 | 0.024631 | 0.052808 | 0.10641 | 0 | 0 | 0 | 0 | 0 | 0 | 0 | 0 | 0 | 0 | 0 | 0 | 3.4905 | 2.9676 | 6.3624 | 12.8205 | 2.367 | 2.0124 | 4.3144 | 8.6938 | 2.8303e-09 | 2.4063e-09 | 5.159e-09 | 1.0396e-08 | 0.0046626 | 0.0039641 | 0.0084988 | 0.017126 | 0 | 0 | 0 | 0 | 0 | 0 | 0 | 0 | 0.13672 | 0.0030701 | 0.0026102 | 0.0055961 | 0.011276 | 0.083233 | 0.061507 | 0.14106 | 0.2858 | 0 | 2.7
10416_B_BO6 | SERC_Southeastern | Florida | 12 | Escambia | 33 | 10416 | BO6 | Pensacola Florida Plant | 8300 | 1957 | 9999 | O/G Steam | [5 empty] | Fossil | B | 2030 | NaturalGas |  | 0.028971 | 0.024631 | 0.052808 | 0.10641 | 0 | 0 | 0 | 0 | 0 | 0 | 0 | 0 | 0 | 0 | 0 | 0 | 3.4905 | 2.9676 | 6.3624 | 12.8205 | 2.367 | 2.0124 | 4.3144 | 8.6938 | 2.8303e-09 | 2.4063e-09 | 5.159e-09 | 1.0396e-08 | 0.0046626 | 0.0039641 | 0.0084988 | 0.017126 | 0 | 0 | 0 | 0 | 0 | 0 | 0 | 0 | 0.13672 | 0.0030701 | 0.0026102 | 0.0055961 | 0.011276 | 0.083233 | 0.061507 | 0.14106 | 0.2858 | 0 | 2.7
10416_B_BO7 | SERC_Southeastern | Florida | 12 | Escambia | 33 | 10416 | BO7 | Pensacola Florida Plant | 8300 | 1953 | 9999 | O/G Steam | [5 empty] | Fossil | B | 2030 | NaturalGas |  | 0.028971 | 0.024631 | 0.052808 | 0.10641 | 0 | 0 | 0 | 0 | 0 | 0 | 0 | 0 | 0 | 0 | 0 | 0 | 3.4905 | 2.9676 | 6.3624 | 12.8205 | 2.367 | 2.0124 | 4.3144 | 8.6938 | 2.8303e-09 | 2.4063e-09 | 5.159e-09 | 1.0396e-08 | 0.0040434 | 0.0034376 | 0.0073701 | 0.014851 | 0 | 0 | 0 | 0 | 0 | 0 | 0 | 0 | 0.13672 | 0.0030701 | 0.0026102 | 0.0055961 | 0.011276 | 0.083233 | 0.061507 | 0.14106 | 0.2858 | 0 | 2.7
10416_B_BO8 | SERC_Southeastern | Florida | 12 | Escambia | 33 | 10416 | BO8 | Pensacola Florida Plant | 8300 | 1953 | 9999 | O/G Steam | [5 empty] | Fossil | B | 2030 | NaturalGas |  | 0.028971 | 0.024631 | 0.052808 | 0.10641 | 0 | 0 | 0 | 0 | 0 | 0 | 0 | 0 | 0 | 0 | 0 | 0 | 3.4905 | 2.9676 | 6.3624 | 12.8205 | 2.367 | 2.0124 | 4.3144 | 8.6938 | 2.8303e-09 | 2.4063e-09 | 5.159e-09 | 1.0396e-08 | 0.0050542 | 0.004297 | 0.0092126 | 0.018564 | 0 | 0 | 0 | 0 | 0 | 0 | 0 | 0 | 0.13672 | 0.0030701 | 0.0026102 | 0.0055961 | 0.011276 | 0.083233 | 0.061507 | 0.14106 | 0.2858 | 0 | 2.7
10416_B_BO9 | SERC_Southeastern | Florida | 12 | Escambia | 33 | 10416 | BO9 | Pensacola Florida Plant | 8300 | 2007 | 9999 | O/G Steam | [5 empty] | Fossil | B | 2030 | NaturalGas |  | 0.028971 | 0.024631 | 0.052808 | 0.10641 | 0 | 0 | 0 | 0 | 0 | 0 | 0 | 0 | 0 | 0 | 0 | 0 | 3.4905 | 2.9676 | 6.3624 | 12.8205 | 4.4658 | 3.7967 | 8.14 | 16.4024 | 5.34e-09 | 4.54e-09 | 9.7335e-09 | 1.9613e-08 | 0.0087969 | 0.007479 | 0.016035 | 0.03231 | 0 | 0 | 0 | 0 | 0 | 0 | 0 | 0 | 0.04858 | 0.0030701 | 0.0026102 | 0.0055961 | 0.011276 | 0.083233 | 0.061507 | 0.14106 | 0.2858 | 0 | 2.7
10416_G_GEN4 | SERC_Southeastern | Florida | 12 | Escambia | 33 | 10416 | GEN4 | Pensacola Florida Plant | 8700 | 1993 | 9999 | Combustion Turbine | [5 empty] | Fossil | G | 2030 | NaturalGas |  | 0.51601 | 0.65072 | 1.4465 | 2.6132 | 0 | 0 | 0 | 0 | 0 | 0 | 0 | 0 | 0 | 0 | 0 | 0 | 59.3113 | 74.7954 | 166.2623 | 300.369 | 44.6128 | 56.2596 | 125.0593 | 225.9317 | 5.3346e-08 | 6.7273e-08 | 1.4954e-07 | 2.7016e-07 | 0.037217 | 0.046933 | 0.10433 | 0.18848 | 0 | 0 | 0 | 0 | 0 | 0 | 0 | 0 | 1.6175 | 0.38671 | 0.48767 | 1.084 | 1.9584 | 1.4825 | 1.6249 | 3.8639 | 6.9713 | 0 | 82
10421_G_GEN1 | WECC_Colorado | Colorado | 8 | Summit | 117 | 10421 | GEN1 | Dillon Hydro Plant | 0 | 1987 | 9999 | Hydro | [5 empty] | Non-Fossil | G | 2030 | Hydro |  | 0 | 0 | 0 | 0 | 0 | 0 | 0 | 0 | 0 | 0 | 0 | 0 | 0 | 0 | 0 | 0 | 1.0084 | 1.0875 | 1.9167 | 4.0126 | 0 | 0 | 0 | 0 | 0 | 0 | 0 | 0 | 0 | 0 | 0 | 0 | 0 | 0 | 0 | 0 | 0 | 0 | 0 | 0 | 0.028455 | 0.0014016 | 0.0015116 | 0.0026643 | 0.0055775 | 0 | 0 | 0 | 0 | 0 | 1.8
10422_G_GEN1 | WECC_Colorado | Colorado | 8 | Grand | 49 | 10422 | GEN1 | Williams Fork Hydro Plant | 0 | 1959 | 9999 | Hydro | [5 empty] | Non-Fossil | G | 2030 | Hydro |  | 0 | 0 | 0 | 0 | 0 | 0 | 0 | 0 | 0 | 0 | 0 | 0 | 0 | 0 | 0 | 0 | 1.6806 | 1.8125 | 3.1946 | 6.6877 | 0 | 0 | 0 | 0 | 0 | 0 | 0 | 0 | 0 | 0 | 0 | 0 | 0 | 0 | 0 | 0 | 0 | 0 | 0 | 0 | 0.047425 | 0.0023361 | 0.0025194 | 0.0044404 | 0.0092959 | 0 | 0 | 0 | 0 | 0 | 3
10422_G_GEN2 | WECC_Colorado | Colorado | 8 | Grand | 49 | 10422 | GEN2 | Williams Fork Hydro Plant | 0 | 2012 | 9999 | Hydro | [5 empty] | Non-Fossil | G | 2030 | Hydro |  | 0 | 0 | 0 | 0 | 0 | 0 | 0 | 0 | 0 | 0 | 0 | 0 | 0 | 0 | 0 | 0 | 0.2801 | 0.30208 | 0.53243 | 1.1146 | 0 | 0 | 0 | 0 | 0 | 0 | 0 | 0 | 0 | 0 | 0 | 0 | 0 | 0 | 0 | 0 | 0 | 0 | 0 | 0 | 0.0079041 | 0.00038934 | 0.00041989 | 0.00074007 | 0.0015493 | 0 | 0 | 0 | 0 | 0 | 0.5
10423_G_GEN1 | WECC_Colorado | Colorado | 8 | Park | 93 | 10423 | GEN1 | North Fork Hydro Plant | 0 | 1988 | 9999 | Hydro | [5 empty] | Non-Fossil | G | 2030 | Hydro |  | 0 | 0 | 0 | 0 | 0 | 0 | 0 | 0 | 0 | 0 | 0 | 0 | 0 | 0 | 0 | 0 | 5.3344 | 5.7091 | 9.7178 | 20.7613 | 0 | 0 | 0 | 0 | 0 | 0 | 0 | 0 | 0 | 0 | 0 | 0 | 0 | 0 | 0 | 0 | 0 | 0 | 0 | 0 | 0.086945 | 0.0074148 | 0.0079357 | 0.013508 | 0.028858 | 0 | 0 | 0 | 0 | 0 | 5.5
10424_G_GEN1 | WECC_Colorado | Colorado | 8 | Jefferson | 59 | 10424 | GEN1 | Gross Hydro Plant | 0 | 2007 | 9999 | Hydro | [5 empty] | Non-Fossil | G | 2030 | Hydro |  | 0 | 0 | 0 | 0 | 0 | 0 | 0 | 0 | 0 | 0 | 0 | 0 | 0 | 0 | 0 | 0 | 4.3696 | 4.7125 | 8.3059 | 17.388 | 0 | 0 | 0 | 0 | 0 | 0 | 0 | 0 | 0 | 0 | 0 | 0 | 0 | 0 | 0 | 0 | 0 | 0 | 0 | 0 | 0.1233 | 0.0060737 | 0.0065504 | 0.011545 | 0.024169 | 0 | 0 | 0 | 0 | 0 | 7.8
10427_G_GEN2 | WECC_Southern California Edison | California | 6 | San Bernardino | 71 | 10427 | GEN2 | New-Indy Ontario Mill | 12369 | 2019 | 9999 | Combustion Turbine | [5 empty] | Fossil | G | 2030 | NaturalGas |  | 0.10843 | 0.249 | 0.31153 | 0.66897 | 0 | 0 | 0 | 0 | 0 | 0 | 0 | 0 | 0 | 0 | 0 | 0 | 8.7665 | 20.1312 | 25.1866 | 54.0842 | 6.3477 | 14.5766 | 18.2371 | 39.1614 | 7.5903e-09 | 1.743e-08 | 2.1807e-08 | 4.6828e-08 | 0.00059638 | 0.0013695 | 0.0017134 | 0.0036793 | 0 | 0 | 0 | 0 | 0 | 0 | 0 | 0 | 0.28996 | 0.040845 | 0.093794 | 0.11735 | 0.25199 | 0.36658 | 0.66311 | 0.88741 | 1.9171 | 0 | 14.7
10427_G_GEN3 | WECC_Southern California Edison | California | 6 | San Bernardino | 71 | 10427 | GEN3 | New-Indy Ontario Mill | 12369 | 2019 | 9999 | Combustion Turbine | [5 empty] | Fossil | G | 2030 | NaturalGas |  | 0.10843 | 0.249 | 0.31153 | 0.66897 | 0 | 0 | 0 | 0 | 0 | 0 | 0 | 0 | 0 | 0 | 0 | 0 | 8.7665 | 20.1312 | 25.1866 | 54.0842 | 6.3477 | 14.5766 | 18.2371 | 39.1614 | 7.5903e-09 | 1.743e-08 | 2.1807e-08 | 4.6828e-08 | 0.00059638 | 0.0013695 | 0.0017134 | 0.0036793 | 0 | 0 | 0 | 0 | 0 | 0 | 0 | 0 | 0.28996 | 0.040845 | 0.093794 | 0.11735 | 0.25199 | 0.36658 | 0.66311 | 0.88741 | 1.9171 | 0 | 14.7
10434_G_TG2 | FRCC | Florida | 12 | Polk | 105 | 10434 | TG2 | Mosaic New Wales Operations | 9194 | 1984 | 9999 | Non-Fossil Waste | [5 empty] | Non-Fossil | G | 2030 | Non-Fossil |  | 0.47849 | 0.68092 | 0.87713 | 2.0365 | 0 | 0 | 0 | 0 | 0 | 0 | 0 | 0 | 0 | 0 | 0 | 0 | 52.0093 | 74.0132 | 95.3404 | 221.3629 | 0 | 0 | 0 | 0 | 0 | 0 | 0 | 0 | 0 | 0 | 0 | 0 | 0 | 0 | 0 | 0 | 0 | 0 | 0 | 0 | 0.16973 | 0.36079 | 0.51343 | 0.66138 | 1.5356 | 0 | 0 | 0 | 0 | 0 | 48
10434_G_TG3 | FRCC | Florida | 12 | Polk | 105 | 10434 | TG3 | Mosaic New Wales Operations | 9194 | 1982 | 9999 | Non-Fossil Waste | [5 empty] | Non-Fossil | G | 2030 | Non-Fossil |  | 0.31899 | 0.45395 | 0.58475 | 1.3577 | 0 | 0 | 0 | 0 | 0 | 0 | 0 | 0 | 0 | 0 | 0 | 0 | 34.6729 | 49.3422 | 63.5603 | 147.5753 | 0 | 0 | 0 | 0 | 0 | 0 | 0 | 0 | 0 | 0 | 0 | 0 | 0 | 0 | 0 | 0 | 0 | 0 | 0 | 0 | 0.11315 | 0.24053 | 0.34229 | 0.44092 | 1.0237 | 0 | 0 | 0 | 0 | 0 | 32
10434_G_TG4 | FRCC | Florida | 12 | Polk | 105 | 10434 | TG4 | Mosaic New Wales Operations | 11084 | 2014 | 9999 | Non-Fossil Waste | [5 empty] | Non-Fossil | G | 2030 | Non-Fossil |  | 0.28824 | 0.41018 | 0.52838 | 1.2268 | 0 | 0 | 0 | 0 | 0 | 0 | 0 | 0 | 0 | 0 | 0 | 0 | 26.0046 | 37.0066 | 47.6702 | 110.6815 | 0 | 0 | 0 | 0 | 0 | 0 | 0 | 0 | 0 | 0 | 0 | 0 | 0 | 0 | 0 | 0 | 0 | 0 | 0 | 0 | 6.2216 | 0.18039 | 0.25671 | 0.33069 | 0.7678 | 0 | 0 | 0 | 0 | 0 | 24
10435_B_SG101A | PJM_EMAAC | New Jersey | 34 | Camden | 7 | 10435 | SG101A | Camden Resource Recovery Facility | 22061 | 1991 | 9999 | Municipal Solid Waste |  |  | ESPC + Dry Scrubber + SNCR + Mercury Control |  | Dry Scrubber | Non-Fossil | B | 2030 | MSW |  | 0.42395 | 0.5562 | 0.73697 | 1.7171 | 0 | 0 | 0 | 0 | 0 | 0 | 0 | 0 | 0 | 0 | 0 | 0 | 19.2172 | 25.2119 | 33.4059 | 77.8349 | 19.4805 | 25.5573 | 33.8636 | 78.9015 | 0.0012184 | 0.0015985 | 0.002118 | 0.004935 | 0.063593 | 0.08343 | 0.11055 | 0.25757 | 0.014838 | 0.019467 | 0.025794 | 0.060099 | 0 | 0 | 0 | 0 | 2.8515 | 0.13331 | 0.17489 | 0.23174 | 0.53994 | 0 | 0 | 0 | 0 | 0 | 11 | Scrubber / SNCR / Mercury Control | Dry Scrubber
10435_B_SG101B | PJM_EMAAC | New Jersey | 34 | Camden | 7 | 10435 | SG101B | Camden Resource Recovery Facility | 22061 | 1991 | 9999 | Municipal Solid Waste |  |  | ESPC + Dry Scrubber + SNCR + Mercury Control |  | Dry Scrubber | Non-Fossil | B | 2030 | MSW |  | 0.42395 | 0.5562 | 0.73697 | 1.7171 | 0 | 0 | 0 | 0 | 0 | 0 | 0 | 0 | 0 | 0 | 0 | 0 | 19.2172 | 25.2119 | 33.4059 | 77.8349 | 19.4805 | 25.5573 | 33.8636 | 78.9015 | 0.0012184 | 0.0015985 | 0.002118 | 0.004935 | 0.063593 | 0.08343 | 0.11055 | 0.25757 | 0.014838 | 0.019467 | 0.025794 | 0.060099 | 0 | 0 | 0 | 0 | 2.8515 | 0.13331 | 0.17489 | 0.23174 | 0.53994 | 0 | 0 | 0 | 0 | 0 | 11 | Scrubber / SNCR / Mercury Control | Dry Scrubber
10435_B_SG101C | PJM_EMAAC | New Jersey | 34 | Camden | 7 | 10435 | SG101C | Camden Resource Recovery Facility | 22061 | 1991 | 9999 | Municipal Solid Waste |  |  | ESPC + Dry Scrubber + SNCR + Mercury Control |  | Dry Scrubber | Non-Fossil | B | 2030 | MSW |  | 0.42395 | 0.5562 | 0.73697 | 1.7171 | 0 | 0 | 0 | 0 | 0 | 0 | 0 | 0 | 0 | 0 | 0 | 0 | 19.2172 | 25.2119 | 33.4059 | 77.8349 | 19.4805 | 25.5573 | 33.8636 | 78.9015 | 0.0012184 | 0.0015985 | 0.002118 | 0.004935 | 0.063592 | 0.083429 | 0.11054 | 0.25756 | 0.017659 | 0.023168 | 0.030697 | 0.071524 | 0 | 0 | 0 | 0 | 2.8515 | 0.13331 | 0.17489 | 0.23174 | 0.53994 | 0 | 0 | 0 | 0 | 0 | 11 | Scrubber / SNCR / Mercury Control | Dry Scrubber
10436_G_GT38 | ERCOT_Rest | Texas | 48 | Harris | 201 | 10436 | GT38 | ExxonMobil Baytown Refinery | 8700 | 1989 | 9999 | Combustion Turbine | [5 empty] | Fossil | G | 2030 | NaturalGas |  | 0.010334 | 0.051049 | 0.044132 | 0.10552 | 0 | 0 | 0 | 0 | 0 | 0 | 0 | 0 | 0 | 0 | 0 | 0 | 1.1878 | 5.8677 | 5.0727 | 12.1282 | 0.83412 | 4.1206 | 3.5623 | 8.517 | 9.9742e-10 | 4.9272e-09 | 4.2596e-09 | 1.0184e-08 | 0.00010024 | 0.00049519 | 0.00042809 | 0.0010235 | 0 | 0 | 0 | 0 | 0 | 0 | 0 | 0 | 1.1631 | 0.0066041 | 0.032624 | 0.028204 | 0.067433 | 0.027562 | 0.11987 | 0.098581 | 0.24601 | 0 | 28
10436_G_GT41 | ERCOT_Rest | Texas | 48 | Harris | 201 | 10436 | GT41 | ExxonMobil Baytown Refinery | 8700 | 1977 | 9999 | Combustion Turbine | [5 empty] | Fossil | G | 2030 | NaturalGas |  | 0.0067695 | 0.033441 | 0.028162 | 0.068373 | 0 | 0 | 0 | 0 | 0 | 0 | 0 | 0 | 0 | 0 | 0 | 0 | 0.77811 | 3.8438 | 3.2371 | 7.859 | 0.55179 | 2.7259 | 2.2956 | 5.5732 | 6.5981e-10 | 3.2595e-09 | 2.7449e-09 | 6.6642e-09 | 9.671e-05 | 0.00047775 | 0.00040233 | 0.00097679 | 0 | 0 | 0 | 0 | 0 | 0 | 0 | 0 | 0.78034 | 0.0042309 | 0.020901 | 0.017601 | 0.042733 | 0.018055 | 0.078524 | 0.062908 | 0.15949 | 0 | 18
10436_G_GT42 | ERCOT_Rest | Texas | 48 | Harris | 201 | 10436 | GT42 | ExxonMobil Baytown Refinery | 8700 | 1977 | 9999 | Combustion Turbine | [5 empty] | Fossil | G | 2030 | NaturalGas |  | 0.0067695 | 0.033441 | 0.028162 | 0.068373 | 0 | 0 | 0 | 0 | 0 | 0 | 0 | 0 | 0 | 0 | 0 | 0 | 0.77811 | 3.8438 | 3.2371 | 7.859 | 0.55179 | 2.7259 | 2.2956 | 5.5732 | 6.5981e-10 | 3.2595e-09 | 2.7449e-09 | 6.6642e-09 | 8.4645e-05 | 0.00041814 | 0.00035214 | 0.00085493 | 0 | 0 | 0 | 0 | 0 | 0 | 0 | 0 | 0.78034 | 0.0042309 | 0.020901 | 0.017601 | 0.042733 | 0.018055 | 0.078524 | 0.062908 | 0.15949 | 0 | 18
10436_G_GT43 | ERCOT_Rest | Texas | 48 | Harris | 201 | 10436 | GT43 | ExxonMobil Baytown Refinery | 8700 | 1977 | 9999 | Combustion Turbine | [5 empty] | Fossil | G | 2030 | NaturalGas |  | 0.0067695 | 0.033441 | 0.028162 | 0.068373 | 0 | 0 | 0 | 0 | 0 | 0 | 0 | 0 | 0 | 0 | 0 | 0 | 0.77811 | 3.8438 | 3.2371 | 7.859 | 0.55179 | 2.7259 | 2.2956 | 5.5732 | 6.5981e-10 | 3.2595e-09 | 2.7449e-09 | 6.6642e-09 | 0.00012324 | 0.00060882 | 0.00051272 | 0.0012448 | 0 | 0 | 0 | 0 | 0 | 0 | 0 | 0 | 0.78034 | 0.0042309 | 0.020901 | 0.017601 | 0.042733 | 0.018055 | 0.078524 | 0.062908 | 0.15949 | 0 | 18
10436_G_GT44 | ERCOT_Rest | Texas | 48 | Harris | 201 | 10436 | GT44 | ExxonMobil Baytown Refinery | 8700 | 1977 | 9999 | Combustion Turbine | [5 empty] | Fossil | G | 2030 | NaturalGas |  | 0.0067695 | 0.033441 | 0.028162 | 0.068373 | 0 | 0 | 0 | 0 | 0 | 0 | 0 | 0 | 0 | 0 | 0 | 0 | 0.77811 | 3.8438 | 3.2371 | 7.859 | 0.55179 | 2.7259 | 2.2956 | 5.5732 | 6.5981e-10 | 3.2595e-09 | 2.7449e-09 | 6.6642e-09 | 0.00015501 | 0.00076574 | 0.00064486 | 0.0015656 | 0 | 0 | 0 | 0 | 0 | 0 | 0 | 0 | 0.78034 | 0.0042309 | 0.020901 | 0.017601 | 0.042733 | 0.018055 | 0.078524 | 0.062908 | 0.15949 | 0 | 18
10436_G_GT45 | ERCOT_Rest | Texas | 48 | Harris | 201 | 10436 | GT45 | ExxonMobil Baytown Refinery | 8700 | 1988 | 9999 | Combustion Turbine | [5 empty] | Fossil | G | 2030 | NaturalGas |  | 0.010334 | 0.051049 | 0.044132 | 0.10552 | 0 | 0 | 0 | 0 | 0 | 0 | 0 | 0 | 0 | 0 | 0 | 0 | 1.1878 | 5.8677 | 5.0727 | 12.1282 | 0.83412 | 4.1206 | 3.5623 | 8.517 | 9.9742e-10 | 4.9272e-09 | 4.2596e-09 | 1.0184e-08 | 6.5616e-05 | 0.00032414 | 0.00028022 | 0.00066998 | 0 | 0 | 0 | 0 | 0 | 0 | 0 | 0 | 1.1631 | 0.0066041 | 0.032624 | 0.028204 | 0.067433 | 0.027562 | 0.11987 | 0.098581 | 0.24601 | 0 | 28
10436_G_ST34 | ERCOT_Rest | Texas | 48 | Harris | 201 | 10436 | ST34 | ExxonMobil Baytown Refinery | 11084 | 1952 | 9999 | Non-Fossil Waste | [5 empty] | Non-Fossil | G | 2030 | Non-Fossil |  | 0.029362 | 0.039643 | 0.046584 | 0.11559 | 0 | 0 | 0 | 0 | 0 | 0 | 0 | 0 | 0 | 0 | 0 | 0 | 2.649 | 3.5766 | 4.2028 | 10.4285 | 0 | 0 | 0 | 0 | 0 | 0 | 0 | 0 | 0 | 0 | 0 | 0 | 0 | 0 | 0 | 0 | 0 | 0 | 0 | 0 | 1.9442 | 0.018376 | 0.024811 | 0.029155 | 0.072343 | 0 | 0 | 0 | 0 | 0 | 7.5
10437_G_SUN2 | WECC_Southern California Edison | California | 6 | San Bernardino | 71 | 10437 | SUN2 | Sunray 2 | 0 | 2017 | 9999 | Solar PV | [5 empty] | Non-Fossil | G | 2030 | Solar |  | 0 | 0 | 0 | 0 | 0 | 0 | 0 | 0 | 0 | 0 | 0 | 0 | 0 | 0 | 0 | 0 | 8.0477 | 15.8275 | 26.7337 | 50.609 | 0 | 0 | 0 | 0 | 0 | 0 | 0 | 0 | 0 | 0 | 0 | 0 | 0 | 0 | 0 | 0 | 0 | 0 | 0 | 0 | 0.91736 | 0 | 0 | 0 | 0 | 0 | 0 | 0 | 0 | 0 | 20
10438_G_SUN3 | WECC_Southern California Edison | California | 6 | San Bernardino | 71 | 10438 | SUN3 | Sunray 3 | 0 | 2017 | 9999 | Solar PV | [5 empty] | Non-Fossil | G | 2030 | Solar |  | 0 | 0 | 0 | 0 | 0 | 0 | 0 | 0 | 0 | 0 | 0 | 0 | 0 | 0 | 0 | 0 | 5.5529 | 10.921 | 18.4463 | 34.9202 | 0 | 0 | 0 | 0 | 0 | 0 | 0 | 0 | 0 | 0 | 0 | 0 | 0 | 0 | 0 | 0 | 0 | 0 | 0 | 0 | 0.63298 | 0 | 0 | 0 | 0 | 0 | 0 | 0 | 0 | 0 | 13.8
10439_B_3U100 | WECC_Southern California Edison | California | 6 | San Bernardino | 71 | 10439 | 3U100 | SEGS III | 9771 | 1987 | 9999 | Solar Thermal | [5 empty] | Non-Fossil | B | 2030 | Solar |  | 1.7012e-09 | 5.2777e-09 | 1.0375e-08 | 1.7354e-08 | 0 | 0 | 0 | 0 | 0 | 0 | 0 | 0 | 0 | 0 | 0 | 0 | 1.7411e-07 | 5.4014e-07 | 1.0618e-06 | 1.776e-06 | 0 | 0 | 0 | 0 | 0 | 0 | 0 | 0 | 0 | 0 | 0 | 0 | 0 | 0 | 0 | 0 | 0 | 0 | 0 | 0 | 1.294e-07 | 0 | 0 | 0 | 0 | 0 | 0 | 0 | 0 | 0 | 1e-06
10440_B_4U100 | WECC_Southern California Edison | California | 6 | San Bernardino | 71 | 10440 | 4U100 | SEGS IV | 9771 | 1987 | 9999 | Solar Thermal | [5 empty] | Non-Fossil | B | 2030 | Solar |  | 1.7012e-09 | 5.2777e-09 | 1.0375e-08 | 1.7354e-08 | 0 | 0 | 0 | 0 | 0 | 0 | 0 | 0 | 0 | 0 | 0 | 0 | 1.7411e-07 | 5.4014e-07 | 1.0618e-06 | 1.776e-06 | 0 | 0 | 0 | 0 | 0 | 0 | 0 | 0 | 0 | 0 | 0 | 0 | 0 | 0 | 0 | 0 | 0 | 0 | 0 | 0 | 1.294e-07 | 0 | 0 | 0 | 0 | 0 | 0 | 0 | 0 | 0 | 1e-06
10441_B_5U100 | WECC_Southern California Edison | California | 6 | San Bernardino | 71 | 10441 | 5U100 | SEGS V | 9771 | 1987 | 9999 | Solar Thermal | [5 empty] | Non-Fossil | B | 2030 | Solar |  | 1.7012e-09 | 5.2777e-09 | 1.0375e-08 | 1.7354e-08 | 0 | 0 | 0 | 0 | 0 | 0 | 0 | 0 | 0 | 0 | 0 | 0 | 1.7411e-07 | 5.4014e-07 | 1.0618e-06 | 1.776e-06 | 0 | 0 | 0 | 0 | 0 | 0 | 0 | 0 | 0 | 0 | 0 | 0 | 0 | 0 | 0 | 0 | 0 | 0 | 0 | 0 | 1.294e-07 | 0 | 0 | 0 | 0 | 0 | 0 | 0 | 0 | 0 | 1e-06
10442_B_6U100 | WECC_Southern California Edison | California | 6 | San Bernardino | 71 | 10442 | 6U100 | SEGS VI | 9771 | 1988 | 9999 | Solar Thermal | [5 empty] | Non-Fossil | B | 2030 | Solar |  | 1.7012e-09 | 5.2777e-09 | 1.0375e-08 | 1.7354e-08 | 0 | 0 | 0 | 0 | 0 | 0 | 0 | 0 | 0 | 0 | 0 | 0 | 1.7411e-07 | 5.4014e-07 | 1.0618e-06 | 1.776e-06 | 0 | 0 | 0 | 0 | 0 | 0 | 0 | 0 | 0 | 0 | 0 | 0 | 0 | 0 | 0 | 0 | 0 | 0 | 0 | 0 | 1.294e-07 | 0 | 0 | 0 | 0 | 0 | 0 | 0 | 0 | 0 | 1e-06
10443_B_7U100 | WECC_Southern California Edison | California | 6 | San Bernardino | 71 | 10443 | 7U100 | SEGS VII | 9771 | 1988 | 9999 | Solar Thermal | [5 empty] | Non-Fossil | B | 2030 | Solar |  | 1.7012e-09 | 5.2777e-09 | 1.0375e-08 | 1.7354e-08 | 0 | 0 | 0 | 0 | 0 | 0 | 0 | 0 | 0 | 0 | 0 | 0 | 1.7411e-07 | 5.4014e-07 | 1.0618e-06 | 1.776e-06 | 0 | 0 | 0 | 0 | 0 | 0 | 0 | 0 | 0 | 0 | 0 | 0 | 0 | 0 | 0 | 0 | 0 | 0 | 0 | 0 | 1.294e-07 | 0 | 0 | 0 | 0 | 0 | 0 | 0 | 0 | 0 | 1e-06
10444_B_HTFHTR | WECC_Southern California Edison | California | 6 | San Bernardino | 71 | 10444 | HTFHTR | SEGS VIII | 9771 | 1989 | 9999 | Solar Thermal | [5 empty] | Non-Fossil | B | 2030 | Solar |  | 1.7012e-09 | 5.2777e-09 | 1.0375e-08 | 1.7354e-08 | 0 | 0 | 0 | 0 | 0 | 0 | 0 | 0 | 0 | 0 | 0 | 0 | 1.7411e-07 | 5.4014e-07 | 1.0618e-06 | 1.776e-06 | 0 | 0 | 0 | 0 | 0 | 0 | 0 | 0 | 0 | 0 | 0 | 0 | 0 | 0 | 0 | 0 | 0 | 0 | 0 | 0 | 1.294e-07 | 0 | 0 | 0 | 0 | 0 | 0 | 0 | 0 | 0 | 1e-06
10446_B_HTFHTR | WECC_Southern California Edison | California | 6 | San Bernardino | 71 | 10446 | HTFHTR | SEGS IX | 9771 | 1990 | 9999 | Solar Thermal | [5 empty] | Non-Fossil | B | 2030 | Solar |  | 0.1497 | 0.46444 | 0.91299 | 1.5271 | 0 | 0 | 0 | 0 | 0 | 0 | 0 | 0 | 0 | 0 | 0 | 0 | 15.3213 | 47.5322 | 93.4389 | 156.2924 | 0 | 0 | 0 | 0 | 0 | 0 | 0 | 0 | 0 | 0 | 0 | 0 | 0 | 0 | 0 | 0 | 0 | 0 | 0 | 0 | 11.3868 | 0 | 0 | 0 | 0 | 0 | 0 | 0 | 0 | 0 | 88
10453_G_U1 | MISO_Minnesota and Western Wisconsin | Wisconsin | 55 | Sawyer | 113 | 10453 | U1 | LAC Courte Oreilles Hydroelect | 0 | 1986 | 9999 | Hydro | [5 empty] | Non-Fossil | G | 2030 | Hydro |  | 0 | 0 | 0 | 0 | 0 | 0 | 0 | 0 | 0 | 0 | 0 | 0 | 0 | 0 | 0 | 0 | 0.2375 | 0.35691 | 0.48363 | 1.078 | 0 | 0 | 0 | 0 | 0 | 0 | 0 | 0 | 0 | 0 | 0 | 0 | 0 | 0 | 0 | 0 | 0 | 0 | 0 | 0 | 0.0031616 | 0.00033012 | 0.0004961 | 0.00067224 | 0.0014985 | 0 | 0 | 0 | 0 | 0 | 0.2
10453_G_U2 | MISO_Minnesota and Western Wisconsin | Wisconsin | 55 | Sawyer | 113 | 10453 | U2 | LAC Courte Oreilles Hydroelect | 0 | 1986 | 9999 | Hydro | [5 empty] | Non-Fossil | G | 2030 | Hydro |  | 0 | 0 | 0 | 0 | 0 | 0 | 0 | 0 | 0 | 0 | 0 | 0 | 0 | 0 | 0 | 0 | 1.7812 | 2.6768 | 3.6272 | 8.0852 | 0 | 0 | 0 | 0 | 0 | 0 | 0 | 0 | 0 | 0 | 0 | 0 | 0 | 0 | 0 | 0 | 0 | 0 | 0 | 0 | 0.023712 | 0.0024759 | 0.0037207 | 0.0050418 | 0.011238 | 0 | 0 | 0 | 0 | 0 | 1.5
10453_G_U3 | MISO_Minnesota and Western Wisconsin | Wisconsin | 55 | Sawyer | 113 | 10453 | U3 | LAC Courte Oreilles Hydroelect | 0 | 1986 | 9999 | Hydro | [5 empty] | Non-Fossil | G | 2030 | Hydro |  | 0 | 0 | 0 | 0 | 0 | 0 | 0 | 0 | 0 | 0 | 0 | 0 | 0 | 0 | 0 | 0 | 1.7812 | 2.6768 | 3.6272 | 8.0852 | 0 | 0 | 0 | 0 | 0 | 0 | 0 | 0 | 0 | 0 | 0 | 0 | 0 | 0 | 0 | 0 | 0 | 0 | 0 | 0 | 0.023712 | 0.0024759 | 0.0037207 | 0.0050418 | 0.011238 | 0 | 0 | 0 | 0 | 0 | 1.5
10458_G_GEN1 | WECC_Northern California (not including BANC) | California | 6 | LASSEN | 35 | 10458 | GEN1 | Muck Valley Hydroelectric | 0 | 1988 | 9999 | Hydro | [5 empty] | Non-Fossil | G | 2030 | Hydro |  | 0 | 0 | 0 | 0 | 0 | 0 | 0 | 0 | 0 | 0 | 0 | 0 | 0 | 0 | 0 | 0 | 15.0701 | 23.4568 | 46.0027 | 84.5296 | 0 | 0 | 0 | 0 | 0 | 0 | 0 | 0 | 0 | 0 | 0 | 0 | 0 | 0 | 0 | 0 | 0 | 0 | 0 | 0 | 0.47267 | 0.020947 | 0.032605 | 0.063944 | 0.1175 | 0 | 0 | 0 | 0 | 0 | 29.9
10464_B_E0001 | NY_Zone C&E | New York | 36 | Jefferson | 45 | 10464 | E0001 | ReEnergy Black River | 17949 | 2013 | 9999 | Biomass | FBC | dry | Baghouse + Wet Scrubber | CF + FU + LA | Wet Scrubber | Non-Fossil | B | 2030 |  | Biomass Retirement | 0 | 0 | 0 | 0 | 0 | 0 | 0 | 0 | 0 | 0 | 0 | 0 | 0 | 0 | 0 | 0 | 0 | 0 | 0 | 0 | 0 | 0 | 0 | 0 | 0 | 0 | 0 | 0 | 0 | 0 | 0 | 0 | 0 | 0 | 0 | 0 | 0 | 0 | 0 | 0 | 0 | 0 | 0 | 0 | 0 | 0 | 0 | 0 | 0 | 0 | 18.3 | Scrubber | Wet Scrubber
10464_B_E0002 | NY_Zone C&E | New York | 36 | Jefferson | 45 | 10464 | E0002 | ReEnergy Black River | 17949 | 2013 | 9999 | Biomass | FBC | dry | Baghouse + Wet Scrubber | CF + FU + LA | Wet Scrubber | Non-Fossil | B | 2030 |  | Biomass Retirement | 0 | 0 | 0 | 0 | 0 | 0 | 0 | 0 | 0 | 0 | 0 | 0 | 0 | 0 | 0 | 0 | 0 | 0 | 0 | 0 | 0 | 0 | 0 | 0 | 0 | 0 | 0 | 0 | 0 | 0 | 0 | 0 | 0 | 0 | 0 | 0 | 0 | 0 | 0 | 0 | 0 | 0 | 0 | 0 | 0 | 0 | 0 | 0 | 0 | 0 | 18.3 | Scrubber | Wet Scrubber
10464_B_E0003 | NY_Zone C&E | New York | 36 | Jefferson | 45 | 10464 | E0003 | ReEnergy Black River | 17949 | 2013 | 9999 | Biomass | FBC | dry | Baghouse + Wet Scrubber | CF + FU + LA | Wet Scrubber | Non-Fossil | B | 2030 |  | Biomass Retirement | 0 | 0 | 0 | 0 | 0 | 0 | 0 | 0 | 0 | 0 | 0 | 0 | 0 | 0 | 0 | 0 | 0 | 0 | 0 | 0 | 0 | 0 | 0 | 0 | 0 | 0 | 0 | 0 | 0 | 0 | 0 | 0 | 0 | 0 | 0 | 0 | 0 | 0 | 0 | 0 | 0 | 0 | 0 | 0 | 0 | 0 | 0 | 0 | 0 | 0 | 18.3 | Scrubber | Wet Scrubber
10466_G_GEN1 | MISO_Wisconsin- Upper Michigan (WUMS) | Wisconsin | 55 | Wood | 141 | 10466 | GEN1 | Wisconsin Rapids Paper Mill | 9118 | 1928 | 9999 | Non-Fossil Waste | [5 empty] | Non-Fossil | G | 2030 | Non-Fossil |  | 6.321e-09 | 8.9949e-09 | 1.0669e-08 | 2.5985e-08 | 0 | 0 | 0 | 0 | 0 | 0 | 0 | 0 | 0 | 0 | 0 | 0 | 6.087e-07 | 8.6619e-07 | 1.0274e-06 | 2.5023e-06 | 0 | 0 | 0 | 0 | 0 | 0 | 0 | 0 | 0 | 0 | 0 | 0 | 0 | 0 | 0 | 0 | 0 | 0 | 0 | 0 | 2.5923e-07 | 4.2226e-09 | 6.0087e-09 | 7.1268e-09 | 1.7358e-08 | 0 | 0 | 0 | 0 | 0 | 1e-06
10466_G_GEN2 | MISO_Wisconsin- Upper Michigan (WUMS) | Wisconsin | 55 | Wood | 141 | 10466 | GEN2 | Wisconsin Rapids Paper Mill | 9118 | 1995 | 9999 | Non-Fossil Waste | [5 empty] | Non-Fossil | G | 2030 | Non-Fossil |  | 6.321e-09 | 8.9949e-09 | 1.0669e-08 | 2.5985e-08 | 0 | 0 | 0 | 0 | 0 | 0 | 0 | 0 | 0 | 0 | 0 | 0 | 6.087e-07 | 8.6619e-07 | 1.0274e-06 | 2.5023e-06 | 0 | 0 | 0 | 0 | 0 | 0 | 0 | 0 | 0 | 0 | 0 | 0 | 0 | 0 | 0 | 0 | 0 | 0 | 0 | 0 | 2.5923e-07 | 4.2226e-09 | 6.0087e-09 | 7.1268e-09 | 1.7358e-08 | 0 | 0 | 0 | 0 | 0 | 1e-06
10466_G_GEN3 | MISO_Wisconsin- Upper Michigan (WUMS) | Wisconsin | 55 | Wood | 141 | 10466 | GEN3 | Wisconsin Rapids Paper Mill | 9118 | 1976 | 9999 | Non-Fossil Waste | [5 empty] | Non-Fossil | G | 2030 | Non-Fossil |  | 0.031605 | 0.044975 | 0.053343 | 0.12992 | 0 | 0 | 0 | 0 | 0 | 0 | 0 | 0 | 0 | 0 | 0 | 0 | 3.0435 | 4.3309 | 5.1368 | 12.5113 | 0 | 0 | 0 | 0 | 0 | 0 | 0 | 0 | 0 | 0 | 0 | 0 | 0 | 0 | 0 | 0 | 0 | 0 | 0 | 0 | 1.2962 | 0.021113 | 0.030044 | 0.035634 | 0.086791 | 0 | 0 | 0 | 0 | 0 | 5
10467_G_1 | NY_Zone F (Capital) | New York | 36 | Saratoga | 91 | 10467 | 1 | Fourth Branch Hydroelectric Facility | 0 | 1987 | 9999 | Hydro | [5 empty] | Non-Fossil | G | 2030 | Hydro |  | 0 | 0 | 0 | 0 | 0 | 0 | 0 | 0 | 0 | 0 | 0 | 0 | 0 | 0 | 0 | 0 | 3.6695 | 4.9366 | 5.6777 | 14.2838 | 0 | 0 | 0 | 0 | 0 | 0 | 0 | 0 | 0 | 0 | 0 | 0 | 0 | 0 | 0 | 0 | 0 | 0 | 0 | 0 | 0.052167 | 0.0051007 | 0.0068618 | 0.007892 | 0.019854 | 0 | 0 | 0 | 0 | 0 | 3.3
10472_B_B300 | WECC_Southern California Edison | California | 6 | Los Angeles | 37 | 10472 | B300 | Puente Hills Energy Recovery | 14103 | 1986 | 9999 | Landfill Gas |  |  |  | FR |  | Non-Fossil | B | 2030 | LF Gas |  | 0.4101 | 0 | 0.5469 | 0.957 | 0 | 0 | 0 | 0 | 0 | 0 | 0 | 0 | 0 | 0 | 0 | 0 | 29.079 | 0 | 38.7788 | 67.8578 | 23.6337 | 0 | 31.5171 | 55.1508 | 0 | 0 | 0 | 0 | 0.0053518 | 0 | 0.007137 | 0.012489 | 0 | 0 | 0 | 0 | 0 | 0 | 0 | 0 | 6.1244 | 0.20172 | 0 | 0.26901 | 0.47073 | 0 | 0 | 0 | 0 | 0 | 22.5
10472_B_B400 | WECC_Southern California Edison | California | 6 | Los Angeles | 37 | 10472 | B400 | Puente Hills Energy Recovery | 14103 | 1986 | 9999 | Landfill Gas |  |  |  | FR |  | Non-Fossil | B | 2030 | LF Gas |  | 0.4101 | 0 | 0.5469 | 0.957 | 0 | 0 | 0 | 0 | 0 | 0 | 0 | 0 | 0 | 0 | 0 | 0 | 29.079 | 0 | 38.7788 | 67.8578 | 23.6337 | 0 | 31.5171 | 55.1508 | 0 | 0 | 0 | 0 | 0.0053518 | 0 | 0.007137 | 0.012489 | 0 | 0 | 0 | 0 | 0 | 0 | 0 | 0 | 6.1244 | 0.20172 | 0 | 0.26901 | 0.47073 | 0 | 0 | 0 | 0 | 0 | 22.5
10477_B_P1 | MISO_Wisconsin- Upper Michigan (WUMS) | Wisconsin | 55 | Wood | 141 | 10477 | P1 | Wisconsin Rapids Pulp Mill | 5149 | 1966 | 9999 | Non-Fossil Waste |  |  | ESPC + Cyclone |  |  | Non-Fossil | B | 2030 | Non-Fossil |  | 0.033849 | 0.048168 | 0.057131 | 0.13915 | 0 | 0 | 0 | 0 | 0 | 0 | 0 | 0 | 0 | 0 | 0 | 0 | 6.574 | 9.3548 | 11.0955 | 27.0244 | 0 | 0 | 0 | 0 | 0 | 0 | 0 | 0 | 0.031955 | 0.045473 | 0.053934 | 0.13136 | 0 | 0 | 0 | 0 | 0 | 0 | 0 | 0 | 2.7997 | 0.045604 | 0.064895 | 0.07697 | 0.18747 | 0 | 0 | 0 | 0 | 0 | 10.8
10477_B_P2 | MISO_Wisconsin- Upper Michigan (WUMS) | Wisconsin | 55 | Wood | 141 | 10477 | P2 | Wisconsin Rapids Pulp Mill | 5149 | 1966 | 9999 | Non-Fossil Waste |  |  | ESPC + Cyclone |  |  | Non-Fossil | B | 2030 | Non-Fossil |  | 0.033849 | 0.048168 | 0.057131 | 0.13915 | 0 | 0 | 0 | 0 | 0 | 0 | 0 | 0 | 0 | 0 | 0 | 0 | 6.574 | 9.3548 | 11.0955 | 27.0244 | 0 | 0 | 0 | 0 | 0 | 0 | 0 | 0 | 0.032558 | 0.046331 | 0.054952 | 0.13384 | 0 | 0 | 0 | 0 | 0 | 0 | 0 | 0 | 2.7997 | 0.045604 | 0.064895 | 0.07697 | 0.18747 | 0 | 0 | 0 | 0 | 0 | 10.8
10477_B_P3 | MISO_Wisconsin- Upper Michigan (WUMS) | Wisconsin | 55 | Wood | 141 | 10477 | P3 | Wisconsin Rapids Pulp Mill | 5149 | 1991 | 9999 | Non-Fossil Waste |  |  |  | FR + LNB |  | Non-Fossil | B | 2030 | Non-Fossil |  | 0.033849 | 0.048168 | 0.057131 | 0.13915 | 0 | 0 | 0 | 0 | 0 | 0 | 0 | 0 | 0 | 0 | 0 | 0 | 6.574 | 9.3548 | 11.0955 | 27.0244 | 0 | 0 | 0 | 0 | 0 | 0 | 0 | 0 | 0.0024117 | 0.0034319 | 0.0040705 | 0.0099142 | 0 | 0 | 0 | 0 | 0 | 0 | 0 | 0 | 2.7997 | 0.045604 | 0.064895 | 0.07697 | 0.18747 | 0 | 0 | 0 | 0 | 0 | 10.8
10477_B_R1 | MISO_Wisconsin- Upper Michigan (WUMS) | Wisconsin | 55 | Wood | 141 | 10477 | R1 | Wisconsin Rapids Pulp Mill | 5149 | 1966 | 9999 | Non-Fossil Waste |  |  | ESPC |  |  | Non-Fossil | B | 2030 | Non-Fossil |  | 0.033849 | 0.048168 | 0.057131 | 0.13915 | 0 | 0 | 0 | 0 | 0 | 0 | 0 | 0 | 0 | 0 | 0 | 0 | 6.574 | 9.3548 | 11.0955 | 27.0244 | 0 | 0 | 0 | 0 | 0 | 0 | 0 | 0 | 0 | 0 | 0 | 0 | 0 | 0 | 0 | 0 | 0 | 0 | 0 | 0 | 2.7997 | 0.045604 | 0.064895 | 0.07697 | 0.18747 | 0 | 0 | 0 | 0 | 0 | 10.8
10477_B_R2 | MISO_Wisconsin- Upper Michigan (WUMS) | Wisconsin | 55 | Wood | 141 | 10477 | R2 | Wisconsin Rapids Pulp Mill | 5149 | 1975 | 9999 | Non-Fossil Waste |  |  | ESPC |  |  | Non-Fossil | B | 2030 | Non-Fossil |  | 0.033849 | 0.048168 | 0.057131 | 0.13915 | 0 | 0 | 0 | 0 | 0 | 0 | 0 | 0 | 0 | 0 | 0 | 0 | 6.574 | 9.3548 | 11.0955 | 27.0244 | 0 | 0 | 0 | 0 | 0 | 0 | 0 | 0 | 0 | 0 | 0 | 0 | 0 | 0 | 0 | 0 | 0 | 0 | 0 | 0 | 2.7997 | 0.045604 | 0.064895 | 0.07697 | 0.18747 | 0 | 0 | 0 | 0 | 0 | 10.8
10477_B_R3 | MISO_Wisconsin- Upper Michigan (WUMS) | Wisconsin | 55 | Wood | 141 | 10477 | R3 | Wisconsin Rapids Pulp Mill | 5149 | 1989 | 9999 | Non-Fossil Waste |  |  | ESPC |  |  | Non-Fossil | B | 2030 | Non-Fossil |  | 0.033849 | 0.048168 | 0.057131 | 0.13915 | 0 | 0 | 0 | 0 | 0 | 0 | 0 | 0 | 0 | 0 | 0 | 0 | 6.574 | 9.3548 | 11.0955 | 27.0244 | 0 | 0 | 0 | 0 | 0 | 0 | 0 | 0 | 0 | 0 | 0 | 0 | 0 | 0 | 0 | 0 | 0 | 0 | 0 | 0 | 2.7997 | 0.045604 | 0.064895 | 0.07697 | 0.18747 | 0 | 0 | 0 | 0 | 0 | 10.8
10479_G_T101 | WECC_Southern California Edison | California | 6 | Mono | 51 | 10479 | T101 | Ples I | 9771 | 1990 | 9999 | Geothermal | [5 empty] | Non-Fossil | G | 2030 | Geothermal |  | 0.05016 | 0.065635 | 0.081945 | 0.19774 | 0 | 0 | 0 | 0 | 0 | 0 | 0 | 0 | 0 | 0 | 0 | 0 | 5.1336 | 6.7173 | 8.3866 | 20.2375 | 0 | 0 | 0 | 0 | 7.4498e-05 | 9.7481e-05 | 0.00012171 | 0.00029368 | 0 | 0 | 0 | 0 | 0 | 0 | 0 | 0 | 0 | 0 | 0 | 0 | 0.45001 | 0.005955 | 0.0077921 | 0.0097284 | 0.023475 | 0 | 0 | 0 | 0 | 0 | 3.3
10479_G_T102 | WECC_Southern California Edison | California | 6 | Mono | 51 | 10479 | T102 | Ples I | 9771 | 1990 | 9999 | Geothermal | [5 empty] | Non-Fossil | G | 2030 | Geothermal |  | 0.05016 | 0.065635 | 0.081945 | 0.19774 | 0 | 0 | 0 | 0 | 0 | 0 | 0 | 0 | 0 | 0 | 0 | 0 | 5.1336 | 6.7173 | 8.3866 | 20.2375 | 0 | 0 | 0 | 0 | 7.4498e-05 | 9.7481e-05 | 0.00012171 | 0.00029368 | 0 | 0 | 0 | 0 | 0 | 0 | 0 | 0 | 0 | 0 | 0 | 0 | 0.45001 | 0.005955 | 0.0077921 | 0.0097284 | 0.023475 | 0 | 0 | 0 | 0 | 0 | 3.3
10479_G_T103 | WECC_Southern California Edison | California | 6 | Mono | 51 | 10479 | T103 | Ples I | 9771 | 1990 | 9999 | Geothermal | [5 empty] | Non-Fossil | G | 2030 | Geothermal |  | 0.05016 | 0.065635 | 0.081945 | 0.19774 | 0 | 0 | 0 | 0 | 0 | 0 | 0 | 0 | 0 | 0 | 0 | 0 | 5.1336 | 6.7173 | 8.3866 | 20.2375 | 0 | 0 | 0 | 0 | 7.4498e-05 | 9.7481e-05 | 0.00012171 | 0.00029368 | 0 | 0 | 0 | 0 | 0 | 0 | 0 | 0 | 0 | 0 | 0 | 0 | 0.45001 | 0.005955 | 0.0077921 | 0.0097284 | 0.023475 | 0 | 0 | 0 | 0 | 0 | 3.3
10480_G_GEN1 | WECC_Southern California Edison | California | 6 | Mono | 51 | 10480 | GEN1 | Mammoth Pacific I | 9771 | 1984 | 9999 | Geothermal | [5 empty] | Non-Fossil | G | 2030 | Geothermal |  | 0.05016 | 0.065635 | 0.081945 | 0.19774 | 0 | 0 | 0 | 0 | 0 | 0 | 0 | 0 | 0 | 0 | 0 | 0 | 5.1336 | 6.7173 | 8.3866 | 20.2375 | 0 | 0 | 0 | 0 | 7.4498e-05 | 9.7481e-05 | 0.00012171 | 0.00029368 | 0 | 0 | 0 | 0 | 0 | 0 | 0 | 0 | 0 | 0 | 0 | 0 | 0.45001 | 0.005955 | 0.0077921 | 0.0097284 | 0.023475 | 0 | 0 | 0 | 0 | 0 | 3.3
10480_G_GEN2 | WECC_Southern California Edison | California | 6 | Mono | 51 | 10480 | GEN2 | Mammoth Pacific I | 9771 | 1984 | 9999 | Geothermal | [5 empty] | Non-Fossil | G | 2030 | Geothermal |  | 0.05016 | 0.065635 | 0.081945 | 0.19774 | 0 | 0 | 0 | 0 | 0 | 0 | 0 | 0 | 0 | 0 | 0 | 0 | 5.1336 | 6.7173 | 8.3866 | 20.2375 | 0 | 0 | 0 | 0 | 7.4498e-05 | 9.7481e-05 | 0.00012171 | 0.00029368 | 0 | 0 | 0 | 0 | 0 | 0 | 0 | 0 | 0 | 0 | 0 | 0 | 0.45001 | 0.005955 | 0.0077921 | 0.0097284 | 0.023475 | 0 | 0 | 0 | 0 | 0 | 3.3
10481_G_1 | WECC_Southern California Edison | California | 6 | Mono | 51 | 10481 | 1 | Mammoth Pacific II | 9771 | 1990 | 9999 | Geothermal | [5 empty] | Non-Fossil | G | 2030 | Geothermal |  | 0.05016 | 0.065635 | 0.081945 | 0.19774 | 0 | 0 | 0 | 0 | 0 | 0 | 0 | 0 | 0 | 0 | 0 | 0 | 5.1336 | 6.7173 | 8.3866 | 20.2375 | 0 | 0 | 0 | 0 | 7.4498e-05 | 9.7481e-05 | 0.00012171 | 0.00029368 | 0 | 0 | 0 | 0 | 0 | 0 | 0 | 0 | 0 | 0 | 0 | 0 | 0.45001 | 0.005955 | 0.0077921 | 0.0097284 | 0.023475 | 0 | 0 | 0 | 0 | 0 | 3.3
10481_G_2 | WECC_Southern California Edison | California | 6 | Mono | 51 | 10481 | 2 | Mammoth Pacific II | 9771 | 1990 | 9999 | Geothermal | [5 empty] | Non-Fossil | G | 2030 | Geothermal |  | 0.05016 | 0.065635 | 0.081945 | 0.19774 | 0 | 0 | 0 | 0 | 0 | 0 | 0 | 0 | 0 | 0 | 0 | 0 | 5.1336 | 6.7173 | 8.3866 | 20.2375 | 0 | 0 | 0 | 0 | 7.4498e-05 | 9.7481e-05 | 0.00012171 | 0.00029368 | 0 | 0 | 0 | 0 | 0 | 0 | 0 | 0 | 0 | 0 | 0 | 0 | 0.45001 | 0.005955 | 0.0077921 | 0.0097284 | 0.023475 | 0 | 0 | 0 | 0 | 0 | 3.3
10481_G_3 | WECC_Southern California Edison | California | 6 | Mono | 51 | 10481 | 3 | Mammoth Pacific II | 9771 | 1990 | 9999 | Geothermal | [5 empty] | Non-Fossil | G | 2030 | Geothermal |  | 0.05016 | 0.065635 | 0.081945 | 0.19774 | 0 | 0 | 0 | 0 | 0 | 0 | 0 | 0 | 0 | 0 | 0 | 0 | 5.1336 | 6.7173 | 8.3866 | 20.2375 | 0 | 0 | 0 | 0 | 7.4498e-05 | 9.7481e-05 | 0.00012171 | 0.00029368 | 0 | 0 | 0 | 0 | 0 | 0 | 0 | 0 | 0 | 0 | 0 | 0 | 0.45001 | 0.005955 | 0.0077921 | 0.0097284 | 0.023475 | 0 | 0 | 0 | 0 | 0 | 3.3
10487_G_GEN1 | MISO_Minnesota and Western Wisconsin | Minnesota | 27 | Koochiching | 71 | 10487 | GEN1 | International Falls Power | 0 | 1946 | 9999 | Hydro | [5 empty] | Non-Fossil | G | 2030 | Hydro |  | 0 | 0 | 0 | 0 | 0 | 0 | 0 | 0 | 0 | 0 | 0 | 0 | 0 | 0 | 0 | 0 | 2.3424 | 3.9669 | 5.4784 | 11.7877 | 0 | 0 | 0 | 0 | 0 | 0 | 0 | 0 | 0 | 0 | 0 | 0 | 0 | 0 | 0 | 0 | 0 | 0 | 0 | 0 | 0.034778 | 0.003256 | 0.005514 | 0.0076149 | 0.016385 | 0 | 0 | 0 | 0 | 0 | 2.2
10487_G_GEN2 | MISO_Minnesota and Western Wisconsin | Minnesota | 27 | Koochiching | 71 | 10487 | GEN2 | International Falls Power | 0 | 1946 | 9999 | Hydro | [5 empty] | Non-Fossil | G | 2030 | Hydro |  | 0 | 0 | 0 | 0 | 0 | 0 | 0 | 0 | 0 | 0 | 0 | 0 | 0 | 0 | 0 | 0 | 2.3424 | 3.9669 | 5.4784 | 11.7877 | 0 | 0 | 0 | 0 | 0 | 0 | 0 | 0 | 0 | 0 | 0 | 0 | 0 | 0 | 0 | 0 | 0 | 0 | 0 | 0 | 0.034778 | 0.003256 | 0.005514 | 0.0076149 | 0.016385 | 0 | 0 | 0 | 0 | 0 | 2.2
10487_G_GEN3 | MISO_Minnesota and Western Wisconsin | Minnesota | 27 | Koochiching | 71 | 10487 | GEN3 | International Falls Power | 0 | 1946 | 9999 | Hydro | [5 empty] | Non-Fossil | G | 2030 | Hydro |  | 0 | 0 | 0 | 0 | 0 | 0 | 0 | 0 | 0 | 0 | 0 | 0 | 0 | 0 | 0 | 0 | 2.3424 | 3.9669 | 5.4784 | 11.7877 | 0 | 0 | 0 | 0 | 0 | 0 | 0 | 0 | 0 | 0 | 0 | 0 | 0 | 0 | 0 | 0 | 0 | 0 | 0 | 0 | 0.034778 | 0.003256 | 0.005514 | 0.0076149 | 0.016385 | 0 | 0 | 0 | 0 | 0 | 2.2
10487_G_GEN4 | MISO_Minnesota and Western Wisconsin | Minnesota | 27 | Koochiching | 71 | 10487 | GEN4 | International Falls Power | 0 | 1946 | 9999 | Hydro | [5 empty] | Non-Fossil | G | 2030 | Hydro |  | 0 | 0 | 0 | 0 | 0 | 0 | 0 | 0 | 0 | 0 | 0 | 0 | 0 | 0 | 0 | 0 | 2.3424 | 3.9669 | 5.4784 | 11.7877 | 0 | 0 | 0 | 0 | 0 | 0 | 0 | 0 | 0 | 0 | 0 | 0 | 0 | 0 | 0 | 0 | 0 | 0 | 0 | 0 | 0.034778 | 0.003256 | 0.005514 | 0.0076149 | 0.016385 | 0 | 0 | 0 | 0 | 0 | 2.2
10487_G_GEN5 | MISO_Minnesota and Western Wisconsin | Minnesota | 27 | Koochiching | 71 | 10487 | GEN5 | International Falls Power | 0 | 1946 | 9999 | Hydro | [5 empty] | Non-Fossil | G | 2030 | Hydro |  | 0 | 0 | 0 | 0 | 0 | 0 | 0 | 0 | 0 | 0 | 0 | 0 | 0 | 0 | 0 | 0 | 2.3424 | 3.9669 | 5.4784 | 11.7877 | 0 | 0 | 0 | 0 | 0 | 0 | 0 | 0 | 0 | 0 | 0 | 0 | 0 | 0 | 0 | 0 | 0 | 0 | 0 | 0 | 0.034778 | 0.003256 | 0.005514 | 0.0076149 | 0.016385 | 0 | 0 | 0 | 0 | 0 | 2.2
10487_G_GEN6 | MISO_Minnesota and Western Wisconsin | Minnesota | 27 | Koochiching | 71 | 10487 | GEN6 | International Falls Power | 0 | 1924 | 9999 | Hydro | [5 empty] | Non-Fossil | G | 2030 | Hydro |  | 0 | 0 | 0 | 0 | 0 | 0 | 0 | 0 | 0 | 0 | 0 | 0 | 0 | 0 | 0 | 0 | 1.7036 | 2.885 | 3.9843 | 8.5729 | 0 | 0 | 0 | 0 | 0 | 0 | 0 | 0 | 0 | 0 | 0 | 0 | 0 | 0 | 0 | 0 | 0 | 0 | 0 | 0 | 0.025293 | 0.002368 | 0.0040102 | 0.0055381 | 0.011916 | 0 | 0 | 0 | 0 | 0 | 1.6
10487_G_GEN7 | MISO_Minnesota and Western Wisconsin | Minnesota | 27 | Koochiching | 71 | 10487 | GEN7 | International Falls Power | 0 | 1924 | 9999 | Hydro | [5 empty] | Non-Fossil | G | 2030 | Hydro |  | 0 | 0 | 0 | 0 | 0 | 0 | 0 | 0 | 0 | 0 | 0 | 0 | 0 | 0 | 0 | 0 | 1.7036 | 2.885 | 3.9843 | 8.5729 | 0 | 0 | 0 | 0 | 0 | 0 | 0 | 0 | 0 | 0 | 0 | 0 | 0 | 0 | 0 | 0 | 0 | 0 | 0 | 0 | 0.025293 | 0.002368 | 0.0040102 | 0.0055381 | 0.011916 | 0 | 0 | 0 | 0 | 0 | 1.6
10490_G_1G | NY_Zone C&E | New York | 36 | Lewis | 49 | 10490 | 1G | Upper Beaver Falls Project | 0 | 1985 | 9999 | Hydro | [5 empty] | Non-Fossil | G | 2030 | Hydro |  | 0 | 0 | 0 | 0 | 0 | 0 | 0 | 0 | 0 | 0 | 0 | 0 | 0 | 0 | 0 | 0 | 1.8149 | 2.4564 | 3.037 | 7.3083 | 0 | 0 | 0 | 0 | 0 | 0 | 0 | 0 | 0 | 0 | 0 | 0 | 0 | 0 | 0 | 0 | 0 | 0 | 0 | 0 | 0.023712 | 0.0025226 | 0.0034144 | 0.0042215 | 0.010158 | 0 | 0 | 0 | 0 | 0 | 1.5
10493_G_GEN1 | ISONE_Maine | Maine | 23 | Oxford | 17 | 10493 | GEN1 | Rumford Falls Hydro Facility | 0 | 1918 | 9999 | Hydro | [5 empty] | Non-Fossil | G | 2030 | Hydro |  | 0 | 0 | 0 | 0 | 0 | 0 | 0 | 0 | 0 | 0 | 0 | 0 | 0 | 0 | 0 | 0 | 12.6336 | 16.5066 | 18.5759 | 47.7161 | 0 | 0 | 0 | 0 | 0 | 0 | 0 | 0 | 0 | 0 | 0 | 0 | 0 | 0 | 0 | 0 | 0 | 0 | 0 | 0 | 0.12805 | 0.017561 | 0.022944 | 0.02582 | 0.066325 | 0 | 0 | 0 | 0 | 0 | 8.1
10493_G_GEN2 | ISONE_Maine | Maine | 23 | Oxford | 17 | 10493 | GEN2 | Rumford Falls Hydro Facility | 0 | 1918 | 9999 | Hydro | [5 empty] | Non-Fossil | G | 2030 | Hydro |  | 0 | 0 | 0 | 0 | 0 | 0 | 0 | 0 | 0 | 0 | 0 | 0 | 0 | 0 | 0 | 0 | 12.6336 | 16.5066 | 18.5759 | 47.7161 | 0 | 0 | 0 | 0 | 0 | 0 | 0 | 0 | 0 | 0 | 0 | 0 | 0 | 0 | 0 | 0 | 0 | 0 | 0 | 0 | 0.12805 | 0.017561 | 0.022944 | 0.02582 | 0.066325 | 0 | 0 | 0 | 0 | 0 | 8.1
10493_G_GEN3 | ISONE_Maine | Maine | 23 | Oxford | 17 | 10493 | GEN3 | Rumford Falls Hydro Facility | 0 | 1926 | 9999 | Hydro | [5 empty] | Non-Fossil | G | 2030 | Hydro |  | 0 | 0 | 0 | 0 | 0 | 0 | 0 | 0 | 0 | 0 | 0 | 0 | 0 | 0 | 0 | 0 | 13.7253 | 17.9331 | 20.1812 | 51.8397 | 0 | 0 | 0 | 0 | 0 | 0 | 0 | 0 | 0 | 0 | 0 | 0 | 0 | 0 | 0 | 0 | 0 | 0 | 0 | 0 | 0.13911 | 0.019078 | 0.024927 | 0.028052 | 0.072057 | 0 | 0 | 0 | 0 | 0 | 8.8
10493_G_GEN4 | ISONE_Maine | Maine | 23 | Oxford | 17 | 10493 | GEN4 | Rumford Falls Hydro Facility | 0 | 1950 | 9999 | Hydro | [5 empty] | Non-Fossil | G | 2030 | Hydro |  | 0 | 0 | 0 | 0 | 0 | 0 | 0 | 0 | 0 | 0 | 0 | 0 | 0 | 0 | 0 | 0 | 6.7067 | 8.7628 | 9.8613 | 25.3308 | 0 | 0 | 0 | 0 | 0 | 0 | 0 | 0 | 0 | 0 | 0 | 0 | 0 | 0 | 0 | 0 | 0 | 0 | 0 | 0 | 0.067975 | 0.0093223 | 0.01218 | 0.013707 | 0.03521 | 0 | 0 | 0 | 0 | 0 | 4.3
10493_G_GEN5 | ISONE_Maine | Maine | 23 | Oxford | 17 | 10493 | GEN5 | Rumford Falls Hydro Facility | 0 | 1954 | 9999 | Hydro | [5 empty] | Non-Fossil | G | 2030 | Hydro |  | 0 | 0 | 0 | 0 | 0 | 0 | 0 | 0 | 0 | 0 | 0 | 0 | 0 | 0 | 0 | 0 | 11.8537 | 15.4877 | 17.4292 | 44.7706 | 0 | 0 | 0 | 0 | 0 | 0 | 0 | 0 | 0 | 0 | 0 | 0 | 0 | 0 | 0 | 0 | 0 | 0 | 0 | 0 | 0.12014 | 0.016477 | 0.021528 | 0.024227 | 0.062231 | 0 | 0 | 0 | 0 | 0 | 7.6
10493_G_GEN6 | ISONE_Maine | Maine | 23 | Oxford | 17 | 10493 | GEN6 | Rumford Falls Hydro Facility | 0 | 1954 | 9999 | Hydro | [5 empty] | Non-Fossil | G | 2030 | Hydro |  | 0 | 0 | 0 | 0 | 0 | 0 | 0 | 0 | 0 | 0 | 0 | 0 | 0 | 0 | 0 | 0 | 11.8537 | 15.4877 | 17.4292 | 44.7706 | 0 | 0 | 0 | 0 | 0 | 0 | 0 | 0 | 0 | 0 | 0 | 0 | 0 | 0 | 0 | 0 | 0 | 0 | 0 | 0 | 0.12014 | 0.016477 | 0.021528 | 0.024227 | 0.062231 | 0 | 0 | 0 | 0 | 0 | 7.6
10494_G_IG-1 | ISONE_MA, VT, NH, RI (Rest of ISO New England) | Vermont | 50 | Franklin | 11 | 10494 | IG-1 | Sheldon Springs Hydroelectric | 0 | 1988 | 9999 | Hydro | [5 empty] | Non-Fossil | G | 2030 | Hydro |  | 0 | 0 | 0 | 0 | 0 | 0 | 0 | 0 | 0 | 0 | 0 | 0 | 0 | 0 | 0 | 0 | 1.8004 | 2.5649 | 2.5348 | 6.9001 | 0 | 0 | 0 | 0 | 0 | 0 | 0 | 0 | 0 | 0 | 0 | 0 | 0 | 0 | 0 | 0 | 0 | 0 | 0 | 0 | 0.026874 | 0.0025025 | 0.0035653 | 0.0035234 | 0.0095911 | 0 | 0 | 0 | 0 | 0 | 1.7
10494_G_IG-2 | ISONE_MA, VT, NH, RI (Rest of ISO New England) | Vermont | 50 | Franklin | 11 | 10494 | IG-2 | Sheldon Springs Hydroelectric | 0 | 1988 | 9999 | Hydro | [5 empty] | Non-Fossil | G | 2030 | Hydro |  | 0 | 0 | 0 | 0 | 0 | 0 | 0 | 0 | 0 | 0 | 0 | 0 | 0 | 0 | 0 | 0 | 1.8004 | 2.5649 | 2.5348 | 6.9001 | 0 | 0 | 0 | 0 | 0 | 0 | 0 | 0 | 0 | 0 | 0 | 0 | 0 | 0 | 0 | 0 | 0 | 0 | 0 | 0 | 0.026874 | 0.0025025 | 0.0035653 | 0.0035234 | 0.0095911 | 0 | 0 | 0 | 0 | 0 | 1.7
10494_G_IG-3 | ISONE_MA, VT, NH, RI (Rest of ISO New England) | Vermont | 50 | Franklin | 11 | 10494 | IG-3 | Sheldon Springs Hydroelectric | 0 | 1988 | 9999 | Hydro | [5 empty] | Non-Fossil | G | 2030 | Hydro |  | 0 | 0 | 0 | 0 | 0 | 0 | 0 | 0 | 0 | 0 | 0 | 0 | 0 | 0 | 0 | 0 | 0.21181 | 0.30176 | 0.29821 | 0.81178 | 0 | 0 | 0 | 0 | 0 | 0 | 0 | 0 | 0 | 0 | 0 | 0 | 0 | 0 | 0 | 0 | 0 | 0 | 0 | 0 | 0.0031616 | 0.00029441 | 0.00041944 | 0.00041451 | 0.0011284 | 0 | 0 | 0 | 0 | 0 | 0.2
10494_G_SG-1 | ISONE_MA, VT, NH, RI (Rest of ISO New England) | Vermont | 50 | Franklin | 11 | 10494 | SG-1 | Sheldon Springs Hydroelectric | 0 | 1988 | 9999 | Hydro | [5 empty] | Non-Fossil | G | 2030 | Hydro |  | 0 | 0 | 0 | 0 | 0 | 0 | 0 | 0 | 0 | 0 | 0 | 0 | 0 | 0 | 0 | 0 | 10.2726 | 14.6352 | 14.4633 | 39.3711 | 0 | 0 | 0 | 0 | 0 | 0 | 0 | 0 | 0 | 0 | 0 | 0 | 0 | 0 | 0 | 0 | 0 | 0 | 0 | 0 | 0.15334 | 0.014279 | 0.020343 | 0.020104 | 0.054726 | 0 | 0 | 0 | 0 | 0 | 9.7
10494_G_SG-2 | ISONE_MA, VT, NH, RI (Rest of ISO New England) | Vermont | 50 | Franklin | 11 | 10494 | SG-2 | Sheldon Springs Hydroelectric | 0 | 1988 | 9999 | Hydro | [5 empty] | Non-Fossil | G | 2030 | Hydro |  | 0 | 0 | 0 | 0 | 0 | 0 | 0 | 0 | 0 | 0 | 0 | 0 | 0 | 0 | 0 | 0 | 10.2726 | 14.6352 | 14.4633 | 39.3711 | 0 | 0 | 0 | 0 | 0 | 0 | 0 | 0 | 0 | 0 | 0 | 0 | 0 | 0 | 0 | 0 | 0 | 0 | 0 | 0 | 0.15334 | 0.014279 | 0.020343 | 0.020104 | 0.054726 | 0 | 0 | 0 | 0 | 0 | 9.7
10494_G_SG-3 | ISONE_MA, VT, NH, RI (Rest of ISO New England) | Vermont | 50 | Franklin | 11 | 10494 | SG-3 | Sheldon Springs Hydroelectric | 0 | 1988 | 9999 | Hydro | [5 empty] | Non-Fossil | G | 2030 | Hydro |  | 0 | 0 | 0 | 0 | 0 | 0 | 0 | 0 | 0 | 0 | 0 | 0 | 0 | 0 | 0 | 0 | 1.059 | 1.5088 | 1.4911 | 4.0589 | 0 | 0 | 0 | 0 | 0 | 0 | 0 | 0 | 0 | 0 | 0 | 0 | 0 | 0 | 0 | 0 | 0 | 0 | 0 | 0 | 0.015808 | 0.0014721 | 0.0020972 | 0.0020726 | 0.0056418 | 0 | 0 | 0 | 0 | 0 | 1
10495_B_6 | ISONE_Maine | Maine | 23 | Oxford | 17 | 10495 | 6 | Rumford Cogeneration | 5372 | 1990 | 9999 | Tires | FBC | dry | ESPH + Reagent Injection + DSI | CF | Reagent Injection | Non-Fossil | B | 2030 | Tires |  | 0.090541 | 0.10944 | 0.163 | 0.36298 | 0 | 0 | 0 | 0 | 0 | 0 | 0 | 0 | 0 | 0 | 0 | 0 | 16.8543 | 20.3729 | 30.3419 | 67.5692 | 44.8273 | 54.1857 | 80.7002 | 179.7132 | 0.0008467 | 0.0010235 | 0.0015243 | 0.0033944 | 0.064467 | 0.077926 | 0.11606 | 0.25845 | 0.09756 | 0.11793 | 0.17563 | 0.39112 | 0.013599 | 0.016438 | 0.024482 | 0.054519 | 0.78262 | 0.025634 | 0.030986 | 0.046148 | 0.10277 | 0 | 0 | 0 | 0 | 0 | 26 | DSI
10495_B_7 | ISONE_Maine | Maine | 23 | Oxford | 17 | 10495 | 7 | Rumford Cogeneration | 5372 | 1990 | 9999 | Tires | FBC | dry | ESPH + Reagent Injection + DSI | CF | Reagent Injection | Non-Fossil | B | 2030 | Tires |  | 0.090541 | 0.10944 | 0.163 | 0.36298 | 0 | 0 | 0 | 0 | 0 | 0 | 0 | 0 | 0 | 0 | 0 | 0 | 16.8543 | 20.3729 | 30.3419 | 67.5692 | 44.8273 | 54.1857 | 80.7002 | 179.7132 | 0.0008467 | 0.0010235 | 0.0015243 | 0.0033944 | 0.064255 | 0.077669 | 0.11567 | 0.2576 | 0.09756 | 0.11793 | 0.17563 | 0.39112 | 0.013599 | 0.016438 | 0.024482 | 0.054519 | 0.78262 | 0.025634 | 0.030986 | 0.046148 | 0.10277 | 0 | 0 | 0 | 0 | 0 | 26 | DSI
10495_B_CRECV | ISONE_Maine | Maine | 23 | Oxford | 17 | 10495 | CRECV | Rumford Cogeneration | 5377 | 1981 | 9999 | Non-Fossil Waste | FBC | dry |  | other |  | Non-Fossil | B | 2030 | Non-Fossil |  | 0.29502 | 0.39381 | 0.50919 | 1.198 | 0 | 0 | 0 | 0 | 0 | 0 | 0 | 0 | 0 | 0 | 0 | 0 | 54.867 | 73.2404 | 94.6972 | 222.8046 | 0 | 0 | 0 | 0 | 0 | 0 | 0 | 0 | 0.081224 | 0.10842 | 0.14019 | 0.32984 | 0 | 0 | 0 | 0 | 0 | 0 | 0 | 0 | 3.7459 | 0.38061 | 0.50807 | 0.65691 | 1.5456 | 0 | 0 | 0 | 0 | 0 | 34
10496_G_GTAG | WECC_Southern California Edison | California | 6 | Kern | 29 | 10496 | GTAG | Kern River Cogeneration | 8700 | 1985 | 9999 | Combustion Turbine | [5 empty] | Fossil | G | 2030 | NaturalGas |  | 0 | 0 | 0 | 0 | 0 | 0 | 0 | 0 | 0 | 0 | 0 | 0 | 0 | 0 | 0 | 0 | 0 | 0 | 0 | 0 | 0 | 0 | 0 | 0 | 0 | 0 | 0 | 0 | 0 | 0 | 0 | 0 | 0 | 0 | 0 | 0 | 0 | 0 | 0 | 0 | 3.2671 | 0 | 0 | 0 | 0 | 0 | 0 | 0 | 0 | 0 | 72
10496_G_GTBG | WECC_Southern California Edison | California | 6 | Kern | 29 | 10496 | GTBG | Kern River Cogeneration | 8700 | 1985 | 9999 | Combustion Turbine | [5 empty] | Fossil | G | 2030 | NaturalGas |  | 0 | 0 | 0 | 0 | 0 | 0 | 0 | 0 | 0 | 0 | 0 | 0 | 0 | 0 | 0 | 0 | 0 | 0 | 0 | 0 | 0 | 0 | 0 | 0 | 0 | 0 | 0 | 0 | 0 | 0 | 0 | 0 | 0 | 0 | 0 | 0 | 0 | 0 | 0 | 0 | 3.2671 | 0 | 0 | 0 | 0 | 0 | 0 | 0 | 0 | 0 | 72
10496_G_GTCG | WECC_Southern California Edison | California | 6 | Kern | 29 | 10496 | GTCG | Kern River Cogeneration | 8700 | 1985 | 9999 | Combustion Turbine | [5 empty] | Fossil | G | 2030 | NaturalGas |  | 0 | 0 | 0 | 0 | 0 | 0 | 0 | 0 | 0 | 0 | 0 | 0 | 0 | 0 | 0 | 0 | 0 | 0 | 0 | 0 | 0 | 0 | 0 | 0 | 0 | 0 | 0 | 0 | 0 | 0 | 0 | 0 | 0 | 0 | 0 | 0 | 0 | 0 | 0 | 0 | 3.2671 | 0 | 0 | 0 | 0 | 0 | 0 | 0 | 0 | 0 | 72
10496_G_GTDG | WECC_Southern California Edison | California | 6 | Kern | 29 | 10496 | GTDG | Kern River Cogeneration | 8700 | 1985 | 9999 | Combustion Turbine | [5 empty] | Fossil | G | 2030 | NaturalGas |  | 0 | 0 | 0 | 0 | 0 | 0 | 0 | 0 | 0 | 0 | 0 | 0 | 0 | 0 | 0 | 0 | 0 | 0 | 0 | 0 | 0 | 0 | 0 | 0 | 0 | 0 | 0 | 0 | 0 | 0 | 0 | 0 | 0 | 0 | 0 | 0 | 0 | 0 | 0 | 0 | 3.2671 | 0 | 0 | 0 | 0 | 0 | 0 | 0 | 0 | 0 | 72
10501_G_K100 | WECC_Northern California (not including BANC) | California | 6 | Kern | 29 | 10501 | K100 | Mid-Set Cogeneration | 8700 | 1989 | 9999 | Combustion Turbine | [5 empty] | Fossil | G | 2030 | NaturalGas |  | 0 | 0 | 0 | 0 | 0 | 0 | 0 | 0 | 0 | 0 | 0 | 0 | 0 | 0 | 0 | 0 | 0 | 0 | 0 | 0 | 0 | 0 | 0 | 0 | 0 | 0 | 0 | 0 | 0 | 0 | 0 | 0 | 0 | 0 | 0 | 0 | 0 | 0 | 0 | 0 | 1.5909 | 0 | 0 | 0 | 0 | 0 | 0 | 0 | 0 | 0 | 36
10503_B_SG201A | NY_Zone F (Capital) | New York | 36 | Washington | 115 | 10503 | SG201A | Wheelabrator Hudson Falls | 21668 | 1992 | 9999 | Municipal Solid Waste |  |  | ESPC + Dry Scrubber + Mercury Control | OFA | Dry Scrubber | Non-Fossil | B | 2030 | MSW |  | 0.19675 | 0.29152 | 0.35037 | 0.83864 | 0 | 0 | 0 | 0 | 0 | 0 | 0 | 0 | 0 | 0 | 0 | 0 | 9.0802 | 13.4539 | 16.17 | 38.7042 | 9.0407 | 13.3953 | 16.0996 | 38.5356 | 0.00056546 | 0.00083783 | 0.001007 | 0.0024103 | 0.027411 | 0.040615 | 0.048814 | 0.11684 | 0.00020659 | 0.0003061 | 0.00036789 | 0.00088057 | 0 | 0 | 0 | 0 | 1.5035 | 0.06299 | 0.09333 | 0.11217 | 0.26849 | 0 | 0 | 0 | 0 | 0 | 5.8 | Scrubber / Mercury Control | Dry Scrubber
10503_B_SG201B | NY_Zone F (Capital) | New York | 36 | Washington | 115 | 10503 | SG201B | Wheelabrator Hudson Falls | 21668 | 1992 | 9999 | Municipal Solid Waste |  |  | ESPC + Dry Scrubber + Mercury Control | OFA | Dry Scrubber | Non-Fossil | B | 2030 | MSW |  | 0.19675 | 0.29152 | 0.35037 | 0.83864 | 0 | 0 | 0 | 0 | 0 | 0 | 0 | 0 | 0 | 0 | 0 | 0 | 9.0802 | 13.4539 | 16.17 | 38.7042 | 9.0407 | 13.3953 | 16.0996 | 38.5356 | 0.00056546 | 0.00083783 | 0.001007 | 0.0024103 | 0.028466 | 0.042177 | 0.050692 | 0.12133 | 0.00020659 | 0.0003061 | 0.00036789 | 0.00088057 | 0 | 0 | 0 | 0 | 1.5035 | 0.06299 | 0.09333 | 0.11217 | 0.26849 | 0 | 0 | 0 | 0 | 0 | 5.8 | Scrubber / Mercury Control | Dry Scrubber
10519_G_1 | ISONE_MA, VT, NH, RI (Rest of ISO New England) | New Hampshire | 33 | Strafford | 17 | 10519 | 1 | Milton Hydro | 0 | 1914 | 9999 | Hydro | [5 empty] | Non-Fossil | G | 2030 | Hydro |  | 0 | 0 | 0 | 0 | 0 | 0 | 0 | 0 | 0 | 0 | 0 | 0 | 0 | 0 | 0 | 0 | 0.056117 | 0.090632 | 0.087538 | 0.23429 | 0 | 0 | 0 | 0 | 0 | 0 | 0 | 0 | 0 | 0 | 0 | 0 | 0 | 0 | 0 | 0 | 0 | 0 | 0 | 0 | 0.0015808 | 7.8002e-05 | 0.00012598 | 0.00012168 | 0.00032566 | 0 | 0 | 0 | 0 | 0 | 0.1
10519_G_2 | ISONE_MA, VT, NH, RI (Rest of ISO New England) | New Hampshire | 33 | Strafford | 17 | 10519 | 2 | Milton Hydro | 0 | 1914 | 9999 | Hydro | [5 empty] | Non-Fossil | G | 2030 | Hydro |  | 0 | 0 | 0 | 0 | 0 | 0 | 0 | 0 | 0 | 0 | 0 | 0 | 0 | 0 | 0 | 0 | 0.11223 | 0.18126 | 0.17508 | 0.46857 | 0 | 0 | 0 | 0 | 0 | 0 | 0 | 0 | 0 | 0 | 0 | 0 | 0 | 0 | 0 | 0 | 0 | 0 | 0 | 0 | 0.0031616 | 0.000156 | 0.00025196 | 0.00024336 | 0.00065132 | 0 | 0 | 0 | 0 | 0 | 0.2
10519_G_3 | ISONE_MA, VT, NH, RI (Rest of ISO New England) | New Hampshire | 33 | Strafford | 17 | 10519 | 3 | Milton Hydro | 0 | 1984 | 9999 | Hydro | [5 empty] | Non-Fossil | G | 2030 | Hydro |  | 0 | 0 | 0 | 0 | 0 | 0 | 0 | 0 | 0 | 0 | 0 | 0 | 0 | 0 | 0 | 0 | 0.056117 | 0.090632 | 0.087538 | 0.23429 | 0 | 0 | 0 | 0 | 0 | 0 | 0 | 0 | 0 | 0 | 0 | 0 | 0 | 0 | 0 | 0 | 0 | 0 | 0 | 0 | 0.0015808 | 7.8002e-05 | 0.00012598 | 0.00012168 | 0.00032566 | 0 | 0 | 0 | 0 | 0 | 0.1
10519_G_4 | ISONE_MA, VT, NH, RI (Rest of ISO New England) | New Hampshire | 33 | Strafford | 17 | 10519 | 4 | Milton Hydro | 0 | 1987 | 9999 | Hydro | [5 empty] | Non-Fossil | G | 2030 | Hydro |  | 0 | 0 | 0 | 0 | 0 | 0 | 0 | 0 | 0 | 0 | 0 | 0 | 0 | 0 | 0 | 0 | 0.16835 | 0.2719 | 0.26261 | 0.70286 | 0 | 0 | 0 | 0 | 0 | 0 | 0 | 0 | 0 | 0 | 0 | 0 | 0 | 0 | 0 | 0 | 0 | 0 | 0 | 0 | 0.0047425 | 0.00023401 | 0.00037793 | 0.00036503 | 0.00097697 | 0 | 0 | 0 | 0 | 0 | 0.3
10520_G_1 | MISO_Illinois | Illinois | 17 | LaSalle | 99 | 10520 | 1 | Dayton Hydro | 0 | 1925 | 9999 | Hydro | [5 empty] | Non-Fossil | G | 2030 | Hydro |  | 0 | 0 | 0 | 0 | 0 | 0 | 0 | 0 | 0 | 0 | 0 | 0 | 0 | 0 | 0 | 0 | 1.9578 | 2.934 | 3.707 | 8.5988 | 0 | 0 | 0 | 0 | 0 | 0 | 0 | 0 | 0 | 0 | 0 | 0 | 0 | 0 | 0 | 0 | 0 | 0 | 0 | 0 | 0.025293 | 0.0027214 | 0.0040782 | 0.0051527 | 0.011952 | 0 | 0 | 0 | 0 | 0 | 1.6
10520_G_2 | MISO_Illinois | Illinois | 17 | LaSalle | 99 | 10520 | 2 | Dayton Hydro | 0 | 1925 | 9999 | Hydro | [5 empty] | Non-Fossil | G | 2030 | Hydro |  | 0 | 0 | 0 | 0 | 0 | 0 | 0 | 0 | 0 | 0 | 0 | 0 | 0 | 0 | 0 | 0 | 1.2236 | 1.8337 | 2.3168 | 5.3742 | 0 | 0 | 0 | 0 | 0 | 0 | 0 | 0 | 0 | 0 | 0 | 0 | 0 | 0 | 0 | 0 | 0 | 0 | 0 | 0 | 0.015808 | 0.0017009 | 0.0025489 | 0.0032204 | 0.0074702 | 0 | 0 | 0 | 0 | 0 | 1
10520_G_3 | MISO_Illinois | Illinois | 17 | LaSalle | 99 | 10520 | 3 | Dayton Hydro | 0 | 1925 | 9999 | Hydro | [5 empty] | Non-Fossil | G | 2030 | Hydro |  | 0 | 0 | 0 | 0 | 0 | 0 | 0 | 0 | 0 | 0 | 0 | 0 | 0 | 0 | 0 | 0 | 1.2236 | 1.8337 | 2.3168 | 5.3742 | 0 | 0 | 0 | 0 | 0 | 0 | 0 | 0 | 0 | 0 | 0 | 0 | 0 | 0 | 0 | 0 | 0 | 0 | 0 | 0 | 0.015808 | 0.0017009 | 0.0025489 | 0.0032204 | 0.0074702 | 0 | 0 | 0 | 0 | 0 | 1
10521_G_3A | NY_Zone G-I (Downstate NY) | New York | 36 | Rockland | 87 | 10521 | 3A | Lederle Laboratories | 5832 | 1998 | 9999 | Combined Cycle | [5 empty] | Fossil | G | 2030 | NaturalGas |  | 0.015381 | 0.02085 | 0.028831 | 0.065061 | 0 | 0 | 0 | 0 | 0 | 0 | 0 | 0 | 0 | 0 | 0 | 0 | 2.6373 | 3.575 | 4.9435 | 11.1559 | 1.3725 | 1.8605 | 2.5727 | 5.8057 | 1.6412e-09 | 2.2247e-09 | 3.0764e-09 | 6.9423e-09 | 0.00028806 | 0.00039049 | 0.00053996 | 0.0012185 | 0 | 0 | 0 | 0 | 0 | 0 | 0 | 0 | 0.05873 | 0.005633 | 0.0076358 | 0.010559 | 0.023828 | 0.067463 | 0.055643 | 0.060148 | 0.18325 | 0 | 1.5
10521_G_GEN1 | NY_Zone G-I (Downstate NY) | New York | 36 | Rockland | 87 | 10521 | GEN1 | Lederle Laboratories | 5832 | 1991 | 9999 | Combined Cycle | [5 empty] | Fossil | G | 2030 | NaturalGas |  | 0.085107 | 0.11537 | 0.15953 | 0.36 | 0 | 0 | 0 | 0 | 0 | 0 | 0 | 0 | 0 | 0 | 0 | 0 | 14.5931 | 19.7818 | 27.3541 | 61.7291 | 7.5946 | 10.2949 | 14.2357 | 32.1251 | 9.0813e-09 | 1.231e-08 | 1.7022e-08 | 3.8414e-08 | 0.001594 | 0.0021607 | 0.0029878 | 0.0067424 | 0 | 0 | 0 | 0 | 0 | 0 | 0 | 0 | 0.32497 | 0.031169 | 0.042252 | 0.058425 | 0.13185 | 0.3733 | 0.30789 | 0.33282 | 1.014 | 0 | 8.3
10521_G_GEN2 | NY_Zone G-I (Downstate NY) | New York | 36 | Rockland | 87 | 10521 | GEN2 | Lederle Laboratories | 5832 | 1991 | 9999 | Combined Cycle | [5 empty] | Fossil | G | 2030 | NaturalGas |  | 0.085107 | 0.11537 | 0.15953 | 0.36 | 0 | 0 | 0 | 0 | 0 | 0 | 0 | 0 | 0 | 0 | 0 | 0 | 14.5931 | 19.7818 | 27.3541 | 61.7291 | 7.5946 | 10.2949 | 14.2357 | 32.1251 | 9.0813e-09 | 1.231e-08 | 1.7022e-08 | 3.8414e-08 | 0.001594 | 0.0021607 | 0.0029878 | 0.0067424 | 0 | 0 | 0 | 0 | 0 | 0 | 0 | 0 | 0.32497 | 0.031169 | 0.042252 | 0.058425 | 0.13185 | 0.3733 | 0.30789 | 0.33282 | 1.014 | 0 | 8.3
10521_G_GEN3 | NY_Zone G-I (Downstate NY) | New York | 36 | Rockland | 87 | 10521 | GEN3 | Lederle Laboratories | 5832 | 1990 | 9999 | Combined Cycle | [5 empty] | Fossil | G | 2030 | NaturalGas |  | 0.022559 | 0.030579 | 0.042285 | 0.095423 | 0 | 0 | 0 | 0 | 0 | 0 | 0 | 0 | 0 | 0 | 0 | 0 | 3.8681 | 5.2434 | 7.2505 | 16.3619 | 2.013 | 2.7288 | 3.7733 | 8.5151 | 2.4071e-09 | 3.263e-09 | 4.512e-09 | 1.0182e-08 | 0.00042249 | 0.00057271 | 0.00079195 | 0.0017872 | 0 | 0 | 0 | 0 | 0 | 0 | 0 | 0 | 0.086138 | 0.0082617 | 0.011199 | 0.015486 | 0.034947 | 0.098946 | 0.081609 | 0.088217 | 0.26877 | 0 | 2.2
10521_G_TG4 | NY_Zone G-I (Downstate NY) | New York | 36 | Rockland | 87 | 10521 | TG4 | Lederle Laboratories | 5832 | 1997 | 9999 | Combined Cycle | [5 empty] | Fossil | G | 2030 | NaturalGas |  | 0.014355 | 0.01946 | 0.026909 | 0.060724 | 0 | 0 | 0 | 0 | 0 | 0 | 0 | 0 | 0 | 0 | 0 | 0 | 2.4615 | 3.3367 | 4.614 | 10.4121 | 1.281 | 1.7365 | 2.4012 | 5.4187 | 1.5318e-09 | 2.0764e-09 | 2.8713e-09 | 6.4795e-09 | 0.00026886 | 0.00036445 | 0.00050397 | 0.0011373 | 0 | 0 | 0 | 0 | 0 | 0 | 0 | 0 | 0.054815 | 0.0052575 | 0.0071268 | 0.0098548 | 0.022239 | 0.062966 | 0.051933 | 0.056138 | 0.17104 | 0 | 1.4
10523_G_GEN1 | ISONE_Maine | Maine | 23 | Kennebec | 11 | 10523 | GEN1 | Benton Falls Associates | 0 | 1987 | 9999 | Hydro | [5 empty] | Non-Fossil | G | 2030 | Hydro |  | 0 | 0 | 0 | 0 | 0 | 0 | 0 | 0 | 0 | 0 | 0 | 0 | 0 | 0 | 0 | 0 | 5.147 | 6.7249 | 7.568 | 19.4399 | 0 | 0 | 0 | 0 | 0 | 0 | 0 | 0 | 0 | 0 | 0 | 0 | 0 | 0 | 0 | 0 | 0 | 0 | 0 | 0 | 0.052167 | 0.0071543 | 0.0093476 | 0.010519 | 0.027021 | 0 | 0 | 0 | 0 | 0 | 3.3
10523_G_GEN2 | ISONE_Maine | Maine | 23 | Kennebec | 11 | 10523 | GEN2 | Benton Falls Associates | 0 | 1987 | 9999 | Hydro | [5 empty] | Non-Fossil | G | 2030 | Hydro |  | 0 | 0 | 0 | 0 | 0 | 0 | 0 | 0 | 0 | 0 | 0 | 0 | 0 | 0 | 0 | 0 | 1.0918 | 1.4265 | 1.6053 | 4.1236 | 0 | 0 | 0 | 0 | 0 | 0 | 0 | 0 | 0 | 0 | 0 | 0 | 0 | 0 | 0 | 0 | 0 | 0 | 0 | 0 | 0.011066 | 0.0015176 | 0.0019828 | 0.0022314 | 0.0057318 | 0 | 0 | 0 | 0 | 0 | 0.7
10525_B_4A | SERC_VACAR | North Carolina | 37 | Craven | 49 | 10525 | 4A | Craven County Wood Energy LP | 14638 | 1990 | 9999 | Biomass | stoker/SPR |  | ESPC + Cyclone | LA + OFA |  | Non-Fossil | B | 2030 |  | Biomass Retirement | 0 | 0 | 0 | 0 | 0 | 0 | 0 | 0 | 0 | 0 | 0 | 0 | 0 | 0 | 0 | 0 | 0 | 0 | 0 | 0 | 0 | 0 | 0 | 0 | 0 | 0 | 0 | 0 | 0 | 0 | 0 | 0 | 0 | 0 | 0 | 0 | 0 | 0 | 0 | 0 | 0 | 0 | 0 | 0 | 0 | 0 | 0 | 0 | 0 | 0 | 47
10526_G_1UNI | ISONE_MA, VT, NH, RI (Rest of ISO New England) | New Hampshire | 33 | Grafton | 9 | 10526 | 1UNI | Dodge Falls Associates | 0 | 1990 | 9999 | Hydro | [5 empty] | Non-Fossil | G | 2030 | Hydro |  | 0 | 0 | 0 | 0 | 0 | 0 | 0 | 0 | 0 | 0 | 0 | 0 | 0 | 0 | 0 | 0 | 2.8058 | 4.5316 | 4.3769 | 11.7143 | 0 | 0 | 0 | 0 | 0 | 0 | 0 | 0 | 0 | 0 | 0 | 0 | 0 | 0 | 0 | 0 | 0 | 0 | 0 | 0 | 0.079041 | 0.0039001 | 0.0062989 | 0.0060839 | 0.016283 | 0 | 0 | 0 | 0 | 0 | 5
10530_G_1 | NY_Zone F (Capital) | New York | 36 | Saratoga | 91 | 10530 | 1 | Feeder Dam Hydro Plant | 0 | 1924 | 9999 | Hydro | [5 empty] | Non-Fossil | G | 2030 | Hydro |  | 0 | 0 | 0 | 0 | 0 | 0 | 0 | 0 | 0 | 0 | 0 | 0 | 0 | 0 | 0 | 0 | 1.1224 | 1.5172 | 1.8623 | 4.502 | 0 | 0 | 0 | 0 | 0 | 0 | 0 | 0 | 0 | 0 | 0 | 0 | 0 | 0 | 0 | 0 | 0 | 0 | 0 | 0 | 0.014227 | 0.0015602 | 0.0021089 | 0.0025886 | 0.0062578 | 0 | 0 | 0 | 0 | 0 | 0.9
10530_G_2 | NY_Zone F (Capital) | New York | 36 | Saratoga | 91 | 10530 | 2 | Feeder Dam Hydro Plant | 0 | 1924 | 9999 | Hydro | [5 empty] | Non-Fossil | G | 2030 | Hydro |  | 0 | 0 | 0 | 0 | 0 | 0 | 0 | 0 | 0 | 0 | 0 | 0 | 0 | 0 | 0 | 0 | 1.1224 | 1.5172 | 1.8623 | 4.502 | 0 | 0 | 0 | 0 | 0 | 0 | 0 | 0 | 0 | 0 | 0 | 0 | 0 | 0 | 0 | 0 | 0 | 0 | 0 | 0 | 0.014227 | 0.0015602 | 0.0021089 | 0.0025886 | 0.0062578 | 0 | 0 | 0 | 0 | 0 | 0.9
10530_G_3 | NY_Zone F (Capital) | New York | 36 | Saratoga | 91 | 10530 | 3 | Feeder Dam Hydro Plant | 0 | 1924 | 9999 | Hydro | [5 empty] | Non-Fossil | G | 2030 | Hydro |  | 0 | 0 | 0 | 0 | 0 | 0 | 0 | 0 | 0 | 0 | 0 | 0 | 0 | 0 | 0 | 0 | 1.2471 | 1.6858 | 2.0693 | 5.0022 | 0 | 0 | 0 | 0 | 0 | 0 | 0 | 0 | 0 | 0 | 0 | 0 | 0 | 0 | 0 | 0 | 0 | 0 | 0 | 0 | 0.015808 | 0.0017335 | 0.0023433 | 0.0028763 | 0.0069531 | 0 | 0 | 0 | 0 | 0 | 1
10530_G_4 | NY_Zone F (Capital) | New York | 36 | Saratoga | 91 | 10530 | 4 | Feeder Dam Hydro Plant | 0 | 1924 | 9999 | Hydro | [5 empty] | Non-Fossil | G | 2030 | Hydro |  | 0 | 0 | 0 | 0 | 0 | 0 | 0 | 0 | 0 | 0 | 0 | 0 | 0 | 0 | 0 | 0 | 1.1224 | 1.5172 | 1.8623 | 4.502 | 0 | 0 | 0 | 0 | 0 | 0 | 0 | 0 | 0 | 0 | 0 | 0 | 0 | 0 | 0 | 0 | 0 | 0 | 0 | 0 | 0.014227 | 0.0015602 | 0.0021089 | 0.0025886 | 0.0062578 | 0 | 0 | 0 | 0 | 0 | 0.9
10530_G_5 | NY_Zone F (Capital) | New York | 36 | Saratoga | 91 | 10530 | 5 | Feeder Dam Hydro Plant | 0 | 1924 | 9999 | Hydro | [5 empty] | Non-Fossil | G | 2030 | Hydro |  | 0 | 0 | 0 | 0 | 0 | 0 | 0 | 0 | 0 | 0 | 0 | 0 | 0 | 0 | 0 | 0 | 1.2471 | 1.6858 | 2.0693 | 5.0022 | 0 | 0 | 0 | 0 | 0 | 0 | 0 | 0 | 0 | 0 | 0 | 0 | 0 | 0 | 0 | 0 | 0 | 0 | 0 | 0 | 0.015808 | 0.0017335 | 0.0023433 | 0.0028763 | 0.0069531 | 0 | 0 | 0 | 0 | 0 | 1
10531_G_1 | NY_Zone C&E | New York | 36 | Jefferson | 45 | 10531 | 1 | Beebee Island Hydro Plant | 0 | 1931 | 9999 | Hydro | [5 empty] | Non-Fossil | G | 2030 | Hydro |  | 0 | 0 | 0 | 0 | 0 | 0 | 0 | 0 | 0 | 0 | 0 | 0 | 0 | 0 | 0 | 0 | 4.7143 | 6.3815 | 7.8792 | 18.975 | 0 | 0 | 0 | 0 | 0 | 0 | 0 | 0 | 0 | 0 | 0 | 0 | 0 | 0 | 0 | 0 | 0 | 0 | 0 | 0 | 0.067975 | 0.0065529 | 0.0088703 | 0.010952 | 0.026375 | 0 | 0 | 0 | 0 | 0 | 4.3
10531_G_2 | NY_Zone C&E | New York | 36 | Jefferson | 45 | 10531 | 2 | Beebee Island Hydro Plant | 0 | 1931 | 9999 | Hydro | [5 empty] | Non-Fossil | G | 2030 | Hydro |  | 0 | 0 | 0 | 0 | 0 | 0 | 0 | 0 | 0 | 0 | 0 | 0 | 0 | 0 | 0 | 0 | 4.7143 | 6.3815 | 7.8792 | 18.975 | 0 | 0 | 0 | 0 | 0 | 0 | 0 | 0 | 0 | 0 | 0 | 0 | 0 | 0 | 0 | 0 | 0 | 0 | 0 | 0 | 0.067975 | 0.0065529 | 0.0088703 | 0.010952 | 0.026375 | 0 | 0 | 0 | 0 | 0 | 4.3
10532_G_2-1 | MISO_Lower Michigan | Michigan | 26 | Clinton | 37 | 10532 | 2-1 | Grand River | 13500 | 1991 | 9999 | Landfill Gas | [5 empty] | Non-Fossil | G | 2030 | LF Gas |  | 0.016258 | 0.023511 | 0.030393 | 0.070162 | 0 | 0 | 0 | 0 | 0 | 0 | 0 | 0 | 0 | 0 | 0 | 0 | 1.2086 | 1.7478 | 2.2593 | 5.2156 | 0.93692 | 1.3549 | 1.7515 | 4.0434 | 0 | 0 | 0 | 0 | 0.0019576 | 0.002831 | 0.0036596 | 0.0084482 | 0 | 0 | 0 | 0 | 0 | 0 | 0 | 0 | 0.21718 | 0.0083838 | 0.012124 | 0.015673 | 0.036181 | 0 | 0 | 0 | 0 | 0 | 0.8
10532_G_2-3 | MISO_Lower Michigan | Michigan | 26 | Clinton | 37 | 10532 | 2-3 | Grand River | 13500 | 1991 | 9999 | Landfill Gas | [5 empty] | Non-Fossil | G | 2030 | LF Gas |  | 0.016258 | 0.023511 | 0.030393 | 0.070162 | 0 | 0 | 0 | 0 | 0 | 0 | 0 | 0 | 0 | 0 | 0 | 0 | 1.2086 | 1.7478 | 2.2593 | 5.2156 | 0.93692 | 1.3549 | 1.7515 | 4.0434 | 0 | 0 | 0 | 0 | 0.0019576 | 0.002831 | 0.0036596 | 0.0084482 | 0 | 0 | 0 | 0 | 0 | 0 | 0 | 0 | 0.21718 | 0.0083838 | 0.012124 | 0.015673 | 0.036181 | 0 | 0 | 0 | 0 | 0 | 0.8
10532_G_2-4 | MISO_Lower Michigan | Michigan | 26 | Clinton | 37 | 10532 | 2-4 | Grand River | 13500 | 1996 | 9999 | Landfill Gas | [5 empty] | Non-Fossil | G | 2030 | LF Gas |  | 0.016258 | 0.023511 | 0.030393 | 0.070162 | 0 | 0 | 0 | 0 | 0 | 0 | 0 | 0 | 0 | 0 | 0 | 0 | 1.2086 | 1.7478 | 2.2593 | 5.2156 | 0.93692 | 1.3549 | 1.7515 | 4.0434 | 0 | 0 | 0 | 0 | 0.0019576 | 0.002831 | 0.0036596 | 0.0084482 | 0 | 0 | 0 | 0 | 0 | 0 | 0 | 0 | 0.21718 | 0.0083838 | 0.012124 | 0.015673 | 0.036181 | 0 | 0 | 0 | 0 | 0 | 0.8
10532_G_2-5 | MISO_Lower Michigan | Michigan | 26 | Clinton | 37 | 10532 | 2-5 | Grand River | 13500 | 1997 | 9999 | Landfill Gas | [5 empty] | Non-Fossil | G | 2030 | LF Gas |  | 0.016258 | 0.023511 | 0.030393 | 0.070162 | 0 | 0 | 0 | 0 | 0 | 0 | 0 | 0 | 0 | 0 | 0 | 0 | 1.2086 | 1.7478 | 2.2593 | 5.2156 | 0.93692 | 1.3549 | 1.7515 | 4.0434 | 0 | 0 | 0 | 0 | 0.0019576 | 0.002831 | 0.0036596 | 0.0084482 | 0 | 0 | 0 | 0 | 0 | 0 | 0 | 0 | 0.21718 | 0.0083838 | 0.012124 | 0.015673 | 0.036181 | 0 | 0 | 0 | 0 | 0 | 0.8
10538_G_GEN1 | NY_Zone C&E | New York | 36 | Jefferson | 45 | 10538 | GEN1 | Dexter Plant | 0 | 1931 | 9999 | Hydro | [5 empty] | Non-Fossil | G | 2030 | Hydro |  | 0 | 0 | 0 | 0 | 0 | 0 | 0 | 0 | 0 | 0 | 0 | 0 | 0 | 0 | 0 | 0 | 0.54817 | 0.74204 | 0.91619 | 2.2064 | 0 | 0 | 0 | 0 | 0 | 0 | 0 | 0 | 0 | 0 | 0 | 0 | 0 | 0 | 0 | 0 | 0 | 0 | 0 | 0 | 0.0079041 | 0.00076196 | 0.0010314 | 0.0012735 | 0.0030669 | 0 | 0 | 0 | 0 | 0 | 0.5
10538_G_GEN2 | NY_Zone C&E | New York | 36 | Jefferson | 45 | 10538 | GEN2 | Dexter Plant | 0 | 1931 | 9999 | Hydro | [5 empty] | Non-Fossil | G | 2030 | Hydro |  | 0 | 0 | 0 | 0 | 0 | 0 | 0 | 0 | 0 | 0 | 0 | 0 | 0 | 0 | 0 | 0 | 0.54817 | 0.74204 | 0.91619 | 2.2064 | 0 | 0 | 0 | 0 | 0 | 0 | 0 | 0 | 0 | 0 | 0 | 0 | 0 | 0 | 0 | 0 | 0 | 0 | 0 | 0 | 0.0079041 | 0.00076196 | 0.0010314 | 0.0012735 | 0.0030669 | 0 | 0 | 0 | 0 | 0 | 0.5
10538_G_GEN3 | NY_Zone C&E | New York | 36 | Jefferson | 45 | 10538 | GEN3 | Dexter Plant | 0 | 1958 | 9999 | Hydro | [5 empty] | Non-Fossil | G | 2030 | Hydro |  | 0 | 0 | 0 | 0 | 0 | 0 | 0 | 0 | 0 | 0 | 0 | 0 | 0 | 0 | 0 | 0 | 0.21927 | 0.29682 | 0.36648 | 0.88256 | 0 | 0 | 0 | 0 | 0 | 0 | 0 | 0 | 0 | 0 | 0 | 0 | 0 | 0 | 0 | 0 | 0 | 0 | 0 | 0 | 0.0031616 | 0.00030478 | 0.00041257 | 0.0005094 | 0.0012268 | 0 | 0 | 0 | 0 | 0 | 0.2
10538_G_GEN4 | NY_Zone C&E | New York | 36 | Jefferson | 45 | 10538 | GEN4 | Dexter Plant | 0 | 1986 | 9999 | Hydro | [5 empty] | Non-Fossil | G | 2030 | Hydro |  | 0 | 0 | 0 | 0 | 0 | 0 | 0 | 0 | 0 | 0 | 0 | 0 | 0 | 0 | 0 | 0 | 0.21927 | 0.29682 | 0.36648 | 0.88256 | 0 | 0 | 0 | 0 | 0 | 0 | 0 | 0 | 0 | 0 | 0 | 0 | 0 | 0 | 0 | 0 | 0 | 0 | 0 | 0 | 0.0031616 | 0.00030478 | 0.00041257 | 0.0005094 | 0.0012268 | 0 | 0 | 0 | 0 | 0 | 0.2
10538_G_GEN5 | NY_Zone C&E | New York | 36 | Jefferson | 45 | 10538 | GEN5 | Dexter Plant | 0 | 1986 | 9999 | Hydro | [5 empty] | Non-Fossil | G | 2030 | Hydro |  | 0 | 0 | 0 | 0 | 0 | 0 | 0 | 0 | 0 | 0 | 0 | 0 | 0 | 0 | 0 | 0 | 0.21927 | 0.29682 | 0.36648 | 0.88256 | 0 | 0 | 0 | 0 | 0 | 0 | 0 | 0 | 0 | 0 | 0 | 0 | 0 | 0 | 0 | 0 | 0 | 0 | 0 | 0 | 0.0031616 | 0.00030478 | 0.00041257 | 0.0005094 | 0.0012268 | 0 | 0 | 0 | 0 | 0 | 0.2
10538_G_GEN6 | NY_Zone C&E | New York | 36 | Jefferson | 45 | 10538 | GEN6 | Dexter Plant | 0 | 1988 | 9999 | Hydro | [5 empty] | Non-Fossil | G | 2030 | Hydro |  | 0 | 0 | 0 | 0 | 0 | 0 | 0 | 0 | 0 | 0 | 0 | 0 | 0 | 0 | 0 | 0 | 1.3156 | 1.7809 | 2.1989 | 5.2954 | 0 | 0 | 0 | 0 | 0 | 0 | 0 | 0 | 0 | 0 | 0 | 0 | 0 | 0 | 0 | 0 | 0 | 0 | 0 | 0 | 0.01897 | 0.0018287 | 0.0024754 | 0.0030564 | 0.0073606 | 0 | 0 | 0 | 0 | 0 | 1.2
10538_G_GEN7 | NY_Zone C&E | New York | 36 | Jefferson | 45 | 10538 | GEN7 | Dexter Plant | 0 | 1988 | 9999 | Hydro | [5 empty] | Non-Fossil | G | 2030 | Hydro |  | 0 | 0 | 0 | 0 | 0 | 0 | 0 | 0 | 0 | 0 | 0 | 0 | 0 | 0 | 0 | 0 | 1.3156 | 1.7809 | 2.1989 | 5.2954 | 0 | 0 | 0 | 0 | 0 | 0 | 0 | 0 | 0 | 0 | 0 | 0 | 0 | 0 | 0 | 0 | 0 | 0 | 0 | 0 | 0.01897 | 0.0018287 | 0.0024754 | 0.0030564 | 0.0073606 | 0 | 0 | 0 | 0 | 0 | 1.2
10539_G_GEN1 | NY_Zone C&E | New York | 36 | Jefferson | 45 | 10539 | GEN1 | Theresa Plant | 0 | 1929 | 9999 | Hydro | [5 empty] | Non-Fossil | G | 2030 | Hydro |  | 0 | 0 | 0 | 0 | 0 | 0 | 0 | 0 | 0 | 0 | 0 | 0 | 0 | 0 | 0 | 0 | 1.0963 | 1.4841 | 1.8324 | 4.4128 | 0 | 0 | 0 | 0 | 0 | 0 | 0 | 0 | 0 | 0 | 0 | 0 | 0 | 0 | 0 | 0 | 0 | 0 | 0 | 0 | 0.015808 | 0.0015239 | 0.0020629 | 0.002547 | 0.0061338 | 0 | 0 | 0 | 0 | 0 | 1
10539_G_GEN2 | NY_Zone C&E | New York | 36 | Jefferson | 45 | 10539 | GEN2 | Theresa Plant | 0 | 1927 | 9999 | Hydro | [5 empty] | Non-Fossil | G | 2030 | Hydro |  | 0 | 0 | 0 | 0 | 0 | 0 | 0 | 0 | 0 | 0 | 0 | 0 | 0 | 0 | 0 | 0 | 0.3289 | 0.44522 | 0.54971 | 1.3238 | 0 | 0 | 0 | 0 | 0 | 0 | 0 | 0 | 0 | 0 | 0 | 0 | 0 | 0 | 0 | 0 | 0 | 0 | 0 | 0 | 0.0047425 | 0.00045718 | 0.00061886 | 0.0007641 | 0.0018401 | 0 | 0 | 0 | 0 | 0 | 0.3
10540_G_GEN1 | NY_Zone C&E | New York | 36 | Jefferson | 45 | 10540 | GEN1 | Diamond Island Plant | 0 | 1914 | 9999 | Hydro | [5 empty] | Non-Fossil | G | 2030 | Hydro |  | 0 | 0 | 0 | 0 | 0 | 0 | 0 | 0 | 0 | 0 | 0 | 0 | 0 | 0 | 0 | 0 | 0.43854 | 0.59363 | 0.73295 | 1.7651 | 0 | 0 | 0 | 0 | 0 | 0 | 0 | 0 | 0 | 0 | 0 | 0 | 0 | 0 | 0 | 0 | 0 | 0 | 0 | 0 | 0.0063233 | 0.00060957 | 0.00082515 | 0.0010188 | 0.0024535 | 0 | 0 | 0 | 0 | 0 | 0.4
10540_G_GEN2 | NY_Zone C&E | New York | 36 | Jefferson | 45 | 10540 | GEN2 | Diamond Island Plant | 0 | 1914 | 9999 | Hydro | [5 empty] | Non-Fossil | G | 2030 | Hydro |  | 0 | 0 | 0 | 0 | 0 | 0 | 0 | 0 | 0 | 0 | 0 | 0 | 0 | 0 | 0 | 0 | 0.43854 | 0.59363 | 0.73295 | 1.7651 | 0 | 0 | 0 | 0 | 0 | 0 | 0 | 0 | 0 | 0 | 0 | 0 | 0 | 0 | 0 | 0 | 0 | 0 | 0 | 0 | 0.0063233 | 0.00060957 | 0.00082515 | 0.0010188 | 0.0024535 | 0 | 0 | 0 | 0 | 0 | 0.4
10540_G_GEN3 | NY_Zone C&E | New York | 36 | Jefferson | 45 | 10540 | GEN3 | Diamond Island Plant | 0 | 1914 | 9999 | Hydro | [5 empty] | Non-Fossil | G | 2030 | Hydro |  | 0 | 0 | 0 | 0 | 0 | 0 | 0 | 0 | 0 | 0 | 0 | 0 | 0 | 0 | 0 | 0 | 0.43854 | 0.59363 | 0.73295 | 1.7651 | 0 | 0 | 0 | 0 | 0 | 0 | 0 | 0 | 0 | 0 | 0 | 0 | 0 | 0 | 0 | 0 | 0 | 0 | 0 | 0 | 0.0063233 | 0.00060957 | 0.00082515 | 0.0010188 | 0.0024535 | 0 | 0 | 0 | 0 | 0 | 0.4
10544_G_GEN1 | NY_Zone C&E | New York | 36 | St Lawrence | 89 | 10544 | GEN1 | Hailesboro 4 Plant | 0 | 1922 | 9999 | Hydro | [5 empty] | Non-Fossil | G | 2030 | Hydro |  | 0 | 0 | 0 | 0 | 0 | 0 | 0 | 0 | 0 | 0 | 0 | 0 | 0 | 0 | 0 | 0 | 0.96792 | 1.3101 | 1.6197 | 3.8977 | 0 | 0 | 0 | 0 | 0 | 0 | 0 | 0 | 0 | 0 | 0 | 0 | 0 | 0 | 0 | 0 | 0 | 0 | 0 | 0 | 0.012647 | 0.0013454 | 0.001821 | 0.0022514 | 0.0054179 | 0 | 0 | 0 | 0 | 0 | 0.8
10544_G_GEN2 | NY_Zone C&E | New York | 36 | St Lawrence | 89 | 10544 | GEN2 | Hailesboro 4 Plant | 0 | 1922 | 9999 | Hydro | [5 empty] | Non-Fossil | G | 2030 | Hydro |  | 0 | 0 | 0 | 0 | 0 | 0 | 0 | 0 | 0 | 0 | 0 | 0 | 0 | 0 | 0 | 0 | 0.72594 | 0.98255 | 1.2148 | 2.9233 | 0 | 0 | 0 | 0 | 0 | 0 | 0 | 0 | 0 | 0 | 0 | 0 | 0 | 0 | 0 | 0 | 0 | 0 | 0 | 0 | 0.0094849 | 0.0010091 | 0.0013657 | 0.0016886 | 0.0040634 | 0 | 0 | 0 | 0 | 0 | 0.6
10545_G_GEN1 | NY_Zone C&E | New York | 36 | Lewis | 49 | 10545 | GEN1 | Copenhagen Plant | 0 | 1984 | 9999 | Hydro | [5 empty] | Non-Fossil | G | 2030 | Hydro |  | 0 | 0 | 0 | 0 | 0 | 0 | 0 | 0 | 0 | 0 | 0 | 0 | 0 | 0 | 0 | 0 | 1.5349 | 2.0777 | 2.5653 | 6.1779 | 0 | 0 | 0 | 0 | 0 | 0 | 0 | 0 | 0 | 0 | 0 | 0 | 0 | 0 | 0 | 0 | 0 | 0 | 0 | 0 | 0.022132 | 0.0021335 | 0.002888 | 0.0035658 | 0.0085873 | 0 | 0 | 0 | 0 | 0 | 1.4
10545_G_GEN2 | NY_Zone C&E | New York | 36 | Lewis | 49 | 10545 | GEN2 | Copenhagen Plant | 0 | 1984 | 9999 | Hydro | [5 empty] | Non-Fossil | G | 2030 | Hydro |  | 0 | 0 | 0 | 0 | 0 | 0 | 0 | 0 | 0 | 0 | 0 | 0 | 0 | 0 | 0 | 0 | 1.5349 | 2.0777 | 2.5653 | 6.1779 | 0 | 0 | 0 | 0 | 0 | 0 | 0 | 0 | 0 | 0 | 0 | 0 | 0 | 0 | 0 | 0 | 0 | 0 | 0 | 0 | 0.022132 | 0.0021335 | 0.002888 | 0.0035658 | 0.0085873 | 0 | 0 | 0 | 0 | 0 | 1.4
10545_G_GEN3 | NY_Zone C&E | New York | 36 | Lewis | 49 | 10545 | GEN3 | Copenhagen Plant | 0 | 1984 | 9999 | Hydro | [5 empty] | Non-Fossil | G | 2030 | Hydro |  | 0 | 0 | 0 | 0 | 0 | 0 | 0 | 0 | 0 | 0 | 0 | 0 | 0 | 0 | 0 | 0 | 0.3289 | 0.44522 | 0.54971 | 1.3238 | 0 | 0 | 0 | 0 | 0 | 0 | 0 | 0 | 0 | 0 | 0 | 0 | 0 | 0 | 0 | 0 | 0 | 0 | 0 | 0 | 0.0047425 | 0.00045718 | 0.00061886 | 0.0007641 | 0.0018401 | 0 | 0 | 0 | 0 | 0 | 0.3
10546_G_GEN1 | PJM West | Pennsylvania | 42 | Beaver | 7 | 10546 | GEN1 | Beaver Valley Patterson Dam | 0 | 1982 | 9999 | Hydro | [5 empty] | Non-Fossil | G | 2030 | Hydro |  | 0 | 0 | 0 | 0 | 0 | 0 | 0 | 0 | 0 | 0 | 0 | 0 | 0 | 0 | 0 | 0 | 0.33558 | 0.47232 | 0.42767 | 1.2356 | 0 | 0 | 0 | 0 | 0 | 0 | 0 | 0 | 0 | 0 | 0 | 0 | 0 | 0 | 0 | 0 | 0 | 0 | 0 | 0 | 0.0063233 | 0.00046646 | 0.00065652 | 0.00059447 | 0.0017175 | 0 | 0 | 0 | 0 | 0 | 0.4
10546_G_GEN2 | PJM West | Pennsylvania | 42 | Beaver | 7 | 10546 | GEN2 | Beaver Valley Patterson Dam | 0 | 1982 | 9999 | Hydro | [5 empty] | Non-Fossil | G | 2030 | Hydro |  | 0 | 0 | 0 | 0 | 0 | 0 | 0 | 0 | 0 | 0 | 0 | 0 | 0 | 0 | 0 | 0 | 0.33558 | 0.47232 | 0.42767 | 1.2356 | 0 | 0 | 0 | 0 | 0 | 0 | 0 | 0 | 0 | 0 | 0 | 0 | 0 | 0 | 0 | 0 | 0 | 0 | 0 | 0 | 0.0063233 | 0.00046646 | 0.00065652 | 0.00059447 | 0.0017175 | 0 | 0 | 0 | 0 | 0 | 0.4
10546_G_GEN3 | PJM West | Pennsylvania | 42 | Beaver | 7 | 10546 | GEN3 | Beaver Valley Patterson Dam | 0 | 1982 | 9999 | Hydro | [5 empty] | Non-Fossil | G | 2030 | Hydro |  | 0 | 0 | 0 | 0 | 0 | 0 | 0 | 0 | 0 | 0 | 0 | 0 | 0 | 0 | 0 | 0 | 0.33558 | 0.47232 | 0.42767 | 1.2356 | 0 | 0 | 0 | 0 | 0 | 0 | 0 | 0 | 0 | 0 | 0 | 0 | 0 | 0 | 0 | 0 | 0 | 0 | 0 | 0 | 0.0063233 | 0.00046646 | 0.00065652 | 0.00059447 | 0.0017175 | 0 | 0 | 0 | 0 | 0 | 0.4
10547_G_GEN1 | NY_Zone C&E | New York | 36 | St Lawrence | 89 | 10547 | GEN1 | Pyrites Plant | 0 | 1949 | 9999 | Hydro | [5 empty] | Non-Fossil | G | 2030 | Hydro |  | 0 | 0 | 0 | 0 | 0 | 0 | 0 | 0 | 0 | 0 | 0 | 0 | 0 | 0 | 0 | 0 | 1.3309 | 1.8013 | 2.2271 | 5.3594 | 0 | 0 | 0 | 0 | 0 | 0 | 0 | 0 | 0 | 0 | 0 | 0 | 0 | 0 | 0 | 0 | 0 | 0 | 0 | 0 | 0.017389 | 0.0018499 | 0.0025039 | 0.0030957 | 0.0074495 | 0 | 0 | 0 | 0 | 0 | 1.1
10547_G_GEN2 | NY_Zone C&E | New York | 36 | St Lawrence | 89 | 10547 | GEN2 | Pyrites Plant | 0 | 1985 | 9999 | Hydro | [5 empty] | Non-Fossil | G | 2030 | Hydro |  | 0 | 0 | 0 | 0 | 0 | 0 | 0 | 0 | 0 | 0 | 0 | 0 | 0 | 0 | 0 | 0 | 3.9927 | 5.404 | 6.6814 | 16.0782 | 0 | 0 | 0 | 0 | 0 | 0 | 0 | 0 | 0 | 0 | 0 | 0 | 0 | 0 | 0 | 0 | 0 | 0 | 0 | 0 | 0.052167 | 0.0055498 | 0.0075116 | 0.0092872 | 0.022349 | 0 | 0 | 0 | 0 | 0 | 3.3
10547_G_GEN3 | NY_Zone C&E | New York | 36 | St Lawrence | 89 | 10547 | GEN3 | Pyrites Plant | 0 | 1985 | 9999 | Hydro | [5 empty] | Non-Fossil | G | 2030 | Hydro |  | 0 | 0 | 0 | 0 | 0 | 0 | 0 | 0 | 0 | 0 | 0 | 0 | 0 | 0 | 0 | 0 | 3.9927 | 5.404 | 6.6814 | 16.0782 | 0 | 0 | 0 | 0 | 0 | 0 | 0 | 0 | 0 | 0 | 0 | 0 | 0 | 0 | 0 | 0 | 0 | 0 | 0 | 0 | 0.052167 | 0.0055498 | 0.0075116 | 0.0092872 | 0.022349 | 0 | 0 | 0 | 0 | 0 | 3.3
10548_G_GEN1 | WECC_Northern California (not including BANC) | California | 6 | Santa Clara | 85 | 10548 | GEN1 | San Jose Cogeneration | 9006 | 1984 | 9999 | Combustion Turbine | [5 empty] | Fossil | G | 2030 | Oil |  | 0 | 0 | 0 | 0 | 0 | 0 | 0 | 0 | 0 | 0 | 0 | 0 | 0 | 0 | 0 | 0 | 0 | 0 | 0 | 0 | 0 | 0 | 0 | 0 | 0 | 0 | 0 | 0 | 0 | 0 | 0 | 0 | 0 | 0 | 0 | 0 | 0 | 0 | 0 | 0 | 0.25969 | 0 | 0 | 0 | 0 | 0 | 0 | 0 | 0 | 0 | 5.6
10549_G_2 | NY_Zone G-I (Downstate NY) | New York | 36 | Orange | 71 | 10549 | 2 | Al Turi | 13500 | 2011 | 9999 | Landfill Gas | [5 empty] | Non-Fossil | G | 2030 | LF Gas |  | 0.013521 | 0.019441 | 0.025869 | 0.058832 | 0 | 0 | 0 | 0 | 0 | 0 | 0 | 0 | 0 | 0 | 0 | 0 | 1.0016 | 1.4401 | 1.9162 | 4.3579 | 0.77922 | 1.1204 | 1.4908 | 3.3904 | 0 | 0 | 0 | 0 | 0.0019724 | 0.0028359 | 0.0037736 | 0.0085818 | 0 | 0 | 0 | 0 | 0 | 0 | 0 | 0 | 0.2103 | 0.006948 | 0.0099899 | 0.013293 | 0.030231 | 0 | 0 | 0 | 0 | 0 | 0.8
10549_G_3 | NY_Zone G-I (Downstate NY) | New York | 36 | Orange | 71 | 10549 | 3 | Al Turi | 13500 | 2011 | 9999 | Landfill Gas | [5 empty] | Non-Fossil | G | 2030 | LF Gas |  | 0.013521 | 0.019441 | 0.025869 | 0.058832 | 0 | 0 | 0 | 0 | 0 | 0 | 0 | 0 | 0 | 0 | 0 | 0 | 1.0016 | 1.4401 | 1.9162 | 4.3579 | 0.77922 | 1.1204 | 1.4908 | 3.3904 | 0 | 0 | 0 | 0 | 0.0019724 | 0.0028359 | 0.0037736 | 0.0085818 | 0 | 0 | 0 | 0 | 0 | 0 | 0 | 0 | 0.2103 | 0.006948 | 0.0099899 | 0.013293 | 0.030231 | 0 | 0 | 0 | 0 | 0 | 0.8
10550_G_GEN1 | SERC_VACAR | North Carolina | 37 | Lincoln | 109 | 10550 | GEN1 | High Shoals Hydro (NC) | 0 | 1934 | 9999 | Hydro | [5 empty] | Non-Fossil | G | 2030 | Hydro |  | 0 | 0 | 0 | 0 | 0 | 0 | 0 | 0 | 0 | 0 | 0 | 0 | 0 | 0 | 0 | 0 | 1.7299 | 1.9469 | 2.1292 | 5.806 | 0 | 0 | 0 | 0 | 0 | 0 | 0 | 0 | 0 | 0 | 0 | 0 | 0 | 0 | 0 | 0 | 0 | 0 | 0 | 0 | 0.028455 | 0.0024046 | 0.0027062 | 0.0029596 | 0.0080704 | 0 | 0 | 0 | 0 | 0 | 1.8
10553_G_6033 | ISONE_MA, VT, NH, RI (Rest of ISO New England) | Massachusetts | 25 | Worcester | 27 | 10553 | 6033 | Anderson Power Products Division | 14775 | 1987 | 9999 | Combustion Turbine | [5 empty] | Fossil | G | 2030 | Oil |  | 0 | 0 | 0 | 0 | 0 | 0 | 0 | 0 | 0 | 0 | 0 | 0 | 0 | 0 | 0 | 0 | 0 | 0 | 0 | 0 | 0 | 0 | 0 | 0 | 0 | 0 | 0 | 0 | 0 | 0 | 0 | 0 | 0 | 0 | 0 | 0 | 0 | 0 | 0 | 0 | 4.5162e-08 | 0 | 0 | 0 | 0 | 0 | 0 | 0 | 0 | 0 | 1e-06
10553_G_6035 | ISONE_MA, VT, NH, RI (Rest of ISO New England) | Massachusetts | 25 | Worcester | 27 | 10553 | 6035 | Anderson Power Products Division | 14775 | 1987 | 9999 | Combustion Turbine | [5 empty] | Fossil | G | 2030 | Oil |  | 0 | 0 | 0 | 0 | 0 | 0 | 0 | 0 | 0 | 0 | 0 | 0 | 0 | 0 | 0 | 0 | 0 | 0 | 0 | 0 | 0 | 0 | 0 | 0 | 0 | 0 | 0 | 0 | 0 | 0 | 0 | 0 | 0 | 0 | 0 | 0 | 0 | 0 | 0 | 0 | 4.5162e-08 | 0 | 0 | 0 | 0 | 0 | 0 | 0 | 0 | 0 | 1e-06
10553_G_6046 | ISONE_MA, VT, NH, RI (Rest of ISO New England) | Massachusetts | 25 | Worcester | 27 | 10553 | 6046 | Anderson Power Products Division | 14775 | 1987 | 9999 | Combustion Turbine | [5 empty] | Fossil | G | 2030 | Oil |  | 0 | 0 | 0 | 0 | 0 | 0 | 0 | 0 | 0 | 0 | 0 | 0 | 0 | 0 | 0 | 0 | 0 | 0 | 0 | 0 | 0 | 0 | 0 | 0 | 0 | 0 | 0 | 0 | 0 | 0 | 0 | 0 | 0 | 0 | 0 | 0 | 0 | 0 | 0 | 0 | 4.5162e-08 | 0 | 0 | 0 | 0 | 0 | 0 | 0 | 0 | 0 | 1e-06
10554_G_3ST1 | ERCOT_Rest | Texas | 48 | Calhoun | 57 | 10554 | 3ST1 | Formosa Utility Venture Ltd | 5500 | 2019 | 9999 | Combined Cycle | other |  |  | STM |  | Fossil | G | 2030 | NaturalGas |  | 0.36747 | 0.49812 | 0.6888 | 1.5544 | 0 | 0 | 0 | 0 | 0 | 0 | 0 | 0 | 0 | 0 | 0 | 0 | 66.812 | 90.5673 | 125.2358 | 282.6151 | 34.2697 | 46.4545 | 64.2369 | 144.9611 | 4.0978e-08 | 5.5549e-08 | 7.6812e-08 | 1.7334e-07 | 0.0032197 | 0.0043645 | 0.0060352 | 0.01362 | 0 | 0 | 0 | 0 | 0 | 0 | 0 | 0 | 1.1467 | 0.1427 | 0.19344 | 0.26749 | 0.60363 | 0.98009 | 1.1696 | 1.5386 | 3.6883 | 0 | 38
10554_G_3TBG1 | ERCOT_Rest | Texas | 48 | Calhoun | 57 | 10554 | 3TBG1 | Formosa Utility Venture Ltd | 5500 | 2019 | 9999 | Combined Cycle | [5 empty] | Fossil | G | 2030 | NaturalGas |  | 0.93801 | 1.2715 | 1.7582 | 3.9678 | 0 | 0 | 0 | 0 | 0 | 0 | 0 | 0 | 0 | 0 | 0 | 0 | 170.5464 | 231.1851 | 319.6808 | 721.4123 | 87.4779 | 118.5812 | 163.9731 | 370.0322 | 1.046e-07 | 1.418e-07 | 1.9607e-07 | 4.4247e-07 | 0.0082188 | 0.011141 | 0.015406 | 0.034766 | 0 | 0 | 0 | 0 | 0 | 0 | 0 | 0 | 2.9271 | 0.36427 | 0.49378 | 0.6828 | 1.5408 | 2.5018 | 2.9857 | 3.9275 | 9.415 | 0 | 97
10554_G_3TBG2 | ERCOT_Rest | Texas | 48 | Calhoun | 57 | 10554 | 3TBG2 | Formosa Utility Venture Ltd | 5500 | 2019 | 9999 | Combined Cycle | [5 empty] | Fossil | G | 2030 | NaturalGas |  | 0.93801 | 1.2715 | 1.7582 | 3.9678 | 0 | 0 | 0 | 0 | 0 | 0 | 0 | 0 | 0 | 0 | 0 | 0 | 170.5464 | 231.1851 | 319.6808 | 721.4123 | 87.4779 | 118.5812 | 163.9731 | 370.0322 | 1.046e-07 | 1.418e-07 | 1.9607e-07 | 4.4247e-07 | 0.0082188 | 0.011141 | 0.015406 | 0.034766 | 0 | 0 | 0 | 0 | 0 | 0 | 0 | 0 | 2.9271 | 0.36427 | 0.49378 | 0.6828 | 1.5408 | 2.5018 | 2.9857 | 3.9275 | 9.415 | 0 | 97
10554_G_BO3 | ERCOT_Rest | Texas | 48 | Calhoun | 57 | 10554 | BO3 | Formosa Utility Venture Ltd | 5500 | 1987 | 9999 | Combined Cycle | [5 empty] | Fossil | G | 2030 | NaturalGas |  | 0.30944 | 0.41947 | 0.58004 | 1.309 | 0 | 0 | 0 | 0 | 0 | 0 | 0 | 0 | 0 | 0 | 0 | 0 | 56.2627 | 76.2672 | 105.4617 | 237.9917 | 29.0823 | 39.4226 | 54.5133 | 123.0182 | 3.4776e-08 | 4.714e-08 | 6.5185e-08 | 1.471e-07 | 0.0071215 | 0.0096535 | 0.013349 | 0.030124 | 0 | 0 | 0 | 0 | 0 | 0 | 0 | 0 | 0.98503 | 0.12017 | 0.1629 | 0.22525 | 0.50832 | 0.82534 | 0.98496 | 1.2957 | 3.106 | 0 | 32
10554_G_ST1 | ERCOT_Rest | Texas | 48 | Calhoun | 57 | 10554 | ST1 | Formosa Utility Venture Ltd | 5500 | 1994 | 9999 | Combined Cycle |  |  |  | STM |  | Fossil | G | 2030 | NaturalGas |  | 0.2756 | 0.37359 | 0.5166 | 1.1658 | 0 | 0 | 0 | 0 | 0 | 0 | 0 | 0 | 0 | 0 | 0 | 0 | 50.109 | 67.9255 | 93.9268 | 211.9613 | 25.9014 | 35.1108 | 48.5509 | 109.5631 | 3.0972e-08 | 4.1984e-08 | 5.8055e-08 | 1.3101e-07 | 0.0063425 | 0.0085977 | 0.011889 | 0.026829 | 0 | 0 | 0 | 0 | 0 | 0 | 0 | 0 | 0.8773 | 0.10703 | 0.14508 | 0.20062 | 0.45272 | 0.73507 | 0.87723 | 1.154 | 2.7663 | 0 | 28.5
10554_G_ST2 | ERCOT_Rest | Texas | 48 | Calhoun | 57 | 10554 | ST2 | Formosa Utility Venture Ltd | 5500 | 1994 | 9999 | Combined Cycle |  |  |  | STM |  | Fossil | G | 2030 | NaturalGas |  | 0.55603 | 0.75373 | 1.0423 | 2.352 | 0 | 0 | 0 | 0 | 0 | 0 | 0 | 0 | 0 | 0 | 0 | 0 | 101.0971 | 137.0427 | 189.5015 | 427.6413 | 52.2572 | 70.8375 | 97.9536 | 221.0483 | 6.2487e-08 | 8.4705e-08 | 1.1713e-07 | 2.6432e-07 | 0.0049097 | 0.0066554 | 0.009203 | 0.020768 | 0 | 0 | 0 | 0 | 0 | 0 | 0 | 0 | 1.77 | 0.21593 | 0.29271 | 0.40475 | 0.91339 | 1.483 | 1.7699 | 2.3282 | 5.5811 | 0 | 57.5
10554_G_ST3 | ERCOT_Rest | Texas | 48 | Calhoun | 57 | 10554 | ST3 | Formosa Utility Venture Ltd | 5500 | 2002 | 9999 | Combined Cycle |  |  |  | STM |  | Fossil | G | 2030 | NaturalGas |  | 0.4574 | 0.62003 | 0.85737 | 1.9348 | 0 | 0 | 0 | 0 | 0 | 0 | 0 | 0 | 0 | 0 | 0 | 0 | 83.1633 | 112.7325 | 155.8856 | 351.7815 | 42.9872 | 58.2716 | 80.5775 | 181.8363 | 5.1403e-08 | 6.9679e-08 | 9.6352e-08 | 2.1743e-07 | 0.0040388 | 0.0054748 | 0.0075705 | 0.017084 | 0 | 0 | 0 | 0 | 0 | 0 | 0 | 0 | 1.456 | 0.17763 | 0.24078 | 0.33295 | 0.75136 | 1.22 | 1.4559 | 1.9152 | 4.591 | 0 | 47.3
10554_G_TBG1 | ERCOT_Rest | Texas | 48 | Calhoun | 57 | 10554 | TBG1 | Formosa Utility Venture Ltd | 5500 | 1993 | 9999 | Combined Cycle | [5 empty] | Fossil | G | 2030 | NaturalGas |  | 0.69625 | 0.94381 | 1.3051 | 2.9451 | 0 | 0 | 0 | 0 | 0 | 0 | 0 | 0 | 0 | 0 | 0 | 0 | 126.5911 | 171.6013 | 237.2889 | 535.4813 | 65.4351 | 88.7009 | 122.6549 | 276.7909 | 7.8245e-08 | 1.0607e-07 | 1.4667e-07 | 3.3098e-07 | 0.016023 | 0.02172 | 0.030035 | 0.067779 | 0 | 0 | 0 | 0 | 0 | 0 | 0 | 0 | 2.2163 | 0.27038 | 0.36652 | 0.50682 | 1.1437 | 1.857 | 2.2162 | 2.9153 | 6.9885 | 0 | 72
10554_G_TBG2 | ERCOT_Rest | Texas | 48 | Calhoun | 57 | 10554 | TBG2 | Formosa Utility Venture Ltd | 5500 | 1993 | 9999 | Combined Cycle | [5 empty] | Fossil | G | 2030 | NaturalGas |  | 0.69625 | 0.94381 | 1.3051 | 2.9451 | 0 | 0 | 0 | 0 | 0 | 0 | 0 | 0 | 0 | 0 | 0 | 0 | 126.5911 | 171.6013 | 237.2889 | 535.4813 | 65.4351 | 88.7009 | 122.6549 | 276.7909 | 7.8245e-08 | 1.0607e-07 | 1.4667e-07 | 3.3098e-07 | 0.0061478 | 0.0083337 | 0.011524 | 0.026005 | 0 | 0 | 0 | 0 | 0 | 0 | 0 | 0 | 2.2163 | 0.27038 | 0.36652 | 0.50682 | 1.1437 | 1.857 | 2.2162 | 2.9153 | 6.9885 | 0 | 72
10554_G_TBG3 | ERCOT_Rest | Texas | 48 | Calhoun | 57 | 10554 | TBG3 | Formosa Utility Venture Ltd | 5500 | 1993 | 9999 | Combined Cycle | [5 empty] | Fossil | G | 2030 | NaturalGas |  | 0.69625 | 0.94381 | 1.3051 | 2.9451 | 0 | 0 | 0 | 0 | 0 | 0 | 0 | 0 | 0 | 0 | 0 | 0 | 126.5911 | 171.6013 | 237.2889 | 535.4813 | 65.4351 | 88.7009 | 122.6549 | 276.7909 | 7.8245e-08 | 1.0607e-07 | 1.4667e-07 | 3.3098e-07 | 0.0061478 | 0.0083337 | 0.011524 | 0.026005 | 0 | 0 | 0 | 0 | 0 | 0 | 0 | 0 | 2.2163 | 0.27038 | 0.36652 | 0.50682 | 1.1437 | 1.857 | 2.2162 | 2.9153 | 6.9885 | 0 | 72
10554_G_TBG4 | ERCOT_Rest | Texas | 48 | Calhoun | 57 | 10554 | TBG4 | Formosa Utility Venture Ltd | 5500 | 1994 | 9999 | Combined Cycle | [5 empty] | Fossil | G | 2030 | NaturalGas |  | 0.69625 | 0.94381 | 1.3051 | 2.9451 | 0 | 0 | 0 | 0 | 0 | 0 | 0 | 0 | 0 | 0 | 0 | 0 | 126.5911 | 171.6013 | 237.2889 | 535.4813 | 65.4351 | 88.7009 | 122.6549 | 276.7909 | 7.8245e-08 | 1.0607e-07 | 1.4667e-07 | 3.3098e-07 | 0.0061478 | 0.0083337 | 0.011524 | 0.026005 | 0 | 0 | 0 | 0 | 0 | 0 | 0 | 0 | 2.2163 | 0.27038 | 0.36652 | 0.50682 | 1.1437 | 1.857 | 2.2162 | 2.9153 | 6.9885 | 0 | 72
10554_G_TBG5 | ERCOT_Rest | Texas | 48 | Calhoun | 57 | 10554 | TBG5 | Formosa Utility Venture Ltd | 5500 | 1994 | 9999 | Combined Cycle | [5 empty] | Fossil | G | 2030 | NaturalGas |  | 0.69625 | 0.94381 | 1.3051 | 2.9451 | 0 | 0 | 0 | 0 | 0 | 0 | 0 | 0 | 0 | 0 | 0 | 0 | 126.5911 | 171.6013 | 237.2889 | 535.4813 | 65.4351 | 88.7009 | 122.6549 | 276.7909 | 7.8245e-08 | 1.0607e-07 | 1.4667e-07 | 3.3098e-07 | 0.0061478 | 0.0083337 | 0.011524 | 0.026005 | 0 | 0 | 0 | 0 | 0 | 0 | 0 | 0 | 2.2163 | 0.27038 | 0.36652 | 0.50682 | 1.1437 | 1.857 | 2.2162 | 2.9153 | 6.9885 | 0 | 72
10554_G_TBG6 | ERCOT_Rest | Texas | 48 | Calhoun | 57 | 10554 | TBG6 | Formosa Utility Venture Ltd | 5500 | 2003 | 9999 | Combined Cycle | [5 empty] | Fossil | G | 2030 | NaturalGas |  | 0.69625 | 0.94381 | 1.3051 | 2.9451 | 0 | 0 | 0 | 0 | 0 | 0 | 0 | 0 | 0 | 0 | 0 | 0 | 126.5911 | 171.6013 | 237.2889 | 535.4813 | 65.4351 | 88.7009 | 122.6549 | 276.7909 | 7.8245e-08 | 1.0607e-07 | 1.4667e-07 | 3.3098e-07 | 0.0061478 | 0.0083337 | 0.011524 | 0.026005 | 0 | 0 | 0 | 0 | 0 | 0 | 0 | 0 | 2.2163 | 0.27038 | 0.36652 | 0.50682 | 1.1437 | 1.857 | 2.2162 | 2.9153 | 6.9885 | 0 | 72
10555_G_1 | ISONE_Maine | Maine | 23 | Somerset | 25 | 10555 | 1 | Brassua Hydroelectric Project | 0 | 1989 | 9999 | Hydro | [5 empty] | Non-Fossil | G | 2030 | Hydro |  | 0 | 0 | 0 | 0 | 0 | 0 | 0 | 0 | 0 | 0 | 0 | 0 | 0 | 0 | 0 | 0 | 4.3179 | 5.5012 | 6.3123 | 16.1314 | 0 | 0 | 0 | 0 | 0 | 0 | 0 | 0 | 0 | 0 | 0 | 0 | 0 | 0 | 0 | 0 | 0 | 0 | 0 | 0 | 0.05691 | 0.0060018 | 0.0076467 | 0.0087742 | 0.022423 | 0 | 0 | 0 | 0 | 0 | 3.6
10556_G_GEN1 | ISONE_MA, VT, NH, RI (Rest of ISO New England) | Massachusetts | 25 | Middlesex | 17 | 10556 | GEN1 | Boott Hydropower | 0 | 1985 | 9999 | Hydro | [5 empty] | Non-Fossil | G | 2030 | Hydro |  | 0 | 0 | 0 | 0 | 0 | 0 | 0 | 0 | 0 | 0 | 0 | 0 | 0 | 0 | 0 | 0 | 5.3492 | 7.4754 | 6.8514 | 19.6759 | 0 | 0 | 0 | 0 | 0 | 0 | 0 | 0 | 0 | 0 | 0 | 0 | 0 | 0 | 0 | 0 | 0 | 0 | 0 | 0 | 0.11224 | 0.0074353 | 0.010391 | 0.0095234 | 0.02735 | 0 | 0 | 0 | 0 | 0 | 7.1
10556_G_GEN2 | ISONE_MA, VT, NH, RI (Rest of ISO New England) | Massachusetts | 25 | Middlesex | 17 | 10556 | GEN2 | Boott Hydropower | 0 | 1985 | 9999 | Hydro | [5 empty] | Non-Fossil | G | 2030 | Hydro |  | 0 | 0 | 0 | 0 | 0 | 0 | 0 | 0 | 0 | 0 | 0 | 0 | 0 | 0 | 0 | 0 | 5.3492 | 7.4754 | 6.8514 | 19.6759 | 0 | 0 | 0 | 0 | 0 | 0 | 0 | 0 | 0 | 0 | 0 | 0 | 0 | 0 | 0 | 0 | 0 | 0 | 0 | 0 | 0.11224 | 0.0074353 | 0.010391 | 0.0095234 | 0.02735 | 0 | 0 | 0 | 0 | 0 | 7.1
10556_G_GEN3 | ISONE_MA, VT, NH, RI (Rest of ISO New England) | Massachusetts | 25 | Middlesex | 17 | 10556 | GEN3 | Boott Hydropower | 0 | 1985 | 9999 | Hydro | [5 empty] | Non-Fossil | G | 2030 | Hydro |  | 0 | 0 | 0 | 0 | 0 | 0 | 0 | 0 | 0 | 0 | 0 | 0 | 0 | 0 | 0 | 0 | 5.6505 | 7.8966 | 7.2374 | 20.7844 | 0 | 0 | 0 | 0 | 0 | 0 | 0 | 0 | 0 | 0 | 0 | 0 | 0 | 0 | 0 | 0 | 0 | 0 | 0 | 0 | 0.11856 | 0.0078542 | 0.010976 | 0.01006 | 0.02889 | 0 | 0 | 0 | 0 | 0 | 7.5
10562_B_PB6 | FRCC | Florida | 12 | Nassau | 89 | 10562 | PB6 | Fernandina Plant | 7106 | 2006 | 9999 | Biomass |  |  | ESPH + Wet Scrubber + SNCR | CF + FR + NH3 | Wet Scrubber | Non-Fossil | B | 2030 |  | Biomass Retirement | 0 | 0 | 0 | 0 | 0 | 0 | 0 | 0 | 0 | 0 | 0 | 0 | 0 | 0 | 0 | 0 | 0 | 0 | 0 | 0 | 0 | 0 | 0 | 0 | 0 | 0 | 0 | 0 | 0 | 0 | 0 | 0 | 0 | 0 | 0 | 0 | 0 | 0 | 0 | 0 | 0 | 0 | 0 | 0 | 0 | 0 | 0 | 0 | 0 | 0 | 21 | Scrubber / SNCR | Wet Scrubber
10562_B_REC5 | FRCC | Florida | 12 | Nassau | 89 | 10562 | REC5 | Fernandina Plant | 7106 | 1976 | 9999 | Biomass |  |  | PM Scrubber + Wet Scrubber | other | Wet Scrubber | Non-Fossil | B | 2030 |  | Biomass Retirement | 0 | 0 | 0 | 0 | 0 | 0 | 0 | 0 | 0 | 0 | 0 | 0 | 0 | 0 | 0 | 0 | 0 | 0 | 0 | 0 | 0 | 0 | 0 | 0 | 0 | 0 | 0 | 0 | 0 | 0 | 0 | 0 | 0 | 0 | 0 | 0 | 0 | 0 | 0 | 0 | 0 | 0 | 0 | 0 | 0 | 0 | 0 | 0 | 0 | 0 | 21 | Scrubber | Wet Scrubber
10567_G_GTG | ISONE_Connecticut | Connecticut | 9 | Hartford | 3 | 10567 | GTG | Algonquin Windsor Locks | 5673 | 1990 | 9999 | Combined Cycle |  |  |  | STM |  | Fossil | G | 2030 | NaturalGas |  | 0.3491 | 0.47323 | 0.65437 | 1.4767 | 0 | 0 | 0 | 0 | 0 | 0 | 0 | 0 | 0 | 0 | 0 | 0 | 61.5373 | 83.4173 | 115.3488 | 260.3034 | 40.3973 | 54.7607 | 75.7227 | 170.8807 | 4.8306e-08 | 6.5481e-08 | 9.0546e-08 | 2.0433e-07 | 0.050387 | 0.068303 | 0.094449 | 0.21314 | 0 | 0 | 0 | 0 | 0 | 0 | 0 | 0 | 1.4673 | 0.1336 | 0.18111 | 0.25043 | 0.56514 | 2.3038 | 1.3403 | 1.2811 | 4.9252 | 0 | 35
10567_G_GTG2 | ISONE_Connecticut | Connecticut | 9 | Hartford | 3 | 10567 | GTG2 | Algonquin Windsor Locks | 5673 | 2012 | 9999 | Combined Cycle | [5 empty] | Fossil | G | 2030 | NaturalGas |  | 0.12967 | 0.17577 | 0.24305 | 0.54849 | 0 | 0 | 0 | 0 | 0 | 0 | 0 | 0 | 0 | 0 | 0 | 0 | 22.8567 | 30.9836 | 42.8438 | 96.6841 | 15.0047 | 20.3397 | 28.1256 | 63.47 | 1.7942e-08 | 2.4321e-08 | 3.3632e-08 | 7.5895e-08 | 0.018715 | 0.02537 | 0.035081 | 0.079166 | 0 | 0 | 0 | 0 | 0 | 0 | 0 | 0 | 0.39229 | 0.048819 | 0.066177 | 0.091509 | 0.20651 | 0.8557 | 0.49783 | 0.47584 | 1.8294 | 0 | 13
10567_G_STG | ISONE_Connecticut | Connecticut | 9 | Hartford | 3 | 10567 | STG | Algonquin Windsor Locks | 5673 | 1990 | 9999 | Combined Cycle |  |  |  | STM |  | Fossil | G | 2030 | NaturalGas |  | 0.15959 | 0.21633 | 0.29914 | 0.67506 | 0 | 0 | 0 | 0 | 0 | 0 | 0 | 0 | 0 | 0 | 0 | 0 | 28.1314 | 38.1336 | 52.7309 | 118.9958 | 18.4673 | 25.0335 | 34.6161 | 78.1169 | 2.2083e-08 | 2.9934e-08 | 4.1393e-08 | 9.3409e-08 | 0.023034 | 0.031224 | 0.043176 | 0.097435 | 0 | 0 | 0 | 0 | 0 | 0 | 0 | 0 | 0.67076 | 0.061076 | 0.082792 | 0.11448 | 0.25835 | 1.0532 | 0.61271 | 0.58565 | 2.2515 | 0 | 16
10570_G_1 | ISONE_MA, VT, NH, RI (Rest of ISO New England) | New Hampshire | 33 | Coos | 7 | 10570 | 1 | Errol Hydroelectric Project | 0 | 1986 | 9999 | Hydro | [5 empty] | Non-Fossil | G | 2030 | Hydro |  | 0 | 0 | 0 | 0 | 0 | 0 | 0 | 0 | 0 | 0 | 0 | 0 | 0 | 0 | 0 | 0 | 1.6835 | 2.719 | 2.6261 | 7.0286 | 0 | 0 | 0 | 0 | 0 | 0 | 0 | 0 | 0 | 0 | 0 | 0 | 0 | 0 | 0 | 0 | 0 | 0 | 0 | 0 | 0.047425 | 0.0023401 | 0.0037793 | 0.0036503 | 0.0097697 | 0 | 0 | 0 | 0 | 0 | 3
10586_G_EXIS | WECC_Southern California Edison | California | 6 | Kern | 29 | 10586 | EXIS | Cameron Ridge LLC | 0 | 1984 | 9999 | Onshore Wind | [5 empty] | Non-Fossil | G | 2030 | Wind |  | 0 | 0 | 0 | 0 | 0 | 0 | 0 | 0 | 0 | 0 | 0 | 0 | 0 | 0 | 0 | 0 | 20.0312 | 41.2829 | 74.0621 | 135.3762 | 0 | 0 | 0 | 0 | 0 | 0 | 0 | 0 | 0 | 0 | 0 | 0 | 0 | 0 | 0 | 0 | 0 | 0 | 0 | 0 | 2.5372 | 0 | 0 | 0 | 0 | 0 | 0 | 0 | 0 | 0 | 59.6
10593_B_BLR1 | MISO_WOTAB (including Western) | Louisiana | 22 | Calcasieu | 19 | 10593 | BLR1 | Agrilectric Power Partners Ltd | 16484 | 1984 | 9999 | Biomass |  |  | Baghouse |  |  | Non-Fossil | B | 2030 |  | Biomass Retirement | 0 | 0 | 0 | 0 | 0 | 0 | 0 | 0 | 0 | 0 | 0 | 0 | 0 | 0 | 0 | 0 | 0 | 0 | 0 | 0 | 0 | 0 | 0 | 0 | 0 | 0 | 0 | 0 | 0 | 0 | 0 | 0 | 0 | 0 | 0 | 0 | 0 | 0 | 0 | 0 | 0 | 0 | 0 | 0 | 0 | 0 | 0 | 0 | 0 | 0 | 10.9
10597_G_WGN1 | WECC_Southern California Edison | California | 6 | Kern | 29 | 10597 | WGN1 | Ridgetop Energy LLC | 0 | 1984 | 9999 | Onshore Wind | [5 empty] | Non-Fossil | G | 2030 | Wind |  | 0 | 0 | 0 | 0 | 0 | 0 | 0 | 0 | 0 | 0 | 0 | 0 | 0 | 0 | 0 | 0 | 9.7467 | 20.0873 | 36.0369 | 65.871 | 0 | 0 | 0 | 0 | 0 | 0 | 0 | 0 | 0 | 0 | 0 | 0 | 0 | 0 | 0 | 0 | 0 | 0 | 0 | 0 | 1.2345 | 0 | 0 | 0 | 0 | 0 | 0 | 0 | 0 | 0 | 29
10601_G_GEN1 | WECC_Southern California Edison | California | 6 | Los Angeles | 37 | 10601 | GEN1 | Tesoro Wilmington Calciner | 9193 | 1982 | 9999 | Non-Fossil Waste | [5 empty] | Non-Fossil | G | 2030 | Non-Fossil |  | 0.45611 | 0.59041 | 0.78242 | 1.8289 | 0 | 0 | 0 | 0 | 0 | 0 | 0 | 0 | 0 | 0 | 0 | 0 | 49.6154 | 64.2235 | 85.1109 | 198.9498 | 0 | 0 | 0 | 0 | 0 | 0 | 0 | 0 | 0 | 0 | 0 | 0 | 0 | 0 | 0 | 0 | 0 | 0 | 0 | 0 | 0 | 0.34418 | 0.44552 | 0.59041 | 1.3801 | 0 | 0 | 0 | 0 | 0 | 30.7
10603_B_031 | PJM_PENELEC | Pennsylvania | 42 | Cambria | 21 | 10603 | 031 | Ebensburg Power | 14500 | 1991 | 9999 | Coal Steam | FBC | dry | Baghouse + Reagent Injection + DSI | CF | Reagent Injection | Fossil | B | 2030 | Waste Coal |  | 0 | 0 | 0 | 0 | 0 | 0 | 0 | 0 | 0 | 0 | 0 | 0 | 0 | 0 | 0 | 0 | 0 | 0 | 0 | 0 | 0 | 0 | 0 | 0 | 0 | 0 | 0 | 0 | 0 | 0 | 0 | 0 | 0 | 0 | 0 | 0 | 0 | 0 | 0 | 0 | 1.852 | 0 | 0 | 0 | 0 | 0 | 0 | 0 | 0 | 0 | 50 | DSI
10608_G_GEN1 | ISONE_MA, VT, NH, RI (Rest of ISO New England) | Vermont | 50 | Essex | 9 | 10608 | GEN1 | Gilman Mill | 0 | 1986 | 9999 | Hydro | [5 empty] | Non-Fossil | G | 2030 | Hydro |  | 0 | 0 | 0 | 0 | 0 | 0 | 0 | 0 | 0 | 0 | 0 | 0 | 0 | 0 | 0 | 0 | 2.224 | 3.1685 | 3.1312 | 8.5236 | 0 | 0 | 0 | 0 | 0 | 0 | 0 | 0 | 0 | 0 | 0 | 0 | 0 | 0 | 0 | 0 | 0 | 0 | 0 | 0 | 0.033197 | 0.0030913 | 0.0044042 | 0.0043524 | 0.011848 | 0 | 0 | 0 | 0 | 0 | 2.1
10608_G_GEN2 | ISONE_MA, VT, NH, RI (Rest of ISO New England) | Vermont | 50 | Essex | 9 | 10608 | GEN2 | Gilman Mill | 0 | 1966 | 9999 | Hydro | [5 empty] | Non-Fossil | G | 2030 | Hydro |  | 0 | 0 | 0 | 0 | 0 | 0 | 0 | 0 | 0 | 0 | 0 | 0 | 0 | 0 | 0 | 0 | 0.95313 | 1.3579 | 1.342 | 3.653 | 0 | 0 | 0 | 0 | 0 | 0 | 0 | 0 | 0 | 0 | 0 | 0 | 0 | 0 | 0 | 0 | 0 | 0 | 0 | 0 | 0.014227 | 0.0013249 | 0.0018875 | 0.0018653 | 0.0050777 | 0 | 0 | 0 | 0 | 0 | 0.9
10608_G_GEN3 | ISONE_MA, VT, NH, RI (Rest of ISO New England) | Vermont | 50 | Essex | 9 | 10608 | GEN3 | Gilman Mill | 0 | 1941 | 9999 | Hydro | [5 empty] | Non-Fossil | G | 2030 | Hydro |  | 0 | 0 | 0 | 0 | 0 | 0 | 0 | 0 | 0 | 0 | 0 | 0 | 0 | 0 | 0 | 0 | 0.74132 | 1.0562 | 1.0437 | 2.8412 | 0 | 0 | 0 | 0 | 0 | 0 | 0 | 0 | 0 | 0 | 0 | 0 | 0 | 0 | 0 | 0 | 0 | 0 | 0 | 0 | 0.011066 | 0.0010304 | 0.0014681 | 0.0014508 | 0.0039493 | 0 | 0 | 0 | 0 | 0 | 0.7
10608_G_GEN4 | ISONE_MA, VT, NH, RI (Rest of ISO New England) | Vermont | 50 | Essex | 9 | 10608 | GEN4 | Gilman Mill | 0 | 1941 | 9999 | Hydro | [5 empty] | Non-Fossil | G | 2030 | Hydro |  | 0 | 0 | 0 | 0 | 0 | 0 | 0 | 0 | 0 | 0 | 0 | 0 | 0 | 0 | 0 | 0 | 0.63542 | 0.90527 | 0.89463 | 2.4353 | 0 | 0 | 0 | 0 | 0 | 0 | 0 | 0 | 0 | 0 | 0 | 0 | 0 | 0 | 0 | 0 | 0 | 0 | 0 | 0 | 0.0094849 | 0.00088323 | 0.0012583 | 0.0012435 | 0.0033851 | 0 | 0 | 0 | 0 | 0 | 0.6
10613_B_3RB | ISONE_Maine | Maine | 23 | Washington | 29 | 10613 | 3RB | Domtar - Woodland Mill | 4431 | 1989 | 9999 | Non-Fossil Waste |  |  | ESPH + Wet Scrubber | other | Wet Scrubber | Non-Fossil | B | 2030 | Non-Fossil |  | 0.16446 | 0.21953 | 0.28385 | 0.66784 | 0 | 0 | 0 | 0 | 0 | 0 | 0 | 0 | 0 | 0 | 0 | 0 | 37.1159 | 49.545 | 64.0599 | 150.7208 | 0 | 0 | 0 | 0 | 0 | 0 | 0 | 0 | 0.053745 | 0.071743 | 0.092761 | 0.21825 | 0 | 0 | 0 | 0 | 0 | 0 | 0 | 0 | 2.534 | 0.25747 | 0.34369 | 0.44438 | 1.0455 | 0 | 0 | 0 | 0 | 0 | 23 | Scrubber | Wet Scrubber
10613_B_9PB | ISONE_Maine | Maine | 23 | Washington | 29 | 10613 | 9PB | Domtar - Woodland Mill | 4431 | 1969 | 9999 | Non-Fossil Waste |  |  | Wet Scrubber | other | Wet Scrubber | Non-Fossil | B | 2030 | Non-Fossil |  | 0.16446 | 0.21953 | 0.28385 | 0.66784 | 0 | 0 | 0 | 0 | 0 | 0 | 0 | 0 | 0 | 0 | 0 | 0 | 37.1159 | 49.545 | 64.0599 | 150.7208 | 0 | 0 | 0 | 0 | 0 | 0 | 0 | 0 | 0.12057 | 0.16094 | 0.20809 | 0.4896 | 0 | 0 | 0 | 0 | 0 | 0 | 0 | 0 | 2.534 | 0.25747 | 0.34369 | 0.44438 | 1.0455 | 0 | 0 | 0 | 0 | 0 | 23 | Scrubber | Wet Scrubber
10613_G_HG1 | ISONE_Maine | Maine | 23 | Washington | 29 | 10613 | HG1 | Domtar - Woodland Mill | 0 | 1912 | 9999 | Hydro | [5 empty] | Non-Fossil | G | 2030 | Hydro |  | 0 | 0 | 0 | 0 | 0 | 0 | 0 | 0 | 0 | 0 | 0 | 0 | 0 | 0 | 0 | 0 | 3.4783 | 4.4315 | 5.0849 | 12.9947 | 0 | 0 | 0 | 0 | 0 | 0 | 0 | 0 | 0 | 0 | 0 | 0 | 0 | 0 | 0 | 0 | 0 | 0 | 0 | 0 | 0.045844 | 0.0048348 | 0.0061598 | 0.0070681 | 0.018063 | 0 | 0 | 0 | 0 | 0 | 2.9
10613_G_HG10 | ISONE_Maine | Maine | 23 | Washington | 29 | 10613 | HG10 | Domtar - Woodland Mill | 0 | 1970 | 9999 | Hydro | [5 empty] | Non-Fossil | G | 2030 | Hydro |  | 0 | 0 | 0 | 0 | 0 | 0 | 0 | 0 | 0 | 0 | 0 | 0 | 0 | 0 | 0 | 0 | 1.3194 | 1.6809 | 1.9288 | 4.929 | 0 | 0 | 0 | 0 | 0 | 0 | 0 | 0 | 0 | 0 | 0 | 0 | 0 | 0 | 0 | 0 | 0 | 0 | 0 | 0 | 0.017389 | 0.0018339 | 0.0023365 | 0.002681 | 0.0068514 | 0 | 0 | 0 | 0 | 0 | 1.1
10613_G_HG2 | ISONE_Maine | Maine | 23 | Washington | 29 | 10613 | HG2 | Domtar - Woodland Mill | 0 | 1912 | 9999 | Hydro | [5 empty] | Non-Fossil | G | 2030 | Hydro |  | 0 | 0 | 0 | 0 | 0 | 0 | 0 | 0 | 0 | 0 | 0 | 0 | 0 | 0 | 0 | 0 | 3.4783 | 4.4315 | 5.0849 | 12.9947 | 0 | 0 | 0 | 0 | 0 | 0 | 0 | 0 | 0 | 0 | 0 | 0 | 0 | 0 | 0 | 0 | 0 | 0 | 0 | 0 | 0.045844 | 0.0048348 | 0.0061598 | 0.0070681 | 0.018063 | 0 | 0 | 0 | 0 | 0 | 2.9
10613_G_HG3 | ISONE_Maine | Maine | 23 | Washington | 29 | 10613 | HG3 | Domtar - Woodland Mill | 0 | 1929 | 9999 | Hydro | [5 empty] | Non-Fossil | G | 2030 | Hydro |  | 0 | 0 | 0 | 0 | 0 | 0 | 0 | 0 | 0 | 0 | 0 | 0 | 0 | 0 | 0 | 0 | 3.7182 | 4.7371 | 5.4356 | 13.8909 | 0 | 0 | 0 | 0 | 0 | 0 | 0 | 0 | 0 | 0 | 0 | 0 | 0 | 0 | 0 | 0 | 0 | 0 | 0 | 0 | 0.049006 | 0.0051683 | 0.0065846 | 0.0075555 | 0.019308 | 0 | 0 | 0 | 0 | 0 | 3.1
10613_G_HG4 | ISONE_Maine | Maine | 23 | Washington | 29 | 10613 | HG4 | Domtar - Woodland Mill | 0 | 1906 | 9999 | Hydro | [5 empty] | Non-Fossil | G | 2030 | Hydro |  | 0 | 0 | 0 | 0 | 0 | 0 | 0 | 0 | 0 | 0 | 0 | 0 | 0 | 0 | 0 | 0 | 0.95953 | 1.2225 | 1.4027 | 3.5848 | 0 | 0 | 0 | 0 | 0 | 0 | 0 | 0 | 0 | 0 | 0 | 0 | 0 | 0 | 0 | 0 | 0 | 0 | 0 | 0 | 0.012647 | 0.0013337 | 0.0016993 | 0.0019498 | 0.0049828 | 0 | 0 | 0 | 0 | 0 | 0.8
10613_G_HG5 | ISONE_Maine | Maine | 23 | Washington | 29 | 10613 | HG5 | Domtar - Woodland Mill | 0 | 1906 | 9999 | Hydro | [5 empty] | Non-Fossil | G | 2030 | Hydro |  | 0 | 0 | 0 | 0 | 0 | 0 | 0 | 0 | 0 | 0 | 0 | 0 | 0 | 0 | 0 | 0 | 0.95953 | 1.2225 | 1.4027 | 3.5848 | 0 | 0 | 0 | 0 | 0 | 0 | 0 | 0 | 0 | 0 | 0 | 0 | 0 | 0 | 0 | 0 | 0 | 0 | 0 | 0 | 0.012647 | 0.0013337 | 0.0016993 | 0.0019498 | 0.0049828 | 0 | 0 | 0 | 0 | 0 | 0.8
10613_G_HG6 | ISONE_Maine | Maine | 23 | Washington | 29 | 10613 | HG6 | Domtar - Woodland Mill | 0 | 1906 | 9999 | Hydro | [5 empty] | Non-Fossil | G | 2030 | Hydro |  | 0 | 0 | 0 | 0 | 0 | 0 | 0 | 0 | 0 | 0 | 0 | 0 | 0 | 0 | 0 | 0 | 0.95953 | 1.2225 | 1.4027 | 3.5848 | 0 | 0 | 0 | 0 | 0 | 0 | 0 | 0 | 0 | 0 | 0 | 0 | 0 | 0 | 0 | 0 | 0 | 0 | 0 | 0 | 0.012647 | 0.0013337 | 0.0016993 | 0.0019498 | 0.0049828 | 0 | 0 | 0 | 0 | 0 | 0.8
10613_G_HG7 | ISONE_Maine | Maine | 23 | Washington | 29 | 10613 | HG7 | Domtar - Woodland Mill | 0 | 1970 | 9999 | Hydro | [5 empty] | Non-Fossil | G | 2030 | Hydro |  | 0 | 0 | 0 | 0 | 0 | 0 | 0 | 0 | 0 | 0 | 0 | 0 | 0 | 0 | 0 | 0 | 1.7991 | 2.2922 | 2.6301 | 6.7214 | 0 | 0 | 0 | 0 | 0 | 0 | 0 | 0 | 0 | 0 | 0 | 0 | 0 | 0 | 0 | 0 | 0 | 0 | 0 | 0 | 0.023712 | 0.0025008 | 0.0031861 | 0.0036559 | 0.0093428 | 0 | 0 | 0 | 0 | 0 | 1.5
10613_G_HG8 | ISONE_Maine | Maine | 23 | Washington | 29 | 10613 | HG8 | Domtar - Woodland Mill | 0 | 1970 | 9999 | Hydro | [5 empty] | Non-Fossil | G | 2030 | Hydro |  | 0 | 0 | 0 | 0 | 0 | 0 | 0 | 0 | 0 | 0 | 0 | 0 | 0 | 0 | 0 | 0 | 2.2789 | 2.9034 | 3.3315 | 8.5138 | 0 | 0 | 0 | 0 | 0 | 0 | 0 | 0 | 0 | 0 | 0 | 0 | 0 | 0 | 0 | 0 | 0 | 0 | 0 | 0 | 0.030036 | 0.0031676 | 0.0040357 | 0.0046308 | 0.011834 | 0 | 0 | 0 | 0 | 0 | 1.9
10613_G_HG9 | ISONE_Maine | Maine | 23 | Washington | 29 | 10613 | HG9 | Domtar - Woodland Mill | 0 | 1970 | 9999 | Hydro | [5 empty] | Non-Fossil | G | 2030 | Hydro |  | 0 | 0 | 0 | 0 | 0 | 0 | 0 | 0 | 0 | 0 | 0 | 0 | 0 | 0 | 0 | 0 | 2.2789 | 2.9034 | 3.3315 | 8.5138 | 0 | 0 | 0 | 0 | 0 | 0 | 0 | 0 | 0 | 0 | 0 | 0 | 0 | 0 | 0 | 0 | 0 | 0 | 0 | 0 | 0.030036 | 0.0031676 | 0.0040357 | 0.0046308 | 0.011834 | 0 | 0 | 0 | 0 | 0 | 1.9
10617_G_GEN1 | NY_Zone C&E | New York | 36 | Lewis | 49 | 10617 | GEN1 | CH Resources Beaver Falls | 6669 | 1995 | 9999 | Combined Cycle |  |  | SCR | STM |  | Fossil | G | 2030 | NaturalGas |  | 0.59448 | 0.80585 | 1.1143 | 2.5147 | 0 | 0 | 0 | 0 | 0 | 0 | 0 | 0 | 0 | 0 | 0 | 0 | 89.1412 | 120.8359 | 167.0909 | 377.0681 | 51.6458 | 70.0087 | 96.8075 | 218.4621 | 6.1756e-08 | 8.3714e-08 | 1.1576e-07 | 2.6123e-07 | 0.024702 | 0.033485 | 0.0099222 | 0.06811 | 0 | 0 | 0 | 0 | 0 | 0 | 0 | 0 | 1.426 | 0.20369 | 0.27612 | 0.38181 | 0.86162 | 1.7829 | 1.7895 | 2.0535 | 5.626 | 0 | 50.7 | SCR
10617_G_GEN2 | NY_Zone C&E | New York | 36 | Lewis | 49 | 10617 | GEN2 | CH Resources Beaver Falls | 6669 | 1995 | 9999 | Combined Cycle |  |  | SCR | STM |  | Fossil | G | 2030 | NaturalGas |  | 0.3588 | 0.48637 | 0.67255 | 1.5177 | 0 | 0 | 0 | 0 | 0 | 0 | 0 | 0 | 0 | 0 | 0 | 0 | 53.8012 | 72.9305 | 100.8478 | 227.5795 | 31.1708 | 42.2538 | 58.4282 | 131.8528 | 3.7273e-08 | 5.0526e-08 | 6.9866e-08 | 1.5766e-07 | 0.014909 | 0.02021 | 0.0059885 | 0.041108 | 0 | 0 | 0 | 0 | 0 | 0 | 0 | 0 | 0.86067 | 0.12294 | 0.16665 | 0.23044 | 0.52003 | 1.0761 | 1.0801 | 1.2394 | 3.3956 | 0 | 30.6 | SCR
10620_G_GEN1 | NY_Zone C&E | New York | 36 | Jefferson | 45 | 10620 | GEN1 | Carthage Energy LLC | 9865 | 1991 | 9999 | Combined Cycle |  |  |  | STM |  | Fossil | G | 2030 | NaturalGas |  | 0.66257 | 0 | 0.068186 | 0.73076 | 0 | 0 | 0 | 0 | 0 | 0 | 0 | 0 | 0 | 0 | 0 | 0 | 67.1636 | 0 | 6.912 | 74.0756 | 38.7868 | 0 | 3.9916 | 42.7784 | 4.638e-08 | 0 | 4.773e-09 | 5.1153e-08 | 0.044402 | 0 | 0.0045695 | 0.048971 | 0 | 0 | 0 | 0 | 0 | 0 | 0 | 0 | 1.4713 | 0.14345 | 0 | 0.027378 | 0.17083 | 1.9871 | 0 | 0.12566 | 2.1128 | 0 | 38.2
10620_G_GEN2 | NY_Zone C&E | New York | 36 | Jefferson | 45 | 10620 | GEN2 | Carthage Energy LLC | 9865 | 1991 | 9999 | Combined Cycle |  |  |  | STM |  | Fossil | G | 2030 | NaturalGas |  | 0.36424 | 0 | 0.051318 | 0.41556 | 0 | 0 | 0 | 0 | 0 | 0 | 0 | 0 | 0 | 0 | 0 | 0 | 36.9224 | 0 | 5.202 | 42.1244 | 21.3226 | 0 | 3.0041 | 24.3267 | 2.5497e-08 | 0 | 3.5922e-09 | 2.9089e-08 | 0.024409 | 0 | 0.003439 | 0.027848 | 0 | 0 | 0 | 0 | 0 | 0 | 0 | 0 | 0.80885 | 0.078862 | 0 | 0.020488 | 0.099349 | 1.0924 | 0 | 0.09457 | 1.187 | 0 | 21
10621_G_GEN1 | NY_Zone C&E | New York | 36 | Onondaga | 67 | 10621 | GEN1 | CH Resources Syracuse | 8495 | 1994 | 9999 | Combined Cycle |  |  | SCR | STM |  | Fossil | G | 2030 | NaturalGas |  | 0.84388 | 0.039069 | 1.2027 | 2.0857 | 0 | 0 | 0 | 0 | 0 | 0 | 0 | 0 | 0 | 0 | 0 | 0 | 99.3389 | 4.599 | 141.5814 | 245.5192 | 49.4009 | 2.2871 | 70.408 | 122.0961 | 5.9072e-08 | 2.7348e-09 | 8.4191e-08 | 1.46e-07 | 0.028734 | 0.0013303 | 0.0072164 | 0.03728 | 0 | 0 | 0 | 0 | 0 | 0 | 0 | 0 | 2.254 | 0.227 | 0.018949 | 0.32352 | 0.56947 | 2.5309 | 0.086758 | 2.2164 | 4.8341 | 0 | 56.5 | SCR
10621_G_GEN2 | NY_Zone C&E | New York | 36 | Onondaga | 67 | 10621 | GEN2 | CH Resources Syracuse | 8495 | 1994 | 9999 | Combined Cycle |  |  | SCR | STM |  | Fossil | G | 2030 | NaturalGas |  | 0.43016 | 0.019915 | 0.61307 | 1.0631 | 0 | 0 | 0 | 0 | 0 | 0 | 0 | 0 | 0 | 0 | 0 | 0 | 50.6364 | 2.3443 | 72.1689 | 125.1496 | 25.1814 | 1.1658 | 35.8894 | 62.2366 | 3.0111e-08 | 1.394e-09 | 4.2915e-08 | 7.442e-08 | 0.014647 | 0.00067808 | 0.0036784 | 0.019003 | 0 | 0 | 0 | 0 | 0 | 0 | 0 | 0 | 1.1489 | 0.11571 | 0.0096587 | 0.16491 | 0.29028 | 1.2901 | 0.044224 | 1.1298 | 2.4641 | 0 | 28.8 | SCR
10623_G_GEN1 | WECC_LADWP | California | 6 | Los Angeles | 37 | 10623 | GEN1 | Civic Center | 5500 | 1989 | 9999 | Combined Cycle | [5 empty] | Fossil | G | 2030 | NaturalGas |  | 0.21371 | 0.073908 | 0.0018546 | 0.28947 | 0 | 0 | 0 | 0 | 0 | 0 | 0 | 0 | 0 | 0 | 0 | 0 | 38.8564 | 13.4379 | 0.3372 | 52.6315 | 22.8171 | 7.8909 | 0.19801 | 30.906 | 2.7284e-08 | 9.4357e-09 | 2.3677e-10 | 3.6956e-08 | 0.013335 | 0.0046118 | 0.00011572 | 0.018063 | 0 | 0 | 0 | 0 | 0 | 0 | 0 | 0 | 0.82098 | 0.082993 | 0.042818 | 0.0013537 | 0.12716 | 0.74189 | 0.20196 | 0.0052366 | 0.94909 | 0 | 22.1
10623_G_GEN2 | WECC_LADWP | California | 6 | Los Angeles | 37 | 10623 | GEN2 | Civic Center | 5500 | 1989 | 9999 | Combined Cycle |  |  |  | LNB |  | Fossil | G | 2030 | NaturalGas |  | 0.014505 | 0.0050164 | 0.00012588 | 0.019648 | 0 | 0 | 0 | 0 | 0 | 0 | 0 | 0 | 0 | 0 | 0 | 0 | 2.6373 | 0.91207 | 0.022887 | 3.5723 | 1.5487 | 0.53558 | 0.013439 | 2.0977 | 1.8518e-09 | 6.4043e-10 | 1.607e-11 | 2.5083e-09 | 0.00090511 | 0.00031302 | 7.8546e-06 | 0.001226 | 0 | 0 | 0 | 0 | 0 | 0 | 0 | 0 | 0.055723 | 0.005633 | 0.0029062 | 9.188e-05 | 0.0086311 | 0.050354 | 0.013708 | 0.00035542 | 0.064418 | 0 | 1.5
10627_B_BB1 | MISO_Arkansas | Arkansas | 5 | Jefferson | 69 | 10627 | BB1 | Pine Bluff Mill | 8300 | 1957 | 9999 | O/G Steam | [5 empty] | Fossil | B | 2030 | NaturalGas |  | 0.17433 | 0.069247 | 0.31815 | 0.56173 | 0 | 0 | 0 | 0 | 0 | 0 | 0 | 0 | 0 | 0 | 0 | 0 | 21.0034 | 8.343 | 38.3313 | 67.6778 | 15.4172 | 6.1241 | 28.1365 | 49.6777 | 1.8435e-08 | 7.3229e-09 | 3.3645e-08 | 5.9403e-08 | 0.03037 | 0.012063 | 0.055425 | 0.097858 | 0 | 0 | 0 | 0 | 0 | 0 | 0 | 0 | 0.62019 | 0.018474 | 0.0073382 | 0.033715 | 0.059527 | 0.47484 | 0.16788 | 0.72111 | 1.3638 | 0 | 12.2
10627_B_PB1 | MISO_Arkansas | Arkansas | 5 | Jefferson | 69 | 10627 | PB1 | Pine Bluff Mill | 8300 | 1957 | 9999 | O/G Steam | [5 empty] | Fossil | B | 2030 | NaturalGas |  | 0.17433 | 0.069247 | 0.31815 | 0.56173 | 0 | 0 | 0 | 0 | 0 | 0 | 0 | 0 | 0 | 0 | 0 | 0 | 21.0034 | 8.343 | 38.3313 | 67.6778 | 15.4172 | 6.1241 | 28.1365 | 49.6777 | 1.8435e-08 | 7.3229e-09 | 3.3645e-08 | 5.9403e-08 | 0.03037 | 0.012063 | 0.055425 | 0.097858 | 0 | 0 | 0 | 0 | 0 | 0 | 0 | 0 | 0.62019 | 0.018474 | 0.0073382 | 0.033715 | 0.059527 | 0.47484 | 0.16788 | 0.72111 | 1.3638 | 0 | 12.2
10627_B_RB2 | MISO_Arkansas | Arkansas | 5 | Jefferson | 69 | 10627 | RB2 | Pine Bluff Mill | 5800 | 1957 | 9999 | Non-Fossil Waste |  |  | ESPH |  |  | Non-Fossil | B | 2030 | Non-Fossil |  | 0.13756 | 0.18604 | 0.23385 | 0.55745 | 0 | 0 | 0 | 0 | 0 | 0 | 0 | 0 | 0 | 0 | 0 | 0 | 23.7168 | 32.0763 | 40.3186 | 96.1116 | 0 | 0 | 0 | 0 | 0 | 0 | 0 | 0 | 0 | 0 | 0 | 0 | 0 | 0 | 0 | 0 | 0 | 0 | 0 | 0 | 3.1626 | 0.16452 | 0.22251 | 0.27969 | 0.66673 | 0 | 0 | 0 | 0 | 0 | 12.2
10627_B_RB3 | MISO_Arkansas | Arkansas | 5 | Jefferson | 69 | 10627 | RB3 | Pine Bluff Mill | 5800 | 1957 | 9999 | Non-Fossil Waste |  |  | ESPH |  |  | Non-Fossil | B | 2030 | Non-Fossil |  | 0.13756 | 0.18604 | 0.23385 | 0.55745 | 0 | 0 | 0 | 0 | 0 | 0 | 0 | 0 | 0 | 0 | 0 | 0 | 23.7168 | 32.0763 | 40.3186 | 96.1116 | 0 | 0 | 0 | 0 | 0 | 0 | 0 | 0 | 0 | 0 | 0 | 0 | 0 | 0 | 0 | 0 | 0 | 0 | 0 | 0 | 3.1626 | 0.16452 | 0.22251 | 0.27969 | 0.66673 | 0 | 0 | 0 | 0 | 0 | 12.2
10627_B_RB4 | MISO_Arkansas | Arkansas | 5 | Jefferson | 69 | 10627 | RB4 | Pine Bluff Mill | 5800 | 1957 | 9999 | Non-Fossil Waste |  |  | ESPH |  |  | Non-Fossil | B | 2030 | Non-Fossil |  | 0.13756 | 0.18604 | 0.23385 | 0.55745 | 0 | 0 | 0 | 0 | 0 | 0 | 0 | 0 | 0 | 0 | 0 | 0 | 23.7168 | 32.0763 | 40.3186 | 96.1116 | 0 | 0 | 0 | 0 | 0 | 0 | 0 | 0 | 0 | 0 | 0 | 0 | 0 | 0 | 0 | 0 | 0 | 0 | 0 | 0 | 3.1626 | 0.16452 | 0.22251 | 0.27969 | 0.66673 | 0 | 0 | 0 | 0 | 0 | 12.2
10629_B_BLR1 | PJM_SWMAAC | Maryland | 24 | Baltimore City | 510 | 10629 | BLR1 | Wheelabrator Baltimore Refuse | 12756 | 1985 | 9999 | Municipal Solid Waste |  |  | ESPH + Dry Scrubber + SNCR + Mercury Control |  | Dry Scrubber | Non-Fossil | B | 2030 | MSW |  | 0.32382 | 0.45589 | 0.64373 | 1.4234 | 0 | 0 | 0 | 0 | 0 | 0 | 0 | 0 | 0 | 0 | 0 | 0 | 25.386 | 35.7395 | 50.4645 | 111.59 | 25.8681 | 36.4181 | 51.4227 | 113.7088 | 0.0016179 | 0.0022778 | 0.0032163 | 0.0071121 | 0.087259 | 0.12285 | 0.17346 | 0.38357 | 0.0098518 | 0.01387 | 0.019584 | 0.043306 | 0 | 0 | 0 | 0 | 5.3752 | 0.17933 | 0.25247 | 0.3565 | 0.7883 | 0 | 0 | 0 | 0 | 0 | 20.4 | Scrubber / SNCR / Mercury Control | Dry Scrubber
10629_B_BLR2 | PJM_SWMAAC | Maryland | 24 | Baltimore City | 510 | 10629 | BLR2 | Wheelabrator Baltimore Refuse | 12756 | 1985 | 9999 | Municipal Solid Waste |  |  | ESPH + Dry Scrubber + SNCR + Mercury Control |  | Dry Scrubber | Non-Fossil | B | 2030 | MSW |  | 0.32382 | 0.45589 | 0.64373 | 1.4234 | 0 | 0 | 0 | 0 | 0 | 0 | 0 | 0 | 0 | 0 | 0 | 0 | 25.386 | 35.7395 | 50.4645 | 111.59 | 25.8681 | 36.4181 | 51.4227 | 113.7088 | 0.0016179 | 0.0022778 | 0.0032163 | 0.0071121 | 0.087259 | 0.12285 | 0.17346 | 0.38357 | 0.0098518 | 0.01387 | 0.019584 | 0.043306 | 0 | 0 | 0 | 0 | 5.3752 | 0.17933 | 0.25247 | 0.3565 | 0.7883 | 0 | 0 | 0 | 0 | 0 | 20.4 | Scrubber / SNCR / Mercury Control | Dry Scrubber
10629_B_BLR3 | PJM_SWMAAC | Maryland | 24 | Baltimore City | 510 | 10629 | BLR3 | Wheelabrator Baltimore Refuse | 12756 | 1985 | 9999 | Municipal Solid Waste |  |  | ESPH + Dry Scrubber + SNCR + Mercury Control |  | Dry Scrubber | Non-Fossil | B | 2030 | MSW |  | 0.32382 | 0.45589 | 0.64373 | 1.4234 | 0 | 0 | 0 | 0 | 0 | 0 | 0 | 0 | 0 | 0 | 0 | 0 | 25.386 | 35.7395 | 50.4645 | 111.59 | 25.8681 | 36.4181 | 51.4227 | 113.7088 | 0.0016179 | 0.0022778 | 0.0032163 | 0.0071121 | 0.087259 | 0.12285 | 0.17346 | 0.38357 | 0.0098518 | 0.01387 | 0.019584 | 0.043306 | 0 | 0 | 0 | 0 | 5.3752 | 0.17933 | 0.25247 | 0.3565 | 0.7883 | 0 | 0 | 0 | 0 | 0 | 20.4 | Scrubber / SNCR / Mercury Control | Dry Scrubber
10631_G_GEN1 | WECC_Imperial Irrigation District (IID) | California | 6 | Imperial | 25 | 10631 | GEN1 | CE Leathers | 9771 | 1989 | 9999 | Geothermal | [5 empty] | Non-Fossil | G | 2030 | Geothermal |  | 0.68207 | 0.91023 | 1.1585 | 2.7508 | 0 | 0 | 0 | 0 | 0 | 0 | 0 | 0 | 0 | 0 | 0 | 0 | 69.8051 | 93.1559 | 118.5691 | 281.5301 | 0 | 0 | 0 | 0 | 0.0012618 | 0.0016839 | 0.0021433 | 0.005089 | 0 | 0 | 0 | 0 | 0 | 0 | 0 | 0 | 0 | 0 | 0 | 0 | 5.891 | 0.080974 | 0.10806 | 0.13754 | 0.32657 | 0 | 0 | 0 | 0 | 0 | 43.2
10632_G_GEN1 | WECC_Imperial Irrigation District (IID) | California | 6 | Imperial | 25 | 10632 | GEN1 | Del Ranch Company | 9771 | 1988 | 9999 | Geothermal | [5 empty] | Non-Fossil | G | 2030 | Geothermal |  | 0.68207 | 0.91023 | 1.1585 | 2.7508 | 0 | 0 | 0 | 0 | 0 | 0 | 0 | 0 | 0 | 0 | 0 | 0 | 69.8051 | 93.1559 | 118.5691 | 281.5301 | 0 | 0 | 0 | 0 | 0.0012618 | 0.0016839 | 0.0021433 | 0.005089 | 0 | 0 | 0 | 0 | 0 | 0 | 0 | 0 | 0 | 0 | 0 | 0 | 5.891 | 0.080974 | 0.10806 | 0.13754 | 0.32657 | 0 | 0 | 0 | 0 | 0 | 43.2
10633_G_GT1 | PJM_Dominion | Virginia | 51 | Prince George | 670 | 10633 | GT1 | Hopewell Cogeneration | 8922 | 1990 | 9999 | Combined Cycle |  |  |  | STM |  | Fossil | G | 2030 | NaturalGas |  | 0.29727 | 0.24315 | 2.0388 | 2.5793 | 0 | 0 | 0 | 0 | 0 | 0 | 0 | 0 | 0 | 0 | 0 | 0 | 33.3193 | 27.2528 | 228.5186 | 289.0907 | 18.208 | 14.8929 | 124.8788 | 157.9796 | 2.1772e-08 | 1.7808e-08 | 1.4933e-07 | 1.8891e-07 | 0.017508 | 0.01432 | 0.12008 | 0.1519 | 0 | 0 | 0 | 0 | 0 | 0 | 0 | 0 | 3.6481 | 0.10617 | 0.10208 | 0.49156 | 0.69981 | 0.89197 | 0.55212 | 4.144 | 5.5881 | 0 | 94.1
10633_G_GT2 | PJM_Dominion | Virginia | 51 | Prince George | 670 | 10633 | GT2 | Hopewell Cogeneration | 8922 | 1990 | 9999 | Combined Cycle |  |  |  | STM |  | Fossil | G | 2030 | NaturalGas |  | 0.29727 | 0.24315 | 2.0388 | 2.5793 | 0 | 0 | 0 | 0 | 0 | 0 | 0 | 0 | 0 | 0 | 0 | 0 | 33.3193 | 27.2528 | 228.5186 | 289.0907 | 18.208 | 14.8929 | 124.8788 | 157.9796 | 2.1772e-08 | 1.7808e-08 | 1.4933e-07 | 1.8891e-07 | 0.017508 | 0.01432 | 0.12008 | 0.1519 | 0 | 0 | 0 | 0 | 0 | 0 | 0 | 0 | 3.6481 | 0.10617 | 0.10208 | 0.49156 | 0.69981 | 0.89197 | 0.55212 | 4.144 | 5.5881 | 0 | 94.1
10633_G_GT3 | PJM_Dominion | Virginia | 51 | Prince George | 670 | 10633 | GT3 | Hopewell Cogeneration | 8922 | 1990 | 9999 | Combined Cycle |  |  |  | STM |  | Fossil | G | 2030 | NaturalGas |  | 0.29727 | 0.24315 | 2.0388 | 2.5793 | 0 | 0 | 0 | 0 | 0 | 0 | 0 | 0 | 0 | 0 | 0 | 0 | 33.3193 | 27.2528 | 228.5186 | 289.0907 | 18.208 | 14.8929 | 124.8788 | 157.9796 | 2.1772e-08 | 1.7808e-08 | 1.4933e-07 | 1.8891e-07 | 0.017508 | 0.01432 | 0.12008 | 0.1519 | 0 | 0 | 0 | 0 | 0 | 0 | 0 | 0 | 3.6481 | 0.10617 | 0.10208 | 0.49156 | 0.69981 | 0.89197 | 0.55212 | 4.144 | 5.5881 | 0 | 94.1
10633_G_ST1 | PJM_Dominion | Virginia | 51 | Prince George | 670 | 10633 | ST1 | Hopewell Cogeneration | 8922 | 1990 | 9999 | Combined Cycle |  |  |  | STM |  | Fossil | G | 2030 | NaturalGas |  | 0.30328 | 0.24806 | 2.08 | 2.6313 | 0 | 0 | 0 | 0 | 0 | 0 | 0 | 0 | 0 | 0 | 0 | 0 | 33.9921 | 27.8031 | 233.1327 | 294.9278 | 18.5757 | 15.1936 | 127.4002 | 161.1695 | 2.2212e-08 | 1.8168e-08 | 1.5234e-07 | 1.9272e-07 | 0.017861 | 0.014609 | 0.1225 | 0.15497 | 0 | 0 | 0 | 0 | 0 | 0 | 0 | 0 | 3.7218 | 0.10831 | 0.10415 | 0.50148 | 0.71394 | 0.90998 | 0.56327 | 4.2277 | 5.701 | 0 | 96
10634_G_GEN1 | WECC_Imperial Irrigation District (IID) | California | 6 | Imperial | 25 | 10634 | GEN1 | Elmore Company | 9771 | 1988 | 9999 | Geothermal | [5 empty] | Non-Fossil | G | 2030 | Geothermal |  | 0.8068 | 1.0767 | 1.3704 | 3.2539 | 0 | 0 | 0 | 0 | 0 | 0 | 0 | 0 | 0 | 0 | 0 | 0 | 82.5704 | 110.1914 | 140.2519 | 333.0136 | 0 | 0 | 0 | 0 | 0.0014926 | 0.0019919 | 0.0025352 | 0.0060197 | 0 | 0 | 0 | 0 | 0 | 0 | 0 | 0 | 0 | 0 | 0 | 0 | 6.9683 | 0.095782 | 0.12782 | 0.16269 | 0.3863 | 0 | 0 | 0 | 0 | 0 | 51.1
10642_B_1 | NY_Zone K (LI) | New York | 36 | Nassau | 59 | 10642 | 1 | Covanta Hempstead | 17909 | 1989 | 9999 | Municipal Solid Waste |  |  | Baghouse + Dry Scrubber + SNCR | LA | Dry Scrubber | Non-Fossil | B | 2030 | MSW |  | 0.76227 | 1.0687 | 1.4145 | 3.2455 | 0 | 0 | 0 | 0 | 0 | 0 | 0 | 0 | 0 | 0 | 0 | 0 | 42.5635 | 59.6758 | 78.9847 | 181.2241 | 35.0263 | 49.1084 | 64.998 | 149.1327 | 0.0021908 | 0.0030715 | 0.0040654 | 0.0093277 | 0.081323 | 0.11402 | 0.15091 | 0.34625 | 0.01437 | 0.020147 | 0.026665 | 0.061182 | 0 | 0 | 0 | 0 | 6.1956 | 0.29526 | 0.41397 | 0.54792 | 1.2572 | 0 | 0 | 0 | 0 | 0 | 23.9 | Scrubber / SNCR | Dry Scrubber
10642_B_2 | NY_Zone K (LI) | New York | 36 | Nassau | 59 | 10642 | 2 | Covanta Hempstead | 17909 | 1989 | 9999 | Municipal Solid Waste |  |  | Baghouse + Dry Scrubber + SNCR | LA | Dry Scrubber | Non-Fossil | B | 2030 | MSW |  | 0.76227 | 1.0687 | 1.4145 | 3.2455 | 0 | 0 | 0 | 0 | 0 | 0 | 0 | 0 | 0 | 0 | 0 | 0 | 42.5635 | 59.6758 | 78.9847 | 181.2241 | 35.0263 | 49.1084 | 64.998 | 149.1327 | 0.0021908 | 0.0030715 | 0.0040654 | 0.0093277 | 0.082398 | 0.11552 | 0.1529 | 0.35083 | 0.01437 | 0.020147 | 0.026665 | 0.061182 | 0 | 0 | 0 | 0 | 6.1956 | 0.29526 | 0.41397 | 0.54792 | 1.2572 | 0 | 0 | 0 | 0 | 0 | 23.9 | Scrubber / SNCR | Dry Scrubber
10642_B_3 | NY_Zone K (LI) | New York | 36 | Nassau | 59 | 10642 | 3 | Covanta Hempstead | 17909 | 1989 | 9999 | Municipal Solid Waste |  |  | Baghouse + Dry Scrubber + SNCR |  | Dry Scrubber | Non-Fossil | B | 2030 | MSW |  | 0.76227 | 1.0687 | 1.4145 | 3.2455 | 0 | 0 | 0 | 0 | 0 | 0 | 0 | 0 | 0 | 0 | 0 | 0 | 42.5635 | 59.6758 | 78.9847 | 181.2241 | 35.0263 | 49.1084 | 64.998 | 149.1327 | 0.0021908 | 0.0030715 | 0.0040654 | 0.0093277 | 0.080904 | 0.11343 | 0.15013 | 0.34447 | 0.01437 | 0.020147 | 0.026665 | 0.061182 | 0 | 0 | 0 | 0 | 6.1956 | 0.29526 | 0.41397 | 0.54792 | 1.2572 | 0 | 0 | 0 | 0 | 0 | 23.9 | Scrubber / SNCR | Dry Scrubber
10643_B_1 | PJM_EMAAC | New Jersey | 34 | Essex | 13 | 10643 | 1 | Covanta Essex Company | 20422 | 1990 | 9999 | Municipal Solid Waste |  |  | Baghouse + Dry Scrubber + SNCR + Mercury Control | NH3 | Dry Scrubber | Non-Fossil | B | 2030 | MSW |  | 0.71355 | 0.93614 | 1.2404 | 2.8901 | 0 | 0 | 0 | 0 | 0 | 0 | 0 | 0 | 0 | 0 | 0 | 0 | 34.9404 | 45.8397 | 60.7379 | 141.518 | 32.7877 | 43.0156 | 56.9959 | 132.7992 | 0.0020507 | 0.0026905 | 0.0035649 | 0.0083061 | 0.051732 | 0.067869 | 0.089927 | 0.20953 | 0.029722 | 0.038993 | 0.051667 | 0.12038 | 0 | 0 | 0 | 0 | 5.1846 | 0.24238 | 0.31799 | 0.42134 | 0.98171 | 0 | 0 | 0 | 0 | 0 | 20 | Scrubber / SNCR / Mercury Control | Dry Scrubber
10643_B_2 | PJM_EMAAC | New Jersey | 34 | Essex | 13 | 10643 | 2 | Covanta Essex Company | 20422 | 1990 | 9999 | Municipal Solid Waste |  |  | Baghouse + Dry Scrubber + SNCR + Mercury Control | NH3 | Dry Scrubber | Non-Fossil | B | 2030 | MSW |  | 0.71355 | 0.93614 | 1.2404 | 2.8901 | 0 | 0 | 0 | 0 | 0 | 0 | 0 | 0 | 0 | 0 | 0 | 0 | 34.9404 | 45.8397 | 60.7379 | 141.518 | 32.7877 | 43.0156 | 56.9959 | 132.7992 | 0.0020507 | 0.0026905 | 0.0035649 | 0.0083061 | 0.051732 | 0.067869 | 0.089927 | 0.20953 | 0.029722 | 0.038993 | 0.051667 | 0.12038 | 0 | 0 | 0 | 0 | 5.1846 | 0.24238 | 0.31799 | 0.42134 | 0.98171 | 0 | 0 | 0 | 0 | 0 | 20 | Scrubber / SNCR / Mercury Control | Dry Scrubber
10643_B_3 | PJM_EMAAC | New Jersey | 34 | Essex | 13 | 10643 | 3 | Covanta Essex Company | 20422 | 1990 | 9999 | Municipal Solid Waste |  |  | Baghouse + Dry Scrubber + SNCR + Mercury Control | NH3 | Dry Scrubber | Non-Fossil | B | 2030 | MSW |  | 0.71355 | 0.93614 | 1.2404 | 2.8901 | 0 | 0 | 0 | 0 | 0 | 0 | 0 | 0 | 0 | 0 | 0 | 0 | 34.9404 | 45.8397 | 60.7379 | 141.518 | 32.7877 | 43.0156 | 56.9959 | 132.7992 | 0.0020507 | 0.0026905 | 0.0035649 | 0.0083061 | 0.051375 | 0.067401 | 0.089307 | 0.20808 | 0.029722 | 0.038993 | 0.051667 | 0.12038 | 0 | 0 | 0 | 0 | 5.1846 | 0.24238 | 0.31799 | 0.42134 | 0.98171 | 0 | 0 | 0 | 0 | 0 | 20 | Scrubber / SNCR / Mercury Control | Dry Scrubber
10646_B_BLR1 | ISONE_Connecticut | Connecticut | 9 | New London | 11 | 10646 | BLR1 | Covanta Southeastern Connecticut Company | 20141 | 1991 | 9999 | Municipal Solid Waste |  |  | Baghouse + Dry Scrubber + SNCR + Mercury Control |  | Dry Scrubber | Non-Fossil | B | 2030 | MSW |  | 0.28236 | 0.39829 | 0.51409 | 1.1947 | 0 | 0 | 0 | 0 | 0 | 0 | 0 | 0 | 0 | 0 | 0 | 0 | 14.0189 | 19.7751 | 25.5245 | 59.3185 | 12.9742 | 18.3014 | 23.6224 | 54.8981 | 0.00081149 | 0.0011447 | 0.0014775 | 0.0034337 | 0.035767 | 0.050453 | 0.065122 | 0.15134 | 0.012353 | 0.017425 | 0.022491 | 0.05227 | 0 | 0 | 0 | 0 | 2.1257 | 0.097249 | 0.13718 | 0.17706 | 0.41149 | 0 | 0 | 0 | 0 | 0 | 8.2 | Scrubber / SNCR / Mercury Control | Dry Scrubber
10646_B_BLR2 | ISONE_Connecticut | Connecticut | 9 | New London | 11 | 10646 | BLR2 | Covanta Southeastern Connecticut Company | 20141 | 1991 | 9999 | Municipal Solid Waste |  |  | Baghouse + Dry Scrubber + SNCR + Mercury Control |  | Dry Scrubber | Non-Fossil | B | 2030 | MSW |  | 0.28236 | 0.39829 | 0.51409 | 1.1947 | 0 | 0 | 0 | 0 | 0 | 0 | 0 | 0 | 0 | 0 | 0 | 0 | 14.0189 | 19.7751 | 25.5245 | 59.3185 | 12.9742 | 18.3014 | 23.6224 | 54.8981 | 0.00081149 | 0.0011447 | 0.0014775 | 0.0034337 | 0.036861 | 0.051997 | 0.067114 | 0.15597 | 0.012353 | 0.017425 | 0.022491 | 0.05227 | 0 | 0 | 0 | 0 | 2.1257 | 0.097249 | 0.13718 | 0.17706 | 0.41149 | 0 | 0 | 0 | 0 | 0 | 8.2 | Scrubber / SNCR / Mercury Control | Dry Scrubber
10649_G_GEN1 | WECC_Northern California (not including BANC) | California | 6 | Kern | 29 | 10649 | GEN1 | Bear Mountain Limited | 8700 | 1995 | 9999 | Combustion Turbine | [5 empty] | Fossil | G | 2030 | NaturalGas |  | 0 | 0 | 0.00036071 | 0.00036071 | 0 | 0 | 0 | 0 | 0 | 0 | 0 | 0 | 0 | 0 | 0 | 0 | 0 | 0 | 0.041461 | 0.041461 | 0 | 0 | 0.026079 | 0.026079 | 0 | 0 | 3.1185e-11 | 3.1185e-11 | 0 | 0 | 0.00019357 | 0.00019357 | 0 | 0 | 0 | 0 | 0 | 0 | 0 | 0 | 0.90736 | 0 | 0 | 0.0001957 | 0.0001957 | 0 | 0 | 0.0010108 | 0.0010108 | 0 | 46
10650_G_GEN1 | WECC_Northern California (not including BANC) | California | 6 | Kern | 29 | 10650 | GEN1 | Badger Creek Limited | 8700 | 1991 | 9999 | Combustion Turbine | [5 empty] | Fossil | G | 2030 | NaturalGas |  | 0 | 0 | 0.00036071 | 0.00036071 | 0 | 0 | 0 | 0 | 0 | 0 | 0 | 0 | 0 | 0 | 0 | 0 | 0 | 0 | 0.041461 | 0.041461 | 0 | 0 | 0.026079 | 0.026079 | 0 | 0 | 3.1185e-11 | 3.1185e-11 | 0 | 0 | 0.00017151 | 0.00017151 | 0 | 0 | 0 | 0 | 0 | 0 | 0 | 0 | 1.257 | 0 | 0 | 0.0001957 | 0.0001957 | 0 | 0 | 0.0010108 | 0.0010108 | 0 | 46
10652_B_BLR1 | WECC_Northern California (not including BANC) | California | 6 | Shasta | 89 | 10652 | BLR1 | Burney Forest Products | 14869 | 1989 | 9999 | Biomass |  |  | ESPH + SNCR | NH3 |  | Non-Fossil | B | 2030 |  | Biomass Retirement | 0 | 0 | 0 | 0 | 0 | 0 | 0 | 0 | 0 | 0 | 0 | 0 | 0 | 0 | 0 | 0 | 0 | 0 | 0 | 0 | 0 | 0 | 0 | 0 | 0 | 0 | 0 | 0 | 0 | 0 | 0 | 0 | 0 | 0 | 0 | 0 | 0 | 0 | 0 | 0 | 0 | 0 | 0 | 0 | 0 | 0 | 0 | 0 | 0 | 0 | 15.5 | SNCR
10652_B_BLR2 | WECC_Northern California (not including BANC) | California | 6 | Shasta | 89 | 10652 | BLR2 | Burney Forest Products | 14869 | 1989 | 9999 | Biomass |  |  | ESPH + SNCR | NH3 |  | Non-Fossil | B | 2030 |  | Biomass Retirement | 0 | 0 | 0 | 0 | 0 | 0 | 0 | 0 | 0 | 0 | 0 | 0 | 0 | 0 | 0 | 0 | 0 | 0 | 0 | 0 | 0 | 0 | 0 | 0 | 0 | 0 | 0 | 0 | 0 | 0 | 0 | 0 | 0 | 0 | 0 | 0 | 0 | 0 | 0 | 0 | 0 | 0 | 0 | 0 | 0 | 0 | 0 | 0 | 0 | 0 | 15.5 | SNCR
10661_B_4 | WECC_Northern California (not including BANC) | California | 6 | Plumas | 63 | 10661 | 4 | Collins Pine Project | 7053 | 1985 | 9999 | Biomass |  |  | Cyclone |  |  | Non-Fossil | B | 2030 |  | Biomass Retirement | 0 | 0 | 0 | 0 | 0 | 0 | 0 | 0 | 0 | 0 | 0 | 0 | 0 | 0 | 0 | 0 | 0 | 0 | 0 | 0 | 0 | 0 | 0 | 0 | 0 | 0 | 0 | 0 | 0 | 0 | 0 | 0 | 0 | 0 | 0 | 0 | 0 | 0 | 0 | 0 | 0 | 0 | 0 | 0 | 0 | 0 | 0 | 0 | 0 | 0 | 1e-06
1067_G_1 | MISO_Iowa | Iowa | 19 | Jackson | 97 | 1067 | 1 | Iowa Hydro LLC | 0 | 1924 | 9999 | Hydro | [5 empty] | Non-Fossil | G | 2030 | Hydro |  | 0 | 0 | 0 | 0 | 0 | 0 | 0 | 0 | 0 | 0 | 0 | 0 | 0 | 0 | 0 | 0 | 0.7014 | 1.1165 | 1.6946 | 3.5126 | 0 | 0 | 0 | 0 | 0 | 0 | 0 | 0 | 0 | 0 | 0 | 0 | 0 | 0 | 0 | 0 | 0 | 0 | 0 | 0 | 0.0094849 | 0.00097495 | 0.0015519 | 0.0023556 | 0.0048825 | 0 | 0 | 0 | 0 | 0 | 0.6
1067_G_2 | MISO_Iowa | Iowa | 19 | Jackson | 97 | 1067 | 2 | Iowa Hydro LLC | 0 | 1924 | 9999 | Hydro | [5 empty] | Non-Fossil | G | 2030 | Hydro |  | 0 | 0 | 0 | 0 | 0 | 0 | 0 | 0 | 0 | 0 | 0 | 0 | 0 | 0 | 0 | 0 | 0.7014 | 1.1165 | 1.6946 | 3.5126 | 0 | 0 | 0 | 0 | 0 | 0 | 0 | 0 | 0 | 0 | 0 | 0 | 0 | 0 | 0 | 0 | 0 | 0 | 0 | 0 | 0.0094849 | 0.00097495 | 0.0015519 | 0.0023556 | 0.0048825 | 0 | 0 | 0 | 0 | 0 | 0.6
10671_B_1A | SPP West (Oklahoma, Arkansas, Louisiana) | Oklahoma | 40 | Le Flore | 79 | 10671 | 1A | River Valley | 11851 | 1991 | 9999 | Coal Steam | FBC | dry | Baghouse + Reagent Injection + DSI | CF | Reagent Injection | Fossil | B | 2030 | Coal |  | 0.84905 | 0 | 0 | 0.84905 | 0 | 0 | 0 | 0 | 0.84905 | 0 | 0 | 0.84905 | 0 | 0 | 0 | 0 | 70.08 | 0 | 0 | 70.08 | 91.007 | 0 | 0 | 91.007 | 0.00024151 | 0 | 0 | 0.00024151 | 0.04899 | 0 | 0 | 0.04899 | 0.038023 | 0 | 0 | 0.038023 | 0.00040431 | 0 | 0 | 0.00040431 | 0.40876 | 0.54317 | 0 | 0 | 0.54317 | 1.5016 | 0 | 0 | 1.5016 | 0 | 80 | DSI
10671_B_1B | SPP West (Oklahoma, Arkansas, Louisiana) | Oklahoma | 40 | Le Flore | 79 | 10671 | 1B | River Valley | 11851 | 1991 | 9999 | Coal Steam | FBC | dry | Baghouse + Reagent Injection + DSI | CF | Reagent Injection | Fossil | B | 2030 | Coal |  | 0.84905 | 0 | 0 | 0.84905 | 0 | 0 | 0 | 0 | 0.84905 | 0 | 0 | 0.84905 | 0 | 0 | 0 | 0 | 70.08 | 0 | 0 | 70.08 | 91.007 | 0 | 0 | 91.007 | 0.00024151 | 0 | 0 | 0.00024151 | 0.047967 | 0 | 0 | 0.047967 | 0.038023 | 0 | 0 | 0.038023 | 0.00040431 | 0 | 0 | 0.00040431 | 0.40876 | 0.54317 | 0 | 0 | 0.54317 | 1.5016 | 0 | 0 | 1.5016 | 0 | 80 | DSI
10671_B_2A | SPP West (Oklahoma, Arkansas, Louisiana) | Oklahoma | 40 | Le Flore | 79 | 10671 | 2A | River Valley | 11896 | 1991 | 9999 | Coal Steam | FBC | dry | Baghouse + Reagent Injection + DSI | CF | Reagent Injection | Fossil | B | 2030 | Coal |  | 0.85228 | 0 | 0 | 0.85228 | 0 | 0 | 0 | 0 | 0.85228 | 0 | 0 | 0.85228 | 0 | 0 | 0 | 0 | 70.08 | 0 | 0 | 70.08 | 91.3525 | 0 | 0 | 91.3525 | 0.00024242 | 0 | 0 | 0.00024242 | 0.056485 | 0 | 0 | 0.056485 | 0.038168 | 0 | 0 | 0.038168 | 0.00040585 | 0 | 0 | 0.00040585 | 0.40876 | 0.54317 | 0 | 0 | 0.54317 | 1.5073 | 0 | 0 | 1.5073 | 0 | 80 | DSI
10671_B_2B | SPP West (Oklahoma, Arkansas, Louisiana) | Oklahoma | 40 | Le Flore | 79 | 10671 | 2B | River Valley | 11896 | 1991 | 9999 | Coal Steam | FBC | dry | Baghouse + Reagent Injection + DSI | CF | Reagent Injection | Fossil | B | 2030 | Coal |  | 0.85228 | 0 | 0 | 0.85228 | 0 | 0 | 0 | 0 | 0.85228 | 0 | 0 | 0.85228 | 0 | 0 | 0 | 0 | 70.08 | 0 | 0 | 70.08 | 91.3525 | 0 | 0 | 91.3525 | 0.00024242 | 0 | 0 | 0.00024242 | 0.058283 | 0 | 0 | 0.058283 | 0.038168 | 0 | 0 | 0.038168 | 0.00040585 | 0 | 0 | 0.00040585 | 0.40876 | 0.54317 | 0 | 0 | 0.54317 | 1.5073 | 0 | 0 | 1.5073 | 0 | 80 | DSI
10678_B_BLR1 | PJM_AP | Maryland | 24 | Allegany | 1 | 10678 | BLR1 | AES Warrior Run Cogeneration Facility | 8909 | 2000 | 9999 | Coal Steam | FBC | dry | Baghouse + Reagent Injection + SNCR + DSI | NH3 | Reagent Injection | Fossil | B | 2030 | Coal |  | 3.1258 | 0 | 0 | 3.1258 | 3.1258 | 0 | 0 | 3.1258 | 0 | 0 | 0 | 0 | 0 | 0 | 0 | 0 | 350.8531 | 0 | 0 | 350.8531 | 400.6099 | 0 | 0 | 400.6099 | 0.00030568 | 0 | 0 | 0.00030568 | 0.13905 | 0 | 0 | 0.13905 | 0.27156 | 0 | 0 | 0.27156 | 0.0028035 | 0 | 0 | 0.0028035 | 5.7119 | 2.9935 | 0 | 0 | 2.9935 | 4.7297 | 0 | 0 | 4.7297 | 0 | 180 | SNCR / DSI
1068_G_1 | MISO_Iowa | Iowa | 19 | Marshall | 127 | 1068 | 1 | Marshalltown | 17054 | 1978 | 9999 | Combustion Turbine | [5 empty] | Fossil | G | 2030 | NaturalGas |  | 0 | 0 | 0 | 0 | 0 | 0 | 0 | 0 | 0 | 0 | 0 | 0 | 0 | 0 | 0 | 0 | 0 | 0 | 0 | 0 | 0 | 0 | 0 | 0 | 0 | 0 | 0 | 0 | 0 | 0 | 0 | 0 | 0 | 0 | 0 | 0 | 0 | 0 | 0 | 0 | 2.4107 | 0 | 0 | 0 | 0 | 0 | 0 | 0 | 0 | 0 | 55.9
1068_G_2 | MISO_Iowa | Iowa | 19 | Marshall | 127 | 1068 | 2 | Marshalltown | 17054 | 1978 | 9999 | Combustion Turbine | [5 empty] | Fossil | G | 2030 | NaturalGas |  | 0 | 0 | 0 | 0 | 0 | 0 | 0 | 0 | 0 | 0 | 0 | 0 | 0 | 0 | 0 | 0 | 0 | 0 | 0 | 0 | 0 | 0 | 0 | 0 | 0 | 0 | 0 | 0 | 0 | 0 | 0 | 0 | 0 | 0 | 0 | 0 | 0 | 0 | 0 | 0 | 2.4237 | 0 | 0 | 0 | 0 | 0 | 0 | 0 | 0 | 0 | 56.2
1068_G_3 | MISO_Iowa | Iowa | 19 | Marshall | 127 | 1068 | 3 | Marshalltown | 17054 | 1978 | 9999 | Combustion Turbine | [5 empty] | Fossil | G | 2030 | NaturalGas |  | 0 | 0 | 0 | 0 | 0 | 0 | 0 | 0 | 0 | 0 | 0 | 0 | 0 | 0 | 0 | 0 | 0 | 0 | 0 | 0 | 0 | 0 | 0 | 0 | 0 | 0 | 0 | 0 | 0 | 0 | 0 | 0 | 0 | 0 | 0 | 0 | 0 | 0 | 0 | 0 | 2.6609 | 0 | 0 | 0 | 0 | 0 | 0 | 0 | 0 | 0 | 61.7
10682_G_GT1 | WECC_Colorado | Colorado | 8 | Morgan | 87 | 10682 | GT1 | Brush Generation Facility | 10763 | 1990 | 9999 | Combined Cycle | [5 empty] | Fossil | G | 2030 | NaturalGas |  | 0 | 0 | 0.010626 | 0.010626 | 0 | 0 | 0 | 0 | 0 | 0 | 0 | 0 | 0 | 0 | 0 | 0 | 0 | 0 | 0.98727 | 0.98727 | 0 | 0 | 0.62204 | 0.62204 | 0 | 0 | 7.4382e-10 | 7.4382e-10 | 0 | 0 | 4.431e-05 | 4.431e-05 | 0 | 0 | 0 | 0 | 0 | 0 | 0 | 0 | 0.97184 | 0 | 0 | 0.0039204 | 0.0039204 | 0 | 0 | 0.022936 | 0.022936 | 0 | 25
10682_G_GT2 | WECC_Colorado | Colorado | 8 | Morgan | 87 | 10682 | GT2 | Brush Generation Facility | 16250 | 1990 | 9999 | Combustion Turbine |  |  |  | H2O |  | Fossil | G | 2030 | NaturalGas |  | 0 | 0 | 0 | 0 | 0 | 0 | 0 | 0 | 0 | 0 | 0 | 0 | 0 | 0 | 0 | 0 | 0 | 0 | 0 | 0 | 0 | 0 | 0 | 0 | 0 | 0 | 0 | 0 | 0 | 0 | 0 | 0 | 0 | 0 | 0 | 0 | 0 | 0 | 0 | 0 | 0.89427 | 0 | 0 | 0 | 0 | 0 | 0 | 0 | 0 | 0 | 25
10682_G_GT3 | WECC_Colorado | Colorado | 8 | Morgan | 87 | 10682 | GT3 | Brush Generation Facility | 10763 | 1994 | 9999 | Combined Cycle | [5 empty] | Fossil | G | 2030 | NaturalGas |  | 0 | 0 | 0.013601 | 0.013601 | 0 | 0 | 0 | 0 | 0 | 0 | 0 | 0 | 0 | 0 | 0 | 0 | 0 | 0 | 1.2637 | 1.2637 | 0 | 0 | 0.79622 | 0.79622 | 0 | 0 | 9.5209e-10 | 9.5209e-10 | 0 | 0 | 0.00016711 | 0.00016711 | 0 | 0 | 0 | 0 | 0 | 0 | 0 | 0 | 1.2428 | 0 | 0 | 0.0050181 | 0.0050181 | 0 | 0 | 0.029358 | 0.029358 | 0 | 32
10682_G_GT4 | WECC_Colorado | Colorado | 8 | Morgan | 87 | 10682 | GT4 | Brush Generation Facility | 10763 | 1999 | 9999 | Combined Cycle |  |  |  | H2O |  | Fossil | G | 2030 | NaturalGas |  | 0 | 0 | 0.010626 | 0.010626 | 0 | 0 | 0 | 0 | 0 | 0 | 0 | 0 | 0 | 0 | 0 | 0 | 0 | 0 | 0.98727 | 0.98727 | 0 | 0 | 0.62204 | 0.62204 | 0 | 0 | 7.4382e-10 | 7.4382e-10 | 0 | 0 | 0.00044045 | 0.00044045 | 0 | 0 | 0 | 0 | 0 | 0 | 0 | 0 | 0.9568 | 0 | 0 | 0.0039204 | 0.0039204 | 0 | 0 | 0.022936 | 0.022936 | 0 | 25
10682_G_GT5 | WECC_Colorado | Colorado | 8 | Morgan | 87 | 10682 | GT5 | Brush Generation Facility | 10763 | 1999 | 9999 | Combined Cycle |  |  |  | H2O |  | Fossil | G | 2030 | NaturalGas |  | 0 | 0 | 0.010626 | 0.010626 | 0 | 0 | 0 | 0 | 0 | 0 | 0 | 0 | 0 | 0 | 0 | 0 | 0 | 0 | 0.98727 | 0.98727 | 0 | 0 | 0.62204 | 0.62204 | 0 | 0 | 7.4382e-10 | 7.4382e-10 | 0 | 0 | 0.00044045 | 0.00044045 | 0 | 0 | 0 | 0 | 0 | 0 | 0 | 0 | 0.9568 | 0 | 0 | 0.0039204 | 0.0039204 | 0 | 0 | 0.022936 | 0.022936 | 0 | 25
10682_G_ST1 | WECC_Colorado | Colorado | 8 | Morgan | 87 | 10682 | ST1 | Brush Generation Facility | 10763 | 1990 | 9999 | Combined Cycle |  |  |  | LNB |  | Fossil | G | 2030 | NaturalGas |  | 0 | 0 | 0.012751 | 0.012751 | 0 | 0 | 0 | 0 | 0 | 0 | 0 | 0 | 0 | 0 | 0 | 0 | 0 | 0 | 1.1847 | 1.1847 | 0 | 0 | 0.74645 | 0.74645 | 0 | 0 | 8.9258e-10 | 8.9258e-10 | 0 | 0 | 5.3172e-05 | 5.3172e-05 | 0 | 0 | 0 | 0 | 0 | 0 | 0 | 0 | 1.1662 | 0 | 0 | 0.0047045 | 0.0047045 | 0 | 0 | 0.027523 | 0.027523 | 0 | 30
10682_G_ST2 | WECC_Colorado | Colorado | 8 | Morgan | 87 | 10682 | ST2 | Brush Generation Facility | 10763 | 1994 | 9999 | Combined Cycle |  |  |  | LNB |  | Fossil | G | 2030 | NaturalGas |  | 0 | 0 | 0.017002 | 0.017002 | 0 | 0 | 0 | 0 | 0 | 0 | 0 | 0 | 0 | 0 | 0 | 0 | 0 | 0 | 1.5796 | 1.5796 | 0 | 0 | 0.99527 | 0.99527 | 0 | 0 | 1.1901e-09 | 1.1901e-09 | 0 | 0 | 0.00020889 | 0.00020889 | 0 | 0 | 0 | 0 | 0 | 0 | 0 | 0 | 1.5535 | 0 | 0 | 0.0062726 | 0.0062726 | 0 | 0 | 0.036698 | 0.036698 | 0 | 40
10682_G_ST4 | WECC_Colorado | Colorado | 8 | Morgan | 87 | 10682 | ST4 | Brush Generation Facility | 10763 | 2002 | 9999 | Combined Cycle |  |  |  | LNB |  | Fossil | G | 2030 | NaturalGas |  | 0 | 0 | 0.038253 | 0.038253 | 0 | 0 | 0 | 0 | 0 | 0 | 0 | 0 | 0 | 0 | 0 | 0 | 0 | 0 | 3.5542 | 3.5542 | 0 | 0 | 2.2394 | 2.2394 | 0 | 0 | 2.6777e-09 | 2.6777e-09 | 0 | 0 | 0.0015856 | 0.0015856 | 0 | 0 | 0 | 0 | 0 | 0 | 0 | 0 | 3.4953 | 0 | 0 | 0.014113 | 0.014113 | 0 | 0 | 0.082569 | 0.082569 | 0 | 90
10684_B_BLR22 | WECC_Southern California Edison | California | 6 | San Bernardino | 71 | 10684 | BLR22 | Argus Cogen Plant | 8300 | 1967 | 9999 | Coal Steam | [5 empty] | Fossil | B | 2030 |  | Coal Retirement | 0 | 0 | 0 | 0 | 0 | 0 | 0 | 0 | 0 | 0 | 0 | 0 | 0 | 0 | 0 | 0 | 0 | 0 | 0 | 0 | 0 | 0 | 0 | 0 | 0 | 0 | 0 | 0 | 0 | 0 | 0 | 0 | 0 | 0 | 0 | 0 | 0 | 0 | 0 | 0 | 0 | 0 | 0 | 0 | 0 | 0 | 0 | 0 | 0 | 0 | 2.3
10684_B_BLR25 | WECC_Southern California Edison | California | 6 | San Bernardino | 71 | 10684 | BLR25 | Argus Cogen Plant | 8300 | 1978 | 9999 | Coal Steam |  |  | ESPC + Wet Scrubber + SNCR | LNB + OFA | Wet Scrubber | Fossil | B | 2030 | Coal |  | 0.39529 | 0.53583 | 0.71731 | 1.6484 | 0.39529 | 0.53583 | 0.71731 | 1.6484 | 0 | 0 | 0 | 0 | 0 | 0 | 0 | 0 | 47.625 | 64.5584 | 86.4224 | 198.6058 | 55.9442 | 75.8354 | 101.5187 | 233.2984 | 7.4308e-05 | 0.00010073 | 0.00013484 | 0.00030988 | 0.062262 | 0.084399 | 0.11298 | 0.25964 | 0.011859 | 0.016075 | 0.021519 | 0.049453 | 0.00019764 | 0.00026792 | 0.00035865 | 0.00082421 | 1.7909 | 0.23616 | 0.32013 | 0.42855 | 0.98483 | 0.93483 | 1.2672 | 1.6964 | 3.8984 | 0 | 27 | Scrubber / SNCR | Wet Scrubber
10684_B_BLR26 | WECC_Southern California Edison | California | 6 | San Bernardino | 71 | 10684 | BLR26 | Argus Cogen Plant | 8300 | 1978 | 9999 | Coal Steam |  |  | ESPC + Wet Scrubber + SNCR | LNB + OFA | Wet Scrubber | Fossil | B | 2030 | Coal |  | 0.39529 | 0.53583 | 0.71731 | 1.6484 | 0.39529 | 0.53583 | 0.71731 | 1.6484 | 0 | 0 | 0 | 0 | 0 | 0 | 0 | 0 | 47.625 | 64.5584 | 86.4224 | 198.6058 | 55.9442 | 75.8354 | 101.5187 | 233.2984 | 7.4308e-05 | 0.00010073 | 0.00013484 | 0.00030988 | 0.060169 | 0.081562 | 0.10919 | 0.25092 | 0.011859 | 0.016075 | 0.021519 | 0.049453 | 0.00019764 | 0.00026792 | 0.00035865 | 0.00082421 | 1.7909 | 0.23616 | 0.32013 | 0.42855 | 0.98483 | 0.93483 | 1.2672 | 1.6964 | 3.8984 | 0 | 27 | Scrubber / SNCR | Wet Scrubber
10686_B_5 | MISO_Minnesota and Western Wisconsin | Minnesota | 27 | Itasca | 61 | 10686 | 5 | Rapids Energy Center | 4431 | 1980 | 9999 | Biomass |  |  | ESPC + Cyclone |  |  | Non-Fossil | B | 2030 |  | Biomass Retirement | 0 | 0 | 0 | 0 | 0 | 0 | 0 | 0 | 0 | 0 | 0 | 0 | 0 | 0 | 0 | 0 | 0 | 0 | 0 | 0 | 0 | 0 | 0 | 0 | 0 | 0 | 0 | 0 | 0 | 0 | 0 | 0 | 0 | 0 | 0 | 0 | 0 | 0 | 0 | 0 | 0 | 0 | 0 | 0 | 0 | 0 | 0 | 0 | 0 | 0 | 10.8
10686_B_6 | MISO_Minnesota and Western Wisconsin | Minnesota | 27 | Itasca | 61 | 10686 | 6 | Rapids Energy Center | 4431 | 1980 | 9999 | Biomass |  |  | ESPC + Cyclone |  |  | Non-Fossil | B | 2030 |  | Biomass Retirement | 0 | 0 | 0 | 0 | 0 | 0 | 0 | 0 | 0 | 0 | 0 | 0 | 0 | 0 | 0 | 0 | 0 | 0 | 0 | 0 | 0 | 0 | 0 | 0 | 0 | 0 | 0 | 0 | 0 | 0 | 0 | 0 | 0 | 0 | 0 | 0 | 0 | 0 | 0 | 0 | 0 | 0 | 0 | 0 | 0 | 0 | 0 | 0 | 0 | 0 | 10.8
10686_B_7 | MISO_Minnesota and Western Wisconsin | Minnesota | 27 | Itasca | 61 | 10686 | 7 | Rapids Energy Center | 4431 | 2001 | 9999 | Biomass |  |  | ESPC + Cyclone | FR + LNB |  | Non-Fossil | B | 2030 |  | Biomass Retirement | 0 | 0 | 0 | 0 | 0 | 0 | 0 | 0 | 0 | 0 | 0 | 0 | 0 | 0 | 0 | 0 | 0 | 0 | 0 | 0 | 0 | 0 | 0 | 0 | 0 | 0 | 0 | 0 | 0 | 0 | 0 | 0 | 0 | 0 | 0 | 0 | 0 | 0 | 0 | 0 | 0 | 0 | 0 | 0 | 0 | 0 | 0 | 0 | 0 | 0 | 3.3
10686_B_8 | MISO_Minnesota and Western Wisconsin | Minnesota | 27 | Itasca | 61 | 10686 | 8 | Rapids Energy Center | 4431 | 2001 | 9999 | Biomass |  |  |  | FR + LNB |  | Non-Fossil | B | 2030 |  | Biomass Retirement | 0 | 0 | 0 | 0 | 0 | 0 | 0 | 0 | 0 | 0 | 0 | 0 | 0 | 0 | 0 | 0 | 0 | 0 | 0 | 0 | 0 | 0 | 0 | 0 | 0 | 0 | 0 | 0 | 0 | 0 | 0 | 0 | 0 | 0 | 0 | 0 | 0 | 0 | 0 | 0 | 0 | 0 | 0 | 0 | 0 | 0 | 0 | 0 | 0 | 0 | 3.3
10686_G_HYD | MISO_Minnesota and Western Wisconsin | Minnesota | 27 | Itasca | 61 | 10686 | HYD | Rapids Energy Center | 0 | 1943 | 9999 | Hydro | [5 empty] | Non-Fossil | G | 2030 | Hydro |  | 0 | 0 | 0 | 0 | 0 | 0 | 0 | 0 | 0 | 0 | 0 | 0 | 0 | 0 | 0 | 0 | 0.8518 | 1.4425 | 1.9921 | 4.2864 | 0 | 0 | 0 | 0 | 0 | 0 | 0 | 0 | 0 | 0 | 0 | 0 | 0 | 0 | 0 | 0 | 0 | 0 | 0 | 0 | 0.012647 | 0.001184 | 0.0020051 | 0.0027691 | 0.0059582 | 0 | 0 | 0 | 0 | 0 | 0.8
10687_G_DE1 | NY_Zone C&E | New York | 36 | Lewis | 49 | 10687 | DE1 | Black River Hydro Associates | 0 | 1984 | 9999 | Hydro | [5 empty] | Non-Fossil | G | 2030 | Hydro |  | 0 | 0 | 0 | 0 | 0 | 0 | 0 | 0 | 0 | 0 | 0 | 0 | 0 | 0 | 0 | 0 | 1.6445 | 2.2261 | 2.7486 | 6.6192 | 0 | 0 | 0 | 0 | 0 | 0 | 0 | 0 | 0 | 0 | 0 | 0 | 0 | 0 | 0 | 0 | 0 | 0 | 0 | 0 | 0.023712 | 0.0022859 | 0.0030943 | 0.0038205 | 0.0092007 | 0 | 0 | 0 | 0 | 0 | 1.5
10687_G_PL1 | NY_Zone C&E | New York | 36 | Lewis | 49 | 10687 | PL1 | Black River Hydro Associates | 0 | 1984 | 9999 | Hydro | [5 empty] | Non-Fossil | G | 2030 | Hydro |  | 0 | 0 | 0 | 0 | 0 | 0 | 0 | 0 | 0 | 0 | 0 | 0 | 0 | 0 | 0 | 0 | 2.3023 | 3.1166 | 3.848 | 9.2669 | 0 | 0 | 0 | 0 | 0 | 0 | 0 | 0 | 0 | 0 | 0 | 0 | 0 | 0 | 0 | 0 | 0 | 0 | 0 | 0 | 0.033197 | 0.0032002 | 0.004332 | 0.0053487 | 0.012881 | 0 | 0 | 0 | 0 | 0 | 2.1
10687_G_RI1 | NY_Zone C&E | New York | 36 | Lewis | 49 | 10687 | RI1 | Black River Hydro Associates | 0 | 1984 | 9999 | Hydro | [5 empty] | Non-Fossil | G | 2030 | Hydro |  | 0 | 0 | 0 | 0 | 0 | 0 | 0 | 0 | 0 | 0 | 0 | 0 | 0 | 0 | 0 | 0 | 1.9734 | 2.6713 | 3.2983 | 7.943 | 0 | 0 | 0 | 0 | 0 | 0 | 0 | 0 | 0 | 0 | 0 | 0 | 0 | 0 | 0 | 0 | 0 | 0 | 0 | 0 | 0.028455 | 0.0027431 | 0.0037132 | 0.0045846 | 0.011041 | 0 | 0 | 0 | 0 | 0 | 1.8
10690_G_CTG1 | MISO_Louisiana | Louisiana | 22 | East Baton Rouge | 33 | 10690 | CTG1 | ExxonMobil Baton Rouge Turbine Generator | 8700 | 1990 | 9999 | Combustion Turbine | [5 empty] | Fossil | G | 2030 | NaturalGas |  | 0.12366 | 0.053565 | 0.12327 | 0.30049 | 0 | 0 | 0 | 0 | 0 | 0 | 0 | 0 | 0 | 0 | 0 | 0 | 14.2133 | 6.1569 | 14.1694 | 34.5396 | 9.9812 | 4.3237 | 9.9504 | 24.2553 | 1.1935e-08 | 5.1701e-09 | 1.1898e-08 | 2.9004e-08 | 0.004214 | 0.0018254 | 0.004201 | 0.01024 | 0 | 0 | 0 | 0 | 0 | 0 | 0 | 0 | 2.5568 | 0.092671 | 0.040143 | 0.092384 | 0.2252 | 0.33271 | 0.12745 | 0.27733 | 0.73749 | 0 | 76.7
10692_G_GEN1 | ERCOT_Rest | Texas | 48 | Harris | 201 | 10692 | GEN1 | ExxonMobil Baytown Turbine | 8700 | 1989 | 9999 | Combustion Turbine | [5 empty] | Fossil | G | 2030 | NaturalGas |  | 0.011864 | 0.069051 | 0.050605 | 0.13152 | 0 | 0 | 0 | 0 | 0 | 0 | 0 | 0 | 0 | 0 | 0 | 0 | 1.3637 | 7.9369 | 5.8166 | 15.1173 | 1.0057 | 5.8533 | 4.2896 | 11.1486 | 1.2026e-09 | 6.9992e-09 | 5.1294e-09 | 1.3331e-08 | 0.0040706 | 0.023691 | 0.017362 | 0.045124 | 0 | 0 | 0 | 0 | 0 | 0 | 0 | 0 | 1.3174 | 0.0067742 | 0.039426 | 0.028893 | 0.075093 | 0.031645 | 0.16214 | 0.11304 | 0.30682 | 0 | 32
10692_G_GEN2 | ERCOT_Rest | Texas | 48 | Harris | 201 | 10692 | GEN2 | ExxonMobil Baytown Turbine | 8700 | 1989 | 9999 | Combustion Turbine | [5 empty] | Fossil | G | 2030 | NaturalGas |  | 0.011864 | 0.069051 | 0.050605 | 0.13152 | 0 | 0 | 0 | 0 | 0 | 0 | 0 | 0 | 0 | 0 | 0 | 0 | 1.3637 | 7.9369 | 5.8166 | 15.1173 | 1.0057 | 5.8533 | 4.2896 | 11.1486 | 1.2026e-09 | 6.9992e-09 | 5.1294e-09 | 1.3331e-08 | 0.0040706 | 0.023691 | 0.017362 | 0.045124 | 0 | 0 | 0 | 0 | 0 | 0 | 0 | 0 | 1.3174 | 0.0067742 | 0.039426 | 0.028893 | 0.075093 | 0.031645 | 0.16214 | 0.11304 | 0.30682 | 0 | 32
10692_G_GEN3 | ERCOT_Rest | Texas | 48 | Harris | 201 | 10692 | GEN3 | ExxonMobil Baytown Turbine | 8700 | 1989 | 9999 | Combustion Turbine | [5 empty] | Fossil | G | 2030 | NaturalGas |  | 0.011864 | 0.069051 | 0.050605 | 0.13152 | 0 | 0 | 0 | 0 | 0 | 0 | 0 | 0 | 0 | 0 | 0 | 0 | 1.3637 | 7.9369 | 5.8166 | 15.1173 | 1.0057 | 5.8533 | 4.2896 | 11.1486 | 1.2026e-09 | 6.9992e-09 | 5.1294e-09 | 1.3331e-08 | 0.0040706 | 0.023691 | 0.017362 | 0.045124 | 0 | 0 | 0 | 0 | 0 | 0 | 0 | 0 | 1.3174 | 0.0067742 | 0.039426 | 0.028893 | 0.075093 | 0.031645 | 0.16214 | 0.11304 | 0.30682 | 0 | 32
10692_G_GEN4 | ERCOT_Rest | Texas | 48 | Harris | 201 | 10692 | GEN4 | ExxonMobil Baytown Turbine | 8700 | 1997 | 9999 | Combustion Turbine | [5 empty] | Fossil | G | 2030 | NaturalGas |  | 0.033369 | 0.19421 | 0.14233 | 0.3699 | 0 | 0 | 0 | 0 | 0 | 0 | 0 | 0 | 0 | 0 | 0 | 0 | 3.8355 | 22.3226 | 16.3593 | 42.5174 | 2.8286 | 16.4624 | 12.0646 | 31.3555 | 3.3823e-09 | 1.9685e-08 | 1.4426e-08 | 3.7494e-08 | 0.0011942 | 0.0069503 | 0.0050935 | 0.013238 | 0 | 0 | 0 | 0 | 0 | 0 | 0 | 0 | 3.7051 | 0.019052 | 0.11088 | 0.081262 | 0.2112 | 0.089001 | 0.45602 | 0.31792 | 0.86294 | 0 | 90
10692_G_GEN5 | ERCOT_Rest | Texas | 48 | Harris | 201 | 10692 | GEN5 | ExxonMobil Baytown Turbine | 8700 | 2004 | 9999 | Combustion Turbine | [5 empty] | Fossil | G | 2030 | NaturalGas |  | 0.051907 | 0.3021 | 0.2214 | 0.5754 | 0 | 0 | 0 | 0 | 0 | 0 | 0 | 0 | 0 | 0 | 0 | 0 | 5.9663 | 34.7241 | 25.4477 | 66.1381 | 4.4 | 25.6082 | 18.7671 | 48.7753 | 5.2614e-09 | 3.0621e-08 | 2.2441e-08 | 5.8324e-08 | 0.0018576 | 0.010812 | 0.0079233 | 0.020592 | 0 | 0 | 0 | 0 | 0 | 0 | 0 | 0 | 5.7635 | 0.029637 | 0.17249 | 0.12641 | 0.32853 | 0.13845 | 0.70936 | 0.49455 | 1.3424 | 0 | 140
10694_G_2121 | ISONE_MA, VT, NH, RI (Rest of ISO New England) | Massachusetts | 25 | Middlesex | 17 | 10694 | 2121 | Pepperell Hydro Power Plant | 0 | 1920 | 9999 | Hydro | [5 empty] | Non-Fossil | G | 2030 | Hydro |  | 0 | 0 | 0 | 0 | 0 | 0 | 0 | 0 | 0 | 0 | 0 | 0 | 0 | 0 | 0 | 0 | 1.0592 | 1.4569 | 1.327 | 3.8431 | 0 | 0 | 0 | 0 | 0 | 0 | 0 | 0 | 0 | 0 | 0 | 0 | 0 | 0 | 0 | 0 | 0 | 0 | 0 | 0 | 0.012647 | 0.0014723 | 0.0020251 | 0.0018445 | 0.0053419 | 0 | 0 | 0 | 0 | 0 | 0.8
10694_G_8281 | ISONE_MA, VT, NH, RI (Rest of ISO New England) | Massachusetts | 25 | Middlesex | 17 | 10694 | 8281 | Pepperell Hydro Power Plant | 0 | 1920 | 9999 | Hydro | [5 empty] | Non-Fossil | G | 2030 | Hydro |  | 0 | 0 | 0 | 0 | 0 | 0 | 0 | 0 | 0 | 0 | 0 | 0 | 0 | 0 | 0 | 0 | 1.0592 | 1.4569 | 1.327 | 3.8431 | 0 | 0 | 0 | 0 | 0 | 0 | 0 | 0 | 0 | 0 | 0 | 0 | 0 | 0 | 0 | 0 | 0 | 0 | 0 | 0 | 0.012647 | 0.0014723 | 0.0020251 | 0.0018445 | 0.0053419 | 0 | 0 | 0 | 0 | 0 | 0.8
10694_G_G3 | ISONE_MA, VT, NH, RI (Rest of ISO New England) | Massachusetts | 25 | Middlesex | 17 | 10694 | G3 | Pepperell Hydro Power Plant | 0 | 2006 | 9999 | Hydro | [5 empty] | Non-Fossil | G | 2030 | Hydro |  | 0 | 0 | 0 | 0 | 0 | 0 | 0 | 0 | 0 | 0 | 0 | 0 | 0 | 0 | 0 | 0 | 0.79443 | 1.0927 | 0.99526 | 2.8823 | 0 | 0 | 0 | 0 | 0 | 0 | 0 | 0 | 0 | 0 | 0 | 0 | 0 | 0 | 0 | 0 | 0 | 0 | 0 | 0 | 0.0094849 | 0.0011043 | 0.0015188 | 0.0013834 | 0.0040065 | 0 | 0 | 0 | 0 | 0 | 0.6
10700_G_TG4 | ISONE_Maine | Maine | 23 | Penobscot | 19 | 10700 | TG4 | Red Shield Envir Old Town Facility | 13500 | 1965 | 9999 | Non-Fossil Waste | [5 empty] | Non-Fossil | G | 2030 | Non-Fossil |  | 0.16339 | 0.21811 | 0.282 | 0.6635 | 0 | 0 | 0 | 0 | 0 | 0 | 0 | 0 | 0 | 0 | 0 | 0 | 12.103 | 16.156 | 20.8891 | 49.1481 | 0 | 0 | 0 | 0 | 0 | 0 | 0 | 0 | 0 | 0 | 0 | 0 | 0 | 0 | 0 | 0 | 0 | 0 | 0 | 0 | 0.8263 | 0.083959 | 0.11207 | 0.14491 | 0.34094 | 0 | 0 | 0 | 0 | 0 | 7.5
10706_G_GEN1 | WECC_Northern California (not including BANC) | California | 6 | Shasta | 89 | 10706 | GEN1 | Burney Creek | 0 | 1990 | 9999 | Hydro | [5 empty] | Non-Fossil | G | 2030 | Hydro |  | 0 | 0 | 0 | 0 | 0 | 0 | 0 | 0 | 0 | 0 | 0 | 0 | 0 | 0 | 0 | 0 | 1.512 | 2.3535 | 4.6157 | 8.4812 | 0 | 0 | 0 | 0 | 0 | 0 | 0 | 0 | 0 | 0 | 0 | 0 | 0 | 0 | 0 | 0 | 0 | 0 | 0 | 0 | 0.047425 | 0.0021017 | 0.0032714 | 0.0064158 | 0.011789 | 0 | 0 | 0 | 0 | 0 | 3
10707_G_GEN1 | WECC_Northern California (not including BANC) | California | 6 | Shasta | 89 | 10707 | GEN1 | Cove Hydroelectric | 0 | 1990 | 9999 | Hydro | [5 empty] | Non-Fossil | G | 2030 | Hydro |  | 0 | 0 | 0 | 0 | 0 | 0 | 0 | 0 | 0 | 0 | 0 | 0 | 0 | 0 | 0 | 0 | 2.4741 | 3.9456 | 7.4768 | 13.8966 | 0 | 0 | 0 | 0 | 0 | 0 | 0 | 0 | 0 | 0 | 0 | 0 | 0 | 0 | 0 | 0 | 0 | 0 | 0 | 0 | 0.079041 | 0.0034391 | 0.0054844 | 0.010393 | 0.019316 | 0 | 0 | 0 | 0 | 0 | 5
10708_G_GEN1 | WECC_Northern California (not including BANC) | California | 6 | Shasta | 89 | 10708 | GEN1 | Lost Creek I | 0 | 1989 | 9999 | Hydro | [5 empty] | Non-Fossil | G | 2030 | Hydro |  | 0 | 0 | 0 | 0 | 0 | 0 | 0 | 0 | 0 | 0 | 0 | 0 | 0 | 0 | 0 | 0 | 0.55442 | 0.86296 | 1.6924 | 3.1098 | 0 | 0 | 0 | 0 | 0 | 0 | 0 | 0 | 0 | 0 | 0 | 0 | 0 | 0 | 0 | 0 | 0 | 0 | 0 | 0 | 0.017389 | 0.00077064 | 0.0011995 | 0.0023524 | 0.0043226 | 0 | 0 | 0 | 0 | 0 | 1.1
10709_G_GEN1 | WECC_Northern California (not including BANC) | California | 6 | Tehama | 103 | 10709 | GEN1 | Ponderosa Bailey Creek | 0 | 1990 | 9999 | Hydro | [5 empty] | Non-Fossil | G | 2030 | Hydro |  | 0 | 0 | 0 | 0 | 0 | 0 | 0 | 0 | 0 | 0 | 0 | 0 | 0 | 0 | 0 | 0 | 0.55442 | 0.86296 | 1.6924 | 3.1098 | 0 | 0 | 0 | 0 | 0 | 0 | 0 | 0 | 0 | 0 | 0 | 0 | 0 | 0 | 0 | 0 | 0 | 0 | 0 | 0 | 0.017389 | 0.00077064 | 0.0011995 | 0.0023524 | 0.0043226 | 0 | 0 | 0 | 0 | 0 | 1.1
10718_G_WND | WECC_Southern California Edison | California | 6 | Riverside | 65 | 10718 | WND | Karen Avenue Wind Farm | 0 | 1985 | 9999 | Onshore Wind | [5 empty] | Non-Fossil | G | 2030 | Wind |  | 0 | 0 | 0 | 0 | 0 | 0 | 0 | 0 | 0 | 0 | 0 | 0 | 0 | 0 | 0 | 0 | 3.9323 | 8.1042 | 14.539 | 26.5755 | 0 | 0 | 0 | 0 | 0 | 0 | 0 | 0 | 0 | 0 | 0 | 0 | 0 | 0 | 0 | 0 | 0 | 0 | 0 | 0 | 0.49807 | 0 | 0 | 0 | 0 | 0 | 0 | 0 | 0 | 0 | 11.7
10725_G_GEN1 | NY_Zone F (Capital) | New York | 36 | Albany | 1 | 10725 | GEN1 | Selkirk Cogen | 7915 | 1992 | 9999 | Combined Cycle |  |  | SCR | STM |  | Fossil | G | 2030 | NaturalGas |  | 0.24695 | 0 | 1.3622 | 1.6091 | 0 | 0 | 0 | 0 | 0 | 0 | 0 | 0 | 0 | 0 | 0 | 0 | 31.1997 | 0 | 172.1007 | 203.3004 | 16.7959 | 0 | 92.6476 | 109.4435 | 2.0084e-08 | 0 | 1.1078e-07 | 1.3087e-07 | 0.0062512 | 0 | 0.0094958 | 0.015747 | 0 | 0 | 0 | 0 | 0 | 0 | 0 | 0 | 2.7809 | 0.10655 | 0 | 0.39326 | 0.49981 | 1.0832 | 0 | 2.8418 | 3.925 | 0 | 69.4 | SCR
10725_G_GEN2 | NY_Zone F (Capital) | New York | 36 | Albany | 1 | 10725 | GEN2 | Selkirk Cogen | 7915 | 1992 | 9999 | Combined Cycle |  |  | SCR | STM |  | Fossil | G | 2030 | NaturalGas |  | 0.03705 | 0 | 0.17076 | 0.20781 | 0 | 0 | 0 | 0 | 0 | 0 | 0 | 0 | 0 | 0 | 0 | 0 | 4.681 | 0 | 21.5746 | 26.2556 | 2.5199 | 0 | 11.6143 | 14.1343 | 3.0132e-09 | 0 | 1.3888e-08 | 1.6901e-08 | 0.00093789 | 0 | 0.0043227 | 0.0052606 | 0 | 0 | 0 | 0 | 0 | 0 | 0 | 0 | 0.34861 | 0.015614 | 0 | 0.049299 | 0.064913 | 0.16251 | 0 | 0.35625 | 0.51876 | 0 | 8.7 | SCR
10725_G_GEN3 | NY_Zone F (Capital) | New York | 36 | Albany | 1 | 10725 | GEN3 | Selkirk Cogen | 7915 | 1994 | 9999 | Combined Cycle |  |  | SCR | STM |  | Fossil | G | 2030 | NaturalGas |  | 0.28217 | 0 | 1.5565 | 1.8387 | 0 | 0 | 0 | 0 | 0 | 0 | 0 | 0 | 0 | 0 | 0 | 0 | 35.6504 | 0 | 196.6511 | 232.3015 | 19.1918 | 0 | 105.8639 | 125.0557 | 2.2949e-08 | 0 | 1.2659e-07 | 1.4954e-07 | 0.0071429 | 0 | 0.01085 | 0.017993 | 0 | 0 | 0 | 0 | 0 | 0 | 0 | 0 | 3.1776 | 0.12175 | 0 | 0.44936 | 0.57111 | 1.2377 | 0 | 3.2472 | 4.4849 | 0 | 79.3 | SCR
10725_G_GEN4 | NY_Zone F (Capital) | New York | 36 | Albany | 1 | 10725 | GEN4 | Selkirk Cogen | 7915 | 1994 | 9999 | Combined Cycle |  |  | SCR | STM |  | Fossil | G | 2030 | NaturalGas |  | 0.28217 | 0 | 1.5565 | 1.8387 | 0 | 0 | 0 | 0 | 0 | 0 | 0 | 0 | 0 | 0 | 0 | 0 | 35.6504 | 0 | 196.6511 | 232.3015 | 19.1918 | 0 | 105.8639 | 125.0557 | 2.2949e-08 | 0 | 1.2659e-07 | 1.4954e-07 | 0.0071429 | 0 | 0.01085 | 0.017993 | 0 | 0 | 0 | 0 | 0 | 0 | 0 | 0 | 3.1776 | 0.12175 | 0 | 0.44936 | 0.57111 | 1.2377 | 0 | 3.2472 | 4.4849 | 0 | 79.3 | SCR
10725_G_GEN5 | NY_Zone F (Capital) | New York | 36 | Albany | 1 | 10725 | GEN5 | Selkirk Cogen | 7915 | 1994 | 9999 | Combined Cycle |  |  | SCR | STM |  | Fossil | G | 2030 | NaturalGas |  | 0.43981 | 0 | 2.426 | 2.8658 | 0 | 0 | 0 | 0 | 0 | 0 | 0 | 0 | 0 | 0 | 0 | 0 | 55.5661 | 0 | 306.5078 | 362.0739 | 29.9131 | 0 | 165.0035 | 194.9166 | 3.5769e-08 | 0 | 1.9731e-07 | 2.3307e-07 | 0.011133 | 0 | 0.016912 | 0.028045 | 0 | 0 | 0 | 0 | 0 | 0 | 0 | 0 | 4.9527 | 0.18976 | 0 | 0.70039 | 0.89015 | 1.9291 | 0 | 5.0613 | 6.9903 | 0 | 123.6 | SCR
10726_G_GEN1 | ISONE_MA, VT, NH, RI (Rest of ISO New England) | Massachusetts | 25 | Hampden | 13 | 10726 | GEN1 | Masspower | 8485 | 1993 | 9999 | Combined Cycle |  |  | SCR | STM |  | Fossil | G | 2030 | NaturalGas |  | 0 | 0 | 0.11567 | 0.11567 | 0 | 0 | 0 | 0 | 0 | 0 | 0 | 0 | 0 | 0 | 0 | 0 | 0 | 0 | 13.6324 | 13.6324 | 0 | 0 | 6.8791 | 6.8791 | 0 | 0 | 8.2258e-09 | 8.2258e-09 | 0 | 0 | 0.00201 | 0.00201 | 0 | 0 | 0 | 0 | 0 | 0 | 0 | 0 | 3.3174 | 0 | 0 | 0.056167 | 0.056167 | 0 | 0 | 0.224 | 0.224 | 0 | 83 | SCR
10726_G_GEN2 | ISONE_MA, VT, NH, RI (Rest of ISO New England) | Massachusetts | 25 | Hampden | 13 | 10726 | GEN2 | Masspower | 8485 | 1993 | 9999 | Combined Cycle |  |  | SCR | STM |  | Fossil | G | 2030 | NaturalGas |  | 0 | 0 | 0.11567 | 0.11567 | 0 | 0 | 0 | 0 | 0 | 0 | 0 | 0 | 0 | 0 | 0 | 0 | 0 | 0 | 13.6324 | 13.6324 | 0 | 0 | 6.8791 | 6.8791 | 0 | 0 | 8.2258e-09 | 8.2258e-09 | 0 | 0 | 0.00201 | 0.00201 | 0 | 0 | 0 | 0 | 0 | 0 | 0 | 0 | 3.3174 | 0 | 0 | 0.056167 | 0.056167 | 0 | 0 | 0.224 | 0.224 | 0 | 83 | SCR
10726_G_GEN3 | ISONE_MA, VT, NH, RI (Rest of ISO New England) | Massachusetts | 25 | Hampden | 13 | 10726 | GEN3 | Masspower | 8485 | 1993 | 9999 | Combined Cycle |  |  | SCR | STM |  | Fossil | G | 2030 | NaturalGas |  | 0 | 0 | 0.1101 | 0.1101 | 0 | 0 | 0 | 0 | 0 | 0 | 0 | 0 | 0 | 0 | 0 | 0 | 0 | 0 | 12.9754 | 12.9754 | 0 | 0 | 6.5476 | 6.5476 | 0 | 0 | 7.8293e-09 | 7.8293e-09 | 0 | 0 | 0.0019131 | 0.0019131 | 0 | 0 | 0 | 0 | 0 | 0 | 0 | 0 | 3.1575 | 0 | 0 | 0.05346 | 0.05346 | 0 | 0 | 0.2132 | 0.2132 | 0 | 79 | SCR
10728_G_GEN1 | ISONE_Maine | Maine | 23 | Androscoggin | 1 | 10728 | GEN1 | Barker Lower | 0 | 1986 | 9999 | Hydro | [5 empty] | Non-Fossil | G | 2030 | Hydro |  | 0 | 0 | 0 | 0 | 0 | 0 | 0 | 0 | 0 | 0 | 0 | 0 | 0 | 0 | 0 | 0 | 2.3395 | 3.0568 | 3.44 | 8.8363 | 0 | 0 | 0 | 0 | 0 | 0 | 0 | 0 | 0 | 0 | 0 | 0 | 0 | 0 | 0 | 0 | 0 | 0 | 0 | 0 | 0.023712 | 0.003252 | 0.0042489 | 0.0047816 | 0.012282 | 0 | 0 | 0 | 0 | 0 | 1.5
1073_B_3 | MISO_Iowa | Iowa | 19 | Linn | 113 | 1073 | 3 | Prairie Creek | 12146 | 1958 | 9999 | Coal Steam | wall | dry | ESPC + Mercury Control | LNB + OFA |  | Fossil | B | 2030 | NaturalGas | Coal to Gas | 0 | 0 | 0 | 0 | 0 | 0 | 0 | 0 | 0 | 0 | 0 | 0 | 0 | 0 | 0 | 0 | 0 | 0 | 0 | 0 | 0 | 0 | 0 | 0 | 0 | 0 | 0 | 0 | 0 | 0 | 0 | 0 | 0 | 0 | 0 | 0 | 0 | 0 | 0 | 0 | 1.615 | 0 | 0 | 0 | 0 | 0 | 0 | 0 | 0 | 0 | 30.4 | Mercury Control / Coal to Gas
1073_B_4 | MISO_Iowa | Iowa | 19 | Linn | 113 | 1073 | 4 | Prairie Creek | 9822 | 1967 | 9999 | O/G Steam | wall | dry |  | LNB + OFA |  | Fossil | B | 2030 | NaturalGas |  | 0 | 0 | 1.9472 | 1.9472 | 0 | 0 | 0 | 0 | 0 | 0 | 0 | 0 | 0 | 0 | 0 | 0 | 0 | 0 | 198.2538 | 198.2538 | 0 | 0 | 113.992 | 113.992 | 0 | 0 | 1.3631e-07 | 1.3631e-07 | 0 | 0 | 0.17822 | 0.17822 | 0 | 0 | 0 | 0 | 0 | 0 | 0 | 0 | 6.3296 | 0 | 0 | 0.1836 | 0.1836 | 0 | 0 | 4.1617 | 4.1617 | 0 | 110
10735_G_GEN1 | WECC_Idaho | Idaho | 16 | Ada | 1 | 10735 | GEN1 | Barber Dam | 0 | 1990 | 9999 | Hydro | [5 empty] | Non-Fossil | G | 2030 | Hydro |  | 0 | 0 | 0 | 0 | 0 | 0 | 0 | 0 | 0 | 0 | 0 | 0 | 0 | 0 | 0 | 0 | 3.1976 | 4.7045 | 8.0378 | 15.9399 | 0 | 0 | 0 | 0 | 0 | 0 | 0 | 0 | 0 | 0 | 0 | 0 | 0 | 0 | 0 | 0 | 0 | 0 | 0 | 0 | 0.063233 | 0.0044446 | 0.0065393 | 0.011173 | 0.022156 | 0 | 0 | 0 | 0 | 0 | 4
10737_G_GEN1 | WECC_Pacific Northwest | Oregon | 41 | Klamath | 35 | 10737 | GEN1 | Sprague Hydro | 0 | 1989 | 9999 | Hydro | [5 empty] | Non-Fossil | G | 2030 | Hydro |  | 0 | 0 | 0 | 0 | 0 | 0 | 0 | 0 | 0 | 0 | 0 | 0 | 0 | 0 | 0 | 0 | 1.2312 | 1.486 | 1.669 | 4.3861 | 0 | 0 | 0 | 0 | 0 | 0 | 0 | 0 | 0 | 0 | 0 | 0 | 0 | 0 | 0 | 0 | 0 | 0 | 0 | 0 | 0.015808 | 0.0017113 | 0.0020655 | 0.0023199 | 0.0060967 | 0 | 0 | 0 | 0 | 0 | 1
10740_G_GEN1 | WECC_Idaho | Idaho | 16 | Blaine | 13 | 10740 | GEN1 | Magic Dam Hydroelectric Project | 0 | 1989 | 9999 | Hydro | [5 empty] | Non-Fossil | G | 2030 | Hydro |  | 0 | 0 | 0 | 0 | 0 | 0 | 0 | 0 | 0 | 0 | 0 | 0 | 0 | 0 | 0 | 0 | 2.1114 | 2.9091 | 4.7131 | 9.7337 | 0 | 0 | 0 | 0 | 0 | 0 | 0 | 0 | 0 | 0 | 0 | 0 | 0 | 0 | 0 | 0 | 0 | 0 | 0 | 0 | 0.045844 | 0.0029349 | 0.0040437 | 0.0065512 | 0.01353 | 0 | 0 | 0 | 0 | 0 | 2.9
10740_G_GEN2 | WECC_Idaho | Idaho | 16 | Blaine | 13 | 10740 | GEN2 | Magic Dam Hydroelectric Project | 0 | 1989 | 9999 | Hydro | [5 empty] | Non-Fossil | G | 2030 | Hydro |  | 0 | 0 | 0 | 0 | 0 | 0 | 0 | 0 | 0 | 0 | 0 | 0 | 0 | 0 | 0 | 0 | 2.1114 | 2.9091 | 4.7131 | 9.7337 | 0 | 0 | 0 | 0 | 0 | 0 | 0 | 0 | 0 | 0 | 0 | 0 | 0 | 0 | 0 | 0 | 0 | 0 | 0 | 0 | 0.045844 | 0.0029349 | 0.0040437 | 0.0065512 | 0.01353 | 0 | 0 | 0 | 0 | 0 | 2.9
10740_G_GEN3 | WECC_Idaho | Idaho | 16 | Blaine | 13 | 10740 | GEN3 | Magic Dam Hydroelectric Project | 0 | 1989 | 9999 | Hydro | [5 empty] | Non-Fossil | G | 2030 | Hydro |  | 0 | 0 | 0 | 0 | 0 | 0 | 0 | 0 | 0 | 0 | 0 | 0 | 0 | 0 | 0 | 0 | 2.1114 | 2.9091 | 4.7131 | 9.7337 | 0 | 0 | 0 | 0 | 0 | 0 | 0 | 0 | 0 | 0 | 0 | 0 | 0 | 0 | 0 | 0 | 0 | 0 | 0 | 0 | 0.045844 | 0.0029349 | 0.0040437 | 0.0065512 | 0.01353 | 0 | 0 | 0 | 0 | 0 | 2.9
10743_B_CFB1 | PJM_AP | West Virginia | 54 | Monongalia | 61 | 10743 | CFB1 | Morgantown Energy Facility | 10092 | 1991 | 9999 | Coal Steam | FBC | dry | Baghouse + Reagent Injection + SNCR + DSI | CF | Reagent Injection | Fossil | B | 2030 | Waste Coal |  | 0 | 0 | 0 | 0 | 0 | 0 | 0 | 0 | 0 | 0 | 0 | 0 | 0 | 0 | 0 | 0 | 0 | 0 | 0 | 0 | 0 | 0 | 0 | 0 | 0 | 0 | 0 | 0 | 0 | 0 | 0 | 0 | 0 | 0 | 0 | 0 | 0 | 0 | 0 | 0 | 0.79946 | 0 | 0 | 0 | 0 | 0 | 0 | 0 | 0 | 0 | 25 | SNCR / DSI
10743_B_CFB2 | PJM_AP | West Virginia | 54 | Monongalia | 61 | 10743 | CFB2 | Morgantown Energy Facility | 10092 | 1991 | 9999 | Coal Steam | FBC | dry | Baghouse + Reagent Injection + SNCR + DSI | CF | Reagent Injection | Fossil | B | 2030 | Waste Coal |  | 0 | 0 | 0 | 0 | 0 | 0 | 0 | 0 | 0 | 0 | 0 | 0 | 0 | 0 | 0 | 0 | 0 | 0 | 0 | 0 | 0 | 0 | 0 | 0 | 0 | 0 | 0 | 0 | 0 | 0 | 0 | 0 | 0 | 0 | 0 | 0 | 0 | 0 | 0 | 0 | 0.79946 | 0 | 0 | 0 | 0 | 0 | 0 | 0 | 0 | 0 | 25 | SNCR / DSI
10745_G_1G12 | MISO_Lower Michigan | Michigan | 26 | Midland | 111 | 10745 | 1G12 | Midland Cogeneration Venture | 8700 | 1990 | 9999 | Combustion Turbine | [5 empty] | Fossil | G | 2030 | Oil |  | 0 | 0 | 0 | 0 | 0 | 0 | 0 | 0 | 0 | 0 | 0 | 0 | 0 | 0 | 0 | 0 | 0 | 0 | 0 | 0 | 0 | 0 | 0 | 0 | 0 | 0 | 0 | 0 | 0 | 0 | 0 | 0 | 0 | 0 | 0 | 0 | 0 | 0 | 0 | 0 | 0.17351 | 0 | 0 | 0 | 0 | 0 | 0 | 0 | 0 | 0 | 5.2
10745_G_BP15 | MISO_Lower Michigan | Michigan | 26 | Midland | 111 | 10745 | BP15 | Midland Cogeneration Venture | 7578 | 1998 | 9999 | Combined Cycle | [5 empty] | Fossil | G | 2030 | NaturalGas |  | 0.17854 | 0.24202 | 0.33466 | 0.75522 | 0 | 0 | 0 | 0 | 0 | 0 | 0 | 0 | 0 | 0 | 0 | 0 | 23.56 | 31.9369 | 44.1621 | 99.659 | 12.017 | 16.2897 | 22.5253 | 50.832 | 1.4369e-08 | 1.9479e-08 | 2.6935e-08 | 6.0783e-08 | 0.01007 | 0.013651 | 0.018876 | 0.042597 | 0 | 0 | 0 | 0 | 0 | 0 | 0 | 0 | 0.50085 | 0.050321 | 0.068213 | 0.094325 | 0.21286 | 0.51267 | 0.62732 | 0.733 | 1.873 | 0 | 13.4
10745_G_GT10 | MISO_Lower Michigan | Michigan | 26 | Midland | 111 | 10745 | GT10 | Midland Cogeneration Venture | 7578 | 1990 | 9999 | Combined Cycle |  |  |  | STM |  | Fossil | G | 2030 | NaturalGas |  | 1.0955 | 1.3201 | 2.1978 | 4.6134 | 0 | 0 | 0 | 0 | 0 | 0 | 0 | 0 | 0 | 0 | 0 | 0 | 144.5698 | 174.2018 | 290.0197 | 608.7913 | 77.1073 | 92.9118 | 154.6841 | 324.7032 | 9.2202e-08 | 1.111e-07 | 1.8497e-07 | 3.8827e-07 | 0.064616 | 0.07786 | 0.12963 | 0.2721 | 0 | 0 | 0 | 0 | 0 | 0 | 0 | 0 | 3.3256 | 0.30878 | 0.37207 | 0.61945 | 1.3003 | 3.1459 | 3.4218 | 4.8137 | 11.3814 | 0 | 88
10745_G_GT11 | MISO_Lower Michigan | Michigan | 26 | Midland | 111 | 10745 | GT11 | Midland Cogeneration Venture | 7578 | 1990 | 9999 | Combined Cycle |  |  |  | STM |  | Fossil | G | 2030 | NaturalGas |  | 1.0955 | 1.3201 | 2.1978 | 4.6134 | 0 | 0 | 0 | 0 | 0 | 0 | 0 | 0 | 0 | 0 | 0 | 0 | 144.5698 | 174.2018 | 290.0197 | 608.7913 | 77.1073 | 92.9118 | 154.6841 | 324.7032 | 9.2202e-08 | 1.111e-07 | 1.8497e-07 | 3.8827e-07 | 0.064616 | 0.07786 | 0.12963 | 0.2721 | 0 | 0 | 0 | 0 | 0 | 0 | 0 | 0 | 3.3256 | 0.30878 | 0.37207 | 0.61945 | 1.3003 | 3.1459 | 3.4218 | 4.8137 | 11.3814 | 0 | 88
10745_G_GT12 | MISO_Lower Michigan | Michigan | 26 | Midland | 111 | 10745 | GT12 | Midland Cogeneration Venture | 7578 | 1990 | 9999 | Combined Cycle |  |  |  | DLNB |  | Fossil | G | 2030 | NaturalGas |  | 1.0955 | 1.3201 | 2.1978 | 4.6134 | 0 | 0 | 0 | 0 | 0 | 0 | 0 | 0 | 0 | 0 | 0 | 0 | 144.5698 | 174.2018 | 290.0197 | 608.7913 | 77.1073 | 92.9118 | 154.6841 | 324.7032 | 9.2202e-08 | 1.111e-07 | 1.8497e-07 | 3.8827e-07 | 0.064616 | 0.07786 | 0.12963 | 0.2721 | 0 | 0 | 0 | 0 | 0 | 0 | 0 | 0 | 3.3256 | 0.30878 | 0.37207 | 0.61945 | 1.3003 | 3.1459 | 3.4218 | 4.8137 | 11.3814 | 0 | 88
10745_G_GT13 | MISO_Lower Michigan | Michigan | 26 | Midland | 111 | 10745 | GT13 | Midland Cogeneration Venture | 7578 | 1990 | 9999 | Combined Cycle |  |  |  | STM |  | Fossil | G | 2030 | NaturalGas |  | 1.0955 | 1.3201 | 2.1978 | 4.6134 | 0 | 0 | 0 | 0 | 0 | 0 | 0 | 0 | 0 | 0 | 0 | 0 | 144.5698 | 174.2018 | 290.0197 | 608.7913 | 77.1073 | 92.9118 | 154.6841 | 324.7032 | 9.2202e-08 | 1.111e-07 | 1.8497e-07 | 3.8827e-07 | 0.064616 | 0.07786 | 0.12963 | 0.2721 | 0 | 0 | 0 | 0 | 0 | 0 | 0 | 0 | 3.3256 | 0.30878 | 0.37207 | 0.61945 | 1.3003 | 3.1459 | 3.4218 | 4.8137 | 11.3814 | 0 | 88
10745_G_GT14 | MISO_Lower Michigan | Michigan | 26 | Midland | 111 | 10745 | GT14 | Midland Cogeneration Venture | 7578 | 1990 | 9999 | Combined Cycle |  |  |  | STM |  | Fossil | G | 2030 | NaturalGas |  | 1.0955 | 1.3201 | 2.1978 | 4.6134 | 0 | 0 | 0 | 0 | 0 | 0 | 0 | 0 | 0 | 0 | 0 | 0 | 144.5698 | 174.2018 | 290.0197 | 608.7913 | 77.1073 | 92.9118 | 154.6841 | 324.7032 | 9.2202e-08 | 1.111e-07 | 1.8497e-07 | 3.8827e-07 | 0.064616 | 0.07786 | 0.12963 | 0.2721 | 0 | 0 | 0 | 0 | 0 | 0 | 0 | 0 | 3.3256 | 0.30878 | 0.37207 | 0.61945 | 1.3003 | 3.1459 | 3.4218 | 4.8137 | 11.3814 | 0 | 88
10745_G_GT3 | MISO_Lower Michigan | Michigan | 26 | Midland | 111 | 10745 | GT3 | Midland Cogeneration Venture | 7646 | 1989 | 9999 | Combined Cycle |  |  |  | STM |  | Fossil | G | 2030 | NaturalGas |  | 1.1054 | 1.3319 | 2.2175 | 4.6548 | 0 | 0 | 0 | 0 | 0 | 0 | 0 | 0 | 0 | 0 | 0 | 0 | 144.5698 | 174.2018 | 290.0197 | 608.7913 | 77.7992 | 93.7455 | 156.0721 | 327.6169 | 9.303e-08 | 1.121e-07 | 1.8663e-07 | 3.9175e-07 | 0.066501 | 0.080131 | 0.13341 | 0.28004 | 0 | 0 | 0 | 0 | 0 | 0 | 0 | 0 | 3.3256 | 0.30878 | 0.37207 | 0.61945 | 1.3003 | 3.1741 | 3.4525 | 4.8569 | 11.4835 | 0 | 88
10745_G_GT4 | MISO_Lower Michigan | Michigan | 26 | Midland | 111 | 10745 | GT4 | Midland Cogeneration Venture | 7646 | 1989 | 9999 | Combined Cycle |  |  |  | STM |  | Fossil | G | 2030 | NaturalGas |  | 1.1054 | 1.3319 | 2.2175 | 4.6548 | 0 | 0 | 0 | 0 | 0 | 0 | 0 | 0 | 0 | 0 | 0 | 0 | 144.5698 | 174.2018 | 290.0197 | 608.7913 | 77.7992 | 93.7455 | 156.0721 | 327.6169 | 9.303e-08 | 1.121e-07 | 1.8663e-07 | 3.9175e-07 | 0.066501 | 0.080131 | 0.13341 | 0.28004 | 0 | 0 | 0 | 0 | 0 | 0 | 0 | 0 | 3.3256 | 0.30878 | 0.37207 | 0.61945 | 1.3003 | 3.1741 | 3.4525 | 4.8569 | 11.4835 | 0 | 88
10745_G_GT5 | MISO_Lower Michigan | Michigan | 26 | Midland | 111 | 10745 | GT5 | Midland Cogeneration Venture | 7646 | 1989 | 9999 | Combined Cycle |  |  |  | STM |  | Fossil | G | 2030 | NaturalGas |  | 1.1054 | 1.3319 | 2.2175 | 4.6548 | 0 | 0 | 0 | 0 | 0 | 0 | 0 | 0 | 0 | 0 | 0 | 0 | 144.5698 | 174.2018 | 290.0197 | 608.7913 | 77.7992 | 93.7455 | 156.0721 | 327.6169 | 9.303e-08 | 1.121e-07 | 1.8663e-07 | 3.9175e-07 | 0.066501 | 0.080131 | 0.13341 | 0.28004 | 0 | 0 | 0 | 0 | 0 | 0 | 0 | 0 | 3.3256 | 0.30878 | 0.37207 | 0.61945 | 1.3003 | 3.1741 | 3.4525 | 4.8569 | 11.4835 | 0 | 88
10745_G_GT6 | MISO_Lower Michigan | Michigan | 26 | Midland | 111 | 10745 | GT6 | Midland Cogeneration Venture | 7646 | 1989 | 9999 | Combined Cycle |  |  |  | STM |  | Fossil | G | 2030 | NaturalGas |  | 1.1054 | 1.3319 | 2.2175 | 4.6548 | 0 | 0 | 0 | 0 | 0 | 0 | 0 | 0 | 0 | 0 | 0 | 0 | 144.5698 | 174.2018 | 290.0197 | 608.7913 | 77.7992 | 93.7455 | 156.0721 | 327.6169 | 9.303e-08 | 1.121e-07 | 1.8663e-07 | 3.9175e-07 | 0.066501 | 0.080131 | 0.13341 | 0.28004 | 0 | 0 | 0 | 0 | 0 | 0 | 0 | 0 | 3.3256 | 0.30878 | 0.37207 | 0.61945 | 1.3003 | 3.1741 | 3.4525 | 4.8569 | 11.4835 | 0 | 88
10745_G_GT7 | MISO_Lower Michigan | Michigan | 26 | Midland | 111 | 10745 | GT7 | Midland Cogeneration Venture | 7646 | 1989 | 9999 | Combined Cycle |  |  |  | STM |  | Fossil | G | 2030 | NaturalGas |  | 1.1054 | 1.3319 | 2.2175 | 4.6548 | 0 | 0 | 0 | 0 | 0 | 0 | 0 | 0 | 0 | 0 | 0 | 0 | 144.5698 | 174.2018 | 290.0197 | 608.7913 | 77.7992 | 93.7455 | 156.0721 | 327.6169 | 9.303e-08 | 1.121e-07 | 1.8663e-07 | 3.9175e-07 | 0.066501 | 0.080131 | 0.13341 | 0.28004 | 0 | 0 | 0 | 0 | 0 | 0 | 0 | 0 | 3.3256 | 0.30878 | 0.37207 | 0.61945 | 1.3003 | 3.1741 | 3.4525 | 4.8569 | 11.4835 | 0 | 88
10745_G_GT8 | MISO_Lower Michigan | Michigan | 26 | Midland | 111 | 10745 | GT8 | Midland Cogeneration Venture | 7646 | 1989 | 9999 | Combined Cycle |  |  |  | STM |  | Fossil | G | 2030 | NaturalGas |  | 1.1054 | 1.3319 | 2.2175 | 4.6548 | 0 | 0 | 0 | 0 | 0 | 0 | 0 | 0 | 0 | 0 | 0 | 0 | 144.5698 | 174.2018 | 290.0197 | 608.7913 | 77.7992 | 93.7455 | 156.0721 | 327.6169 | 9.303e-08 | 1.121e-07 | 1.8663e-07 | 3.9175e-07 | 0.066501 | 0.080131 | 0.13341 | 0.28004 | 0 | 0 | 0 | 0 | 0 | 0 | 0 | 0 | 3.3256 | 0.30878 | 0.37207 | 0.61945 | 1.3003 | 3.1741 | 3.4525 | 4.8569 | 11.4835 | 0 | 88
10745_G_GT9 | MISO_Lower Michigan | Michigan | 26 | Midland | 111 | 10745 | GT9 | Midland Cogeneration Venture | 7578 | 1990 | 9999 | Combined Cycle |  |  |  | STM |  | Fossil | G | 2030 | NaturalGas |  | 1.0955 | 1.3201 | 2.1978 | 4.6134 | 0 | 0 | 0 | 0 | 0 | 0 | 0 | 0 | 0 | 0 | 0 | 0 | 144.5698 | 174.2018 | 290.0197 | 608.7913 | 77.1073 | 92.9118 | 154.6841 | 324.7032 | 9.2202e-08 | 1.111e-07 | 1.8497e-07 | 3.8827e-07 | 0.064616 | 0.07786 | 0.12963 | 0.2721 | 0 | 0 | 0 | 0 | 0 | 0 | 0 | 0 | 3.3256 | 0.30878 | 0.37207 | 0.61945 | 1.3003 | 3.1459 | 3.4218 | 4.8137 | 11.3814 | 0 | 88
10745_G_ST1 | MISO_Lower Michigan | Michigan | 26 | Midland | 111 | 10745 | ST1 | Midland Cogeneration Venture | 7646 | 1990 | 9999 | Combined Cycle |  |  |  | STM |  | Fossil | G | 2030 | NaturalGas |  | 5.1501 | 6.2057 | 10.3315 | 21.6872 | 0 | 0 | 0 | 0 | 0 | 0 | 0 | 0 | 0 | 0 | 0 | 0 | 673.5639 | 811.622 | 1351.2283 | 2836.4142 | 362.4738 | 436.7688 | 727.1542 | 1526.3968 | 4.3343e-07 | 5.2227e-07 | 8.695e-07 | 1.8252e-06 | 0.30983 | 0.37334 | 0.62155 | 1.3047 | 0 | 0 | 0 | 0 | 0 | 0 | 0 | 0 | 15.4944 | 1.4387 | 1.7335 | 2.8861 | 6.0582 | 14.7885 | 16.0853 | 22.6289 | 53.5027 | 0 | 410
10745_G_ST2 | MISO_Lower Michigan | Michigan | 26 | Midland | 111 | 10745 | ST2 | Midland Cogeneration Venture | 7578 | 1990 | 9999 | Combined Cycle |  |  |  | STM |  | Fossil | G | 2030 | NaturalGas |  | 4.7308 | 5.7004 | 9.4904 | 19.9216 | 0 | 0 | 0 | 0 | 0 | 0 | 0 | 0 | 0 | 0 | 0 | 0 | 624.2787 | 752.235 | 1252.358 | 2628.8717 | 332.9635 | 401.2099 | 667.9541 | 1402.1275 | 3.9815e-07 | 4.7975e-07 | 7.9872e-07 | 1.6766e-06 | 0.27902 | 0.33621 | 0.55975 | 1.175 | 0 | 0 | 0 | 0 | 0 | 0 | 0 | 0 | 14.3606 | 1.3334 | 1.6067 | 2.6749 | 5.615 | 13.5845 | 14.7757 | 20.7866 | 49.1469 | 0 | 380
10746_B_BLR1 | PJM_EMAAC | Pennsylvania | 42 | Delaware | 45 | 10746 | BLR1 | Covanta Delaware Valley | 18920 | 1991 | 9999 | Municipal Solid Waste |  |  | Baghouse + Dry Scrubber |  | Dry Scrubber | Non-Fossil | B | 2030 | MSW |  | 0.439 | 0.62089 | 0.78392 | 1.8438 | 0 | 0 | 0 | 0 | 0 | 0 | 0 | 0 | 0 | 0 | 0 | 0 | 23.2031 | 32.8165 | 41.4333 | 97.4528 | 20.1721 | 28.5298 | 36.021 | 84.7229 | 0.0012617 | 0.0017844 | 0.002253 | 0.0052991 | 0.045946 | 0.064982 | 0.082045 | 0.19297 | 0.0027911 | 0.0039474 | 0.004984 | 0.011722 | 0 | 0 | 0 | 0 | 3.4478 | 0.16096 | 0.22765 | 0.28742 | 0.67603 | 0 | 0 | 0 | 0 | 0 | 13.3 | Scrubber | Dry Scrubber
10746_B_BLR2 | PJM_EMAAC | Pennsylvania | 42 | Delaware | 45 | 10746 | BLR2 | Covanta Delaware Valley | 18920 | 1991 | 9999 | Municipal Solid Waste |  |  | Baghouse + Dry Scrubber |  | Dry Scrubber | Non-Fossil | B | 2030 | MSW |  | 0.439 | 0.62089 | 0.78392 | 1.8438 | 0 | 0 | 0 | 0 | 0 | 0 | 0 | 0 | 0 | 0 | 0 | 0 | 23.2031 | 32.8165 | 41.4333 | 97.4528 | 20.1721 | 28.5298 | 36.021 | 84.7229 | 0.0012617 | 0.0017844 | 0.002253 | 0.0052991 | 0.045972 | 0.065019 | 0.082092 | 0.19308 | 0.0027911 | 0.0039474 | 0.004984 | 0.011722 | 0 | 0 | 0 | 0 | 3.4478 | 0.16096 | 0.22765 | 0.28742 | 0.67603 | 0 | 0 | 0 | 0 | 0 | 13.3 | Scrubber | Dry Scrubber
10746_B_BLR3 | PJM_EMAAC | Pennsylvania | 42 | Delaware | 45 | 10746 | BLR3 | Covanta Delaware Valley | 18920 | 1991 | 9999 | Municipal Solid Waste |  |  | Baghouse + Dry Scrubber |  | Dry Scrubber | Non-Fossil | B | 2030 | MSW |  | 0.439 | 0.62089 | 0.78392 | 1.8438 | 0 | 0 | 0 | 0 | 0 | 0 | 0 | 0 | 0 | 0 | 0 | 0 | 23.2031 | 32.8165 | 41.4333 | 97.4528 | 20.1721 | 28.5298 | 36.021 | 84.7229 | 0.0012617 | 0.0017844 | 0.002253 | 0.0052991 | 0.043782 | 0.061921 | 0.07818 | 0.18388 | 0.0027911 | 0.0039474 | 0.004984 | 0.011722 | 0 | 0 | 0 | 0 | 3.4478 | 0.16096 | 0.22765 | 0.28742 | 0.67603 | 0 | 0 | 0 | 0 | 0 | 13.3 | Scrubber | Dry Scrubber
10746_B_BLR4 | PJM_EMAAC | Pennsylvania | 42 | Delaware | 45 | 10746 | BLR4 | Covanta Delaware Valley | 18920 | 1991 | 9999 | Municipal Solid Waste |  |  | Baghouse + Dry Scrubber |  | Dry Scrubber | Non-Fossil | B | 2030 | MSW |  | 0.439 | 0.62089 | 0.78392 | 1.8438 | 0 | 0 | 0 | 0 | 0 | 0 | 0 | 0 | 0 | 0 | 0 | 0 | 23.2031 | 32.8165 | 41.4333 | 97.4528 | 20.1721 | 28.5298 | 36.021 | 84.7229 | 0.0012617 | 0.0017844 | 0.002253 | 0.0052991 | 0.042818 | 0.060558 | 0.076459 | 0.17984 | 0.0027911 | 0.0039474 | 0.004984 | 0.011722 | 0 | 0 | 0 | 0 | 3.4478 | 0.16096 | 0.22765 | 0.28742 | 0.67603 | 0 | 0 | 0 | 0 | 0 | 13.3 | Scrubber | Dry Scrubber
10746_B_BLR5 | PJM_EMAAC | Pennsylvania | 42 | Delaware | 45 | 10746 | BLR5 | Covanta Delaware Valley | 18920 | 1991 | 9999 | Municipal Solid Waste |  |  | Baghouse + Dry Scrubber |  | Dry Scrubber | Non-Fossil | B | 2030 | MSW |  | 0.439 | 0.62089 | 0.78392 | 1.8438 | 0 | 0 | 0 | 0 | 0 | 0 | 0 | 0 | 0 | 0 | 0 | 0 | 23.2031 | 32.8165 | 41.4333 | 97.4528 | 20.1721 | 28.5298 | 36.021 | 84.7229 | 0.0012617 | 0.0017844 | 0.002253 | 0.0052991 | 0.038661 | 0.054678 | 0.069036 | 0.16237 | 0.0027911 | 0.0039474 | 0.004984 | 0.011722 | 0 | 0 | 0 | 0 | 3.4478 | 0.16096 | 0.22765 | 0.28742 | 0.67603 | 0 | 0 | 0 | 0 | 0 | 13.3 | Scrubber | Dry Scrubber
10746_B_BLR6 | PJM_EMAAC | Pennsylvania | 42 | Delaware | 45 | 10746 | BLR6 | Covanta Delaware Valley | 18920 | 1991 | 9999 | Municipal Solid Waste |  |  | Baghouse + Dry Scrubber |  | Dry Scrubber | Non-Fossil | B | 2030 | MSW |  | 0.439 | 0.62089 | 0.78392 | 1.8438 | 0 | 0 | 0 | 0 | 0 | 0 | 0 | 0 | 0 | 0 | 0 | 0 | 23.2031 | 32.8165 | 41.4333 | 97.4528 | 20.1721 | 28.5298 | 36.021 | 84.7229 | 0.0012617 | 0.0017844 | 0.002253 | 0.0052991 | 0.042203 | 0.059689 | 0.075362 | 0.17725 | 0.0027911 | 0.0039474 | 0.004984 | 0.011722 | 0 | 0 | 0 | 0 | 3.4478 | 0.16096 | 0.22765 | 0.28742 | 0.67603 | 0 | 0 | 0 | 0 | 0 | 13.3 | Scrubber | Dry Scrubber
10748_G_U1C06 | WECC_Northern California (not including BANC) | California | 6 | Monterey | 53 | 10748 | U1C06 | Marina Landfill Gas | 14103 | 2006 | 9999 | Landfill Gas | [5 empty] | Non-Fossil | G | 2030 | LF Gas |  | 0.027763 | 0 | 0.038243 | 0.066006 | 0 | 0 | 0 | 0 | 0 | 0 | 0 | 0 | 0 | 0 | 0 | 0 | 1.8691 | 0 | 2.5747 | 4.4438 | 1.5999 | 0 | 2.2039 | 3.8038 | 0 | 0 | 0 | 0 | 0.001197 | 0 | 0.0016489 | 0.0028458 | 0 | 0 | 0 | 0 | 0 | 0 | 0 | 0 | 0.43552 | 0.012966 | 0 | 0.017861 | 0.030827 | 0 | 0 | 0 | 0 | 0 | 1.6
10748_G_U2J02 | WECC_Northern California (not including BANC) | California | 6 | Monterey | 53 | 10748 | U2J02 | Marina Landfill Gas | 14103 | 2002 | 9999 | Landfill Gas | [5 empty] | Non-Fossil | G | 2030 | LF Gas |  | 0.017352 | 0 | 0.023902 | 0.041254 | 0 | 0 | 0 | 0 | 0 | 0 | 0 | 0 | 0 | 0 | 0 | 0 | 1.1682 | 0 | 1.6092 | 2.7774 | 0.99996 | 0 | 1.3774 | 2.3774 | 0 | 0 | 0 | 0 | 0.00074812 | 0 | 0.0010305 | 0.0017786 | 0 | 0 | 0 | 0 | 0 | 0 | 0 | 0 | 0.2722 | 0.0081038 | 0 | 0.011163 | 0.019267 | 0 | 0 | 0 | 0 | 0 | 1
10748_G_U3J16 | WECC_Northern California (not including BANC) | California | 6 | Monterey | 53 | 10748 | U3J16 | Marina Landfill Gas | 14103 | 2017 | 9999 | Landfill Gas | [5 empty] | Non-Fossil | G | 2030 | LF Gas |  | 1.7352e-08 | 0 | 2.3902e-08 | 4.1254e-08 | 0 | 0 | 0 | 0 | 0 | 0 | 0 | 0 | 0 | 0 | 0 | 0 | 1.1682e-06 | 0 | 1.6092e-06 | 2.7774e-06 | 9.9996e-07 | 0 | 1.3774e-06 | 2.3774e-06 | 0 | 0 | 0 | 0 | 7.8082e-10 | 0 | 1.0756e-09 | 1.8564e-09 | 0 | 0 | 0 | 0 | 0 | 0 | 0 | 0 | 2.722e-07 | 8.1038e-09 | 0 | 1.1163e-08 | 1.9267e-08 | 0 | 0 | 0 | 0 | 0 | 1e-06
10748_G_U4J16 | WECC_Northern California (not including BANC) | California | 6 | Monterey | 53 | 10748 | U4J16 | Marina Landfill Gas | 14103 | 2016 | 9999 | Landfill Gas | [5 empty] | Non-Fossil | G | 2030 | LF Gas |  | 0.020822 | 0 | 0.028682 | 0.049504 | 0 | 0 | 0 | 0 | 0 | 0 | 0 | 0 | 0 | 0 | 0 | 0 | 1.4018 | 0 | 1.931 | 3.3329 | 1.1999 | 0 | 1.6529 | 2.8529 | 0 | 0 | 0 | 0 | 0.00089774 | 0 | 0.0012366 | 0.0021344 | 0 | 0 | 0 | 0 | 0 | 0 | 0 | 0 | 0.32664 | 0.0097246 | 0 | 0.013396 | 0.02312 | 0 | 0 | 0 | 0 | 0 | 1.2
10751_G_GEN1 | PJM_EMAAC | New Jersey | 34 | Camden | 7 | 10751 | GEN1 | Camden Plant Holdings LLC | 8774 | 1993 | 9999 | Combined Cycle |  |  | SCR | STM |  | Fossil | G | 2030 | NaturalGas |  | 0.07751 | 0.007409 | 0.47382 | 0.55874 | 0 | 0 | 0 | 0 | 0 | 0 | 0 | 0 | 0 | 0 | 0 | 0 | 8.834 | 0.84443 | 54.0028 | 63.6813 | 4.5374 | 0.43372 | 27.7375 | 32.7086 | 5.4257e-09 | 5.1863e-10 | 3.3167e-08 | 3.9112e-08 | 0.0017074 | 0.00016321 | 0.0028429 | 0.0047136 | 0 | 0 | 0 | 0 | 0 | 0 | 0 | 0 | 3.2457 | 0.03611 | 0.003516 | 0.18013 | 0.21976 | 0.24917 | 0.017827 | 0.99839 | 1.2654 | 0 | 79.8 | SCR
10751_G_GEN2 | PJM_EMAAC | New Jersey | 34 | Camden | 7 | 10751 | GEN2 | Camden Plant Holdings LLC | 8774 | 1993 | 9999 | Combined Cycle | other |  | SCR | NH3 + STM |  | Fossil | G | 2030 | NaturalGas |  | 0.063329 | 0.0060535 | 0.38713 | 0.45651 | 0 | 0 | 0 | 0 | 0 | 0 | 0 | 0 | 0 | 0 | 0 | 0 | 7.2178 | 0.68993 | 44.1226 | 52.0303 | 3.7073 | 0.35437 | 22.6627 | 26.7243 | 4.433e-09 | 4.2374e-10 | 2.7099e-08 | 3.1956e-08 | 0.0013951 | 0.00013335 | 0.0023228 | 0.0038512 | 0 | 0 | 0 | 0 | 0 | 0 | 0 | 0 | 2.6518 | 0.029503 | 0.0028727 | 0.14717 | 0.17955 | 0.20358 | 0.014566 | 0.81573 | 1.0339 | 0 | 65.2 | SCR
10752_G_GEN1 | NY_Zone F (Capital) | New York | 36 | Essex | 31 | 10752 | GEN1 | Lachute Hydro Lower | 0 | 1987 | 9999 | Hydro | [5 empty] | Non-Fossil | G | 2030 | Hydro |  | 0 | 0 | 0 | 0 | 0 | 0 | 0 | 0 | 0 | 0 | 0 | 0 | 0 | 0 | 0 | 0 | 4.0031 | 5.3854 | 6.1938 | 15.5823 | 0 | 0 | 0 | 0 | 0 | 0 | 0 | 0 | 0 | 0 | 0 | 0 | 0 | 0 | 0 | 0 | 0 | 0 | 0 | 0 | 0.05691 | 0.0055644 | 0.0074856 | 0.0086094 | 0.021659 | 0 | 0 | 0 | 0 | 0 | 3.6
10753_G_GEN1 | NY_Zone F (Capital) | New York | 36 | Essex | 31 | 10753 | GEN1 | Lachute Hydro Upper | 0 | 1987 | 9999 | Hydro | [5 empty] | Non-Fossil | G | 2030 | Hydro |  | 0 | 0 | 0 | 0 | 0 | 0 | 0 | 0 | 0 | 0 | 0 | 0 | 0 | 0 | 0 | 0 | 5.4487 | 7.3301 | 8.4305 | 21.2092 | 0 | 0 | 0 | 0 | 0 | 0 | 0 | 0 | 0 | 0 | 0 | 0 | 0 | 0 | 0 | 0 | 0 | 0 | 0 | 0 | 0.07746 | 0.0075737 | 0.010189 | 0.011718 | 0.029481 | 0 | 0 | 0 | 0 | 0 | 4.9
10755_G_GT2 | WECC_Colorado | Colorado | 8 | Garfield | 45 | 10755 | GT2 | Rifle Generating Station | 8961 | 1987 | 9999 | Combined Cycle | [5 empty] | Fossil | G | 2030 | NaturalGas |  | 0.0074911 | 0 | 0.078207 | 0.085698 | 0 | 0 | 0 | 0 | 0 | 0 | 0 | 0 | 0 | 0 | 0 | 0 | 0.83596 | 0 | 8.7274 | 9.5634 | 0.43853 | 0 | 4.5782 | 5.0167 | 5.2437e-10 | 0 | 5.4745e-09 | 5.9988e-09 | 0.00025629 | 0 | 0.0026757 | 0.002932 | 0 | 0 | 0 | 0 | 0 | 0 | 0 | 0 | 0.50536 | 0.0033196 | 0 | 0.027809 | 0.031129 | 0.021879 | 0 | 0.16881 | 0.19069 | 0 | 13
10755_G_GT3 | WECC_Colorado | Colorado | 8 | Garfield | 45 | 10755 | GT3 | Rifle Generating Station | 8961 | 1987 | 9999 | Combined Cycle | [5 empty] | Fossil | G | 2030 | NaturalGas |  | 0.0074911 | 0 | 0.078207 | 0.085698 | 0 | 0 | 0 | 0 | 0 | 0 | 0 | 0 | 0 | 0 | 0 | 0 | 0.83596 | 0 | 8.7274 | 9.5634 | 0.43853 | 0 | 4.5782 | 5.0167 | 5.2437e-10 | 0 | 5.4745e-09 | 5.9988e-09 | 0.00025629 | 0 | 0.0026757 | 0.002932 | 0 | 0 | 0 | 0 | 0 | 0 | 0 | 0 | 0.50536 | 0.0033196 | 0 | 0.027809 | 0.031129 | 0.021879 | 0 | 0.16881 | 0.19069 | 0 | 13
10755_G_GT4 | WECC_Colorado | Colorado | 8 | Garfield | 45 | 10755 | GT4 | Rifle Generating Station | 8961 | 1987 | 9999 | Combined Cycle | [5 empty] | Fossil | G | 2030 | NaturalGas |  | 0.0074911 | 0 | 0.078207 | 0.085698 | 0 | 0 | 0 | 0 | 0 | 0 | 0 | 0 | 0 | 0 | 0 | 0 | 0.83596 | 0 | 8.7274 | 9.5634 | 0.43853 | 0 | 4.5782 | 5.0167 | 5.2437e-10 | 0 | 5.4745e-09 | 5.9988e-09 | 0.00025629 | 0 | 0.0026757 | 0.002932 | 0 | 0 | 0 | 0 | 0 | 0 | 0 | 0 | 0.50536 | 0.0033196 | 0 | 0.027809 | 0.031129 | 0.021879 | 0 | 0.16881 | 0.19069 | 0 | 13
10755_G_ST1 | WECC_Colorado | Colorado | 8 | Garfield | 45 | 10755 | ST1 | Rifle Generating Station | 8961 | 1987 | 9999 | Combined Cycle |  |  |  | LNB |  | Fossil | G | 2030 | NaturalGas |  | 0.019592 | 0 | 0.20454 | 0.22413 | 0 | 0 | 0 | 0 | 0 | 0 | 0 | 0 | 0 | 0 | 0 | 0 | 2.1864 | 0 | 22.8256 | 25.012 | 1.1469 | 0 | 11.9738 | 13.1207 | 1.3714e-09 | 0 | 1.4318e-08 | 1.5689e-08 | 0.00067031 | 0 | 0.006998 | 0.0076683 | 0 | 0 | 0 | 0 | 0 | 0 | 0 | 0 | 1.3217 | 0.0086819 | 0 | 0.072732 | 0.081414 | 0.057222 | 0 | 0.4415 | 0.49872 | 0 | 34
10759_G_GEN1 | WECC_Imperial Irrigation District (IID) | California | 6 | Imperial | 25 | 10759 | GEN1 | Salton Sea Power Gen Co - Unit 3 | 9771 | 1989 | 9999 | Geothermal | [5 empty] | Non-Fossil | G | 2030 | Geothermal |  | 0.74996 | 1.0008 | 1.2739 | 3.0246 | 0 | 0 | 0 | 0 | 0 | 0 | 0 | 0 | 0 | 0 | 0 | 0 | 76.7533 | 102.4284 | 130.3711 | 309.5528 | 0 | 0 | 0 | 0 | 0.0013874 | 0.0018515 | 0.0023566 | 0.0055956 | 0 | 0 | 0 | 0 | 0 | 0 | 0 | 0 | 0 | 0 | 0 | 0 | 6.4773 | 0.089034 | 0.11882 | 0.15123 | 0.35908 | 0 | 0 | 0 | 0 | 0 | 47.5
10761_G_GEN1 | WECC_Southern Nevada | Nevada | 32 | Clark | 3 | 10761 | GEN1 | Las Vegas Generating Station | 8608 | 1994 | 9999 | Combined Cycle |  |  | SCR |  |  | Fossil | G | 2030 | NaturalGas |  | 0.17265 | 0 | 0.0066519 | 0.17931 | 0 | 0 | 0 | 0 | 0 | 0 | 0 | 0 | 0 | 0 | 0 | 0 | 20.0574 | 0 | 0.77276 | 20.8302 | 10.1072 | 0 | 0.3894 | 10.4966 | 1.2086e-08 | 0 | 4.6564e-10 | 1.2551e-08 | 0.0020365 | 0 | 3.9912e-05 | 0.0020764 | 0 | 0 | 0 | 0 | 0 | 0 | 0 | 0 | 1.6723 | 0.066903 | 0 | 0.0032176 | 0.070121 | 0.53731 | 0 | 0.01712 | 0.55443 | 0 | 41 | SCR
10761_G_GEN2 | WECC_Southern Nevada | Nevada | 32 | Clark | 3 | 10761 | GEN2 | Las Vegas Generating Station | 8608 | 1994 | 9999 | Combined Cycle |  |  | SCR |  |  | Fossil | G | 2030 | NaturalGas |  | 0.0379 | 0 | 0.0014602 | 0.03936 | 0 | 0 | 0 | 0 | 0 | 0 | 0 | 0 | 0 | 0 | 0 | 0 | 4.4029 | 0 | 0.16963 | 4.5725 | 2.2187 | 0 | 0.085479 | 2.3041 | 2.653e-09 | 0 | 1.0221e-10 | 2.7552e-09 | 0.00044703 | 0 | 1.7223e-05 | 0.00046425 | 0 | 0 | 0 | 0 | 0 | 0 | 0 | 0 | 0.36709 | 0.014686 | 0 | 0.0007063 | 0.015392 | 0.11795 | 0 | 0.003758 | 0.1217 | 0 | 9 | SCR
10761_G_GEN3 | WECC_Southern Nevada | Nevada | 32 | Clark | 3 | 10761 | GEN3 | Las Vegas Generating Station | 8608 | 2003 | 9999 | Combined Cycle |  |  | SCR |  |  | Fossil | G | 2030 | NaturalGas |  | 0.1895 | 0 | 0.0073009 | 0.1968 | 0 | 0 | 0 | 0 | 0 | 0 | 0 | 0 | 0 | 0 | 0 | 0 | 22.0143 | 0 | 0.84815 | 22.8624 | 11.0933 | 0 | 0.42739 | 11.5206 | 1.3265e-08 | 0 | 5.1106e-10 | 1.3776e-08 | 0.00087035 | 0 | 3.3532e-05 | 0.00090388 | 0 | 0 | 0 | 0 | 0 | 0 | 0 | 0 | 1.4215 | 0.07343 | 0 | 0.0035315 | 0.076962 | 0.58973 | 0 | 0.01879 | 0.60852 | 0 | 45 | SCR
10761_G_GEN4 | WECC_Southern Nevada | Nevada | 32 | Clark | 3 | 10761 | GEN4 | Las Vegas Generating Station | 8608 | 2003 | 9999 | Combined Cycle |  |  | SCR |  |  | Fossil | G | 2030 | NaturalGas |  | 0.1895 | 0 | 0.0073009 | 0.1968 | 0 | 0 | 0 | 0 | 0 | 0 | 0 | 0 | 0 | 0 | 0 | 0 | 22.0143 | 0 | 0.84815 | 22.8624 | 11.0933 | 0 | 0.42739 | 11.5206 | 1.3265e-08 | 0 | 5.1106e-10 | 1.3776e-08 | 0.00087035 | 0 | 3.3532e-05 | 0.00090388 | 0 | 0 | 0 | 0 | 0 | 0 | 0 | 0 | 1.4215 | 0.07343 | 0 | 0.0035315 | 0.076962 | 0.58973 | 0 | 0.01879 | 0.60852 | 0 | 45 | SCR
10761_G_GEN5 | WECC_Southern Nevada | Nevada | 32 | Clark | 3 | 10761 | GEN5 | Las Vegas Generating Station | 8608 | 2003 | 9999 | Combined Cycle |  |  | SCR |  |  | Fossil | G | 2030 | NaturalGas |  | 0.1895 | 0 | 0.0073009 | 0.1968 | 0 | 0 | 0 | 0 | 0 | 0 | 0 | 0 | 0 | 0 | 0 | 0 | 22.0143 | 0 | 0.84815 | 22.8624 | 11.0933 | 0 | 0.42739 | 11.5206 | 1.3265e-08 | 0 | 5.1106e-10 | 1.3776e-08 | 0.00096311 | 0 | 3.7106e-05 | 0.0010002 | 0 | 0 | 0 | 0 | 0 | 0 | 0 | 0 | 1.4215 | 0.07343 | 0 | 0.0035315 | 0.076962 | 0.58973 | 0 | 0.01879 | 0.60852 | 0 | 45 | SCR
10761_G_GEN6 | WECC_Southern Nevada | Nevada | 32 | Clark | 3 | 10761 | GEN6 | Las Vegas Generating Station | 8608 | 2003 | 9999 | Combined Cycle |  |  | SCR |  |  | Fossil | G | 2030 | NaturalGas |  | 0.1895 | 0 | 0.0073009 | 0.1968 | 0 | 0 | 0 | 0 | 0 | 0 | 0 | 0 | 0 | 0 | 0 | 0 | 22.0143 | 0 | 0.84815 | 22.8624 | 11.0933 | 0 | 0.42739 | 11.5206 | 1.3265e-08 | 0 | 5.1106e-10 | 1.3776e-08 | 0.00096311 | 0 | 3.7106e-05 | 0.0010002 | 0 | 0 | 0 | 0 | 0 | 0 | 0 | 0 | 1.4215 | 0.07343 | 0 | 0.0035315 | 0.076962 | 0.58973 | 0 | 0.01879 | 0.60852 | 0 | 45 | SCR
10761_G_GEN7 | WECC_Southern Nevada | Nevada | 32 | Clark | 3 | 10761 | GEN7 | Las Vegas Generating Station | 8608 | 2003 | 9999 | Combined Cycle |  |  | SCR |  |  | Fossil | G | 2030 | NaturalGas |  | 0.10949 | 0 | 0.0042183 | 0.11371 | 0 | 0 | 0 | 0 | 0 | 0 | 0 | 0 | 0 | 0 | 0 | 0 | 12.7193 | 0 | 0.49004 | 13.2094 | 6.4094 | 0 | 0.24694 | 6.6564 | 7.6642e-09 | 0 | 2.9528e-10 | 7.9595e-09 | 0.00050287 | 0 | 1.9374e-05 | 0.00052224 | 0 | 0 | 0 | 0 | 0 | 0 | 0 | 0 | 0.82129 | 0.042426 | 0 | 0.0020404 | 0.044467 | 0.34073 | 0 | 0.010856 | 0.35159 | 0 | 26 | SCR
10761_G_GEN8 | WECC_Southern Nevada | Nevada | 32 | Clark | 3 | 10761 | GEN8 | Las Vegas Generating Station | 8608 | 2003 | 9999 | Combined Cycle |  |  | SCR |  |  | Fossil | G | 2030 | NaturalGas |  | 0.10949 | 0 | 0.0042183 | 0.11371 | 0 | 0 | 0 | 0 | 0 | 0 | 0 | 0 | 0 | 0 | 0 | 0 | 12.7193 | 0 | 0.49004 | 13.2094 | 6.4094 | 0 | 0.24694 | 6.6564 | 7.6642e-09 | 0 | 2.9528e-10 | 7.9595e-09 | 0.00055646 | 0 | 2.1439e-05 | 0.0005779 | 0 | 0 | 0 | 0 | 0 | 0 | 0 | 0 | 0.82129 | 0.042426 | 0 | 0.0020404 | 0.044467 | 0.34073 | 0 | 0.010856 | 0.35159 | 0 | 26 | SCR
10763_G_GBU | WECC_Imperial Irrigation District (IID) | California | 6 | Imperial | 25 | 10763 | GBU | Geo East Mesa III | 9771 | 2007 | 9999 | Geothermal | [5 empty] | Non-Fossil | G | 2030 | Geothermal |  | 0.083679 | 0.11167 | 0.14214 | 0.33749 | 0 | 0 | 0 | 0 | 0 | 0 | 0 | 0 | 0 | 0 | 0 | 0 | 8.564 | 11.4289 | 14.5467 | 34.5396 | 0 | 0 | 0 | 0 | 0.00015481 | 0.00020659 | 0.00026295 | 0.00062435 | 0 | 0 | 0 | 0 | 0 | 0 | 0 | 0 | 0 | 0 | 0 | 0 | 0.72274 | 0.0099343 | 0.013257 | 0.016874 | 0.040066 | 0 | 0 | 0 | 0 | 0 | 5.3
10763_G_GEN1 | WECC_Imperial Irrigation District (IID) | California | 6 | Imperial | 25 | 10763 | GEN1 | Geo East Mesa III | 9771 | 1989 | 9999 | Geothermal | [5 empty] | Non-Fossil | G | 2030 | Geothermal |  | 0.22736 | 0.30341 | 0.38618 | 0.91694 | 0 | 0 | 0 | 0 | 0 | 0 | 0 | 0 | 0 | 0 | 0 | 0 | 23.2684 | 31.052 | 39.523 | 93.8434 | 0 | 0 | 0 | 0 | 0.00042061 | 0.00056131 | 0.00071443 | 0.0016963 | 0 | 0 | 0 | 0 | 0 | 0 | 0 | 0 | 0 | 0 | 0 | 0 | 1.9637 | 0.026991 | 0.03602 | 0.045847 | 0.10886 | 0 | 0 | 0 | 0 | 0 | 14.4
10764_B_Zurn | WECC_Northern California (not including BANC) | California | 6 | Humboldt | 23 | 10764 | Zurn | Blue Lake Power LLC | 17913 | 1985 | 9999 | Biomass |  |  | ESPH | OFA |  | Non-Fossil | B | 2030 |  | Biomass Retirement | 0 | 0 | 0 | 0 | 0 | 0 | 0 | 0 | 0 | 0 | 0 | 0 | 0 | 0 | 0 | 0 | 0 | 0 | 0 | 0 | 0 | 0 | 0 | 0 | 0 | 0 | 0 | 0 | 0 | 0 | 0 | 0 | 0 | 0 | 0 | 0 | 0 | 0 | 0 | 0 | 0 | 0 | 0 | 0 | 0 | 0 | 0 | 0 | 0 | 0 | 11.5
10765_B_CFB002 | ISONE_Maine | Maine | 23 | Washington | 29 | 10765 | CFB002 | Indeck Jonesboro Energy Center | 17783 | 1987 | 9999 | Biomass |  |  | ESPH | CF |  | Non-Fossil | B | 2030 |  | Biomass Retirement | 0 | 0 | 0 | 0 | 0 | 0 | 0 | 0 | 0 | 0 | 0 | 0 | 0 | 0 | 0 | 0 | 0 | 0 | 0 | 0 | 0 | 0 | 0 | 0 | 0 | 0 | 0 | 0 | 0 | 0 | 0 | 0 | 0 | 0 | 0 | 0 | 0 | 0 | 0 | 0 | 0 | 0 | 0 | 0 | 0 | 0 | 0 | 0 | 0 | 0 | 20.2
10766_B_CFB001 | ISONE_Maine | Maine | 23 | Penobscot | 19 | 10766 | CFB001 | Indeck West Enfield Energy Center | 17560 | 1987 | 9999 | Biomass |  |  | ESPH | CF |  | Non-Fossil | B | 2030 |  | Biomass Retirement | 0 | 0 | 0 | 0 | 0 | 0 | 0 | 0 | 0 | 0 | 0 | 0 | 0 | 0 | 0 | 0 | 0 | 0 | 0 | 0 | 0 | 0 | 0 | 0 | 0 | 0 | 0 | 0 | 0 | 0 | 0 | 0 | 0 | 0 | 0 | 0 | 0 | 0 | 0 | 0 | 0 | 0 | 0 | 0 | 0 | 0 | 0 | 0 | 0 | 0 | 20.4
10767_B_CFB | WECC_Northern California (not including BANC) | California | 6 | Fresno | 19 | 10767 | CFB | Rio Bravo Fresno | 14250 | 1988 | 9999 | Biomass |  |  | ESPC + SNCR |  |  | Non-Fossil | B | 2030 |  | Biomass Retirement | 0 | 0 | 0 | 0 | 0 | 0 | 0 | 0 | 0 | 0 | 0 | 0 | 0 | 0 | 0 | 0 | 0 | 0 | 0 | 0 | 0 | 0 | 0 | 0 | 0 | 0 | 0 | 0 | 0 | 0 | 0 | 0 | 0 | 0 | 0 | 0 | 0 | 0 | 0 | 0 | 0 | 0 | 0 | 0 | 0 | 0 | 0 | 0 | 0 | 0 | 24.3 | SNCR
10771_B_1 | PJM_Dominion | Virginia | 51 | Hopewell City | 670 | 10771 | 1 | Hopewell Power Station | 15792 | 1992 | 9999 | Biomass | stoker/SPR | dry | Baghouse + Dry Scrubber + SNCR | OFA | Dry Scrubber | Non-Fossil | B | 2030 |  | Biomass Retirement | 0 | 0 | 0 | 0 | 0 | 0 | 0 | 0 | 0 | 0 | 0 | 0 | 0 | 0 | 0 | 0 | 0 | 0 | 0 | 0 | 0 | 0 | 0 | 0 | 0 | 0 | 0 | 0 | 0 | 0 | 0 | 0 | 0 | 0 | 0 | 0 | 0 | 0 | 0 | 0 | 0 | 0 | 0 | 0 | 0 | 0 | 0 | 0 | 0 | 0 | 26 | Scrubber / SNCR | Dry Scrubber
10771_B_2 | PJM_Dominion | Virginia | 51 | Hopewell City | 670 | 10771 | 2 | Hopewell Power Station | 15792 | 1992 | 9999 | Biomass | stoker/SPR | dry | Baghouse + Dry Scrubber + SNCR | OFA | Dry Scrubber | Non-Fossil | B | 2030 |  | Biomass Retirement | 0 | 0 | 0 | 0 | 0 | 0 | 0 | 0 | 0 | 0 | 0 | 0 | 0 | 0 | 0 | 0 | 0 | 0 | 0 | 0 | 0 | 0 | 0 | 0 | 0 | 0 | 0 | 0 | 0 | 0 | 0 | 0 | 0 | 0 | 0 | 0 | 0 | 0 | 0 | 0 | 0 | 0 | 0 | 0 | 0 | 0 | 0 | 0 | 0 | 0 | 26 | Scrubber / SNCR | Dry Scrubber
10772_B_CFB | WECC_Northern California (not including BANC) | California | 6 | Placer | 61 | 10772 | CFB | Rio Bravo Rocklin | 14571 | 1990 | 9999 | Biomass |  |  | ESPC + SNCR | NH3 |  | Non-Fossil | B | 2030 |  | Biomass Retirement | 0 | 0 | 0 | 0 | 0 | 0 | 0 | 0 | 0 | 0 | 0 | 0 | 0 | 0 | 0 | 0 | 0 | 0 | 0 | 0 | 0 | 0 | 0 | 0 | 0 | 0 | 0 | 0 | 0 | 0 | 0 | 0 | 0 | 0 | 0 | 0 | 0 | 0 | 0 | 0 | 0 | 0 | 0 | 0 | 0 | 0 | 0 | 0 | 0 | 0 | 24.4 | SNCR
10773_B_1 | PJM West | Virginia | 51 | Campbell | 31 | 10773 | 1 | Altavista Power Station | 15211 | 1992 | 9999 | Biomass | stoker/SPR | dry | Baghouse + Dry Scrubber + SNCR | LA + OFA | Dry Scrubber | Non-Fossil | B | 2030 |  | Biomass Retirement | 0 | 0 | 0 | 0 | 0 | 0 | 0 | 0 | 0 | 0 | 0 | 0 | 0 | 0 | 0 | 0 | 0 | 0 | 0 | 0 | 0 | 0 | 0 | 0 | 0 | 0 | 0 | 0 | 0 | 0 | 0 | 0 | 0 | 0 | 0 | 0 | 0 | 0 | 0 | 0 | 0 | 0 | 0 | 0 | 0 | 0 | 0 | 0 | 0 | 0 | 26 | Scrubber / SNCR | Dry Scrubber
10773_B_2 | PJM West | Virginia | 51 | Campbell | 31 | 10773 | 2 | Altavista Power Station | 15211 | 1992 | 9999 | Biomass | stoker/SPR | dry | Baghouse + Dry Scrubber + SNCR | LA + OFA | Dry Scrubber | Non-Fossil | B | 2030 |  | Biomass Retirement | 0 | 0 | 0 | 0 | 0 | 0 | 0 | 0 | 0 | 0 | 0 | 0 | 0 | 0 | 0 | 0 | 0 | 0 | 0 | 0 | 0 | 0 | 0 | 0 | 0 | 0 | 0 | 0 | 0 | 0 | 0 | 0 | 0 | 0 | 0 | 0 | 0 | 0 | 0 | 0 | 0 | 0 | 0 | 0 | 0 | 0 | 0 | 0 | 0 | 0 | 26 | Scrubber / SNCR | Dry Scrubber
10774_B_1 | PJM_Dominion | Virginia | 51 | Southampton | 175 | 10774 | 1 | Southampton Power Station | 14408 | 1992 | 9999 | Biomass | stoker/SPR |  | Baghouse + Dry Scrubber + SNCR | OFA | Dry Scrubber | Non-Fossil | B | 2030 |  | Biomass Retirement | 0 | 0 | 0 | 0 | 0 | 0 | 0 | 0 | 0 | 0 | 0 | 0 | 0 | 0 | 0 | 0 | 0 | 0 | 0 | 0 | 0 | 0 | 0 | 0 | 0 | 0 | 0 | 0 | 0 | 0 | 0 | 0 | 0 | 0 | 0 | 0 | 0 | 0 | 0 | 0 | 0 | 0 | 0 | 0 | 0 | 0 | 0 | 0 | 0 | 0 | 26 | Scrubber / SNCR | Dry Scrubber
10774_B_2 | PJM_Dominion | Virginia | 51 | Southampton | 175 | 10774 | 2 | Southampton Power Station | 14408 | 1992 | 9999 | Biomass | stoker/SPR |  | Baghouse + Dry Scrubber + SNCR | OFA | Dry Scrubber | Non-Fossil | B | 2030 |  | Biomass Retirement | 0 | 0 | 0 | 0 | 0 | 0 | 0 | 0 | 0 | 0 | 0 | 0 | 0 | 0 | 0 | 0 | 0 | 0 | 0 | 0 | 0 | 0 | 0 | 0 | 0 | 0 | 0 | 0 | 0 | 0 | 0 | 0 | 0 | 0 | 0 | 0 | 0 | 0 | 0 | 0 | 0 | 0 | 0 | 0 | 0 | 0 | 0 | 0 | 0 | 0 | 26 | Scrubber / SNCR | Dry Scrubber
10776_G_GTG | WECC_Southern California Edison | California | 6 | Ventura | 111 | 10776 | GTG | E F Oxnard Energy Facility | 8700 | 1990 | 9999 | Combustion Turbine | [5 empty] | Fossil | G | 2030 | NaturalGas |  | 0 | 0 | 0.0038031 | 0.0038031 | 0 | 0 | 0 | 0 | 0 | 0 | 0 | 0 | 0 | 0 | 0 | 0 | 0 | 0 | 0.43714 | 0.43714 | 0 | 0 | 0.27497 | 0.27497 | 0 | 0 | 3.288e-10 | 3.288e-10 | 0 | 0 | 1.5289e-05 | 1.5289e-05 | 0 | 0 | 0 | 0 | 0 | 0 | 0 | 0 | 1.699 | 0 | 0 | 0.0020633 | 0.0020633 | 0 | 0 | 0.010833 | 0.010833 | 0 | 48.5
10777_B_ZURN1 | WECC_Northern California (not including BANC) | California | 6 | Lassen | 35 | 10777 | ZURN1 | HL Power | 14842 | 1989 | 9999 | Biomass |  |  | ESPH + Cyclone + SNCR | NH3 |  | Non-Fossil | B | 2030 |  | Biomass Retirement | 0 | 0 | 0 | 0 | 0 | 0 | 0 | 0 | 0 | 0 | 0 | 0 | 0 | 0 | 0 | 0 | 0 | 0 | 0 | 0 | 0 | 0 | 0 | 0 | 0 | 0 | 0 | 0 | 0 | 0 | 0 | 0 | 0 | 0 | 0 | 0 | 0 | 0 | 0 | 0 | 0 | 0 | 0 | 0 | 0 | 0 | 0 | 0 | 0 | 0 | 30 | SNCR
10781_G_GEN1 | WECC_Idaho | Idaho | 16 | Gooding | 47 | 10781 | GEN1 | Koyle Ranch Hydroelectric Project | 0 | 1983 | 9999 | Hydro | [5 empty] | Non-Fossil | G | 2030 | Hydro |  | 0 | 0 | 0 | 0 | 0 | 0 | 0 | 0 | 0 | 0 | 0 | 0 | 0 | 0 | 0 | 0 | 0.14562 | 0.20063 | 0.32504 | 0.67129 | 0 | 0 | 0 | 0 | 0 | 0 | 0 | 0 | 0 | 0 | 0 | 0 | 0 | 0 | 0 | 0 | 0 | 0 | 0 | 0 | 0.0031616 | 0.00020241 | 0.00027887 | 0.00045181 | 0.00093309 | 0 | 0 | 0 | 0 | 0 | 0.2
10781_G_GEN2 | WECC_Idaho | Idaho | 16 | Gooding | 47 | 10781 | GEN2 | Koyle Ranch Hydroelectric Project | 0 | 1983 | 9999 | Hydro | [5 empty] | Non-Fossil | G | 2030 | Hydro |  | 0 | 0 | 0 | 0 | 0 | 0 | 0 | 0 | 0 | 0 | 0 | 0 | 0 | 0 | 0 | 0 | 0.21842 | 0.30094 | 0.48756 | 1.0069 | 0 | 0 | 0 | 0 | 0 | 0 | 0 | 0 | 0 | 0 | 0 | 0 | 0 | 0 | 0 | 0 | 0 | 0 | 0 | 0 | 0.0047425 | 0.00030361 | 0.00041831 | 0.00067771 | 0.0013996 | 0 | 0 | 0 | 0 | 0 | 0.3
10781_G_GEN3 | WECC_Idaho | Idaho | 16 | Gooding | 47 | 10781 | GEN3 | Koyle Ranch Hydroelectric Project | 0 | 1983 | 9999 | Hydro | [5 empty] | Non-Fossil | G | 2030 | Hydro |  | 0 | 0 | 0 | 0 | 0 | 0 | 0 | 0 | 0 | 0 | 0 | 0 | 0 | 0 | 0 | 0 | 0.58246 | 0.80252 | 1.3002 | 2.6852 | 0 | 0 | 0 | 0 | 0 | 0 | 0 | 0 | 0 | 0 | 0 | 0 | 0 | 0 | 0 | 0 | 0 | 0 | 0 | 0 | 0.012647 | 0.00080963 | 0.0011155 | 0.0018072 | 0.0037324 | 0 | 0 | 0 | 0 | 0 | 0.8
10784_B_BLR1 | WECC_Montana | Montana | 30 | Rosebud | 87 | 10784 | BLR1 | Colstrip Energy LP | 13936 | 1990 | 9999 | Coal Steam | FBC | dry | Baghouse + Reagent Injection + Mercury Control + DSI | CF + OFA | Reagent Injection | Fossil | B | 2030 |  | Coal Retirement | 0 | 0 | 0 | 0 | 0 | 0 | 0 | 0 | 0 | 0 | 0 | 0 | 0 | 0 | 0 | 0 | 0 | 0 | 0 | 0 | 0 | 0 | 0 | 0 | 0 | 0 | 0 | 0 | 0 | 0 | 0 | 0 | 0 | 0 | 0 | 0 | 0 | 0 | 0 | 0 | 0 | 0 | 0 | 0 | 0 | 0 | 0 | 0 | 0 | 0 | 38 | Mercury Control / DSI
10787_G_GEN1 | SERC_VACAR | South Carolina | 45 | Greenville | 45 | 10787 | GEN1 | Piedmont Hydro Power Project | 0 | 1989 | 9999 | Hydro | [5 empty] | Non-Fossil | G | 2030 | Hydro |  | 0 | 0 | 0 | 0 | 0 | 0 | 0 | 0 | 0 | 0 | 0 | 0 | 0 | 0 | 0 | 0 | 0.79688 | 0.91505 | 0.97338 | 2.6853 | 0 | 0 | 0 | 0 | 0 | 0 | 0 | 0 | 0 | 0 | 0 | 0 | 0 | 0 | 0 | 0 | 0 | 0 | 0 | 0 | 0.015808 | 0.0011077 | 0.0012719 | 0.001353 | 0.0037326 | 0 | 0 | 0 | 0 | 0 | 1
10789_G_GEN1 | MISO_WOTAB (including Western) | Texas | 48 | Orange | 361 | 10789 | GEN1 | Sabine River Works | 5500 | 1987 | 9999 | Combined Cycle |  |  | SCR |  |  | Fossil | G | 2030 | NaturalGas |  | 0.79295 | 1.0749 | 1.4864 | 3.3542 | 0 | 0 | 0 | 0 | 0 | 0 | 0 | 0 | 0 | 0 | 0 | 0 | 144.1732 | 195.4348 | 270.2457 | 609.8537 | 75.6975 | 102.6121 | 141.8912 | 320.2008 | 9.0516e-08 | 1.227e-07 | 1.6967e-07 | 3.8288e-07 | 0.011925 | 0.016166 | 0.014543 | 0.042634 | 0 | 0 | 0 | 0 | 0 | 0 | 0 | 0 | 3.179 | 0.32944 | 0.44658 | 0.61753 | 1.3936 | 2.2318 | 2.6931 | 3.5278 | 8.4527 | 0 | 82 | SCR
10789_G_GT1A | MISO_WOTAB (including Western) | Texas | 48 | Orange | 361 | 10789 | GT1A | Sabine River Works | 5500 | 2001 | 9999 | Combined Cycle |  |  | SCR |  |  | Fossil | G | 2030 | NaturalGas |  | 1.5472 | 2.0973 | 2.9002 | 6.5448 | 0 | 0 | 0 | 0 | 0 | 0 | 0 | 0 | 0 | 0 | 0 | 0 | 281.3136 | 381.3362 | 527.3086 | 1189.9584 | 147.7024 | 200.2188 | 276.8609 | 624.782 | 1.7662e-07 | 2.3941e-07 | 3.3106e-07 | 7.4709e-07 | 0.023269 | 0.031543 | 0.028377 | 0.083188 | 0 | 0 | 0 | 0 | 0 | 0 | 0 | 0 | 6.203 | 0.64282 | 0.87138 | 1.2049 | 2.7191 | 4.3547 | 5.2549 | 6.8834 | 16.493 | 0 | 160 | SCR
10789_G_GT1B | MISO_WOTAB (including Western) | Texas | 48 | Orange | 361 | 10789 | GT1B | Sabine River Works | 5500 | 2001 | 9999 | Combined Cycle |  |  | SCR |  |  | Fossil | G | 2030 | NaturalGas |  | 1.5472 | 2.0973 | 2.9002 | 6.5448 | 0 | 0 | 0 | 0 | 0 | 0 | 0 | 0 | 0 | 0 | 0 | 0 | 281.3136 | 381.3362 | 527.3086 | 1189.9584 | 147.7024 | 200.2188 | 276.8609 | 624.782 | 1.7662e-07 | 2.3941e-07 | 3.3106e-07 | 7.4709e-07 | 0.023269 | 0.031543 | 0.028377 | 0.083188 | 0 | 0 | 0 | 0 | 0 | 0 | 0 | 0 | 6.203 | 0.64282 | 0.87138 | 1.2049 | 2.7191 | 4.3547 | 5.2549 | 6.8834 | 16.493 | 0 | 160 | SCR
10789_G_ST1A | MISO_WOTAB (including Western) | Texas | 48 | Orange | 361 | 10789 | ST1A | Sabine River Works | 5500 | 2001 | 9999 | Combined Cycle |  |  | SCR |  |  | Fossil | G | 2030 | NaturalGas |  | 0.96702 | 1.3108 | 1.8126 | 4.0905 | 0 | 0 | 0 | 0 | 0 | 0 | 0 | 0 | 0 | 0 | 0 | 0 | 175.821 | 238.3351 | 329.5679 | 743.724 | 92.314 | 125.1367 | 173.0381 | 390.4888 | 1.1039e-07 | 1.4963e-07 | 2.0691e-07 | 4.6693e-07 | 0.014543 | 0.019714 | 0.017735 | 0.051993 | 0 | 0 | 0 | 0 | 0 | 0 | 0 | 0 | 3.8769 | 0.40176 | 0.54461 | 0.75308 | 1.6995 | 2.7217 | 3.2843 | 4.3021 | 10.3081 | 0 | 100 | SCR
1079_G_1 | MISO_Iowa-MidAmerican | Iowa | 19 | Johnson | 103 | 1079 | 1 | Coralville GT | 25000 | 1970 | 9999 | Combustion Turbine | [5 empty] | Fossil | G | 2030 | NaturalGas |  | 0 | 0 | 0 | 0 | 0 | 0 | 0 | 0 | 0 | 0 | 0 | 0 | 0 | 0 | 0 | 0 | 0 | 0 | 0 | 0 | 0 | 0 | 0 | 0 | 0 | 0 | 0 | 0 | 0 | 0 | 0 | 0 | 0 | 0 | 0 | 0 | 0 | 0 | 0 | 0 | 0.71087 | 0 | 0 | 0 | 0 | 0 | 0 | 0 | 0 | 0 | 16.5
1079_G_2 | MISO_Iowa-MidAmerican | Iowa | 19 | Johnson | 103 | 1079 | 2 | Coralville GT | 25000 | 1970 | 9999 | Combustion Turbine | [5 empty] | Fossil | G | 2030 | NaturalGas |  | 0 | 0 | 0 | 0 | 0 | 0 | 0 | 0 | 0 | 0 | 0 | 0 | 0 | 0 | 0 | 0 | 0 | 0 | 0 | 0 | 0 | 0 | 0 | 0 | 0 | 0 | 0 | 0 | 0 | 0 | 0 | 0 | 0 | 0 | 0 | 0 | 0 | 0 | 0 | 0 | 0.74102 | 0 | 0 | 0 | 0 | 0 | 0 | 0 | 0 | 0 | 17.2
1079_G_3 | MISO_Iowa-MidAmerican | Iowa | 19 | Johnson | 103 | 1079 | 3 | Coralville GT | 25000 | 1970 | 9999 | Combustion Turbine | [5 empty] | Fossil | G | 2030 | NaturalGas |  | 0 | 0 | 0 | 0 | 0 | 0 | 0 | 0 | 0 | 0 | 0 | 0 | 0 | 0 | 0 | 0 | 0 | 0 | 0 | 0 | 0 | 0 | 0 | 0 | 0 | 0 | 0 | 0 | 0 | 0 | 0 | 0 | 0 | 0 | 0 | 0 | 0 | 0 | 0 | 0 | 0.69794 | 0 | 0 | 0 | 0 | 0 | 0 | 0 | 0 | 0 | 16.2
1079_G_4 | MISO_Iowa-MidAmerican | Iowa | 19 | Johnson | 103 | 1079 | 4 | Coralville GT | 25000 | 1970 | 9999 | Combustion Turbine | [5 empty] | Fossil | G | 2030 | NaturalGas |  | 0 | 0 | 0 | 0 | 0 | 0 | 0 | 0 | 0 | 0 | 0 | 0 | 0 | 0 | 0 | 0 | 0 | 0 | 0 | 0 | 0 | 0 | 0 | 0 | 0 | 0 | 0 | 0 | 0 | 0 | 0 | 0 | 0 | 0 | 0 | 0 | 0 | 0 | 0 | 0 | 0.71087 | 0 | 0 | 0 | 0 | 0 | 0 | 0 | 0 | 0 | 16.5
10790_G_GEN1 | ERCOT_Rest | Texas | 48 | Victoria | 469 | 10790 | GEN1 | Victoria Texas Plant | 8700 | 1987 | 9999 | Combustion Turbine | [5 empty] | Fossil | G | 2030 | NaturalGas |  | 0.014488 | 0.024517 | 0.09986 | 0.13887 | 0 | 0 | 0 | 0 | 0 | 0 | 0 | 0 | 0 | 0 | 0 | 0 | 1.6652 | 2.8181 | 11.4782 | 15.9615 | 1.1694 | 1.979 | 8.0605 | 11.2089 | 1.3983e-09 | 2.3664e-09 | 9.6385e-09 | 1.3403e-08 | 0.00027227 | 0.00046077 | 0.0018767 | 0.0026098 | 0 | 0 | 0 | 0 | 0 | 0 | 0 | 0 | 3.1465 | 0.010857 | 0.018374 | 0.074838 | 0.10407 | 0.038641 | 0.057569 | 0.22306 | 0.31928 | 0 | 75
10798_G_GEN1 | PJM West | Virginia | 51 | Grayson | 77 | 10798 | GEN1 | Fries Hydroelectric Project | 0 | 1933 | 9999 | Hydro | [5 empty] | Non-Fossil | G | 2030 | Hydro |  | 0 | 0 | 0 | 0 | 0 | 0 | 0 | 0 | 0 | 0 | 0 | 0 | 0 | 0 | 0 | 0 | 0.54338 | 0.65327 | 1.0235 | 2.2201 | 0 | 0 | 0 | 0 | 0 | 0 | 0 | 0 | 0 | 0 | 0 | 0 | 0 | 0 | 0 | 0 | 0 | 0 | 0 | 0 | 0.031616 | 0.0007553 | 0.00090804 | 0.0014226 | 0.0030859 | 0 | 0 | 0 | 0 | 0 | 2
10798_G_GEN2 | PJM West | Virginia | 51 | Grayson | 77 | 10798 | GEN2 | Fries Hydroelectric Project | 0 | 1933 | 9999 | Hydro | [5 empty] | Non-Fossil | G | 2030 | Hydro |  | 0 | 0 | 0 | 0 | 0 | 0 | 0 | 0 | 0 | 0 | 0 | 0 | 0 | 0 | 0 | 0 | 0.21735 | 0.26131 | 0.40938 | 0.88804 | 0 | 0 | 0 | 0 | 0 | 0 | 0 | 0 | 0 | 0 | 0 | 0 | 0 | 0 | 0 | 0 | 0 | 0 | 0 | 0 | 0.012647 | 0.00030212 | 0.00036322 | 0.00056904 | 0.0012344 | 0 | 0 | 0 | 0 | 0 | 0.8
10798_G_GEN3 | PJM West | Virginia | 51 | Grayson | 77 | 10798 | GEN3 | Fries Hydroelectric Project | 0 | 1933 | 9999 | Hydro | [5 empty] | Non-Fossil | G | 2030 | Hydro |  | 0 | 0 | 0 | 0 | 0 | 0 | 0 | 0 | 0 | 0 | 0 | 0 | 0 | 0 | 0 | 0 | 0.054338 | 0.065327 | 0.10235 | 0.22201 | 0 | 0 | 0 | 0 | 0 | 0 | 0 | 0 | 0 | 0 | 0 | 0 | 0 | 0 | 0 | 0 | 0 | 0 | 0 | 0 | 0.0031616 | 7.553e-05 | 9.0804e-05 | 0.00014226 | 0.00030859 | 0 | 0 | 0 | 0 | 0 | 0.2
10798_G_GEN4 | PJM West | Virginia | 51 | Grayson | 77 | 10798 | GEN4 | Fries Hydroelectric Project | 0 | 1981 | 9999 | Hydro | [5 empty] | Non-Fossil | G | 2030 | Hydro |  | 0 | 0 | 0 | 0 | 0 | 0 | 0 | 0 | 0 | 0 | 0 | 0 | 0 | 0 | 0 | 0 | 0.54338 | 0.65327 | 1.0235 | 2.2201 | 0 | 0 | 0 | 0 | 0 | 0 | 0 | 0 | 0 | 0 | 0 | 0 | 0 | 0 | 0 | 0 | 0 | 0 | 0 | 0 | 0.031616 | 0.0007553 | 0.00090804 | 0.0014226 | 0.0030859 | 0 | 0 | 0 | 0 | 0 | 2
10799_G_GEN1 | SERC_VACAR | South Carolina | 45 | Anderson | 7 | 10799 | GEN1 | Pelzer Upper | 0 | 1989 | 9999 | Hydro | [5 empty] | Non-Fossil | G | 2030 | Hydro |  | 0 | 0 | 0 | 0 | 0 | 0 | 0 | 0 | 0 | 0 | 0 | 0 | 0 | 0 | 0 | 0 | 1.5141 | 1.7386 | 1.8494 | 5.1021 | 0 | 0 | 0 | 0 | 0 | 0 | 0 | 0 | 0 | 0 | 0 | 0 | 0 | 0 | 0 | 0 | 0 | 0 | 0 | 0 | 0.030036 | 0.0021046 | 0.0024167 | 0.0025707 | 0.0070919 | 0 | 0 | 0 | 0 | 0 | 1.9
108_B_SGU1 | SPP North- (Kansas, Missouri) | Kansas | 20 | Finney | 55 | 108 | SGU1 | Holcomb | 10904 | 1983 | 9999 | Coal Steam | wall | dry | Baghouse + Dry Scrubber + Mercury Control | LNB + OFA | Dry Scrubber | Fossil | B | 2030 | Coal |  | 2.3182 | 0 | 0 | 2.3182 | 0 | 0 | 0 | 0 | 2.3182 | 0 | 0 | 2.3182 | 0 | 0 | 0 | 0 | 212.5968 | 0 | 0 | 212.5968 | 248.3904 | 0 | 0 | 248.3904 | 0.00065039 | 0 | 0 | 0.00065039 | 0.21406 | 0 | 0 | 0.21406 | 0.12108 | 0 | 0 | 0.12108 | 0.0011591 | 0 | 0 | 0.0011591 | 8.3322 | 1.0856 | 0 | 0 | 1.0856 | 3.3869 | 0 | 0 | 3.3869 | 0 | 359 | Scrubber / Mercury Control | Dry Scrubber
10800_G_GEN1 | SERC_VACAR | South Carolina | 45 | Anderson | 7 | 10800 | GEN1 | Pelzer Lower | 0 | 1989 | 9999 | Hydro | [5 empty] | Non-Fossil | G | 2030 | Hydro |  | 0 | 0 | 0 | 0 | 0 | 0 | 0 | 0 | 0 | 0 | 0 | 0 | 0 | 0 | 0 | 0 | 2.4703 | 2.8367 | 3.0175 | 8.3245 | 0 | 0 | 0 | 0 | 0 | 0 | 0 | 0 | 0 | 0 | 0 | 0 | 0 | 0 | 0 | 0 | 0 | 0 | 0 | 0 | 0.049006 | 0.0034337 | 0.003943 | 0.0041943 | 0.011571 | 0 | 0 | 0 | 0 | 0 | 3.1
10801_G_GEN1 | SERC_VACAR | South Carolina | 45 | Laurens | 59 | 10801 | GEN1 | Ware Shoals Hydro Project | 0 | 1939 | 9999 | Hydro | [5 empty] | Non-Fossil | G | 2030 | Hydro |  | 0 | 0 | 0 | 0 | 0 | 0 | 0 | 0 | 0 | 0 | 0 | 0 | 0 | 0 | 0 | 0 | 1.3413 | 1.4213 | 1.4831 | 4.2457 | 0 | 0 | 0 | 0 | 0 | 0 | 0 | 0 | 0 | 0 | 0 | 0 | 0 | 0 | 0 | 0 | 0 | 0 | 0 | 0 | 0.047425 | 0.0018644 | 0.0019756 | 0.0020615 | 0.0059015 | 0 | 0 | 0 | 0 | 0 | 3
10801_G_GEN2 | SERC_VACAR | South Carolina | 45 | Laurens | 59 | 10801 | GEN2 | Ware Shoals Hydro Project | 0 | 1986 | 9999 | Hydro | [5 empty] | Non-Fossil | G | 2030 | Hydro |  | 0 | 0 | 0 | 0 | 0 | 0 | 0 | 0 | 0 | 0 | 0 | 0 | 0 | 0 | 0 | 0 | 1.3413 | 1.4213 | 1.4831 | 4.2457 | 0 | 0 | 0 | 0 | 0 | 0 | 0 | 0 | 0 | 0 | 0 | 0 | 0 | 0 | 0 | 0 | 0 | 0 | 0 | 0 | 0.047425 | 0.0018644 | 0.0019756 | 0.0020615 | 0.0059015 | 0 | 0 | 0 | 0 | 0 | 3
10805_G_GEN1 | PJM_EMAAC | New Jersey | 34 | Union | 39 | 10805 | GEN1 | Kenilworth Energy Facility | 8180 | 1989 | 9999 | Combined Cycle |  |  |  | H2O |  | Fossil | G | 2030 | NaturalGas |  | 0.055132 | 0.019443 | 0.25813 | 0.33271 | 0 | 0 | 0 | 0 | 0 | 0 | 0 | 0 | 0 | 0 | 0 | 0 | 6.7398 | 2.3768 | 31.5567 | 40.6733 | 4.8305 | 1.7035 | 22.6168 | 29.1508 | 5.7761e-09 | 2.037e-09 | 2.7044e-08 | 3.4857e-08 | 0.0059303 | 0.0020914 | 0.027766 | 0.035788 | 0 | 0 | 0 | 0 | 0 | 0 | 0 | 0 | 0.67436 | 0.021476 | 0.0094383 | 0.080912 | 0.11183 | 0.17723 | 0.046782 | 0.54391 | 0.76793 | 0 | 20
10805_G_GEN2 | PJM_EMAAC | New Jersey | 34 | Union | 39 | 10805 | GEN2 | Kenilworth Energy Facility | 8180 | 1989 | 9999 | Combined Cycle |  |  |  | H2O |  | Fossil | G | 2030 | NaturalGas |  | 0.012405 | 0.0043746 | 0.05808 | 0.074859 | 0 | 0 | 0 | 0 | 0 | 0 | 0 | 0 | 0 | 0 | 0 | 0 | 1.5165 | 0.53479 | 7.1002 | 9.1515 | 1.0869 | 0.38329 | 5.0888 | 6.5589 | 1.2996e-09 | 4.5832e-10 | 6.085e-09 | 7.8429e-09 | 0.0013343 | 0.00047056 | 0.0062475 | 0.0080523 | 0 | 0 | 0 | 0 | 0 | 0 | 0 | 0 | 0.15173 | 0.004832 | 0.0021236 | 0.018205 | 0.025161 | 0.039877 | 0.010526 | 0.12238 | 0.17278 | 0 | 4.5
10806_G_GEN1 | WECC_Idaho | Idaho | 16 | Twin Falls | 83 | 10806 | GEN1 | Crystal Springs | 0 | 1988 | 9999 | Hydro | [5 empty] | Non-Fossil | G | 2030 | Hydro |  | 0 | 0 | 0 | 0 | 0 | 0 | 0 | 0 | 0 | 0 | 0 | 0 | 0 | 0 | 0 | 0 | 1.5988 | 2.3523 | 4.0189 | 7.9699 | 0 | 0 | 0 | 0 | 0 | 0 | 0 | 0 | 0 | 0 | 0 | 0 | 0 | 0 | 0 | 0 | 0 | 0 | 0 | 0 | 0.031616 | 0.0022223 | 0.0032696 | 0.0055863 | 0.011078 | 0 | 0 | 0 | 0 | 0 | 2
10807_G_GEN1 | WECC_Idaho | Idaho | 16 | Lincoln | 63 | 10807 | GEN1 | Dietrich Drop | 0 | 1990 | 9999 | Hydro | [5 empty] | Non-Fossil | G | 2030 | Hydro |  | 0 | 0 | 0 | 0 | 0 | 0 | 0 | 0 | 0 | 0 | 0 | 0 | 0 | 0 | 0 | 0 | 3.8371 | 5.6454 | 9.6454 | 19.1279 | 0 | 0 | 0 | 0 | 0 | 0 | 0 | 0 | 0 | 0 | 0 | 0 | 0 | 0 | 0 | 0 | 0 | 0 | 0 | 0 | 0.07588 | 0.0053336 | 0.0078471 | 0.013407 | 0.026588 | 0 | 0 | 0 | 0 | 0 | 4.8
10808_G_GEN1 | WECC_Idaho | Idaho | 16 | Twin Falls | 83 | 10808 | GEN1 | Low Line Rapids | 0 | 1990 | 9999 | Hydro | [5 empty] | Non-Fossil | G | 2030 | Hydro |  | 0 | 0 | 0 | 0 | 0 | 0 | 0 | 0 | 0 | 0 | 0 | 0 | 0 | 0 | 0 | 0 | 2.1584 | 3.1756 | 5.4255 | 10.7594 | 0 | 0 | 0 | 0 | 0 | 0 | 0 | 0 | 0 | 0 | 0 | 0 | 0 | 0 | 0 | 0 | 0 | 0 | 0 | 0 | 0.042682 | 0.0030001 | 0.004414 | 0.0075415 | 0.014956 | 0 | 0 | 0 | 0 | 0 | 2.7
10809_G_GEN1 | WECC_Idaho | Idaho | 16 | Twin Falls | 83 | 10809 | GEN1 | Rock Creek II | 0 | 1990 | 9999 | Hydro | [5 empty] | Non-Fossil | G | 2030 | Hydro |  | 0 | 0 | 0 | 0 | 0 | 0 | 0 | 0 | 0 | 0 | 0 | 0 | 0 | 0 | 0 | 0 | 1.4389 | 2.117 | 3.617 | 7.173 | 0 | 0 | 0 | 0 | 0 | 0 | 0 | 0 | 0 | 0 | 0 | 0 | 0 | 0 | 0 | 0 | 0 | 0 | 0 | 0 | 0.028455 | 0.0020001 | 0.0029427 | 0.0050276 | 0.0099704 | 0 | 0 | 0 | 0 | 0 | 1.8
10817_G_GEN1 | NY_Zone C&E | New York | 36 | Lewis | 49 | 10817 | GEN1 | Port Leyden Hydroelectric Project | 0 | 1985 | 9999 | Hydro | [5 empty] | Non-Fossil | G | 2030 | Hydro |  | 0 | 0 | 0 | 0 | 0 | 0 | 0 | 0 | 0 | 0 | 0 | 0 | 0 | 0 | 0 | 0 | 0.54817 | 0.74204 | 0.91619 | 2.2064 | 0 | 0 | 0 | 0 | 0 | 0 | 0 | 0 | 0 | 0 | 0 | 0 | 0 | 0 | 0 | 0 | 0 | 0 | 0 | 0 | 0.0079041 | 0.00076196 | 0.0010314 | 0.0012735 | 0.0030669 | 0 | 0 | 0 | 0 | 0 | 0.5
10817_G_GEN2 | NY_Zone C&E | New York | 36 | Lewis | 49 | 10817 | GEN2 | Port Leyden Hydroelectric Project | 0 | 1985 | 9999 | Hydro | [5 empty] | Non-Fossil | G | 2030 | Hydro |  | 0 | 0 | 0 | 0 | 0 | 0 | 0 | 0 | 0 | 0 | 0 | 0 | 0 | 0 | 0 | 0 | 0.54817 | 0.74204 | 0.91619 | 2.2064 | 0 | 0 | 0 | 0 | 0 | 0 | 0 | 0 | 0 | 0 | 0 | 0 | 0 | 0 | 0 | 0 | 0 | 0 | 0 | 0 | 0.0079041 | 0.00076196 | 0.0010314 | 0.0012735 | 0.0030669 | 0 | 0 | 0 | 0 | 0 | 0.5
10819_G_GEN1 | MISO_Lower Michigan | Michigan | 26 | Kent | 81 | 10819 | GEN1 | Ada Cogeneration LP | 7783 | 1990 | 9999 | Combined Cycle | [5 empty] | Fossil | G | 2030 | NaturalGas |  | 0.23081 | 0.30649 | 0.56431 | 1.1016 | 0 | 0 | 0 | 0 | 0 | 0 | 0 | 0 | 0 | 0 | 0 | 0 | 29.6551 | 39.379 | 72.5049 | 141.5391 | 18.3219 | 24.3296 | 44.7958 | 87.4473 | 2.1909e-08 | 2.9092e-08 | 5.3565e-08 | 1.0457e-07 | 0.0042704 | 0.0056706 | 0.010441 | 0.020382 | 0 | 0 | 0 | 0 | 0 | 0 | 0 | 0 | 0.83069 | 0.06334 | 0.084109 | 0.15486 | 0.30231 | 0.66276 | 0.79443 | 1.236 | 2.6932 | 0 | 22
10819_G_GEN2 | MISO_Lower Michigan | Michigan | 26 | Kent | 81 | 10819 | GEN2 | Ada Cogeneration LP | 7783 | 1990 | 9999 | Combined Cycle |  |  |  | H2O |  | Fossil | G | 2030 | NaturalGas |  | 0.083929 | 0.11145 | 0.2052 | 0.40058 | 0 | 0 | 0 | 0 | 0 | 0 | 0 | 0 | 0 | 0 | 0 | 0 | 10.7837 | 14.3196 | 26.3654 | 51.4688 | 6.6625 | 8.8471 | 16.2894 | 31.799 | 7.9668e-09 | 1.0579e-08 | 1.9478e-08 | 3.8024e-08 | 0.0015529 | 0.002062 | 0.0037966 | 0.0074115 | 0 | 0 | 0 | 0 | 0 | 0 | 0 | 0 | 0.30207 | 0.023033 | 0.030585 | 0.056313 | 0.10993 | 0.24101 | 0.28888 | 0.44945 | 0.97934 | 0 | 8
1082_B_3 | MISO_Iowa-MidAmerican | Iowa | 19 | Pottawattamie | 155 | 1082 | 3 | Walter Scott Jr Energy Center | 9926 | 1978 | 9999 | Coal Steam | wall | dry | ESPC + Baghouse + Dry Scrubber + Mercury Control | LNBO | Dry Scrubber | Fossil | B | 2030 | Coal |  | 11.7905 | 15.9826 | 21.9504 | 49.7235 | 0 | 0 | 0 | 0 | 11.7905 | 15.9826 | 21.9504 | 49.7235 | 0 | 0 | 0 | 0 | 1187.8377 | 1610.18 | 2211.4023 | 5009.42 | 1273.779 | 1726.6781 | 2371.3995 | 5371.8566 | 0.0037068 | 0.0050248 | 0.0069009 | 0.015632 | 1.265 | 1.7148 | 2.3551 | 5.3349 | 0.47162 | 0.63931 | 0.87802 | 1.9889 | 0.0058952 | 0.0079913 | 0.010975 | 0.024862 | 46.3667 | 6.073 | 8.2322 | 11.3061 | 25.6113 | 13.5876 | 18.4187 | 25.2961 | 57.3024 | 0 | 708 | Scrubber / Mercury Control | Dry Scrubber
1082_B_4 | MISO_Iowa-MidAmerican | Iowa | 19 | Pottawattamie | 155 | 1082 | 4 | Walter Scott Jr Energy Center | 9977 | 2007 | 9999 | Coal Steam | wall | dry | Baghouse + Dry Scrubber + SCR + Mercury Control | LNB + OFA | Dry Scrubber | Fossil | B | 2030 | Coal |  | 13.295 | 18.0222 | 25.0062 | 56.3234 | 0 | 0 | 0 | 0 | 13.295 | 18.0222 | 25.0062 | 56.3234 | 0 | 0 | 0 | 0 | 1332.5688 | 1806.3711 | 2506.3878 | 5645.3277 | 1428.5519 | 1936.4815 | 2686.9196 | 6051.953 | 0.0041572 | 0.0056353 | 0.0078191 | 0.017612 | 0.35717 | 0.48417 | 0.67179 | 1.5131 | 0.49801 | 0.67509 | 0.9367 | 2.1098 | 0.0066475 | 0.0090111 | 0.012503 | 0.028162 | 32.7677 | 7.9814 | 10.8192 | 15.012 | 33.8126 | 15.3215 | 20.7691 | 28.8177 | 64.9083 | 0 | 814 | Scrubber / SCR / Mercury Control | Dry Scrubber
10822_B_BOIL1 | MISO_Lower Michigan | Michigan | 26 | Crawford | 39 | 10822 | BOIL1 | Grayling Generating Station | 15541 | 1992 | 9999 | Biomass | stoker/SPR |  | ESPC + Cyclone + SNCR |  |  | Non-Fossil | B | 2030 |  | Biomass Retirement | 0 | 0 | 0 | 0 | 0 | 0 | 0 | 0 | 0 | 0 | 0 | 0 | 0 | 0 | 0 | 0 | 0 | 0 | 0 | 0 | 0 | 0 | 0 | 0 | 0 | 0 | 0 | 0 | 0 | 0 | 0 | 0 | 0 | 0 | 0 | 0 | 0 | 0 | 0 | 0 | 0 | 0 | 0 | 0 | 0 | 0 | 0 | 0 | 0 | 0 | 38 | SNCR
10823_B_B101 | ISONE_MA, VT, NH, RI (Rest of ISO New England) | Massachusetts | 25 | Suffolk | 25 | 10823 | B101 | Deer Island Treatment Plant | 4138 | 1997 | 9999 | Non-Fossil Waste |  |  |  | FR + LNB |  | Non-Fossil | B | 2030 | Non-Fossil |  | 0.0036177 | 0.0053822 | 0.0088015 | 0.017801 | 0 | 0 | 0 | 0 | 0 | 0 | 0 | 0 | 0 | 0 | 0 | 0 | 0.87426 | 1.3007 | 2.127 | 4.3019 | 0 | 0 | 0 | 0 | 0 | 0 | 0 | 0 | 0.00016037 | 0.00023858 | 0.00039016 | 0.0007891 | 0 | 0 | 0 | 0 | 0 | 0 | 0 | 0 | 1.1665 | 0.0060648 | 0.0090228 | 0.014755 | 0.029843 | 0 | 0 | 0 | 0 | 0 | 4.5
10823_B_B201 | ISONE_MA, VT, NH, RI (Rest of ISO New England) | Massachusetts | 25 | Suffolk | 25 | 10823 | B201 | Deer Island Treatment Plant | 4138 | 1997 | 9999 | Non-Fossil Waste |  |  |  | FR + LNB |  | Non-Fossil | B | 2030 | Non-Fossil |  | 0.0036177 | 0.0053822 | 0.0088015 | 0.017801 | 0 | 0 | 0 | 0 | 0 | 0 | 0 | 0 | 0 | 0 | 0 | 0 | 0.87426 | 1.3007 | 2.127 | 4.3019 | 0 | 0 | 0 | 0 | 0 | 0 | 0 | 0 | 0.00016037 | 0.00023858 | 0.00039016 | 0.0007891 | 0 | 0 | 0 | 0 | 0 | 0 | 0 | 0 | 1.1665 | 0.0060648 | 0.0090228 | 0.014755 | 0.029843 | 0 | 0 | 0 | 0 | 0 | 4.5
10823_G_G101 | ISONE_MA, VT, NH, RI (Rest of ISO New England) | Massachusetts | 25 | Suffolk | 25 | 10823 | G101 | Deer Island Treatment Plant | 13449 | 1995 | 9999 | Combustion Turbine |  |  |  | H2O |  | Fossil | G | 2030 | Oil |  | 0 | 0 | 0 | 0 | 0 | 0 | 0 | 0 | 0 | 0 | 0 | 0 | 0 | 0 | 0 | 0 | 0 | 0 | 0 | 0 | 0 | 0 | 0 | 0 | 0 | 0 | 0 | 0 | 0 | 0 | 0 | 0 | 0 | 0 | 0 | 0 | 0 | 0 | 0 | 0 | 0.99356 | 0 | 0 | 0 | 0 | 0 | 0 | 0 | 0 | 0 | 22
10823_G_G201 | ISONE_MA, VT, NH, RI (Rest of ISO New England) | Massachusetts | 25 | Suffolk | 25 | 10823 | G201 | Deer Island Treatment Plant | 13449 | 1995 | 9999 | Combustion Turbine |  |  |  | H2O |  | Fossil | G | 2030 | Oil |  | 0 | 0 | 0 | 0 | 0 | 0 | 0 | 0 | 0 | 0 | 0 | 0 | 0 | 0 | 0 | 0 | 0 | 0 | 0 | 0 | 0 | 0 | 0 | 0 | 0 | 0 | 0 | 0 | 0 | 0 | 0 | 0 | 0 | 0 | 0 | 0 | 0 | 0 | 0 | 0 | 0.99356 | 0 | 0 | 0 | 0 | 0 | 0 | 0 | 0 | 0 | 22
10823_G_H101 | ISONE_MA, VT, NH, RI (Rest of ISO New England) | Massachusetts | 25 | Suffolk | 25 | 10823 | H101 | Deer Island Treatment Plant | 0 | 2001 | 9999 | Hydro | [5 empty] | Non-Fossil | G | 2030 | Hydro |  | 0 | 0 | 0 | 0 | 0 | 0 | 0 | 0 | 0 | 0 | 0 | 0 | 0 | 0 | 0 | 0 | 1.3241 | 1.8211 | 1.6588 | 4.8039 | 0 | 0 | 0 | 0 | 0 | 0 | 0 | 0 | 0 | 0 | 0 | 0 | 0 | 0 | 0 | 0 | 0 | 0 | 0 | 0 | 0.015808 | 0.0018404 | 0.0025313 | 0.0023057 | 0.0066774 | 0 | 0 | 0 | 0 | 0 | 1
10823_G_H201 | ISONE_MA, VT, NH, RI (Rest of ISO New England) | Massachusetts | 25 | Suffolk | 25 | 10823 | H201 | Deer Island Treatment Plant | 0 | 2001 | 9999 | Hydro | [5 empty] | Non-Fossil | G | 2030 | Hydro |  | 0 | 0 | 0 | 0 | 0 | 0 | 0 | 0 | 0 | 0 | 0 | 0 | 0 | 0 | 0 | 0 | 1.3241 | 1.8211 | 1.6588 | 4.8039 | 0 | 0 | 0 | 0 | 0 | 0 | 0 | 0 | 0 | 0 | 0 | 0 | 0 | 0 | 0 | 0 | 0 | 0 | 0 | 0 | 0.015808 | 0.0018404 | 0.0025313 | 0.0023057 | 0.0066774 | 0 | 0 | 0 | 0 | 0 | 1
10823_G_PV101 | ISONE_MA, VT, NH, RI (Rest of ISO New England) | Massachusetts | 25 | Suffolk | 25 | 10823 | PV101 | Deer Island Treatment Plant | 0 | 2008 | 9999 | Solar PV | [5 empty] | Non-Fossil | G | 2030 | Solar |  | 0 | 0 | 0 | 0 | 0 | 0 | 0 | 0 | 0 | 0 | 0 | 0 | 0 | 0 | 0 | 0 | 0.020925 | 0.041963 | 0.077035 | 0.13992 | 0 | 0 | 0 | 0 | 0 | 0 | 0 | 0 | 0 | 0 | 0 | 0 | 0 | 0 | 0 | 0 | 0 | 0 | 0 | 0 | 0.0043807 | 0 | 0 | 0 | 0 | 0 | 0 | 0 | 0 | 0 | 0.1
10823_G_WT101 | ISONE_MA, VT, NH, RI (Rest of ISO New England) | Massachusetts | 25 | Suffolk | 25 | 10823 | WT101 | Deer Island Treatment Plant | 0 | 2009 | 9999 | Onshore Wind | [5 empty] | Non-Fossil | G | 2030 | Wind |  | 0 | 0 | 0 | 0 | 0 | 0 | 0 | 0 | 0 | 0 | 0 | 0 | 0 | 0 | 0 | 0 | 0.45822 | 0.62555 | 0.4768 | 1.5606 | 0 | 0 | 0 | 0 | 0 | 0 | 0 | 0 | 0 | 0 | 0 | 0 | 0 | 0 | 0 | 0 | 0 | 0 | 0 | 0 | 0.024966 | 0 | 0 | 0 | 0 | 0 | 0 | 0 | 0 | 0 | 0.6
10823_G_WT102 | ISONE_MA, VT, NH, RI (Rest of ISO New England) | Massachusetts | 25 | Suffolk | 25 | 10823 | WT102 | Deer Island Treatment Plant | 0 | 2009 | 9999 | Onshore Wind | [5 empty] | Non-Fossil | G | 2030 | Wind |  | 0 | 0 | 0 | 0 | 0 | 0 | 0 | 0 | 0 | 0 | 0 | 0 | 0 | 0 | 0 | 0 | 0.45822 | 0.62555 | 0.4768 | 1.5606 | 0 | 0 | 0 | 0 | 0 | 0 | 0 | 0 | 0 | 0 | 0 | 0 | 0 | 0 | 0 | 0 | 0 | 0 | 0 | 0 | 0.024966 | 0 | 0 | 0 | 0 | 0 | 0 | 0 | 0 | 0 | 0.6
10824_G_OAKD | ISONE_MA, VT, NH, RI (Rest of ISO New England) | Massachusetts | 25 | Worcester | 27 | 10824 | OAKD | Oakdale Power Station | 0 | 1951 | 9999 | Hydro | [5 empty] | Non-Fossil | G | 2030 | Hydro |  | 0 | 0 | 0 | 0 | 0 | 0 | 0 | 0 | 0 | 0 | 0 | 0 | 0 | 0 | 0 | 0 | 3.9722 | 5.4633 | 4.9763 | 14.4117 | 0 | 0 | 0 | 0 | 0 | 0 | 0 | 0 | 0 | 0 | 0 | 0 | 0 | 0 | 0 | 0 | 0 | 0 | 0 | 0 | 0.047425 | 0.0055213 | 0.0075939 | 0.006917 | 0.020032 | 0 | 0 | 0 | 0 | 0 | 3
10825_G_UNI1 | ISONE_MA, VT, NH, RI (Rest of ISO New England) | Massachusetts | 25 | Worcester | 27 | 10825 | UNI1 | Cosgrove Intake and Power Station | 0 | 1969 | 9999 | Hydro | [5 empty] | Non-Fossil | G | 2030 | Hydro |  | 0 | 0 | 0 | 0 | 0 | 0 | 0 | 0 | 0 | 0 | 0 | 0 | 0 | 0 | 0 | 0 | 1.3241 | 1.8211 | 1.6588 | 4.8039 | 0 | 0 | 0 | 0 | 0 | 0 | 0 | 0 | 0 | 0 | 0 | 0 | 0 | 0 | 0 | 0 | 0 | 0 | 0 | 0 | 0.015808 | 0.0018404 | 0.0025313 | 0.0023057 | 0.0066774 | 0 | 0 | 0 | 0 | 0 | 1
10825_G_UNI2 | ISONE_MA, VT, NH, RI (Rest of ISO New England) | Massachusetts | 25 | Worcester | 27 | 10825 | UNI2 | Cosgrove Intake and Power Station | 0 | 1969 | 9999 | Hydro | [5 empty] | Non-Fossil | G | 2030 | Hydro |  | 0 | 0 | 0 | 0 | 0 | 0 | 0 | 0 | 0 | 0 | 0 | 0 | 0 | 0 | 0 | 0 | 1.3241 | 1.8211 | 1.6588 | 4.8039 | 0 | 0 | 0 | 0 | 0 | 0 | 0 | 0 | 0 | 0 | 0 | 0 | 0 | 0 | 0 | 0 | 0 | 0 | 0 | 0 | 0.015808 | 0.0018404 | 0.0025313 | 0.0023057 | 0.0066774 | 0 | 0 | 0 | 0 | 0 | 1
10836_B_BLR1 | WECC_Northern California (not including BANC) | California | 6 | Yolo | 113 | 10836 | BLR1 | Woodland Biomass Power Ltd | 17113 | 1989 | 9999 | Biomass |  |  | Baghouse + SNCR + DSI | CF + NH3 |  | Non-Fossil | B | 2030 |  | Biomass Retirement | 0 | 0 | 0 | 0 | 0 | 0 | 0 | 0 | 0 | 0 | 0 | 0 | 0 | 0 | 0 | 0 | 0 | 0 | 0 | 0 | 0 | 0 | 0 | 0 | 0 | 0 | 0 | 0 | 0 | 0 | 0 | 0 | 0 | 0 | 0 | 0 | 0 | 0 | 0 | 0 | 0 | 0 | 0 | 0 | 0 | 0 | 0 | 0 | 0 | 0 | 25 | SNCR / DSI
10838_B_BLR1 | ISONE_MA, VT, NH, RI (Rest of ISO New England) | New Hampshire | 33 | Sullivan | 19 | 10838 | BLR1 | Springfield Power LLC | 13500 | 1987 | 9999 | Biomass |  |  | ESPH + Cyclone + SCR | LA + OFA |  | Non-Fossil | B | 2030 |  | Biomass Retirement | 0 | 0 | 0 | 0 | 0 | 0 | 0 | 0 | 0 | 0 | 0 | 0 | 0 | 0 | 0 | 0 | 0 | 0 | 0 | 0 | 0 | 0 | 0 | 0 | 0 | 0 | 0 | 0 | 0 | 0 | 0 | 0 | 0 | 0 | 0 | 0 | 0 | 0 | 0 | 0 | 0 | 0 | 0 | 0 | 0 | 0 | 0 | 0 | 0 | 0 | 16.1 | SCR
10839_B_BLR1 | ISONE_MA, VT, NH, RI (Rest of ISO New England) | New Hampshire | 33 | Coos | 7 | 10839 | BLR1 | DG Whitefield LLC | 13568 | 1986 | 9999 | Biomass |  |  | ESPC + Cyclone + SCR |  |  | Non-Fossil | B | 2030 |  | Biomass Retirement | 0 | 0 | 0 | 0 | 0 | 0 | 0 | 0 | 0 | 0 | 0 | 0 | 0 | 0 | 0 | 0 | 0 | 0 | 0 | 0 | 0 | 0 | 0 | 0 | 0 | 0 | 0 | 0 | 0 | 0 | 0 | 0 | 0 | 0 | 0 | 0 | 0 | 0 | 0 | 0 | 0 | 0 | 0 | 0 | 0 | 0 | 0 | 0 | 0 | 0 | 17 | SCR
1084_G_1 | MISO_Iowa-MidAmerican | Iowa | 19 | Polk | 153 | 1084 | 1 | River Hills | 25000 | 1966 | 9999 | Combustion Turbine | [5 empty] | Fossil | G | 2030 | NaturalGas |  | 0 | 0 | 0 | 0 | 0 | 0 | 0 | 0 | 0 | 0 | 0 | 0 | 0 | 0 | 0 | 0 | 0 | 0 | 0 | 0 | 0 | 0 | 0 | 0 | 0 | 0 | 0 | 0 | 0 | 0 | 0 | 0 | 0 | 0 | 0 | 0 | 0 | 0 | 0 | 0 | 0.68932 | 0 | 0 | 0 | 0 | 0 | 0 | 0 | 0 | 0 | 16
1084_G_2 | MISO_Iowa-MidAmerican | Iowa | 19 | Polk | 153 | 1084 | 2 | River Hills | 25000 | 1966 | 9999 | Combustion Turbine | [5 empty] | Fossil | G | 2030 | NaturalGas |  | 0 | 0 | 0 | 0 | 0 | 0 | 0 | 0 | 0 | 0 | 0 | 0 | 0 | 0 | 0 | 0 | 0 | 0 | 0 | 0 | 0 | 0 | 0 | 0 | 0 | 0 | 0 | 0 | 0 | 0 | 0 | 0 | 0 | 0 | 0 | 0 | 0 | 0 | 0 | 0 | 0.68932 | 0 | 0 | 0 | 0 | 0 | 0 | 0 | 0 | 0 | 16
1084_G_3 | MISO_Iowa-MidAmerican | Iowa | 19 | Polk | 153 | 1084 | 3 | River Hills | 25000 | 1966 | 9999 | Combustion Turbine | [5 empty] | Fossil | G | 2030 | NaturalGas |  | 0 | 0 | 0 | 0 | 0 | 0 | 0 | 0 | 0 | 0 | 0 | 0 | 0 | 0 | 0 | 0 | 0 | 0 | 0 | 0 | 0 | 0 | 0 | 0 | 0 | 0 | 0 | 0 | 0 | 0 | 0 | 0 | 0 | 0 | 0 | 0 | 0 | 0 | 0 | 0 | 0.68932 | 0 | 0 | 0 | 0 | 0 | 0 | 0 | 0 | 0 | 16
1084_G_4 | MISO_Iowa-MidAmerican | Iowa | 19 | Polk | 153 | 1084 | 4 | River Hills | 25000 | 1966 | 9999 | Combustion Turbine | [5 empty] | Fossil | G | 2030 | NaturalGas |  | 0 | 0 | 0 | 0 | 0 | 0 | 0 | 0 | 0 | 0 | 0 | 0 | 0 | 0 | 0 | 0 | 0 | 0 | 0 | 0 | 0 | 0 | 0 | 0 | 0 | 0 | 0 | 0 | 0 | 0 | 0 | 0 | 0 | 0 | 0 | 0 | 0 | 0 | 0 | 0 | 0.68932 | 0 | 0 | 0 | 0 | 0 | 0 | 0 | 0 | 0 | 16
1084_G_5 | MISO_Iowa-MidAmerican | Iowa | 19 | Polk | 153 | 1084 | 5 | River Hills | 25000 | 1967 | 9999 | Combustion Turbine | [5 empty] | Fossil | G | 2030 | NaturalGas |  | 0 | 0 | 0 | 0 | 0 | 0 | 0 | 0 | 0 | 0 | 0 | 0 | 0 | 0 | 0 | 0 | 0 | 0 | 0 | 0 | 0 | 0 | 0 | 0 | 0 | 0 | 0 | 0 | 0 | 0 | 0 | 0 | 0 | 0 | 0 | 0 | 0 | 0 | 0 | 0 | 0.68932 | 0 | 0 | 0 | 0 | 0 | 0 | 0 | 0 | 0 | 16
1084_G_6 | MISO_Iowa-MidAmerican | Iowa | 19 | Polk | 153 | 1084 | 6 | River Hills | 25000 | 1967 | 9999 | Combustion Turbine | [5 empty] | Fossil | G | 2030 | NaturalGas |  | 0 | 0 | 0 | 0 | 0 | 0 | 0 | 0 | 0 | 0 | 0 | 0 | 0 | 0 | 0 | 0 | 0 | 0 | 0 | 0 | 0 | 0 | 0 | 0 | 0 | 0 | 0 | 0 | 0 | 0 | 0 | 0 | 0 | 0 | 0 | 0 | 0 | 0 | 0 | 0 | 0.68932 | 0 | 0 | 0 | 0 | 0 | 0 | 0 | 0 | 0 | 16
1084_G_7 | MISO_Iowa-MidAmerican | Iowa | 19 | Polk | 153 | 1084 | 7 | River Hills | 25000 | 1968 | 9999 | Combustion Turbine | [5 empty] | Fossil | G | 2030 | NaturalGas |  | 0 | 0 | 0 | 0 | 0 | 0 | 0 | 0 | 0 | 0 | 0 | 0 | 0 | 0 | 0 | 0 | 0 | 0 | 0 | 0 | 0 | 0 | 0 | 0 | 0 | 0 | 0 | 0 | 0 | 0 | 0 | 0 | 0 | 0 | 0 | 0 | 0 | 0 | 0 | 0 | 0.68932 | 0 | 0 | 0 | 0 | 0 | 0 | 0 | 0 | 0 | 16
1084_G_8 | MISO_Iowa-MidAmerican | Iowa | 19 | Polk | 153 | 1084 | 8 | River Hills | 25000 | 1968 | 9999 | Combustion Turbine | [5 empty] | Fossil | G | 2030 | NaturalGas |  | 0 | 0 | 0 | 0 | 0 | 0 | 0 | 0 | 0 | 0 | 0 | 0 | 0 | 0 | 0 | 0 | 0 | 0 | 0 | 0 | 0 | 0 | 0 | 0 | 0 | 0 | 0 | 0 | 0 | 0 | 0 | 0 | 0 | 0 | 0 | 0 | 0 | 0 | 0 | 0 | 0.68932 | 0 | 0 | 0 | 0 | 0 | 0 | 0 | 0 | 0 | 16
10848_G_GEN1 | NY_Zone G-I (Downstate NY) | New York | 36 | Orange | 71 | 10848 | GEN1 | Walden | 0 | 1986 | 9999 | Hydro | [5 empty] | Non-Fossil | G | 2030 | Hydro |  | 0 | 0 | 0 | 0 | 0 | 0 | 0 | 0 | 0 | 0 | 0 | 0 | 0 | 0 | 0 | 0 | 0.50419 | 0.68278 | 0.84305 | 2.03 | 0 | 0 | 0 | 0 | 0 | 0 | 0 | 0 | 0 | 0 | 0 | 0 | 0 | 0 | 0 | 0 | 0 | 0 | 0 | 0 | 0.017389 | 0.00070083 | 0.00094906 | 0.0011718 | 0.0028217 | 0 | 0 | 0 | 0 | 0 | 1.1
10848_G_GEN2 | NY_Zone G-I (Downstate NY) | New York | 36 | Orange | 71 | 10848 | GEN2 | Walden | 0 | 1986 | 9999 | Hydro | [5 empty] | Non-Fossil | G | 2030 | Hydro |  | 0 | 0 | 0 | 0 | 0 | 0 | 0 | 0 | 0 | 0 | 0 | 0 | 0 | 0 | 0 | 0 | 0.36669 | 0.49657 | 0.61313 | 1.4764 | 0 | 0 | 0 | 0 | 0 | 0 | 0 | 0 | 0 | 0 | 0 | 0 | 0 | 0 | 0 | 0 | 0 | 0 | 0 | 0 | 0.012647 | 0.00050969 | 0.00069023 | 0.00085224 | 0.0020522 | 0 | 0 | 0 | 0 | 0 | 0.8
10848_G_GEN3 | NY_Zone G-I (Downstate NY) | New York | 36 | Orange | 71 | 10848 | GEN3 | Walden | 0 | 1986 | 9999 | Hydro | [5 empty] | Non-Fossil | G | 2030 | Hydro |  | 0 | 0 | 0 | 0 | 0 | 0 | 0 | 0 | 0 | 0 | 0 | 0 | 0 | 0 | 0 | 0 | 0.18334 | 0.24828 | 0.30656 | 0.73819 | 0 | 0 | 0 | 0 | 0 | 0 | 0 | 0 | 0 | 0 | 0 | 0 | 0 | 0 | 0 | 0 | 0 | 0 | 0 | 0 | 0.0063233 | 0.00025485 | 0.00034511 | 0.00042612 | 0.0010261 | 0 | 0 | 0 | 0 | 0 | 0.4
10849_B_BLR1 | MISO_Minnesota and Western Wisconsin | Minnesota | 27 | Lake | 75 | 10849 | BLR1 | Silver Bay Power | 10398 | 1955 | 9999 | Coal Steam | wall | dry | Baghouse | LNB + OFA |  | Fossil | B | 2030 | Coal |  | 0.66027 | 0.89504 | 1.1982 | 2.7535 | 0 | 0 | 0 | 0 | 0.66027 | 0.89504 | 1.1982 | 2.7535 | 0 | 0 | 0 | 0 | 63.5 | 86.0778 | 115.2299 | 264.8078 | 75.2374 | 101.9885 | 136.529 | 313.7549 | 0.00017243 | 0.00023373 | 0.00031289 | 0.00071905 | 0.069308 | 0.09395 | 0.12577 | 0.28903 | 0.2086 | 0.28277 | 0.37854 | 0.86992 | 0.00014417 | 0.00019542 | 0.00026161 | 0.0006012 | 2.2443 | 0.096579 | 0.13092 | 0.17526 | 0.40275 | 1.0753 | 1.4577 | 1.9513 | 4.4843 | 0 | 36
10849_B_BLR2 | MISO_Minnesota and Western Wisconsin | Minnesota | 27 | Lake | 75 | 10849 | BLR2 | Silver Bay Power | 10398 | 1963 | 9999 | Coal Steam | wall | dry | Baghouse | LNB + OFA |  | Fossil | B | 2030 | Coal |  | 1.2655 | 1.7155 | 2.2965 | 5.2775 | 0 | 0 | 0 | 0 | 1.2655 | 1.7155 | 2.2965 | 5.2775 | 0 | 0 | 0 | 0 | 121.7084 | 164.9825 | 220.8573 | 507.5483 | 144.205 | 195.4779 | 261.6806 | 601.3635 | 0.00033048 | 0.00044799 | 0.00059971 | 0.0013782 | 0.13284 | 0.18007 | 0.24106 | 0.55397 | 0.39982 | 0.54198 | 0.72554 | 1.6673 | 0.00027632 | 0.00037456 | 0.00050142 | 0.0011523 | 4.3016 | 0.18511 | 0.25093 | 0.33591 | 0.77195 | 2.061 | 2.7939 | 3.7401 | 8.595 | 0 | 69
10864_B_1 | MISO_Iowa | Iowa | 19 | Linn | 113 | 10864 | 1 | Archer Daniels Midland Cedar Rapids | 8300 | 1988 | 9999 | Coal Steam | FBC | dry | Baghouse + Reagent Injection + SNCR + DSI |  | Reagent Injection | Fossil | B | 2030 | Coal |  | 0.58779 | 0.35602 | 0.75158 | 1.6954 | 0 | 0 | 0 | 0 | 0.58779 | 0.35602 | 0.75158 | 1.6954 | 0 | 0 | 0 | 0 | 69.6298 | 42.1735 | 89.0316 | 200.8349 | 83.5856 | 50.492 | 106.5927 | 240.6704 | 0.00024202 | 0.00013221 | 0.0002791 | 0.00065333 | 0.026028 | 0.015765 | 0.033281 | 0.075074 | 0.032882 | 0.01136 | 0.023982 | 0.068225 | 0.0002799 | 0.00016953 | 0.00035789 | 0.00080733 | 1.9571 | 0.59408 | 0.35982 | 0.75961 | 1.7135 | 0.991 | 0.58545 | 1.2359 | 2.8124 | 0 | 40 | SNCR / DSI
10864_B_2 | MISO_Iowa | Iowa | 19 | Linn | 113 | 10864 | 2 | Archer Daniels Midland Cedar Rapids | 8300 | 1988 | 9999 | Coal Steam | FBC | dry | Baghouse + Reagent Injection + SNCR + DSI |  | Reagent Injection | Fossil | B | 2030 | Coal |  | 0.58779 | 0.35602 | 0.75158 | 1.6954 | 0 | 0 | 0 | 0 | 0.58779 | 0.35602 | 0.75158 | 1.6954 | 0 | 0 | 0 | 0 | 69.6298 | 42.1735 | 89.0316 | 200.8349 | 83.5856 | 50.492 | 106.5927 | 240.6704 | 0.00024202 | 0.00013221 | 0.0002791 | 0.00065333 | 0.025538 | 0.015468 | 0.032654 | 0.073661 | 0.032882 | 0.01136 | 0.023982 | 0.068225 | 0.0002799 | 0.00016953 | 0.00035789 | 0.00080733 | 1.9571 | 0.59408 | 0.35982 | 0.75961 | 1.7135 | 0.991 | 0.58545 | 1.2359 | 2.8124 | 0 | 40 | SNCR / DSI
10864_B_3 | MISO_Iowa | Iowa | 19 | Linn | 113 | 10864 | 3 | Archer Daniels Midland Cedar Rapids | 8300 | 1989 | 9999 | Coal Steam | FBC | dry | Baghouse + Reagent Injection + SNCR + DSI |  | Reagent Injection | Fossil | B | 2030 | Coal |  | 0.58779 | 0.35602 | 0.75158 | 1.6954 | 0 | 0 | 0 | 0 | 0.58779 | 0.35602 | 0.75158 | 1.6954 | 0 | 0 | 0 | 0 | 69.6298 | 42.1735 | 89.0316 | 200.8349 | 83.5856 | 50.492 | 106.5927 | 240.6704 | 0.00024202 | 0.00013221 | 0.0002791 | 0.00065333 | 0.025635 | 0.015527 | 0.032779 | 0.073941 | 0.032882 | 0.01136 | 0.023982 | 0.068225 | 0.0002799 | 0.00016953 | 0.00035789 | 0.00080733 | 1.9571 | 0.59408 | 0.35982 | 0.75961 | 1.7135 | 0.991 | 0.58545 | 1.2359 | 2.8124 | 0 | 40 | SNCR / DSI
10864_B_4 | MISO_Iowa | Iowa | 19 | Linn | 113 | 10864 | 4 | Archer Daniels Midland Cedar Rapids | 8300 | 1994 | 9999 | Coal Steam | FBC | wet | Baghouse + Reagent Injection + SNCR + DSI |  | Reagent Injection | Fossil | B | 2030 | Coal |  | 0.58779 | 0.35602 | 0.75158 | 1.6954 | 0 | 0 | 0 | 0 | 0.58779 | 0.35602 | 0.75158 | 1.6954 | 0 | 0 | 0 | 0 | 69.6298 | 42.1735 | 89.0316 | 200.8349 | 83.5856 | 50.492 | 106.5927 | 240.6704 | 0.00024202 | 0.00013221 | 0.0002791 | 0.00065333 | 0.025301 | 0.015324 | 0.032351 | 0.072976 | 0.032882 | 0.01136 | 0.023982 | 0.068225 | 0.0002799 | 0.00016953 | 0.00035789 | 0.00080733 | 1.9571 | 0.59408 | 0.35982 | 0.75961 | 1.7135 | 0.991 | 0.58545 | 1.2359 | 2.8124 | 0 | 40 | SNCR / DSI
10864_B_5 | MISO_Iowa | Iowa | 19 | Linn | 113 | 10864 | 5 | Archer Daniels Midland Cedar Rapids | 8300 | 2001 | 9999 | Coal Steam | FBC | dry | Baghouse + Reagent Injection + SNCR + DSI |  | Reagent Injection | Fossil | B | 2030 | Coal |  | 1.4695 | 0.89004 | 1.8789 | 4.2385 | 0 | 0 | 0 | 0 | 1.4695 | 0.89004 | 1.8789 | 4.2385 | 0 | 0 | 0 | 0 | 174.0744 | 105.4337 | 222.5791 | 502.0872 | 208.9641 | 126.23 | 266.4818 | 601.676 | 0.00060505 | 0.00033052 | 0.00069776 | 0.0016333 | 0.059411 | 0.035984 | 0.075965 | 0.17136 | 0.082206 | 0.0284 | 0.059956 | 0.17056 | 0.00069975 | 0.00042383 | 0.00089474 | 0.0020183 | 4.8929 | 1.4852 | 0.89955 | 1.899 | 4.2838 | 2.4775 | 1.4636 | 3.0898 | 7.0309 | 0 | 100 | SNCR / DSI
10864_G_GEN7 | MISO_Iowa | Iowa | 19 | Linn | 113 | 10864 | GEN7 | Archer Daniels Midland Cedar Rapids | 12369 | 2016 | 9999 | Combustion Turbine | [5 empty] | Fossil | G | 2030 | NaturalGas |  | 0.0014692 | 0 | 0.069455 | 0.070924 | 0 | 0 | 0 | 0 | 0 | 0 | 0 | 0 | 0 | 0 | 0 | 0 | 0.11878 | 0 | 5.6153 | 5.734 | 0.086006 | 0 | 4.0659 | 4.1519 | 1.0284e-10 | 0 | 4.8619e-09 | 4.9647e-09 | 2.9824e-06 | 0 | 0.00014099 | 0.00014398 | 0 | 0 | 0 | 0 | 0 | 0 | 0 | 0 | 0.69038 | 0.00054757 | 0 | 0.025886 | 0.026434 | 0.0043224 | 0 | 0.14844 | 0.15276 | 0 | 35
10869_B_NORTH | WECC_Pacific Northwest | Oregon | 41 | Jackson | 29 | 10869 | NORTH | Biomass One LP | 19151 | 1985 | 9999 | Biomass |  |  | ESPH + Cyclone | OFA |  | Non-Fossil | B | 2030 |  | Biomass Retirement | 0 | 0 | 0 | 0 | 0 | 0 | 0 | 0 | 0 | 0 | 0 | 0 | 0 | 0 | 0 | 0 | 0 | 0 | 0 | 0 | 0 | 0 | 0 | 0 | 0 | 0 | 0 | 0 | 0 | 0 | 0 | 0 | 0 | 0 | 0 | 0 | 0 | 0 | 0 | 0 | 0 | 0 | 0 | 0 | 0 | 0 | 0 | 0 | 0 | 0 | 18.2
10869_B_SOUTH | WECC_Pacific Northwest | Oregon | 41 | Jackson | 29 | 10869 | SOUTH | Biomass One LP | 19151 | 1985 | 9999 | Biomass |  |  | ESPH + Cyclone | OFA |  | Non-Fossil | B | 2030 |  | Biomass Retirement | 0 | 0 | 0 | 0 | 0 | 0 | 0 | 0 | 0 | 0 | 0 | 0 | 0 | 0 | 0 | 0 | 0 | 0 | 0 | 0 | 0 | 0 | 0 | 0 | 0 | 0 | 0 | 0 | 0 | 0 | 0 | 0 | 0 | 0 | 0 | 0 | 0 | 0 | 0 | 0 | 0 | 0 | 0 | 0 | 0 | 0 | 0 | 0 | 0 | 0 | 18.2
10870_G_GEN1 | PJM_Western MAAC | Pennsylvania | 42 | Luzerne | 79 | 10870 | GEN1 | Hazelton | 13894 | 1989 | 9999 | Combustion Turbine |  |  |  | H2O |  | Fossil | G | 2030 | NaturalGas |  | 0.0099767 | 0 | 0.055733 | 0.06571 | 0 | 0 | 0 | 0 | 0 | 0 | 0 | 0 | 0 | 0 | 0 | 0 | 0.71805 | 0 | 4.0113 | 4.7294 | 0.58403 | 0 | 3.2626 | 3.8467 | 6.9837e-10 | 0 | 3.9013e-09 | 4.5997e-09 | 0.00084417 | 0 | 0.0047159 | 0.0055601 | 0 | 0 | 0 | 0 | 0 | 0 | 0 | 0 | 2.5687 | 0.0033892 | 0 | 0.018933 | 0.022323 | 0.023047 | 0 | 0.090021 | 0.11307 | 0 | 58.9
10870_G_GEN2 | PJM_Western MAAC | Pennsylvania | 42 | Luzerne | 79 | 10870 | GEN2 | Hazelton | 13887 | 2002 | 9999 | Combustion Turbine |  |  |  | H2O |  | Fossil | G | 2030 | NaturalGas |  | 0.0047911 | 0 | 0.026765 | 0.031556 | 0 | 0 | 0 | 0 | 0 | 0 | 0 | 0 | 0 | 0 | 0 | 0 | 0.34501 | 0 | 1.9273 | 2.2724 | 0.28047 | 0 | 1.5668 | 1.8473 | 3.3538e-10 | 0 | 1.8736e-09 | 2.2089e-09 | 0.00018745 | 0 | 0.0010472 | 0.0012346 | 0 | 0 | 0 | 0 | 0 | 0 | 0 | 0 | 1.2342 | 0.0016284 | 0 | 0.0090971 | 0.010725 | 0.011068 | 0 | 0.043231 | 0.054299 | 0 | 28.3
10870_G_GEN3 | PJM_Western MAAC | Pennsylvania | 42 | Luzerne | 79 | 10870 | GEN3 | Hazelton | 13885 | 2002 | 9999 | Combustion Turbine |  |  |  | H2O |  | Fossil | G | 2030 | NaturalGas |  | 0.0049597 | 0 | 0.027707 | 0.032666 | 0 | 0 | 0 | 0 | 0 | 0 | 0 | 0 | 0 | 0 | 0 | 0 | 0.3572 | 0 | 1.9954 | 2.3526 | 0.29034 | 0 | 1.622 | 1.9123 | 3.4718e-10 | 0 | 1.9395e-09 | 2.2867e-09 | 0.00019943 | 0 | 0.0011141 | 0.0013135 | 0 | 0 | 0 | 0 | 0 | 0 | 0 | 0 | 1.2778 | 0.001686 | 0 | 0.0094185 | 0.011104 | 0.011457 | 0 | 0.044752 | 0.05621 | 0 | 29.3
10870_G_GEN4 | PJM_Western MAAC | Pennsylvania | 42 | Luzerne | 79 | 10870 | GEN4 | Hazelton | 13888 | 2002 | 9999 | Combustion Turbine |  |  |  | H2O |  | Fossil | G | 2030 | NaturalGas |  | 0.0049269 | 0 | 0.027524 | 0.032451 | 0 | 0 | 0 | 0 | 0 | 0 | 0 | 0 | 0 | 0 | 0 | 0 | 0.35476 | 0 | 1.9818 | 2.3366 | 0.28842 | 0 | 1.6112 | 1.8997 | 3.4488e-10 | 0 | 1.9267e-09 | 2.2715e-09 | 0.0002092 | 0 | 0.0011687 | 0.0013778 | 0 | 0 | 0 | 0 | 0 | 0 | 0 | 0 | 1.2691 | 0.0016745 | 0 | 0.0093542 | 0.011029 | 0.011382 | 0 | 0.044456 | 0.055838 | 0 | 29.1
10872_G_1 | NY_Zone C&E | New York | 36 | Lewis | 49 | 10872 | 1 | Kings Falls Hydroelectric | 0 | 1988 | 9999 | Hydro | [5 empty] | Non-Fossil | G | 2030 | Hydro |  | 0 | 0 | 0 | 0 | 0 | 0 | 0 | 0 | 0 | 0 | 0 | 0 | 0 | 0 | 0 | 0 | 0.24198 | 0.32752 | 0.40494 | 0.97443 | 0 | 0 | 0 | 0 | 0 | 0 | 0 | 0 | 0 | 0 | 0 | 0 | 0 | 0 | 0 | 0 | 0 | 0 | 0 | 0 | 0.0031616 | 0.00033635 | 0.00045525 | 0.00056286 | 0.0013545 | 0 | 0 | 0 | 0 | 0 | 0.2
10873_G_GEN1 | WECC_Southern California Edison | California | 6 | Inyo | 27 | 10873 | GEN1 | Coso Finance Partners | 9771 | 1987 | 9999 | Geothermal | [5 empty] | Non-Fossil | G | 2030 | Geothermal |  | 0.418 | 0.54696 | 0.68288 | 1.6478 | 0 | 0 | 0 | 0 | 0 | 0 | 0 | 0 | 0 | 0 | 0 | 0 | 42.7799 | 55.9775 | 69.8883 | 168.6456 | 0 | 0 | 0 | 0 | 0.00062082 | 0.00081234 | 0.0010142 | 0.0024474 | 0 | 0 | 0 | 0 | 0 | 0 | 0 | 0 | 0 | 0 | 0 | 0 | 3.75 | 0.049625 | 0.064934 | 0.08107 | 0.19563 | 0 | 0 | 0 | 0 | 0 | 27.5
10873_G_GEN2 | WECC_Southern California Edison | California | 6 | Inyo | 27 | 10873 | GEN2 | Coso Finance Partners | 9771 | 1988 | 9999 | Geothermal | [5 empty] | Non-Fossil | G | 2030 | Geothermal |  | 0.4104 | 0.53701 | 0.67046 | 1.6179 | 0 | 0 | 0 | 0 | 0 | 0 | 0 | 0 | 0 | 0 | 0 | 0 | 42.0021 | 54.9597 | 68.6176 | 165.5794 | 0 | 0 | 0 | 0 | 0.00060953 | 0.00079757 | 0.00099577 | 0.0024029 | 0 | 0 | 0 | 0 | 0 | 0 | 0 | 0 | 0 | 0 | 0 | 0 | 3.6819 | 0.048722 | 0.063753 | 0.079596 | 0.19207 | 0 | 0 | 0 | 0 | 0 | 27
10873_G_GEN3 | WECC_Southern California Edison | California | 6 | Inyo | 27 | 10873 | GEN3 | Coso Finance Partners | 9771 | 1988 | 9999 | Geothermal | [5 empty] | Non-Fossil | G | 2030 | Geothermal |  | 0.40584 | 0.53104 | 0.66301 | 1.5999 | 0 | 0 | 0 | 0 | 0 | 0 | 0 | 0 | 0 | 0 | 0 | 0 | 41.5354 | 54.3491 | 67.8551 | 163.7396 | 0 | 0 | 0 | 0 | 0.00060276 | 0.00078871 | 0.00098471 | 0.0023762 | 0 | 0 | 0 | 0 | 0 | 0 | 0 | 0 | 0 | 0 | 0 | 0 | 3.641 | 0.048181 | 0.063045 | 0.078712 | 0.18994 | 0 | 0 | 0 | 0 | 0 | 26.7
10874_G_GEN4 | WECC_Southern California Edison | California | 6 | Inyo | 27 | 10874 | GEN4 | Coso Power Developers | 9771 | 1989 | 9999 | Geothermal | [5 empty] | Non-Fossil | G | 2030 | Geothermal |  | 0.456 | 0.59668 | 0.74496 | 1.7976 | 0 | 0 | 0 | 0 | 0 | 0 | 0 | 0 | 0 | 0 | 0 | 0 | 46.669 | 61.0664 | 76.2417 | 183.9771 | 0 | 0 | 0 | 0 | 0.00067725 | 0.00088619 | 0.0011064 | 0.0026699 | 0 | 0 | 0 | 0 | 0 | 0 | 0 | 0 | 0 | 0 | 0 | 0 | 4.091 | 0.054136 | 0.070837 | 0.08844 | 0.21341 | 0 | 0 | 0 | 0 | 0 | 30
10874_G_GEN5 | WECC_Southern California Edison | California | 6 | Inyo | 27 | 10874 | GEN5 | Coso Power Developers | 9771 | 1989 | 9999 | Geothermal | [5 empty] | Non-Fossil | G | 2030 | Geothermal |  | 0.35568 | 0.46541 | 0.58107 | 1.4022 | 0 | 0 | 0 | 0 | 0 | 0 | 0 | 0 | 0 | 0 | 0 | 0 | 36.4018 | 47.6318 | 59.4686 | 143.5021 | 0 | 0 | 0 | 0 | 0.00052826 | 0.00069123 | 0.000863 | 0.0020825 | 0 | 0 | 0 | 0 | 0 | 0 | 0 | 0 | 0 | 0 | 0 | 0 | 3.1909 | 0.042226 | 0.055253 | 0.068984 | 0.16646 | 0 | 0 | 0 | 0 | 0 | 23.4
10874_G_GEN6 | WECC_Southern California Edison | California | 6 | Inyo | 27 | 10874 | GEN6 | Coso Power Developers | 9771 | 1989 | 9999 | Geothermal | [5 empty] | Non-Fossil | G | 2030 | Geothermal |  | 0.40888 | 0.53502 | 0.66798 | 1.6119 | 0 | 0 | 0 | 0 | 0 | 0 | 0 | 0 | 0 | 0 | 0 | 0 | 41.8465 | 54.7562 | 68.3634 | 164.9661 | 0 | 0 | 0 | 0 | 0.00060727 | 0.00079462 | 0.00099208 | 0.002394 | 0 | 0 | 0 | 0 | 0 | 0 | 0 | 0 | 0 | 0 | 0 | 0 | 3.6682 | 0.048542 | 0.063517 | 0.079302 | 0.19136 | 0 | 0 | 0 | 0 | 0 | 26.9
10875_G_GEN7 | WECC_Southern California Edison | California | 6 | Inyo | 27 | 10875 | GEN7 | Coso Energy Developers | 9771 | 1988 | 9999 | Geothermal | [5 empty] | Non-Fossil | G | 2030 | Geothermal |  | 0.33136 | 0.43359 | 0.54134 | 1.3063 | 0 | 0 | 0 | 0 | 0 | 0 | 0 | 0 | 0 | 0 | 0 | 0 | 33.9128 | 44.3749 | 55.4023 | 133.69 | 0 | 0 | 0 | 0 | 0.00049214 | 0.00064396 | 0.00080399 | 0.0019401 | 0 | 0 | 0 | 0 | 0 | 0 | 0 | 0 | 0 | 0 | 0 | 0 | 2.9728 | 0.039339 | 0.051475 | 0.064267 | 0.15508 | 0 | 0 | 0 | 0 | 0 | 21.8
10875_G_GEN8 | WECC_Southern California Edison | California | 6 | Inyo | 27 | 10875 | GEN8 | Coso Energy Developers | 9771 | 1988 | 9999 | Geothermal | [5 empty] | Non-Fossil | G | 2030 | Geothermal |  | 0.342 | 0.44751 | 0.55872 | 1.3482 | 0 | 0 | 0 | 0 | 0 | 0 | 0 | 0 | 0 | 0 | 0 | 0 | 35.0017 | 45.7998 | 57.1813 | 137.9828 | 0 | 0 | 0 | 0 | 0.00050794 | 0.00066464 | 0.00082981 | 0.0020024 | 0 | 0 | 0 | 0 | 0 | 0 | 0 | 0 | 0 | 0 | 0 | 0 | 3.0682 | 0.040602 | 0.053128 | 0.06633 | 0.16006 | 0 | 0 | 0 | 0 | 0 | 22.5
10875_G_GEN9 | WECC_Southern California Edison | California | 6 | Inyo | 27 | 10875 | GEN9 | Coso Energy Developers | 9771 | 1989 | 9999 | Geothermal | [5 empty] | Non-Fossil | G | 2030 | Geothermal |  | 0.3572 | 0.4674 | 0.58355 | 1.4082 | 0 | 0 | 0 | 0 | 0 | 0 | 0 | 0 | 0 | 0 | 0 | 0 | 36.5574 | 47.8353 | 59.7227 | 144.1154 | 0 | 0 | 0 | 0 | 0.00053052 | 0.00069418 | 0.00086669 | 0.0020914 | 0 | 0 | 0 | 0 | 0 | 0 | 0 | 0 | 0 | 0 | 0 | 0 | 3.2046 | 0.042407 | 0.055489 | 0.069278 | 0.16717 | 0 | 0 | 0 | 0 | 0 | 23.5
10878_G_EE11 | WECC_Imperial Irrigation District (IID) | California | 6 | Imperial | 25 | 10878 | EE11 | Salton Sea Power Gen Co Unit 1 | 9771 | 1982 | 9999 | Geothermal | [5 empty] | Non-Fossil | G | 2030 | Geothermal |  | 0.15789 | 0.2107 | 0.26818 | 0.63677 | 0 | 0 | 0 | 0 | 0 | 0 | 0 | 0 | 0 | 0 | 0 | 0 | 16.1586 | 21.5639 | 27.4466 | 65.169 | 0 | 0 | 0 | 0 | 0.00029209 | 0.0003898 | 0.00049613 | 0.001178 | 0 | 0 | 0 | 0 | 0 | 0 | 0 | 0 | 0 | 0 | 0 | 0 | 1.3637 | 0.018744 | 0.025014 | 0.031838 | 0.075596 | 0 | 0 | 0 | 0 | 0 | 10
10879_G_GEN1 | WECC_Imperial Irrigation District (IID) | California | 6 | Imperial | 25 | 10879 | GEN1 | Salton Sea Power Gen Co - Unit 2 | 9771 | 1990 | 9999 | Geothermal | [5 empty] | Non-Fossil | G | 2030 | Geothermal |  | 0.15789 | 0.2107 | 0.26818 | 0.63677 | 0 | 0 | 0 | 0 | 0 | 0 | 0 | 0 | 0 | 0 | 0 | 0 | 16.1586 | 21.5639 | 27.4466 | 65.169 | 0 | 0 | 0 | 0 | 0.00029209 | 0.0003898 | 0.00049613 | 0.001178 | 0 | 0 | 0 | 0 | 0 | 0 | 0 | 0 | 0 | 0 | 0 | 0 | 1.3637 | 0.018744 | 0.025014 | 0.031838 | 0.075596 | 0 | 0 | 0 | 0 | 0 | 10
10879_G_GEN2 | WECC_Imperial Irrigation District (IID) | California | 6 | Imperial | 25 | 10879 | GEN2 | Salton Sea Power Gen Co - Unit 2 | 9771 | 1990 | 9999 | Geothermal | [5 empty] | Non-Fossil | G | 2030 | Geothermal |  | 0.063154 | 0.08428 | 0.10727 | 0.25471 | 0 | 0 | 0 | 0 | 0 | 0 | 0 | 0 | 0 | 0 | 0 | 0 | 6.4634 | 8.6255 | 10.9786 | 26.0676 | 0 | 0 | 0 | 0 | 0.00011684 | 0.00015592 | 0.00019845 | 0.00047121 | 0 | 0 | 0 | 0 | 0 | 0 | 0 | 0 | 0 | 0 | 0 | 0 | 0.54546 | 0.0074976 | 0.010006 | 0.012735 | 0.030238 | 0 | 0 | 0 | 0 | 0 | 4
10879_G_GEN3 | WECC_Imperial Irrigation District (IID) | California | 6 | Imperial | 25 | 10879 | GEN3 | Salton Sea Power Gen Co - Unit 2 | 9771 | 1990 | 9999 | Geothermal | [5 empty] | Non-Fossil | G | 2030 | Geothermal |  | 0.033156 | 0.044247 | 0.056318 | 0.13372 | 0 | 0 | 0 | 0 | 0 | 0 | 0 | 0 | 0 | 0 | 0 | 0 | 3.3933 | 4.5284 | 5.7638 | 13.6855 | 0 | 0 | 0 | 0 | 6.1339e-05 | 8.1857e-05 | 0.00010419 | 0.00024738 | 0 | 0 | 0 | 0 | 0 | 0 | 0 | 0 | 0 | 0 | 0 | 0 | 0.28637 | 0.0039362 | 0.005253 | 0.006686 | 0.015875 | 0 | 0 | 0 | 0 | 0 | 2.1
10880_G_GEN1 | WECC_Northern California (not including BANC) | California | 6 | Shasta | 89 | 10880 | GEN1 | Bidwell Ditch Project | 0 | 1987 | 9999 | Hydro | [5 empty] | Non-Fossil | G | 2030 | Hydro |  | 0 | 0 | 0 | 0 | 0 | 0 | 0 | 0 | 0 | 0 | 0 | 0 | 0 | 0 | 0 | 0 | 0.90723 | 1.4121 | 2.7694 | 5.0887 | 0 | 0 | 0 | 0 | 0 | 0 | 0 | 0 | 0 | 0 | 0 | 0 | 0 | 0 | 0 | 0 | 0 | 0 | 0 | 0 | 0.028455 | 0.001261 | 0.0019628 | 0.0038495 | 0.0070733 | 0 | 0 | 0 | 0 | 0 | 1.8
10881_G_GEN1 | WECC_Northern California (not including BANC) | California | 6 | Shasta | 89 | 10881 | GEN1 | Roaring Creek Water Power | 0 | 1986 | 9999 | Hydro | [5 empty] | Non-Fossil | G | 2030 | Hydro |  | 0 | 0 | 0 | 0 | 0 | 0 | 0 | 0 | 0 | 0 | 0 | 0 | 0 | 0 | 0 | 0 | 1.008 | 1.569 | 3.0771 | 5.6542 | 0 | 0 | 0 | 0 | 0 | 0 | 0 | 0 | 0 | 0 | 0 | 0 | 0 | 0 | 0 | 0 | 0 | 0 | 0 | 0 | 0.031616 | 0.0014012 | 0.0021809 | 0.0042772 | 0.0078593 | 0 | 0 | 0 | 0 | 0 | 2
10882_G_GEN1 | WECC_Northern California (not including BANC) | California | 6 | Shasta | 89 | 10882 | GEN1 | Hatchet Creek Project | 0 | 1986 | 9999 | Hydro | [5 empty] | Non-Fossil | G | 2030 | Hydro |  | 0 | 0 | 0 | 0 | 0 | 0 | 0 | 0 | 0 | 0 | 0 | 0 | 0 | 0 | 0 | 0 | 3.4273 | 5.3347 | 10.4622 | 19.2241 | 0 | 0 | 0 | 0 | 0 | 0 | 0 | 0 | 0 | 0 | 0 | 0 | 0 | 0 | 0 | 0 | 0 | 0 | 0 | 0 | 0.1075 | 0.004764 | 0.0074152 | 0.014542 | 0.026722 | 0 | 0 | 0 | 0 | 0 | 6.8
10883_B_GTHSG1 | ISONE_MA, VT, NH, RI (Rest of ISO New England) | Massachusetts | 25 | Suffolk | 25 | 10883 | GTHSG1 | Medical Area Total Energy Plant | 8300 | 2004 | 9999 | O/G Steam |  |  | SCR |  |  | Fossil | B | 2030 | NaturalGas |  | 0.021329 | 0.022395 | 0.031823 | 0.075547 | 0 | 0 | 0 | 0 | 0 | 0 | 0 | 0 | 0 | 0 | 0 | 0 | 2.5698 | 2.6982 | 3.834 | 9.102 | 2.587 | 2.7163 | 3.8598 | 9.1631 | 3.0935e-09 | 3.248e-09 | 4.6154e-09 | 1.0957e-08 | 3.2702e-05 | 3.4336e-05 | 4.8791e-05 | 0.00011583 | 0 | 0 | 0 | 0 | 0 | 0 | 0 | 0 | 0.11328 | 0.0026436 | 0.0027757 | 0.0039442 | 0.0093636 | 0.1403 | 0.062953 | 0.061625 | 0.26488 | 0 | 2.8 | SCR
10883_B_GTHSG2 | ISONE_MA, VT, NH, RI (Rest of ISO New England) | Massachusetts | 25 | Suffolk | 25 | 10883 | GTHSG2 | Medical Area Total Energy Plant | 8300 | 2004 | 9999 | O/G Steam |  |  | SCR |  |  | Fossil | B | 2030 | NaturalGas |  | 0.021329 | 0.022395 | 0.031823 | 0.075547 | 0 | 0 | 0 | 0 | 0 | 0 | 0 | 0 | 0 | 0 | 0 | 0 | 2.5698 | 2.6982 | 3.834 | 9.102 | 2.587 | 2.7163 | 3.8598 | 9.1631 | 3.0935e-09 | 3.248e-09 | 4.6154e-09 | 1.0957e-08 | 3.1819e-05 | 3.3408e-05 | 4.7473e-05 | 0.0001127 | 0 | 0 | 0 | 0 | 0 | 0 | 0 | 0 | 0.11328 | 0.0026436 | 0.0027757 | 0.0039442 | 0.0093636 | 0.1403 | 0.062953 | 0.061625 | 0.26488 | 0 | 2.8 | SCR
10883_B_GTHSG3 | ISONE_MA, VT, NH, RI (Rest of ISO New England) | Massachusetts | 25 | Suffolk | 25 | 10883 | GTHSG3 | Medical Area Total Energy Plant | 8300 | 2017 | 9999 | O/G Steam |  |  | SCR |  |  | Fossil | B | 2030 | NaturalGas |  | 0.021329 | 0.022395 | 0.031823 | 0.075547 | 0 | 0 | 0 | 0 | 0 | 0 | 0 | 0 | 0 | 0 | 0 | 0 | 2.5698 | 2.6982 | 3.834 | 9.102 | 3.2877 | 3.452 | 4.9052 | 11.645 | 3.9314e-09 | 4.1278e-09 | 5.8655e-09 | 1.3925e-08 | 0.0014771 | 0.0015509 | 0.0022038 | 0.0052317 | 0 | 0 | 0 | 0 | 0 | 0 | 0 | 0 | 0.054148 | 0.0026436 | 0.0027757 | 0.0039442 | 0.0093636 | 0.1403 | 0.062953 | 0.061625 | 0.26488 | 0 | 2.8 | SCR
10883_B_HSG1 | ISONE_MA, VT, NH, RI (Rest of ISO New England) | Massachusetts | 25 | Suffolk | 25 | 10883 | HSG1 | Medical Area Total Energy Plant | 8300 | 1979 | 9999 | O/G Steam |  |  | SCR |  |  | Fossil | B | 2030 | NaturalGas |  | 0.021329 | 0.022395 | 0.031823 | 0.075547 | 0 | 0 | 0 | 0 | 0 | 0 | 0 | 0 | 0 | 0 | 0 | 0 | 2.5698 | 2.6982 | 3.834 | 9.102 | 2.587 | 2.7163 | 3.8598 | 9.1631 | 3.0935e-09 | 3.248e-09 | 4.6154e-09 | 1.0957e-08 | 0.0018256 | 0.0019168 | 0.0027237 | 0.0064661 | 0 | 0 | 0 | 0 | 0 | 0 | 0 | 0 | 0.11328 | 0.0026436 | 0.0027757 | 0.0039442 | 0.0093636 | 0.1403 | 0.062953 | 0.061625 | 0.26488 | 0 | 2.8 | SCR
10883_B_HSG2 | ISONE_MA, VT, NH, RI (Rest of ISO New England) | Massachusetts | 25 | Suffolk | 25 | 10883 | HSG2 | Medical Area Total Energy Plant | 8300 | 1979 | 9999 | O/G Steam |  |  | SCR |  |  | Fossil | B | 2030 | NaturalGas |  | 0.021329 | 0.022395 | 0.031823 | 0.075547 | 0 | 0 | 0 | 0 | 0 | 0 | 0 | 0 | 0 | 0 | 0 | 0 | 2.5698 | 2.6982 | 3.834 | 9.102 | 2.587 | 2.7163 | 3.8598 | 9.1631 | 3.0935e-09 | 3.248e-09 | 4.6154e-09 | 1.0957e-08 | 0.0019045 | 0.0019996 | 0.0028414 | 0.0067455 | 0 | 0 | 0 | 0 | 0 | 0 | 0 | 0 | 0.11328 | 0.0026436 | 0.0027757 | 0.0039442 | 0.0093636 | 0.1403 | 0.062953 | 0.061625 | 0.26488 | 0 | 2.8 | SCR
10883_B_PSG1 | ISONE_MA, VT, NH, RI (Rest of ISO New England) | Massachusetts | 25 | Suffolk | 25 | 10883 | PSG1 | Medical Area Total Energy Plant | 8300 | 2010 | 9999 | O/G Steam |  |  |  | FR + LNB |  | Fossil | B | 2030 | NaturalGas |  | 0.021329 | 0.022395 | 0.03285 | 0.076574 | 0 | 0 | 0 | 0 | 0 | 0 | 0 | 0 | 0 | 0 | 0 | 0 | 2.5698 | 2.6982 | 3.9579 | 9.2258 | 3.2877 | 3.452 | 5.0636 | 11.8034 | 3.9314e-09 | 4.1278e-09 | 6.0549e-09 | 1.4114e-08 | 0.00030637 | 0.00032167 | 0.00047185 | 0.0010999 | 0 | 0 | 0 | 0 | 0 | 0 | 0 | 0 | 0.05038 | 0.0022603 | 0.0023732 | 0.0034812 | 0.0081147 | 0.1403 | 0.062953 | 0.063615 | 0.26687 | 0 | 2.8
10883_B_PSG2 | ISONE_MA, VT, NH, RI (Rest of ISO New England) | Massachusetts | 25 | Suffolk | 25 | 10883 | PSG2 | Medical Area Total Energy Plant | 8300 | 2004 | 9999 | O/G Steam | [5 empty] | Fossil | B | 2030 | NaturalGas |  | 0.021329 | 0.022395 | 0.03285 | 0.076574 | 0 | 0 | 0 | 0 | 0 | 0 | 0 | 0 | 0 | 0 | 0 | 0 | 2.5698 | 2.6982 | 3.9579 | 9.2258 | 3.2877 | 3.452 | 5.0636 | 11.8034 | 3.9314e-09 | 4.1278e-09 | 6.0549e-09 | 1.4114e-08 | 0.0036343 | 0.0038159 | 0.0055973 | 0.013047 | 0 | 0 | 0 | 0 | 0 | 0 | 0 | 0 | 0.05038 | 0.0022603 | 0.0023732 | 0.0034812 | 0.0081147 | 0.1403 | 0.062953 | 0.063615 | 0.26687 | 0 | 2.8
10883_B_PSG3 | ISONE_MA, VT, NH, RI (Rest of ISO New England) | Massachusetts | 25 | Suffolk | 25 | 10883 | PSG3 | Medical Area Total Energy Plant | 8300 | 2004 | 9999 | O/G Steam | [5 empty] | Fossil | B | 2030 | NaturalGas |  | 0.021329 | 0.022395 | 0.03285 | 0.076574 | 0 | 0 | 0 | 0 | 0 | 0 | 0 | 0 | 0 | 0 | 0 | 0 | 2.5698 | 2.6982 | 3.9579 | 9.2258 | 3.2877 | 3.452 | 5.0636 | 11.8034 | 3.9314e-09 | 4.1278e-09 | 6.0549e-09 | 1.4114e-08 | 0.0036601 | 0.003843 | 0.0056371 | 0.01314 | 0 | 0 | 0 | 0 | 0 | 0 | 0 | 0 | 0.05038 | 0.0022603 | 0.0023732 | 0.0034812 | 0.0081147 | 0.1403 | 0.062953 | 0.063615 | 0.26687 | 0 | 2.8
10883_G_CT1 | ISONE_MA, VT, NH, RI (Rest of ISO New England) | Massachusetts | 25 | Suffolk | 25 | 10883 | CT1 | Medical Area Total Energy Plant | 8700 | 2003 | 9999 | Combustion Turbine | [5 empty] | Fossil | G | 2030 | NaturalGas |  | 0 | 9.4021e-05 | 0.017222 | 0.017316 | 0 | 0 | 0 | 0 | 0 | 0 | 0 | 0 | 0 | 0 | 0 | 0 | 0 | 0.010807 | 1.9795 | 1.9904 | 0 | 0.0081004 | 1.4838 | 1.4919 | 0 | 9.6861e-12 | 1.7742e-09 | 1.7839e-09 | 0 | 1.0966e-06 | 0.00020087 | 0.00020196 | 0 | 0 | 0 | 0 | 0 | 0 | 0 | 0 | 0.24657 | 0 | 4.999e-05 | 0.0091567 | 0.0092067 | 0 | 0.0002643 | 0.033351 | 0.033615 | 0 | 12.5
10883_G_CT2 | ISONE_MA, VT, NH, RI (Rest of ISO New England) | Massachusetts | 25 | Suffolk | 25 | 10883 | CT2 | Medical Area Total Energy Plant | 8700 | 2003 | 9999 | Combustion Turbine | [5 empty] | Fossil | G | 2030 | NaturalGas |  | 0 | 9.4021e-05 | 0.017222 | 0.017316 | 0 | 0 | 0 | 0 | 0 | 0 | 0 | 0 | 0 | 0 | 0 | 0 | 0 | 0.010807 | 1.9795 | 1.9904 | 0 | 0.0081004 | 1.4838 | 1.4919 | 0 | 9.6861e-12 | 1.7742e-09 | 1.7839e-09 | 0 | 1.0447e-06 | 0.00019136 | 0.00019241 | 0 | 0 | 0 | 0 | 0 | 0 | 0 | 0 | 0.24657 | 0 | 4.999e-05 | 0.0091567 | 0.0092067 | 0 | 0.0002643 | 0.033351 | 0.033615 | 0 | 12.5
10883_G_CT3 | ISONE_MA, VT, NH, RI (Rest of ISO New England) | Massachusetts | 25 | Suffolk | 25 | 10883 | CT3 | Medical Area Total Energy Plant | 8700 | 2017 | 9999 | Combustion Turbine | [5 empty] | Fossil | G | 2030 | NaturalGas |  | 0 | 9.6278e-05 | 0.017635 | 0.017732 | 0 | 0 | 0 | 0 | 0 | 0 | 0 | 0 | 0 | 0 | 0 | 0 | 0 | 0.011066 | 2.0271 | 2.0381 | 0 | 0.0082948 | 1.5194 | 1.5277 | 0 | 9.9186e-12 | 1.8168e-09 | 1.8267e-09 | 0 | 7.7932e-07 | 0.00014275 | 0.00014353 | 0 | 0 | 0 | 0 | 0 | 0 | 0 | 0 | 0.25248 | 0 | 5.1189e-05 | 0.0093765 | 0.0094276 | 0 | 0.00027064 | 0.034151 | 0.034422 | 0 | 12.8
10883_G_DEG1 | ISONE_MA, VT, NH, RI (Rest of ISO New England) | Massachusetts | 25 | Suffolk | 25 | 10883 | DEG1 | Medical Area Total Energy Plant | 8700 | 1985 | 9999 | Combustion Turbine |  |  | SCR |  |  | Fossil | G | 2030 | Oil |  | 0 | 0 | 0 | 0 | 0 | 0 | 0 | 0 | 0 | 0 | 0 | 0 | 0 | 0 | 0 | 0 | 0 | 0 | 0 | 0 | 0 | 0 | 0 | 0 | 0 | 0 | 0 | 0 | 0 | 0 | 0 | 0 | 0 | 0 | 0 | 0 | 0 | 0 | 0 | 0 | 0.28043 | 0 | 0 | 0 | 0 | 0 | 0 | 0 | 0 | 0 | 6 | SCR
10883_G_DEG2 | ISONE_MA, VT, NH, RI (Rest of ISO New England) | Massachusetts | 25 | Suffolk | 25 | 10883 | DEG2 | Medical Area Total Energy Plant | 8700 | 1985 | 9999 | Combustion Turbine |  |  | SCR |  |  | Fossil | G | 2030 | Oil |  | 0 | 0 | 0 | 0 | 0 | 0 | 0 | 0 | 0 | 0 | 0 | 0 | 0 | 0 | 0 | 0 | 0 | 0 | 0 | 0 | 0 | 0 | 0 | 0 | 0 | 0 | 0 | 0 | 0 | 0 | 0 | 0 | 0 | 0 | 0 | 0 | 0 | 0 | 0 | 0 | 0.28043 | 0 | 0 | 0 | 0 | 0 | 0 | 0 | 0 | 0 | 6 | SCR
10883_G_DEG3 | ISONE_MA, VT, NH, RI (Rest of ISO New England) | Massachusetts | 25 | Suffolk | 25 | 10883 | DEG3 | Medical Area Total Energy Plant | 8700 | 1985 | 9999 | Combustion Turbine |  |  | SCR |  |  | Fossil | G | 2030 | Oil |  | 0 | 0 | 0 | 0 | 0 | 0 | 0 | 0 | 0 | 0 | 0 | 0 | 0 | 0 | 0 | 0 | 0 | 0 | 0 | 0 | 0 | 0 | 0 | 0 | 0 | 0 | 0 | 0 | 0 | 0 | 0 | 0 | 0 | 0 | 0 | 0 | 0 | 0 | 0 | 0 | 0.28043 | 0 | 0 | 0 | 0 | 0 | 0 | 0 | 0 | 0 | 6 | SCR
10883_G_DEG4 | ISONE_MA, VT, NH, RI (Rest of ISO New England) | Massachusetts | 25 | Suffolk | 25 | 10883 | DEG4 | Medical Area Total Energy Plant | 8700 | 1985 | 9999 | Combustion Turbine |  |  | SCR |  |  | Fossil | G | 2030 | Oil |  | 0 | 0 | 0 | 0 | 0 | 0 | 0 | 0 | 0 | 0 | 0 | 0 | 0 | 0 | 0 | 0 | 0 | 0 | 0 | 0 | 0 | 0 | 0 | 0 | 0 | 0 | 0 | 0 | 0 | 0 | 0 | 0 | 0 | 0 | 0 | 0 | 0 | 0 | 0 | 0 | 0.28043 | 0 | 0 | 0 | 0 | 0 | 0 | 0 | 0 | 0 | 6 | SCR
10883_G_DEG5 | ISONE_MA, VT, NH, RI (Rest of ISO New England) | Massachusetts | 25 | Suffolk | 25 | 10883 | DEG5 | Medical Area Total Energy Plant | 8700 | 1985 | 9999 | Combustion Turbine |  |  | SCR |  |  | Fossil | G | 2030 | Oil |  | 0 | 0 | 0 | 0 | 0 | 0 | 0 | 0 | 0 | 0 | 0 | 0 | 0 | 0 | 0 | 0 | 0 | 0 | 0 | 0 | 0 | 0 | 0 | 0 | 0 | 0 | 0 | 0 | 0 | 0 | 0 | 0 | 0 | 0 | 0 | 0 | 0 | 0 | 0 | 0 | 0.28043 | 0 | 0 | 0 | 0 | 0 | 0 | 0 | 0 | 0 | 6 | SCR
10883_G_DEG6 | ISONE_MA, VT, NH, RI (Rest of ISO New England) | Massachusetts | 25 | Suffolk | 25 | 10883 | DEG6 | Medical Area Total Energy Plant | 8700 | 1986 | 9999 | Combustion Turbine |  |  | SCR |  |  | Fossil | G | 2030 | Oil |  | 0 | 0 | 0 | 0 | 0 | 0 | 0 | 0 | 0 | 0 | 0 | 0 | 0 | 0 | 0 | 0 | 0 | 0 | 0 | 0 | 0 | 0 | 0 | 0 | 0 | 0 | 0 | 0 | 0 | 0 | 0 | 0 | 0 | 0 | 0 | 0 | 0 | 0 | 0 | 0 | 0.28043 | 0 | 0 | 0 | 0 | 0 | 0 | 0 | 0 | 0 | 6 | SCR
10884_G_CTC1 | WECC_LADWP | California | 6 | Los Angeles | 37 | 10884 | CTC1 | Olive View Medical Center | 8700 | 1987 | 9999 | Combustion Turbine | [5 empty] | Fossil | G | 2030 | NaturalGas |  | 0 | 0 | 0.00023118 | 0.00023118 | 0 | 0 | 0 | 0 | 0 | 0 | 0 | 0 | 0 | 0 | 0 | 0 | 0 | 0 | 0.026573 | 0.026573 | 0 | 0 | 0.018661 | 0.018661 | 0 | 0 | 2.2314e-11 | 2.2314e-11 | 0 | 0 | 4.2855e-05 | 4.2855e-05 | 0 | 0 | 0 | 0 | 0 | 0 | 0 | 0 | 0.11996 | 0 | 0 | 0.0001225 | 0.0001225 | 0 | 0 | 0.00065277 | 0.00065277 | 0 | 2.7
10884_G_CTC2 | WECC_LADWP | California | 6 | Los Angeles | 37 | 10884 | CTC2 | Olive View Medical Center | 8700 | 1987 | 9999 | Combustion Turbine | [5 empty] | Fossil | G | 2030 | NaturalGas |  | 0 | 0 | 0.00023118 | 0.00023118 | 0 | 0 | 0 | 0 | 0 | 0 | 0 | 0 | 0 | 0 | 0 | 0 | 0 | 0 | 0.026573 | 0.026573 | 0 | 0 | 0.018661 | 0.018661 | 0 | 0 | 2.2314e-11 | 2.2314e-11 | 0 | 0 | 4.2855e-05 | 4.2855e-05 | 0 | 0 | 0 | 0 | 0 | 0 | 0 | 0 | 0.11996 | 0 | 0 | 0.0001225 | 0.0001225 | 0 | 0 | 0.00065277 | 0.00065277 | 0 | 2.7
10902_G_GEN1 | NY_Zone C&E | New York | 36 | Cayuga | 11 | 10902 | GEN1 | Victory Mills | 0 | 1986 | 9999 | Hydro | [5 empty] | Non-Fossil | G | 2030 | Hydro |  | 0 | 0 | 0 | 0 | 0 | 0 | 0 | 0 | 0 | 0 | 0 | 0 | 0 | 0 | 0 | 0 | 1.9358 | 2.6201 | 3.2395 | 7.7955 | 0 | 0 | 0 | 0 | 0 | 0 | 0 | 0 | 0 | 0 | 0 | 0 | 0 | 0 | 0 | 0 | 0 | 0 | 0 | 0 | 0.025293 | 0.0026908 | 0.003642 | 0.0045029 | 0.010836 | 0 | 0 | 0 | 0 | 0 | 1.6
10903_G_1GEN | PJM_ComEd | Illinois | 17 | Will | 197 | 10903 | 1GEN | Lockport Powerhouse | 0 | 1999 | 9999 | Hydro | [5 empty] | Non-Fossil | G | 2030 | Hydro |  | 0 | 0 | 0 | 0 | 0 | 0 | 0 | 0 | 0 | 0 | 0 | 0 | 0 | 0 | 0 | 0 | 4.9068 | 7.4326 | 10.6672 | 23.0065 | 0 | 0 | 0 | 0 | 0 | 0 | 0 | 0 | 0 | 0 | 0 | 0 | 0 | 0 | 0 | 0 | 0 | 0 | 0 | 0 | 0.094849 | 0.0068204 | 0.010331 | 0.014827 | 0.031979 | 0 | 0 | 0 | 0 | 0 | 6
10903_G_2GEN | PJM_ComEd | Illinois | 17 | Will | 197 | 10903 | 2GEN | Lockport Powerhouse | 0 | 2001 | 9999 | Hydro | [5 empty] | Non-Fossil | G | 2030 | Hydro |  | 0 | 0 | 0 | 0 | 0 | 0 | 0 | 0 | 0 | 0 | 0 | 0 | 0 | 0 | 0 | 0 | 4.9068 | 7.4326 | 10.6672 | 23.0065 | 0 | 0 | 0 | 0 | 0 | 0 | 0 | 0 | 0 | 0 | 0 | 0 | 0 | 0 | 0 | 0 | 0 | 0 | 0 | 0 | 0.094849 | 0.0068204 | 0.010331 | 0.014827 | 0.031979 | 0 | 0 | 0 | 0 | 0 | 6
1091_B_3 | MISO_Iowa-MidAmerican | Iowa | 19 | Woodbury | 193 | 1091 | 3 | George Neal North | 10462 | 1975 | 9999 | Coal Steam | wall | dry | ESPC + Baghouse + Dry Scrubber + SNCR + Mercury Control | LNBO | Dry Scrubber | Fossil | B | 2030 | Coal |  | 8.8267 | 9.7515 | 13.5033 | 32.0816 | 0 | 0 | 0 | 0 | 8.8267 | 9.7515 | 13.5033 | 32.0816 | 0 | 0 | 0 | 0 | 843.6918 | 932.092 | 1290.7006 | 3066.4845 | 945.7813 | 1044.8782 | 1446.8797 | 3437.5392 | 0.0024764 | 0.0027359 | 0.0037885 | 0.0090009 | 0.90385 | 0.99856 | 1.3827 | 3.2852 | 0.35307 | 0.39006 | 0.54013 | 1.2833 | 0.0044134 | 0.0048758 | 0.0067517 | 0.016041 | 34.0454 | 5.0161 | 5.5416 | 7.6737 | 18.2314 | 12.5036 | 13.8137 | 19.1284 | 45.4457 | 0 | 515 | Scrubber / SNCR / Mercury Control | Dry Scrubber
1097_G_1 | MISO_Iowa-MidAmerican | Iowa | 19 | Floyd | 67 | 1097 | 1 | Merl Parr | 25000 | 1969 | 9999 | Combustion Turbine | [5 empty] | Fossil | G | 2030 | NaturalGas |  | 0 | 0 | 0 | 0 | 0 | 0 | 0 | 0 | 0 | 0 | 0 | 0 | 0 | 0 | 0 | 0 | 0 | 0 | 0 | 0 | 0 | 0 | 0 | 0 | 0 | 0 | 0 | 0 | 0 | 0 | 0 | 0 | 0 | 0 | 0 | 0 | 0 | 0 | 0 | 0 | 0.71517 | 0 | 0 | 0 | 0 | 0 | 0 | 0 | 0 | 0 | 16.6
1097_G_2 | MISO_Iowa-MidAmerican | Iowa | 19 | Floyd | 67 | 1097 | 2 | Merl Parr | 25000 | 1969 | 9999 | Combustion Turbine | [5 empty] | Fossil | G | 2030 | NaturalGas |  | 0 | 0 | 0 | 0 | 0 | 0 | 0 | 0 | 0 | 0 | 0 | 0 | 0 | 0 | 0 | 0 | 0 | 0 | 0 | 0 | 0 | 0 | 0 | 0 | 0 | 0 | 0 | 0 | 0 | 0 | 0 | 0 | 0 | 0 | 0 | 0 | 0 | 0 | 0 | 0 | 0.68932 | 0 | 0 | 0 | 0 | 0 | 0 | 0 | 0 | 0 | 16
11_G_1 | SERC_Southeastern | Alabama | 1 | Calhoun | 15 | 11 | 1 | H Neely Henry Dam | 0 | 1966 | 9999 | Hydro | [5 empty] | Non-Fossil | G | 2030 | Hydro |  | 0 | 0 | 0 | 0 | 0 | 0 | 0 | 0 | 0 | 0 | 0 | 0 | 0 | 0 | 0 | 0 | 17.0396 | 17.6907 | 14.8267 | 49.557 | 0 | 0 | 0 | 0 | 0 | 0 | 0 | 0 | 0 | 0 | 0 | 0 | 0 | 0 | 0 | 0 | 0 | 0 | 0 | 0 | 0.37466 | 0.023685 | 0.02459 | 0.020609 | 0.068884 | 0 | 0 | 0 | 0 | 0 | 23.7
11_G_2 | SERC_Southeastern | Alabama | 1 | Calhoun | 15 | 11 | 2 | H Neely Henry Dam | 0 | 1966 | 9999 | Hydro | [5 empty] | Non-Fossil | G | 2030 | Hydro |  | 0 | 0 | 0 | 0 | 0 | 0 | 0 | 0 | 0 | 0 | 0 | 0 | 0 | 0 | 0 | 0 | 17.0396 | 17.6907 | 14.8267 | 49.557 | 0 | 0 | 0 | 0 | 0 | 0 | 0 | 0 | 0 | 0 | 0 | 0 | 0 | 0 | 0 | 0 | 0 | 0 | 0 | 0 | 0.37466 | 0.023685 | 0.02459 | 0.020609 | 0.068884 | 0 | 0 | 0 | 0 | 0 | 23.7
11_G_3 | SERC_Southeastern | Alabama | 1 | Calhoun | 15 | 11 | 3 | H Neely Henry Dam | 0 | 1966 | 9999 | Hydro | [5 empty] | Non-Fossil | G | 2030 | Hydro |  | 0 | 0 | 0 | 0 | 0 | 0 | 0 | 0 | 0 | 0 | 0 | 0 | 0 | 0 | 0 | 0 | 17.0396 | 17.6907 | 14.8267 | 49.557 | 0 | 0 | 0 | 0 | 0 | 0 | 0 | 0 | 0 | 0 | 0 | 0 | 0 | 0 | 0 | 0 | 0 | 0 | 0 | 0 | 0.37466 | 0.023685 | 0.02459 | 0.020609 | 0.068884 | 0 | 0 | 0 | 0 | 0 | 23.7
1104_B_1 | MISO_Iowa | Iowa | 19 | Des Moines | 57 | 1104 | 1 | Burlington (IA) | 10991 | 1968 | 9999 | O/G Steam | tangential | wet | ESPC + Mercury Control | LNB + OFA |  | Fossil | B | 2030 | NaturalGas |  | 0 | 0 | 4.2392 | 4.2392 | 0 | 0 | 0 | 0 | 0 | 0 | 0 | 0 | 0 | 0 | 0 | 0 | 0 | 0 | 385.6938 | 385.6938 | 0 | 0 | 248.1605 | 248.1605 | 0 | 0 | 2.9674e-07 | 2.9674e-07 | 0 | 0 | 0.15464 | 0.15464 | 0 | 0 | 0 | 0 | 0 | 0 | 0 | 0 | 12.314 | 0 | 0 | 0.35718 | 0.35718 | 0 | 0 | 9.0601 | 9.0601 | 0 | 214 | Mercury Control
1109_G_1 | MISO_Missouri | Iowa | 19 | Lee | 111 | 1109 | 1 | Keokuk | 0 | 1913 | 9999 | Hydro | [5 empty] | Non-Fossil | G | 2030 | Hydro |  | 0 | 0 | 0 | 0 | 0 | 0 | 0 | 0 | 0 | 0 | 0 | 0 | 0 | 0 | 0 | 0 | 12.6753 | 20.5754 | 29.5609 | 62.8116 | 0 | 0 | 0 | 0 | 0 | 0 | 0 | 0 | 0 | 0 | 0 | 0 | 0 | 0 | 0 | 0 | 0 | 0 | 0 | 0 | 0.15808 | 0.017619 | 0.0286 | 0.04109 | 0.087308 | 0 | 0 | 0 | 0 | 0 | 10
1109_G_10 | MISO_Missouri | Iowa | 19 | Lee | 111 | 1109 | 10 | Keokuk | 0 | 1913 | 9999 | Hydro | [5 empty] | Non-Fossil | G | 2030 | Hydro |  | 0 | 0 | 0 | 0 | 0 | 0 | 0 | 0 | 0 | 0 | 0 | 0 | 0 | 0 | 0 | 0 | 12.6753 | 20.5754 | 29.5609 | 62.8116 | 0 | 0 | 0 | 0 | 0 | 0 | 0 | 0 | 0 | 0 | 0 | 0 | 0 | 0 | 0 | 0 | 0 | 0 | 0 | 0 | 0.15808 | 0.017619 | 0.0286 | 0.04109 | 0.087308 | 0 | 0 | 0 | 0 | 0 | 10
1109_G_11 | MISO_Missouri | Iowa | 19 | Lee | 111 | 1109 | 11 | Keokuk | 0 | 1913 | 9999 | Hydro | [5 empty] | Non-Fossil | G | 2030 | Hydro |  | 0 | 0 | 0 | 0 | 0 | 0 | 0 | 0 | 0 | 0 | 0 | 0 | 0 | 0 | 0 | 0 | 12.6753 | 20.5754 | 29.5609 | 62.8116 | 0 | 0 | 0 | 0 | 0 | 0 | 0 | 0 | 0 | 0 | 0 | 0 | 0 | 0 | 0 | 0 | 0 | 0 | 0 | 0 | 0.15808 | 0.017619 | 0.0286 | 0.04109 | 0.087308 | 0 | 0 | 0 | 0 | 0 | 10
1109_G_12 | MISO_Missouri | Iowa | 19 | Lee | 111 | 1109 | 12 | Keokuk | 0 | 1913 | 9999 | Hydro | [5 empty] | Non-Fossil | G | 2030 | Hydro |  | 0 | 0 | 0 | 0 | 0 | 0 | 0 | 0 | 0 | 0 | 0 | 0 | 0 | 0 | 0 | 0 | 12.6753 | 20.5754 | 29.5609 | 62.8116 | 0 | 0 | 0 | 0 | 0 | 0 | 0 | 0 | 0 | 0 | 0 | 0 | 0 | 0 | 0 | 0 | 0 | 0 | 0 | 0 | 0.15808 | 0.017619 | 0.0286 | 0.04109 | 0.087308 | 0 | 0 | 0 | 0 | 0 | 10
1109_G_13 | MISO_Missouri | Iowa | 19 | Lee | 111 | 1109 | 13 | Keokuk | 0 | 1913 | 9999 | Hydro | [5 empty] | Non-Fossil | G | 2030 | Hydro |  | 0 | 0 | 0 | 0 | 0 | 0 | 0 | 0 | 0 | 0 | 0 | 0 | 0 | 0 | 0 | 0 | 12.6753 | 20.5754 | 29.5609 | 62.8116 | 0 | 0 | 0 | 0 | 0 | 0 | 0 | 0 | 0 | 0 | 0 | 0 | 0 | 0 | 0 | 0 | 0 | 0 | 0 | 0 | 0.15808 | 0.017619 | 0.0286 | 0.04109 | 0.087308 | 0 | 0 | 0 | 0 | 0 | 10
1109_G_14 | MISO_Missouri | Iowa | 19 | Lee | 111 | 1109 | 14 | Keokuk | 0 | 1913 | 9999 | Hydro | [5 empty] | Non-Fossil | G | 2030 | Hydro |  | 0 | 0 | 0 | 0 | 0 | 0 | 0 | 0 | 0 | 0 | 0 | 0 | 0 | 0 | 0 | 0 | 10.1402 | 16.4603 | 23.6487 | 50.2493 | 0 | 0 | 0 | 0 | 0 | 0 | 0 | 0 | 0 | 0 | 0 | 0 | 0 | 0 | 0 | 0 | 0 | 0 | 0 | 0 | 0.12647 | 0.014095 | 0.02288 | 0.032872 | 0.069846 | 0 | 0 | 0 | 0 | 0 | 8
1109_G_15 | MISO_Missouri | Iowa | 19 | Lee | 111 | 1109 | 15 | Keokuk | 0 | 1913 | 9999 | Hydro | [5 empty] | Non-Fossil | G | 2030 | Hydro |  | 0 | 0 | 0 | 0 | 0 | 0 | 0 | 0 | 0 | 0 | 0 | 0 | 0 | 0 | 0 | 0 | 10.1402 | 16.4603 | 23.6487 | 50.2493 | 0 | 0 | 0 | 0 | 0 | 0 | 0 | 0 | 0 | 0 | 0 | 0 | 0 | 0 | 0 | 0 | 0 | 0 | 0 | 0 | 0.12647 | 0.014095 | 0.02288 | 0.032872 | 0.069846 | 0 | 0 | 0 | 0 | 0 | 8
1109_G_2 | MISO_Missouri | Iowa | 19 | Lee | 111 | 1109 | 2 | Keokuk | 0 | 1913 | 9999 | Hydro | [5 empty] | Non-Fossil | G | 2030 | Hydro |  | 0 | 0 | 0 | 0 | 0 | 0 | 0 | 0 | 0 | 0 | 0 | 0 | 0 | 0 | 0 | 0 | 12.6753 | 20.5754 | 29.5609 | 62.8116 | 0 | 0 | 0 | 0 | 0 | 0 | 0 | 0 | 0 | 0 | 0 | 0 | 0 | 0 | 0 | 0 | 0 | 0 | 0 | 0 | 0.15808 | 0.017619 | 0.0286 | 0.04109 | 0.087308 | 0 | 0 | 0 | 0 | 0 | 10
1109_G_3 | MISO_Missouri | Iowa | 19 | Lee | 111 | 1109 | 3 | Keokuk | 0 | 1913 | 9999 | Hydro | [5 empty] | Non-Fossil | G | 2030 | Hydro |  | 0 | 0 | 0 | 0 | 0 | 0 | 0 | 0 | 0 | 0 | 0 | 0 | 0 | 0 | 0 | 0 | 12.6753 | 20.5754 | 29.5609 | 62.8116 | 0 | 0 | 0 | 0 | 0 | 0 | 0 | 0 | 0 | 0 | 0 | 0 | 0 | 0 | 0 | 0 | 0 | 0 | 0 | 0 | 0.15808 | 0.017619 | 0.0286 | 0.04109 | 0.087308 | 0 | 0 | 0 | 0 | 0 | 10
1109_G_4 | MISO_Missouri | Iowa | 19 | Lee | 111 | 1109 | 4 | Keokuk | 0 | 1913 | 9999 | Hydro | [5 empty] | Non-Fossil | G | 2030 | Hydro |  | 0 | 0 | 0 | 0 | 0 | 0 | 0 | 0 | 0 | 0 | 0 | 0 | 0 | 0 | 0 | 0 | 12.6753 | 20.5754 | 29.5609 | 62.8116 | 0 | 0 | 0 | 0 | 0 | 0 | 0 | 0 | 0 | 0 | 0 | 0 | 0 | 0 | 0 | 0 | 0 | 0 | 0 | 0 | 0.15808 | 0.017619 | 0.0286 | 0.04109 | 0.087308 | 0 | 0 | 0 | 0 | 0 | 10
1109_G_5 | MISO_Missouri | Iowa | 19 | Lee | 111 | 1109 | 5 | Keokuk | 0 | 1913 | 9999 | Hydro | [5 empty] | Non-Fossil | G | 2030 | Hydro |  | 0 | 0 | 0 | 0 | 0 | 0 | 0 | 0 | 0 | 0 | 0 | 0 | 0 | 0 | 0 | 0 | 10.1402 | 16.4603 | 23.6487 | 50.2493 | 0 | 0 | 0 | 0 | 0 | 0 | 0 | 0 | 0 | 0 | 0 | 0 | 0 | 0 | 0 | 0 | 0 | 0 | 0 | 0 | 0.12647 | 0.014095 | 0.02288 | 0.032872 | 0.069846 | 0 | 0 | 0 | 0 | 0 | 8
1109_G_6 | MISO_Missouri | Iowa | 19 | Lee | 111 | 1109 | 6 | Keokuk | 0 | 1913 | 9999 | Hydro | [5 empty] | Non-Fossil | G | 2030 | Hydro |  | 0 | 0 | 0 | 0 | 0 | 0 | 0 | 0 | 0 | 0 | 0 | 0 | 0 | 0 | 0 | 0 | 10.1402 | 16.4603 | 23.6487 | 50.2493 | 0 | 0 | 0 | 0 | 0 | 0 | 0 | 0 | 0 | 0 | 0 | 0 | 0 | 0 | 0 | 0 | 0 | 0 | 0 | 0 | 0.12647 | 0.014095 | 0.02288 | 0.032872 | 0.069846 | 0 | 0 | 0 | 0 | 0 | 8
1109_G_7 | MISO_Missouri | Iowa | 19 | Lee | 111 | 1109 | 7 | Keokuk | 0 | 1913 | 9999 | Hydro | [5 empty] | Non-Fossil | G | 2030 | Hydro |  | 0 | 0 | 0 | 0 | 0 | 0 | 0 | 0 | 0 | 0 | 0 | 0 | 0 | 0 | 0 | 0 | 12.6753 | 20.5754 | 29.5609 | 62.8116 | 0 | 0 | 0 | 0 | 0 | 0 | 0 | 0 | 0 | 0 | 0 | 0 | 0 | 0 | 0 | 0 | 0 | 0 | 0 | 0 | 0.15808 | 0.017619 | 0.0286 | 0.04109 | 0.087308 | 0 | 0 | 0 | 0 | 0 | 10
1109_G_8 | MISO_Missouri | Iowa | 19 | Lee | 111 | 1109 | 8 | Keokuk | 0 | 1913 | 9999 | Hydro | [5 empty] | Non-Fossil | G | 2030 | Hydro |  | 0 | 0 | 0 | 0 | 0 | 0 | 0 | 0 | 0 | 0 | 0 | 0 | 0 | 0 | 0 | 0 | 12.6753 | 20.5754 | 29.5609 | 62.8116 | 0 | 0 | 0 | 0 | 0 | 0 | 0 | 0 | 0 | 0 | 0 | 0 | 0 | 0 | 0 | 0 | 0 | 0 | 0 | 0 | 0.15808 | 0.017619 | 0.0286 | 0.04109 | 0.087308 | 0 | 0 | 0 | 0 | 0 | 10
1109_G_9 | MISO_Missouri | Iowa | 19 | Lee | 111 | 1109 | 9 | Keokuk | 0 | 1913 | 9999 | Hydro | [5 empty] | Non-Fossil | G | 2030 | Hydro |  | 0 | 0 | 0 | 0 | 0 | 0 | 0 | 0 | 0 | 0 | 0 | 0 | 0 | 0 | 0 | 0 | 12.6753 | 20.5754 | 29.5609 | 62.8116 | 0 | 0 | 0 | 0 | 0 | 0 | 0 | 0 | 0 | 0 | 0 | 0 | 0 | 0 | 0 | 0 | 0 | 0 | 0 | 0 | 0.15808 | 0.017619 | 0.0286 | 0.04109 | 0.087308 | 0 | 0 | 0 | 0 | 0 | 10
1120_G_6 | MISO_Iowa-MidAmerican | Iowa | 19 | Kossuth | 109 | 1120 | 6 | Algona | 10745 | 1965 | 9999 | Combustion Turbine | [5 empty] | Fossil | G | 2030 | NaturalGas |  | 0.00030999 | 0 | 0.0095076 | 0.0098176 | 0 | 0 | 0 | 0 | 0 | 0 | 0 | 0 | 0 | 0 | 0 | 0 | 0.02885 | 0 | 0.88484 | 0.91369 | 0.018147 | 0 | 0.55658 | 0.57472 | 2.17e-11 | 0 | 6.6554e-10 | 6.8723e-10 | 0.00025571 | 0 | 0.0078427 | 0.0080984 | 0 | 0 | 0 | 0 | 0 | 0 | 0 | 0 | 0.13786 | 0.00013617 | 0 | 0.0041765 | 0.0043126 | 0.00088657 | 0 | 0.020032 | 0.020919 | 0 | 3.2
1120_G_7 | MISO_Iowa-MidAmerican | Iowa | 19 | Kossuth | 109 | 1120 | 7 | Algona | 10745 | 1970 | 9999 | Combustion Turbine | [5 empty] | Fossil | G | 2030 | NaturalGas |  | 0.00039718 | 0 | 0.012182 | 0.012579 | 0 | 0 | 0 | 0 | 0 | 0 | 0 | 0 | 0 | 0 | 0 | 0 | 0.036964 | 0 | 1.1337 | 1.1707 | 0.023251 | 0 | 0.71312 | 0.73637 | 2.7803e-11 | 0 | 8.5272e-10 | 8.8052e-10 | 0.00032762 | 0 | 0.010048 | 0.010376 | 0 | 0 | 0 | 0 | 0 | 0 | 0 | 0 | 0.17664 | 0.00017447 | 0 | 0.0053511 | 0.0055256 | 0.0011359 | 0 | 0.025666 | 0.026802 | 0 | 4.1
1120_G_8 | MISO_Iowa-MidAmerican | Iowa | 19 | Kossuth | 109 | 1120 | 8 | Algona | 10745 | 1994 | 9999 | Combustion Turbine | [5 empty] | Fossil | G | 2030 | Oil |  | 0 | 0 | 0 | 0 | 0 | 0 | 0 | 0 | 0 | 0 | 0 | 0 | 0 | 0 | 0 | 0 | 0 | 0 | 0 | 0 | 0 | 0 | 0 | 0 | 0 | 0 | 0 | 0 | 0 | 0 | 0 | 0 | 0 | 0 | 0 | 0 | 0 | 0 | 0 | 0 | 0.18956 | 0 | 0 | 0 | 0 | 0 | 0 | 0 | 0 | 0 | 4.4
1120_G_9 | MISO_Iowa-MidAmerican | Iowa | 19 | Kossuth | 109 | 1120 | 9 | Algona | 10745 | 1994 | 9999 | Combustion Turbine | [5 empty] | Fossil | G | 2030 | Oil |  | 0 | 0 | 0 | 0 | 0 | 0 | 0 | 0 | 0 | 0 | 0 | 0 | 0 | 0 | 0 | 0 | 0 | 0 | 0 | 0 | 0 | 0 | 0 | 0 | 0 | 0 | 0 | 0 | 0 | 0 | 0 | 0 | 0 | 0 | 0 | 0 | 0 | 0 | 0 | 0 | 0.18956 | 0 | 0 | 0 | 0 | 0 | 0 | 0 | 0 | 0 | 4.4
1121_G_1 | MISO_Iowa-MidAmerican | Iowa | 19 | Buena Vista | 21 | 1121 | 1 | Alta Municipal Utilities | 22395 | 1947 | 9999 | Combustion Turbine | [5 empty] | Fossil | G | 2030 | Oil |  | 0 | 0 | 0 | 0 | 0 | 0 | 0 | 0 | 0 | 0 | 0 | 0 | 0 | 0 | 0 | 0 | 0 | 0 | 0 | 0 | 0 | 0 | 0 | 0 | 0 | 0 | 0 | 0 | 0 | 0 | 0 | 0 | 0 | 0 | 0 | 0 | 0 | 0 | 0 | 0 | 4.3083e-08 | 0 | 0 | 0 | 0 | 0 | 0 | 0 | 0 | 0 | 1e-06
1121_G_2A | MISO_Iowa-MidAmerican | Iowa | 19 | Buena Vista | 21 | 1121 | 2A | Alta Municipal Utilities | 10745 | 2018 | 9999 | Combustion Turbine | [5 empty] | Fossil | G | 2030 | Oil |  | 0 | 0 | 0 | 0 | 0 | 0 | 0 | 0 | 0 | 0 | 0 | 0 | 0 | 0 | 0 | 0 | 0 | 0 | 0 | 0 | 0 | 0 | 0 | 0 | 0 | 0 | 0 | 0 | 0 | 0 | 0 | 0 | 0 | 0 | 0 | 0 | 0 | 0 | 0 | 0 | 0.086165 | 0 | 0 | 0 | 0 | 0 | 0 | 0 | 0 | 0 | 2
1121_G_3A | MISO_Iowa-MidAmerican | Iowa | 19 | Buena Vista | 21 | 1121 | 3A | Alta Municipal Utilities | 10745 | 2018 | 9999 | Combustion Turbine | [5 empty] | Fossil | G | 2030 | Oil |  | 0 | 0 | 0 | 0 | 0 | 0 | 0 | 0 | 0 | 0 | 0 | 0 | 0 | 0 | 0 | 0 | 0 | 0 | 0 | 0 | 0 | 0 | 0 | 0 | 0 | 0 | 0 | 0 | 0 | 0 | 0 | 0 | 0 | 0 | 0 | 0 | 0 | 0 | 0 | 0 | 0.086165 | 0 | 0 | 0 | 0 | 0 | 0 | 0 | 0 | 0 | 2
1122_B_7 | MISO_Iowa-MidAmerican | Iowa | 19 | Story | 169 | 1122 | 7 | Ames Electric Services Power Plant | 13684 | 1968 | 9999 | O/G Steam | tangential | dry |  | LNC1 |  | Fossil | B | 2030 | NaturalGas |  | 0 | 0 | 0 | 0 | 0 | 0 | 0 | 0 | 0 | 0 | 0 | 0 | 0 | 0 | 0 | 0 | 0 | 0 | 0 | 0 | 0 | 0 | 0 | 0 | 0 | 0 | 0 | 0 | 0 | 0 | 0 | 0 | 0 | 0 | 0 | 0 | 0 | 0 | 0 | 0 | 1.6801 | 0 | 0 | 0 | 0 | 0 | 0 | 0 | 0 | 0 | 32
1122_B_8 | MISO_Iowa-MidAmerican | Iowa | 19 | Story | 169 | 1122 | 8 | Ames Electric Services Power Plant | 12538 | 1982 | 9999 | O/G Steam | wall | dry |  | LNBO |  | Fossil | B | 2030 | NaturalGas |  | 0 | 0 | 0 | 0 | 0 | 0 | 0 | 0 | 0 | 0 | 0 | 0 | 0 | 0 | 0 | 0 | 0 | 0 | 0 | 0 | 0 | 0 | 0 | 0 | 0 | 0 | 0 | 0 | 0 | 0 | 0 | 0 | 0 | 0 | 0 | 0 | 0 | 0 | 0 | 0 | 2.7788 | 0 | 0 | 0 | 0 | 0 | 0 | 0 | 0 | 0 | 63
1123_G_2 | MISO_Illinois | Iowa | 19 | Cass | 29 | 1123 | 2 | Anita | 10745 | 1939 | 9999 | Combustion Turbine | [5 empty] | Fossil | G | 2030 | Oil |  | 0 | 0 | 0 | 0 | 0 | 0 | 0 | 0 | 0 | 0 | 0 | 0 | 0 | 0 | 0 | 0 | 0 | 0 | 0 | 0 | 0 | 0 | 0 | 0 | 0 | 0 | 0 | 0 | 0 | 0 | 0 | 0 | 0 | 0 | 0 | 0 | 0 | 0 | 0 | 0 | 0.0043113 | 0 | 0 | 0 | 0 | 0 | 0 | 0 | 0 | 0 | 0.1
1123_G_3 | MISO_Illinois | Iowa | 19 | Cass | 29 | 1123 | 3 | Anita | 11148 | 1951 | 9999 | Combustion Turbine | [5 empty] | Fossil | G | 2030 | Oil |  | 0 | 0 | 0 | 0 | 0 | 0 | 0 | 0 | 0 | 0 | 0 | 0 | 0 | 0 | 0 | 0 | 0 | 0 | 0 | 0 | 0 | 0 | 0 | 0 | 0 | 0 | 0 | 0 | 0 | 0 | 0 | 0 | 0 | 0 | 0 | 0 | 0 | 0 | 0 | 0 | 0.0086226 | 0 | 0 | 0 | 0 | 0 | 0 | 0 | 0 | 0 | 0.2
1123_G_4 | MISO_Illinois | Iowa | 19 | Cass | 29 | 1123 | 4 | Anita | 11148 | 2000 | 9999 | Combustion Turbine | [5 empty] | Fossil | G | 2030 | Oil |  | 0 | 0 | 0 | 0 | 0 | 0 | 0 | 0 | 0 | 0 | 0 | 0 | 0 | 0 | 0 | 0 | 0 | 0 | 0 | 0 | 0 | 0 | 0 | 0 | 0 | 0 | 0 | 0 | 0 | 0 | 0 | 0 | 0 | 0 | 0 | 0 | 0 | 0 | 0 | 0 | 0.0086226 | 0 | 0 | 0 | 0 | 0 | 0 | 0 | 0 | 0 | 0.2
1123_G_5 | MISO_Illinois | Iowa | 19 | Cass | 29 | 1123 | 5 | Anita | 11148 | 2000 | 9999 | Combustion Turbine | [5 empty] | Fossil | G | 2030 | Oil |  | 0 | 0 | 0 | 0 | 0 | 0 | 0 | 0 | 0 | 0 | 0 | 0 | 0 | 0 | 0 | 0 | 0 | 0 | 0 | 0 | 0 | 0 | 0 | 0 | 0 | 0 | 0 | 0 | 0 | 0 | 0 | 0 | 0 | 0 | 0 | 0 | 0 | 0 | 0 | 0 | 0.0086226 | 0 | 0 | 0 | 0 | 0 | 0 | 0 | 0 | 0 | 0.2
1123_G_6 | MISO_Illinois | Iowa | 19 | Cass | 29 | 1123 | 6 | Anita | 10873 | 2003 | 9999 | Combustion Turbine | [5 empty] | Fossil | G | 2030 | Oil |  | 0 | 0 | 0 | 0 | 0 | 0 | 0 | 0 | 0 | 0 | 0 | 0 | 0 | 0 | 0 | 0 | 0 | 0 | 0 | 0 | 0 | 0 | 0 | 0 | 0 | 0 | 0 | 0 | 0 | 0 | 0 | 0 | 0 | 0 | 0 | 0 | 0 | 0 | 0 | 0 | 0.086226 | 0 | 0 | 0 | 0 | 0 | 0 | 0 | 0 | 0 | 2
1124_G_6 | MISO_Iowa-MidAmerican | Iowa | 19 | Cass | 29 | 1124 | 6 | Atlantic | 13412 | 1999 | 9999 | Combustion Turbine | [5 empty] | Fossil | G | 2030 | Oil |  | 0 | 0 | 0 | 0 | 0 | 0 | 0 | 0 | 0 | 0 | 0 | 0 | 0 | 0 | 0 | 0 | 0 | 0 | 0 | 0 | 0 | 0 | 0 | 0 | 0 | 0 | 0 | 0 | 0 | 0 | 0 | 0 | 0 | 0 | 0 | 0 | 0 | 0 | 0 | 0 | 0.42221 | 0 | 0 | 0 | 0 | 0 | 0 | 0 | 0 | 0 | 9.8
1125_G_5 | MISO_Iowa-MidAmerican | Iowa | 19 | Kossuth | 109 | 1125 | 5 | Bancroft | 25000 | 1954 | 9999 | Combustion Turbine | [5 empty] | Fossil | G | 2030 | Oil |  | 0 | 0 | 0 | 0 | 0 | 0 | 0 | 0 | 0 | 0 | 0 | 0 | 0 | 0 | 0 | 0 | 0 | 0 | 0 | 0 | 0 | 0 | 0 | 0 | 0 | 0 | 0 | 0 | 0 | 0 | 0 | 0 | 0 | 0 | 0 | 0 | 0 | 0 | 0 | 0 | 0.021541 | 0 | 0 | 0 | 0 | 0 | 0 | 0 | 0 | 0 | 0.5
1125_G_6 | MISO_Iowa-MidAmerican | Iowa | 19 | Kossuth | 109 | 1125 | 6 | Bancroft | 10849 | 2001 | 9999 | Combustion Turbine | [5 empty] | Fossil | G | 2030 | Oil |  | 0 | 0 | 0 | 0 | 0 | 0 | 0 | 0 | 0 | 0 | 0 | 0 | 0 | 0 | 0 | 0 | 0 | 0 | 0 | 0 | 0 | 0 | 0 | 0 | 0 | 0 | 0 | 0 | 0 | 0 | 0 | 0 | 0 | 0 | 0 | 0 | 0 | 0 | 0 | 0 | 0.077549 | 0 | 0 | 0 | 0 | 0 | 0 | 0 | 0 | 0 | 1.8
1125_G_7 | MISO_Iowa-MidAmerican | Iowa | 19 | Kossuth | 109 | 1125 | 7 | Bancroft | 11549 | 2001 | 9999 | Combustion Turbine | [5 empty] | Fossil | G | 2030 | Oil |  | 0 | 0 | 0 | 0 | 0 | 0 | 0 | 0 | 0 | 0 | 0 | 0 | 0 | 0 | 0 | 0 | 0 | 0 | 0 | 0 | 0 | 0 | 0 | 0 | 0 | 0 | 0 | 0 | 0 | 0 | 0 | 0 | 0 | 0 | 0 | 0 | 0 | 0 | 0 | 0 | 0.077549 | 0 | 0 | 0 | 0 | 0 | 0 | 0 | 0 | 0 | 1.8
1126_G_2 | MISO_Iowa | Iowa | 19 | Jackson | 97 | 1126 | 2 | Bellevue | 10745 | 1992 | 9999 | Combustion Turbine | [5 empty] | Fossil | G | 2030 | Oil |  | 0 | 0 | 0 | 0 | 0 | 0 | 0 | 0 | 0 | 0 | 0 | 0 | 0 | 0 | 0 | 0 | 0 | 0 | 0 | 0 | 0 | 0 | 0 | 0 | 0 | 0 | 0 | 0 | 0 | 0 | 0 | 0 | 0 | 0 | 0 | 0 | 0 | 0 | 0 | 0 | 0.069002 | 0 | 0 | 0 | 0 | 0 | 0 | 0 | 0 | 0 | 1.6
1126_G_3 | MISO_Iowa | Iowa | 19 | Jackson | 97 | 1126 | 3 | Bellevue | 10745 | 2001 | 9999 | Combustion Turbine | [5 empty] | Fossil | G | 2030 | Oil |  | 0 | 0 | 0 | 0 | 0 | 0 | 0 | 0 | 0 | 0 | 0 | 0 | 0 | 0 | 0 | 0 | 0 | 0 | 0 | 0 | 0 | 0 | 0 | 0 | 0 | 0 | 0 | 0 | 0 | 0 | 0 | 0 | 0 | 0 | 0 | 0 | 0 | 0 | 0 | 0 | 0.073314 | 0 | 0 | 0 | 0 | 0 | 0 | 0 | 0 | 0 | 1.7
1126_G_4 | MISO_Iowa | Iowa | 19 | Jackson | 97 | 1126 | 4 | Bellevue | 10745 | 1963 | 9999 | Combustion Turbine | [5 empty] | Fossil | G | 2030 | Oil |  | 0 | 0 | 0 | 0 | 0 | 0 | 0 | 0 | 0 | 0 | 0 | 0 | 0 | 0 | 0 | 0 | 0 | 0 | 0 | 0 | 0 | 0 | 0 | 0 | 0 | 0 | 0 | 0 | 0 | 0 | 0 | 0 | 0 | 0 | 0 | 0 | 0 | 0 | 0 | 0 | 0.025876 | 0 | 0 | 0 | 0 | 0 | 0 | 0 | 0 | 0 | 0.6
1126_G_5 | MISO_Iowa | Iowa | 19 | Jackson | 97 | 1126 | 5 | Bellevue | 10745 | 1953 | 9999 | Combustion Turbine | [5 empty] | Fossil | G | 2030 | Oil |  | 0 | 0 | 0 | 0 | 0 | 0 | 0 | 0 | 0 | 0 | 0 | 0 | 0 | 0 | 0 | 0 | 0 | 0 | 0 | 0 | 0 | 0 | 0 | 0 | 0 | 0 | 0 | 0 | 0 | 0 | 0 | 0 | 0 | 0 | 0 | 0 | 0 | 0 | 0 | 0 | 0.030188 | 0 | 0 | 0 | 0 | 0 | 0 | 0 | 0 | 0 | 0.7
1126_G_6 | MISO_Iowa | Iowa | 19 | Jackson | 97 | 1126 | 6 | Bellevue | 10745 | 1971 | 9999 | Combustion Turbine | [5 empty] | Fossil | G | 2030 | Oil |  | 0 | 0 | 0 | 0 | 0 | 0 | 0 | 0 | 0 | 0 | 0 | 0 | 0 | 0 | 0 | 0 | 0 | 0 | 0 | 0 | 0 | 0 | 0 | 0 | 0 | 0 | 0 | 0 | 0 | 0 | 0 | 0 | 0 | 0 | 0 | 0 | 0 | 0 | 0 | 0 | 0.1035 | 0 | 0 | 0 | 0 | 0 | 0 | 0 | 0 | 0 | 2.4
1127_G_1 | MISO_Iowa | Iowa | 19 | Davis | 51 | 1127 | 1 | Bloomfield | 13007 | 1975 | 9999 | Combustion Turbine | [5 empty] | Fossil | G | 2030 | NaturalGas |  | 0.00010788 | 0 | 0.00063632 | 0.00074421 | 0 | 0 | 0 | 0 | 0 | 0 | 0 | 0 | 0 | 0 | 0 | 0 | 0.0082944 | 0 | 0.048922 | 0.057216 | 0.0063156 | 0 | 0.03725 | 0.043566 | 7.5519e-12 | 0 | 4.4543e-11 | 5.2095e-11 | 5.723e-05 | 0 | 0.00033755 | 0.00039478 | 0 | 0 | 0 | 0 | 0 | 0 | 0 | 0 | 0.09919 | 3.9149e-05 | 0 | 0.00023091 | 0.00027006 | 0.0003174 | 0 | 0.00136 | 0.0016774 | 0 | 2.3
1127_G_2 | MISO_Iowa | Iowa | 19 | Davis | 51 | 1127 | 2 | Bloomfield | 13072 | 1945 | 9999 | Combustion Turbine | [5 empty] | Fossil | G | 2030 | Oil |  | 0 | 0 | 0 | 0 | 0 | 0 | 0 | 0 | 0 | 0 | 0 | 0 | 0 | 0 | 0 | 0 | 0 | 0 | 0 | 0 | 0 | 0 | 0 | 0 | 0 | 0 | 0 | 0 | 0 | 0 | 0 | 0 | 0 | 0 | 0 | 0 | 0 | 0 | 0 | 0 | 0.0086252 | 0 | 0 | 0 | 0 | 0 | 0 | 0 | 0 | 0 | 0.2
1127_G_3 | MISO_Iowa | Iowa | 19 | Davis | 51 | 1127 | 3 | Bloomfield | 13034 | 1964 | 9999 | Combustion Turbine | [5 empty] | Fossil | G | 2030 | NaturalGas |  | 0.00010341 | 0 | 0.00060992 | 0.00071333 | 0 | 0 | 0 | 0 | 0 | 0 | 0 | 0 | 0 | 0 | 0 | 0 | 0.0079337 | 0 | 0.046795 | 0.054728 | 0.0060535 | 0 | 0.035705 | 0.041758 | 7.2386e-12 | 0 | 4.2694e-11 | 4.9933e-11 | 5.4856e-05 | 0 | 0.00032355 | 0.0003784 | 0 | 0 | 0 | 0 | 0 | 0 | 0 | 0 | 0.094877 | 3.7447e-05 | 0 | 0.00022087 | 0.00025832 | 0.00030423 | 0 | 0.0013035 | 0.0016078 | 0 | 2.2
1127_G_4 | MISO_Iowa | Iowa | 19 | Davis | 51 | 1127 | 4 | Bloomfield | 13072 | 1946 | 9999 | Combustion Turbine | [5 empty] | Fossil | G | 2030 | Oil |  | 0 | 0 | 0 | 0 | 0 | 0 | 0 | 0 | 0 | 0 | 0 | 0 | 0 | 0 | 0 | 0 | 0 | 0 | 0 | 0 | 0 | 0 | 0 | 0 | 0 | 0 | 0 | 0 | 0 | 0 | 0 | 0 | 0 | 0 | 0 | 0 | 0 | 0 | 0 | 0 | 0.0086252 | 0 | 0 | 0 | 0 | 0 | 0 | 0 | 0 | 0 | 0.2
1127_G_5 | MISO_Iowa | Iowa | 19 | Davis | 51 | 1127 | 5 | Bloomfield | 13114 | 1951 | 9999 | Combustion Turbine | [5 empty] | Fossil | G | 2030 | NaturalGas |  | 3.7834e-05 | 0 | 0.00022315 | 0.00026098 | 0 | 0 | 0 | 0 | 0 | 0 | 0 | 0 | 0 | 0 | 0 | 0 | 0.002885 | 0 | 0.017016 | 0.019901 | 0.0022148 | 0 | 0.013063 | 0.015278 | 2.6484e-12 | 0 | 1.5621e-11 | 1.8269e-11 | 2.007e-05 | 0 | 0.00011838 | 0.00013845 | 0 | 0 | 0 | 0 | 0 | 0 | 0 | 0 | 0.034501 | 1.3617e-05 | 0 | 8.0317e-05 | 9.3934e-05 | 0.00011131 | 0 | 0.00047693 | 0.00058823 | 0 | 0.8
1127_G_6 | MISO_Iowa | Iowa | 19 | Davis | 51 | 1127 | 6 | Bloomfield | 13072 | 1958 | 9999 | Combustion Turbine | [5 empty] | Fossil | G | 2030 | NaturalGas |  | 5.6569e-05 | 0 | 0.00033365 | 0.00039022 | 0 | 0 | 0 | 0 | 0 | 0 | 0 | 0 | 0 | 0 | 0 | 0 | 0.0043275 | 0 | 0.025524 | 0.029852 | 0.0033115 | 0 | 0.019532 | 0.022844 | 3.9598e-12 | 0 | 2.3356e-11 | 2.7316e-11 | 3.0008e-05 | 0 | 0.000177 | 0.000207 | 0 | 0 | 0 | 0 | 0 | 0 | 0 | 0 | 0.051751 | 2.0426e-05 | 0 | 0.00012047 | 0.0001409 | 0.00016643 | 0 | 0.0007131 | 0.00087953 | 0 | 1.2
1128_G_7 | MISO_Iowa | Iowa | 19 | Poweshiek | 157 | 1128 | 7 | Brooklyn | 10745 | 2012 | 9999 | Combustion Turbine | [5 empty] | Fossil | G | 2030 | Oil |  | 0 | 0 | 0 | 0 | 0 | 0 | 0 | 0 | 0 | 0 | 0 | 0 | 0 | 0 | 0 | 0 | 0 | 0 | 0 | 0 | 0 | 0 | 0 | 0 | 0 | 0 | 0 | 0 | 0 | 0 | 0 | 0 | 0 | 0 | 0 | 0 | 0 | 0 | 0 | 0 | 0.086252 | 0 | 0 | 0 | 0 | 0 | 0 | 0 | 0 | 0 | 2
1129_G_1 | MISO_Iowa | Iowa | 19 | Dubuque | 61 | 1129 | 1 | Cascade | 10745 | 1957 | 9999 | Combustion Turbine | [5 empty] | Fossil | G | 2030 | Oil |  | 0 | 0 | 0 | 0 | 0 | 0 | 0 | 0 | 0 | 0 | 0 | 0 | 0 | 0 | 0 | 0 | 0 | 0 | 0 | 0 | 0 | 0 | 0 | 0 | 0 | 0 | 0 | 0 | 0 | 0 | 0 | 0 | 0 | 0 | 0 | 0 | 0 | 0 | 0 | 0 | 0.030188 | 0 | 0 | 0 | 0 | 0 | 0 | 0 | 0 | 0 | 0.7
1129_G_2 | MISO_Iowa | Iowa | 19 | Dubuque | 61 | 1129 | 2 | Cascade | 10745 | 1971 | 9999 | Combustion Turbine | [5 empty] | Fossil | G | 2030 | NaturalGas |  | 7.3614e-05 | 0 | 0.0057011 | 0.0057747 | 0 | 0 | 0 | 0 | 0 | 0 | 0 | 0 | 0 | 0 | 0 | 0 | 0.0068519 | 0 | 0.53065 | 0.5375 | 0.0043094 | 0 | 0.33374 | 0.33805 | 5.153e-12 | 0 | 3.9908e-10 | 4.0423e-10 | 6.2112e-05 | 0 | 0.0048103 | 0.0048724 | 0 | 0 | 0 | 0 | 0 | 0 | 0 | 0 | 0.081939 | 3.2341e-05 | 0 | 0.0025047 | 0.002537 | 0.00021657 | 0 | 0.012185 | 0.012401 | 0 | 1.9
1129_G_3A | MISO_Iowa | Iowa | 19 | Dubuque | 61 | 1129 | 3A | Cascade | 10745 | 1998 | 9999 | Combustion Turbine | [5 empty] | Fossil | G | 2030 | Oil |  | 0 | 0 | 0 | 0 | 0 | 0 | 0 | 0 | 0 | 0 | 0 | 0 | 0 | 0 | 0 | 0 | 0 | 0 | 0 | 0 | 0 | 0 | 0 | 0 | 0 | 0 | 0 | 0 | 0 | 0 | 0 | 0 | 0 | 0 | 0 | 0 | 0 | 0 | 0 | 0 | 0.077627 | 0 | 0 | 0 | 0 | 0 | 0 | 0 | 0 | 0 | 1.8
1129_G_4 | MISO_Iowa | Iowa | 19 | Dubuque | 61 | 1129 | 4 | Cascade | 10745 | 1951 | 9999 | Combustion Turbine | [5 empty] | Fossil | G | 2030 | Oil |  | 0 | 0 | 0 | 0 | 0 | 0 | 0 | 0 | 0 | 0 | 0 | 0 | 0 | 0 | 0 | 0 | 0 | 0 | 0 | 0 | 0 | 0 | 0 | 0 | 0 | 0 | 0 | 0 | 0 | 0 | 0 | 0 | 0 | 0 | 0 | 0 | 0 | 0 | 0 | 0 | 0.021563 | 0 | 0 | 0 | 0 | 0 | 0 | 0 | 0 | 0 | 0.5
1130_G_1 | MISO_Iowa-MidAmerican | Iowa | 19 | Black Hawk | 13 | 1130 | 1 | Gas Turbine (IA) | 25000 | 1968 | 9999 | Combustion Turbine | [5 empty] | Fossil | G | 2030 | Oil |  | 0 | 0 | 0 | 0 | 0 | 0 | 0 | 0 | 0 | 0 | 0 | 0 | 0 | 0 | 0 | 0 | 0 | 0 | 0 | 0 | 0 | 0 | 0 | 0 | 0 | 0 | 0 | 0 | 0 | 0 | 0 | 0 | 0 | 0 | 0 | 0 | 0 | 0 | 0 | 0 | 0.81857 | 0 | 0 | 0 | 0 | 0 | 0 | 0 | 0 | 0 | 19
1130_G_2 | MISO_Iowa-MidAmerican | Iowa | 19 | Black Hawk | 13 | 1130 | 2 | Gas Turbine (IA) | 25000 | 2000 | 9999 | Combustion Turbine | [5 empty] | Fossil | G | 2030 | Oil |  | 0 | 0 | 0 | 0 | 0 | 0 | 0 | 0 | 0 | 0 | 0 | 0 | 0 | 0 | 0 | 0 | 0 | 0 | 0 | 0 | 0 | 0 | 0 | 0 | 0 | 0 | 0 | 0 | 0 | 0 | 0 | 0 | 0 | 0 | 0 | 0 | 0 | 0 | 0 | 0 | 1.0512 | 0 | 0 | 0 | 0 | 0 | 0 | 0 | 0 | 0 | 24.4
1131_B_6 | MISO_Iowa-MidAmerican | Iowa | 19 | Black Hawk | 13 | 1131 | 6 | Streeter Station | 14500 | 1963 | 9999 | O/G Steam | [5 empty] | Fossil | B | 2030 | NaturalGas |  | 0.00090607 | 0 | 0.043285 | 0.044191 | 0 | 0 | 0 | 0 | 0 | 0 | 0 | 0 | 0 | 0 | 0 | 0 | 0.062487 | 0 | 2.9852 | 3.0476 | 0.053041 | 0 | 2.5339 | 2.5869 | 6.3424e-11 | 0 | 3.0299e-09 | 3.0934e-09 | 0.00026119 | 0 | 0.012478 | 0.012739 | 0 | 0 | 0 | 0 | 0 | 0 | 0 | 0 | 0.99974 | 5.4961e-05 | 0 | 0.0026256 | 0.0026806 | 0.0025913 | 0 | 0.091198 | 0.09379 | 0 | 19.6
1131_B_7 | MISO_Iowa-MidAmerican | Iowa | 19 | Black Hawk | 13 | 1131 | 7 | Streeter Station | 14500 | 1973 | 9999 | O/G Steam | wall | dry |  |  |  | Fossil | B | 2030 | NaturalGas |  | 0 | 0 | 0 | 0 | 0 | 0 | 0 | 0 | 0 | 0 | 0 | 0 | 0 | 0 | 0 | 0 | 0 | 0 | 0 | 0 | 0 | 0 | 0 | 0 | 0 | 0 | 0 | 0 | 0 | 0 | 0 | 0 | 0 | 0 | 0 | 0 | 0 | 0 | 0 | 0 | 1.5811 | 0 | 0 | 0 | 0 | 0 | 0 | 0 | 0 | 0 | 37
1132_G_IC5 | MISO_Illinois | Iowa | 19 | Linn | 113 | 1132 | IC5 | Coggon | 12469 | 2003 | 9999 | Combustion Turbine | [5 empty] | Fossil | G | 2030 | Oil |  | 0 | 0 | 0 | 0 | 0 | 0 | 0 | 0 | 0 | 0 | 0 | 0 | 0 | 0 | 0 | 0 | 0 | 0 | 0 | 0 | 0 | 0 | 0 | 0 | 0 | 0 | 0 | 0 | 0 | 0 | 0 | 0 | 0 | 0 | 0 | 0 | 0 | 0 | 0 | 0 | 0.077604 | 0 | 0 | 0 | 0 | 0 | 0 | 0 | 0 | 0 | 1.8
1134_G_5 | MISO_Iowa | Iowa | 19 | Adams | 3 | 1134 | 5 | Corning | 10817 | 1975 | 9999 | Combustion Turbine | [5 empty] | Fossil | G | 2030 | Oil |  | 0 | 0 | 0 | 0 | 0 | 0 | 0 | 0 | 0 | 0 | 0 | 0 | 0 | 0 | 0 | 0 | 0 | 0 | 0 | 0 | 0 | 0 | 0 | 0 | 0 | 0 | 0 | 0 | 0 | 0 | 0 | 0 | 0 | 0 | 0 | 0 | 0 | 0 | 0 | 0 | 0.12075 | 0 | 0 | 0 | 0 | 0 | 0 | 0 | 0 | 0 | 2.8
1134_G_6 | MISO_Iowa | Iowa | 19 | Adams | 3 | 1134 | 6 | Corning | 11413 | 2006 | 9999 | Combustion Turbine | [5 empty] | Fossil | G | 2030 | Oil |  | 0 | 0 | 0 | 0 | 0 | 0 | 0 | 0 | 0 | 0 | 0 | 0 | 0 | 0 | 0 | 0 | 0 | 0 | 0 | 0 | 0 | 0 | 0 | 0 | 0 | 0 | 0 | 0 | 0 | 0 | 0 | 0 | 0 | 0 | 0 | 0 | 0 | 0 | 0 | 0 | 0.086252 | 0 | 0 | 0 | 0 | 0 | 0 | 0 | 0 | 0 | 2
1134_G_7 | MISO_Iowa | Iowa | 19 | Adams | 3 | 1134 | 7 | Corning | 11413 | 2006 | 9999 | Combustion Turbine | [5 empty] | Fossil | G | 2030 | Oil |  | 0 | 0 | 0 | 0 | 0 | 0 | 0 | 0 | 0 | 0 | 0 | 0 | 0 | 0 | 0 | 0 | 0 | 0 | 0 | 0 | 0 | 0 | 0 | 0 | 0 | 0 | 0 | 0 | 0 | 0 | 0 | 0 | 0 | 0 | 0 | 0 | 0 | 0 | 0 | 0 | 0.086252 | 0 | 0 | 0 | 0 | 0 | 0 | 0 | 0 | 0 | 2
1135_G_5 | MISO_Iowa | Iowa | 19 | Webster | 187 | 1135 | 5 | Dayton (IA) | 10745 | 2000 | 9999 | Combustion Turbine | [5 empty] | Fossil | G | 2030 | Oil |  | 0 | 0 | 0 | 0 | 0 | 0 | 0 | 0 | 0 | 0 | 0 | 0 | 0 | 0 | 0 | 0 | 0 | 0 | 0 | 0 | 0 | 0 | 0 | 0 | 0 | 0 | 0 | 0 | 0 | 0 | 0 | 0 | 0 | 0 | 0 | 0 | 0 | 0 | 0 | 0 | 0.077627 | 0 | 0 | 0 | 0 | 0 | 0 | 0 | 0 | 0 | 1.8
1137_G_2 | MISO_Iowa | Iowa | 19 | Emmet | 63 | 1137 | 2 | Estherville | 10745 | 1946 | 9999 | Combustion Turbine | [5 empty] | Fossil | G | 2030 | Oil |  | 0 | 0 | 0 | 0 | 0 | 0 | 0 | 0 | 0 | 0 | 0 | 0 | 0 | 0 | 0 | 0 | 0 | 0 | 0 | 0 | 0 | 0 | 0 | 0 | 0 | 0 | 0 | 0 | 0 | 0 | 0 | 0 | 0 | 0 | 0 | 0 | 0 | 0 | 0 | 0 | 0.047439 | 0 | 0 | 0 | 0 | 0 | 0 | 0 | 0 | 0 | 1.1
1137_G_3 | MISO_Iowa | Iowa | 19 | Emmet | 63 | 1137 | 3 | Estherville | 10745 | 1960 | 9999 | Combustion Turbine | [5 empty] | Fossil | G | 2030 | NaturalGas |  | 0.00010461 | 0 | 0.0081015 | 0.0082061 | 0 | 0 | 0 | 0 | 0 | 0 | 0 | 0 | 0 | 0 | 0 | 0 | 0.0097369 | 0 | 0.75408 | 0.76381 | 0.0061238 | 0 | 0.47426 | 0.48039 | 7.3227e-12 | 0 | 5.6711e-10 | 5.7443e-10 | 5.6762e-05 | 0 | 0.004396 | 0.0044528 | 0 | 0 | 0 | 0 | 0 | 0 | 0 | 0 | 0.11644 | 4.5958e-05 | 0 | 0.0035592 | 0.0036052 | 0.00030776 | 0 | 0.017315 | 0.017623 | 0 | 2.7
1137_G_4 | MISO_Iowa | Iowa | 19 | Emmet | 63 | 1137 | 4 | Estherville | 10745 | 1969 | 9999 | Combustion Turbine | [5 empty] | Fossil | G | 2030 | NaturalGas |  | 0.00013948 | 0 | 0.010802 | 0.010942 | 0 | 0 | 0 | 0 | 0 | 0 | 0 | 0 | 0 | 0 | 0 | 0 | 0.012982 | 0 | 1.0054 | 1.0184 | 0.0081651 | 0 | 0.63235 | 0.64052 | 9.7636e-12 | 0 | 7.5614e-10 | 7.6591e-10 | 7.5683e-05 | 0 | 0.0058613 | 0.005937 | 0 | 0 | 0 | 0 | 0 | 0 | 0 | 0 | 0.15525 | 6.1277e-05 | 0 | 0.0047457 | 0.0048069 | 0.00041035 | 0 | 0.023087 | 0.023497 | 0 | 3.6
1137_G_5 | MISO_Iowa | Iowa | 19 | Emmet | 63 | 1137 | 5 | Estherville | 10745 | 1969 | 9999 | Combustion Turbine | [5 empty] | Fossil | G | 2030 | NaturalGas |  | 0.00013948 | 0 | 0.010802 | 0.010942 | 0 | 0 | 0 | 0 | 0 | 0 | 0 | 0 | 0 | 0 | 0 | 0 | 0.012982 | 0 | 1.0054 | 1.0184 | 0.0081651 | 0 | 0.63235 | 0.64052 | 9.7636e-12 | 0 | 7.5614e-10 | 7.6591e-10 | 7.5683e-05 | 0 | 0.0058613 | 0.005937 | 0 | 0 | 0 | 0 | 0 | 0 | 0 | 0 | 0.15525 | 6.1277e-05 | 0 | 0.0047457 | 0.0048069 | 0.00041035 | 0 | 0.023087 | 0.023497 | 0 | 3.6
1137_G_7 | MISO_Iowa | Iowa | 19 | Emmet | 63 | 1137 | 7 | Estherville | 10745 | 1960 | 9999 | Combustion Turbine | [5 empty] | Fossil | G | 2030 | NaturalGas |  | 0.00010461 | 0 | 0.0081015 | 0.0082061 | 0 | 0 | 0 | 0 | 0 | 0 | 0 | 0 | 0 | 0 | 0 | 0 | 0.0097369 | 0 | 0.75408 | 0.76381 | 0.0061238 | 0 | 0.47426 | 0.48039 | 7.3227e-12 | 0 | 5.6711e-10 | 5.7443e-10 | 5.6762e-05 | 0 | 0.004396 | 0.0044528 | 0 | 0 | 0 | 0 | 0 | 0 | 0 | 0 | 0.11644 | 4.5958e-05 | 0 | 0.0035592 | 0.0036052 | 0.00030776 | 0 | 0.017315 | 0.017623 | 0 | 2.7
1138_G_1 | MISO_Minnesota and Western Wisconsin | Iowa | 19 | Winnebago | 189 | 1138 | 1 | Forest City Light Plant | 10745 | 1958 | 9999 | Combustion Turbine | [5 empty] | Fossil | G | 2030 | Oil |  | 0 | 0 | 0 | 0 | 0 | 0 | 0 | 0 | 0 | 0 | 0 | 0 | 0 | 0 | 0 | 0 | 0 | 0 | 0 | 0 | 0 | 0 | 0 | 0 | 0 | 0 | 0 | 0 | 0 | 0 | 0 | 0 | 0 | 0 | 0 | 0 | 0 | 0 | 0 | 0 | 0.056142 | 0 | 0 | 0 | 0 | 0 | 0 | 0 | 0 | 0 | 1.3
1138_G_2 | MISO_Minnesota and Western Wisconsin | Iowa | 19 | Winnebago | 189 | 1138 | 2 | Forest City Light Plant | 10745 | 1965 | 9999 | Combustion Turbine | [5 empty] | Fossil | G | 2030 | Oil |  | 0 | 0 | 0 | 0 | 0 | 0 | 0 | 0 | 0 | 0 | 0 | 0 | 0 | 0 | 0 | 0 | 0 | 0 | 0 | 0 | 0 | 0 | 0 | 0 | 0 | 0 | 0 | 0 | 0 | 0 | 0 | 0 | 0 | 0 | 0 | 0 | 0 | 0 | 0 | 0 | 0.095009 | 0 | 0 | 0 | 0 | 0 | 0 | 0 | 0 | 0 | 2.2
1138_G_3 | MISO_Minnesota and Western Wisconsin | Iowa | 19 | Winnebago | 189 | 1138 | 3 | Forest City Light Plant | 10745 | 1968 | 9999 | Combustion Turbine | [5 empty] | Fossil | G | 2030 | Oil |  | 0 | 0 | 0 | 0 | 0 | 0 | 0 | 0 | 0 | 0 | 0 | 0 | 0 | 0 | 0 | 0 | 0 | 0 | 0 | 0 | 0 | 0 | 0 | 0 | 0 | 0 | 0 | 0 | 0 | 0 | 0 | 0 | 0 | 0 | 0 | 0 | 0 | 0 | 0 | 0 | 0.14251 | 0 | 0 | 0 | 0 | 0 | 0 | 0 | 0 | 0 | 3.3
1138_G_4 | MISO_Minnesota and Western Wisconsin | Iowa | 19 | Winnebago | 189 | 1138 | 4 | Forest City Light Plant | 10745 | 1976 | 9999 | Combustion Turbine | [5 empty] | Fossil | G | 2030 | Oil |  | 0 | 0 | 0 | 0 | 0 | 0 | 0 | 0 | 0 | 0 | 0 | 0 | 0 | 0 | 0 | 0 | 0 | 0 | 0 | 0 | 0 | 0 | 0 | 0 | 0 | 0 | 0 | 0 | 0 | 0 | 0 | 0 | 0 | 0 | 0 | 0 | 0 | 0 | 0 | 0 | 0.26343 | 0 | 0 | 0 | 0 | 0 | 0 | 0 | 0 | 0 | 6.1
1138_G_5 | MISO_Minnesota and Western Wisconsin | Iowa | 19 | Winnebago | 189 | 1138 | 5 | Forest City Light Plant | 10745 | 1950 | 9999 | Combustion Turbine | [5 empty] | Fossil | G | 2030 | Oil |  | 0 | 0 | 0 | 0 | 0 | 0 | 0 | 0 | 0 | 0 | 0 | 0 | 0 | 0 | 0 | 0 | 0 | 0 | 0 | 0 | 0 | 0 | 0 | 0 | 0 | 0 | 0 | 0 | 0 | 0 | 0 | 0 | 0 | 0 | 0 | 0 | 0 | 0 | 0 | 0 | 0.03023 | 0 | 0 | 0 | 0 | 0 | 0 | 0 | 0 | 0 | 0.7
1138_G_6 | MISO_Minnesota and Western Wisconsin | Iowa | 19 | Winnebago | 189 | 1138 | 6 | Forest City Light Plant | 10745 | 2000 | 9999 | Combustion Turbine | [5 empty] | Fossil | G | 2030 | Oil |  | 0 | 0 | 0 | 0 | 0 | 0 | 0 | 0 | 0 | 0 | 0 | 0 | 0 | 0 | 0 | 0 | 0 | 0 | 0 | 0 | 0 | 0 | 0 | 0 | 0 | 0 | 0 | 0 | 0 | 0 | 0 | 0 | 0 | 0 | 0 | 0 | 0 | 0 | 0 | 0 | 0.32821 | 0 | 0 | 0 | 0 | 0 | 0 | 0 | 0 | 0 | 7.6
114_G_1 | WECC_Arizona | Arizona | 4 | Cochise | 3 | 114 | 1 | Douglas | 25000 | 1972 | 9999 | Combustion Turbine | [5 empty] | Fossil | G | 2030 | Oil |  | 0 | 0 | 0 | 0 | 0 | 0 | 0 | 0 | 0 | 0 | 0 | 0 | 0 | 0 | 0 | 0 | 0 | 0 | 0 | 0 | 0 | 0 | 0 | 0 | 0 | 0 | 0 | 0 | 0 | 0 | 0 | 0 | 0 | 0 | 0 | 0 | 0 | 0 | 0 | 0 | 0.70653 | 0 | 0 | 0 | 0 | 0 | 0 | 0 | 0 | 0 | 15
1141_G_3 | MISO_Iowa | Iowa | 19 | Webster | 187 | 1141 | 3 | Gowrie | 11648 | 2013 | 9999 | Combustion Turbine | [5 empty] | Fossil | G | 2030 | Oil |  | 0 | 0 | 0 | 0 | 0 | 0 | 0 | 0 | 0 | 0 | 0 | 0 | 0 | 0 | 0 | 0 | 0 | 0 | 0 | 0 | 0 | 0 | 0 | 0 | 0 | 0 | 0 | 0 | 0 | 0 | 0 | 0 | 0 | 0 | 0 | 0 | 0 | 0 | 0 | 0 | 0.094877 | 0 | 0 | 0 | 0 | 0 | 0 | 0 | 0 | 0 | 2.2
1142_G_4 | MISO_Iowa | Iowa | 19 | Palo Alto | 147 | 1142 | 4 | Graettinger | 11908 | 1957 | 9999 | Combustion Turbine | [5 empty] | Fossil | G | 2030 | Oil |  | 0 | 0 | 0 | 0 | 0 | 0 | 0 | 0 | 0 | 0 | 0 | 0 | 0 | 0 | 0 | 0 | 0 | 0 | 0 | 0 | 0 | 0 | 0 | 0 | 0 | 0 | 0 | 0 | 0 | 0 | 0 | 0 | 0 | 0 | 0 | 0 | 0 | 0 | 0 | 0 | 0.021563 | 0 | 0 | 0 | 0 | 0 | 0 | 0 | 0 | 0 | 0.5
1142_G_5 | MISO_Iowa | Iowa | 19 | Palo Alto | 147 | 1142 | 5 | Graettinger | 11586 | 1990 | 9999 | Combustion Turbine | [5 empty] | Fossil | G | 2030 | Oil |  | 0 | 0 | 0 | 0 | 0 | 0 | 0 | 0 | 0 | 0 | 0 | 0 | 0 | 0 | 0 | 0 | 0 | 0 | 0 | 0 | 0 | 0 | 0 | 0 | 0 | 0 | 0 | 0 | 0 | 0 | 0 | 0 | 0 | 0 | 0 | 0 | 0 | 0 | 0 | 0 | 0.047439 | 0 | 0 | 0 | 0 | 0 | 0 | 0 | 0 | 0 | 1.1
1142_G_6 | MISO_Iowa | Iowa | 19 | Palo Alto | 147 | 1142 | 6 | Graettinger | 11304 | 2002 | 9999 | Combustion Turbine | [5 empty] | Fossil | G | 2030 | Oil |  | 0 | 0 | 0 | 0 | 0 | 0 | 0 | 0 | 0 | 0 | 0 | 0 | 0 | 0 | 0 | 0 | 0 | 0 | 0 | 0 | 0 | 0 | 0 | 0 | 0 | 0 | 0 | 0 | 0 | 0 | 0 | 0 | 0 | 0 | 0 | 0 | 0 | 0 | 0 | 0 | 0.086252 | 0 | 0 | 0 | 0 | 0 | 0 | 0 | 0 | 0 | 2
1143_G_2 | MISO_Iowa | Iowa | 19 | Greene | 73 | 1143 | 2 | Grand Junction | 12849 | 1994 | 9999 | Combustion Turbine | [5 empty] | Fossil | G | 2030 | Oil |  | 0 | 0 | 0 | 0 | 0 | 0 | 0 | 0 | 0 | 0 | 0 | 0 | 0 | 0 | 0 | 0 | 0 | 0 | 0 | 0 | 0 | 0 | 0 | 0 | 0 | 0 | 0 | 0 | 0 | 0 | 0 | 0 | 0 | 0 | 0 | 0 | 0 | 0 | 0 | 0 | 0.073314 | 0 | 0 | 0 | 0 | 0 | 0 | 0 | 0 | 0 | 1.7
1144_G_1 | MISO_Iowa-MidAmerican | Iowa | 19 | Adair | 1 | 1144 | 1 | Greenfield | 10745 | 2020 | 9999 | Combustion Turbine | [5 empty] | Fossil | G | 2030 | Oil |  | 0 | 0 | 0 | 0 | 0 | 0 | 0 | 0 | 0 | 0 | 0 | 0 | 0 | 0 | 0 | 0 | 0 | 0 | 0 | 0 | 0 | 0 | 0 | 0 | 0 | 0 | 0 | 0 | 0 | 0 | 0 | 0 | 0 | 0 | 0 | 0 | 0 | 0 | 0 | 0 | 0.094782 | 0 | 0 | 0 | 0 | 0 | 0 | 0 | 0 | 0 | 2.2
1144_G_2 | MISO_Iowa-MidAmerican | Iowa | 19 | Adair | 1 | 1144 | 2 | Greenfield | 10745 | 2020 | 9999 | Combustion Turbine | [5 empty] | Fossil | G | 2030 | Oil |  | 0 | 0 | 0 | 0 | 0 | 0 | 0 | 0 | 0 | 0 | 0 | 0 | 0 | 0 | 0 | 0 | 0 | 0 | 0 | 0 | 0 | 0 | 0 | 0 | 0 | 0 | 0 | 0 | 0 | 0 | 0 | 0 | 0 | 0 | 0 | 0 | 0 | 0 | 0 | 0 | 0.094782 | 0 | 0 | 0 | 0 | 0 | 0 | 0 | 0 | 0 | 2.2
1145_G_IC1 | MISO_Iowa | Iowa | 19 | Grundy | 75 | 1145 | IC1 | Grundy Center City Light Plant | 10748 | 1963 | 9999 | Combustion Turbine | [5 empty] | Fossil | G | 2030 | NaturalGas |  | 8.5261e-05 | 0 | 0.0066031 | 0.0066884 | 0 | 0 | 0 | 0 | 0 | 0 | 0 | 0 | 0 | 0 | 0 | 0 | 0.0079337 | 0 | 0.61443 | 0.62237 | 0.0049912 | 0 | 0.38655 | 0.39154 | 5.9683e-12 | 0 | 4.6222e-10 | 4.6818e-10 | 7.1939e-05 | 0 | 0.0055714 | 0.0056433 | 0 | 0 | 0 | 0 | 0 | 0 | 0 | 0 | 0.094877 | 3.7447e-05 | 0 | 0.0029001 | 0.0029376 | 0.00025084 | 0 | 0.014112 | 0.014363 | 0 | 2.2
1145_G_IC2 | MISO_Iowa | Iowa | 19 | Grundy | 75 | 1145 | IC2 | Grundy Center City Light Plant | 10745 | 1972 | 9999 | Combustion Turbine | [5 empty] | Fossil | G | 2030 | NaturalGas |  | 0.0001356 | 0 | 0.010502 | 0.010638 | 0 | 0 | 0 | 0 | 0 | 0 | 0 | 0 | 0 | 0 | 0 | 0 | 0.012622 | 0 | 0.97751 | 0.99013 | 0.0079383 | 0 | 0.61479 | 0.62272 | 9.4923e-12 | 0 | 7.3514e-10 | 7.4463e-10 | 0.00011442 | 0 | 0.0088611 | 0.0089755 | 0 | 0 | 0 | 0 | 0 | 0 | 0 | 0 | 0.15094 | 5.9575e-05 | 0 | 0.0046138 | 0.0046734 | 0.00039895 | 0 | 0.022445 | 0.022844 | 0 | 3.5
1145_G_IC3 | MISO_Iowa | Iowa | 19 | Grundy | 75 | 1145 | IC3 | Grundy Center City Light Plant | 10745 | 1990 | 9999 | Combustion Turbine | [5 empty] | Fossil | G | 2030 | NaturalGas |  | 0.00011623 | 0 | 0.0090017 | 0.0091179 | 0 | 0 | 0 | 0 | 0 | 0 | 0 | 0 | 0 | 0 | 0 | 0 | 0.010819 | 0 | 0.83786 | 0.84868 | 0.0068042 | 0 | 0.52696 | 0.53376 | 8.1363e-12 | 0 | 6.3012e-10 | 6.3826e-10 | 9.8072e-05 | 0 | 0.0075952 | 0.0076933 | 0 | 0 | 0 | 0 | 0 | 0 | 0 | 0 | 0.12938 | 5.1064e-05 | 0 | 0.0039547 | 0.0040058 | 0.00034196 | 0 | 0.019239 | 0.019581 | 0 | 3
1146_G_HMU1 | MISO_Iowa-MidAmerican | Iowa | 19 | Shelby | 165 | 1146 | HMU1 | Harlan | 10745 | 2001 | 9999 | Combustion Turbine | [5 empty] | Fossil | G | 2030 | Oil |  | 0 | 0 | 0 | 0 | 0 | 0 | 0 | 0 | 0 | 0 | 0 | 0 | 0 | 0 | 0 | 0 | 0 | 0 | 0 | 0 | 0 | 0 | 0 | 0 | 0 | 0 | 0 | 0 | 0 | 0 | 0 | 0 | 0 | 0 | 0 | 0 | 0 | 0 | 0 | 0 | 0.068932 | 0 | 0 | 0 | 0 | 0 | 0 | 0 | 0 | 0 | 1.6
1146_G_HMU2 | MISO_Iowa-MidAmerican | Iowa | 19 | Shelby | 165 | 1146 | HMU2 | Harlan | 10830 | 2001 | 9999 | Combustion Turbine | [5 empty] | Fossil | G | 2030 | Oil |  | 0 | 0 | 0 | 0 | 0 | 0 | 0 | 0 | 0 | 0 | 0 | 0 | 0 | 0 | 0 | 0 | 0 | 0 | 0 | 0 | 0 | 0 | 0 | 0 | 0 | 0 | 0 | 0 | 0 | 0 | 0 | 0 | 0 | 0 | 0 | 0 | 0 | 0 | 0 | 0 | 0.068932 | 0 | 0 | 0 | 0 | 0 | 0 | 0 | 0 | 0 | 1.6
1150_G_5 | MISO_Iowa-MidAmerican | Iowa | 19 | Warren | 181 | 1150 | 5 | Indianola | 12283 | 1966 | 9999 | Combustion Turbine | [5 empty] | Fossil | G | 2030 | NaturalGas |  | 0.00017718 | 0 | 0.0080878 | 0.008265 | 0 | 0 | 0 | 0 | 0 | 0 | 0 | 0 | 0 | 0 | 0 | 0 | 0.014425 | 0 | 0.65845 | 0.67288 | 0.010372 | 0 | 0.47346 | 0.48383 | 1.2403e-11 | 0 | 5.6615e-10 | 5.7855e-10 | 0.00014615 | 0 | 0.0066715 | 0.0068176 | 0 | 0 | 0 | 0 | 0 | 0 | 0 | 0 | 0.17233 | 6.8086e-05 | 0 | 0.0031079 | 0.003176 | 0.00050673 | 0 | 0.01704 | 0.017547 | 0 | 4
1150_G_6 | MISO_Iowa-MidAmerican | Iowa | 19 | Warren | 181 | 1150 | 6 | Indianola | 12283 | 1970 | 9999 | Combustion Turbine | [5 empty] | Fossil | G | 2030 | NaturalGas |  | 0.00022148 | 0 | 0.01011 | 0.010331 | 0 | 0 | 0 | 0 | 0 | 0 | 0 | 0 | 0 | 0 | 0 | 0 | 0.018031 | 0 | 0.82307 | 0.8411 | 0.012965 | 0 | 0.59182 | 0.60479 | 1.5503e-11 | 0 | 7.0768e-10 | 7.2319e-10 | 0.00018269 | 0 | 0.0083393 | 0.008522 | 0 | 0 | 0 | 0 | 0 | 0 | 0 | 0 | 0.21541 | 8.5107e-05 | 0 | 0.0038849 | 0.00397 | 0.00063342 | 0 | 0.021301 | 0.021934 | 0 | 5
1150_G_7 | MISO_Iowa-MidAmerican | Iowa | 19 | Warren | 181 | 1150 | 7 | Indianola | 25000 | 1977 | 9999 | Combustion Turbine | [5 empty] | Fossil | G | 2030 | Oil |  | 0 | 0 | 0 | 0 | 0 | 0 | 0 | 0 | 0 | 0 | 0 | 0 | 0 | 0 | 0 | 0 | 0 | 0 | 0 | 0 | 0 | 0 | 0 | 0 | 0 | 0 | 0 | 0 | 0 | 0 | 0 | 0 | 0 | 0 | 0 | 0 | 0 | 0 | 0 | 0 | 0.83581 | 0 | 0 | 0 | 0 | 0 | 0 | 0 | 0 | 0 | 19.4
1150_G_8 | MISO_Iowa-MidAmerican | Iowa | 19 | Warren | 181 | 1150 | 8 | Indianola | 25000 | 2000 | 9999 | Combustion Turbine | [5 empty] | Fossil | G | 2030 | Oil |  | 0 | 0 | 0 | 0 | 0 | 0 | 0 | 0 | 0 | 0 | 0 | 0 | 0 | 0 | 0 | 0 | 0 | 0 | 0 | 0 | 0 | 0 | 0 | 0 | 0 | 0 | 0 | 0 | 0 | 0 | 0 | 0 | 0 | 0 | 0 | 0 | 0 | 0 | 0 | 0 | 0.98229 | 0 | 0 | 0 | 0 | 0 | 0 | 0 | 0 | 0 | 22.8
1153_G_3 | MISO_Iowa | Iowa | 19 | Dickinson | 59 | 1153 | 3 | Lake Park | 10745 | 2005 | 9999 | Combustion Turbine | [5 empty] | Fossil | G | 2030 | Oil |  | 0 | 0 | 0 | 0 | 0 | 0 | 0 | 0 | 0 | 0 | 0 | 0 | 0 | 0 | 0 | 0 | 0 | 0 | 0 | 0 | 0 | 0 | 0 | 0 | 0 | 0 | 0 | 0 | 0 | 0 | 0 | 0 | 0 | 0 | 0 | 0 | 0 | 0 | 0 | 0 | 0.086252 | 0 | 0 | 0 | 0 | 0 | 0 | 0 | 0 | 0 | 2
1153_G_G2 | MISO_Iowa | Iowa | 19 | Dickinson | 59 | 1153 | G2 | Lake Park | 10745 | 2005 | 9999 | Combustion Turbine | [5 empty] | Fossil | G | 2030 | Oil |  | 0 | 0 | 0 | 0 | 0 | 0 | 0 | 0 | 0 | 0 | 0 | 0 | 0 | 0 | 0 | 0 | 0 | 0 | 0 | 0 | 0 | 0 | 0 | 0 | 0 | 0 | 0 | 0 | 0 | 0 | 0 | 0 | 0 | 0 | 0 | 0 | 0 | 0 | 0 | 0 | 0.086252 | 0 | 0 | 0 | 0 | 0 | 0 | 0 | 0 | 0 | 2
1154_G_1A | MISO_Iowa | Iowa | 19 | Winnebago | 189 | 1154 | 1A | Lake Mills | 10745 | 1969 | 9999 | Combustion Turbine | [5 empty] | Fossil | G | 2030 | NaturalGas |  | 3.8744e-11 | 0 | 3.0006e-09 | 3.0393e-09 | 0 | 0 | 0 | 0 | 0 | 0 | 0 | 0 | 0 | 0 | 0 | 0 | 3.6062e-09 | 0 | 2.7929e-07 | 2.8289e-07 | 2.2681e-09 | 0 | 1.7565e-07 | 1.7792e-07 | 2.7121e-18 | 0 | 2.1004e-16 | 2.1275e-16 | 3.2691e-11 | 0 | 2.5317e-09 | 2.5644e-09 | 0 | 0 | 0 | 0 | 0 | 0 | 0 | 0 | 4.3126e-08 | 1.7021e-11 | 0 | 1.3182e-09 | 1.3353e-09 | 1.1399e-10 | 0 | 6.4129e-09 | 6.5269e-09 | 0 | 1e-06
1154_G_4 | MISO_Iowa | Iowa | 19 | Winnebago | 189 | 1154 | 4 | Lake Mills | 10745 | 1962 | 9999 | Combustion Turbine | [5 empty] | Fossil | G | 2030 | NaturalGas |  | 5.0367e-05 | 0 | 0.0039007 | 0.0039511 | 0 | 0 | 0 | 0 | 0 | 0 | 0 | 0 | 0 | 0 | 0 | 0 | 0.0046881 | 0 | 0.36307 | 0.36776 | 0.0029485 | 0 | 0.22835 | 0.2313 | 3.5257e-12 | 0 | 2.7305e-10 | 2.7658e-10 | 4.2498e-05 | 0 | 0.0032913 | 0.0033338 | 0 | 0 | 0 | 0 | 0 | 0 | 0 | 0 | 0.056064 | 2.2128e-05 | 0 | 0.0017137 | 0.0017358 | 0.00014818 | 0 | 0.0083368 | 0.008485 | 0 | 1.3
1154_G_5 | MISO_Iowa | Iowa | 19 | Winnebago | 189 | 1154 | 5 | Lake Mills | 10745 | 1956 | 9999 | Combustion Turbine | [5 empty] | Fossil | G | 2030 | NaturalGas |  | 3.8744e-11 | 0 | 3.0006e-09 | 3.0393e-09 | 0 | 0 | 0 | 0 | 0 | 0 | 0 | 0 | 0 | 0 | 0 | 0 | 3.6062e-09 | 0 | 2.7929e-07 | 2.8289e-07 | 2.2681e-09 | 0 | 1.7565e-07 | 1.7792e-07 | 2.7121e-18 | 0 | 2.1004e-16 | 2.1275e-16 | 3.2691e-11 | 0 | 2.5317e-09 | 2.5644e-09 | 0 | 0 | 0 | 0 | 0 | 0 | 0 | 0 | 4.3126e-08 | 1.7021e-11 | 0 | 1.3182e-09 | 1.3353e-09 | 1.1399e-10 | 0 | 6.4129e-09 | 6.5269e-09 | 0 | 1e-06
1154_G_6 | MISO_Iowa | Iowa | 19 | Winnebago | 189 | 1154 | 6 | Lake Mills | 10745 | 1979 | 9999 | Combustion Turbine | [5 empty] | Fossil | G | 2030 | Oil |  | 0 | 0 | 0 | 0 | 0 | 0 | 0 | 0 | 0 | 0 | 0 | 0 | 0 | 0 | 0 | 0 | 0 | 0 | 0 | 0 | 0 | 0 | 0 | 0 | 0 | 0 | 0 | 0 | 0 | 0 | 0 | 0 | 0 | 0 | 0 | 0 | 0 | 0 | 0 | 0 | 0.24582 | 0 | 0 | 0 | 0 | 0 | 0 | 0 | 0 | 0 | 5.7
1154_G_7 | MISO_Iowa | Iowa | 19 | Winnebago | 189 | 1154 | 7 | Lake Mills | 10745 | 1999 | 9999 | Combustion Turbine | [5 empty] | Fossil | G | 2030 | Oil |  | 0 | 0 | 0 | 0 | 0 | 0 | 0 | 0 | 0 | 0 | 0 | 0 | 0 | 0 | 0 | 0 | 0 | 0 | 0 | 0 | 0 | 0 | 0 | 0 | 0 | 0 | 0 | 0 | 0 | 0 | 0 | 0 | 0 | 0 | 0 | 0 | 0 | 0 | 0 | 0 | 0.32776 | 0 | 0 | 0 | 0 | 0 | 0 | 0 | 0 | 0 | 7.6
1155_G_1 | MISO_Iowa | Iowa | 19 | Decatur | 53 | 1155 | 1 | Lamoni Municipal Utilities | 10785 | 1973 | 9999 | Combustion Turbine | [5 empty] | Fossil | G | 2030 | NaturalGas |  | 0.000105 | 0 | 0.0081317 | 0.0082367 | 0 | 0 | 0 | 0 | 0 | 0 | 0 | 0 | 0 | 0 | 0 | 0 | 0.0097369 | 0 | 0.75408 | 0.76381 | 0.0061466 | 0 | 0.47603 | 0.48218 | 7.3499e-12 | 0 | 5.6922e-10 | 5.7657e-10 | 8.8593e-05 | 0 | 0.0068612 | 0.0069498 | 0 | 0 | 0 | 0 | 0 | 0 | 0 | 0 | 0.11644 | 4.5958e-05 | 0 | 0.0035592 | 0.0036052 | 0.00030891 | 0 | 0.017379 | 0.017688 | 0 | 2.7
1155_G_2 | MISO_Iowa | Iowa | 19 | Decatur | 53 | 1155 | 2 | Lamoni Municipal Utilities | 10745 | 1940 | 9999 | Combustion Turbine | [5 empty] | Fossil | G | 2030 | Oil |  | 0 | 0 | 0 | 0 | 0 | 0 | 0 | 0 | 0 | 0 | 0 | 0 | 0 | 0 | 0 | 0 | 0 | 0 | 0 | 0 | 0 | 0 | 0 | 0 | 0 | 0 | 0 | 0 | 0 | 0 | 0 | 0 | 0 | 0 | 0 | 0 | 0 | 0 | 0 | 0 | 0.0086252 | 0 | 0 | 0 | 0 | 0 | 0 | 0 | 0 | 0 | 0.2
1155_G_3 | MISO_Iowa | Iowa | 19 | Decatur | 53 | 1155 | 3 | Lamoni Municipal Utilities | 11291 | 1941 | 9999 | Combustion Turbine | [5 empty] | Fossil | G | 2030 | Oil |  | 0 | 0 | 0 | 0 | 0 | 0 | 0 | 0 | 0 | 0 | 0 | 0 | 0 | 0 | 0 | 0 | 0 | 0 | 0 | 0 | 0 | 0 | 0 | 0 | 0 | 0 | 0 | 0 | 0 | 0 | 0 | 0 | 0 | 0 | 0 | 0 | 0 | 0 | 0 | 0 | 0.012938 | 0 | 0 | 0 | 0 | 0 | 0 | 0 | 0 | 0 | 0.3
1155_G_4 | MISO_Iowa | Iowa | 19 | Decatur | 53 | 1155 | 4 | Lamoni Municipal Utilities | 10878 | 1948 | 9999 | Combustion Turbine | [5 empty] | Fossil | G | 2030 | Oil |  | 0 | 0 | 0 | 0 | 0 | 0 | 0 | 0 | 0 | 0 | 0 | 0 | 0 | 0 | 0 | 0 | 0 | 0 | 0 | 0 | 0 | 0 | 0 | 0 | 0 | 0 | 0 | 0 | 0 | 0 | 0 | 0 | 0 | 0 | 0 | 0 | 0 | 0 | 0 | 0 | 0.025876 | 0 | 0 | 0 | 0 | 0 | 0 | 0 | 0 | 0 | 0.6
1155_G_5 | MISO_Iowa | Iowa | 19 | Decatur | 53 | 1155 | 5 | Lamoni Municipal Utilities | 10931 | 1955 | 9999 | Combustion Turbine | [5 empty] | Fossil | G | 2030 | NaturalGas |  | 4.3356e-05 | 0 | 0.0033578 | 0.0034011 | 0 | 0 | 0 | 0 | 0 | 0 | 0 | 0 | 0 | 0 | 0 | 0 | 0.0039669 | 0 | 0.30722 | 0.31118 | 0.0025381 | 0 | 0.19656 | 0.1991 | 3.035e-12 | 0 | 2.3504e-10 | 2.3808e-10 | 3.6582e-05 | 0 | 0.0028331 | 0.0028697 | 0 | 0 | 0 | 0 | 0 | 0 | 0 | 0 | 0.047439 | 1.8724e-05 | 0 | 0.0014501 | 0.0014688 | 0.00012755 | 0 | 0.0071763 | 0.0073039 | 0 | 1.1
1155_G_6 | MISO_Iowa | Iowa | 19 | Decatur | 53 | 1155 | 6 | Lamoni Municipal Utilities | 10944 | 1993 | 9999 | Combustion Turbine | [5 empty] | Fossil | G | 2030 | Oil |  | 0 | 0 | 0 | 0 | 0 | 0 | 0 | 0 | 0 | 0 | 0 | 0 | 0 | 0 | 0 | 0 | 0 | 0 | 0 | 0 | 0 | 0 | 0 | 0 | 0 | 0 | 0 | 0 | 0 | 0 | 0 | 0 | 0 | 0 | 0 | 0 | 0 | 0 | 0 | 0 | 0.021563 | 0 | 0 | 0 | 0 | 0 | 0 | 0 | 0 | 0 | 0.5
1155_G_7 | MISO_Iowa | Iowa | 19 | Decatur | 53 | 1155 | 7 | Lamoni Municipal Utilities | 10894 | 2011 | 9999 | Combustion Turbine | [5 empty] | Fossil | G | 2030 | Oil |  | 0 | 0 | 0 | 0 | 0 | 0 | 0 | 0 | 0 | 0 | 0 | 0 | 0 | 0 | 0 | 0 | 0 | 0 | 0 | 0 | 0 | 0 | 0 | 0 | 0 | 0 | 0 | 0 | 0 | 0 | 0 | 0 | 0 | 0 | 0 | 0 | 0 | 0 | 0 | 0 | 0.09919 | 0 | 0 | 0 | 0 | 0 | 0 | 0 | 0 | 0 | 2.3
1155_G_8 | MISO_Iowa | Iowa | 19 | Decatur | 53 | 1155 | 8 | Lamoni Municipal Utilities | 10894 | 2011 | 9999 | Combustion Turbine | [5 empty] | Fossil | G | 2030 | Oil |  | 0 | 0 | 0 | 0 | 0 | 0 | 0 | 0 | 0 | 0 | 0 | 0 | 0 | 0 | 0 | 0 | 0 | 0 | 0 | 0 | 0 | 0 | 0 | 0 | 0 | 0 | 0 | 0 | 0 | 0 | 0 | 0 | 0 | 0 | 0 | 0 | 0 | 0 | 0 | 0 | 0.09919 | 0 | 0 | 0 | 0 | 0 | 0 | 0 | 0 | 0 | 2.3
1156_G_3A | MISO_Illinois | Iowa | 19 | Black Hawk | 13 | 1156 | 3A | La Porte | 11393 | 2000 | 9999 | Combustion Turbine | [5 empty] | Fossil | G | 2030 | Oil |  | 0 | 0 | 0 | 0 | 0 | 0 | 0 | 0 | 0 | 0 | 0 | 0 | 0 | 0 | 0 | 0 | 0 | 0 | 0 | 0 | 0 | 0 | 0 | 0 | 0 | 0 | 0 | 0 | 0 | 0 | 0 | 0 | 0 | 0 | 0 | 0 | 0 | 0 | 0 | 0 | 0.077604 | 0 | 0 | 0 | 0 | 0 | 0 | 0 | 0 | 0 | 1.8
1156_G_4A | MISO_Illinois | Iowa | 19 | Black Hawk | 13 | 1156 | 4A | La Porte | 11453 | 2000 | 9999 | Combustion Turbine | [5 empty] | Fossil | G | 2030 | Oil |  | 0 | 0 | 0 | 0 | 0 | 0 | 0 | 0 | 0 | 0 | 0 | 0 | 0 | 0 | 0 | 0 | 0 | 0 | 0 | 0 | 0 | 0 | 0 | 0 | 0 | 0 | 0 | 0 | 0 | 0 | 0 | 0 | 0 | 0 | 0 | 0 | 0 | 0 | 0 | 0 | 0.077604 | 0 | 0 | 0 | 0 | 0 | 0 | 0 | 0 | 0 | 1.8
1156_G_6 | MISO_Illinois | Iowa | 19 | Black Hawk | 13 | 1156 | 6 | La Porte | 11453 | 2013 | 9999 | Combustion Turbine | [5 empty] | Fossil | G | 2030 | Oil |  | 0 | 0 | 0 | 0 | 0 | 0 | 0 | 0 | 0 | 0 | 0 | 0 | 0 | 0 | 0 | 0 | 0 | 0 | 0 | 0 | 0 | 0 | 0 | 0 | 0 | 0 | 0 | 0 | 0 | 0 | 0 | 0 | 0 | 0 | 0 | 0 | 0 | 0 | 0 | 0 | 0.077604 | 0 | 0 | 0 | 0 | 0 | 0 | 0 | 0 | 0 | 1.8
1157_G_3 | MISO_Iowa-MidAmerican | Iowa | 19 | Pocahontas | 151 | 1157 | 3 | Laurens | 10745 | 1952 | 9999 | Combustion Turbine | [5 empty] | Fossil | G | 2030 | Oil |  | 0 | 0 | 0 | 0 | 0 | 0 | 0 | 0 | 0 | 0 | 0 | 0 | 0 | 0 | 0 | 0 | 0 | 0 | 0 | 0 | 0 | 0 | 0 | 0 | 0 | 0 | 0 | 0 | 0 | 0 | 0 | 0 | 0 | 0 | 0 | 0 | 0 | 0 | 0 | 0 | 0.030158 | 0 | 0 | 0 | 0 | 0 | 0 | 0 | 0 | 0 | 0.7
1157_G_4 | MISO_Iowa-MidAmerican | Iowa | 19 | Pocahontas | 151 | 1157 | 4 | Laurens | 10745 | 1951 | 9999 | Combustion Turbine | [5 empty] | Fossil | G | 2030 | Oil |  | 0 | 0 | 0 | 0 | 0 | 0 | 0 | 0 | 0 | 0 | 0 | 0 | 0 | 0 | 0 | 0 | 0 | 0 | 0 | 0 | 0 | 0 | 0 | 0 | 0 | 0 | 0 | 0 | 0 | 0 | 0 | 0 | 0 | 0 | 0 | 0 | 0 | 0 | 0 | 0 | 0.030158 | 0 | 0 | 0 | 0 | 0 | 0 | 0 | 0 | 0 | 0.7
1157_G_5 | MISO_Iowa-MidAmerican | Iowa | 19 | Pocahontas | 151 | 1157 | 5 | Laurens | 10745 | 2013 | 9999 | Combustion Turbine | [5 empty] | Fossil | G | 2030 | Oil |  | 0 | 0 | 0 | 0 | 0 | 0 | 0 | 0 | 0 | 0 | 0 | 0 | 0 | 0 | 0 | 0 | 0 | 0 | 0 | 0 | 0 | 0 | 0 | 0 | 0 | 0 | 0 | 0 | 0 | 0 | 0 | 0 | 0 | 0 | 0 | 0 | 0 | 0 | 0 | 0 | 0.09909 | 0 | 0 | 0 | 0 | 0 | 0 | 0 | 0 | 0 | 2.3
1157_G_6 | MISO_Iowa-MidAmerican | Iowa | 19 | Pocahontas | 151 | 1157 | 6 | Laurens | 10745 | 2013 | 9999 | Combustion Turbine | [5 empty] | Fossil | G | 2030 | Oil |  | 0 | 0 | 0 | 0 | 0 | 0 | 0 | 0 | 0 | 0 | 0 | 0 | 0 | 0 | 0 | 0 | 0 | 0 | 0 | 0 | 0 | 0 | 0 | 0 | 0 | 0 | 0 | 0 | 0 | 0 | 0 | 0 | 0 | 0 | 0 | 0 | 0 | 0 | 0 | 0 | 0.09909 | 0 | 0 | 0 | 0 | 0 | 0 | 0 | 0 | 0 | 2.3
1157_G_7 | MISO_Iowa-MidAmerican | Iowa | 19 | Pocahontas | 151 | 1157 | 7 | Laurens | 10745 | 2013 | 9999 | Combustion Turbine | [5 empty] | Fossil | G | 2030 | Oil |  | 0 | 0 | 0 | 0 | 0 | 0 | 0 | 0 | 0 | 0 | 0 | 0 | 0 | 0 | 0 | 0 | 0 | 0 | 0 | 0 | 0 | 0 | 0 | 0 | 0 | 0 | 0 | 0 | 0 | 0 | 0 | 0 | 0 | 0 | 0 | 0 | 0 | 0 | 0 | 0 | 0.09909 | 0 | 0 | 0 | 0 | 0 | 0 | 0 | 0 | 0 | 2.3
1158_G_1 | MISO_Iowa | Iowa | 19 | Taylor | 173 | 1158 | 1 | Lenox | 12409 | 1948 | 9999 | Combustion Turbine | [5 empty] | Fossil | G | 2030 | Oil |  | 0 | 0 | 0 | 0 | 0 | 0 | 0 | 0 | 0 | 0 | 0 | 0 | 0 | 0 | 0 | 0 | 0 | 0 | 0 | 0 | 0 | 0 | 0 | 0 | 0 | 0 | 0 | 0 | 0 | 0 | 0 | 0 | 0 | 0 | 0 | 0 | 0 | 0 | 0 | 0 | 0.012938 | 0 | 0 | 0 | 0 | 0 | 0 | 0 | 0 | 0 | 0.3
1158_G_2 | MISO_Iowa | Iowa | 19 | Taylor | 173 | 1158 | 2 | Lenox | 12302 | 1965 | 9999 | Combustion Turbine | [5 empty] | Fossil | G | 2030 | Oil |  | 0 | 0 | 0 | 0 | 0 | 0 | 0 | 0 | 0 | 0 | 0 | 0 | 0 | 0 | 0 | 0 | 0 | 0 | 0 | 0 | 0 | 0 | 0 | 0 | 0 | 0 | 0 | 0 | 0 | 0 | 0 | 0 | 0 | 0 | 0 | 0 | 0 | 0 | 0 | 0 | 0.047439 | 0 | 0 | 0 | 0 | 0 | 0 | 0 | 0 | 0 | 1.1
1158_G_3 | MISO_Iowa | Iowa | 19 | Taylor | 173 | 1158 | 3 | Lenox | 12410 | 1966 | 9999 | Combustion Turbine | [5 empty] | Fossil | G | 2030 | Oil |  | 0 | 0 | 0 | 0 | 0 | 0 | 0 | 0 | 0 | 0 | 0 | 0 | 0 | 0 | 0 | 0 | 0 | 0 | 0 | 0 | 0 | 0 | 0 | 0 | 0 | 0 | 0 | 0 | 0 | 0 | 0 | 0 | 0 | 0 | 0 | 0 | 0 | 0 | 0 | 0 | 0.038813 | 0 | 0 | 0 | 0 | 0 | 0 | 0 | 0 | 0 | 0.9
1158_G_4 | MISO_Iowa | Iowa | 19 | Taylor | 173 | 1158 | 4 | Lenox | 12155 | 2001 | 9999 | Combustion Turbine | [5 empty] | Fossil | G | 2030 | Oil |  | 0 | 0 | 0 | 0 | 0 | 0 | 0 | 0 | 0 | 0 | 0 | 0 | 0 | 0 | 0 | 0 | 0 | 0 | 0 | 0 | 0 | 0 | 0 | 0 | 0 | 0 | 0 | 0 | 0 | 0 | 0 | 0 | 0 | 0 | 0 | 0 | 0 | 0 | 0 | 0 | 0.073314 | 0 | 0 | 0 | 0 | 0 | 0 | 0 | 0 | 0 | 1.7
1158_G_5 | MISO_Iowa | Iowa | 19 | Taylor | 173 | 1158 | 5 | Lenox | 13261 | 2016 | 9999 | Combustion Turbine | [5 empty] | Fossil | G | 2030 | Oil |  | 0 | 0 | 0 | 0 | 0 | 0 | 0 | 0 | 0 | 0 | 0 | 0 | 0 | 0 | 0 | 0 | 0 | 0 | 0 | 0 | 0 | 0 | 0 | 0 | 0 | 0 | 0 | 0 | 0 | 0 | 0 | 0 | 0 | 0 | 0 | 0 | 0 | 0 | 0 | 0 | 0.077627 | 0 | 0 | 0 | 0 | 0 | 0 | 0 | 0 | 0 | 1.8
116_G_GT1 | WECC_Arizona | Arizona | 4 | Maricopa | 13 | 116 | GT1 | Ocotillo | 21977 | 1972 | 9999 | Combustion Turbine | [5 empty] | Fossil | G | 2030 | NaturalGas |  | 0 | 0 | 0 | 0 | 0 | 0 | 0 | 0 | 0 | 0 | 0 | 0 | 0 | 0 | 0 | 0 | 0 | 0 | 0 | 0 | 0 | 0 | 0 | 0 | 0 | 0 | 0 | 0 | 0 | 0 | 0 | 0 | 0 | 0 | 0 | 0 | 0 | 0 | 0 | 0 | 2.3551 | 0 | 0 | 0 | 0 | 0 | 0 | 0 | 0 | 0 | 50
116_G_GT2 | WECC_Arizona | Arizona | 4 | Maricopa | 13 | 116 | GT2 | Ocotillo | 21978 | 1973 | 9999 | Combustion Turbine | [5 empty] | Fossil | G | 2030 | NaturalGas |  | 0 | 0 | 0 | 0 | 0 | 0 | 0 | 0 | 0 | 0 | 0 | 0 | 0 | 0 | 0 | 0 | 0 | 0 | 0 | 0 | 0 | 0 | 0 | 0 | 0 | 0 | 0 | 0 | 0 | 0 | 0 | 0 | 0 | 0 | 0 | 0 | 0 | 0 | 0 | 0 | 2.3551 | 0 | 0 | 0 | 0 | 0 | 0 | 0 | 0 | 0 | 50
116_G_GT3 | WECC_Arizona | Arizona | 4 | Maricopa | 13 | 116 | GT3 | Ocotillo | 10745 | 2019 | 9999 | Combustion Turbine |  |  | SCR | H2O |  | Fossil | G | 2030 | NaturalGas |  | 0 | 0 | 0.22844 | 0.22844 | 0 | 0 | 0 | 0 | 0 | 0 | 0 | 0 | 0 | 0 | 0 | 0 | 0 | 0 | 21.2598 | 21.2598 | 0 | 0 | 13.3727 | 13.3727 | 0 | 0 | 1.5991e-08 | 1.5991e-08 | 0 | 0 | 0.0010154 | 0.0010154 | 0 | 0 | 0 | 0 | 0 | 0 | 0 | 0 | 2.2871 | 0 | 0 | 0.10991 | 0.10991 | 0 | 0 | 0.5999 | 0.5999 | 0 | 104.7 | SCR
116_G_GT4 | WECC_Arizona | Arizona | 4 | Maricopa | 13 | 116 | GT4 | Ocotillo | 10745 | 2019 | 9999 | Combustion Turbine |  |  | SCR | H2O |  | Fossil | G | 2030 | NaturalGas |  | 0 | 0 | 0.22844 | 0.22844 | 0 | 0 | 0 | 0 | 0 | 0 | 0 | 0 | 0 | 0 | 0 | 0 | 0 | 0 | 21.2598 | 21.2598 | 0 | 0 | 13.3727 | 13.3727 | 0 | 0 | 1.5991e-08 | 1.5991e-08 | 0 | 0 | 0.00095258 | 0.00095258 | 0 | 0 | 0 | 0 | 0 | 0 | 0 | 0 | 2.2871 | 0 | 0 | 0.10991 | 0.10991 | 0 | 0 | 0.5999 | 0.5999 | 0 | 104.7 | SCR
116_G_GT5 | WECC_Arizona | Arizona | 4 | Maricopa | 13 | 116 | GT5 | Ocotillo | 10745 | 2019 | 9999 | Combustion Turbine |  |  | SCR | H2O |  | Fossil | G | 2030 | NaturalGas |  | 0 | 0 | 0.22844 | 0.22844 | 0 | 0 | 0 | 0 | 0 | 0 | 0 | 0 | 0 | 0 | 0 | 0 | 0 | 0 | 21.2598 | 21.2598 | 0 | 0 | 13.3727 | 13.3727 | 0 | 0 | 1.5991e-08 | 1.5991e-08 | 0 | 0 | 0.00095715 | 0.00095715 | 0 | 0 | 0 | 0 | 0 | 0 | 0 | 0 | 2.2871 | 0 | 0 | 0.10991 | 0.10991 | 0 | 0 | 0.5999 | 0.5999 | 0 | 104.7 | SCR
116_G_GT6 | WECC_Arizona | Arizona | 4 | Maricopa | 13 | 116 | GT6 | Ocotillo | 10745 | 2019 | 9999 | Combustion Turbine |  |  | SCR | H2O |  | Fossil | G | 2030 | NaturalGas |  | 0 | 0 | 0.22844 | 0.22844 | 0 | 0 | 0 | 0 | 0 | 0 | 0 | 0 | 0 | 0 | 0 | 0 | 0 | 0 | 21.2598 | 21.2598 | 0 | 0 | 13.3727 | 13.3727 | 0 | 0 | 1.5991e-08 | 1.5991e-08 | 0 | 0 | 0.00097085 | 0.00097085 | 0 | 0 | 0 | 0 | 0 | 0 | 0 | 0 | 2.2871 | 0 | 0 | 0.10991 | 0.10991 | 0 | 0 | 0.5999 | 0.5999 | 0 | 104.7 | SCR
116_G_GT7 | WECC_Arizona | Arizona | 4 | Maricopa | 13 | 116 | GT7 | Ocotillo | 10745 | 2019 | 9999 | Combustion Turbine |  |  | SCR | H2O |  | Fossil | G | 2030 | NaturalGas |  | 0 | 0 | 0.22844 | 0.22844 | 0 | 0 | 0 | 0 | 0 | 0 | 0 | 0 | 0 | 0 | 0 | 0 | 0 | 0 | 21.2598 | 21.2598 | 0 | 0 | 13.3727 | 13.3727 | 0 | 0 | 1.5991e-08 | 1.5991e-08 | 0 | 0 | 0.00098799 | 0.00098799 | 0 | 0 | 0 | 0 | 0 | 0 | 0 | 0 | 2.2871 | 0 | 0 | 0.10991 | 0.10991 | 0 | 0 | 0.5999 | 0.5999 | 0 | 104.7 | SCR
1160_G_1 | MISO_Iowa-MidAmerican | Iowa | 19 | Carroll | 27 | 1160 | 1 | Manning | 12283 | 1928 | 9999 | Combustion Turbine | [5 empty] | Fossil | G | 2030 | Oil |  | 0 | 0 | 0 | 0 | 0 | 0 | 0 | 0 | 0 | 0 | 0 | 0 | 0 | 0 | 0 | 0 | 0 | 0 | 0 | 0 | 0 | 0 | 0 | 0 | 0 | 0 | 0 | 0 | 0 | 0 | 0 | 0 | 0 | 0 | 0 | 0 | 0 | 0 | 0 | 0 | 0.0086165 | 0 | 0 | 0 | 0 | 0 | 0 | 0 | 0 | 0 | 0.2
1160_G_2 | MISO_Iowa-MidAmerican | Iowa | 19 | Carroll | 27 | 1160 | 2 | Manning | 12283 | 1928 | 9999 | Combustion Turbine | [5 empty] | Fossil | G | 2030 | Oil |  | 0 | 0 | 0 | 0 | 0 | 0 | 0 | 0 | 0 | 0 | 0 | 0 | 0 | 0 | 0 | 0 | 0 | 0 | 0 | 0 | 0 | 0 | 0 | 0 | 0 | 0 | 0 | 0 | 0 | 0 | 0 | 0 | 0 | 0 | 0 | 0 | 0 | 0 | 0 | 0 | 0.0086165 | 0 | 0 | 0 | 0 | 0 | 0 | 0 | 0 | 0 | 0.2
1160_G_4 | MISO_Iowa-MidAmerican | Iowa | 19 | Carroll | 27 | 1160 | 4 | Manning | 12283 | 1949 | 9999 | Combustion Turbine | [5 empty] | Fossil | G | 2030 | Oil |  | 0 | 0 | 0 | 0 | 0 | 0 | 0 | 0 | 0 | 0 | 0 | 0 | 0 | 0 | 0 | 0 | 0 | 0 | 0 | 0 | 0 | 0 | 0 | 0 | 0 | 0 | 0 | 0 | 0 | 0 | 0 | 0 | 0 | 0 | 0 | 0 | 0 | 0 | 0 | 0 | 0.02585 | 0 | 0 | 0 | 0 | 0 | 0 | 0 | 0 | 0 | 0.6
1160_G_M1 | MISO_Iowa-MidAmerican | Iowa | 19 | Carroll | 27 | 1160 | M1 | Manning | 12283 | 2012 | 9999 | Combustion Turbine | [5 empty] | Fossil | G | 2030 | Oil |  | 0 | 0 | 0 | 0 | 0 | 0 | 0 | 0 | 0 | 0 | 0 | 0 | 0 | 0 | 0 | 0 | 0 | 0 | 0 | 0 | 0 | 0 | 0 | 0 | 0 | 0 | 0 | 0 | 0 | 0 | 0 | 0 | 0 | 0 | 0 | 0 | 0 | 0 | 0 | 0 | 0.09909 | 0 | 0 | 0 | 0 | 0 | 0 | 0 | 0 | 0 | 2.3
1160_G_M2 | MISO_Iowa-MidAmerican | Iowa | 19 | Carroll | 27 | 1160 | M2 | Manning | 12283 | 2012 | 9999 | Combustion Turbine | [5 empty] | Fossil | G | 2030 | Oil |  | 0 | 0 | 0 | 0 | 0 | 0 | 0 | 0 | 0 | 0 | 0 | 0 | 0 | 0 | 0 | 0 | 0 | 0 | 0 | 0 | 0 | 0 | 0 | 0 | 0 | 0 | 0 | 0 | 0 | 0 | 0 | 0 | 0 | 0 | 0 | 0 | 0 | 0 | 0 | 0 | 0.09909 | 0 | 0 | 0 | 0 | 0 | 0 | 0 | 0 | 0 | 2.3
1160_G_M3 | MISO_Iowa-MidAmerican | Iowa | 19 | Carroll | 27 | 1160 | M3 | Manning | 12283 | 2012 | 9999 | Combustion Turbine | [5 empty] | Fossil | G | 2030 | Oil |  | 0 | 0 | 0 | 0 | 0 | 0 | 0 | 0 | 0 | 0 | 0 | 0 | 0 | 0 | 0 | 0 | 0 | 0 | 0 | 0 | 0 | 0 | 0 | 0 | 0 | 0 | 0 | 0 | 0 | 0 | 0 | 0 | 0 | 0 | 0 | 0 | 0 | 0 | 0 | 0 | 0.09909 | 0 | 0 | 0 | 0 | 0 | 0 | 0 | 0 | 0 | 2.3
1162_G_1A | MISO_Iowa | Iowa | 19 | Jackson | 97 | 1162 | 1A | Maquoketa 1 | 12283 | 2004 | 9999 | Combustion Turbine | [5 empty] | Fossil | G | 2030 | Oil |  | 0 | 0 | 0 | 0 | 0 | 0 | 0 | 0 | 0 | 0 | 0 | 0 | 0 | 0 | 0 | 0 | 0 | 0 | 0 | 0 | 0 | 0 | 0 | 0 | 0 | 0 | 0 | 0 | 0 | 0 | 0 | 0 | 0 | 0 | 0 | 0 | 0 | 0 | 0 | 0 | 0.12075 | 0 | 0 | 0 | 0 | 0 | 0 | 0 | 0 | 0 | 2.8
1162_G_2A | MISO_Iowa | Iowa | 19 | Jackson | 97 | 1162 | 2A | Maquoketa 1 | 12283 | 2004 | 9999 | Combustion Turbine | [5 empty] | Fossil | G | 2030 | Oil |  | 0 | 0 | 0 | 0 | 0 | 0 | 0 | 0 | 0 | 0 | 0 | 0 | 0 | 0 | 0 | 0 | 0 | 0 | 0 | 0 | 0 | 0 | 0 | 0 | 0 | 0 | 0 | 0 | 0 | 0 | 0 | 0 | 0 | 0 | 0 | 0 | 0 | 0 | 0 | 0 | 0.12075 | 0 | 0 | 0 | 0 | 0 | 0 | 0 | 0 | 0 | 2.8
1162_G_3 | MISO_Iowa | Iowa | 19 | Jackson | 97 | 1162 | 3 | Maquoketa 1 | 12283 | 1969 | 9999 | Combustion Turbine | [5 empty] | Fossil | G | 2030 | Oil |  | 0 | 0 | 0 | 0 | 0 | 0 | 0 | 0 | 0 | 0 | 0 | 0 | 0 | 0 | 0 | 0 | 0 | 0 | 0 | 0 | 0 | 0 | 0 | 0 | 0 | 0 | 0 | 0 | 0 | 0 | 0 | 0 | 0 | 0 | 0 | 0 | 0 | 0 | 0 | 0 | 0.077627 | 0 | 0 | 0 | 0 | 0 | 0 | 0 | 0 | 0 | 1.8
1162_G_4A | MISO_Iowa | Iowa | 19 | Jackson | 97 | 1162 | 4A | Maquoketa 1 | 12283 | 1999 | 9999 | Combustion Turbine | [5 empty] | Fossil | G | 2030 | Oil |  | 0 | 0 | 0 | 0 | 0 | 0 | 0 | 0 | 0 | 0 | 0 | 0 | 0 | 0 | 0 | 0 | 0 | 0 | 0 | 0 | 0 | 0 | 0 | 0 | 0 | 0 | 0 | 0 | 0 | 0 | 0 | 0 | 0 | 0 | 0 | 0 | 0 | 0 | 0 | 0 | 0.073314 | 0 | 0 | 0 | 0 | 0 | 0 | 0 | 0 | 0 | 1.7
1162_G_5 | MISO_Iowa | Iowa | 19 | Jackson | 97 | 1162 | 5 | Maquoketa 1 | 12283 | 1956 | 9999 | Combustion Turbine | [5 empty] | Fossil | G | 2030 | Oil |  | 0 | 0 | 0 | 0 | 0 | 0 | 0 | 0 | 0 | 0 | 0 | 0 | 0 | 0 | 0 | 0 | 0 | 0 | 0 | 0 | 0 | 0 | 0 | 0 | 0 | 0 | 0 | 0 | 0 | 0 | 0 | 0 | 0 | 0 | 0 | 0 | 0 | 0 | 0 | 0 | 0.060376 | 0 | 0 | 0 | 0 | 0 | 0 | 0 | 0 | 0 | 1.4
1162_G_6 | MISO_Iowa | Iowa | 19 | Jackson | 97 | 1162 | 6 | Maquoketa 1 | 12283 | 1962 | 9999 | Combustion Turbine | [5 empty] | Fossil | G | 2030 | Oil |  | 0 | 0 | 0 | 0 | 0 | 0 | 0 | 0 | 0 | 0 | 0 | 0 | 0 | 0 | 0 | 0 | 0 | 0 | 0 | 0 | 0 | 0 | 0 | 0 | 0 | 0 | 0 | 0 | 0 | 0 | 0 | 0 | 0 | 0 | 0 | 0 | 0 | 0 | 0 | 0 | 0.090564 | 0 | 0 | 0 | 0 | 0 | 0 | 0 | 0 | 0 | 2.1
1162_G_7 | MISO_Iowa | Iowa | 19 | Jackson | 97 | 1162 | 7 | Maquoketa 1 | 12283 | 1982 | 9999 | Combustion Turbine | [5 empty] | Fossil | G | 2030 | Oil |  | 0 | 0 | 0 | 0 | 0 | 0 | 0 | 0 | 0 | 0 | 0 | 0 | 0 | 0 | 0 | 0 | 0 | 0 | 0 | 0 | 0 | 0 | 0 | 0 | 0 | 0 | 0 | 0 | 0 | 0 | 0 | 0 | 0 | 0 | 0 | 0 | 0 | 0 | 0 | 0 | 0.25876 | 0 | 0 | 0 | 0 | 0 | 0 | 0 | 0 | 0 | 6
1162_G_8 | MISO_Iowa | Iowa | 19 | Jackson | 97 | 1162 | 8 | Maquoketa 1 | 12283 | 1996 | 9999 | Combustion Turbine | [5 empty] | Fossil | G | 2030 | Oil |  | 0 | 0 | 0 | 0 | 0 | 0 | 0 | 0 | 0 | 0 | 0 | 0 | 0 | 0 | 0 | 0 | 0 | 0 | 0 | 0 | 0 | 0 | 0 | 0 | 0 | 0 | 0 | 0 | 0 | 0 | 0 | 0 | 0 | 0 | 0 | 0 | 0 | 0 | 0 | 0 | 0.073314 | 0 | 0 | 0 | 0 | 0 | 0 | 0 | 0 | 0 | 1.7
1162_G_9 | MISO_Iowa | Iowa | 19 | Jackson | 97 | 1162 | 9 | Maquoketa 1 | 12283 | 2000 | 9999 | Combustion Turbine | [5 empty] | Fossil | G | 2030 | Oil |  | 0 | 0 | 0 | 0 | 0 | 0 | 0 | 0 | 0 | 0 | 0 | 0 | 0 | 0 | 0 | 0 | 0 | 0 | 0 | 0 | 0 | 0 | 0 | 0 | 0 | 0 | 0 | 0 | 0 | 0 | 0 | 0 | 0 | 0 | 0 | 0 | 0 | 0 | 0 | 0 | 0.073314 | 0 | 0 | 0 | 0 | 0 | 0 | 0 | 0 | 0 | 1.7
1163_G_1 | MISO_Iowa | Iowa | 19 | Clayton | 43 | 1163 | 1 | McGregor | 12926 | 1977 | 9999 | Combustion Turbine | [5 empty] | Fossil | G | 2030 | Oil |  | 0 | 0 | 0 | 0 | 0 | 0 | 0 | 0 | 0 | 0 | 0 | 0 | 0 | 0 | 0 | 0 | 0 | 0 | 0 | 0 | 0 | 0 | 0 | 0 | 0 | 0 | 0 | 0 | 0 | 0 | 0 | 0 | 0 | 0 | 0 | 0 | 0 | 0 | 0 | 0 | 0.051751 | 0 | 0 | 0 | 0 | 0 | 0 | 0 | 0 | 0 | 1.2
1163_G_2 | MISO_Iowa | Iowa | 19 | Clayton | 43 | 1163 | 2 | McGregor | 15551 | 1941 | 9999 | Combustion Turbine | [5 empty] | Fossil | G | 2030 | Oil |  | 0 | 0 | 0 | 0 | 0 | 0 | 0 | 0 | 0 | 0 | 0 | 0 | 0 | 0 | 0 | 0 | 0 | 0 | 0 | 0 | 0 | 0 | 0 | 0 | 0 | 0 | 0 | 0 | 0 | 0 | 0 | 0 | 0 | 0 | 0 | 0 | 0 | 0 | 0 | 0 | 0.012938 | 0 | 0 | 0 | 0 | 0 | 0 | 0 | 0 | 0 | 0.3
1164_G_1 | MISO_Iowa | Iowa | 19 | Dickinson | 59 | 1164 | 1 | Milford | 10745 | 1954 | 9999 | Combustion Turbine | [5 empty] | Fossil | G | 2030 | Oil |  | 0 | 0 | 0 | 0 | 0 | 0 | 0 | 0 | 0 | 0 | 0 | 0 | 0 | 0 | 0 | 0 | 0 | 0 | 0 | 0 | 0 | 0 | 0 | 0 | 0 | 0 | 0 | 0 | 0 | 0 | 0 | 0 | 0 | 0 | 0 | 0 | 0 | 0 | 0 | 0 | 0.025876 | 0 | 0 | 0 | 0 | 0 | 0 | 0 | 0 | 0 | 0.6
1164_G_4 | MISO_Iowa | Iowa | 19 | Dickinson | 59 | 1164 | 4 | Milford | 10745 | 1949 | 9999 | Combustion Turbine | [5 empty] | Fossil | G | 2030 | Oil |  | 0 | 0 | 0 | 0 | 0 | 0 | 0 | 0 | 0 | 0 | 0 | 0 | 0 | 0 | 0 | 0 | 0 | 0 | 0 | 0 | 0 | 0 | 0 | 0 | 0 | 0 | 0 | 0 | 0 | 0 | 0 | 0 | 0 | 0 | 0 | 0 | 0 | 0 | 0 | 0 | 0.021563 | 0 | 0 | 0 | 0 | 0 | 0 | 0 | 0 | 0 | 0.5
1164_G_5 | MISO_Iowa | Iowa | 19 | Dickinson | 59 | 1164 | 5 | Milford | 10745 | 1997 | 9999 | Combustion Turbine | [5 empty] | Fossil | G | 2030 | Oil |  | 0 | 0 | 0 | 0 | 0 | 0 | 0 | 0 | 0 | 0 | 0 | 0 | 0 | 0 | 0 | 0 | 0 | 0 | 0 | 0 | 0 | 0 | 0 | 0 | 0 | 0 | 0 | 0 | 0 | 0 | 0 | 0 | 0 | 0 | 0 | 0 | 0 | 0 | 0 | 0 | 0.077627 | 0 | 0 | 0 | 0 | 0 | 0 | 0 | 0 | 0 | 1.8
1164_G_6 | MISO_Iowa | Iowa | 19 | Dickinson | 59 | 1164 | 6 | Milford | 10745 | 1997 | 9999 | Combustion Turbine | [5 empty] | Fossil | G | 2030 | Oil |  | 0 | 0 | 0 | 0 | 0 | 0 | 0 | 0 | 0 | 0 | 0 | 0 | 0 | 0 | 0 | 0 | 0 | 0 | 0 | 0 | 0 | 0 | 0 | 0 | 0 | 0 | 0 | 0 | 0 | 0 | 0 | 0 | 0 | 0 | 0 | 0 | 0 | 0 | 0 | 0 | 0.077627 | 0 | 0 | 0 | 0 | 0 | 0 | 0 | 0 | 0 | 1.8
1164_G_7 | MISO_Iowa | Iowa | 19 | Dickinson | 59 | 1164 | 7 | Milford | 10745 | 1997 | 9999 | Combustion Turbine | [5 empty] | Fossil | G | 2030 | Oil |  | 0 | 0 | 0 | 0 | 0 | 0 | 0 | 0 | 0 | 0 | 0 | 0 | 0 | 0 | 0 | 0 | 0 | 0 | 0 | 0 | 0 | 0 | 0 | 0 | 0 | 0 | 0 | 0 | 0 | 0 | 0 | 0 | 0 | 0 | 0 | 0 | 0 | 0 | 0 | 0 | 0.077627 | 0 | 0 | 0 | 0 | 0 | 0 | 0 | 0 | 0 | 1.8
1165_G_1 | MISO_Iowa-MidAmerican | Iowa | 19 | Poweshiek | 157 | 1165 | 1 | Montezuma | 11468 | 1940 | 9999 | Combustion Turbine | [5 empty] | Fossil | G | 2030 | Oil |  | 0 | 0 | 0 | 0 | 0 | 0 | 0 | 0 | 0 | 0 | 0 | 0 | 0 | 0 | 0 | 0 | 0 | 0 | 0 | 0 | 0 | 0 | 0 | 0 | 0 | 0 | 0 | 0 | 0 | 0 | 0 | 0 | 0 | 0 | 0 | 0 | 0 | 0 | 0 | 0 | 0.0086165 | 0 | 0 | 0 | 0 | 0 | 0 | 0 | 0 | 0 | 0.2
1165_G_10 | MISO_Iowa-MidAmerican | Iowa | 19 | Poweshiek | 157 | 1165 | 10 | Montezuma | 11468 | 2003 | 9999 | Combustion Turbine | [5 empty] | Fossil | G | 2030 | Oil |  | 0 | 0 | 0 | 0 | 0 | 0 | 0 | 0 | 0 | 0 | 0 | 0 | 0 | 0 | 0 | 0 | 0 | 0 | 0 | 0 | 0 | 0 | 0 | 0 | 0 | 0 | 0 | 0 | 0 | 0 | 0 | 0 | 0 | 0 | 0 | 0 | 0 | 0 | 0 | 0 | 0.0086165 | 0 | 0 | 0 | 0 | 0 | 0 | 0 | 0 | 0 | 0.2
1165_G_4 | MISO_Iowa-MidAmerican | Iowa | 19 | Poweshiek | 157 | 1165 | 4 | Montezuma | 11566 | 1947 | 9999 | Combustion Turbine | [5 empty] | Fossil | G | 2030 | Oil |  | 0 | 0 | 0 | 0 | 0 | 0 | 0 | 0 | 0 | 0 | 0 | 0 | 0 | 0 | 0 | 0 | 0 | 0 | 0 | 0 | 0 | 0 | 0 | 0 | 0 | 0 | 0 | 0 | 0 | 0 | 0 | 0 | 0 | 0 | 0 | 0 | 0 | 0 | 0 | 0 | 0.021541 | 0 | 0 | 0 | 0 | 0 | 0 | 0 | 0 | 0 | 0.5
1165_G_5 | MISO_Iowa-MidAmerican | Iowa | 19 | Poweshiek | 157 | 1165 | 5 | Montezuma | 11483 | 1959 | 9999 | Combustion Turbine | [5 empty] | Fossil | G | 2030 | Oil |  | 0 | 0 | 0 | 0 | 0 | 0 | 0 | 0 | 0 | 0 | 0 | 0 | 0 | 0 | 0 | 0 | 0 | 0 | 0 | 0 | 0 | 0 | 0 | 0 | 0 | 0 | 0 | 0 | 0 | 0 | 0 | 0 | 0 | 0 | 0 | 0 | 0 | 0 | 0 | 0 | 0.043083 | 0 | 0 | 0 | 0 | 0 | 0 | 0 | 0 | 0 | 1
1165_G_6 | MISO_Iowa-MidAmerican | Iowa | 19 | Poweshiek | 157 | 1165 | 6 | Montezuma | 11487 | 1967 | 9999 | Combustion Turbine | [5 empty] | Fossil | G | 2030 | NaturalGas |  | 0.0001657 | 0 | 0.0050821 | 0.0052478 | 0 | 0 | 0 | 0 | 0 | 0 | 0 | 0 | 0 | 0 | 0 | 0 | 0.014425 | 0 | 0.44242 | 0.45685 | 0.0097001 | 0 | 0.29751 | 0.30721 | 1.1599e-11 | 0 | 3.5575e-10 | 3.6735e-10 | 8.79e-05 | 0 | 0.0026959 | 0.0027838 | 0 | 0 | 0 | 0 | 0 | 0 | 0 | 0 | 0.068932 | 6.8086e-05 | 0 | 0.0020882 | 0.0021563 | 0.00047389 | 0 | 0.010708 | 0.011182 | 0 | 1.6
1165_G_7 | MISO_Iowa-MidAmerican | Iowa | 19 | Poweshiek | 157 | 1165 | 7 | Montezuma | 11476 | 1974 | 9999 | Combustion Turbine | [5 empty] | Fossil | G | 2030 | NaturalGas |  | 0.00023797 | 0 | 0.0072985 | 0.0075365 | 0 | 0 | 0 | 0 | 0 | 0 | 0 | 0 | 0 | 0 | 0 | 0 | 0.020736 | 0 | 0.63598 | 0.65672 | 0.01393 | 0 | 0.42726 | 0.44119 | 1.6658e-11 | 0 | 5.109e-10 | 5.2755e-10 | 0.00012623 | 0 | 0.0038717 | 0.0039979 | 0 | 0 | 0 | 0 | 0 | 0 | 0 | 0 | 0.09909 | 9.7873e-05 | 0 | 0.0030018 | 0.0030997 | 0.00068057 | 0 | 0.015378 | 0.016058 | 0 | 2.3
1165_G_8 | MISO_Iowa-MidAmerican | Iowa | 19 | Poweshiek | 157 | 1165 | 8 | Montezuma | 11506 | 1998 | 9999 | Combustion Turbine | [5 empty] | Fossil | G | 2030 | Oil |  | 0 | 0 | 0 | 0 | 0 | 0 | 0 | 0 | 0 | 0 | 0 | 0 | 0 | 0 | 0 | 0 | 0 | 0 | 0 | 0 | 0 | 0 | 0 | 0 | 0 | 0 | 0 | 0 | 0 | 0 | 0 | 0 | 0 | 0 | 0 | 0 | 0 | 0 | 0 | 0 | 0.077549 | 0 | 0 | 0 | 0 | 0 | 0 | 0 | 0 | 0 | 1.8
1165_G_9 | MISO_Iowa-MidAmerican | Iowa | 19 | Poweshiek | 157 | 1165 | 9 | Montezuma | 11506 | 2000 | 9999 | Combustion Turbine | [5 empty] | Fossil | G | 2030 | Oil |  | 0 | 0 | 0 | 0 | 0 | 0 | 0 | 0 | 0 | 0 | 0 | 0 | 0 | 0 | 0 | 0 | 0 | 0 | 0 | 0 | 0 | 0 | 0 | 0 | 0 | 0 | 0 | 0 | 0 | 0 | 0 | 0 | 0 | 0 | 0 | 0 | 0 | 0 | 0 | 0 | 0.077549 | 0 | 0 | 0 | 0 | 0 | 0 | 0 | 0 | 0 | 1.8
1166_G_1 | MISO_Iowa | Iowa | 19 | Henry | 87 | 1166 | 1 | Mt Pleasant | 10745 | 2002 | 9999 | Combustion Turbine | [5 empty] | Fossil | G | 2030 | Oil |  | 0 | 0 | 0 | 0 | 0 | 0 | 0 | 0 | 0 | 0 | 0 | 0 | 0 | 0 | 0 | 0 | 0 | 0 | 0 | 0 | 0 | 0 | 0 | 0 | 0 | 0 | 0 | 0 | 0 | 0 | 0 | 0 | 0 | 0 | 0 | 0 | 0 | 0 | 0 | 0 | 0.086252 | 0 | 0 | 0 | 0 | 0 | 0 | 0 | 0 | 0 | 2
1166_G_10 | MISO_Iowa | Iowa | 19 | Henry | 87 | 1166 | 10 | Mt Pleasant | 10745 | 2002 | 9999 | Combustion Turbine | [5 empty] | Fossil | G | 2030 | Oil |  | 0 | 0 | 0 | 0 | 0 | 0 | 0 | 0 | 0 | 0 | 0 | 0 | 0 | 0 | 0 | 0 | 0 | 0 | 0 | 0 | 0 | 0 | 0 | 0 | 0 | 0 | 0 | 0 | 0 | 0 | 0 | 0 | 0 | 0 | 0 | 0 | 0 | 0 | 0 | 0 | 0.086252 | 0 | 0 | 0 | 0 | 0 | 0 | 0 | 0 | 0 | 2
1166_G_11 | MISO_Iowa | Iowa | 19 | Henry | 87 | 1166 | 11 | Mt Pleasant | 10745 | 2002 | 9999 | Combustion Turbine | [5 empty] | Fossil | G | 2030 | Oil |  | 0 | 0 | 0 | 0 | 0 | 0 | 0 | 0 | 0 | 0 | 0 | 0 | 0 | 0 | 0 | 0 | 0 | 0 | 0 | 0 | 0 | 0 | 0 | 0 | 0 | 0 | 0 | 0 | 0 | 0 | 0 | 0 | 0 | 0 | 0 | 0 | 0 | 0 | 0 | 0 | 0.086252 | 0 | 0 | 0 | 0 | 0 | 0 | 0 | 0 | 0 | 2
1166_G_12 | MISO_Iowa | Iowa | 19 | Henry | 87 | 1166 | 12 | Mt Pleasant | 10745 | 2002 | 9999 | Combustion Turbine | [5 empty] | Fossil | G | 2030 | Oil |  | 0 | 0 | 0 | 0 | 0 | 0 | 0 | 0 | 0 | 0 | 0 | 0 | 0 | 0 | 0 | 0 | 0 | 0 | 0 | 0 | 0 | 0 | 0 | 0 | 0 | 0 | 0 | 0 | 0 | 0 | 0 | 0 | 0 | 0 | 0 | 0 | 0 | 0 | 0 | 0 | 0.086252 | 0 | 0 | 0 | 0 | 0 | 0 | 0 | 0 | 0 | 2
1166_G_2 | MISO_Iowa | Iowa | 19 | Henry | 87 | 1166 | 2 | Mt Pleasant | 10745 | 2002 | 9999 | Combustion Turbine | [5 empty] | Fossil | G | 2030 | Oil |  | 0 | 0 | 0 | 0 | 0 | 0 | 0 | 0 | 0 | 0 | 0 | 0 | 0 | 0 | 0 | 0 | 0 | 0 | 0 | 0 | 0 | 0 | 0 | 0 | 0 | 0 | 0 | 0 | 0 | 0 | 0 | 0 | 0 | 0 | 0 | 0 | 0 | 0 | 0 | 0 | 0.086252 | 0 | 0 | 0 | 0 | 0 | 0 | 0 | 0 | 0 | 2
1166_G_3 | MISO_Iowa | Iowa | 19 | Henry | 87 | 1166 | 3 | Mt Pleasant | 10745 | 2002 | 9999 | Combustion Turbine | [5 empty] | Fossil | G | 2030 | Oil |  | 0 | 0 | 0 | 0 | 0 | 0 | 0 | 0 | 0 | 0 | 0 | 0 | 0 | 0 | 0 | 0 | 0 | 0 | 0 | 0 | 0 | 0 | 0 | 0 | 0 | 0 | 0 | 0 | 0 | 0 | 0 | 0 | 0 | 0 | 0 | 0 | 0 | 0 | 0 | 0 | 0.086252 | 0 | 0 | 0 | 0 | 0 | 0 | 0 | 0 | 0 | 2
1166_G_4A | MISO_Iowa | Iowa | 19 | Henry | 87 | 1166 | 4A | Mt Pleasant | 10745 | 2002 | 9999 | Combustion Turbine | [5 empty] | Fossil | G | 2030 | Oil |  | 0 | 0 | 0 | 0 | 0 | 0 | 0 | 0 | 0 | 0 | 0 | 0 | 0 | 0 | 0 | 0 | 0 | 0 | 0 | 0 | 0 | 0 | 0 | 0 | 0 | 0 | 0 | 0 | 0 | 0 | 0 | 0 | 0 | 0 | 0 | 0 | 0 | 0 | 0 | 0 | 0.086252 | 0 | 0 | 0 | 0 | 0 | 0 | 0 | 0 | 0 | 2
1166_G_5A | MISO_Iowa | Iowa | 19 | Henry | 87 | 1166 | 5A | Mt Pleasant | 10745 | 2002 | 9999 | Combustion Turbine | [5 empty] | Fossil | G | 2030 | Oil |  | 0 | 0 | 0 | 0 | 0 | 0 | 0 | 0 | 0 | 0 | 0 | 0 | 0 | 0 | 0 | 0 | 0 | 0 | 0 | 0 | 0 | 0 | 0 | 0 | 0 | 0 | 0 | 0 | 0 | 0 | 0 | 0 | 0 | 0 | 0 | 0 | 0 | 0 | 0 | 0 | 0.086252 | 0 | 0 | 0 | 0 | 0 | 0 | 0 | 0 | 0 | 2
1166_G_6 | MISO_Iowa | Iowa | 19 | Henry | 87 | 1166 | 6 | Mt Pleasant | 10745 | 2002 | 9999 | Combustion Turbine | [5 empty] | Fossil | G | 2030 | Oil |  | 0 | 0 | 0 | 0 | 0 | 0 | 0 | 0 | 0 | 0 | 0 | 0 | 0 | 0 | 0 | 0 | 0 | 0 | 0 | 0 | 0 | 0 | 0 | 0 | 0 | 0 | 0 | 0 | 0 | 0 | 0 | 0 | 0 | 0 | 0 | 0 | 0 | 0 | 0 | 0 | 0.086252 | 0 | 0 | 0 | 0 | 0 | 0 | 0 | 0 | 0 | 2
1166_G_7 | MISO_Iowa | Iowa | 19 | Henry | 87 | 1166 | 7 | Mt Pleasant | 10745 | 2002 | 9999 | Combustion Turbine | [5 empty] | Fossil | G | 2030 | Oil |  | 0 | 0 | 0 | 0 | 0 | 0 | 0 | 0 | 0 | 0 | 0 | 0 | 0 | 0 | 0 | 0 | 0 | 0 | 0 | 0 | 0 | 0 | 0 | 0 | 0 | 0 | 0 | 0 | 0 | 0 | 0 | 0 | 0 | 0 | 0 | 0 | 0 | 0 | 0 | 0 | 0.086252 | 0 | 0 | 0 | 0 | 0 | 0 | 0 | 0 | 0 | 2
1166_G_8 | MISO_Iowa | Iowa | 19 | Henry | 87 | 1166 | 8 | Mt Pleasant | 10745 | 2002 | 9999 | Combustion Turbine | [5 empty] | Fossil | G | 2030 | Oil |  | 0 | 0 | 0 | 0 | 0 | 0 | 0 | 0 | 0 | 0 | 0 | 0 | 0 | 0 | 0 | 0 | 0 | 0 | 0 | 0 | 0 | 0 | 0 | 0 | 0 | 0 | 0 | 0 | 0 | 0 | 0 | 0 | 0 | 0 | 0 | 0 | 0 | 0 | 0 | 0 | 0.086252 | 0 | 0 | 0 | 0 | 0 | 0 | 0 | 0 | 0 | 2
1166_G_9 | MISO_Iowa | Iowa | 19 | Henry | 87 | 1166 | 9 | Mt Pleasant | 10745 | 2002 | 9999 | Combustion Turbine | [5 empty] | Fossil | G | 2030 | Oil |  | 0 | 0 | 0 | 0 | 0 | 0 | 0 | 0 | 0 | 0 | 0 | 0 | 0 | 0 | 0 | 0 | 0 | 0 | 0 | 0 | 0 | 0 | 0 | 0 | 0 | 0 | 0 | 0 | 0 | 0 | 0 | 0 | 0 | 0 | 0 | 0 | 0 | 0 | 0 | 0 | 0.086252 | 0 | 0 | 0 | 0 | 0 | 0 | 0 | 0 | 0 | 2
1167_B_9 | MISO_Iowa | Iowa | 19 | Muscatine | 139 | 1167 | 9 | Muscatine Plant #1 | 8800 | 1983 | 9999 | Coal Steam | tangential | dry | ESPC + Wet Scrubber + Mercury Control | OFA | Wet Scrubber | Fossil | B | 2030 | Coal |  | 2.4438 | 0 | 2.6212 | 5.065 | 0 | 0 | 0 | 0 | 2.4438 | 0 | 2.6212 | 5.065 | 0 | 0 | 0 | 0 | 277.705 | 0 | 297.8611 | 575.5661 | 262.3419 | 0 | 281.383 | 543.7249 | 0.00068564 | 0 | 0.0007354 | 0.001421 | 0.2021 | 0 | 0.21677 | 0.41887 | 0.025529 | 0 | 0.027382 | 0.052911 | 0.0012219 | 0 | 0.0013106 | 0.0025325 | 11.8447 | 2.0001 | 0 | 2.1453 | 4.1454 | 4.5025 | 0 | 4.8293 | 9.3318 | 0 | 163 | Scrubber / Mercury Control | Wet Scrubber
1168_G_3 | MISO_Iowa | Iowa | 19 | Chickasaw | 37 | 1168 | 3 | New Hampton | 18000 | 1967 | 9999 | Combustion Turbine | [5 empty] | Fossil | G | 2030 | Oil |  | 0 | 0 | 0 | 0 | 0 | 0 | 0 | 0 | 0 | 0 | 0 | 0 | 0 | 0 | 0 | 0 | 0 | 0 | 0 | 0 | 0 | 0 | 0 | 0 | 0 | 0 | 0 | 0 | 0 | 0 | 0 | 0 | 0 | 0 | 0 | 0 | 0 | 0 | 0 | 0 | 4.3126e-08 | 0 | 0 | 0 | 0 | 0 | 0 | 0 | 0 | 0 | 1e-06
1168_G_4 | MISO_Iowa | Iowa | 19 | Chickasaw | 37 | 1168 | 4 | New Hampton | 18000 | 1973 | 9999 | Combustion Turbine | [5 empty] | Fossil | G | 2030 | Oil |  | 0 | 0 | 0 | 0 | 0 | 0 | 0 | 0 | 0 | 0 | 0 | 0 | 0 | 0 | 0 | 0 | 0 | 0 | 0 | 0 | 0 | 0 | 0 | 0 | 0 | 0 | 0 | 0 | 0 | 0 | 0 | 0 | 0 | 0 | 0 | 0 | 0 | 0 | 0 | 0 | 4.3126e-08 | 0 | 0 | 0 | 0 | 0 | 0 | 0 | 0 | 0 | 1e-06
1168_G_5 | MISO_Iowa | Iowa | 19 | Chickasaw | 37 | 1168 | 5 | New Hampton | 18000 | 1973 | 9999 | Combustion Turbine | [5 empty] | Fossil | G | 2030 | Oil |  | 0 | 0 | 0 | 0 | 0 | 0 | 0 | 0 | 0 | 0 | 0 | 0 | 0 | 0 | 0 | 0 | 0 | 0 | 0 | 0 | 0 | 0 | 0 | 0 | 0 | 0 | 0 | 0 | 0 | 0 | 0 | 0 | 0 | 0 | 0 | 0 | 0 | 0 | 0 | 0 | 4.3126e-08 | 0 | 0 | 0 | 0 | 0 | 0 | 0 | 0 | 0 | 1e-06
1168_G_7 | MISO_Iowa | Iowa | 19 | Chickasaw | 37 | 1168 | 7 | New Hampton | 10745 | 1999 | 9999 | Combustion Turbine | [5 empty] | Fossil | G | 2030 | Oil |  | 0 | 0 | 0 | 0 | 0 | 0 | 0 | 0 | 0 | 0 | 0 | 0 | 0 | 0 | 0 | 0 | 0 | 0 | 0 | 0 | 0 | 0 | 0 | 0 | 0 | 0 | 0 | 0 | 0 | 0 | 0 | 0 | 0 | 0 | 0 | 0 | 0 | 0 | 0 | 0 | 4.3126e-08 | 0 | 0 | 0 | 0 | 0 | 0 | 0 | 0 | 0 | 1e-06
1168_G_8 | MISO_Iowa | Iowa | 19 | Chickasaw | 37 | 1168 | 8 | New Hampton | 10745 | 1999 | 9999 | Combustion Turbine | [5 empty] | Fossil | G | 2030 | Oil |  | 0 | 0 | 0 | 0 | 0 | 0 | 0 | 0 | 0 | 0 | 0 | 0 | 0 | 0 | 0 | 0 | 0 | 0 | 0 | 0 | 0 | 0 | 0 | 0 | 0 | 0 | 0 | 0 | 0 | 0 | 0 | 0 | 0 | 0 | 0 | 0 | 0 | 0 | 0 | 0 | 4.3126e-08 | 0 | 0 | 0 | 0 | 0 | 0 | 0 | 0 | 0 | 1e-06
1169_G_4 | MISO_Iowa | Iowa | 19 | Boone | 15 | 1169 | 4 | Ogden | 25000 | 1951 | 9999 | Combustion Turbine | [5 empty] | Fossil | G | 2030 | Oil |  | 0 | 0 | 0 | 0 | 0 | 0 | 0 | 0 | 0 | 0 | 0 | 0 | 0 | 0 | 0 | 0 | 0 | 0 | 0 | 0 | 0 | 0 | 0 | 0 | 0 | 0 | 0 | 0 | 0 | 0 | 0 | 0 | 0 | 0 | 0 | 0 | 0 | 0 | 0 | 0 | 0.021563 | 0 | 0 | 0 | 0 | 0 | 0 | 0 | 0 | 0 | 0.5
1169_G_5 | MISO_Iowa | Iowa | 19 | Boone | 15 | 1169 | 5 | Ogden | 25000 | 1958 | 9999 | Combustion Turbine | [5 empty] | Fossil | G | 2030 | Oil |  | 0 | 0 | 0 | 0 | 0 | 0 | 0 | 0 | 0 | 0 | 0 | 0 | 0 | 0 | 0 | 0 | 0 | 0 | 0 | 0 | 0 | 0 | 0 | 0 | 0 | 0 | 0 | 0 | 0 | 0 | 0 | 0 | 0 | 0 | 0 | 0 | 0 | 0 | 0 | 0 | 0.043126 | 0 | 0 | 0 | 0 | 0 | 0 | 0 | 0 | 0 | 1
1169_G_6 | MISO_Iowa | Iowa | 19 | Boone | 15 | 1169 | 6 | Ogden | 25000 | 1971 | 9999 | Combustion Turbine | [5 empty] | Fossil | G | 2030 | Oil |  | 0 | 0 | 0 | 0 | 0 | 0 | 0 | 0 | 0 | 0 | 0 | 0 | 0 | 0 | 0 | 0 | 0 | 0 | 0 | 0 | 0 | 0 | 0 | 0 | 0 | 0 | 0 | 0 | 0 | 0 | 0 | 0 | 0 | 0 | 0 | 0 | 0 | 0 | 0 | 0 | 0.10781 | 0 | 0 | 0 | 0 | 0 | 0 | 0 | 0 | 0 | 2.5
117_G_1B | WECC_Arizona | Arizona | 4 | Maricopa | 13 | 117 | 1B | West Phoenix | 10763 | 1976 | 9999 | Combined Cycle | other |  |  |  |  | Fossil | G | 2030 | NaturalGas |  | 0 | 0 | 0 | 0 | 0 | 0 | 0 | 0 | 0 | 0 | 0 | 0 | 0 | 0 | 0 | 0 | 0 | 0 | 0 | 0 | 0 | 0 | 0 | 0 | 0 | 0 | 0 | 0 | 0 | 0 | 0 | 0 | 0 | 0 | 0 | 0 | 0 | 0 | 0 | 0 | 3.3231 | 0 | 0 | 0 | 0 | 0 | 0 | 0 | 0 | 0 | 85
117_G_2B | WECC_Arizona | Arizona | 4 | Maricopa | 13 | 117 | 2B | West Phoenix | 10818 | 1976 | 9999 | Combined Cycle | other |  |  |  |  | Fossil | G | 2030 | NaturalGas |  | 0 | 0 | 0 | 0 | 0 | 0 | 0 | 0 | 0 | 0 | 0 | 0 | 0 | 0 | 0 | 0 | 0 | 0 | 0 | 0 | 0 | 0 | 0 | 0 | 0 | 0 | 0 | 0 | 0 | 0 | 0 | 0 | 0 | 0 | 0 | 0 | 0 | 0 | 0 | 0 | 3.3231 | 0 | 0 | 0 | 0 | 0 | 0 | 0 | 0 | 0 | 85
117_G_3B | WECC_Arizona | Arizona | 4 | Maricopa | 13 | 117 | 3B | West Phoenix | 10722 | 1976 | 9999 | Combined Cycle | other |  |  |  |  | Fossil | G | 2030 | NaturalGas |  | 0 | 0 | 0 | 0 | 0 | 0 | 0 | 0 | 0 | 0 | 0 | 0 | 0 | 0 | 0 | 0 | 0 | 0 | 0 | 0 | 0 | 0 | 0 | 0 | 0 | 0 | 0 | 0 | 0 | 0 | 0 | 0 | 0 | 0 | 0 | 0 | 0 | 0 | 0 | 0 | 3.3231 | 0 | 0 | 0 | 0 | 0 | 0 | 0 | 0 | 0 | 85
117_G_C4-1 | WECC_Arizona | Arizona | 4 | Maricopa | 13 | 117 | C4-1 | West Phoenix | 8230 | 2001 | 9999 | Combined Cycle |  |  |  | DLNB |  | Fossil | G | 2030 | NaturalGas |  | 0 | 0 | 0.0090411 | 0.0090411 | 0 | 0 | 0 | 0 | 0 | 0 | 0 | 0 | 0 | 0 | 0 | 0 | 0 | 0 | 1.0986 | 1.0986 | 0 | 0 | 0.52927 | 0.52927 | 0 | 0 | 6.3288e-10 | 6.3288e-10 | 0 | 0 | 0.00012821 | 0.00012821 | 0 | 0 | 0 | 0 | 0 | 0 | 0 | 0 | 2.2277 | 0 | 0 | 0.0044103 | 0.0044103 | 0 | 0 | 0.023743 | 0.023743 | 0 | 68
117_G_C4-2 | WECC_Arizona | Arizona | 4 | Maricopa | 13 | 117 | C4-2 | West Phoenix | 8230 | 2001 | 9999 | Combined Cycle |  |  |  | LNB |  | Fossil | G | 2030 | NaturalGas |  | 0 | 0 | 0.0051854 | 0.0051854 | 0 | 0 | 0 | 0 | 0 | 0 | 0 | 0 | 0 | 0 | 0 | 0 | 0 | 0 | 0.63006 | 0.63006 | 0 | 0 | 0.30355 | 0.30355 | 0 | 0 | 3.6298e-10 | 3.6298e-10 | 0 | 0 | 7.3531e-05 | 7.3531e-05 | 0 | 0 | 0 | 0 | 0 | 0 | 0 | 0 | 1.2777 | 0 | 0 | 0.0025294 | 0.0025294 | 0 | 0 | 0.013617 | 0.013617 | 0 | 39
117_G_C5-1 | WECC_Arizona | Arizona | 4 | Maricopa | 13 | 117 | C5-1 | West Phoenix | 8230 | 2003 | 9999 | Combined Cycle |  |  | SCR | DLNB |  | Fossil | G | 2030 | NaturalGas |  | 0 | 0 | 0.020608 | 0.020608 | 0 | 0 | 0 | 0 | 0 | 0 | 0 | 0 | 0 | 0 | 0 | 0 | 0 | 0 | 2.5041 | 2.5041 | 0 | 0 | 1.2064 | 1.2064 | 0 | 0 | 1.4426e-09 | 1.4426e-09 | 0 | 0 | 0.00015156 | 0.00015156 | 0 | 0 | 0 | 0 | 0 | 0 | 0 | 0 | 4.8962 | 0 | 0 | 0.010426 | 0.010426 | 0 | 0 | 0.054121 | 0.054121 | 0 | 155 | SCR
117_G_C5-2 | WECC_Arizona | Arizona | 4 | Maricopa | 13 | 117 | C5-2 | West Phoenix | 8230 | 2003 | 9999 | Combined Cycle |  |  | SCR | DLNB |  | Fossil | G | 2030 | NaturalGas |  | 0 | 0 | 0.020343 | 0.020343 | 0 | 0 | 0 | 0 | 0 | 0 | 0 | 0 | 0 | 0 | 0 | 0 | 0 | 0 | 2.4718 | 2.4718 | 0 | 0 | 1.1909 | 1.1909 | 0 | 0 | 1.424e-09 | 1.424e-09 | 0 | 0 | 0.00014961 | 0.00014961 | 0 | 0 | 0 | 0 | 0 | 0 | 0 | 0 | 4.833 | 0 | 0 | 0.010292 | 0.010292 | 0 | 0 | 0.053422 | 0.053422 | 0 | 153 | SCR
117_G_C5-3 | WECC_Arizona | Arizona | 4 | Maricopa | 13 | 117 | C5-3 | West Phoenix | 8230 | 2003 | 9999 | Combined Cycle |  |  | SCR | NH3 |  | Fossil | G | 2030 | NaturalGas |  | 0 | 0 | 0.019944 | 0.019944 | 0 | 0 | 0 | 0 | 0 | 0 | 0 | 0 | 0 | 0 | 0 | 0 | 0 | 0 | 2.4233 | 2.4233 | 0 | 0 | 1.1675 | 1.1675 | 0 | 0 | 1.3961e-09 | 1.3961e-09 | 0 | 0 | 0.00014667 | 0.00014667 | 0 | 0 | 0 | 0 | 0 | 0 | 0 | 0 | 4.7382 | 0 | 0 | 0.01009 | 0.01009 | 0 | 0 | 0.052375 | 0.052375 | 0 | 150 | SCR
117_G_GT1 | WECC_Arizona | Arizona | 4 | Maricopa | 13 | 117 | GT1 | West Phoenix | 22352 | 1972 | 9999 | Combustion Turbine | [5 empty] | Fossil | G | 2030 | NaturalGas |  | 0 | 0 | 0 | 0 | 0 | 0 | 0 | 0 | 0 | 0 | 0 | 0 | 0 | 0 | 0 | 0 | 0 | 0 | 0 | 0 | 0 | 0 | 0 | 0 | 0 | 0 | 0 | 0 | 0 | 0 | 0 | 0 | 0 | 0 | 0 | 0 | 0 | 0 | 0 | 0 | 2.3551 | 0 | 0 | 0 | 0 | 0 | 0 | 0 | 0 | 0 | 50
117_G_GT2 | WECC_Arizona | Arizona | 4 | Maricopa | 13 | 117 | GT2 | West Phoenix | 22353 | 1973 | 9999 | Combustion Turbine | [5 empty] | Fossil | G | 2030 | NaturalGas |  | 0 | 0 | 0 | 0 | 0 | 0 | 0 | 0 | 0 | 0 | 0 | 0 | 0 | 0 | 0 | 0 | 0 | 0 | 0 | 0 | 0 | 0 | 0 | 0 | 0 | 0 | 0 | 0 | 0 | 0 | 0 | 0 | 0 | 0 | 0 | 0 | 0 | 0 | 0 | 0 | 2.3551 | 0 | 0 | 0 | 0 | 0 | 0 | 0 | 0 | 0 | 50
1172_G_5 | MISO_Iowa | Iowa | 19 | Mitchell | 131 | 1172 | 5 | Osage (IA) | 12283 | 1963 | 9999 | Combustion Turbine | [5 empty] | Fossil | G | 2030 | NaturalGas |  | 0.00013732 | 0 | 0.00080991 | 0.00094723 | 0 | 0 | 0 | 0 | 0 | 0 | 0 | 0 | 0 | 0 | 0 | 0 | 0.011179 | 0 | 0.065938 | 0.077117 | 0.0080385 | 0 | 0.047412 | 0.055451 | 9.6121e-12 | 0 | 5.6694e-11 | 6.6306e-11 | 7.2843e-05 | 0 | 0.00042964 | 0.00050248 | 0 | 0 | 0 | 0 | 0 | 0 | 0 | 0 | 0.13369 | 5.2767e-05 | 0 | 0.00031123 | 0.00036399 | 0.00040399 | 0 | 0.001731 | 0.002135 | 0 | 3.1
1172_G_6 | MISO_Iowa | Iowa | 19 | Mitchell | 131 | 1172 | 6 | Osage (IA) | 12283 | 1973 | 9999 | Combustion Turbine | [5 empty] | Fossil | G | 2030 | NaturalGas |  | 0.00026577 | 0 | 0.0015676 | 0.0018334 | 0 | 0 | 0 | 0 | 0 | 0 | 0 | 0 | 0 | 0 | 0 | 0 | 0.021637 | 0 | 0.12762 | 0.14926 | 0.015558 | 0 | 0.091766 | 0.10732 | 1.8604e-11 | 0 | 1.0973e-10 | 1.2833e-10 | 0.00014099 | 0 | 0.00083156 | 0.00097255 | 0 | 0 | 0 | 0 | 0 | 0 | 0 | 0 | 0.25876 | 0.00010213 | 0 | 0.00060237 | 0.0007045 | 0.00078191 | 0 | 0.0033503 | 0.0041322 | 0 | 6
1172_G_7 | MISO_Iowa | Iowa | 19 | Mitchell | 131 | 1172 | 7 | Osage (IA) | 12283 | 1996 | 9999 | Combustion Turbine | [5 empty] | Fossil | G | 2030 | Oil |  | 0 | 0 | 0 | 0 | 0 | 0 | 0 | 0 | 0 | 0 | 0 | 0 | 0 | 0 | 0 | 0 | 0 | 0 | 0 | 0 | 0 | 0 | 0 | 0 | 0 | 0 | 0 | 0 | 0 | 0 | 0 | 0 | 0 | 0 | 0 | 0 | 0 | 0 | 0 | 0 | 0.15525 | 0 | 0 | 0 | 0 | 0 | 0 | 0 | 0 | 0 | 3.6
1172_G_8 | MISO_Iowa | Iowa | 19 | Mitchell | 131 | 1172 | 8 | Osage (IA) | 12283 | 1998 | 9999 | Combustion Turbine | [5 empty] | Fossil | G | 2030 | Oil |  | 0 | 0 | 0 | 0 | 0 | 0 | 0 | 0 | 0 | 0 | 0 | 0 | 0 | 0 | 0 | 0 | 0 | 0 | 0 | 0 | 0 | 0 | 0 | 0 | 0 | 0 | 0 | 0 | 0 | 0 | 0 | 0 | 0 | 0 | 0 | 0 | 0 | 0 | 0 | 0 | 0.15525 | 0 | 0 | 0 | 0 | 0 | 0 | 0 | 0 | 0 | 3.6
1172_G_SO | MISO_Iowa | Iowa | 19 | Mitchell | 131 | 1172 | SO | Osage (IA) | 0 | 2016 | 9999 | Solar PV | [5 empty] | Non-Fossil | G | 2030 | Solar |  | 0 | 0 | 0 | 0 | 0 | 0 | 0 | 0 | 0 | 0 | 0 | 0 | 0 | 0 | 0 | 0 | 0.11501 | 0.265 | 0.48937 | 0.86937 | 0 | 0 | 0 | 0 | 0 | 0 | 0 | 0 | 0 | 0 | 0 | 0 | 0 | 0 | 0 | 0 | 0 | 0 | 0 | 0 | 0.025279 | 0 | 0 | 0 | 0 | 0 | 0 | 0 | 0 | 0 | 0.8
1172_G_W1 | MISO_Iowa | Iowa | 19 | Mitchell | 131 | 1172 | W1 | Osage (IA) | 0 | 2009 | 9999 | Onshore Wind | [5 empty] | Non-Fossil | G | 2030 | Wind |  | 0 | 0 | 0 | 0 | 0 | 0 | 0 | 0 | 0 | 0 | 0 | 0 | 0 | 0 | 0 | 0 | 0.43631 | 0.6075 | 0.48696 | 1.5308 | 0 | 0 | 0 | 0 | 0 | 0 | 0 | 0 | 0 | 0 | 0 | 0 | 0 | 0 | 0 | 0 | 0 | 0 | 0 | 0 | 0.021089 | 0 | 0 | 0 | 0 | 0 | 0 | 0 | 0 | 0 | 0.5
1173_G_2 | MISO_Iowa | Iowa | 19 | Wapello | 179 | 1173 | 2 | Ottumwa City of | 0 | 1931 | 9999 | Hydro | [5 empty] | Non-Fossil | G | 2030 | Hydro |  | 0 | 0 | 0 | 0 | 0 | 0 | 0 | 0 | 0 | 0 | 0 | 0 | 0 | 0 | 0 | 0 | 0.82722 | 1.321 | 1.9138 | 4.0621 | 0 | 0 | 0 | 0 | 0 | 0 | 0 | 0 | 0 | 0 | 0 | 0 | 0 | 0 | 0 | 0 | 0 | 0 | 0 | 0 | 0.01897 | 0.0011498 | 0.0018362 | 0.0026602 | 0.0056463 | 0 | 0 | 0 | 0 | 0 | 1.2
1173_G_3 | MISO_Iowa | Iowa | 19 | Wapello | 179 | 1173 | 3 | Ottumwa City of | 0 | 1931 | 9999 | Hydro | [5 empty] | Non-Fossil | G | 2030 | Hydro |  | 0 | 0 | 0 | 0 | 0 | 0 | 0 | 0 | 0 | 0 | 0 | 0 | 0 | 0 | 0 | 0 | 0.68935 | 1.1008 | 1.5949 | 3.3851 | 0 | 0 | 0 | 0 | 0 | 0 | 0 | 0 | 0 | 0 | 0 | 0 | 0 | 0 | 0 | 0 | 0 | 0 | 0 | 0 | 0.015808 | 0.00095819 | 0.0015302 | 0.0022169 | 0.0047052 | 0 | 0 | 0 | 0 | 0 | 1
1176_G_1 | MISO_Iowa | Iowa | 19 | Jackson | 97 | 1176 | 1 | Preston (IA) | 25000 | 1968 | 9999 | Combustion Turbine | [5 empty] | Fossil | G | 2030 | Oil |  | 0 | 0 | 0 | 0 | 0 | 0 | 0 | 0 | 0 | 0 | 0 | 0 | 0 | 0 | 0 | 0 | 0 | 0 | 0 | 0 | 0 | 0 | 0 | 0 | 0 | 0 | 0 | 0 | 0 | 0 | 0 | 0 | 0 | 0 | 0 | 0 | 0 | 0 | 0 | 0 | 4.3126e-08 | 0 | 0 | 0 | 0 | 0 | 0 | 0 | 0 | 0 | 1e-06
1176_G_2 | MISO_Iowa | Iowa | 19 | Jackson | 97 | 1176 | 2 | Preston (IA) | 25000 | 1968 | 9999 | Combustion Turbine | [5 empty] | Fossil | G | 2030 | Oil |  | 0 | 0 | 0 | 0 | 0 | 0 | 0 | 0 | 0 | 0 | 0 | 0 | 0 | 0 | 0 | 0 | 0 | 0 | 0 | 0 | 0 | 0 | 0 | 0 | 0 | 0 | 0 | 0 | 0 | 0 | 0 | 0 | 0 | 0 | 0 | 0 | 0 | 0 | 0 | 0 | 4.3126e-08 | 0 | 0 | 0 | 0 | 0 | 0 | 0 | 0 | 0 | 1e-06
1176_G_4 | MISO_Iowa | Iowa | 19 | Jackson | 97 | 1176 | 4 | Preston (IA) | 18000 | 1980 | 9999 | Combustion Turbine | [5 empty] | Fossil | G | 2030 | NaturalGas |  | 0.00011684 | 0 | 0.00068916 | 0.000806 | 0 | 0 | 0 | 0 | 0 | 0 | 0 | 0 | 0 | 0 | 0 | 0 | 0.0064912 | 0 | 0.038287 | 0.044778 | 0.0068399 | 0 | 0.040343 | 0.047183 | 8.179e-12 | 0 | 4.8241e-11 | 5.642e-11 | 6.1982e-05 | 0 | 0.00036558 | 0.00042756 | 0 | 0 | 0 | 0 | 0 | 0 | 0 | 0 | 0.077627 | 3.0639e-05 | 0 | 0.00018071 | 0.00021135 | 0.00034375 | 0 | 0.0014729 | 0.0018166 | 0 | 1.8
1177_G_4 | MISO_Iowa-MidAmerican | Iowa | 19 | O'Brien | 141 | 1177 | 4 | Primghar | 12283 | 1972 | 9999 | Combustion Turbine | [5 empty] | Fossil | G | 2030 | Oil |  | 0 | 0 | 0 | 0 | 0 | 0 | 0 | 0 | 0 | 0 | 0 | 0 | 0 | 0 | 0 | 0 | 0 | 0 | 0 | 0 | 0 | 0 | 0 | 0 | 0 | 0 | 0 | 0 | 0 | 0 | 0 | 0 | 0 | 0 | 0 | 0 | 0 | 0 | 0 | 0 | 0.02585 | 0 | 0 | 0 | 0 | 0 | 0 | 0 | 0 | 0 | 0.6
1177_G_5 | MISO_Iowa-MidAmerican | Iowa | 19 | O'Brien | 141 | 1177 | 5 | Primghar | 12283 | 1992 | 9999 | Combustion Turbine | [5 empty] | Fossil | G | 2030 | Oil |  | 0 | 0 | 0 | 0 | 0 | 0 | 0 | 0 | 0 | 0 | 0 | 0 | 0 | 0 | 0 | 0 | 0 | 0 | 0 | 0 | 0 | 0 | 0 | 0 | 0 | 0 | 0 | 0 | 0 | 0 | 0 | 0 | 0 | 0 | 0 | 0 | 0 | 0 | 0 | 0 | 0.038774 | 0 | 0 | 0 | 0 | 0 | 0 | 0 | 0 | 0 | 0.9
118_G_GE1 | WECC_Arizona | Arizona | 4 | Pinal | 21 | 118 | GE1 | Saguaro | 15103 | 2002 | 9999 | Combustion Turbine |  |  |  | DLNB |  | Fossil | G | 2030 | NaturalGas |  | 0 | 0 | 0.0062367 | 0.0062367 | 0 | 0 | 0 | 0 | 0 | 0 | 0 | 0 | 0 | 0 | 0 | 0 | 0 | 0 | 0.41294 | 0.41294 | 0 | 0 | 0.3651 | 0.3651 | 0 | 0 | 4.3657e-10 | 4.3657e-10 | 0 | 0 | 0.00011878 | 0.00011878 | 0 | 0 | 0 | 0 | 0 | 0 | 0 | 0 | 3.5798 | 0 | 0 | 0.0022701 | 0.0022701 | 0 | 0 | 0.016378 | 0.016378 | 0 | 76
118_G_GT1 | WECC_Arizona | Arizona | 4 | Pinal | 21 | 118 | GT1 | Saguaro | 15103 | 1972 | 9999 | Combustion Turbine | [5 empty] | Fossil | G | 2030 | NaturalGas |  | 0 | 0 | 0.0041031 | 0.0041031 | 0 | 0 | 0 | 0 | 0 | 0 | 0 | 0 | 0 | 0 | 0 | 0 | 0 | 0 | 0.27167 | 0.27167 | 0 | 0 | 0.24019 | 0.24019 | 0 | 0 | 2.8722e-10 | 2.8722e-10 | 0 | 0 | 0.00065649 | 0.00065649 | 0 | 0 | 0 | 0 | 0 | 0 | 0 | 0 | 2.3551 | 0 | 0 | 0.0014935 | 0.0014935 | 0 | 0 | 0.010775 | 0.010775 | 0 | 50
118_G_GT2 | WECC_Arizona | Arizona | 4 | Pinal | 21 | 118 | GT2 | Saguaro | 15103 | 1973 | 9999 | Combustion Turbine | [5 empty] | Fossil | G | 2030 | NaturalGas |  | 0 | 0 | 0.0041031 | 0.0041031 | 0 | 0 | 0 | 0 | 0 | 0 | 0 | 0 | 0 | 0 | 0 | 0 | 0 | 0 | 0.27167 | 0.27167 | 0 | 0 | 0.24019 | 0.24019 | 0 | 0 | 2.8722e-10 | 2.8722e-10 | 0 | 0 | 4.9422e-05 | 4.9422e-05 | 0 | 0 | 0 | 0 | 0 | 0 | 0 | 0 | 2.3551 | 0 | 0 | 0.0014935 | 0.0014935 | 0 | 0 | 0.010775 | 0.010775 | 0 | 50
1180_G_1 | MISO_Iowa-MidAmerican | Iowa | 19 | Floyd | 67 | 1180 | 1 | Rockford | 10975 | 1951 | 9999 | Combustion Turbine | [5 empty] | Fossil | G | 2030 | Oil |  | 0 | 0 | 0 | 0 | 0 | 0 | 0 | 0 | 0 | 0 | 0 | 0 | 0 | 0 | 0 | 0 | 0 | 0 | 0 | 0 | 0 | 0 | 0 | 0 | 0 | 0 | 0 | 0 | 0 | 0 | 0 | 0 | 0 | 0 | 0 | 0 | 0 | 0 | 0 | 0 | 0.017233 | 0 | 0 | 0 | 0 | 0 | 0 | 0 | 0 | 0 | 0.4
1180_G_5 | MISO_Iowa-MidAmerican | Iowa | 19 | Floyd | 67 | 1180 | 5 | Rockford | 11288 | 1961 | 9999 | Combustion Turbine | [5 empty] | Fossil | G | 2030 | Oil |  | 0 | 0 | 0 | 0 | 0 | 0 | 0 | 0 | 0 | 0 | 0 | 0 | 0 | 0 | 0 | 0 | 0 | 0 | 0 | 0 | 0 | 0 | 0 | 0 | 0 | 0 | 0 | 0 | 0 | 0 | 0 | 0 | 0 | 0 | 0 | 0 | 0 | 0 | 0 | 0 | 0.038774 | 0 | 0 | 0 | 0 | 0 | 0 | 0 | 0 | 0 | 0.9
1180_G_6 | MISO_Iowa-MidAmerican | Iowa | 19 | Floyd | 67 | 1180 | 6 | Rockford | 11200 | 1999 | 9999 | Combustion Turbine | [5 empty] | Fossil | G | 2030 | Oil |  | 0 | 0 | 0 | 0 | 0 | 0 | 0 | 0 | 0 | 0 | 0 | 0 | 0 | 0 | 0 | 0 | 0 | 0 | 0 | 0 | 0 | 0 | 0 | 0 | 0 | 0 | 0 | 0 | 0 | 0 | 0 | 0 | 0 | 0 | 0 | 0 | 0 | 0 | 0 | 0 | 0.068932 | 0 | 0 | 0 | 0 | 0 | 0 | 0 | 0 | 0 | 1.6
1181_G_1 | MISO_Iowa | Iowa | 19 | Lyon | 119 | 1181 | 1 | Rock Rapids | 14177 | 1968 | 9999 | Combustion Turbine | [5 empty] | Fossil | G | 2030 | Oil |  | 0 | 0 | 0 | 0 | 0 | 0 | 0 | 0 | 0 | 0 | 0 | 0 | 0 | 0 | 0 | 0 | 0 | 0 | 0 | 0 | 0 | 0 | 0 | 0 | 0 | 0 | 0 | 0 | 0 | 0 | 0 | 0 | 0 | 0 | 0 | 0 | 0 | 0 | 0 | 0 | 0.10781 | 0 | 0 | 0 | 0 | 0 | 0 | 0 | 0 | 0 | 2.5
1184_G_2 | MISO_Illinois | Iowa | 19 | Osceola | 143 | 1184 | 2 | Sibley One | 10745 | 1971 | 9999 | Combustion Turbine | [5 empty] | Fossil | G | 2030 | NaturalGas |  | 0.0010123 | 0.00022087 | 0.010384 | 0.011617 | 0 | 0 | 0 | 0 | 0 | 0 | 0 | 0 | 0 | 0 | 0 | 0 | 0.094213 | 0.020556 | 0.96641 | 1.0812 | 0.059261 | 0.01293 | 0.60788 | 0.68008 | 7.0862e-11 | 1.5461e-11 | 7.2689e-10 | 8.1321e-10 | 0.00053701 | 0.00011717 | 0.0055085 | 0.0061627 | 0 | 0 | 0 | 0 | 0 | 0 | 0 | 0 | 0.081915 | 0.00044469 | 9.7022e-05 | 0.0045615 | 0.0051032 | 0.0028587 | 0.0005519 | 0.022355 | 0.025765 | 0 | 1.9
1184_G_3 | MISO_Illinois | Iowa | 19 | Osceola | 143 | 1184 | 3 | Sibley One | 10745 | 1987 | 9999 | Combustion Turbine | [5 empty] | Fossil | G | 2030 | NaturalGas |  | 0.00058608 | 0.00012787 | 0.0060118 | 0.0067258 | 0 | 0 | 0 | 0 | 0 | 0 | 0 | 0 | 0 | 0 | 0 | 0 | 0.054544 | 0.011901 | 0.5595 | 0.62595 | 0.034309 | 0.0074856 | 0.35193 | 0.39373 | 4.1026e-11 | 8.951e-12 | 4.2083e-10 | 4.7081e-10 | 0.0003109 | 6.7833e-05 | 0.0031891 | 0.0035679 | 0 | 0 | 0 | 0 | 0 | 0 | 0 | 0 | 0.047425 | 0.00025745 | 5.6171e-05 | 0.0026408 | 0.0029545 | 0.0016551 | 0.00031952 | 0.012942 | 0.014917 | 0 | 1.1
1184_G_5 | MISO_Illinois | Iowa | 19 | Osceola | 143 | 1184 | 5 | Sibley One | 10745 | 2000 | 9999 | Combustion Turbine | [5 empty] | Fossil | G | 2030 | NaturalGas |  | 0.00095904 | 0.00020925 | 0.0098376 | 0.011006 | 0 | 0 | 0 | 0 | 0 | 0 | 0 | 0 | 0 | 0 | 0 | 0 | 0.089255 | 0.019474 | 0.91555 | 1.0243 | 0.056142 | 0.012249 | 0.57589 | 0.64428 | 6.7133e-11 | 1.4647e-11 | 6.8863e-10 | 7.7041e-10 | 0.00050875 | 0.000111 | 0.0052186 | 0.0058383 | 0 | 0 | 0 | 0 | 0 | 0 | 0 | 0 | 0.077604 | 0.00042128 | 9.1916e-05 | 0.0043214 | 0.0048346 | 0.0027083 | 0.00052286 | 0.021178 | 0.024409 | 0 | 1.8
1186_G_GT1 | SPP_WAUE | Iowa | 19 | Clay | 41 | 1186 | GT1 | Spencer Gas Turbine | 22308 | 1970 | 9999 | Combustion Turbine | [5 empty] | Fossil | G | 2030 | Oil |  | 0 | 0 | 0 | 0 | 0 | 0 | 0 | 0 | 0 | 0 | 0 | 0 | 0 | 0 | 0 | 0 | 0 | 0 | 0 | 0 | 0 | 0 | 0 | 0 | 0 | 0 | 0 | 0 | 0 | 0 | 0 | 0 | 0 | 0 | 0 | 0 | 0 | 0 | 0 | 0 | 0.7289 | 0 | 0 | 0 | 0 | 0 | 0 | 0 | 0 | 0 | 17
1187_G_1 | MISO_Illinois | Iowa | 19 | Marshall | 127 | 1187 | 1 | State Center | 12872 | 1995 | 9999 | Combustion Turbine | [5 empty] | Fossil | G | 2030 | Oil |  | 0 | 0 | 0 | 0 | 0 | 0 | 0 | 0 | 0 | 0 | 0 | 0 | 0 | 0 | 0 | 0 | 0 | 0 | 0 | 0 | 0 | 0 | 0 | 0 | 0 | 0 | 0 | 0 | 0 | 0 | 0 | 0 | 0 | 0 | 0 | 0 | 0 | 0 | 0 | 0 | 0.025868 | 0 | 0 | 0 | 0 | 0 | 0 | 0 | 0 | 0 | 0.6
1187_G_2 | MISO_Illinois | Iowa | 19 | Marshall | 127 | 1187 | 2 | State Center | 12872 | 1995 | 9999 | Combustion Turbine | [5 empty] | Fossil | G | 2030 | Oil |  | 0 | 0 | 0 | 0 | 0 | 0 | 0 | 0 | 0 | 0 | 0 | 0 | 0 | 0 | 0 | 0 | 0 | 0 | 0 | 0 | 0 | 0 | 0 | 0 | 0 | 0 | 0 | 0 | 0 | 0 | 0 | 0 | 0 | 0 | 0 | 0 | 0 | 0 | 0 | 0 | 0.025868 | 0 | 0 | 0 | 0 | 0 | 0 | 0 | 0 | 0 | 0.6
1187_G_3 | MISO_Illinois | Iowa | 19 | Marshall | 127 | 1187 | 3 | State Center | 12833 | 1995 | 9999 | Combustion Turbine | [5 empty] | Fossil | G | 2030 | Oil |  | 0 | 0 | 0 | 0 | 0 | 0 | 0 | 0 | 0 | 0 | 0 | 0 | 0 | 0 | 0 | 0 | 0 | 0 | 0 | 0 | 0 | 0 | 0 | 0 | 0 | 0 | 0 | 0 | 0 | 0 | 0 | 0 | 0 | 0 | 0 | 0 | 0 | 0 | 0 | 0 | 0.056047 | 0 | 0 | 0 | 0 | 0 | 0 | 0 | 0 | 0 | 1.3
1187_G_4 | MISO_Illinois | Iowa | 19 | Marshall | 127 | 1187 | 4 | State Center | 12833 | 1995 | 9999 | Combustion Turbine | [5 empty] | Fossil | G | 2030 | Oil |  | 0 | 0 | 0 | 0 | 0 | 0 | 0 | 0 | 0 | 0 | 0 | 0 | 0 | 0 | 0 | 0 | 0 | 0 | 0 | 0 | 0 | 0 | 0 | 0 | 0 | 0 | 0 | 0 | 0 | 0 | 0 | 0 | 0 | 0 | 0 | 0 | 0 | 0 | 0 | 0 | 0.056047 | 0 | 0 | 0 | 0 | 0 | 0 | 0 | 0 | 0 | 1.3
1187_G_6 | MISO_Illinois | Iowa | 19 | Marshall | 127 | 1187 | 6 | State Center | 12927 | 1972 | 9999 | Combustion Turbine | [5 empty] | Fossil | G | 2030 | NaturalGas |  | 0.00046125 | 0 | 0.0025727 | 0.0030339 | 0 | 0 | 0 | 0 | 0 | 0 | 0 | 0 | 0 | 0 | 0 | 0 | 0.036062 | 0 | 0.20114 | 0.23721 | 0.027001 | 0 | 0.1506 | 0.17761 | 3.2287e-11 | 0 | 1.8009e-10 | 2.1237e-10 | 0.00037605 | 0 | 0.0020975 | 0.0024735 | 0 | 0 | 0 | 0 | 0 | 0 | 0 | 0 | 0.10778 | 0.00017021 | 0 | 0.00094939 | 0.0011196 | 0.0013025 | 0 | 0.0055384 | 0.0068409 | 0 | 2.5
1188_G_1 | MISO_Illinois | Iowa | 19 | Story | 169 | 1188 | 1 | Story City | 10745 | 1964 | 9999 | Combustion Turbine | [5 empty] | Fossil | G | 2030 | NaturalGas |  | 0.00069264 | 0.00015112 | 0.0071049 | 0.0079487 | 0 | 0 | 0 | 0 | 0 | 0 | 0 | 0 | 0 | 0 | 0 | 0 | 0.064462 | 0.014064 | 0.66123 | 0.73975 | 0.040547 | 0.0088466 | 0.41592 | 0.46531 | 4.8485e-11 | 1.0579e-11 | 4.9734e-10 | 5.5641e-10 | 0.00057134 | 0.00012466 | 0.0058607 | 0.0065567 | 0 | 0 | 0 | 0 | 0 | 0 | 0 | 0 | 0.056047 | 0.00030426 | 6.6384e-05 | 0.003121 | 0.0034916 | 0.001956 | 0.00037762 | 0.015295 | 0.017629 | 0 | 1.3
1188_G_2 | MISO_Illinois | Iowa | 19 | Story | 169 | 1188 | 2 | Story City | 10745 | 1972 | 9999 | Combustion Turbine | [5 empty] | Fossil | G | 2030 | NaturalGas |  | 0.0010656 | 0.00023249 | 0.010931 | 0.012229 | 0 | 0 | 0 | 0 | 0 | 0 | 0 | 0 | 0 | 0 | 0 | 0 | 0.099172 | 0.021637 | 1.0173 | 1.1381 | 0.06238 | 0.01361 | 0.63988 | 0.71587 | 7.4592e-11 | 1.6275e-11 | 7.6514e-10 | 8.5601e-10 | 0.00087899 | 0.00019178 | 0.0090164 | 0.010087 | 0 | 0 | 0 | 0 | 0 | 0 | 0 | 0 | 0.086226 | 0.00046809 | 0.00010213 | 0.0048015 | 0.0053718 | 0.0030092 | 0.00058095 | 0.023531 | 0.027121 | 0 | 2
1188_G_4A | MISO_Illinois | Iowa | 19 | Story | 169 | 1188 | 4A | Story City | 10745 | 2003 | 9999 | Combustion Turbine | [5 empty] | Fossil | G | 2030 | NaturalGas |  | 0.0016517 | 0.00036037 | 0.016942 | 0.018954 | 0 | 0 | 0 | 0 | 0 | 0 | 0 | 0 | 0 | 0 | 0 | 0 | 0.15372 | 0.033538 | 1.5768 | 1.764 | 0.096689 | 0.021096 | 0.99181 | 1.1096 | 1.1562e-10 | 2.5226e-11 | 1.186e-09 | 1.3268e-09 | 0.0013624 | 0.00029726 | 0.013975 | 0.015635 | 0 | 0 | 0 | 0 | 0 | 0 | 0 | 0 | 0.13365 | 0.00072554 | 0.0001583 | 0.0074424 | 0.0083262 | 0.0046643 | 0.00090047 | 0.036474 | 0.042038 | 0 | 3.1
1188_G_5A | MISO_Illinois | Iowa | 19 | Story | 169 | 1188 | 5A | Story City | 10745 | 1993 | 9999 | Combustion Turbine | [5 empty] | Fossil | G | 2030 | NaturalGas |  | 0.0016517 | 0.00036037 | 0.016942 | 0.018954 | 0 | 0 | 0 | 0 | 0 | 0 | 0 | 0 | 0 | 0 | 0 | 0 | 0.15372 | 0.033538 | 1.5768 | 1.764 | 0.096689 | 0.021096 | 0.99181 | 1.1096 | 1.1562e-10 | 2.5226e-11 | 1.186e-09 | 1.3268e-09 | 0.0013624 | 0.00029726 | 0.013975 | 0.015635 | 0 | 0 | 0 | 0 | 0 | 0 | 0 | 0 | 0.13365 | 0.00072554 | 0.0001583 | 0.0074424 | 0.0083262 | 0.0046643 | 0.00090047 | 0.036474 | 0.042038 | 0 | 3.1
1188_G_6 | MISO_Illinois | Iowa | 19 | Story | 169 | 1188 | 6 | Story City | 10745 | 1978 | 9999 | Combustion Turbine | [5 empty] | Fossil | G | 2030 | NaturalGas |  | 0.0010656 | 0.00023249 | 0.010931 | 0.012229 | 0 | 0 | 0 | 0 | 0 | 0 | 0 | 0 | 0 | 0 | 0 | 0 | 0.099172 | 0.021637 | 1.0173 | 1.1381 | 0.06238 | 0.01361 | 0.63988 | 0.71587 | 7.4592e-11 | 1.6275e-11 | 7.6514e-10 | 8.5601e-10 | 0.00087899 | 0.00019178 | 0.0090164 | 0.010087 | 0 | 0 | 0 | 0 | 0 | 0 | 0 | 0 | 0.086226 | 0.00046809 | 0.00010213 | 0.0048015 | 0.0053718 | 0.0030092 | 0.00058095 | 0.023531 | 0.027121 | 0 | 2
1188_G_7 | MISO_Illinois | Iowa | 19 | Story | 169 | 1188 | 7 | Story City | 10745 | 1978 | 9999 | Combustion Turbine | [5 empty] | Fossil | G | 2030 | NaturalGas |  | 0.0010656 | 0.00023249 | 0.010931 | 0.012229 | 0 | 0 | 0 | 0 | 0 | 0 | 0 | 0 | 0 | 0 | 0 | 0 | 0.099172 | 0.021637 | 1.0173 | 1.1381 | 0.06238 | 0.01361 | 0.63988 | 0.71587 | 7.4592e-11 | 1.6275e-11 | 7.6514e-10 | 8.5601e-10 | 0.00087899 | 0.00019178 | 0.0090164 | 0.010087 | 0 | 0 | 0 | 0 | 0 | 0 | 0 | 0 | 0.086226 | 0.00046809 | 0.00010213 | 0.0048015 | 0.0053718 | 0.0030092 | 0.00058095 | 0.023531 | 0.027121 | 0 | 2
1190_G_1 | MISO_Iowa | Iowa | 19 | Guthrie | 77 | 1190 | 1 | Stuart (IA) | 17238 | 1956 | 9999 | Combustion Turbine | [5 empty] | Fossil | G | 2030 | Oil |  | 0 | 0 | 0 | 0 | 0 | 0 | 0 | 0 | 0 | 0 | 0 | 0 | 0 | 0 | 0 | 0 | 0 | 0 | 0 | 0 | 0 | 0 | 0 | 0 | 0 | 0 | 0 | 0 | 0 | 0 | 0 | 0 | 0 | 0 | 0 | 0 | 0 | 0 | 0 | 0 | 0.025876 | 0 | 0 | 0 | 0 | 0 | 0 | 0 | 0 | 0 | 0.6
1190_G_2 | MISO_Iowa | Iowa | 19 | Guthrie | 77 | 1190 | 2 | Stuart (IA) | 18359 | 1968 | 9999 | Combustion Turbine | [5 empty] | Fossil | G | 2030 | Oil |  | 0 | 0 | 0 | 0 | 0 | 0 | 0 | 0 | 0 | 0 | 0 | 0 | 0 | 0 | 0 | 0 | 0 | 0 | 0 | 0 | 0 | 0 | 0 | 0 | 0 | 0 | 0 | 0 | 0 | 0 | 0 | 0 | 0 | 0 | 0 | 0 | 0 | 0 | 0 | 0 | 0.047439 | 0 | 0 | 0 | 0 | 0 | 0 | 0 | 0 | 0 | 1.1
1190_G_4 | MISO_Iowa | Iowa | 19 | Guthrie | 77 | 1190 | 4 | Stuart (IA) | 16702 | 1964 | 9999 | Combustion Turbine | [5 empty] | Fossil | G | 2030 | Oil |  | 0 | 0 | 0 | 0 | 0 | 0 | 0 | 0 | 0 | 0 | 0 | 0 | 0 | 0 | 0 | 0 | 0 | 0 | 0 | 0 | 0 | 0 | 0 | 0 | 0 | 0 | 0 | 0 | 0 | 0 | 0 | 0 | 0 | 0 | 0 | 0 | 0 | 0 | 0 | 0 | 0.043126 | 0 | 0 | 0 | 0 | 0 | 0 | 0 | 0 | 0 | 1
1192_G_3 | MISO_Illinois | Iowa | 19 | Tama | 171 | 1192 | 3 | Traer Main | 25000 | 1963 | 9999 | Combustion Turbine | [5 empty] | Fossil | G | 2030 | NaturalGas |  | 0.00035681 | 0 | 0.0019901 | 0.002347 | 0 | 0 | 0 | 0 | 0 | 0 | 0 | 0 | 0 | 0 | 0 | 0 | 0.014425 | 0 | 0.080457 | 0.094882 | 0.020888 | 0 | 0.1165 | 0.13739 | 2.4977e-11 | 0 | 1.3931e-10 | 1.6429e-10 | 0.0002909 | 0 | 0.0016226 | 0.0019135 | 0 | 0 | 0 | 0 | 0 | 0 | 0 | 0 | 0.043113 | 6.8086e-05 | 0 | 0.00037976 | 0.00044784 | 0.0010076 | 0 | 0.0042844 | 0.005292 | 0 | 1
1192_G_4 | MISO_Illinois | Iowa | 19 | Tama | 171 | 1192 | 4 | Traer Main | 25000 | 1963 | 9999 | Combustion Turbine | [5 empty] | Fossil | G | 2030 | NaturalGas |  | 0.00035681 | 0 | 0.0019901 | 0.002347 | 0 | 0 | 0 | 0 | 0 | 0 | 0 | 0 | 0 | 0 | 0 | 0 | 0.014425 | 0 | 0.080457 | 0.094882 | 0.020888 | 0 | 0.1165 | 0.13739 | 2.4977e-11 | 0 | 1.3931e-10 | 1.6429e-10 | 0.0002909 | 0 | 0.0016226 | 0.0019135 | 0 | 0 | 0 | 0 | 0 | 0 | 0 | 0 | 0.043113 | 6.8086e-05 | 0 | 0.00037976 | 0.00044784 | 0.0010076 | 0 | 0.0042844 | 0.005292 | 0 | 1
1192_G_6 | MISO_Illinois | Iowa | 19 | Tama | 171 | 1192 | 6 | Traer Main | 25000 | 1970 | 9999 | Combustion Turbine | [5 empty] | Fossil | G | 2030 | NaturalGas |  | 0.00042817 | 0 | 0.0023882 | 0.0028164 | 0 | 0 | 0 | 0 | 0 | 0 | 0 | 0 | 0 | 0 | 0 | 0 | 0.01731 | 0 | 0.096549 | 0.11386 | 0.025065 | 0 | 0.1398 | 0.16487 | 2.9972e-11 | 0 | 1.6717e-10 | 1.9714e-10 | 0.00034909 | 0 | 0.0019471 | 0.0022962 | 0 | 0 | 0 | 0 | 0 | 0 | 0 | 0 | 0.051736 | 8.1703e-05 | 0 | 0.00045571 | 0.00053741 | 0.0012091 | 0 | 0.0051412 | 0.0063504 | 0 | 1.2
1193_G_5 | MISO_Iowa | Iowa | 19 | Montgomery | 137 | 1193 | 5 | Villisca Municipal Power Plant | 10745 | 2003 | 9999 | Combustion Turbine | [5 empty] | Fossil | G | 2030 | Oil |  | 0 | 0 | 0 | 0 | 0 | 0 | 0 | 0 | 0 | 0 | 0 | 0 | 0 | 0 | 0 | 0 | 0 | 0 | 0 | 0 | 0 | 0 | 0 | 0 | 0 | 0 | 0 | 0 | 0 | 0 | 0 | 0 | 0 | 0 | 0 | 0 | 0 | 0 | 0 | 0 | 0.086252 | 0 | 0 | 0 | 0 | 0 | 0 | 0 | 0 | 0 | 2
1193_G_6 | MISO_Iowa | Iowa | 19 | Montgomery | 137 | 1193 | 6 | Villisca Municipal Power Plant | 10745 | 2003 | 9999 | Combustion Turbine | [5 empty] | Fossil | G | 2030 | Oil |  | 0 | 0 | 0 | 0 | 0 | 0 | 0 | 0 | 0 | 0 | 0 | 0 | 0 | 0 | 0 | 0 | 0 | 0 | 0 | 0 | 0 | 0 | 0 | 0 | 0 | 0 | 0 | 0 | 0 | 0 | 0 | 0 | 0 | 0 | 0 | 0 | 0 | 0 | 0 | 0 | 0.086252 | 0 | 0 | 0 | 0 | 0 | 0 | 0 | 0 | 0 | 2
1194_G_1 | MISO_Illinois | Iowa | 19 | Benton | 11 | 1194 | 1 | Vinton | 12283 | 1955 | 9999 | Combustion Turbine | [5 empty] | Fossil | G | 2030 | NaturalGas |  | 0.00021037 | 0 | 0.0011734 | 0.0013837 | 0 | 0 | 0 | 0 | 0 | 0 | 0 | 0 | 0 | 0 | 0 | 0 | 0.01731 | 0 | 0.096549 | 0.11386 | 0.012315 | 0 | 0.068689 | 0.081004 | 1.4726e-11 | 0 | 8.2135e-11 | 9.6861e-11 | 0.00017151 | 0 | 0.00095663 | 0.0011281 | 0 | 0 | 0 | 0 | 0 | 0 | 0 | 0 | 0.051736 | 8.1703e-05 | 0 | 0.00045571 | 0.00053741 | 0.00059407 | 0 | 0.002526 | 0.0031201 | 0 | 1.2
1194_G_10 | MISO_Illinois | Iowa | 19 | Benton | 11 | 1194 | 10 | Vinton | 12283 | 2009 | 9999 | Combustion Turbine | [5 empty] | Fossil | G | 2030 | Oil |  | 0 | 0 | 0 | 0 | 0 | 0 | 0 | 0 | 0 | 0 | 0 | 0 | 0 | 0 | 0 | 0 | 0 | 0 | 0 | 0 | 0 | 0 | 0 | 0 | 0 | 0 | 0 | 0 | 0 | 0 | 0 | 0 | 0 | 0 | 0 | 0 | 0 | 0 | 0 | 0 | 0.025868 | 0 | 0 | 0 | 0 | 0 | 0 | 0 | 0 | 0 | 0.6
1194_G_6 | MISO_Illinois | Iowa | 19 | Benton | 11 | 1194 | 6 | Vinton | 12283 | 1961 | 9999 | Combustion Turbine | [5 empty] | Fossil | G | 2030 | NaturalGas |  | 0.00043827 | 0 | 0.0024445 | 0.0028828 | 0 | 0 | 0 | 0 | 0 | 0 | 0 | 0 | 0 | 0 | 0 | 0 | 0.036062 | 0 | 0.20114 | 0.23721 | 0.025656 | 0 | 0.1431 | 0.16876 | 3.0679e-11 | 0 | 1.7112e-10 | 2.0179e-10 | 0.00035732 | 0 | 0.001993 | 0.0023503 | 0 | 0 | 0 | 0 | 0 | 0 | 0 | 0 | 0.10778 | 0.00017021 | 0 | 0.00094939 | 0.0011196 | 0.0012377 | 0 | 0.0052625 | 0.0065001 | 0 | 2.5
1194_G_7 | MISO_Illinois | Iowa | 19 | Benton | 11 | 1194 | 7 | Vinton | 12283 | 1967 | 9999 | Combustion Turbine | [5 empty] | Fossil | G | 2030 | NaturalGas |  | 0.00064864 | 0 | 0.0036179 | 0.0042665 | 0 | 0 | 0 | 0 | 0 | 0 | 0 | 0 | 0 | 0 | 0 | 0 | 0.053372 | 0 | 0.29769 | 0.35106 | 0.037971 | 0 | 0.21179 | 0.24976 | 4.5405e-11 | 0 | 2.5325e-10 | 2.9865e-10 | 0.00052883 | 0 | 0.0029496 | 0.0034784 | 0 | 0 | 0 | 0 | 0 | 0 | 0 | 0 | 0.15952 | 0.00025192 | 0 | 0.0014051 | 0.001657 | 0.0018317 | 0 | 0.0077885 | 0.0096202 | 0 | 3.7
1194_G_8 | MISO_Illinois | Iowa | 19 | Benton | 11 | 1194 | 8 | Vinton | 12283 | 1973 | 9999 | Combustion Turbine | [5 empty] | Fossil | G | 2030 | NaturalGas |  | 0.00098172 | 0 | 0.0054757 | 0.0064574 | 0 | 0 | 0 | 0 | 0 | 0 | 0 | 0 | 0 | 0 | 0 | 0 | 0.08078 | 0 | 0.45056 | 0.53134 | 0.05747 | 0 | 0.32055 | 0.37802 | 6.8721e-11 | 0 | 3.833e-10 | 4.5202e-10 | 0.00080039 | 0 | 0.0044643 | 0.0052647 | 0 | 0 | 0 | 0 | 0 | 0 | 0 | 0 | 0.24143 | 0.00038128 | 0 | 0.0021266 | 0.0025079 | 0.0027723 | 0 | 0.011788 | 0.01456 | 0 | 5.6
1194_G_9 | MISO_Illinois | Iowa | 19 | Benton | 11 | 1194 | 9 | Vinton | 12283 | 1992 | 9999 | Combustion Turbine | [5 empty] | Fossil | G | 2030 | NaturalGas |  | 0.00052592 | 0 | 0.0029334 | 0.0034593 | 0 | 0 | 0 | 0 | 0 | 0 | 0 | 0 | 0 | 0 | 0 | 0 | 0.043275 | 0 | 0.24137 | 0.28465 | 0.030788 | 0 | 0.17172 | 0.20251 | 3.6815e-11 | 0 | 2.0534e-10 | 2.4215e-10 | 0.00042878 | 0 | 0.0023916 | 0.0028204 | 0 | 0 | 0 | 0 | 0 | 0 | 0 | 0 | 0.12934 | 0.00020426 | 0 | 0.0011393 | 0.0013435 | 0.0014852 | 0 | 0.006315 | 0.0078002 | 0 | 3
1198_G_6 | MISO_Iowa-MidAmerican | Iowa | 19 | Hamilton | 79 | 1198 | 6 | Webster City | 14145 | 1972 | 9999 | Combustion Turbine | [5 empty] | Fossil | G | 2030 | Oil |  | 0 | 0 | 0 | 0 | 0 | 0 | 0 | 0 | 0 | 0 | 0 | 0 | 0 | 0 | 0 | 0 | 0 | 0 | 0 | 0 | 0 | 0 | 0 | 0 | 0 | 0 | 0 | 0 | 0 | 0 | 0 | 0 | 0 | 0 | 0 | 0 | 0 | 0 | 0 | 0 | 0.89181 | 0 | 0 | 0 | 0 | 0 | 0 | 0 | 0 | 0 | 20.7
1199_G_1 | MISO_Iowa | Iowa | 19 | Palo Alto | 147 | 1199 | 1 | West Bend | 17046 | 1959 | 9999 | Combustion Turbine | [5 empty] | Fossil | G | 2030 | Oil |  | 0 | 0 | 0 | 0 | 0 | 0 | 0 | 0 | 0 | 0 | 0 | 0 | 0 | 0 | 0 | 0 | 0 | 0 | 0 | 0 | 0 | 0 | 0 | 0 | 0 | 0 | 0 | 0 | 0 | 0 | 0 | 0 | 0 | 0 | 0 | 0 | 0 | 0 | 0 | 0 | 0.043126 | 0 | 0 | 0 | 0 | 0 | 0 | 0 | 0 | 0 | 1
1199_G_3 | MISO_Iowa | Iowa | 19 | Palo Alto | 147 | 1199 | 3 | West Bend | 16927 | 1954 | 9999 | Combustion Turbine | [5 empty] | Fossil | G | 2030 | Oil |  | 0 | 0 | 0 | 0 | 0 | 0 | 0 | 0 | 0 | 0 | 0 | 0 | 0 | 0 | 0 | 0 | 0 | 0 | 0 | 0 | 0 | 0 | 0 | 0 | 0 | 0 | 0 | 0 | 0 | 0 | 0 | 0 | 0 | 0 | 0 | 0 | 0 | 0 | 0 | 0 | 0.038813 | 0 | 0 | 0 | 0 | 0 | 0 | 0 | 0 | 0 | 0.9
1199_G_4 | MISO_Iowa | Iowa | 19 | Palo Alto | 147 | 1199 | 4 | West Bend | 16779 | 1973 | 9999 | Combustion Turbine | [5 empty] | Fossil | G | 2030 | Oil |  | 0 | 0 | 0 | 0 | 0 | 0 | 0 | 0 | 0 | 0 | 0 | 0 | 0 | 0 | 0 | 0 | 0 | 0 | 0 | 0 | 0 | 0 | 0 | 0 | 0 | 0 | 0 | 0 | 0 | 0 | 0 | 0 | 0 | 0 | 0 | 0 | 0 | 0 | 0 | 0 | 0.086252 | 0 | 0 | 0 | 0 | 0 | 0 | 0 | 0 | 0 | 2
1199_G_5 | MISO_Iowa | Iowa | 19 | Palo Alto | 147 | 1199 | 5 | West Bend | 16267 | 2013 | 9999 | Combustion Turbine | [5 empty] | Fossil | G | 2030 | Oil |  | 0 | 0 | 0 | 0 | 0 | 0 | 0 | 0 | 0 | 0 | 0 | 0 | 0 | 0 | 0 | 0 | 0 | 0 | 0 | 0 | 0 | 0 | 0 | 0 | 0 | 0 | 0 | 0 | 0 | 0 | 0 | 0 | 0 | 0 | 0 | 0 | 0 | 0 | 0 | 0 | 0.10781 | 0 | 0 | 0 | 0 | 0 | 0 | 0 | 0 | 0 | 2.5
12_G_1 | SERC_Southeastern | Alabama | 1 | Tuscaloosa | 125 | 12 | 1 | Holt Dam | 0 | 1968 | 9999 | Hydro | [5 empty] | Non-Fossil | G | 2030 | Hydro |  | 0 | 0 | 0 | 0 | 0 | 0 | 0 | 0 | 0 | 0 | 0 | 0 | 0 | 0 | 0 | 0 | 47.97 | 49.5143 | 38.7317 | 136.2161 | 0 | 0 | 0 | 0 | 0 | 0 | 0 | 0 | 0 | 0 | 0 | 0 | 0 | 0 | 0 | 0 | 0 | 0 | 0 | 0 | 0.7588 | 0.066678 | 0.068825 | 0.053837 | 0.18934 | 0 | 0 | 0 | 0 | 0 | 48
120_B_1 | WECC_Arizona | Arizona | 4 | Yuma | 27 | 120 | 1 | Yucca | 11154 | 1978 | 9999 | O/G Steam | tangential |  |  |  |  | Fossil | B | 2030 | NaturalGas |  | 0 | 0 | 0.80149 | 0.80149 | 0 | 0 | 0 | 0 | 0 | 0 | 0 | 0 | 0 | 0 | 0 | 0 | 0 | 0 | 71.857 | 71.857 | 0 | 0 | 46.9194 | 46.9194 | 0 | 0 | 5.6105e-08 | 5.6105e-08 | 0 | 0 | 0.04201 | 0.04201 | 0 | 0 | 0 | 0 | 0 | 0 | 0 | 0 | 3.4058 | 0 | 0 | 0.063203 | 0.063203 | 0 | 0 | 2.1048 | 2.1048 | 0 | 75
120_G_GT1 | WECC_Arizona | Arizona | 4 | Yuma | 27 | 120 | GT1 | Yucca | 11938 | 1971 | 9999 | Combustion Turbine |  |  | SCR |  |  | Fossil | G | 2030 | NaturalGas |  | 0 | 0 | 0.0011536 | 0.0011536 | 0 | 0 | 0 | 0 | 0 | 0 | 0 | 0 | 0 | 0 | 0 | 0 | 0 | 0 | 0.096629 | 0.096629 | 0 | 0 | 0.067529 | 0.067529 | 0 | 0 | 8.0749e-11 | 8.0749e-11 | 0 | 0 | 1.6092e-05 | 1.6092e-05 | 0 | 0 | 0 | 0 | 0 | 0 | 0 | 0 | 0.88599 | 0 | 0 | 0.00054788 | 0.00054788 | 0 | 0 | 0.0030294 | 0.0030294 | 0 | 18 | SCR
120_G_GT2 | WECC_Arizona | Arizona | 4 | Yuma | 27 | 120 | GT2 | Yucca | 11938 | 1971 | 9999 | Combustion Turbine |  |  | SCR |  |  | Fossil | G | 2030 | NaturalGas |  | 0 | 0 | 0.0011536 | 0.0011536 | 0 | 0 | 0 | 0 | 0 | 0 | 0 | 0 | 0 | 0 | 0 | 0 | 0 | 0 | 0.096629 | 0.096629 | 0 | 0 | 0.067529 | 0.067529 | 0 | 0 | 8.0749e-11 | 8.0749e-11 | 0 | 0 | 1.4737e-05 | 1.4737e-05 | 0 | 0 | 0 | 0 | 0 | 0 | 0 | 0 | 0.88599 | 0 | 0 | 0.00054788 | 0.00054788 | 0 | 0 | 0.0030294 | 0.0030294 | 0 | 18 | SCR
120_G_GT21 | WECC_Arizona | Arizona | 4 | Yuma | 27 | 120 | GT21 | Yucca | 11938 | 1978 | 9999 | Combustion Turbine |  |  | SCR |  |  | Fossil | G | 2030 | Oil |  | 0 | 0 | 0 | 0 | 0 | 0 | 0 | 0 | 0 | 0 | 0 | 0 | 0 | 0 | 0 | 0 | 0 | 0 | 0 | 0 | 0 | 0 | 0 | 0 | 0 | 0 | 0 | 0 | 0 | 0 | 0 | 0 | 0 | 0 | 0 | 0 | 0 | 0 | 0 | 0 | 0.98443 | 0 | 0 | 0 | 0 | 0 | 0 | 0 | 0 | 0 | 20 | SCR
120_G_GT3 | WECC_Arizona | Arizona | 4 | Yuma | 27 | 120 | GT3 | Yucca | 11938 | 1973 | 9999 | Combustion Turbine |  |  | SCR |  |  | Fossil | G | 2030 | NaturalGas |  | 0 | 0 | 0.0033628 | 0.0033628 | 0 | 0 | 0 | 0 | 0 | 0 | 0 | 0 | 0 | 0 | 0 | 0 | 0 | 0 | 0.28169 | 0.28169 | 0 | 0 | 0.19686 | 0.19686 | 0 | 0 | 2.3539e-10 | 2.3539e-10 | 0 | 0 | 0.00013649 | 0.00013649 | 0 | 0 | 0 | 0 | 0 | 0 | 0 | 0 | 2.5595 | 0 | 0 | 0.0014563 | 0.0014563 | 0 | 0 | 0.0088311 | 0.0088311 | 0 | 52 | SCR
120_G_GT4 | WECC_Arizona | Arizona | 4 | Yuma | 27 | 120 | GT4 | Yucca | 11938 | 1974 | 9999 | Combustion Turbine |  |  | SCR |  |  | Fossil | G | 2030 | Oil |  | 0 | 0 | 0 | 0 | 0 | 0 | 0 | 0 | 0 | 0 | 0 | 0 | 0 | 0 | 0 | 0 | 0 | 0 | 0 | 0 | 0 | 0 | 0 | 0 | 0 | 0 | 0 | 0 | 0 | 0 | 0 | 0 | 0 | 0 | 0 | 0 | 0 | 0 | 0 | 0 | 2.5103 | 0 | 0 | 0 | 0 | 0 | 0 | 0 | 0 | 0 | 51 | SCR
120_G_GT5 | WECC_Arizona | Arizona | 4 | Yuma | 27 | 120 | GT5 | Yucca | 11938 | 2008 | 9999 | Combustion Turbine |  |  | SCR |  |  | Fossil | G | 2030 | NaturalGas |  | 0 | 0 | 0.0030394 | 0.0030394 | 0 | 0 | 0 | 0 | 0 | 0 | 0 | 0 | 0 | 0 | 0 | 0 | 0 | 0 | 0.2546 | 0.2546 | 0 | 0 | 0.17793 | 0.17793 | 0 | 0 | 2.1276e-10 | 2.1276e-10 | 0 | 0 | 1.5562e-05 | 1.5562e-05 | 0 | 0 | 0 | 0 | 0 | 0 | 0 | 0 | 2.3134 | 0 | 0 | 0.0013163 | 0.0013163 | 0 | 0 | 0.0079819 | 0.0079819 | 0 | 47 | SCR
120_G_GT6 | WECC_Arizona | Arizona | 4 | Yuma | 27 | 120 | GT6 | Yucca | 11938 | 2008 | 9999 | Combustion Turbine |  |  | SCR |  |  | Fossil | G | 2030 | NaturalGas |  | 0 | 0 | 0.0030394 | 0.0030394 | 0 | 0 | 0 | 0 | 0 | 0 | 0 | 0 | 0 | 0 | 0 | 0 | 0 | 0 | 0.2546 | 0.2546 | 0 | 0 | 0.17793 | 0.17793 | 0 | 0 | 2.1276e-10 | 2.1276e-10 | 0 | 0 | 1.6778e-05 | 1.6778e-05 | 0 | 0 | 0 | 0 | 0 | 0 | 0 | 0 | 2.3134 | 0 | 0 | 0.0013163 | 0.0013163 | 0 | 0 | 0.0079819 | 0.0079819 | 0 | 47 | SCR
1200_G_2 | MISO_Illinois | Iowa | 19 | Muscatine | 139 | 1200 | 2 | West Liberty | 14023 | 1974 | 9999 | Combustion Turbine | [5 empty] | Fossil | G | 2030 | Oil |  | 0 | 0 | 0 | 0 | 0 | 0 | 0 | 0 | 0 | 0 | 0 | 0 | 0 | 0 | 0 | 0 | 0 | 0 | 0 | 0 | 0 | 0 | 0 | 0 | 0 | 0 | 0 | 0 | 0 | 0 | 0 | 0 | 0 | 0 | 0 | 0 | 0 | 0 | 0 | 0 | 0.090538 | 0 | 0 | 0 | 0 | 0 | 0 | 0 | 0 | 0 | 2.1
1200_G_3 | MISO_Illinois | Iowa | 19 | Muscatine | 139 | 1200 | 3 | West Liberty | 14054 | 1982 | 9999 | Combustion Turbine | [5 empty] | Fossil | G | 2030 | NaturalGas |  | 0.00054158 | 0 | 0.0030207 | 0.0035623 | 0 | 0 | 0 | 0 | 0 | 0 | 0 | 0 | 0 | 0 | 0 | 0 | 0.038947 | 0 | 0.21723 | 0.25618 | 0.031704 | 0 | 0.17683 | 0.20854 | 3.791e-11 | 0 | 2.1145e-10 | 2.4936e-10 | 0.00044154 | 0 | 0.0024628 | 0.0029043 | 0 | 0 | 0 | 0 | 0 | 0 | 0 | 0 | 0.11641 | 0.00018383 | 0 | 0.0010253 | 0.0012092 | 0.0015294 | 0 | 0.006503 | 0.0080323 | 0 | 2.7
1200_G_5 | MISO_Illinois | Iowa | 19 | Muscatine | 139 | 1200 | 5 | West Liberty | 14682 | 2004 | 9999 | Combustion Turbine | [5 empty] | Fossil | G | 2030 | Oil |  | 0 | 0 | 0 | 0 | 0 | 0 | 0 | 0 | 0 | 0 | 0 | 0 | 0 | 0 | 0 | 0 | 0 | 0 | 0 | 0 | 0 | 0 | 0 | 0 | 0 | 0 | 0 | 0 | 0 | 0 | 0 | 0 | 0 | 0 | 0 | 0 | 0 | 0 | 0 | 0 | 0.098626 | 0 | 0 | 0 | 0 | 0 | 0 | 0 | 0 | 0 | 5
1200_G_6 | MISO_Illinois | Iowa | 19 | Muscatine | 139 | 1200 | 6 | West Liberty | 14769 | 2004 | 9999 | Combustion Turbine | [5 empty] | Fossil | G | 2030 | Oil |  | 0 | 0 | 0 | 0 | 0 | 0 | 0 | 0 | 0 | 0 | 0 | 0 | 0 | 0 | 0 | 0 | 0 | 0 | 0 | 0 | 0 | 0 | 0 | 0 | 0 | 0 | 0 | 0 | 0 | 0 | 0 | 0 | 0 | 0 | 0 | 0 | 0 | 0 | 0 | 0 | 0.098626 | 0 | 0 | 0 | 0 | 0 | 0 | 0 | 0 | 0 | 5
1201_G_4 | MISO_Illinois | Iowa | 19 | Kossuth | 109 | 1201 | 4 | Whittemore | 12283 | 1964 | 9999 | Combustion Turbine | [5 empty] | Fossil | G | 2030 | NaturalGas |  | 1.7531e-10 | 0 | 9.778e-10 | 1.1531e-09 | 0 | 0 | 0 | 0 | 0 | 0 | 0 | 0 | 0 | 0 | 0 | 0 | 1.4425e-08 | 0 | 8.0457e-08 | 9.4882e-08 | 1.0263e-08 | 0 | 5.724e-08 | 6.7503e-08 | 1.2272e-17 | 0 | 6.8446e-17 | 8.0718e-17 | 1.4293e-10 | 0 | 7.9719e-10 | 9.4012e-10 | 0 | 0 | 0 | 0 | 0 | 0 | 0 | 0 | 4.3113e-08 | 6.8086e-11 | 0 | 3.7976e-10 | 4.4784e-10 | 4.9506e-10 | 0 | 2.105e-09 | 2.6001e-09 | 0 | 1e-06
1202_G_5 | MISO_Iowa-MidAmerican | Iowa | 19 | Muscatine | 139 | 1202 | 5 | Wilton | 11347 | 1992 | 9999 | Combustion Turbine | [5 empty] | Fossil | G | 2030 | Oil |  | 0 | 0 | 0 | 0 | 0 | 0 | 0 | 0 | 0 | 0 | 0 | 0 | 0 | 0 | 0 | 0 | 0 | 0 | 0 | 0 | 0 | 0 | 0 | 0 | 0 | 0 | 0 | 0 | 0 | 0 | 0 | 0 | 0 | 0 | 0 | 0 | 0 | 0 | 0 | 0 | 0.068932 | 0 | 0 | 0 | 0 | 0 | 0 | 0 | 0 | 0 | 1.6
1202_G_6 | MISO_Iowa-MidAmerican | Iowa | 19 | Muscatine | 139 | 1202 | 6 | Wilton | 11347 | 1992 | 9999 | Combustion Turbine | [5 empty] | Fossil | G | 2030 | Oil |  | 0 | 0 | 0 | 0 | 0 | 0 | 0 | 0 | 0 | 0 | 0 | 0 | 0 | 0 | 0 | 0 | 0 | 0 | 0 | 0 | 0 | 0 | 0 | 0 | 0 | 0 | 0 | 0 | 0 | 0 | 0 | 0 | 0 | 0 | 0 | 0 | 0 | 0 | 0 | 0 | 0.068932 | 0 | 0 | 0 | 0 | 0 | 0 | 0 | 0 | 0 | 1.6
1202_G_7 | MISO_Iowa-MidAmerican | Iowa | 19 | Muscatine | 139 | 1202 | 7 | Wilton | 11347 | 1992 | 9999 | Combustion Turbine | [5 empty] | Fossil | G | 2030 | Oil |  | 0 | 0 | 0 | 0 | 0 | 0 | 0 | 0 | 0 | 0 | 0 | 0 | 0 | 0 | 0 | 0 | 0 | 0 | 0 | 0 | 0 | 0 | 0 | 0 | 0 | 0 | 0 | 0 | 0 | 0 | 0 | 0 | 0 | 0 | 0 | 0 | 0 | 0 | 0 | 0 | 0.068932 | 0 | 0 | 0 | 0 | 0 | 0 | 0 | 0 | 0 | 1.6
1202_G_8 | MISO_Iowa-MidAmerican | Iowa | 19 | Muscatine | 139 | 1202 | 8 | Wilton | 10745 | 2002 | 9999 | Combustion Turbine | [5 empty] | Fossil | G | 2030 | Oil |  | 0 | 0 | 0 | 0 | 0 | 0 | 0 | 0 | 0 | 0 | 0 | 0 | 0 | 0 | 0 | 0 | 0 | 0 | 0 | 0 | 0 | 0 | 0 | 0 | 0 | 0 | 0 | 0 | 0 | 0 | 0 | 0 | 0 | 0 | 0 | 0 | 0 | 0 | 0 | 0 | 0.094782 | 0 | 0 | 0 | 0 | 0 | 0 | 0 | 0 | 0 | 2.2
1202_G_9 | MISO_Iowa-MidAmerican | Iowa | 19 | Muscatine | 139 | 1202 | 9 | Wilton | 11203 | 2002 | 9999 | Combustion Turbine | [5 empty] | Fossil | G | 2030 | Oil |  | 0 | 0 | 0 | 0 | 0 | 0 | 0 | 0 | 0 | 0 | 0 | 0 | 0 | 0 | 0 | 0 | 0 | 0 | 0 | 0 | 0 | 0 | 0 | 0 | 0 | 0 | 0 | 0 | 0 | 0 | 0 | 0 | 0 | 0 | 0 | 0 | 0 | 0 | 0 | 0 | 0.094782 | 0 | 0 | 0 | 0 | 0 | 0 | 0 | 0 | 0 | 2.2
1203_G_2 | MISO_Iowa | Iowa | 19 | Madison | 121 | 1203 | 2 | Winterset | 25000 | 1956 | 9999 | Combustion Turbine | [5 empty] | Fossil | G | 2030 | Oil |  | 0 | 0 | 0 | 0 | 0 | 0 | 0 | 0 | 0 | 0 | 0 | 0 | 0 | 0 | 0 | 0 | 0 | 0 | 0 | 0 | 0 | 0 | 0 | 0 | 0 | 0 | 0 | 0 | 0 | 0 | 0 | 0 | 0 | 0 | 0 | 0 | 0 | 0 | 0 | 0 | 0.064689 | 0 | 0 | 0 | 0 | 0 | 0 | 0 | 0 | 0 | 1.5
1203_G_3 | MISO_Iowa | Iowa | 19 | Madison | 121 | 1203 | 3 | Winterset | 25000 | 1966 | 9999 | Combustion Turbine | [5 empty] | Fossil | G | 2030 | Oil |  | 0 | 0 | 0 | 0 | 0 | 0 | 0 | 0 | 0 | 0 | 0 | 0 | 0 | 0 | 0 | 0 | 0 | 0 | 0 | 0 | 0 | 0 | 0 | 0 | 0 | 0 | 0 | 0 | 0 | 0 | 0 | 0 | 0 | 0 | 0 | 0 | 0 | 0 | 0 | 0 | 0.073314 | 0 | 0 | 0 | 0 | 0 | 0 | 0 | 0 | 0 | 1.7
1203_G_4 | MISO_Iowa | Iowa | 19 | Madison | 121 | 1203 | 4 | Winterset | 25000 | 1972 | 9999 | Combustion Turbine | [5 empty] | Fossil | G | 2030 | Oil |  | 0 | 0 | 0 | 0 | 0 | 0 | 0 | 0 | 0 | 0 | 0 | 0 | 0 | 0 | 0 | 0 | 0 | 0 | 0 | 0 | 0 | 0 | 0 | 0 | 0 | 0 | 0 | 0 | 0 | 0 | 0 | 0 | 0 | 0 | 0 | 0 | 0 | 0 | 0 | 0 | 0.18975 | 0 | 0 | 0 | 0 | 0 | 0 | 0 | 0 | 0 | 4.4
1203_G_5 | MISO_Iowa | Iowa | 19 | Madison | 121 | 1203 | 5 | Winterset | 25000 | 2002 | 9999 | Combustion Turbine | [5 empty] | Fossil | G | 2030 | Oil |  | 0 | 0 | 0 | 0 | 0 | 0 | 0 | 0 | 0 | 0 | 0 | 0 | 0 | 0 | 0 | 0 | 0 | 0 | 0 | 0 | 0 | 0 | 0 | 0 | 0 | 0 | 0 | 0 | 0 | 0 | 0 | 0 | 0 | 0 | 0 | 0 | 0 | 0 | 0 | 0 | 0.086252 | 0 | 0 | 0 | 0 | 0 | 0 | 0 | 0 | 0 | 2
1203_G_6 | MISO_Iowa | Iowa | 19 | Madison | 121 | 1203 | 6 | Winterset | 25000 | 2002 | 9999 | Combustion Turbine | [5 empty] | Fossil | G | 2030 | Oil |  | 0 | 0 | 0 | 0 | 0 | 0 | 0 | 0 | 0 | 0 | 0 | 0 | 0 | 0 | 0 | 0 | 0 | 0 | 0 | 0 | 0 | 0 | 0 | 0 | 0 | 0 | 0 | 0 | 0 | 0 | 0 | 0 | 0 | 0 | 0 | 0 | 0 | 0 | 0 | 0 | 0.086252 | 0 | 0 | 0 | 0 | 0 | 0 | 0 | 0 | 0 | 2
1203_G_7 | MISO_Iowa | Iowa | 19 | Madison | 121 | 1203 | 7 | Winterset | 25000 | 2002 | 9999 | Combustion Turbine | [5 empty] | Fossil | G | 2030 | Oil |  | 0 | 0 | 0 | 0 | 0 | 0 | 0 | 0 | 0 | 0 | 0 | 0 | 0 | 0 | 0 | 0 | 0 | 0 | 0 | 0 | 0 | 0 | 0 | 0 | 0 | 0 | 0 | 0 | 0 | 0 | 0 | 0 | 0 | 0 | 0 | 0 | 0 | 0 | 0 | 0 | 0.086252 | 0 | 0 | 0 | 0 | 0 | 0 | 0 | 0 | 0 | 2
1206_G_GT1 | MISO_Iowa | Iowa | 19 | Union | 175 | 1206 | GT1 | Summit Lake | 12889 | 1973 | 9999 | Combustion Turbine | [5 empty] | Fossil | G | 2030 | NaturalGas |  | 0.0012029 | 0 | 0 | 0.0012029 | 0 | 0 | 0 | 0 | 0 | 0 | 0 | 0 | 0 | 0 | 0 | 0 | 0.093327 | 0 | 0 | 0.093327 | 0.070417 | 0 | 0 | 0.070417 | 8.4202e-11 | 0 | 0 | 8.4202e-11 | 0.00040498 | 0 | 0 | 0.00040498 | 0 | 0 | 0 | 0 | 0 | 0 | 0 | 0 | 1.186 | 0.0005189 | 0 | 0 | 0.0005189 | 0.0035389 | 0 | 0 | 0.0035389 | 0 | 27.5
1206_G_GT2 | MISO_Iowa | Iowa | 19 | Union | 175 | 1206 | GT2 | Summit Lake | 12889 | 1975 | 9999 | Combustion Turbine | [5 empty] | Fossil | G | 2030 | NaturalGas |  | 0.0012204 | 0 | 0 | 0.0012204 | 0 | 0 | 0 | 0 | 0 | 0 | 0 | 0 | 0 | 0 | 0 | 0 | 0.094684 | 0 | 0 | 0.094684 | 0.071441 | 0 | 0 | 0.071441 | 8.5427e-11 | 0 | 0 | 8.5427e-11 | 0.00034054 | 0 | 0 | 0.00034054 | 0 | 0 | 0 | 0 | 0 | 0 | 0 | 0 | 1.2032 | 0.00052644 | 0 | 0 | 0.00052644 | 0.0035904 | 0 | 0 | 0.0035904 | 0 | 27.9
1217_B_1 | MISO_Iowa-MidAmerican | Iowa | 19 | Clay | 41 | 1217 | 1 | Earl F Wisdom | 14500 | 1960 | 9999 | O/G Steam | wall | dry |  | LNB |  | Fossil | B | 2030 | Oil |  | 0 | 0 | 0 | 0 | 0 | 0 | 0 | 0 | 0 | 0 | 0 | 0 | 0 | 0 | 0 | 0 | 0 | 0 | 0 | 0 | 0 | 0 | 0 | 0 | 0 | 0 | 0 | 0 | 0 | 0 | 0 | 0 | 0 | 0 | 0 | 0 | 0 | 0 | 0 | 0 | 1.9383 | 0 | 0 | 0 | 0 | 0 | 0 | 0 | 0 | 0 | 38
1217_G_2 | MISO_Iowa-MidAmerican | Iowa | 19 | Clay | 41 | 1217 | 2 | Earl F Wisdom | 13763 | 2004 | 9999 | Combustion Turbine |  |  |  | DLNB + H2O |  | Fossil | G | 2030 | NaturalGas |  | 0.0035729 | 0 | 0 | 0.0035729 | 0 | 0 | 0 | 0 | 0 | 0 | 0 | 0 | 0 | 0 | 0 | 0 | 0.25961 | 0 | 0 | 0.25961 | 0.20916 | 0 | 0 | 0.20916 | 2.5011e-10 | 0 | 0 | 2.5011e-10 | 6.8118e-05 | 0 | 0 | 6.8118e-05 | 0 | 0 | 0 | 0 | 0 | 0 | 0 | 0 | 1.4991 | 0.0016926 | 0 | 0 | 0.0016926 | 0.010218 | 0 | 0 | 0.010218 | 0 | 76
1224_G_1 | SPP West (Oklahoma, Arkansas, Louisiana) | Kansas | 20 | Cheyenne | 23 | 1224 | 1 | Bird City | 12283 | 1965 | 9999 | Combustion Turbine | [5 empty] | Fossil | G | 2030 | Oil |  | 0 | 0 | 0 | 0 | 0 | 0 | 0 | 0 | 0 | 0 | 0 | 0 | 0 | 0 | 0 | 0 | 0 | 0 | 0 | 0 | 0 | 0 | 0 | 0 | 0 | 0 | 0 | 0 | 0 | 0 | 0 | 0 | 0 | 0 | 0 | 0 | 0 | 0 | 0 | 0 | 0.086395 | 0 | 0 | 0 | 0 | 0 | 0 | 0 | 0 | 0 | 2
1225_G_GT1 | SPP West (Oklahoma, Arkansas, Louisiana) | Kansas | 20 | Thomas | 193 | 1225 | GT1 | Colby | 25000 | 1970 | 9999 | Combustion Turbine | [5 empty] | Fossil | G | 2030 | NaturalGas |  | 0.0044957 | 0 | 0.00058156 | 0.0050773 | 0 | 0 | 0 | 0 | 0 | 0 | 0 | 0 | 0 | 0 | 0 | 0 | 0.17983 | 0 | 0.023262 | 0.20309 | 0.26318 | 0 | 0.034045 | 0.29722 | 3.147e-10 | 0 | 4.0709e-11 | 3.5541e-10 | 0.0012368 | 0 | 0.00016 | 0.0013968 | 0 | 0 | 0 | 0 | 0 | 0 | 0 | 0 | 0.56157 | 0.00099985 | 0 | 0.00012934 | 0.0011292 | 0.011683 | 0 | 0.0012072 | 0.01289 | 0 | 13
1230_B_1 | SPP North- (Kansas, Missouri) | Kansas | 20 | Seward | 175 | 1230 | 1 | Cimarron River | 11605 | 1963 | 9999 | O/G Steam | wall | dry |  |  |  | Fossil | B | 2030 | NaturalGas |  | 0 | 0 | 0 | 0 | 0 | 0 | 0 | 0 | 0 | 0 | 0 | 0 | 0 | 0 | 0 | 0 | 0 | 0 | 0 | 0 | 0 | 0 | 0 | 0 | 0 | 0 | 0 | 0 | 0 | 0 | 0 | 0 | 0 | 0 | 0 | 0 | 0 | 0 | 0 | 0 | 2.6543 | 0 | 0 | 0 | 0 | 0 | 0 | 0 | 0 | 0 | 52
1230_G_2 | SPP North- (Kansas, Missouri) | Kansas | 20 | Seward | 175 | 1230 | 2 | Cimarron River | 25000 | 1968 | 9999 | Combustion Turbine | [5 empty] | Fossil | G | 2030 | NaturalGas |  | 0.0030141 | 0 | 0 | 0.0030141 | 0 | 0 | 0 | 0 | 0 | 0 | 0 | 0 | 0 | 0 | 0 | 0 | 0.11845 | 0 | 0 | 0.11845 | 0.17645 | 0 | 0 | 0.17645 | 2.1099e-10 | 0 | 0 | 2.1099e-10 | 0.00051765 | 0 | 0 | 0.00051765 | 0 | 0 | 0 | 0 | 0 | 0 | 0 | 0 | 0.59549 | 0.00065855 | 0 | 0 | 0.00065855 | 0.0084415 | 0 | 0 | 0.0084415 | 0 | 13.7
1233_B_4 | SPP North- (Kansas, Missouri) | Kansas | 20 | Ford | 57 | 1233 | 4 | Fort Dodge | 12673 | 1969 | 9999 | O/G Steam | wall | dry |  |  |  | Fossil | B | 2030 | NaturalGas |  | 0 | 0 | 0 | 0 | 0 | 0 | 0 | 0 | 0 | 0 | 0 | 0 | 0 | 0 | 0 | 0 | 0 | 0 | 0 | 0 | 0 | 0 | 0 | 0 | 0 | 0 | 0 | 0 | 0 | 0 | 0 | 0 | 0 | 0 | 0 | 0 | 0 | 0 | 0 | 0 | 7.5034 | 0 | 0 | 0 | 0 | 0 | 0 | 0 | 0 | 0 | 147
1235_B_3 | SPP North- (Kansas, Missouri) | Kansas | 20 | Barton | 9 | 1235 | 3 | Great Bend - Sunflower | 13329 | 1963 | 9999 | O/G Steam | tangential | dry |  |  |  | Fossil | B | 2030 | NaturalGas |  | 0 | 0 | 0 | 0 | 0 | 0 | 0 | 0 | 0 | 0 | 0 | 0 | 0 | 0 | 0 | 0 | 0 | 0 | 0 | 0 | 0 | 0 | 0 | 0 | 0 | 0 | 0 | 0 | 0 | 0 | 0 | 0 | 0 | 0 | 0 | 0 | 0 | 0 | 0 | 0 | 4.7471 | 0 | 0 | 0 | 0 | 0 | 0 | 0 | 0 | 0 | 93
1239_G_10 | SPP North- (Kansas, Missouri) | Kansas | 20 | Cherokee | 21 | 1239 | 10 | Riverton | 11012 | 1988 | 9999 | Combustion Turbine | [5 empty] | Fossil | G | 2030 | NaturalGas |  | 0.0077973 | 0.0049507 | 0.012168 | 0.024916 | 0 | 0 | 0 | 0 | 0 | 0 | 0 | 0 | 0 | 0 | 0 | 0 | 0.70808 | 0.44957 | 1.105 | 2.2626 | 0.45646 | 0.28981 | 0.71231 | 1.4586 | 5.4581e-10 | 3.4655e-10 | 8.5175e-10 | 1.7441e-09 | 0.0012343 | 0.00078367 | 0.0019261 | 0.0039441 | 0 | 0 | 0 | 0 | 0 | 0 | 0 | 0 | 0.5414 | 0.0039369 | 0.0024996 | 0.0061436 | 0.01258 | 0.021838 | 0.012074 | 0.02655 | 0.060462 | 0 | 13
1239_G_11 | SPP North- (Kansas, Missouri) | Kansas | 20 | Cherokee | 21 | 1239 | 11 | Riverton | 11010 | 1988 | 9999 | Combustion Turbine | [5 empty] | Fossil | G | 2030 | NaturalGas |  | 0.0089953 | 0.0057113 | 0.014037 | 0.028744 | 0 | 0 | 0 | 0 | 0 | 0 | 0 | 0 | 0 | 0 | 0 | 0 | 0.81701 | 0.51874 | 1.275 | 2.6107 | 0.52658 | 0.33434 | 0.82175 | 1.6827 | 6.2967e-10 | 3.9979e-10 | 9.8261e-10 | 2.0121e-09 | 0.00058987 | 0.00037452 | 0.0009205 | 0.0018849 | 0 | 0 | 0 | 0 | 0 | 0 | 0 | 0 | 0.62469 | 0.0045426 | 0.0028842 | 0.0070888 | 0.014516 | 0.025193 | 0.013929 | 0.030629 | 0.069751 | 0 | 15
1239_G_12 | SPP North- (Kansas, Missouri) | Kansas | 20 | Cherokee | 21 | 1239 | 12 | Riverton | 7432 | 2007 | 9999 | Combined Cycle |  |  | SCR | LNB |  | Fossil | G | 2030 | NaturalGas |  | 0.47683 | 0.02614 | 2.7441 | 3.2471 | 0 | 0 | 0 | 0 | 0 | 0 | 0 | 0 | 0 | 0 | 0 | 0 | 64.1592 | 3.5172 | 369.2282 | 436.9046 | 27.9137 | 1.5302 | 160.6399 | 190.0838 | 3.3378e-08 | 1.8298e-09 | 1.9209e-07 | 2.273e-07 | 0.0064559 | 0.00035392 | 0.037153 | 0.043963 | 0 | 0 | 0 | 0 | 0 | 0 | 0 | 0 | 4.7066 | 0.21401 | 0.014645 | 0.84371 | 1.0724 | 1.3354 | 0.063751 | 5.9876 | 7.3868 | 0 | 149 | SCR
1239_G_12-2 | SPP North- (Kansas, Missouri) | Kansas | 20 | Cherokee | 21 | 1239 | 12-2 | Riverton | 7432 | 2016 | 9999 | Combined Cycle |  |  | SCR | LNB |  | Fossil | G | 2030 | NaturalGas |  | 0.37442 | 0.020526 | 2.1548 | 2.5497 | 0 | 0 | 0 | 0 | 0 | 0 | 0 | 0 | 0 | 0 | 0 | 0 | 50.38 | 2.7619 | 289.9309 | 343.0728 | 21.9188 | 1.2016 | 126.14 | 149.2604 | 2.621e-08 | 1.4368e-09 | 1.5083e-07 | 1.7848e-07 | 0.0050694 | 0.00027791 | 0.029174 | 0.034521 | 0 | 0 | 0 | 0 | 0 | 0 | 0 | 0 | 3.6958 | 0.16805 | 0.0115 | 0.66251 | 0.84206 | 1.0486 | 0.050059 | 4.7017 | 5.8004 | 0 | 117 | SCR
124_G_GT2 | WECC_Arizona | Arizona | 4 | Pima | 19 | 124 | GT2 | Demoss Petrie | 10745 | 2001 | 9999 | Combustion Turbine |  |  |  | DLNB |  | Fossil | G | 2030 | NaturalGas |  | 0 | 0 | 0.0043787 | 0.0043787 | 0 | 0 | 0 | 0 | 0 | 0 | 0 | 0 | 0 | 0 | 0 | 0 | 0 | 0 | 0.40751 | 0.40751 | 0 | 0 | 0.25633 | 0.25633 | 0 | 0 | 3.0651e-10 | 3.0651e-10 | 0 | 0 | 7.527e-05 | 7.527e-05 | 0 | 0 | 0 | 0 | 0 | 0 | 0 | 0 | 1.4794 | 0 | 0 | 0.002657 | 0.002657 | 0 | 0 | 0.011499 | 0.011499 | 0 | 75
1240_G_5 | SPP North- (Kansas, Missouri) | Kansas | 20 | Sedgwick | 173 | 1240 | 5 | Gordon Evans Energy Center | 11913 | 1969 | 9999 | Combustion Turbine | [5 empty] | Fossil | G | 2030 | Oil |  | 0 | 0 | 0 | 0 | 0 | 0 | 0 | 0 | 0 | 0 | 0 | 0 | 0 | 0 | 0 | 0 | 0 | 0 | 0 | 0 | 0 | 0 | 0 | 0 | 0 | 0 | 0 | 0 | 0 | 0 | 0 | 0 | 0 | 0 | 0 | 0 | 0 | 0 | 0 | 0 | 0.1304 | 0 | 0 | 0 | 0 | 0 | 0 | 0 | 0 | 0 | 3
1240_G_GT1 | SPP North- (Kansas, Missouri) | Kansas | 20 | Sedgwick | 173 | 1240 | GT1 | Gordon Evans Energy Center | 11494 | 2000 | 9999 | Combustion Turbine |  |  |  | H2O |  | Fossil | G | 2030 | NaturalGas |  | 0.030811 | 0.023525 | 0.072184 | 0.12652 | 0 | 0 | 0 | 0 | 0 | 0 | 0 | 0 | 0 | 0 | 0 | 0 | 2.6806 | 2.0467 | 6.2802 | 11.0075 | 1.8037 | 1.3771 | 4.2257 | 7.4065 | 2.1568e-09 | 1.6467e-09 | 5.0529e-09 | 8.8564e-09 | 0.00054289 | 0.00041451 | 0.0012719 | 0.0022293 | 0 | 0 | 0 | 0 | 0 | 0 | 0 | 0 | 1.4399 | 0.012358 | 0.0094353 | 0.028952 | 0.050745 | 0.08629 | 0.057373 | 0.15751 | 0.30117 | 0 | 73
1240_G_GT2 | SPP North- (Kansas, Missouri) | Kansas | 20 | Sedgwick | 173 | 1240 | GT2 | Gordon Evans Energy Center | 11493 | 2000 | 9999 | Combustion Turbine |  |  |  | H2O |  | Fossil | G | 2030 | NaturalGas |  | 0.030386 | 0.023201 | 0.071189 | 0.12478 | 0 | 0 | 0 | 0 | 0 | 0 | 0 | 0 | 0 | 0 | 0 | 0 | 2.6439 | 2.0187 | 6.1942 | 10.8567 | 1.7788 | 1.3582 | 4.1674 | 7.3044 | 2.127e-09 | 1.624e-09 | 4.9833e-09 | 8.7343e-09 | 0.00049681 | 0.00037933 | 0.0011639 | 0.0020401 | 0 | 0 | 0 | 0 | 0 | 0 | 0 | 0 | 1.4202 | 0.012188 | 0.0093061 | 0.028555 | 0.050049 | 0.0851 | 0.056582 | 0.15534 | 0.29702 | 0 | 72
1240_G_GT3 | SPP North- (Kansas, Missouri) | Kansas | 20 | Sedgwick | 173 | 1240 | GT3 | Gordon Evans Energy Center | 11500 | 2001 | 9999 | Combustion Turbine |  |  |  | H2O |  | Fossil | G | 2030 | NaturalGas |  | 0.062921 | 0.033655 | 0.13664 | 0.23322 | 0 | 0 | 0 | 0 | 0 | 0 | 0 | 0 | 0 | 0 | 0 | 0 | 5.4714 | 2.9265 | 11.8821 | 20.28 | 3.6834 | 1.9702 | 7.9991 | 13.6527 | 4.4044e-09 | 2.3559e-09 | 9.5651e-09 | 1.6325e-08 | 0.0012553 | 0.00067142 | 0.0027261 | 0.0046527 | 0 | 0 | 0 | 0 | 0 | 0 | 0 | 0 | 2.9391 | 0.025223 | 0.013491 | 0.054776 | 0.093491 | 0.17622 | 0.082078 | 0.29816 | 0.55645 | 0 | 149
1241_B_2 | SPP North- (Kansas, Missouri) | Kansas | 20 | Linn | 107 | 1241 | 2 | La Cygne | 10424 | 1977 | 9999 | Coal Steam | wall | dry | Baghouse + Wet Scrubber + SCR + Mercury Control + DSI | LNB + OFA | Wet Scrubber | Fossil | B | 2030 |  | Coal Retirement | 0 | 0 | 0 | 0 | 0 | 0 | 0 | 0 | 0 | 0 | 0 | 0 | 0 | 0 | 0 | 0 | 0 | 0 | 0 | 0 | 0 | 0 | 0 | 0 | 0 | 0 | 0 | 0 | 0 | 0 | 0 | 0 | 0 | 0 | 0 | 0 | 0 | 0 | 0 | 0 | 0 | 0 | 0 | 0 | 0 | 0 | 0 | 0 | 0 | 0 | 662 | Scrubber / SCR / Mercury Control / DSI | Wet Scrubber
1248_G_H1DG | SPP North- (Kansas, Missouri) | Kansas | 20 | Reno | 155 | 1248 | H1DG | Hutchinson Energy Center | 11704 | 1983 | 9999 | Combustion Turbine | [5 empty] | Fossil | G | 2030 | Oil |  | 0 | 0 | 0 | 0 | 0 | 0 | 0 | 0 | 0 | 0 | 0 | 0 | 0 | 0 | 0 | 0 | 0 | 0 | 0 | 0 | 0 | 0 | 0 | 0 | 0 | 0 | 0 | 0 | 0 | 0 | 0 | 0 | 0 | 0 | 0 | 0 | 0 | 0 | 0 | 0 | 0.1304 | 0 | 0 | 0 | 0 | 0 | 0 | 0 | 0 | 0 | 3
1250_B_4 | SPP North- (Kansas, Missouri) | Kansas | 20 | Douglas | 45 | 1250 | 4 | Lawrence Energy Center | 11593 | 1960 | 9999 | Coal Steam | tangential | dry | Baghouse + PM Scrubber + Wet Scrubber + Mercury Control | LNC3 | Wet Scrubber | Fossil | B | 2030 |  | Coal Retirement | 0 | 0 | 0 | 0 | 0 | 0 | 0 | 0 | 0 | 0 | 0 | 0 | 0 | 0 | 0 | 0 | 0 | 0 | 0 | 0 | 0 | 0 | 0 | 0 | 0 | 0 | 0 | 0 | 0 | 0 | 0 | 0 | 0 | 0 | 0 | 0 | 0 | 0 | 0 | 0 | 0 | 0 | 0 | 0 | 0 | 0 | 0 | 0 | 0 | 0 | 111 | Scrubber / Mercury Control | Wet Scrubber
1258_G_IC1 | SPP North- (Kansas, Missouri) | Kansas | 20 | Harper | 77 | 1258 | IC1 | Anthony | 10745 | 1972 | 9999 | Combustion Turbine | [5 empty] | Fossil | G | 2030 | NaturalGas |  | 0.0025008 | 0.0015878 | 0.0038682 | 0.0079568 | 0 | 0 | 0 | 0 | 0 | 0 | 0 | 0 | 0 | 0 | 0 | 0 | 0.23287 | 0.14786 | 0.36021 | 0.74094 | 0.1464 | 0.092949 | 0.22644 | 0.46579 | 1.7505e-10 | 1.1115e-10 | 2.7077e-10 | 5.5697e-10 | 0.003376 | 0.0021435 | 0.0052221 | 0.010742 | 0 | 0 | 0 | 0 | 0 | 0 | 0 | 0 | 0.17821 | 0.0010992 | 0.00069788 | 0.0017002 | 0.0034972 | 0.0070038 | 0.0038723 | 0.0084404 | 0.019317 | 0 | 4.1
1258_G_IC2 | SPP North- (Kansas, Missouri) | Kansas | 20 | Harper | 77 | 1258 | IC2 | Anthony | 10745 | 1976 | 9999 | Combustion Turbine | [5 empty] | Fossil | G | 2030 | NaturalGas |  | 0.0018298 | 0.0011618 | 0.0028304 | 0.005822 | 0 | 0 | 0 | 0 | 0 | 0 | 0 | 0 | 0 | 0 | 0 | 0 | 0.17039 | 0.10819 | 0.26357 | 0.54215 | 0.10712 | 0.068012 | 0.16569 | 0.34082 | 1.2809e-10 | 8.1326e-11 | 1.9813e-10 | 4.0754e-10 | 0.0036021 | 0.0022871 | 0.0055717 | 0.011461 | 0 | 0 | 0 | 0 | 0 | 0 | 0 | 0 | 0.1304 | 0.00080426 | 0.00051064 | 0.001244 | 0.0025589 | 0.0051247 | 0.0028334 | 0.0061759 | 0.014134 | 0 | 3
1258_G_IC3 | SPP North- (Kansas, Missouri) | Kansas | 20 | Harper | 77 | 1258 | IC3 | Anthony | 10745 | 1981 | 9999 | Combustion Turbine | [5 empty] | Fossil | G | 2030 | NaturalGas |  | 0.0024398 | 0.0015491 | 0.0037738 | 0.0077627 | 0 | 0 | 0 | 0 | 0 | 0 | 0 | 0 | 0 | 0 | 0 | 0 | 0.22719 | 0.14425 | 0.35142 | 0.72287 | 0.14282 | 0.090682 | 0.22092 | 0.45443 | 1.7078e-10 | 1.0843e-10 | 2.6417e-10 | 5.4339e-10 | 0.0032937 | 0.0020912 | 0.0050947 | 0.01048 | 0 | 0 | 0 | 0 | 0 | 0 | 0 | 0 | 0.17386 | 0.0010724 | 0.00068086 | 0.0016587 | 0.0034119 | 0.006833 | 0.0037779 | 0.0082345 | 0.018845 | 0 | 4
1259_G_1 | SPP North- (Kansas, Missouri) | Kansas | 20 | Clark | 25 | 1259 | 1 | Ashland | 10745 | 1953 | 9999 | Combustion Turbine | [5 empty] | Fossil | G | 2030 | NaturalGas |  | 6.0995e-10 | 3.8727e-10 | 9.4346e-10 | 1.9407e-09 | 0 | 0 | 0 | 0 | 0 | 0 | 0 | 0 | 0 | 0 | 0 | 0 | 5.6798e-08 | 3.6062e-08 | 8.7856e-08 | 1.8072e-07 | 3.5706e-08 | 2.2671e-08 | 5.523e-08 | 1.1361e-07 | 4.2696e-17 | 2.7109e-17 | 6.6042e-17 | 1.3585e-16 | 3.2356e-10 | 2.0544e-10 | 5.0048e-10 | 1.0295e-09 | 0 | 0 | 0 | 0 | 0 | 0 | 0 | 0 | 4.3466e-08 | 2.6809e-10 | 1.7021e-10 | 4.1468e-10 | 8.5298e-10 | 1.7082e-09 | 9.4447e-10 | 2.0586e-09 | 4.7113e-09 | 0 | 1e-06
1259_G_2 | SPP North- (Kansas, Missouri) | Kansas | 20 | Clark | 25 | 1259 | 2 | Ashland | 10745 | 1974 | 9999 | Combustion Turbine | [5 empty] | Fossil | G | 2030 | NaturalGas |  | 6.0995e-10 | 3.8727e-10 | 9.4346e-10 | 1.9407e-09 | 0 | 0 | 0 | 0 | 0 | 0 | 0 | 0 | 0 | 0 | 0 | 0 | 5.6798e-08 | 3.6062e-08 | 8.7856e-08 | 1.8072e-07 | 3.5706e-08 | 2.2671e-08 | 5.523e-08 | 1.1361e-07 | 4.2696e-17 | 2.7109e-17 | 6.6042e-17 | 1.3585e-16 | 3.2356e-10 | 2.0544e-10 | 5.0048e-10 | 1.0295e-09 | 0 | 0 | 0 | 0 | 0 | 0 | 0 | 0 | 4.3466e-08 | 2.6809e-10 | 1.7021e-10 | 4.1468e-10 | 8.5298e-10 | 1.7082e-09 | 9.4447e-10 | 2.0586e-09 | 4.7113e-09 | 0 | 1e-06
1259_G_3 | SPP North- (Kansas, Missouri) | Kansas | 20 | Clark | 25 | 1259 | 3 | Ashland | 10745 | 1963 | 9999 | Combustion Turbine | [5 empty] | Fossil | G | 2030 | Oil |  | 0 | 0 | 0 | 0 | 0 | 0 | 0 | 0 | 0 | 0 | 0 | 0 | 0 | 0 | 0 | 0 | 0 | 0 | 0 | 0 | 0 | 0 | 0 | 0 | 0 | 0 | 0 | 0 | 0 | 0 | 0 | 0 | 0 | 0 | 0 | 0 | 0 | 0 | 0 | 0 | 4.3466e-08 | 0 | 0 | 0 | 0 | 0 | 0 | 0 | 0 | 0 | 1e-06
1259_G_4B | SPP North- (Kansas, Missouri) | Kansas | 20 | Clark | 25 | 1259 | 4B | Ashland | 10745 | 2014 | 9999 | Combustion Turbine | [5 empty] | Fossil | G | 2030 | Oil |  | 0 | 0 | 0 | 0 | 0 | 0 | 0 | 0 | 0 | 0 | 0 | 0 | 0 | 0 | 0 | 0 | 0 | 0 | 0 | 0 | 0 | 0 | 0 | 0 | 0 | 0 | 0 | 0 | 0 | 0 | 0 | 0 | 0 | 0 | 0 | 0 | 0 | 0 | 0 | 0 | 0.078239 | 0 | 0 | 0 | 0 | 0 | 0 | 0 | 0 | 0 | 1.8
1259_G_5 | SPP North- (Kansas, Missouri) | Kansas | 20 | Clark | 25 | 1259 | 5 | Ashland | 10745 | 1971 | 9999 | Combustion Turbine | [5 empty] | Fossil | G | 2030 | Oil |  | 0 | 0 | 0 | 0 | 0 | 0 | 0 | 0 | 0 | 0 | 0 | 0 | 0 | 0 | 0 | 0 | 0 | 0 | 0 | 0 | 0 | 0 | 0 | 0 | 0 | 0 | 0 | 0 | 0 | 0 | 0 | 0 | 0 | 0 | 0 | 0 | 0 | 0 | 0 | 0 | 4.3466e-08 | 0 | 0 | 0 | 0 | 0 | 0 | 0 | 0 | 0 | 1e-06
126_B_3 | WECC_Arizona | Arizona | 4 | Pima | 19 | 126 | 3 | H Wilson Sundt Generating Station | 11372 | 1962 | 9999 | O/G Steam | tangential |  |  |  |  | Fossil | B | 2030 | NaturalGas |  | 0 | 0 | 0 | 0 | 0 | 0 | 0 | 0 | 0 | 0 | 0 | 0 | 0 | 0 | 0 | 0 | 0 | 0 | 0 | 0 | 0 | 0 | 0 | 0 | 0 | 0 | 0 | 0 | 0 | 0 | 0 | 0 | 0 | 0 | 0 | 0 | 0 | 0 | 0 | 0 | 5.5832 | 0 | 0 | 0 | 0 | 0 | 0 | 0 | 0 | 0 | 104
126_B_4 | WECC_Arizona | Arizona | 4 | Pima | 19 | 126 | 4 | H Wilson Sundt Generating Station | 11020 | 1967 | 9999 | O/G Steam | wall | dry |  | LNBO |  | Fossil | B | 2030 | NaturalGas |  | 0 | 0 | 0 | 0 | 0 | 0 | 0 | 0 | 0 | 0 | 0 | 0 | 0 | 0 | 0 | 0 | 0 | 0 | 0 | 0 | 0 | 0 | 0 | 0 | 0 | 0 | 0 | 0 | 0 | 0 | 0 | 0 | 0 | 0 | 0 | 0 | 0 | 0 | 0 | 0 | 8.3748 | 0 | 0 | 0 | 0 | 0 | 0 | 0 | 0 | 0 | 156
126_G_GT1 | WECC_Arizona | Arizona | 4 | Pima | 19 | 126 | GT1 | H Wilson Sundt Generating Station | 13349 | 1972 | 9999 | Combustion Turbine | [5 empty] | Fossil | G | 2030 | Oil |  | 0 | 0 | 0 | 0 | 0 | 0 | 0 | 0 | 0 | 0 | 0 | 0 | 0 | 0 | 0 | 0 | 0 | 0 | 0 | 0 | 0 | 0 | 0 | 0 | 0 | 0 | 0 | 0 | 0 | 0 | 0 | 0 | 0 | 0 | 0 | 0 | 0 | 0 | 0 | 0 | 1.1305 | 0 | 0 | 0 | 0 | 0 | 0 | 0 | 0 | 0 | 24
126_G_GT2 | WECC_Arizona | Arizona | 4 | Pima | 19 | 126 | GT2 | H Wilson Sundt Generating Station | 13350 | 1972 | 9999 | Combustion Turbine | [5 empty] | Fossil | G | 2030 | Oil |  | 0 | 0 | 0 | 0 | 0 | 0 | 0 | 0 | 0 | 0 | 0 | 0 | 0 | 0 | 0 | 0 | 0 | 0 | 0 | 0 | 0 | 0 | 0 | 0 | 0 | 0 | 0 | 0 | 0 | 0 | 0 | 0 | 0 | 0 | 0 | 0 | 0 | 0 | 0 | 0 | 1.1305 | 0 | 0 | 0 | 0 | 0 | 0 | 0 | 0 | 0 | 24
126_G_RIC1 | WECC_Arizona | Arizona | 4 | Pima | 19 | 126 | RIC1 | H Wilson Sundt Generating Station | 10745 | 2020 | 9999 | Combustion Turbine | [5 empty] | Fossil | G | 2030 | NaturalGas |  | 0 | 0 | 0.064383 | 0.064383 | 0 | 0 | 0 | 0 | 0 | 0 | 0 | 0 | 0 | 0 | 0 | 0 | 0 | 0 | 5.9919 | 5.9919 | 0 | 0 | 3.769 | 3.769 | 0 | 0 | 4.5068e-09 | 4.5068e-09 | 0 | 0 | 0.034154 | 0.034154 | 0 | 0 | 0 | 0 | 0 | 0 | 0 | 0 | 0.359 | 0 | 0 | 0.028282 | 0.028282 | 0 | 0 | 0.16908 | 0.16908 | 0 | 18.2
126_G_RIC10 | WECC_Arizona | Arizona | 4 | Pima | 19 | 126 | RIC10 | H Wilson Sundt Generating Station | 10745 | 2020 | 9999 | Combustion Turbine | [5 empty] | Fossil | G | 2030 | NaturalGas |  | 0 | 0 | 0.064383 | 0.064383 | 0 | 0 | 0 | 0 | 0 | 0 | 0 | 0 | 0 | 0 | 0 | 0 | 0 | 0 | 5.9919 | 5.9919 | 0 | 0 | 3.769 | 3.769 | 0 | 0 | 4.5068e-09 | 4.5068e-09 | 0 | 0 | 0.034154 | 0.034154 | 0 | 0 | 0 | 0 | 0 | 0 | 0 | 0 | 0.359 | 0 | 0 | 0.028282 | 0.028282 | 0 | 0 | 0.16908 | 0.16908 | 0 | 18.2
126_G_RIC2 | WECC_Arizona | Arizona | 4 | Pima | 19 | 126 | RIC2 | H Wilson Sundt Generating Station | 10745 | 2020 | 9999 | Combustion Turbine | [5 empty] | Fossil | G | 2030 | NaturalGas |  | 0 | 0 | 0.064383 | 0.064383 | 0 | 0 | 0 | 0 | 0 | 0 | 0 | 0 | 0 | 0 | 0 | 0 | 0 | 0 | 5.9919 | 5.9919 | 0 | 0 | 3.769 | 3.769 | 0 | 0 | 4.5068e-09 | 4.5068e-09 | 0 | 0 | 0.034154 | 0.034154 | 0 | 0 | 0 | 0 | 0 | 0 | 0 | 0 | 0.359 | 0 | 0 | 0.028282 | 0.028282 | 0 | 0 | 0.16908 | 0.16908 | 0 | 18.2
126_G_RIC3 | WECC_Arizona | Arizona | 4 | Pima | 19 | 126 | RIC3 | H Wilson Sundt Generating Station | 10745 | 2020 | 9999 | Combustion Turbine | [5 empty] | Fossil | G | 2030 | NaturalGas |  | 0 | 0 | 0.064383 | 0.064383 | 0 | 0 | 0 | 0 | 0 | 0 | 0 | 0 | 0 | 0 | 0 | 0 | 0 | 0 | 5.9919 | 5.9919 | 0 | 0 | 3.769 | 3.769 | 0 | 0 | 4.5068e-09 | 4.5068e-09 | 0 | 0 | 0.034154 | 0.034154 | 0 | 0 | 0 | 0 | 0 | 0 | 0 | 0 | 0.359 | 0 | 0 | 0.028282 | 0.028282 | 0 | 0 | 0.16908 | 0.16908 | 0 | 18.2
126_G_RIC4 | WECC_Arizona | Arizona | 4 | Pima | 19 | 126 | RIC4 | H Wilson Sundt Generating Station | 10745 | 2020 | 9999 | Combustion Turbine | [5 empty] | Fossil | G | 2030 | NaturalGas |  | 0 | 0 | 0.064383 | 0.064383 | 0 | 0 | 0 | 0 | 0 | 0 | 0 | 0 | 0 | 0 | 0 | 0 | 0 | 0 | 5.9919 | 5.9919 | 0 | 0 | 3.769 | 3.769 | 0 | 0 | 4.5068e-09 | 4.5068e-09 | 0 | 0 | 0.034154 | 0.034154 | 0 | 0 | 0 | 0 | 0 | 0 | 0 | 0 | 0.359 | 0 | 0 | 0.028282 | 0.028282 | 0 | 0 | 0.16908 | 0.16908 | 0 | 18.2
126_G_RIC5 | WECC_Arizona | Arizona | 4 | Pima | 19 | 126 | RIC5 | H Wilson Sundt Generating Station | 10745 | 2020 | 9999 | Combustion Turbine | [5 empty] | Fossil | G | 2030 | NaturalGas |  | 0 | 0 | 0.064383 | 0.064383 | 0 | 0 | 0 | 0 | 0 | 0 | 0 | 0 | 0 | 0 | 0 | 0 | 0 | 0 | 5.9919 | 5.9919 | 0 | 0 | 3.769 | 3.769 | 0 | 0 | 4.5068e-09 | 4.5068e-09 | 0 | 0 | 0.034154 | 0.034154 | 0 | 0 | 0 | 0 | 0 | 0 | 0 | 0 | 0.359 | 0 | 0 | 0.028282 | 0.028282 | 0 | 0 | 0.16908 | 0.16908 | 0 | 18.2
126_G_RIC6 | WECC_Arizona | Arizona | 4 | Pima | 19 | 126 | RIC6 | H Wilson Sundt Generating Station | 10745 | 2020 | 9999 | Combustion Turbine | [5 empty] | Fossil | G | 2030 | NaturalGas |  | 0 | 0 | 0.064383 | 0.064383 | 0 | 0 | 0 | 0 | 0 | 0 | 0 | 0 | 0 | 0 | 0 | 0 | 0 | 0 | 5.9919 | 5.9919 | 0 | 0 | 3.769 | 3.769 | 0 | 0 | 4.5068e-09 | 4.5068e-09 | 0 | 0 | 0.034154 | 0.034154 | 0 | 0 | 0 | 0 | 0 | 0 | 0 | 0 | 0.359 | 0 | 0 | 0.028282 | 0.028282 | 0 | 0 | 0.16908 | 0.16908 | 0 | 18.2
126_G_RIC7 | WECC_Arizona | Arizona | 4 | Pima | 19 | 126 | RIC7 | H Wilson Sundt Generating Station | 10745 | 2020 | 9999 | Combustion Turbine | [5 empty] | Fossil | G | 2030 | NaturalGas |  | 0 | 0 | 0.064383 | 0.064383 | 0 | 0 | 0 | 0 | 0 | 0 | 0 | 0 | 0 | 0 | 0 | 0 | 0 | 0 | 5.9919 | 5.9919 | 0 | 0 | 3.769 | 3.769 | 0 | 0 | 4.5068e-09 | 4.5068e-09 | 0 | 0 | 0.034154 | 0.034154 | 0 | 0 | 0 | 0 | 0 | 0 | 0 | 0 | 0.359 | 0 | 0 | 0.028282 | 0.028282 | 0 | 0 | 0.16908 | 0.16908 | 0 | 18.2
126_G_RIC8 | WECC_Arizona | Arizona | 4 | Pima | 19 | 126 | RIC8 | H Wilson Sundt Generating Station | 10745 | 2020 | 9999 | Combustion Turbine | [5 empty] | Fossil | G | 2030 | NaturalGas |  | 0 | 0 | 0.064383 | 0.064383 | 0 | 0 | 0 | 0 | 0 | 0 | 0 | 0 | 0 | 0 | 0 | 0 | 0 | 0 | 5.9919 | 5.9919 | 0 | 0 | 3.769 | 3.769 | 0 | 0 | 4.5068e-09 | 4.5068e-09 | 0 | 0 | 0.034154 | 0.034154 | 0 | 0 | 0 | 0 | 0 | 0 | 0 | 0 | 0.359 | 0 | 0 | 0.028282 | 0.028282 | 0 | 0 | 0.16908 | 0.16908 | 0 | 18.2
126_G_RIC9 | WECC_Arizona | Arizona | 4 | Pima | 19 | 126 | RIC9 | H Wilson Sundt Generating Station | 10745 | 2020 | 9999 | Combustion Turbine | [5 empty] | Fossil | G | 2030 | NaturalGas |  | 0 | 0 | 0.064383 | 0.064383 | 0 | 0 | 0 | 0 | 0 | 0 | 0 | 0 | 0 | 0 | 0 | 0 | 0 | 0 | 5.9919 | 5.9919 | 0 | 0 | 3.769 | 3.769 | 0 | 0 | 4.5068e-09 | 4.5068e-09 | 0 | 0 | 0.034154 | 0.034154 | 0 | 0 | 0 | 0 | 0 | 0 | 0 | 0 | 0.359 | 0 | 0 | 0.028282 | 0.028282 | 0 | 0 | 0.16908 | 0.16908 | 0 | 18.2
1261_G_1 | SPP North- (Kansas, Missouri) | Kansas | 20 | Butler | 15 | 1261 | 1 | Augusta Electric Plant No 1 | 12283 | 1954 | 9999 | Combustion Turbine | [5 empty] | Fossil | G | 2030 | NaturalGas |  | 0.0002548 | 5.7841e-05 | 0.00036093 | 0.00067357 | 0 | 0 | 0 | 0 | 0 | 0 | 0 | 0 | 0 | 0 | 0 | 0 | 0.020826 | 0.0047277 | 0.029501 | 0.055055 | 0.014916 | 0.003386 | 0.021129 | 0.039431 | 1.7836e-11 | 4.0489e-12 | 2.5265e-11 | 4.715e-11 | 0.00013516 | 3.0683e-05 | 0.00019147 | 0.00035731 | 0 | 0 | 0 | 0 | 0 | 0 | 0 | 0 | 0.047813 | 9.8299e-05 | 2.2315e-05 | 0.00013924 | 0.00025986 | 0.0007136 | 0.00014106 | 0.00078756 | 0.0016422 | 0 | 1.1
1261_G_2 | SPP North- (Kansas, Missouri) | Kansas | 20 | Butler | 15 | 1261 | 2 | Augusta Electric Plant No 1 | 12283 | 1929 | 9999 | Combustion Turbine | [5 empty] | Fossil | G | 2030 | Oil |  | 0 | 0 | 0 | 0 | 0 | 0 | 0 | 0 | 0 | 0 | 0 | 0 | 0 | 0 | 0 | 0 | 0 | 0 | 0 | 0 | 0 | 0 | 0 | 0 | 0 | 0 | 0 | 0 | 0 | 0 | 0 | 0 | 0 | 0 | 0 | 0 | 0 | 0 | 0 | 0 | 0.01304 | 0 | 0 | 0 | 0 | 0 | 0 | 0 | 0 | 0 | 0.3
1261_G_3 | SPP North- (Kansas, Missouri) | Kansas | 20 | Butler | 15 | 1261 | 3 | Augusta Electric Plant No 1 | 12283 | 1949 | 9999 | Combustion Turbine | [5 empty] | Fossil | G | 2030 | NaturalGas |  | 0.00023164 | 5.2583e-05 | 0.00032812 | 0.00061234 | 0 | 0 | 0 | 0 | 0 | 0 | 0 | 0 | 0 | 0 | 0 | 0 | 0.018933 | 0.0042979 | 0.026819 | 0.05005 | 0.01356 | 0.0030782 | 0.019208 | 0.035846 | 1.6214e-11 | 3.6808e-12 | 2.2968e-11 | 4.2864e-11 | 0.00012288 | 2.7894e-05 | 0.00017406 | 0.00032483 | 0 | 0 | 0 | 0 | 0 | 0 | 0 | 0 | 0.043466 | 8.9363e-05 | 2.0286e-05 | 0.00012659 | 0.00023623 | 0.00064873 | 0.00012824 | 0.00071596 | 0.0014929 | 0 | 1
1261_G_4 | SPP North- (Kansas, Missouri) | Kansas | 20 | Butler | 15 | 1261 | 4 | Augusta Electric Plant No 1 | 12283 | 1939 | 9999 | Combustion Turbine | [5 empty] | Fossil | G | 2030 | Oil |  | 0 | 0 | 0 | 0 | 0 | 0 | 0 | 0 | 0 | 0 | 0 | 0 | 0 | 0 | 0 | 0 | 0 | 0 | 0 | 0 | 0 | 0 | 0 | 0 | 0 | 0 | 0 | 0 | 0 | 0 | 0 | 0 | 0 | 0 | 0 | 0 | 0 | 0 | 0 | 0 | 0.030426 | 0 | 0 | 0 | 0 | 0 | 0 | 0 | 0 | 0 | 0.7
1261_G_5 | SPP North- (Kansas, Missouri) | Kansas | 20 | Butler | 15 | 1261 | 5 | Augusta Electric Plant No 1 | 12283 | 1956 | 9999 | Combustion Turbine | [5 empty] | Fossil | G | 2030 | NaturalGas |  | 0.0005096 | 0.00011568 | 0.00072187 | 0.0013471 | 0 | 0 | 0 | 0 | 0 | 0 | 0 | 0 | 0 | 0 | 0 | 0 | 0.041652 | 0.0094553 | 0.059002 | 0.11011 | 0.029832 | 0.0067721 | 0.042258 | 0.078862 | 3.5672e-11 | 8.0978e-12 | 5.0531e-11 | 9.43e-11 | 0.00027033 | 6.1367e-05 | 0.00038293 | 0.00071463 | 0 | 0 | 0 | 0 | 0 | 0 | 0 | 0 | 0.095625 | 0.0001966 | 4.4629e-05 | 0.00027849 | 0.00051972 | 0.0014272 | 0.00028213 | 0.0015751 | 0.0032844 | 0 | 2.2
1261_G_6 | SPP North- (Kansas, Missouri) | Kansas | 20 | Butler | 15 | 1261 | 6 | Augusta Electric Plant No 1 | 12283 | 1956 | 9999 | Combustion Turbine | [5 empty] | Fossil | G | 2030 | NaturalGas |  | 0.0005096 | 0.00011568 | 0.00072187 | 0.0013471 | 0 | 0 | 0 | 0 | 0 | 0 | 0 | 0 | 0 | 0 | 0 | 0 | 0.041652 | 0.0094553 | 0.059002 | 0.11011 | 0.029832 | 0.0067721 | 0.042258 | 0.078862 | 3.5672e-11 | 8.0978e-12 | 5.0531e-11 | 9.43e-11 | 0.00027033 | 6.1367e-05 | 0.00038293 | 0.00071463 | 0 | 0 | 0 | 0 | 0 | 0 | 0 | 0 | 0.095625 | 0.0001966 | 4.4629e-05 | 0.00027849 | 0.00051972 | 0.0014272 | 0.00028213 | 0.0015751 | 0.0032844 | 0 | 2.2
1261_G_7 | SPP North- (Kansas, Missouri) | Kansas | 20 | Butler | 15 | 1261 | 7 | Augusta Electric Plant No 1 | 12283 | 1964 | 9999 | Combustion Turbine | [5 empty] | Fossil | G | 2030 | NaturalGas |  | 0.00046327 | 0.00010517 | 0.00065624 | 0.0012247 | 0 | 0 | 0 | 0 | 0 | 0 | 0 | 0 | 0 | 0 | 0 | 0 | 0.037866 | 0.0085958 | 0.053638 | 0.1001 | 0.02712 | 0.0061564 | 0.038416 | 0.071693 | 3.2429e-11 | 7.3616e-12 | 4.5937e-11 | 8.5728e-11 | 0.00024575 | 5.5788e-05 | 0.00034812 | 0.00064966 | 0 | 0 | 0 | 0 | 0 | 0 | 0 | 0 | 0.086932 | 0.00017873 | 4.0572e-05 | 0.00025317 | 0.00047247 | 0.0012975 | 0.00025648 | 0.0014319 | 0.0029859 | 0 | 2
1261_G_8 | SPP North- (Kansas, Missouri) | Kansas | 20 | Butler | 15 | 1261 | 8 | Augusta Electric Plant No 1 | 12283 | 2016 | 9999 | Combustion Turbine | [5 empty] | Fossil | G | 2030 | Oil |  | 0 | 0 | 0 | 0 | 0 | 0 | 0 | 0 | 0 | 0 | 0 | 0 | 0 | 0 | 0 | 0 | 0 | 0 | 0 | 0 | 0 | 0 | 0 | 0 | 0 | 0 | 0 | 0 | 0 | 0 | 0 | 0 | 0 | 0 | 0 | 0 | 0 | 0 | 0 | 0 | 0.086932 | 0 | 0 | 0 | 0 | 0 | 0 | 0 | 0 | 0 | 2
1262_G_4 | SPP North- (Kansas, Missouri) | Kansas | 20 | Douglas | 45 | 1262 | 4 | Baldwin City Plant No 1 | 11751 | 1970 | 9999 | Combustion Turbine | [5 empty] | Fossil | G | 2030 | Oil |  | 0 | 0 | 0 | 0 | 0 | 0 | 0 | 0 | 0 | 0 | 0 | 0 | 0 | 0 | 0 | 0 | 0 | 0 | 0 | 0 | 0 | 0 | 0 | 0 | 0 | 0 | 0 | 0 | 0 | 0 | 0 | 0 | 0 | 0 | 0 | 0 | 0 | 0 | 0 | 0 | 0.065199 | 0 | 0 | 0 | 0 | 0 | 0 | 0 | 0 | 0 | 1.5
1262_G_5 | SPP North- (Kansas, Missouri) | Kansas | 20 | Douglas | 45 | 1262 | 5 | Baldwin City Plant No 1 | 12283 | 1964 | 9999 | Combustion Turbine | [5 empty] | Fossil | G | 2030 | Oil |  | 0 | 0 | 0 | 0 | 0 | 0 | 0 | 0 | 0 | 0 | 0 | 0 | 0 | 0 | 0 | 0 | 0 | 0 | 0 | 0 | 0 | 0 | 0 | 0 | 0 | 0 | 0 | 0 | 0 | 0 | 0 | 0 | 0 | 0 | 0 | 0 | 0 | 0 | 0 | 0 | 0.030426 | 0 | 0 | 0 | 0 | 0 | 0 | 0 | 0 | 0 | 0.7
1262_G_6 | SPP North- (Kansas, Missouri) | Kansas | 20 | Douglas | 45 | 1262 | 6 | Baldwin City Plant No 1 | 11684 | 1964 | 9999 | Combustion Turbine | [5 empty] | Fossil | G | 2030 | NaturalGas |  | 0.00015424 | 3.5013e-05 | 0.00021848 | 0.00040773 | 0 | 0 | 0 | 0 | 0 | 0 | 0 | 0 | 0 | 0 | 0 | 0 | 0.013253 | 0.0030085 | 0.018773 | 0.035035 | 0.0090291 | 0.0020497 | 0.01279 | 0.023869 | 1.0797e-11 | 2.4509e-12 | 1.5294e-11 | 2.8541e-11 | 0.00012723 | 2.8882e-05 | 0.00018022 | 0.00033633 | 0 | 0 | 0 | 0 | 0 | 0 | 0 | 0 | 0.030426 | 6.2554e-05 | 1.42e-05 | 8.861e-05 | 0.00016536 | 0.00043196 | 8.539e-05 | 0.00047673 | 0.00099409 | 0 | 0.7
1263_G_4 | SPP Nebraska | Kansas | 20 | Republic | 157 | 1263 | 4 | Belleville | 11740 | 1955 | 9999 | Combustion Turbine | [5 empty] | Fossil | G | 2030 | NaturalGas |  | 0.00019052 | 0 | 0 | 0.00019052 | 0 | 0 | 0 | 0 | 0 | 0 | 0 | 0 | 0 | 0 | 0 | 0 | 0.016228 | 0 | 0 | 0.016228 | 0.011153 | 0 | 0 | 0.011153 | 1.3336e-11 | 0 | 0 | 1.3336e-11 | 0.00015715 | 0 | 0 | 0.00015715 | 0 | 0 | 0 | 0 | 0 | 0 | 0 | 0 | 0.042938 | 7.6597e-05 | 0 | 0 | 7.6597e-05 | 0.00058888 | 0 | 0 | 0.00058888 | 0 | 1
1263_G_5 | SPP Nebraska | Kansas | 20 | Republic | 157 | 1263 | 5 | Belleville | 11741 | 1961 | 9999 | Combustion Turbine | [5 empty] | Fossil | G | 2030 | NaturalGas |  | 0.00032391 | 0 | 0 | 0.00032391 | 0 | 0 | 0 | 0 | 0 | 0 | 0 | 0 | 0 | 0 | 0 | 0 | 0.027588 | 0 | 0 | 0.027588 | 0.018962 | 0 | 0 | 0.018962 | 2.2674e-11 | 0 | 0 | 2.2674e-11 | 0.00026719 | 0 | 0 | 0.00026719 | 0 | 0 | 0 | 0 | 0 | 0 | 0 | 0 | 0.072994 | 0.00013021 | 0 | 0 | 0.00013021 | 0.0010012 | 0 | 0 | 0.0010012 | 0 | 1.7
1263_G_6 | SPP Nebraska | Kansas | 20 | Republic | 157 | 1263 | 6 | Belleville | 11739 | 1966 | 9999 | Combustion Turbine | [5 empty] | Fossil | G | 2030 | NaturalGas |  | 0.00070486 | 0 | 0 | 0.00070486 | 0 | 0 | 0 | 0 | 0 | 0 | 0 | 0 | 0 | 0 | 0 | 0 | 0.060044 | 0 | 0 | 0.060044 | 0.041262 | 0 | 0 | 0.041262 | 4.934e-11 | 0 | 0 | 4.934e-11 | 0.00058142 | 0 | 0 | 0.00058142 | 0 | 0 | 0 | 0 | 0 | 0 | 0 | 0 | 0.15887 | 0.00028341 | 0 | 0 | 0.00028341 | 0.0021787 | 0 | 0 | 0.0021787 | 0 | 3.7
1263_G_7 | SPP Nebraska | Kansas | 20 | Republic | 157 | 1263 | 7 | Belleville | 11730 | 1971 | 9999 | Combustion Turbine | [5 empty] | Fossil | G | 2030 | NaturalGas |  | 0.00097081 | 0 | 0 | 0.00097081 | 0 | 0 | 0 | 0 | 0 | 0 | 0 | 0 | 0 | 0 | 0 | 0 | 0.082763 | 0 | 0 | 0.082763 | 0.056831 | 0 | 0 | 0.056831 | 6.7957e-11 | 0 | 0 | 6.7957e-11 | 0.0008008 | 0 | 0 | 0.0008008 | 0 | 0 | 0 | 0 | 0 | 0 | 0 | 0 | 0.21898 | 0.00039064 | 0 | 0 | 0.00039064 | 0.0030007 | 0 | 0 | 0.0030007 | 0 | 5.1
1263_G_8 | SPP Nebraska | Kansas | 20 | Republic | 157 | 1263 | 8 | Belleville | 11731 | 2007 | 9999 | Combustion Turbine | [5 empty] | Fossil | G | 2030 | Oil |  | 0 | 0 | 0 | 0 | 0 | 0 | 0 | 0 | 0 | 0 | 0 | 0 | 0 | 0 | 0 | 0 | 0 | 0 | 0 | 0 | 0 | 0 | 0 | 0 | 0 | 0 | 0 | 0 | 0 | 0 | 0 | 0 | 0 | 0 | 0 | 0 | 0 | 0 | 0 | 0 | 0.055231 | 0 | 0 | 0 | 0 | 0 | 0 | 0 | 0 | 0 | 2.8
1264_G_1 | SPP North- (Kansas, Missouri) | Kansas | 20 | Mitchell | 123 | 1264 | 1 | Beloit | 10745 | 1951 | 9999 | Combustion Turbine | [5 empty] | Fossil | G | 2030 | NaturalGas |  | 0.00067094 | 0.00042599 | 0.0010378 | 0.0021347 | 0 | 0 | 0 | 0 | 0 | 0 | 0 | 0 | 0 | 0 | 0 | 0 | 0.062478 | 0.039669 | 0.096641 | 0.19879 | 0.039277 | 0.024938 | 0.060753 | 0.12497 | 4.6966e-11 | 2.982e-11 | 7.2647e-11 | 1.4943e-10 | 0.00029256 | 0.00018575 | 0.00045253 | 0.00093084 | 0 | 0 | 0 | 0 | 0 | 0 | 0 | 0 | 0.047813 | 0.0002949 | 0.00018724 | 0.00045615 | 0.00093828 | 0.0018791 | 0.0010389 | 0.0022645 | 0.0051825 | 0 | 1.1
1264_G_2 | SPP North- (Kansas, Missouri) | Kansas | 20 | Mitchell | 123 | 1264 | 2 | Beloit | 10745 | 1951 | 9999 | Combustion Turbine | [5 empty] | Fossil | G | 2030 | NaturalGas |  | 0.00067094 | 0.00042599 | 0.0010378 | 0.0021347 | 0 | 0 | 0 | 0 | 0 | 0 | 0 | 0 | 0 | 0 | 0 | 0 | 0.062478 | 0.039669 | 0.096641 | 0.19879 | 0.039277 | 0.024938 | 0.060753 | 0.12497 | 4.6966e-11 | 2.982e-11 | 7.2647e-11 | 1.4943e-10 | 0.0006586 | 0.00041816 | 0.0010187 | 0.0020955 | 0 | 0 | 0 | 0 | 0 | 0 | 0 | 0 | 0.047813 | 0.0002949 | 0.00018724 | 0.00045615 | 0.00093828 | 0.0018791 | 0.0010389 | 0.0022645 | 0.0051825 | 0 | 1.1
1264_G_3 | SPP North- (Kansas, Missouri) | Kansas | 20 | Mitchell | 123 | 1264 | 3 | Beloit | 10745 | 1961 | 9999 | Combustion Turbine | [5 empty] | Fossil | G | 2030 | NaturalGas |  | 0.0012199 | 0.00077453 | 0.0018869 | 0.0038813 | 0 | 0 | 0 | 0 | 0 | 0 | 0 | 0 | 0 | 0 | 0 | 0 | 0.1136 | 0.072125 | 0.17571 | 0.36143 | 0.071412 | 0.045341 | 0.11046 | 0.22721 | 8.5392e-11 | 5.4217e-11 | 1.3208e-10 | 2.7169e-10 | 0.0016469 | 0.0010456 | 0.0025474 | 0.0052398 | 0 | 0 | 0 | 0 | 0 | 0 | 0 | 0 | 0.086932 | 0.00053618 | 0.00034043 | 0.00082936 | 0.001706 | 0.0034165 | 0.0018889 | 0.0041173 | 0.0094227 | 0 | 2
1264_G_4 | SPP North- (Kansas, Missouri) | Kansas | 20 | Mitchell | 123 | 1264 | 4 | Beloit | 10745 | 1964 | 9999 | Combustion Turbine | [5 empty] | Fossil | G | 2030 | NaturalGas |  | 0.0018298 | 0.0011618 | 0.0028304 | 0.005822 | 0 | 0 | 0 | 0 | 0 | 0 | 0 | 0 | 0 | 0 | 0 | 0 | 0.17039 | 0.10819 | 0.26357 | 0.54215 | 0.10712 | 0.068012 | 0.16569 | 0.34082 | 1.2809e-10 | 8.1326e-11 | 1.9813e-10 | 4.0754e-10 | 0.0015136 | 0.00096104 | 0.0023413 | 0.0048159 | 0 | 0 | 0 | 0 | 0 | 0 | 0 | 0 | 0.1304 | 0.00080426 | 0.00051064 | 0.001244 | 0.0025589 | 0.0051247 | 0.0028334 | 0.0061759 | 0.014134 | 0 | 3
1264_G_5 | SPP North- (Kansas, Missouri) | Kansas | 20 | Mitchell | 123 | 1264 | 5 | Beloit | 10745 | 1950 | 9999 | Combustion Turbine | [5 empty] | Fossil | G | 2030 | NaturalGas |  | 0.00036597 | 0.00023236 | 0.00056608 | 0.0011644 | 0 | 0 | 0 | 0 | 0 | 0 | 0 | 0 | 0 | 0 | 0 | 0 | 0.034079 | 0.021637 | 0.052713 | 0.10843 | 0.021424 | 0.013602 | 0.033138 | 0.068164 | 2.5618e-11 | 1.6265e-11 | 3.9625e-11 | 8.1508e-11 | 0.00030188 | 0.00019167 | 0.00046695 | 0.00096049 | 0 | 0 | 0 | 0 | 0 | 0 | 0 | 0 | 0.02608 | 0.00016085 | 0.00010213 | 0.00024881 | 0.00051179 | 0.0010249 | 0.00056668 | 0.0012352 | 0.0028268 | 0 | 0.6
1264_G_6 | SPP North- (Kansas, Missouri) | Kansas | 20 | Mitchell | 123 | 1264 | 6 | Beloit | 10745 | 1971 | 9999 | Combustion Turbine | [5 empty] | Fossil | G | 2030 | NaturalGas |  | 0.0021348 | 0.0013554 | 0.0033021 | 0.0067924 | 0 | 0 | 0 | 0 | 0 | 0 | 0 | 0 | 0 | 0 | 0 | 0 | 0.19879 | 0.12622 | 0.30749 | 0.63251 | 0.12497 | 0.079347 | 0.19331 | 0.39762 | 1.4944e-10 | 9.488e-11 | 2.3115e-10 | 4.7547e-10 | 0.0038237 | 0.0024277 | 0.0059144 | 0.012166 | 0 | 0 | 0 | 0 | 0 | 0 | 0 | 0 | 0.15213 | 0.00093831 | 0.00059575 | 0.0014514 | 0.0029854 | 0.0059788 | 0.0033056 | 0.0072052 | 0.01649 | 0 | 3.5
1264_G_7 | SPP North- (Kansas, Missouri) | Kansas | 20 | Mitchell | 123 | 1264 | 7 | Beloit | 10745 | 1980 | 9999 | Combustion Turbine | [5 empty] | Fossil | G | 2030 | NaturalGas |  | 0.0033547 | 0.00213 | 0.005189 | 0.010674 | 0 | 0 | 0 | 0 | 0 | 0 | 0 | 0 | 0 | 0 | 0 | 0 | 0.31239 | 0.19834 | 0.48321 | 0.99394 | 0.19638 | 0.12469 | 0.30377 | 0.62484 | 2.3483e-10 | 1.491e-10 | 3.6323e-10 | 7.4716e-10 | 0.0068885 | 0.0043736 | 0.010655 | 0.021917 | 0 | 0 | 0 | 0 | 0 | 0 | 0 | 0 | 0.23906 | 0.0014745 | 0.00093618 | 0.0022807 | 0.0046914 | 0.0093953 | 0.0051946 | 0.011322 | 0.025912 | 0 | 5.5
1265_G_1 | SPP North- (Kansas, Missouri) | Kansas | 20 | Osage | 139 | 1265 | 1 | Burlingame | 10745 | 1973 | 9999 | Combustion Turbine | [5 empty] | Fossil | G | 2030 | NaturalGas |  | 0.00060995 | 0.00038727 | 0.00094346 | 0.0019407 | 0 | 0 | 0 | 0 | 0 | 0 | 0 | 0 | 0 | 0 | 0 | 0 | 0.056798 | 0.036062 | 0.087856 | 0.18072 | 0.035706 | 0.022671 | 0.05523 | 0.11361 | 4.2696e-11 | 2.7109e-11 | 6.6042e-11 | 1.3585e-10 | 0.00032356 | 0.00020544 | 0.00050048 | 0.0010295 | 0 | 0 | 0 | 0 | 0 | 0 | 0 | 0 | 0.043466 | 0.00026809 | 0.00017021 | 0.00041468 | 0.00085298 | 0.0017082 | 0.00094447 | 0.0020586 | 0.0047113 | 0 | 1
1265_G_3 | SPP North- (Kansas, Missouri) | Kansas | 20 | Osage | 139 | 1265 | 3 | Burlingame | 10745 | 1963 | 9999 | Combustion Turbine | [5 empty] | Fossil | G | 2030 | NaturalGas |  | 0.00048796 | 0.00030981 | 0.00075477 | 0.0015525 | 0 | 0 | 0 | 0 | 0 | 0 | 0 | 0 | 0 | 0 | 0 | 0 | 0.045439 | 0.02885 | 0.070284 | 0.14457 | 0.028565 | 0.018136 | 0.044184 | 0.090886 | 3.4157e-11 | 2.1687e-11 | 5.2834e-11 | 1.0868e-10 | 0.00025885 | 0.00016435 | 0.00040039 | 0.00082358 | 0 | 0 | 0 | 0 | 0 | 0 | 0 | 0 | 0.034773 | 0.00021447 | 0.00013617 | 0.00033174 | 0.00068238 | 0.0013666 | 0.00075558 | 0.0016469 | 0.0037691 | 0 | 0.8
1265_G_4 | SPP North- (Kansas, Missouri) | Kansas | 20 | Osage | 139 | 1265 | 4 | Burlingame | 10745 | 1969 | 9999 | Combustion Turbine | [5 empty] | Fossil | G | 2030 | NaturalGas |  | 0.00060995 | 0.00038727 | 0.00094346 | 0.0019407 | 0 | 0 | 0 | 0 | 0 | 0 | 0 | 0 | 0 | 0 | 0 | 0 | 0.056798 | 0.036062 | 0.087856 | 0.18072 | 0.035706 | 0.022671 | 0.05523 | 0.11361 | 4.2696e-11 | 2.7109e-11 | 6.6042e-11 | 1.3585e-10 | 0.00032356 | 0.00020544 | 0.00050048 | 0.0010295 | 0 | 0 | 0 | 0 | 0 | 0 | 0 | 0 | 0.043466 | 0.00026809 | 0.00017021 | 0.00041468 | 0.00085298 | 0.0017082 | 0.00094447 | 0.0020586 | 0.0047113 | 0 | 1
1265_G_5 | SPP North- (Kansas, Missouri) | Kansas | 20 | Osage | 139 | 1265 | 5 | Burlingame | 10745 | 1980 | 9999 | Combustion Turbine | [5 empty] | Fossil | G | 2030 | NaturalGas |  | 0.00048796 | 0.00030981 | 0.00075477 | 0.0015525 | 0 | 0 | 0 | 0 | 0 | 0 | 0 | 0 | 0 | 0 | 0 | 0 | 0.045439 | 0.02885 | 0.070284 | 0.14457 | 0.028565 | 0.018136 | 0.044184 | 0.090886 | 3.4157e-11 | 2.1687e-11 | 5.2834e-11 | 1.0868e-10 | 0.00025885 | 0.00016435 | 0.00040039 | 0.00082358 | 0 | 0 | 0 | 0 | 0 | 0 | 0 | 0 | 0.034773 | 0.00021447 | 0.00013617 | 0.00033174 | 0.00068238 | 0.0013666 | 0.00075558 | 0.0016469 | 0.0037691 | 0 | 0.8
1266_G_1A | SPP North- (Kansas, Missouri) | Kansas | 20 | Coffey | 31 | 1266 | 1A | Burlington (KS) | 12648 | 2003 | 9999 | Combustion Turbine | [5 empty] | Fossil | G | 2030 | Oil |  | 0 | 0 | 0 | 0 | 0 | 0 | 0 | 0 | 0 | 0 | 0 | 0 | 0 | 0 | 0 | 0 | 0 | 0 | 0 | 0 | 0 | 0 | 0 | 0 | 0 | 0 | 0 | 0 | 0 | 0 | 0 | 0 | 0 | 0 | 0 | 0 | 0 | 0 | 0 | 0 | 0.086932 | 0 | 0 | 0 | 0 | 0 | 0 | 0 | 0 | 0 | 2
1266_G_2 | SPP North- (Kansas, Missouri) | Kansas | 20 | Coffey | 31 | 1266 | 2 | Burlington (KS) | 12625 | 1962 | 9999 | Combustion Turbine | [5 empty] | Fossil | G | 2030 | NaturalGas |  | 0.00030951 | 7.0261e-05 | 0.00043843 | 0.00081821 | 0 | 0 | 0 | 0 | 0 | 0 | 0 | 0 | 0 | 0 | 0 | 0 | 0.024613 | 0.0055872 | 0.034865 | 0.065065 | 0.018119 | 0.0041131 | 0.025666 | 0.047898 | 2.1666e-11 | 4.9183e-12 | 3.069e-11 | 5.7274e-11 | 0.00025531 | 5.7957e-05 | 0.00036166 | 0.00067492 | 0 | 0 | 0 | 0 | 0 | 0 | 0 | 0 | 0.056506 | 0.00011617 | 2.6372e-05 | 0.00016456 | 0.00030711 | 0.00086683 | 0.00017135 | 0.00095666 | 0.0019948 | 0 | 1.3
1266_G_4A | SPP North- (Kansas, Missouri) | Kansas | 20 | Coffey | 31 | 1266 | 4A | Burlington (KS) | 12580 | 2005 | 9999 | Combustion Turbine | [5 empty] | Fossil | G | 2030 | NaturalGas |  | 0.00054564 | 0.00012387 | 0.00077293 | 0.0014424 | 0 | 0 | 0 | 0 | 0 | 0 | 0 | 0 | 0 | 0 | 0 | 0 | 0.043545 | 0.0098851 | 0.061684 | 0.11511 | 0.031942 | 0.0072511 | 0.045247 | 0.08444 | 3.8195e-11 | 8.6706e-12 | 5.4105e-11 | 1.0097e-10 | 0.00045009 | 0.00010217 | 0.00063757 | 0.0011898 | 0 | 0 | 0 | 0 | 0 | 0 | 0 | 0 | 0.099972 | 0.00020553 | 4.6658e-05 | 0.00029115 | 0.00054334 | 0.0015282 | 0.00030208 | 0.0016865 | 0.0035168 | 0 | 2.3
1266_G_5 | SPP North- (Kansas, Missouri) | Kansas | 20 | Coffey | 31 | 1266 | 5 | Burlington (KS) | 12585 | 1955 | 9999 | Combustion Turbine | [5 empty] | Fossil | G | 2030 | NaturalGas |  | 0.00023733 | 5.3876e-05 | 0.00033619 | 0.0006274 | 0 | 0 | 0 | 0 | 0 | 0 | 0 | 0 | 0 | 0 | 0 | 0 | 0.018933 | 0.0042979 | 0.026819 | 0.05005 | 0.013893 | 0.0031539 | 0.01968 | 0.036728 | 1.6613e-11 | 3.7713e-12 | 2.3533e-11 | 4.3918e-11 | 0.0001259 | 2.858e-05 | 0.00017834 | 0.00033282 | 0 | 0 | 0 | 0 | 0 | 0 | 0 | 0 | 0.043466 | 8.9363e-05 | 2.0286e-05 | 0.00012659 | 0.00023623 | 0.00066468 | 0.00013139 | 0.00073356 | 0.0015296 | 0 | 1
1266_G_IC6 | SPP North- (Kansas, Missouri) | Kansas | 20 | Coffey | 31 | 1266 | IC6 | Burlington (KS) | 12598 | 1983 | 9999 | Combustion Turbine | [5 empty] | Fossil | G | 2030 | NaturalGas |  | 0.0011404 | 0.00025887 | 0.0016154 | 0.0030146 | 0 | 0 | 0 | 0 | 0 | 0 | 0 | 0 | 0 | 0 | 0 | 0 | 0.090877 | 0.02063 | 0.12873 | 0.24024 | 0.066757 | 0.015154 | 0.094564 | 0.17648 | 7.9826e-11 | 1.8121e-11 | 1.1308e-10 | 2.1102e-10 | 0.00060494 | 0.00013732 | 0.00085692 | 0.0015992 | 0 | 0 | 0 | 0 | 0 | 0 | 0 | 0 | 0.20864 | 0.00042894 | 9.7373e-05 | 0.00060761 | 0.0011339 | 0.0031938 | 0.00063134 | 0.0035247 | 0.0073498 | 0 | 4.8
1268_G_14 | SPP North- (Kansas, Missouri) | Kansas | 20 | Neosho | 133 | 1268 | 14 | Chanute 2 | 11519 | 2002 | 9999 | Combustion Turbine |  |  |  | DLNB |  | Fossil | G | 2030 | NaturalGas |  | 0.01765 | 0.0049256 | 0.012646 | 0.035221 | 0 | 0 | 0 | 0 | 0 | 0 | 0 | 0 | 0 | 0 | 0 | 0 | 1.5323 | 0.42761 | 1.0978 | 3.0577 | 1.0332 | 0.28834 | 0.74028 | 2.0619 | 1.2355e-09 | 3.4479e-10 | 8.852e-10 | 2.4655e-09 | 0.00098081 | 0.00027372 | 0.00070272 | 0.0019573 | 0 | 0 | 0 | 0 | 0 | 0 | 0 | 0 | 0.82846 | 0.0085193 | 0.0023775 | 0.0061038 | 0.017001 | 0.049432 | 0.012013 | 0.027593 | 0.089037 | 0 | 42
1268_G_7 | SPP North- (Kansas, Missouri) | Kansas | 20 | Neosho | 133 | 1268 | 7 | Chanute 2 | 11881 | 1965 | 9999 | Combustion Turbine | [5 empty] | Fossil | G | 2030 | NaturalGas |  | 0.00092118 | 0.00025707 | 0.00063727 | 0.0018155 | 0 | 0 | 0 | 0 | 0 | 0 | 0 | 0 | 0 | 0 | 0 | 0 | 0.077534 | 0.021637 | 0.053638 | 0.15281 | 0.053926 | 0.015049 | 0.037306 | 0.10628 | 6.4483e-11 | 1.7995e-11 | 4.4609e-11 | 1.2709e-10 | 7.2405e-06 | 2.0206e-06 | 5.009e-06 | 1.427e-05 | 0 | 0 | 0 | 0 | 0 | 0 | 0 | 0 | 0.086932 | 0.00036596 | 0.00010213 | 0.00025317 | 0.00072126 | 0.0025799 | 0.00062696 | 0.0013905 | 0.0045974 | 0 | 2
1268_G_8 | SPP North- (Kansas, Missouri) | Kansas | 20 | Neosho | 133 | 1268 | 8 | Chanute 2 | 12139 | 1965 | 9999 | Combustion Turbine | [5 empty] | Fossil | G | 2030 | NaturalGas |  | 0.00094119 | 0.00026266 | 0.00065111 | 0.001855 | 0 | 0 | 0 | 0 | 0 | 0 | 0 | 0 | 0 | 0 | 0 | 0 | 0.077534 | 0.021637 | 0.053638 | 0.15281 | 0.055097 | 0.015376 | 0.038116 | 0.10859 | 6.5883e-11 | 1.8386e-11 | 4.5578e-11 | 1.2985e-10 | 5.5577e-06 | 1.551e-06 | 3.8448e-06 | 1.0954e-05 | 0 | 0 | 0 | 0 | 0 | 0 | 0 | 0 | 0.086932 | 0.00036596 | 0.00010213 | 0.00025317 | 0.00072126 | 0.0026359 | 0.00064057 | 0.0014207 | 0.0046972 | 0 | 2
1270_G_5 | SPP North- (Kansas, Missouri) | Kansas | 20 | Clay | 27 | 1270 | 5 | Clay Center | 14500 | 1948 | 9999 | O/G Steam | [5 empty] | Fossil | G | 2030 | NaturalGas |  | 0.00073219 | 0 | 0 | 0.00073219 | 0 | 0 | 0 | 0 | 0 | 0 | 0 | 0 | 0 | 0 | 0 | 0 | 0.050496 | 0 | 0 | 0.050496 | 0.042862 | 0 | 0 | 0.042862 | 5.1254e-11 | 0 | 0 | 5.1254e-11 | 7.5134e-05 | 0 | 0 | 7.5134e-05 | 0 | 0 | 0 | 0 | 0 | 0 | 0 | 0 | 0.15313 | 4.4414e-05 | 0 | 0 | 4.4414e-05 | 0.0020506 | 0 | 0 | 0.0020506 | 0 | 3
1270_G_6 | SPP North- (Kansas, Missouri) | Kansas | 20 | Clay | 27 | 1270 | 6 | Clay Center | 14500 | 1961 | 9999 | O/G Steam | [5 empty] | Fossil | G | 2030 | NaturalGas |  | 0.0012203 | 0 | 0 | 0.0012203 | 0 | 0 | 0 | 0 | 0 | 0 | 0 | 0 | 0 | 0 | 0 | 0 | 0.08416 | 0 | 0 | 0.08416 | 0.071437 | 0 | 0 | 0.071437 | 8.5422e-11 | 0 | 0 | 8.5422e-11 | 0.00012522 | 0 | 0 | 0.00012522 | 0 | 0 | 0 | 0 | 0 | 0 | 0 | 0 | 0.25522 | 7.4024e-05 | 0 | 0 | 7.4024e-05 | 0.0034177 | 0 | 0 | 0.0034177 | 0 | 5
1270_G_IC1 | SPP North- (Kansas, Missouri) | Kansas | 20 | Clay | 27 | 1270 | IC1 | Clay Center | 12283 | 1958 | 9999 | Combustion Turbine | [5 empty] | Fossil | G | 2030 | NaturalGas |  | 0.00020847 | 4.7325e-05 | 0.00029531 | 0.00055111 | 0 | 0 | 0 | 0 | 0 | 0 | 0 | 0 | 0 | 0 | 0 | 0 | 0.017039 | 0.0038681 | 0.024137 | 0.045045 | 0.012204 | 0.0027704 | 0.017287 | 0.032262 | 1.4593e-11 | 3.3127e-12 | 2.0672e-11 | 3.8577e-11 | 0.00011059 | 2.5105e-05 | 0.00015665 | 0.00029235 | 0 | 0 | 0 | 0 | 0 | 0 | 0 | 0 | 0.039119 | 8.0426e-05 | 1.8257e-05 | 0.00011393 | 0.00021261 | 0.00058386 | 0.00011542 | 0.00064436 | 0.0013436 | 0 | 0.9
1270_G_IC2 | SPP North- (Kansas, Missouri) | Kansas | 20 | Clay | 27 | 1270 | IC2 | Clay Center | 12283 | 1966 | 9999 | Combustion Turbine | [5 empty] | Fossil | G | 2030 | NaturalGas |  | 0.00046327 | 0.00010517 | 0.00065624 | 0.0012247 | 0 | 0 | 0 | 0 | 0 | 0 | 0 | 0 | 0 | 0 | 0 | 0 | 0.037866 | 0.0085958 | 0.053638 | 0.1001 | 0.02712 | 0.0061564 | 0.038416 | 0.071693 | 3.2429e-11 | 7.3616e-12 | 4.5937e-11 | 8.5728e-11 | 0.00024575 | 5.5788e-05 | 0.00034812 | 0.00064966 | 0 | 0 | 0 | 0 | 0 | 0 | 0 | 0 | 0.086932 | 0.00017873 | 4.0572e-05 | 0.00025317 | 0.00047247 | 0.0012975 | 0.00025648 | 0.0014319 | 0.0029859 | 0 | 2
1270_G_IC3 | SPP North- (Kansas, Missouri) | Kansas | 20 | Clay | 27 | 1270 | IC3 | Clay Center | 12283 | 1972 | 9999 | Combustion Turbine | [5 empty] | Fossil | G | 2030 | NaturalGas |  | 0.0011582 | 0.00026292 | 0.0016406 | 0.0030617 | 0 | 0 | 0 | 0 | 0 | 0 | 0 | 0 | 0 | 0 | 0 | 0 | 0.094664 | 0.021489 | 0.1341 | 0.25025 | 0.0678 | 0.015391 | 0.096041 | 0.17923 | 8.1072e-11 | 1.8404e-11 | 1.1484e-10 | 2.1432e-10 | 0.00061438 | 0.00013947 | 0.0008703 | 0.0016242 | 0 | 0 | 0 | 0 | 0 | 0 | 0 | 0 | 0.21733 | 0.00044681 | 0.00010143 | 0.00063293 | 0.0011812 | 0.0032436 | 0.0006412 | 0.0035798 | 0.0074646 | 0 | 5
1270_G_IC4 | SPP North- (Kansas, Missouri) | Kansas | 20 | Clay | 27 | 1270 | IC4 | Clay Center | 12283 | 1996 | 9999 | Combustion Turbine | [5 empty] | Fossil | G | 2030 | NaturalGas |  | 0.00081072 | 0.00018404 | 0.0011484 | 0.0021432 | 0 | 0 | 0 | 0 | 0 | 0 | 0 | 0 | 0 | 0 | 0 | 0 | 0.066265 | 0.015043 | 0.093867 | 0.17517 | 0.04746 | 0.010774 | 0.067229 | 0.12546 | 5.6751e-11 | 1.2883e-11 | 8.039e-11 | 1.5002e-10 | 0.00043007 | 9.7629e-05 | 0.00060921 | 0.0011369 | 0 | 0 | 0 | 0 | 0 | 0 | 0 | 0 | 0.15213 | 0.00031277 | 7.1001e-05 | 0.00044305 | 0.00082682 | 0.0022706 | 0.00044884 | 0.0025059 | 0.0052253 | 0 | 3.5
1270_G_IC5 | SPP North- (Kansas, Missouri) | Kansas | 20 | Clay | 27 | 1270 | IC5 | Clay Center | 12283 | 1996 | 9999 | Combustion Turbine | [5 empty] | Fossil | G | 2030 | NaturalGas |  | 0.00081072 | 0.00018404 | 0.0011484 | 0.0021432 | 0 | 0 | 0 | 0 | 0 | 0 | 0 | 0 | 0 | 0 | 0 | 0 | 0.066265 | 0.015043 | 0.093867 | 0.17517 | 0.04746 | 0.010774 | 0.067229 | 0.12546 | 5.6751e-11 | 1.2883e-11 | 8.039e-11 | 1.5002e-10 | 0.00043007 | 9.7629e-05 | 0.00060921 | 0.0011369 | 0 | 0 | 0 | 0 | 0 | 0 | 0 | 0 | 0.15213 | 0.00031277 | 7.1001e-05 | 0.00044305 | 0.00082682 | 0.0022706 | 0.00044884 | 0.0025059 | 0.0052253 | 0 | 3.5
1270_G_IC6 | SPP North- (Kansas, Missouri) | Kansas | 20 | Clay | 27 | 1270 | IC6 | Clay Center | 12283 | 2005 | 9999 | Combustion Turbine | [5 empty] | Fossil | G | 2030 | NaturalGas |  | 0.0015751 | 0.00035756 | 0.0022312 | 0.0041639 | 0 | 0 | 0 | 0 | 0 | 0 | 0 | 0 | 0 | 0 | 0 | 0 | 0.12874 | 0.029226 | 0.18237 | 0.34034 | 0.092208 | 0.020932 | 0.13062 | 0.24376 | 1.1026e-10 | 2.503e-11 | 1.5619e-10 | 2.9147e-10 | 0.00083556 | 0.00018968 | 0.0011836 | 0.0022089 | 0 | 0 | 0 | 0 | 0 | 0 | 0 | 0 | 0.29557 | 0.00060767 | 0.00013794 | 0.00086078 | 0.0016064 | 0.0044114 | 0.00087203 | 0.0048685 | 0.010152 | 0 | 6.8
1271_G_1 | SPP North- (Kansas, Missouri) | Kansas | 20 | Montgomery | 125 | 1271 | 1 | Coffeyville | 10745 | 2007 | 9999 | Combustion Turbine | [5 empty] | Fossil | G | 2030 | Oil |  | 0 | 0 | 0 | 0 | 0 | 0 | 0 | 0 | 0 | 0 | 0 | 0 | 0 | 0 | 0 | 0 | 0 | 0 | 0 | 0 | 0 | 0 | 0 | 0 | 0 | 0 | 0 | 0 | 0 | 0 | 0 | 0 | 0 | 0 | 0 | 0 | 0 | 0 | 0 | 0 | 0.086932 | 0 | 0 | 0 | 0 | 0 | 0 | 0 | 0 | 0 | 2
1271_G_2 | SPP North- (Kansas, Missouri) | Kansas | 20 | Montgomery | 125 | 1271 | 2 | Coffeyville | 10745 | 2007 | 9999 | Combustion Turbine | [5 empty] | Fossil | G | 2030 | Oil |  | 0 | 0 | 0 | 0 | 0 | 0 | 0 | 0 | 0 | 0 | 0 | 0 | 0 | 0 | 0 | 0 | 0 | 0 | 0 | 0 | 0 | 0 | 0 | 0 | 0 | 0 | 0 | 0 | 0 | 0 | 0 | 0 | 0 | 0 | 0 | 0 | 0 | 0 | 0 | 0 | 0.086932 | 0 | 0 | 0 | 0 | 0 | 0 | 0 | 0 | 0 | 2
1272_G_4 | SPP West (Oklahoma, Arkansas, Louisiana) | Kansas | 20 | Thomas | 193 | 1272 | 4 | Colby City of | 10745 | 1958 | 9999 | Combustion Turbine | [5 empty] | Fossil | G | 2030 | NaturalGas |  | 0.00074398 | 0.00022087 | 0.00098972 | 0.0019546 | 0 | 0 | 0 | 0 | 0 | 0 | 0 | 0 | 0 | 0 | 0 | 0 | 0.06924 | 0.020556 | 0.09211 | 0.18191 | 0.043553 | 0.01293 | 0.057938 | 0.11442 | 5.2079e-11 | 1.5461e-11 | 6.928e-11 | 1.3682e-10 | 0.0006137 | 0.00018219 | 0.0008164 | 0.0016123 | 0 | 0 | 0 | 0 | 0 | 0 | 0 | 0 | 0.051837 | 0.00032681 | 9.7022e-05 | 0.00043476 | 0.00085859 | 0.0019334 | 0.0005015 | 0.0020544 | 0.0044894 | 0 | 1.2
1272_G_5 | SPP West (Oklahoma, Arkansas, Louisiana) | Kansas | 20 | Thomas | 193 | 1272 | 5 | Colby City of | 10745 | 1958 | 9999 | Combustion Turbine | [5 empty] | Fossil | G | 2030 | NaturalGas |  | 0.00061999 | 0.00018406 | 0.00082476 | 0.0016288 | 0 | 0 | 0 | 0 | 0 | 0 | 0 | 0 | 0 | 0 | 0 | 0 | 0.0577 | 0.01713 | 0.076758 | 0.15159 | 0.036294 | 0.010775 | 0.048282 | 0.09535 | 4.3399e-11 | 1.2884e-11 | 5.7733e-11 | 1.1402e-10 | 0.00051141 | 0.00015183 | 0.00068033 | 0.0013436 | 0 | 0 | 0 | 0 | 0 | 0 | 0 | 0 | 0.043198 | 0.00027234 | 8.0852e-05 | 0.0003623 | 0.00071549 | 0.0016112 | 0.00041792 | 0.001712 | 0.0037411 | 0 | 1
1272_G_6 | SPP West (Oklahoma, Arkansas, Louisiana) | Kansas | 20 | Thomas | 193 | 1272 | 6 | Colby City of | 10745 | 1971 | 9999 | Combustion Turbine | [5 empty] | Fossil | G | 2030 | NaturalGas |  | 0.0021699 | 0.0006442 | 0.0028867 | 0.0057008 | 0 | 0 | 0 | 0 | 0 | 0 | 0 | 0 | 0 | 0 | 0 | 0 | 0.20195 | 0.059954 | 0.26865 | 0.53056 | 0.12703 | 0.037712 | 0.16899 | 0.33373 | 1.519e-10 | 4.5094e-11 | 2.0207e-10 | 3.9906e-10 | 0.0017899 | 0.00053139 | 0.0023812 | 0.0047025 | 0 | 0 | 0 | 0 | 0 | 0 | 0 | 0 | 0.15119 | 0.0009532 | 0.00028298 | 0.001268 | 0.0025042 | 0.0056392 | 0.0014627 | 0.0059921 | 0.013094 | 0 | 3.5
1272_G_7 | SPP West (Oklahoma, Arkansas, Louisiana) | Kansas | 20 | Thomas | 193 | 1272 | 7 | Colby City of | 10745 | 1971 | 9999 | Combustion Turbine | [5 empty] | Fossil | G | 2030 | NaturalGas |  | 0.0021699 | 0.0006442 | 0.0028867 | 0.0057008 | 0 | 0 | 0 | 0 | 0 | 0 | 0 | 0 | 0 | 0 | 0 | 0 | 0.20195 | 0.059954 | 0.26865 | 0.53056 | 0.12703 | 0.037712 | 0.16899 | 0.33373 | 1.519e-10 | 4.5094e-11 | 2.0207e-10 | 3.9906e-10 | 0.0017899 | 0.00053139 | 0.0023812 | 0.0047025 | 0 | 0 | 0 | 0 | 0 | 0 | 0 | 0 | 0.15119 | 0.0009532 | 0.00028298 | 0.001268 | 0.0025042 | 0.0056392 | 0.0014627 | 0.0059921 | 0.013094 | 0 | 3.5
1272_G_8 | SPP West (Oklahoma, Arkansas, Louisiana) | Kansas | 20 | Thomas | 193 | 1272 | 8 | Colby City of | 10745 | 1965 | 9999 | Combustion Turbine | [5 empty] | Fossil | G | 2030 | NaturalGas |  | 0.00155 | 0.00046015 | 0.0020619 | 0.004072 | 0 | 0 | 0 | 0 | 0 | 0 | 0 | 0 | 0 | 0 | 0 | 0 | 0.14425 | 0.042824 | 0.19189 | 0.37897 | 0.090735 | 0.026937 | 0.1207 | 0.23838 | 1.085e-10 | 3.221e-11 | 1.4433e-10 | 2.8504e-10 | 0.0012785 | 0.00037956 | 0.0017008 | 0.0033589 | 0 | 0 | 0 | 0 | 0 | 0 | 0 | 0 | 0.10799 | 0.00068086 | 0.00020213 | 0.00090574 | 0.0017887 | 0.004028 | 0.0010448 | 0.0042801 | 0.0093529 | 0 | 2.5
1272_G_9 | SPP West (Oklahoma, Arkansas, Louisiana) | Kansas | 20 | Thomas | 193 | 1272 | 9 | Colby City of | 10745 | 2019 | 9999 | Combustion Turbine | [5 empty] | Fossil | G | 2030 | Oil |  | 0 | 0 | 0 | 0 | 0 | 0 | 0 | 0 | 0 | 0 | 0 | 0 | 0 | 0 | 0 | 0 | 0 | 0 | 0 | 0 | 0 | 0 | 0 | 0 | 0 | 0 | 0 | 0 | 0 | 0 | 0 | 0 | 0 | 0 | 0 | 0 | 0 | 0 | 0 | 0 | 0.12959 | 0 | 0 | 0 | 0 | 0 | 0 | 0 | 0 | 0 | 3
1274_G_1 | SPP North- (Kansas, Missouri) | Kansas | 20 | Barton | 9 | 1274 | 1 | Ellinwood | 18765 | 1965 | 9999 | Combustion Turbine | [5 empty] | Fossil | G | 2030 | NaturalGas |  | 0.00063697 | 0.0001446 | 0.0009023 | 0.0016839 | 0 | 0 | 0 | 0 | 0 | 0 | 0 | 0 | 0 | 0 | 0 | 0 | 0.034079 | 0.0077362 | 0.048274 | 0.090089 | 0.037288 | 0.0084648 | 0.052821 | 0.098574 | 4.4588e-11 | 1.0122e-11 | 6.3161e-11 | 1.1787e-10 | 0.00052543 | 0.00011928 | 0.00074429 | 0.001389 | 0 | 0 | 0 | 0 | 0 | 0 | 0 | 0 | 0.078239 | 0.00016085 | 3.6515e-05 | 0.00022785 | 0.00042522 | 0.0017839 | 0.00035265 | 0.0019688 | 0.0041054 | 0 | 1.8
1274_G_2 | SPP North- (Kansas, Missouri) | Kansas | 20 | Barton | 9 | 1274 | 2 | Ellinwood | 18907 | 1957 | 9999 | Combustion Turbine | [5 empty] | Fossil | G | 2030 | NaturalGas |  | 0.00046352 | 0.00010522 | 0.00065659 | 0.0012253 | 0 | 0 | 0 | 0 | 0 | 0 | 0 | 0 | 0 | 0 | 0 | 0 | 0.024613 | 0.0055872 | 0.034865 | 0.065065 | 0.027134 | 0.0061597 | 0.038437 | 0.071731 | 3.2446e-11 | 7.3656e-12 | 4.5961e-11 | 8.5773e-11 | 0.00038235 | 8.6796e-05 | 0.00054161 | 0.0010108 | 0 | 0 | 0 | 0 | 0 | 0 | 0 | 0 | 0.056506 | 0.00011617 | 2.6372e-05 | 0.00016456 | 0.00030711 | 0.0012981 | 0.00025662 | 0.0014327 | 0.0029875 | 0 | 1.3
1274_G_3 | SPP North- (Kansas, Missouri) | Kansas | 20 | Barton | 9 | 1274 | 3 | Ellinwood | 19175 | 1948 | 9999 | Combustion Turbine | [5 empty] | Fossil | G | 2030 | NaturalGas |  | 0.00010848 | 2.4626e-05 | 0.00015367 | 0.00028678 | 0 | 0 | 0 | 0 | 0 | 0 | 0 | 0 | 0 | 0 | 0 | 0 | 0.0056798 | 0.0012894 | 0.0080457 | 0.015015 | 0.0063505 | 0.0014416 | 0.0089958 | 0.016788 | 7.5937e-12 | 1.7238e-12 | 1.0757e-11 | 2.0074e-11 | 8.9485e-05 | 2.0314e-05 | 0.00012676 | 0.00023656 | 0 | 0 | 0 | 0 | 0 | 0 | 0 | 0 | 0.01304 | 2.6809e-05 | 6.0858e-06 | 3.7976e-05 | 7.087e-05 | 0.00030382 | 6.0059e-05 | 0.00033531 | 0.00069918 | 0 | 0.3
1274_G_4 | SPP North- (Kansas, Missouri) | Kansas | 20 | Barton | 9 | 1274 | 4 | Ellinwood | 18613 | 1953 | 9999 | Combustion Turbine | [5 empty] | Fossil | G | 2030 | NaturalGas |  | 0.00035101 | 7.9682e-05 | 0.00049722 | 0.00092791 | 0 | 0 | 0 | 0 | 0 | 0 | 0 | 0 | 0 | 0 | 0 | 0 | 0.018933 | 0.0042979 | 0.026819 | 0.05005 | 0.020548 | 0.0046646 | 0.029107 | 0.05432 | 2.4571e-11 | 5.5777e-12 | 3.4805e-11 | 6.4954e-11 | 0.00028954 | 6.5728e-05 | 0.00041014 | 0.00076541 | 0 | 0 | 0 | 0 | 0 | 0 | 0 | 0 | 0.043466 | 8.9363e-05 | 2.0286e-05 | 0.00012659 | 0.00023623 | 0.00098305 | 0.00019433 | 0.0010849 | 0.0022623 | 0 | 1
1274_G_5 | SPP North- (Kansas, Missouri) | Kansas | 20 | Barton | 9 | 1274 | 5 | Ellinwood | 18615 | 1971 | 9999 | Combustion Turbine | [5 empty] | Fossil | G | 2030 | NaturalGas |  | 0.00087762 | 0.00019923 | 0.0012432 | 0.00232 | 0 | 0 | 0 | 0 | 0 | 0 | 0 | 0 | 0 | 0 | 0 | 0 | 0.047332 | 0.010745 | 0.067048 | 0.12512 | 0.051376 | 0.011663 | 0.072776 | 0.13581 | 6.1433e-11 | 1.3946e-11 | 8.7022e-11 | 1.624e-10 | 0.00072393 | 0.00016434 | 0.0010255 | 0.0019137 | 0 | 0 | 0 | 0 | 0 | 0 | 0 | 0 | 0.10867 | 0.00022341 | 5.0715e-05 | 0.00031646 | 0.00059059 | 0.0024579 | 0.00048587 | 0.0027126 | 0.0056564 | 0 | 2.5
1276_G_3 | SPP North- (Kansas, Missouri) | Kansas | 20 | Neosho | 133 | 1276 | 3 | Erie | 10745 | 1958 | 9999 | Combustion Turbine | [5 empty] | Fossil | G | 2030 | Oil |  | 0 | 0 | 0 | 0 | 0 | 0 | 0 | 0 | 0 | 0 | 0 | 0 | 0 | 0 | 0 | 0 | 0 | 0 | 0 | 0 | 0 | 0 | 0 | 0 | 0 | 0 | 0 | 0 | 0 | 0 | 0 | 0 | 0 | 0 | 0 | 0 | 0 | 0 | 0 | 0 | 0.039119 | 0 | 0 | 0 | 0 | 0 | 0 | 0 | 0 | 0 | 0.9
1276_G_6 | SPP North- (Kansas, Missouri) | Kansas | 20 | Neosho | 133 | 1276 | 6 | Erie | 10745 | 2005 | 9999 | Combustion Turbine | [5 empty] | Fossil | G | 2030 | Oil |  | 0 | 0 | 0 | 0 | 0 | 0 | 0 | 0 | 0 | 0 | 0 | 0 | 0 | 0 | 0 | 0 | 0 | 0 | 0 | 0 | 0 | 0 | 0 | 0 | 0 | 0 | 0 | 0 | 0 | 0 | 0 | 0 | 0 | 0 | 0 | 0 | 0 | 0 | 0 | 0 | 0.043466 | 0 | 0 | 0 | 0 | 0 | 0 | 0 | 0 | 0 | 1
1276_G_7 | SPP North- (Kansas, Missouri) | Kansas | 20 | Neosho | 133 | 1276 | 7 | Erie | 10745 | 2005 | 9999 | Combustion Turbine | [5 empty] | Fossil | G | 2030 | Oil |  | 0 | 0 | 0 | 0 | 0 | 0 | 0 | 0 | 0 | 0 | 0 | 0 | 0 | 0 | 0 | 0 | 0 | 0 | 0 | 0 | 0 | 0 | 0 | 0 | 0 | 0 | 0 | 0 | 0 | 0 | 0 | 0 | 0 | 0 | 0 | 0 | 0 | 0 | 0 | 0 | 0.043466 | 0 | 0 | 0 | 0 | 0 | 0 | 0 | 0 | 0 | 1
1276_G_8 | SPP North- (Kansas, Missouri) | Kansas | 20 | Neosho | 133 | 1276 | 8 | Erie | 10745 | 2005 | 9999 | Combustion Turbine | [5 empty] | Fossil | G | 2030 | Oil |  | 0 | 0 | 0 | 0 | 0 | 0 | 0 | 0 | 0 | 0 | 0 | 0 | 0 | 0 | 0 | 0 | 0 | 0 | 0 | 0 | 0 | 0 | 0 | 0 | 0 | 0 | 0 | 0 | 0 | 0 | 0 | 0 | 0 | 0 | 0 | 0 | 0 | 0 | 0 | 0 | 0.043466 | 0 | 0 | 0 | 0 | 0 | 0 | 0 | 0 | 0 | 1
1278_G_1 | SPP North- (Kansas, Missouri) | Kansas | 20 | Anderson | 3 | 1278 | 1 | Garnett Municipal | 23872 | 1961 | 9999 | Combustion Turbine | [5 empty] | Fossil | G | 2030 | NaturalGas |  | 0.00058524 | 0.00013285 | 0.00082901 | 0.0015471 | 0 | 0 | 0 | 0 | 0 | 0 | 0 | 0 | 0 | 0 | 0 | 0 | 0.024613 | 0.0055872 | 0.034865 | 0.065065 | 0.03426 | 0.0077773 | 0.048531 | 0.090568 | 4.0967e-11 | 9.2998e-12 | 5.8031e-11 | 1.083e-10 | 0.00048275 | 0.00010959 | 0.00068384 | 0.0012762 | 0 | 0 | 0 | 0 | 0 | 0 | 0 | 0 | 0.056506 | 0.00011617 | 2.6372e-05 | 0.00016456 | 0.00030711 | 0.001639 | 0.000324 | 0.0018089 | 0.003772 | 0 | 1.3
1278_G_2 | SPP North- (Kansas, Missouri) | Kansas | 20 | Anderson | 3 | 1278 | 2 | Garnett Municipal | 25000 | 1930 | 9999 | Combustion Turbine | [5 empty] | Fossil | G | 2030 | Oil |  | 0 | 0 | 0 | 0 | 0 | 0 | 0 | 0 | 0 | 0 | 0 | 0 | 0 | 0 | 0 | 0 | 0 | 0 | 0 | 0 | 0 | 0 | 0 | 0 | 0 | 0 | 0 | 0 | 0 | 0 | 0 | 0 | 0 | 0 | 0 | 0 | 0 | 0 | 0 | 0 | 0.01304 | 0 | 0 | 0 | 0 | 0 | 0 | 0 | 0 | 0 | 0.3
1278_G_3 | SPP North- (Kansas, Missouri) | Kansas | 20 | Anderson | 3 | 1278 | 3 | Garnett Municipal | 23872 | 1955 | 9999 | Combustion Turbine | [5 empty] | Fossil | G | 2030 | NaturalGas |  | 0.00058524 | 0.00013285 | 0.00082901 | 0.0015471 | 0 | 0 | 0 | 0 | 0 | 0 | 0 | 0 | 0 | 0 | 0 | 0 | 0.024613 | 0.0055872 | 0.034865 | 0.065065 | 0.03426 | 0.0077773 | 0.048531 | 0.090568 | 4.0967e-11 | 9.2998e-12 | 5.8031e-11 | 1.083e-10 | 0.00048275 | 0.00010959 | 0.00068384 | 0.0012762 | 0 | 0 | 0 | 0 | 0 | 0 | 0 | 0 | 0.056506 | 0.00011617 | 2.6372e-05 | 0.00016456 | 0.00030711 | 0.001639 | 0.000324 | 0.0018089 | 0.003772 | 0 | 1.3
1278_G_4 | SPP North- (Kansas, Missouri) | Kansas | 20 | Anderson | 3 | 1278 | 4 | Garnett Municipal | 23289 | 1948 | 9999 | Combustion Turbine | [5 empty] | Fossil | G | 2030 | NaturalGas |  | 0.00035135 | 7.9759e-05 | 0.0004977 | 0.00092881 | 0 | 0 | 0 | 0 | 0 | 0 | 0 | 0 | 0 | 0 | 0 | 0 | 0.015146 | 0.0034383 | 0.021455 | 0.04004 | 0.020568 | 0.0046691 | 0.029136 | 0.054373 | 2.4595e-11 | 5.5832e-12 | 3.4839e-11 | 6.5017e-11 | 0.00028982 | 6.5792e-05 | 0.00041055 | 0.00076616 | 0 | 0 | 0 | 0 | 0 | 0 | 0 | 0 | 0.034773 | 7.149e-05 | 1.6229e-05 | 0.00010127 | 0.00018899 | 0.00098401 | 0.00019452 | 0.001086 | 0.0022645 | 0 | 0.8
1278_G_7 | SPP North- (Kansas, Missouri) | Kansas | 20 | Anderson | 3 | 1278 | 7 | Garnett Municipal | 21099 | 2000 | 9999 | Combustion Turbine | [5 empty] | Fossil | G | 2030 | Oil |  | 0 | 0 | 0 | 0 | 0 | 0 | 0 | 0 | 0 | 0 | 0 | 0 | 0 | 0 | 0 | 0 | 0 | 0 | 0 | 0 | 0 | 0 | 0 | 0 | 0 | 0 | 0 | 0 | 0 | 0 | 0 | 0 | 0 | 0 | 0 | 0 | 0 | 0 | 0 | 0 | 0.095625 | 0 | 0 | 0 | 0 | 0 | 0 | 0 | 0 | 0 | 2.2
1278_G_IC5 | SPP North- (Kansas, Missouri) | Kansas | 20 | Anderson | 3 | 1278 | IC5 | Garnett Municipal | 24318 | 1981 | 9999 | Combustion Turbine | [5 empty] | Fossil | G | 2030 | NaturalGas |  | 0.00096305 | 0.00021862 | 0.0013642 | 0.0025459 | 0 | 0 | 0 | 0 | 0 | 0 | 0 | 0 | 0 | 0 | 0 | 0 | 0.039759 | 0.0090256 | 0.05632 | 0.1051 | 0.056377 | 0.012798 | 0.07986 | 0.14903 | 6.7413e-11 | 1.5303e-11 | 9.5494e-11 | 1.7821e-10 | 0.0007944 | 0.00018033 | 0.0011253 | 0.0021 | 0 | 0 | 0 | 0 | 0 | 0 | 0 | 0 | 0.091279 | 0.00018766 | 4.2601e-05 | 0.00026583 | 0.00049609 | 0.0026972 | 0.00053317 | 0.0029767 | 0.006207 | 0 | 2.1
1278_G_IC6 | SPP North- (Kansas, Missouri) | Kansas | 20 | Anderson | 3 | 1278 | IC6 | Garnett Municipal | 23868 | 1978 | 9999 | Combustion Turbine | [5 empty] | Fossil | G | 2030 | Oil |  | 0 | 0 | 0 | 0 | 0 | 0 | 0 | 0 | 0 | 0 | 0 | 0 | 0 | 0 | 0 | 0 | 0 | 0 | 0 | 0 | 0 | 0 | 0 | 0 | 0 | 0 | 0 | 0 | 0 | 0 | 0 | 0 | 0 | 0 | 0 | 0 | 0 | 0 | 0 | 0 | 0.095625 | 0 | 0 | 0 | 0 | 0 | 0 | 0 | 0 | 0 | 2.2
1279_G_1 | SPP North- (Kansas, Missouri) | Kansas | 20 | Crawford | 37 | 1279 | 1 | Girard | 11228 | 1955 | 9999 | Combustion Turbine | [5 empty] | Fossil | G | 2030 | NaturalGas |  | 0.0007015 | 0.0004454 | 0.0010851 | 0.002232 | 0 | 0 | 0 | 0 | 0 | 0 | 0 | 0 | 0 | 0 | 0 | 0 | 0.062478 | 0.039669 | 0.096641 | 0.19879 | 0.041066 | 0.026074 | 0.063521 | 0.13066 | 4.9105e-11 | 3.1178e-11 | 7.5956e-11 | 1.5624e-10 | 0.00037213 | 0.00023627 | 0.00057561 | 0.001184 | 0 | 0 | 0 | 0 | 0 | 0 | 0 | 0 | 0.047813 | 0.0002949 | 0.00018724 | 0.00045615 | 0.00093828 | 0.0019647 | 0.0010862 | 0.0023677 | 0.0054186 | 0 | 1.1
1279_G_4 | SPP North- (Kansas, Missouri) | Kansas | 20 | Crawford | 37 | 1279 | 4 | Girard | 11202 | 1962 | 9999 | Combustion Turbine | [5 empty] | Fossil | G | 2030 | NaturalGas |  | 0.0011453 | 0.00072715 | 0.0017715 | 0.0036439 | 0 | 0 | 0 | 0 | 0 | 0 | 0 | 0 | 0 | 0 | 0 | 0 | 0.10224 | 0.064912 | 0.15814 | 0.32529 | 0.067043 | 0.042567 | 0.1037 | 0.21331 | 8.0168e-11 | 5.09e-11 | 1.24e-10 | 2.5507e-10 | 0.00060753 | 0.00038573 | 0.00093973 | 0.001933 | 0 | 0 | 0 | 0 | 0 | 0 | 0 | 0 | 0.078239 | 0.00048256 | 0.00030639 | 0.00074642 | 0.0015354 | 0.0032075 | 0.0017734 | 0.0038654 | 0.0088462 | 0 | 1.8
1279_G_6 | SPP North- (Kansas, Missouri) | Kansas | 20 | Crawford | 37 | 1279 | 6 | Girard | 11219 | 1997 | 9999 | Combustion Turbine | [5 empty] | Fossil | G | 2030 | NaturalGas |  | 0.0020391 | 0.0012947 | 0.0031541 | 0.0064879 | 0 | 0 | 0 | 0 | 0 | 0 | 0 | 0 | 0 | 0 | 0 | 0 | 0.18175 | 0.1154 | 0.28114 | 0.57829 | 0.11937 | 0.07579 | 0.18464 | 0.3798 | 1.4274e-10 | 9.0627e-11 | 2.2079e-10 | 4.5415e-10 | 0.0010817 | 0.00068679 | 0.0016732 | 0.0034416 | 0 | 0 | 0 | 0 | 0 | 0 | 0 | 0 | 0.13909 | 0.00085788 | 0.00054469 | 0.001327 | 0.0027295 | 0.0057108 | 0.0031574 | 0.0068822 | 0.01575 | 0 | 3.2
1279_G_7 | SPP North- (Kansas, Missouri) | Kansas | 20 | Crawford | 37 | 1279 | 7 | Girard | 11176 | 1997 | 9999 | Combustion Turbine | [5 empty] | Fossil | G | 2030 | NaturalGas |  | 0.0021582 | 0.0013703 | 0.0033384 | 0.0068669 | 0 | 0 | 0 | 0 | 0 | 0 | 0 | 0 | 0 | 0 | 0 | 0 | 0.19311 | 0.12261 | 0.29871 | 0.61444 | 0.12634 | 0.080218 | 0.19543 | 0.40199 | 1.5108e-10 | 9.5922e-11 | 2.3369e-10 | 4.8069e-10 | 0.0011449 | 0.00072692 | 0.0017709 | 0.0036427 | 0 | 0 | 0 | 0 | 0 | 0 | 0 | 0 | 0.14778 | 0.0009115 | 0.00057873 | 0.0014099 | 0.0029001 | 0.0060445 | 0.0033419 | 0.0072843 | 0.016671 | 0 | 3.4
1280_G_10 | SPP North- (Kansas, Missouri) | Kansas | 20 | Sherman | 181 | 1280 | 10 | Goodland | 12283 | 1971 | 9999 | Combustion Turbine | [5 empty] | Fossil | G | 2030 | NaturalGas |  | 0.00041694 | 9.465e-05 | 0.00059062 | 0.0011022 | 0 | 0 | 0 | 0 | 0 | 0 | 0 | 0 | 0 | 0 | 0 | 0 | 0.034079 | 0.0077362 | 0.048274 | 0.090089 | 0.024408 | 0.0055408 | 0.034575 | 0.064524 | 2.9186e-11 | 6.6255e-12 | 4.1343e-11 | 7.7155e-11 | 0.00022118 | 5.0209e-05 | 0.00031331 | 0.0005847 | 0 | 0 | 0 | 0 | 0 | 0 | 0 | 0 | 0.078239 | 0.00016085 | 3.6515e-05 | 0.00022785 | 0.00042522 | 0.0011677 | 0.00023083 | 0.0012887 | 0.0026873 | 0 | 1.8
1280_G_11 | SPP North- (Kansas, Missouri) | Kansas | 20 | Sherman | 181 | 1280 | 11 | Goodland | 12283 | 1978 | 9999 | Combustion Turbine | [5 empty] | Fossil | G | 2030 | NaturalGas |  | 0.00081072 | 0.00018404 | 0.0011484 | 0.0021432 | 0 | 0 | 0 | 0 | 0 | 0 | 0 | 0 | 0 | 0 | 0 | 0 | 0.066265 | 0.015043 | 0.093867 | 0.17517 | 0.04746 | 0.010774 | 0.067229 | 0.12546 | 5.6751e-11 | 1.2883e-11 | 8.039e-11 | 1.5002e-10 | 0.00043007 | 9.7629e-05 | 0.00060921 | 0.0011369 | 0 | 0 | 0 | 0 | 0 | 0 | 0 | 0 | 0.15213 | 0.00031277 | 7.1001e-05 | 0.00044305 | 0.00082682 | 0.0022706 | 0.00044884 | 0.0025059 | 0.0052253 | 0 | 3.5
1280_G_12 | SPP North- (Kansas, Missouri) | Kansas | 20 | Sherman | 181 | 1280 | 12 | Goodland | 12283 | 1995 | 9999 | Combustion Turbine | [5 empty] | Fossil | G | 2030 | NaturalGas |  | 0.00018531 | 4.2066e-05 | 0.0002625 | 0.00048987 | 0 | 0 | 0 | 0 | 0 | 0 | 0 | 0 | 0 | 0 | 0 | 0 | 0.015146 | 0.0034383 | 0.021455 | 0.04004 | 0.010848 | 0.0024626 | 0.015367 | 0.028677 | 1.2972e-11 | 2.9447e-12 | 1.8375e-11 | 3.4291e-11 | 9.8302e-05 | 2.2315e-05 | 0.00013925 | 0.00025986 | 0 | 0 | 0 | 0 | 0 | 0 | 0 | 0 | 0.034773 | 7.149e-05 | 1.6229e-05 | 0.00010127 | 0.00018899 | 0.00051898 | 0.00010259 | 0.00057277 | 0.0011943 | 0 | 0.8
1280_G_13 | SPP North- (Kansas, Missouri) | Kansas | 20 | Sherman | 181 | 1280 | 13 | Goodland | 12283 | 1999 | 9999 | Combustion Turbine | [5 empty] | Fossil | G | 2030 | NaturalGas |  | 0.0002548 | 5.7841e-05 | 0.00036093 | 0.00067357 | 0 | 0 | 0 | 0 | 0 | 0 | 0 | 0 | 0 | 0 | 0 | 0 | 0.020826 | 0.0047277 | 0.029501 | 0.055055 | 0.014916 | 0.003386 | 0.021129 | 0.039431 | 1.7836e-11 | 4.0489e-12 | 2.5265e-11 | 4.715e-11 | 0.00013516 | 3.0683e-05 | 0.00019147 | 0.00035731 | 0 | 0 | 0 | 0 | 0 | 0 | 0 | 0 | 0.047813 | 9.8299e-05 | 2.2315e-05 | 0.00013924 | 0.00025986 | 0.0007136 | 0.00014106 | 0.00078756 | 0.0016422 | 0 | 1.1
1280_G_3 | SPP North- (Kansas, Missouri) | Kansas | 20 | Sherman | 181 | 1280 | 3 | Goodland | 12283 | 1939 | 9999 | Combustion Turbine | [5 empty] | Fossil | G | 2030 | Oil |  | 0 | 0 | 0 | 0 | 0 | 0 | 0 | 0 | 0 | 0 | 0 | 0 | 0 | 0 | 0 | 0 | 0 | 0 | 0 | 0 | 0 | 0 | 0 | 0 | 0 | 0 | 0 | 0 | 0 | 0 | 0 | 0 | 0 | 0 | 0 | 0 | 0 | 0 | 0 | 0 | 0.030426 | 0 | 0 | 0 | 0 | 0 | 0 | 0 | 0 | 0 | 0.7
1280_G_6 | SPP North- (Kansas, Missouri) | Kansas | 20 | Sherman | 181 | 1280 | 6 | Goodland | 12283 | 1962 | 9999 | Combustion Turbine | [5 empty] | Fossil | G | 2030 | NaturalGas |  | 0.00041694 | 9.465e-05 | 0.00059062 | 0.0011022 | 0 | 0 | 0 | 0 | 0 | 0 | 0 | 0 | 0 | 0 | 0 | 0 | 0.034079 | 0.0077362 | 0.048274 | 0.090089 | 0.024408 | 0.0055408 | 0.034575 | 0.064524 | 2.9186e-11 | 6.6255e-12 | 4.1343e-11 | 7.7155e-11 | 0.00022118 | 5.0209e-05 | 0.00031331 | 0.0005847 | 0 | 0 | 0 | 0 | 0 | 0 | 0 | 0 | 0.078239 | 0.00016085 | 3.6515e-05 | 0.00022785 | 0.00042522 | 0.0011677 | 0.00023083 | 0.0012887 | 0.0026873 | 0 | 1.8
1280_G_7 | SPP North- (Kansas, Missouri) | Kansas | 20 | Sherman | 181 | 1280 | 7 | Goodland | 12283 | 1966 | 9999 | Combustion Turbine | [5 empty] | Fossil | G | 2030 | NaturalGas |  | 0.00041694 | 9.465e-05 | 0.00059062 | 0.0011022 | 0 | 0 | 0 | 0 | 0 | 0 | 0 | 0 | 0 | 0 | 0 | 0 | 0.034079 | 0.0077362 | 0.048274 | 0.090089 | 0.024408 | 0.0055408 | 0.034575 | 0.064524 | 2.9186e-11 | 6.6255e-12 | 4.1343e-11 | 7.7155e-11 | 0.00022118 | 5.0209e-05 | 0.00031331 | 0.0005847 | 0 | 0 | 0 | 0 | 0 | 0 | 0 | 0 | 0.078239 | 0.00016085 | 3.6515e-05 | 0.00022785 | 0.00042522 | 0.0011677 | 0.00023083 | 0.0012887 | 0.0026873 | 0 | 1.8
1280_G_8 | SPP North- (Kansas, Missouri) | Kansas | 20 | Sherman | 181 | 1280 | 8 | Goodland | 12283 | 1975 | 9999 | Combustion Turbine | [5 empty] | Fossil | G | 2030 | NaturalGas |  | 0.0010655 | 0.00024188 | 0.0015094 | 0.0028168 | 0 | 0 | 0 | 0 | 0 | 0 | 0 | 0 | 0 | 0 | 0 | 0 | 0.087091 | 0.01977 | 0.12337 | 0.23023 | 0.062376 | 0.01416 | 0.088358 | 0.16489 | 7.4587e-11 | 1.6932e-11 | 1.0566e-10 | 1.9717e-10 | 0.00056523 | 0.00012831 | 0.00080068 | 0.0014942 | 0 | 0 | 0 | 0 | 0 | 0 | 0 | 0 | 0.19994 | 0.00041107 | 9.3316e-05 | 0.0005823 | 0.0010867 | 0.0029842 | 0.0005899 | 0.0032934 | 0.0068675 | 0 | 4.6
1283_G_4B | SPP North- (Kansas, Missouri) | Kansas | 20 | Dickinson | 41 | 1283 | 4B | Herington | 10745 | 2001 | 9999 | Combustion Turbine | [5 empty] | Fossil | G | 2030 | Oil |  | 0 | 0 | 0 | 0 | 0 | 0 | 0 | 0 | 0 | 0 | 0 | 0 | 0 | 0 | 0 | 0 | 0 | 0 | 0 | 0 | 0 | 0 | 0 | 0 | 0 | 0 | 0 | 0 | 0 | 0 | 0 | 0 | 0 | 0 | 0 | 0 | 0 | 0 | 0 | 0 | 0.065199 | 0 | 0 | 0 | 0 | 0 | 0 | 0 | 0 | 0 | 1.5
1285_G_1 | SPP North- (Kansas, Missouri) | Kansas | 20 | Graham | 65 | 1285 | 1 | Hill City | 12283 | 1962 | 9999 | Combustion Turbine | [5 empty] | Fossil | G | 2030 | NaturalGas |  | 2.3164e-10 | 5.2583e-11 | 3.2812e-10 | 6.1234e-10 | 0 | 0 | 0 | 0 | 0 | 0 | 0 | 0 | 0 | 0 | 0 | 0 | 1.8933e-08 | 4.2979e-09 | 2.6819e-08 | 5.005e-08 | 1.356e-08 | 3.0782e-09 | 1.9208e-08 | 3.5846e-08 | 1.6214e-17 | 3.6808e-18 | 2.2968e-17 | 4.2864e-17 | 1.2288e-10 | 2.7894e-11 | 1.7406e-10 | 3.2483e-10 | 0 | 0 | 0 | 0 | 0 | 0 | 0 | 0 | 4.3466e-08 | 8.9363e-11 | 2.0286e-11 | 1.2659e-10 | 2.3623e-10 | 6.4873e-10 | 1.2824e-10 | 7.1596e-10 | 1.4929e-09 | 0 | 1e-06
1285_G_2 | SPP North- (Kansas, Missouri) | Kansas | 20 | Graham | 65 | 1285 | 2 | Hill City | 12283 | 1962 | 9999 | Combustion Turbine | [5 empty] | Fossil | G | 2030 | NaturalGas |  | 2.3164e-10 | 5.2583e-11 | 3.2812e-10 | 6.1234e-10 | 0 | 0 | 0 | 0 | 0 | 0 | 0 | 0 | 0 | 0 | 0 | 0 | 1.8933e-08 | 4.2979e-09 | 2.6819e-08 | 5.005e-08 | 1.356e-08 | 3.0782e-09 | 1.9208e-08 | 3.5846e-08 | 1.6214e-17 | 3.6808e-18 | 2.2968e-17 | 4.2864e-17 | 1.2288e-10 | 2.7894e-11 | 1.7406e-10 | 3.2483e-10 | 0 | 0 | 0 | 0 | 0 | 0 | 0 | 0 | 4.3466e-08 | 8.9363e-11 | 2.0286e-11 | 1.2659e-10 | 2.3623e-10 | 6.4873e-10 | 1.2824e-10 | 7.1596e-10 | 1.4929e-09 | 0 | 1e-06
1285_G_3 | SPP North- (Kansas, Missouri) | Kansas | 20 | Graham | 65 | 1285 | 3 | Hill City | 12283 | 1952 | 9999 | Combustion Turbine | [5 empty] | Fossil | G | 2030 | NaturalGas |  | 2.3164e-10 | 5.2583e-11 | 3.2812e-10 | 6.1234e-10 | 0 | 0 | 0 | 0 | 0 | 0 | 0 | 0 | 0 | 0 | 0 | 0 | 1.8933e-08 | 4.2979e-09 | 2.6819e-08 | 5.005e-08 | 1.356e-08 | 3.0782e-09 | 1.9208e-08 | 3.5846e-08 | 1.6214e-17 | 3.6808e-18 | 2.2968e-17 | 4.2864e-17 | 1.2288e-10 | 2.7894e-11 | 1.7406e-10 | 3.2483e-10 | 0 | 0 | 0 | 0 | 0 | 0 | 0 | 0 | 4.3466e-08 | 8.9363e-11 | 2.0286e-11 | 1.2659e-10 | 2.3623e-10 | 6.4873e-10 | 1.2824e-10 | 7.1596e-10 | 1.4929e-09 | 0 | 1e-06
1285_G_4 | SPP North- (Kansas, Missouri) | Kansas | 20 | Graham | 65 | 1285 | 4 | Hill City | 12283 | 1967 | 9999 | Combustion Turbine | [5 empty] | Fossil | G | 2030 | NaturalGas |  | 2.3164e-10 | 5.2583e-11 | 3.2812e-10 | 6.1234e-10 | 0 | 0 | 0 | 0 | 0 | 0 | 0 | 0 | 0 | 0 | 0 | 0 | 1.8933e-08 | 4.2979e-09 | 2.6819e-08 | 5.005e-08 | 1.356e-08 | 3.0782e-09 | 1.9208e-08 | 3.5846e-08 | 1.6214e-17 | 3.6808e-18 | 2.2968e-17 | 4.2864e-17 | 1.2288e-10 | 2.7894e-11 | 1.7406e-10 | 3.2483e-10 | 0 | 0 | 0 | 0 | 0 | 0 | 0 | 0 | 4.3466e-08 | 8.9363e-11 | 2.0286e-11 | 1.2659e-10 | 2.3623e-10 | 6.4873e-10 | 1.2824e-10 | 7.1596e-10 | 1.4929e-09 | 0 | 1e-06
1285_G_5 | SPP North- (Kansas, Missouri) | Kansas | 20 | Graham | 65 | 1285 | 5 | Hill City | 12283 | 1974 | 9999 | Combustion Turbine | [5 empty] | Fossil | G | 2030 | NaturalGas |  | 2.3164e-10 | 5.2583e-11 | 3.2812e-10 | 6.1234e-10 | 0 | 0 | 0 | 0 | 0 | 0 | 0 | 0 | 0 | 0 | 0 | 0 | 1.8933e-08 | 4.2979e-09 | 2.6819e-08 | 5.005e-08 | 1.356e-08 | 3.0782e-09 | 1.9208e-08 | 3.5846e-08 | 1.6214e-17 | 3.6808e-18 | 2.2968e-17 | 4.2864e-17 | 1.2288e-10 | 2.7894e-11 | 1.7406e-10 | 3.2483e-10 | 0 | 0 | 0 | 0 | 0 | 0 | 0 | 0 | 4.3466e-08 | 8.9363e-11 | 2.0286e-11 | 1.2659e-10 | 2.3623e-10 | 6.4873e-10 | 1.2824e-10 | 7.1596e-10 | 1.4929e-09 | 0 | 1e-06
1285_G_6 | SPP North- (Kansas, Missouri) | Kansas | 20 | Graham | 65 | 1285 | 6 | Hill City | 12283 | 1974 | 9999 | Combustion Turbine | [5 empty] | Fossil | G | 2030 | NaturalGas |  | 2.3164e-10 | 5.2583e-11 | 3.2812e-10 | 6.1234e-10 | 0 | 0 | 0 | 0 | 0 | 0 | 0 | 0 | 0 | 0 | 0 | 0 | 1.8933e-08 | 4.2979e-09 | 2.6819e-08 | 5.005e-08 | 1.356e-08 | 3.0782e-09 | 1.9208e-08 | 3.5846e-08 | 1.6214e-17 | 3.6808e-18 | 2.2968e-17 | 4.2864e-17 | 1.2288e-10 | 2.7894e-11 | 1.7406e-10 | 3.2483e-10 | 0 | 0 | 0 | 0 | 0 | 0 | 0 | 0 | 4.3466e-08 | 8.9363e-11 | 2.0286e-11 | 1.2659e-10 | 2.3623e-10 | 6.4873e-10 | 1.2824e-10 | 7.1596e-10 | 1.4929e-09 | 0 | 1e-06
1286_G_2A | SPP North- (Kansas, Missouri) | Kansas | 20 | Barton | 9 | 1286 | 2A | Hoisington | 12697 | 1996 | 9999 | Combustion Turbine | [5 empty] | Fossil | G | 2030 | Oil |  | 0 | 0 | 0 | 0 | 0 | 0 | 0 | 0 | 0 | 0 | 0 | 0 | 0 | 0 | 0 | 0 | 0 | 0 | 0 | 0 | 0 | 0 | 0 | 0 | 0 | 0 | 0 | 0 | 0 | 0 | 0 | 0 | 0 | 0 | 0 | 0 | 0 | 0 | 0 | 0 | 0.047813 | 0 | 0 | 0 | 0 | 0 | 0 | 0 | 0 | 0 | 1.1
1286_G_6 | SPP North- (Kansas, Missouri) | Kansas | 20 | Barton | 9 | 1286 | 6 | Hoisington | 12627 | 1961 | 9999 | Combustion Turbine | [5 empty] | Fossil | G | 2030 | NaturalGas |  | 0.00047625 | 0.00010811 | 0.00067462 | 0.001259 | 0 | 0 | 0 | 0 | 0 | 0 | 0 | 0 | 0 | 0 | 0 | 0 | 0.037866 | 0.0085958 | 0.053638 | 0.1001 | 0.027879 | 0.0063288 | 0.039492 | 0.073701 | 3.3337e-11 | 7.5678e-12 | 4.7224e-11 | 8.8129e-11 | 0.00025264 | 5.735e-05 | 0.00035787 | 0.00066786 | 0 | 0 | 0 | 0 | 0 | 0 | 0 | 0 | 0.086932 | 0.00017873 | 4.0572e-05 | 0.00025317 | 0.00047247 | 0.0013338 | 0.00026366 | 0.001472 | 0.0030695 | 0 | 2
1286_G_7 | SPP North- (Kansas, Missouri) | Kansas | 20 | Barton | 9 | 1286 | 7 | Hoisington | 12792 | 1966 | 9999 | Combustion Turbine | [5 empty] | Fossil | G | 2030 | NaturalGas |  | 0.00096494 | 0.00021905 | 0.0013669 | 0.0025509 | 0 | 0 | 0 | 0 | 0 | 0 | 0 | 0 | 0 | 0 | 0 | 0 | 0.075731 | 0.017192 | 0.10728 | 0.2002 | 0.056487 | 0.012823 | 0.080017 | 0.14933 | 6.7546e-11 | 1.5333e-11 | 9.5681e-11 | 1.7856e-10 | 0.00051188 | 0.0001162 | 0.00072509 | 0.0013532 | 0 | 0 | 0 | 0 | 0 | 0 | 0 | 0 | 0.17386 | 0.00035745 | 8.1144e-05 | 0.00050634 | 0.00094494 | 0.0027024 | 0.00053422 | 0.0029825 | 0.0062192 | 0 | 4
1286_G_8 | SPP North- (Kansas, Missouri) | Kansas | 20 | Barton | 9 | 1286 | 8 | Hoisington | 12767 | 1981 | 9999 | Combustion Turbine | [5 empty] | Fossil | G | 2030 | NaturalGas |  | 0.0016853 | 0.00038259 | 0.0023874 | 0.0044553 | 0 | 0 | 0 | 0 | 0 | 0 | 0 | 0 | 0 | 0 | 0 | 0 | 0.13253 | 0.030085 | 0.18773 | 0.35035 | 0.09866 | 0.022397 | 0.13976 | 0.26081 | 1.1797e-10 | 2.6781e-11 | 1.6711e-10 | 3.1187e-10 | 0.00089403 | 0.00020295 | 0.0012664 | 0.0023634 | 0 | 0 | 0 | 0 | 0 | 0 | 0 | 0 | 0.30426 | 0.00062554 | 0.000142 | 0.0008861 | 0.0016536 | 0.00472 | 0.00093305 | 0.0052092 | 0.010862 | 0 | 7
1287_G_10 | SPP North- (Kansas, Missouri) | Kansas | 20 | Jackson | 85 | 1287 | 10 | Holton | 22565 | 1970 | 9999 | Combustion Turbine | [5 empty] | Fossil | G | 2030 | Oil |  | 0 | 0 | 0 | 0 | 0 | 0 | 0 | 0 | 0 | 0 | 0 | 0 | 0 | 0 | 0 | 0 | 0 | 0 | 0 | 0 | 0 | 0 | 0 | 0 | 0 | 0 | 0 | 0 | 0 | 0 | 0 | 0 | 0 | 0 | 0 | 0 | 0 | 0 | 0 | 0 | 0.078239 | 0 | 0 | 0 | 0 | 0 | 0 | 0 | 0 | 0 | 1.8
1287_G_11 | SPP North- (Kansas, Missouri) | Kansas | 20 | Jackson | 85 | 1287 | 11 | Holton | 22565 | 1994 | 9999 | Combustion Turbine | [5 empty] | Fossil | G | 2030 | Oil |  | 0 | 0 | 0 | 0 | 0 | 0 | 0 | 0 | 0 | 0 | 0 | 0 | 0 | 0 | 0 | 0 | 0 | 0 | 0 | 0 | 0 | 0 | 0 | 0 | 0 | 0 | 0 | 0 | 0 | 0 | 0 | 0 | 0 | 0 | 0 | 0 | 0 | 0 | 0 | 0 | 0.095625 | 0 | 0 | 0 | 0 | 0 | 0 | 0 | 0 | 0 | 2.2
1287_G_12 | SPP North- (Kansas, Missouri) | Kansas | 20 | Jackson | 85 | 1287 | 12 | Holton | 18000 | 2001 | 9999 | Combustion Turbine | [5 empty] | Fossil | G | 2030 | NaturalGas |  | 0.0020934 | 0.00058421 | 0.0014482 | 0.0041259 | 0 | 0 | 0 | 0 | 0 | 0 | 0 | 0 | 0 | 0 | 0 | 0 | 0.1163 | 0.032456 | 0.080457 | 0.22921 | 0.12255 | 0.0342 | 0.084779 | 0.24153 | 1.4654e-10 | 4.0895e-11 | 1.0138e-10 | 2.8881e-10 | 0.0011105 | 0.00030991 | 0.00076825 | 0.0021887 | 0 | 0 | 0 | 0 | 0 | 0 | 0 | 0 | 0.1304 | 0.00054894 | 0.00015319 | 0.00037976 | 0.0010819 | 0.0058629 | 0.0014248 | 0.00316 | 0.010448 | 0 | 3
1287_G_13 | SPP North- (Kansas, Missouri) | Kansas | 20 | Jackson | 85 | 1287 | 13 | Holton | 18000 | 2001 | 9999 | Combustion Turbine | [5 empty] | Fossil | G | 2030 | NaturalGas |  | 0.0020934 | 0.00058421 | 0.0014482 | 0.0041259 | 0 | 0 | 0 | 0 | 0 | 0 | 0 | 0 | 0 | 0 | 0 | 0 | 0.1163 | 0.032456 | 0.080457 | 0.22921 | 0.12255 | 0.0342 | 0.084779 | 0.24153 | 1.4654e-10 | 4.0895e-11 | 1.0138e-10 | 2.8881e-10 | 0.0011105 | 0.00030991 | 0.00076825 | 0.0021887 | 0 | 0 | 0 | 0 | 0 | 0 | 0 | 0 | 0.1304 | 0.00054894 | 0.00015319 | 0.00037976 | 0.0010819 | 0.0058629 | 0.0014248 | 0.00316 | 0.010448 | 0 | 3
1287_G_6 | SPP North- (Kansas, Missouri) | Kansas | 20 | Jackson | 85 | 1287 | 6 | Holton | 22574 | 1958 | 9999 | Combustion Turbine | [5 empty] | Fossil | G | 2030 | Oil |  | 0 | 0 | 0 | 0 | 0 | 0 | 0 | 0 | 0 | 0 | 0 | 0 | 0 | 0 | 0 | 0 | 0 | 0 | 0 | 0 | 0 | 0 | 0 | 0 | 0 | 0 | 0 | 0 | 0 | 0 | 0 | 0 | 0 | 0 | 0 | 0 | 0 | 0 | 0 | 0 | 0.060853 | 0 | 0 | 0 | 0 | 0 | 0 | 0 | 0 | 0 | 1.4
1287_G_7 | SPP North- (Kansas, Missouri) | Kansas | 20 | Jackson | 85 | 1287 | 7 | Holton | 22567 | 1963 | 9999 | Combustion Turbine | [5 empty] | Fossil | G | 2030 | Oil |  | 0 | 0 | 0 | 0 | 0 | 0 | 0 | 0 | 0 | 0 | 0 | 0 | 0 | 0 | 0 | 0 | 0 | 0 | 0 | 0 | 0 | 0 | 0 | 0 | 0 | 0 | 0 | 0 | 0 | 0 | 0 | 0 | 0 | 0 | 0 | 0 | 0 | 0 | 0 | 0 | 0.10432 | 0 | 0 | 0 | 0 | 0 | 0 | 0 | 0 | 0 | 2.4
1287_G_8 | SPP North- (Kansas, Missouri) | Kansas | 20 | Jackson | 85 | 1287 | 8 | Holton | 22573 | 1969 | 9999 | Combustion Turbine | [5 empty] | Fossil | G | 2030 | Oil |  | 0 | 0 | 0 | 0 | 0 | 0 | 0 | 0 | 0 | 0 | 0 | 0 | 0 | 0 | 0 | 0 | 0 | 0 | 0 | 0 | 0 | 0 | 0 | 0 | 0 | 0 | 0 | 0 | 0 | 0 | 0 | 0 | 0 | 0 | 0 | 0 | 0 | 0 | 0 | 0 | 0.16517 | 0 | 0 | 0 | 0 | 0 | 0 | 0 | 0 | 0 | 3.8
1287_G_9 | SPP North- (Kansas, Missouri) | Kansas | 20 | Jackson | 85 | 1287 | 9 | Holton | 22565 | 1970 | 9999 | Combustion Turbine | [5 empty] | Fossil | G | 2030 | Oil |  | 0 | 0 | 0 | 0 | 0 | 0 | 0 | 0 | 0 | 0 | 0 | 0 | 0 | 0 | 0 | 0 | 0 | 0 | 0 | 0 | 0 | 0 | 0 | 0 | 0 | 0 | 0 | 0 | 0 | 0 | 0 | 0 | 0 | 0 | 0 | 0 | 0 | 0 | 0 | 0 | 0.078239 | 0 | 0 | 0 | 0 | 0 | 0 | 0 | 0 | 0 | 1.8
1291_G_1 | SPP North- (Kansas, Missouri) | Kansas | 20 | Allen | 1 | 1291 | 1 | Iola | 11265 | 1998 | 9999 | Combustion Turbine | [5 empty] | Fossil | G | 2030 | NaturalGas |  | 0.0031992 | 0.0020312 | 0.0049485 | 0.010179 | 0 | 0 | 0 | 0 | 0 | 0 | 0 | 0 | 0 | 0 | 0 | 0 | 0.28399 | 0.18031 | 0.43928 | 0.90358 | 0.18728 | 0.11891 | 0.28968 | 0.59587 | 2.2394e-10 | 1.4219e-10 | 3.4639e-10 | 7.1252e-10 | 0.0016971 | 0.0010775 | 0.002625 | 0.0053996 | 0 | 0 | 0 | 0 | 0 | 0 | 0 | 0 | 0.098626 | 0.0013404 | 0.00085107 | 0.0020734 | 0.0042649 | 0.0089597 | 0.0049537 | 0.010798 | 0.024711 | 0 | 5
1291_G_10 | SPP North- (Kansas, Missouri) | Kansas | 20 | Allen | 1 | 1291 | 10 | Iola | 11242 | 1981 | 9999 | Combustion Turbine | [5 empty] | Fossil | G | 2030 | Oil |  | 0 | 0 | 0 | 0 | 0 | 0 | 0 | 0 | 0 | 0 | 0 | 0 | 0 | 0 | 0 | 0 | 0 | 0 | 0 | 0 | 0 | 0 | 0 | 0 | 0 | 0 | 0 | 0 | 0 | 0 | 0 | 0 | 0 | 0 | 0 | 0 | 0 | 0 | 0 | 0 | 0.12605 | 0 | 0 | 0 | 0 | 0 | 0 | 0 | 0 | 0 | 2.9
1291_G_2 | SPP North- (Kansas, Missouri) | Kansas | 20 | Allen | 1 | 1291 | 2 | Iola | 11245 | 2000 | 9999 | Combustion Turbine | [5 empty] | Fossil | G | 2030 | NaturalGas |  | 0.0031935 | 0.0020276 | 0.0049397 | 0.010161 | 0 | 0 | 0 | 0 | 0 | 0 | 0 | 0 | 0 | 0 | 0 | 0 | 0.28399 | 0.18031 | 0.43928 | 0.90358 | 0.18695 | 0.1187 | 0.28917 | 0.59481 | 2.2354e-10 | 1.4193e-10 | 3.4578e-10 | 7.1125e-10 | 0.0016941 | 0.0010756 | 0.0026204 | 0.00539 | 0 | 0 | 0 | 0 | 0 | 0 | 0 | 0 | 0.098626 | 0.0013404 | 0.00085107 | 0.0020734 | 0.0042649 | 0.0089438 | 0.0049449 | 0.010778 | 0.024667 | 0 | 5
1291_G_6 | SPP North- (Kansas, Missouri) | Kansas | 20 | Allen | 1 | 1291 | 6 | Iola | 11242 | 1969 | 9999 | Combustion Turbine | [5 empty] | Fossil | G | 2030 | Oil |  | 0 | 0 | 0 | 0 | 0 | 0 | 0 | 0 | 0 | 0 | 0 | 0 | 0 | 0 | 0 | 0 | 0 | 0 | 0 | 0 | 0 | 0 | 0 | 0 | 0 | 0 | 0 | 0 | 0 | 0 | 0 | 0 | 0 | 0 | 0 | 0 | 0 | 0 | 0 | 0 | 0.12605 | 0 | 0 | 0 | 0 | 0 | 0 | 0 | 0 | 0 | 2.9
1291_G_7 | SPP North- (Kansas, Missouri) | Kansas | 20 | Allen | 1 | 1291 | 7 | Iola | 11242 | 1971 | 9999 | Combustion Turbine | [5 empty] | Fossil | G | 2030 | Oil |  | 0 | 0 | 0 | 0 | 0 | 0 | 0 | 0 | 0 | 0 | 0 | 0 | 0 | 0 | 0 | 0 | 0 | 0 | 0 | 0 | 0 | 0 | 0 | 0 | 0 | 0 | 0 | 0 | 0 | 0 | 0 | 0 | 0 | 0 | 0 | 0 | 0 | 0 | 0 | 0 | 0.12605 | 0 | 0 | 0 | 0 | 0 | 0 | 0 | 0 | 0 | 2.9
1291_G_8 | SPP North- (Kansas, Missouri) | Kansas | 20 | Allen | 1 | 1291 | 8 | Iola | 11242 | 1976 | 9999 | Combustion Turbine | [5 empty] | Fossil | G | 2030 | Oil |  | 0 | 0 | 0 | 0 | 0 | 0 | 0 | 0 | 0 | 0 | 0 | 0 | 0 | 0 | 0 | 0 | 0 | 0 | 0 | 0 | 0 | 0 | 0 | 0 | 0 | 0 | 0 | 0 | 0 | 0 | 0 | 0 | 0 | 0 | 0 | 0 | 0 | 0 | 0 | 0 | 0.12605 | 0 | 0 | 0 | 0 | 0 | 0 | 0 | 0 | 0 | 2.9
1291_G_9 | SPP North- (Kansas, Missouri) | Kansas | 20 | Allen | 1 | 1291 | 9 | Iola | 11242 | 1977 | 9999 | Combustion Turbine | [5 empty] | Fossil | G | 2030 | Oil |  | 0 | 0 | 0 | 0 | 0 | 0 | 0 | 0 | 0 | 0 | 0 | 0 | 0 | 0 | 0 | 0 | 0 | 0 | 0 | 0 | 0 | 0 | 0 | 0 | 0 | 0 | 0 | 0 | 0 | 0 | 0 | 0 | 0 | 0 | 0 | 0 | 0 | 0 | 0 | 0 | 0.12605 | 0 | 0 | 0 | 0 | 0 | 0 | 0 | 0 | 0 | 2.9
1292_G_8 | SPP North- (Kansas, Missouri) | Kansas | 20 | Hodgeman | 83 | 1292 | 8 | Jetmore | 25000 | 2015 | 9999 | Combustion Turbine | [5 empty] | Fossil | G | 2030 | Oil |  | 0 | 0 | 0 | 0 | 0 | 0 | 0 | 0 | 0 | 0 | 0 | 0 | 0 | 0 | 0 | 0 | 0 | 0 | 0 | 0 | 0 | 0 | 0 | 0 | 0 | 0 | 0 | 0 | 0 | 0 | 0 | 0 | 0 | 0 | 0 | 0 | 0 | 0 | 0 | 0 | 0.10867 | 0 | 0 | 0 | 0 | 0 | 0 | 0 | 0 | 0 | 2.5
1295_B_2 | SPP North- (Kansas, Missouri) | Kansas | 20 | Wyandotte | 209 | 1295 | 2 | Quindaro | 12190 | 1971 | 9999 | O/G Steam | wall | dry |  | LNB + LNBO |  | Fossil | B | 2030 |  | O/G Retirement | 0 | 0 | 0 | 0 | 0 | 0 | 0 | 0 | 0 | 0 | 0 | 0 | 0 | 0 | 0 | 0 | 0 | 0 | 0 | 0 | 0 | 0 | 0 | 0 | 0 | 0 | 0 | 0 | 0 | 0 | 0 | 0 | 0 | 0 | 0 | 0 | 0 | 0 | 0 | 0 | 0 | 0 | 0 | 0 | 0 | 0 | 0 | 0 | 0 | 0 | 85
1295_G_GT2 | SPP North- (Kansas, Missouri) | Kansas | 20 | Wyandotte | 209 | 1295 | GT2 | Quindaro | 25000 | 1974 | 9999 | Combustion Turbine | [5 empty] | Fossil | G | 2030 | Oil |  | 0 | 0 | 0 | 0 | 0 | 0 | 0 | 0 | 0 | 0 | 0 | 0 | 0 | 0 | 0 | 0 | 0 | 0 | 0 | 0 | 0 | 0 | 0 | 0 | 0 | 0 | 0 | 0 | 0 | 0 | 0 | 0 | 0 | 0 | 0 | 0 | 0 | 0 | 0 | 0 | 2.4341 | 0 | 0 | 0 | 0 | 0 | 0 | 0 | 0 | 0 | 56
1295_G_GT3 | SPP North- (Kansas, Missouri) | Kansas | 20 | Wyandotte | 209 | 1295 | GT3 | Quindaro | 25000 | 1977 | 9999 | Combustion Turbine | [5 empty] | Fossil | G | 2030 | Oil |  | 0 | 0 | 0 | 0 | 0 | 0 | 0 | 0 | 0 | 0 | 0 | 0 | 0 | 0 | 0 | 0 | 0 | 0 | 0 | 0 | 0 | 0 | 0 | 0 | 0 | 0 | 0 | 0 | 0 | 0 | 0 | 0 | 0 | 0 | 0 | 0 | 0 | 0 | 0 | 0 | 1.9994 | 0 | 0 | 0 | 0 | 0 | 0 | 0 | 0 | 0 | 46
1295_G_ST1 | SPP North- (Kansas, Missouri) | Kansas | 20 | Wyandotte | 209 | 1295 | ST1 | Quindaro | 12287 | 1965 | 9999 | O/G Steam | cyclone | wet |  |  |  | Fossil | G | 2030 | NaturalGas |  | 0 | 0 | 0 | 0 | 0 | 0 | 0 | 0 | 0 | 0 | 0 | 0 | 0 | 0 | 0 | 0 | 0 | 0 | 0 | 0 | 0 | 0 | 0 | 0 | 0 | 0 | 0 | 0 | 0 | 0 | 0 | 0 | 0 | 0 | 0 | 0 | 0 | 0 | 0 | 0 | 3.6752 | 0 | 0 | 0 | 0 | 0 | 0 | 0 | 0 | 0 | 72
1296_G_2 | SPP North- (Kansas, Missouri) | Kansas | 20 | Kingman | 95 | 1296 | 2 | Kingman Municipal Power and Light Plant | 18000 | 1962 | 9999 | Combustion Turbine | [5 empty] | Fossil | G | 2030 | NaturalGas |  | 0.00064495 | 0.00014641 | 0.0009136 | 0.001705 | 0 | 0 | 0 | 0 | 0 | 0 | 0 | 0 | 0 | 0 | 0 | 0 | 0.035972 | 0.008166 | 0.050956 | 0.095094 | 0.037755 | 0.0085708 | 0.053482 | 0.099808 | 4.5147e-11 | 1.0249e-11 | 6.3952e-11 | 1.1935e-10 | 0.00011925 | 2.7072e-05 | 0.00016893 | 0.00031526 | 0 | 0 | 0 | 0 | 0 | 0 | 0 | 0 | 0.082586 | 0.00016979 | 3.8543e-05 | 0.00024051 | 0.00044885 | 0.0018063 | 0.00035706 | 0.0019935 | 0.0041568 | 0 | 1.9
1296_G_4 | SPP North- (Kansas, Missouri) | Kansas | 20 | Kingman | 95 | 1296 | 4 | Kingman Municipal Power and Light Plant | 12673 | 1977 | 9999 | Combustion Turbine | [5 empty] | Fossil | G | 2030 | NaturalGas |  | 0.00045408 | 0.00010308 | 0.00064323 | 0.0012004 | 0 | 0 | 0 | 0 | 0 | 0 | 0 | 0 | 0 | 0 | 0 | 0 | 0.035972 | 0.008166 | 0.050956 | 0.095094 | 0.026582 | 0.0060343 | 0.037654 | 0.070271 | 3.1786e-11 | 7.2156e-12 | 4.5026e-11 | 8.4027e-11 | 0.00061301 | 0.00013916 | 0.00086835 | 0.0016205 | 0 | 0 | 0 | 0 | 0 | 0 | 0 | 0 | 0.082586 | 0.00016979 | 3.8543e-05 | 0.00024051 | 0.00044885 | 0.0012717 | 0.00025139 | 0.0014035 | 0.0029266 | 0 | 1.9
1296_G_6 | SPP North- (Kansas, Missouri) | Kansas | 20 | Kingman | 95 | 1296 | 6 | Kingman Municipal Power and Light Plant | 12674 | 1969 | 9999 | Combustion Turbine | [5 empty] | Fossil | G | 2030 | NaturalGas |  | 0.00081263 | 0.00018447 | 0.0011511 | 0.0021482 | 0 | 0 | 0 | 0 | 0 | 0 | 0 | 0 | 0 | 0 | 0 | 0 | 0.064371 | 0.014613 | 0.091185 | 0.17017 | 0.047571 | 0.010799 | 0.067387 | 0.12576 | 5.6884e-11 | 1.2913e-11 | 8.0579e-11 | 1.5038e-10 | 0.001097 | 0.00024904 | 0.001554 | 0.0029001 | 0 | 0 | 0 | 0 | 0 | 0 | 0 | 0 | 0.14778 | 0.00030383 | 6.8972e-05 | 0.00043039 | 0.0008032 | 0.0022759 | 0.0004499 | 0.0025118 | 0.0052375 | 0 | 3.4
1296_G_7 | SPP North- (Kansas, Missouri) | Kansas | 20 | Kingman | 95 | 1296 | 7 | Kingman Municipal Power and Light Plant | 12675 | 1979 | 9999 | Combustion Turbine | [5 empty] | Fossil | G | 2030 | NaturalGas |  | 0.00050196 | 0.00011395 | 0.00071105 | 0.001327 | 0 | 0 | 0 | 0 | 0 | 0 | 0 | 0 | 0 | 0 | 0 | 0 | 0.039759 | 0.0090256 | 0.05632 | 0.1051 | 0.029385 | 0.0066705 | 0.041625 | 0.07768 | 3.5137e-11 | 7.9764e-12 | 4.9773e-11 | 9.2887e-11 | 0.00067764 | 0.00015383 | 0.00095991 | 0.0017914 | 0 | 0 | 0 | 0 | 0 | 0 | 0 | 0 | 0.091279 | 0.00018766 | 4.2601e-05 | 0.00026583 | 0.00049609 | 0.0014058 | 0.0002779 | 0.0015515 | 0.0032352 | 0 | 2.1
1296_G_8 | SPP North- (Kansas, Missouri) | Kansas | 20 | Kingman | 95 | 1296 | 8 | Kingman Municipal Power and Light Plant | 12673 | 1984 | 9999 | Combustion Turbine | [5 empty] | Fossil | G | 2030 | NaturalGas |  | 0.00057358 | 0.00013021 | 0.0008125 | 0.0015163 | 0 | 0 | 0 | 0 | 0 | 0 | 0 | 0 | 0 | 0 | 0 | 0 | 0.045439 | 0.010315 | 0.064366 | 0.12012 | 0.033577 | 0.0076223 | 0.047563 | 0.088763 | 4.015e-11 | 9.1144e-12 | 5.6875e-11 | 1.0614e-10 | 0.00077433 | 0.00017578 | 0.0010969 | 0.002047 | 0 | 0 | 0 | 0 | 0 | 0 | 0 | 0 | 0.10432 | 0.00021447 | 4.8686e-05 | 0.00030381 | 0.00056696 | 0.0016064 | 0.00031755 | 0.0017729 | 0.0036968 | 0 | 2.4
1296_G_9 | SPP North- (Kansas, Missouri) | Kansas | 20 | Kingman | 95 | 1296 | 9 | Kingman Municipal Power and Light Plant | 12672 | 1993 | 9999 | Combustion Turbine | [5 empty] | Fossil | G | 2030 | NaturalGas |  | 0.0015055 | 0.00034176 | 0.0021326 | 0.0039799 | 0 | 0 | 0 | 0 | 0 | 0 | 0 | 0 | 0 | 0 | 0 | 0 | 0.11928 | 0.027077 | 0.16896 | 0.31531 | 0.088133 | 0.020007 | 0.12484 | 0.23298 | 1.0539e-10 | 2.3924e-11 | 1.4928e-10 | 2.7859e-10 | 0.00079864 | 0.0001813 | 0.0011313 | 0.0021112 | 0 | 0 | 0 | 0 | 0 | 0 | 0 | 0 | 0.27384 | 0.00056299 | 0.0001278 | 0.00079749 | 0.0014883 | 0.0042164 | 0.0008335 | 0.0046534 | 0.0097033 | 0 | 6.3
1297_G_1 | SPP West (Oklahoma, Arkansas, Louisiana) | Kansas | 20 | Rush | 165 | 1297 | 1 | La Crosse | 13318 | 1962 | 9999 | Combustion Turbine | [5 empty] | Fossil | G | 2030 | NaturalGas |  | 2.467e-10 | 2.3495e-11 | 4.5791e-10 | 7.281e-10 | 0 | 0 | 0 | 0 | 0 | 0 | 0 | 0 | 0 | 0 | 0 | 0 | 1.8933e-08 | 1.8031e-09 | 3.5142e-08 | 5.5878e-08 | 1.4442e-08 | 1.3754e-09 | 2.6806e-08 | 4.2623e-08 | 1.7269e-17 | 1.6446e-18 | 3.2053e-17 | 5.0967e-17 | 2.0349e-10 | 1.938e-11 | 3.7772e-10 | 6.0059e-10 | 0 | 0 | 0 | 0 | 0 | 0 | 0 | 0 | 4.3197e-08 | 8.9363e-11 | 8.5107e-12 | 1.6587e-10 | 2.6374e-10 | 6.411e-10 | 5.3347e-11 | 9.5052e-10 | 1.645e-09 | 0 | 1e-06
1297_G_2 | SPP West (Oklahoma, Arkansas, Louisiana) | Kansas | 20 | Rush | 165 | 1297 | 2 | La Crosse | 12700 | 1964 | 9999 | Combustion Turbine | [5 empty] | Fossil | G | 2030 | NaturalGas |  | 2.3525e-10 | 2.2405e-11 | 4.3666e-10 | 6.9431e-10 | 0 | 0 | 0 | 0 | 0 | 0 | 0 | 0 | 0 | 0 | 0 | 0 | 1.8933e-08 | 1.8031e-09 | 3.5142e-08 | 5.5878e-08 | 1.3771e-08 | 1.3116e-09 | 2.5562e-08 | 4.0645e-08 | 1.6467e-17 | 1.5683e-18 | 3.0566e-17 | 4.8602e-17 | 1.9405e-10 | 1.8481e-11 | 3.6019e-10 | 5.7272e-10 | 0 | 0 | 0 | 0 | 0 | 0 | 0 | 0 | 4.3197e-08 | 8.9363e-11 | 8.5107e-12 | 1.6587e-10 | 2.6374e-10 | 6.1135e-10 | 5.0871e-11 | 9.0641e-10 | 1.5686e-09 | 0 | 1e-06
1297_G_5 | SPP West (Oklahoma, Arkansas, Louisiana) | Kansas | 20 | Rush | 165 | 1297 | 5 | La Crosse | 12748 | 1969 | 9999 | Combustion Turbine | [5 empty] | Fossil | G | 2030 | NaturalGas |  | 2.3614e-10 | 2.2489e-11 | 4.3831e-10 | 6.9694e-10 | 0 | 0 | 0 | 0 | 0 | 0 | 0 | 0 | 0 | 0 | 0 | 0 | 1.8933e-08 | 1.8031e-09 | 3.5142e-08 | 5.5878e-08 | 1.3824e-08 | 1.3165e-09 | 2.5659e-08 | 4.0799e-08 | 1.6529e-17 | 1.5742e-18 | 3.0682e-17 | 4.8785e-17 | 1.9479e-10 | 1.8551e-11 | 3.6155e-10 | 5.7489e-10 | 0 | 0 | 0 | 0 | 0 | 0 | 0 | 0 | 4.3197e-08 | 8.9363e-11 | 8.5107e-12 | 1.6587e-10 | 2.6374e-10 | 6.1366e-10 | 5.1064e-11 | 9.0984e-10 | 1.5746e-09 | 0 | 1e-06
1297_G_6 | SPP West (Oklahoma, Arkansas, Louisiana) | Kansas | 20 | Rush | 165 | 1297 | 6 | La Crosse | 13289 | 1975 | 9999 | Combustion Turbine | [5 empty] | Fossil | G | 2030 | NaturalGas |  | 0.00036924 | 3.5166e-05 | 0.00068536 | 0.0010898 | 0 | 0 | 0 | 0 | 0 | 0 | 0 | 0 | 0 | 0 | 0 | 0 | 0.028399 | 0.0027047 | 0.052713 | 0.083817 | 0.021615 | 0.0020586 | 0.040121 | 0.063795 | 2.5846e-11 | 2.4616e-12 | 4.7975e-11 | 7.6283e-11 | 0.00030458 | 2.9007e-05 | 0.00056534 | 0.00089893 | 0 | 0 | 0 | 0 | 0 | 0 | 0 | 0 | 0.064796 | 0.00013404 | 1.2766e-05 | 0.00024881 | 0.00039562 | 0.00095956 | 7.9846e-05 | 0.0014227 | 0.0024621 | 0 | 1.5
1299_G_CAT | SPP North- (Kansas, Missouri) | Kansas | 20 | Pawnee | 145 | 1299 | CAT | Larned | 12283 | 2004 | 9999 | Combustion Turbine | [5 empty] | Fossil | G | 2030 | Oil |  | 0 | 0 | 0 | 0 | 0 | 0 | 0 | 0 | 0 | 0 | 0 | 0 | 0 | 0 | 0 | 0 | 0 | 0 | 0 | 0 | 0 | 0 | 0 | 0 | 0 | 0 | 0 | 0 | 0 | 0 | 0 | 0 | 0 | 0 | 0 | 0 | 0 | 0 | 0 | 0 | 0.086932 | 0 | 0 | 0 | 0 | 0 | 0 | 0 | 0 | 0 | 2
1299_G_CAT1 | SPP North- (Kansas, Missouri) | Kansas | 20 | Pawnee | 145 | 1299 | CAT1 | Larned | 12283 | 2004 | 9999 | Combustion Turbine | [5 empty] | Fossil | G | 2030 | Oil |  | 0 | 0 | 0 | 0 | 0 | 0 | 0 | 0 | 0 | 0 | 0 | 0 | 0 | 0 | 0 | 0 | 0 | 0 | 0 | 0 | 0 | 0 | 0 | 0 | 0 | 0 | 0 | 0 | 0 | 0 | 0 | 0 | 0 | 0 | 0 | 0 | 0 | 0 | 0 | 0 | 0.086932 | 0 | 0 | 0 | 0 | 0 | 0 | 0 | 0 | 0 | 2
1299_G_CAT2 | SPP North- (Kansas, Missouri) | Kansas | 20 | Pawnee | 145 | 1299 | CAT2 | Larned | 12283 | 2004 | 9999 | Combustion Turbine | [5 empty] | Fossil | G | 2030 | Oil |  | 0 | 0 | 0 | 0 | 0 | 0 | 0 | 0 | 0 | 0 | 0 | 0 | 0 | 0 | 0 | 0 | 0 | 0 | 0 | 0 | 0 | 0 | 0 | 0 | 0 | 0 | 0 | 0 | 0 | 0 | 0 | 0 | 0 | 0 | 0 | 0 | 0 | 0 | 0 | 0 | 0.086932 | 0 | 0 | 0 | 0 | 0 | 0 | 0 | 0 | 0 | 2
1299_G_CAT3 | SPP North- (Kansas, Missouri) | Kansas | 20 | Pawnee | 145 | 1299 | CAT3 | Larned | 12283 | 2004 | 9999 | Combustion Turbine | [5 empty] | Fossil | G | 2030 | Oil |  | 0 | 0 | 0 | 0 | 0 | 0 | 0 | 0 | 0 | 0 | 0 | 0 | 0 | 0 | 0 | 0 | 0 | 0 | 0 | 0 | 0 | 0 | 0 | 0 | 0 | 0 | 0 | 0 | 0 | 0 | 0 | 0 | 0 | 0 | 0 | 0 | 0 | 0 | 0 | 0 | 0.086932 | 0 | 0 | 0 | 0 | 0 | 0 | 0 | 0 | 0 | 2
1299_G_CAT4 | SPP North- (Kansas, Missouri) | Kansas | 20 | Pawnee | 145 | 1299 | CAT4 | Larned | 12283 | 2004 | 9999 | Combustion Turbine | [5 empty] | Fossil | G | 2030 | Oil |  | 0 | 0 | 0 | 0 | 0 | 0 | 0 | 0 | 0 | 0 | 0 | 0 | 0 | 0 | 0 | 0 | 0 | 0 | 0 | 0 | 0 | 0 | 0 | 0 | 0 | 0 | 0 | 0 | 0 | 0 | 0 | 0 | 0 | 0 | 0 | 0 | 0 | 0 | 0 | 0 | 0.086932 | 0 | 0 | 0 | 0 | 0 | 0 | 0 | 0 | 0 | 2
1299_G_IC5 | SPP North- (Kansas, Missouri) | Kansas | 20 | Pawnee | 145 | 1299 | IC5 | Larned | 12283 | 1976 | 9999 | Combustion Turbine | [5 empty] | Fossil | G | 2030 | NaturalGas |  | 0.0013898 | 0.0003155 | 0.0019687 | 0.003674 | 0 | 0 | 0 | 0 | 0 | 0 | 0 | 0 | 0 | 0 | 0 | 0 | 0.1136 | 0.025787 | 0.16091 | 0.3003 | 0.08136 | 0.018469 | 0.11525 | 0.21508 | 9.7287e-11 | 2.2085e-11 | 1.3781e-10 | 2.5718e-10 | 0.0011464 | 0.00026025 | 0.001624 | 0.0030306 | 0 | 0 | 0 | 0 | 0 | 0 | 0 | 0 | 0.2608 | 0.00053618 | 0.00012172 | 0.00075952 | 0.0014174 | 0.0038924 | 0.00076944 | 0.0042958 | 0.0089576 | 0 | 6
13_G_1 | SERC_Southeastern | Alabama | 1 | Elmore | 51 | 13 | 1 | Jordan Dam | 0 | 1929 | 9999 | Hydro | [5 empty] | Non-Fossil | G | 2030 | Hydro |  | 0 | 0 | 0 | 0 | 0 | 0 | 0 | 0 | 0 | 0 | 0 | 0 | 0 | 0 | 0 | 0 | 32.2798 | 33.319 | 26.0632 | 91.6621 | 0 | 0 | 0 | 0 | 0 | 0 | 0 | 0 | 0 | 0 | 0 | 0 | 0 | 0 | 0 | 0 | 0 | 0 | 0 | 0 | 0.51061 | 0.044869 | 0.046313 | 0.036228 | 0.12741 | 0 | 0 | 0 | 0 | 0 | 32.3
13_G_2 | SERC_Southeastern | Alabama | 1 | Elmore | 51 | 13 | 2 | Jordan Dam | 0 | 1929 | 9999 | Hydro | [5 empty] | Non-Fossil | G | 2030 | Hydro |  | 0 | 0 | 0 | 0 | 0 | 0 | 0 | 0 | 0 | 0 | 0 | 0 | 0 | 0 | 0 | 0 | 32.2798 | 33.319 | 26.0632 | 91.6621 | 0 | 0 | 0 | 0 | 0 | 0 | 0 | 0 | 0 | 0 | 0 | 0 | 0 | 0 | 0 | 0 | 0 | 0 | 0 | 0 | 0.51061 | 0.044869 | 0.046313 | 0.036228 | 0.12741 | 0 | 0 | 0 | 0 | 0 | 32.3
13_G_3 | SERC_Southeastern | Alabama | 1 | Elmore | 51 | 13 | 3 | Jordan Dam | 0 | 1929 | 9999 | Hydro | [5 empty] | Non-Fossil | G | 2030 | Hydro |  | 0 | 0 | 0 | 0 | 0 | 0 | 0 | 0 | 0 | 0 | 0 | 0 | 0 | 0 | 0 | 0 | 32.2798 | 33.319 | 26.0632 | 91.6621 | 0 | 0 | 0 | 0 | 0 | 0 | 0 | 0 | 0 | 0 | 0 | 0 | 0 | 0 | 0 | 0 | 0 | 0 | 0 | 0 | 0.51061 | 0.044869 | 0.046313 | 0.036228 | 0.12741 | 0 | 0 | 0 | 0 | 0 | 32.3
13_G_4 | SERC_Southeastern | Alabama | 1 | Elmore | 51 | 13 | 4 | Jordan Dam | 0 | 1929 | 9999 | Hydro | [5 empty] | Non-Fossil | G | 2030 | Hydro |  | 0 | 0 | 0 | 0 | 0 | 0 | 0 | 0 | 0 | 0 | 0 | 0 | 0 | 0 | 0 | 0 | 32.2798 | 33.319 | 26.0632 | 91.6621 | 0 | 0 | 0 | 0 | 0 | 0 | 0 | 0 | 0 | 0 | 0 | 0 | 0 | 0 | 0 | 0 | 0 | 0 | 0 | 0 | 0.51061 | 0.044869 | 0.046313 | 0.036228 | 0.12741 | 0 | 0 | 0 | 0 | 0 | 32.3
130_B_1 | SERC_VACAR | South Carolina | 45 | Berkeley | 15 | 130 | 1 | Cross | 10570 | 1995 | 9999 | Coal Steam | wall | dry | ESPC + PM Scrubber + Wet Scrubber + SCR | LNBO | Wet Scrubber | Fossil | B | 2030 | Coal |  | 6.5458 | 0 | 0 | 6.5458 | 6.5458 | 0 | 0 | 6.5458 | 0 | 0 | 0 | 0 | 0 | 0 | 0 | 0 | 619.278 | 0 | 0 | 619.278 | 680.0043 | 0 | 0 | 680.0043 | 0.001314 | 0 | 0 | 0.001314 | 0.26942 | 0 | 0 | 0.26942 | 0.45081 | 0 | 0 | 0.45081 | 0.0032729 | 0 | 0 | 0.0032729 | 24.3339 | 3.1392 | 0 | 0 | 3.1392 | 14.5075 | 0 | 0 | 14.5075 | 0 | 580 | Scrubber / SCR | Wet Scrubber
130_B_2 | SERC_VACAR | South Carolina | 45 | Berkeley | 15 | 130 | 2 | Cross | 10475 | 1984 | 9999 | Coal Steam | tangential | dry | ESPC + PM Scrubber + Wet Scrubber + SCR | LNC1 | Wet Scrubber | Fossil | B | 2030 | Coal |  | 6.6274 | 0 | 0 | 6.6274 | 6.6274 | 0 | 0 | 6.6274 | 0 | 0 | 0 | 0 | 0 | 0 | 0 | 0 | 632.6892 | 0 | 0 | 632.6892 | 682.8439 | 0 | 0 | 682.8439 | 0.0011392 | 0 | 0 | 0.0011392 | 0.22931 | 0 | 0 | 0.22931 | 0.76333 | 0 | 0 | 0.76333 | 0.0033137 | 0 | 0 | 0.0033137 | 34.4194 | 3.2073 | 0 | 0 | 3.2073 | 14.7391 | 0 | 0 | 14.7391 | 0 | 570 | Scrubber / SCR | Wet Scrubber
130_B_3 | SERC_VACAR | South Carolina | 45 | Berkeley | 15 | 130 | 3 | Cross | 9772 | 2007 | 9999 | Coal Steam | tangential | dry | ESPC + PM Scrubber + Wet Scrubber + SCR | LNC3 | Wet Scrubber | Fossil | B | 2030 | Coal |  | 9.8369 | 0 | 12.549 | 22.3859 | 9.8369 | 0 | 12.549 | 22.3859 | 0 | 0 | 0 | 0 | 0 | 0 | 0 | 0 | 1006.6421 | 0 | 1284.1789 | 2290.8211 | 1021.9028 | 0 | 1303.647 | 2325.5498 | 0.0019746 | 0 | 0.002519 | 0.0044936 | 0.31149 | 0 | 0.39736 | 0.70885 | 0.48602 | 0 | 0.62002 | 1.106 | 0.0049185 | 0 | 0.0062745 | 0.011193 | 25.3741 | 5.1364 | 0 | 6.5525 | 11.6889 | 21.8017 | 0 | 27.8126 | 49.6144 | 0 | 600 | Scrubber / SCR | Wet Scrubber
130_B_4 | SERC_VACAR | South Carolina | 45 | Berkeley | 15 | 130 | 4 | Cross | 9801 | 2008 | 9999 | Coal Steam | tangential | dry | ESPC + PM Scrubber + Wet Scrubber + SCR | LNC3 | Wet Scrubber | Fossil | B | 2030 | Coal |  | 9.8661 | 0 | 12.5862 | 22.4523 | 9.8661 | 0 | 12.5862 | 22.4523 | 0 | 0 | 0 | 0 | 0 | 0 | 0 | 0 | 1006.6421 | 0 | 1284.1789 | 2290.8211 | 1024.9354 | 0 | 1307.5158 | 2332.4513 | 0.0019805 | 0 | 0.0025265 | 0.0045069 | 0.32149 | 0 | 0.41012 | 0.73161 | 0.48746 | 0 | 0.62186 | 1.1093 | 0.004933 | 0 | 0.0062931 | 0.011226 | 25.3741 | 5.1364 | 0 | 6.5525 | 11.6889 | 21.8664 | 0 | 27.8951 | 49.7616 | 0 | 600 | Scrubber / SCR | Wet Scrubber
1300_G_1 | SPP North- (Kansas, Missouri) | Kansas | 20 | Lincoln | 105 | 1300 | 1 | Lincoln | 10745 | 1964 | 9999 | Combustion Turbine | [5 empty] | Fossil | G | 2030 | NaturalGas |  | 0.00067094 | 0.00042599 | 0.0010378 | 0.0021347 | 0 | 0 | 0 | 0 | 0 | 0 | 0 | 0 | 0 | 0 | 0 | 0 | 0.062478 | 0.039669 | 0.096641 | 0.19879 | 0.039277 | 0.024938 | 0.060753 | 0.12497 | 4.6966e-11 | 2.982e-11 | 7.2647e-11 | 1.4943e-10 | 0.00055345 | 0.00035139 | 0.00085607 | 0.0017609 | 0 | 0 | 0 | 0 | 0 | 0 | 0 | 0 | 0.047813 | 0.0002949 | 0.00018724 | 0.00045615 | 0.00093828 | 0.0018791 | 0.0010389 | 0.0022645 | 0.0051825 | 0 | 1.1
1300_G_2 | SPP North- (Kansas, Missouri) | Kansas | 20 | Lincoln | 105 | 1300 | 2 | Lincoln | 10745 | 1964 | 9999 | Combustion Turbine | [5 empty] | Fossil | G | 2030 | NaturalGas |  | 0.00067094 | 0.00042599 | 0.0010378 | 0.0021347 | 0 | 0 | 0 | 0 | 0 | 0 | 0 | 0 | 0 | 0 | 0 | 0 | 0.062478 | 0.039669 | 0.096641 | 0.19879 | 0.039277 | 0.024938 | 0.060753 | 0.12497 | 4.6966e-11 | 2.982e-11 | 7.2647e-11 | 1.4943e-10 | 0.00055345 | 0.00035139 | 0.00085607 | 0.0017609 | 0 | 0 | 0 | 0 | 0 | 0 | 0 | 0 | 0.047813 | 0.0002949 | 0.00018724 | 0.00045615 | 0.00093828 | 0.0018791 | 0.0010389 | 0.0022645 | 0.0051825 | 0 | 1.1
1300_G_4 | SPP North- (Kansas, Missouri) | Kansas | 20 | Lincoln | 105 | 1300 | 4 | Lincoln | 10745 | 1958 | 9999 | Combustion Turbine | [5 empty] | Fossil | G | 2030 | Oil |  | 0 | 0 | 0 | 0 | 0 | 0 | 0 | 0 | 0 | 0 | 0 | 0 | 0 | 0 | 0 | 0 | 0 | 0 | 0 | 0 | 0 | 0 | 0 | 0 | 0 | 0 | 0 | 0 | 0 | 0 | 0 | 0 | 0 | 0 | 0 | 0 | 0 | 0 | 0 | 0 | 0.02608 | 0 | 0 | 0 | 0 | 0 | 0 | 0 | 0 | 0 | 0.6
1300_G_5 | SPP North- (Kansas, Missouri) | Kansas | 20 | Lincoln | 105 | 1300 | 5 | Lincoln | 10745 | 1960 | 9999 | Combustion Turbine | [5 empty] | Fossil | G | 2030 | NaturalGas |  | 6.0995e-10 | 3.8727e-10 | 9.4346e-10 | 1.9407e-09 | 0 | 0 | 0 | 0 | 0 | 0 | 0 | 0 | 0 | 0 | 0 | 0 | 5.6798e-08 | 3.6062e-08 | 8.7856e-08 | 1.8072e-07 | 3.5706e-08 | 2.2671e-08 | 5.523e-08 | 1.1361e-07 | 4.2696e-17 | 2.7109e-17 | 6.6042e-17 | 1.3585e-16 | 5.0313e-10 | 3.1945e-10 | 7.7824e-10 | 1.6008e-09 | 0 | 0 | 0 | 0 | 0 | 0 | 0 | 0 | 4.3466e-08 | 2.6809e-10 | 1.7021e-10 | 4.1468e-10 | 8.5298e-10 | 1.7082e-09 | 9.4447e-10 | 2.0586e-09 | 4.7113e-09 | 0 | 1e-06
1300_G_7 | SPP North- (Kansas, Missouri) | Kansas | 20 | Lincoln | 105 | 1300 | 7 | Lincoln | 10745 | 1974 | 9999 | Combustion Turbine | [5 empty] | Fossil | G | 2030 | NaturalGas |  | 0.0018298 | 0.0011618 | 0.0028304 | 0.005822 | 0 | 0 | 0 | 0 | 0 | 0 | 0 | 0 | 0 | 0 | 0 | 0 | 0.17039 | 0.10819 | 0.26357 | 0.54215 | 0.10712 | 0.068012 | 0.16569 | 0.34082 | 1.2809e-10 | 8.1326e-11 | 1.9813e-10 | 4.0754e-10 | 0.0015094 | 0.00095835 | 0.0023347 | 0.0048025 | 0 | 0 | 0 | 0 | 0 | 0 | 0 | 0 | 0.1304 | 0.00080426 | 0.00051064 | 0.001244 | 0.0025589 | 0.0051247 | 0.0028334 | 0.0061759 | 0.014134 | 0 | 3
1300_G_8 | SPP North- (Kansas, Missouri) | Kansas | 20 | Lincoln | 105 | 1300 | 8 | Lincoln | 10745 | 2017 | 9999 | Combustion Turbine | [5 empty] | Fossil | G | 2030 | Oil |  | 0 | 0 | 0 | 0 | 0 | 0 | 0 | 0 | 0 | 0 | 0 | 0 | 0 | 0 | 0 | 0 | 0 | 0 | 0 | 0 | 0 | 0 | 0 | 0 | 0 | 0 | 0 | 0 | 0 | 0 | 0 | 0 | 0 | 0 | 0 | 0 | 0 | 0 | 0 | 0 | 0.078239 | 0 | 0 | 0 | 0 | 0 | 0 | 0 | 0 | 0 | 1.8
1305_G_GT1 | SPP North- (Kansas, Missouri) | Kansas | 20 | McPherson | 113 | 1305 | GT1 | McPherson 2 | 15987 | 1973 | 9999 | Combustion Turbine | [5 empty] | Fossil | G | 2030 | NaturalGas |  | 2.1847e-10 | 0 | 0 | 2.1847e-10 | 0 | 0 | 0 | 0 | 0 | 0 | 0 | 0 | 0 | 0 | 0 | 0 | 1.3663e-08 | 0 | 0 | 1.3663e-08 | 1.2789e-08 | 0 | 0 | 1.2789e-08 | 1.5293e-17 | 0 | 0 | 1.5293e-17 | 7.7233e-11 | 0 | 0 | 7.7233e-11 | 0 | 0 | 0 | 0 | 0 | 0 | 0 | 0 | 4.3466e-08 | 7.6547e-11 | 0 | 0 | 7.6547e-11 | 6.1186e-10 | 0 | 0 | 6.1186e-10 | 0 | 1e-06
1305_G_GT3 | SPP North- (Kansas, Missouri) | Kansas | 20 | McPherson | 113 | 1305 | GT3 | McPherson 2 | 15982 | 1979 | 9999 | Combustion Turbine | [5 empty] | Fossil | G | 2030 | NaturalGas |  | 0.011335 | 0 | 0 | 0.011335 | 0 | 0 | 0 | 0 | 0 | 0 | 0 | 0 | 0 | 0 | 0 | 0 | 0.70913 | 0 | 0 | 0.70913 | 0.66356 | 0 | 0 | 0.66356 | 7.9346e-10 | 0 | 0 | 7.9346e-10 | 0.0039956 | 0 | 0 | 0.0039956 | 0 | 0 | 0 | 0 | 0 | 0 | 0 | 0 | 2.2559 | 0.0039728 | 0 | 0 | 0.0039728 | 0.031746 | 0 | 0 | 0.031746 | 0 | 51.9
1306_G_2 | SPP North- (Kansas, Missouri) | Kansas | 20 | Meade | 119 | 1306 | 2 | Meade | 10745 | 1951 | 9999 | Combustion Turbine | [5 empty] | Fossil | G | 2030 | NaturalGas |  | 0.00048796 | 0.00030981 | 0.00075477 | 0.0015525 | 0 | 0 | 0 | 0 | 0 | 0 | 0 | 0 | 0 | 0 | 0 | 0 | 0.045439 | 0.02885 | 0.070284 | 0.14457 | 0.028565 | 0.018136 | 0.044184 | 0.090886 | 3.4157e-11 | 2.1687e-11 | 5.2834e-11 | 1.0868e-10 | 0.00025885 | 0.00016435 | 0.00040039 | 0.00082358 | 0 | 0 | 0 | 0 | 0 | 0 | 0 | 0 | 0.034773 | 0.00021447 | 0.00013617 | 0.00033174 | 0.00068238 | 0.0013666 | 0.00075558 | 0.0016469 | 0.0037691 | 0 | 0.8
1306_G_3 | SPP North- (Kansas, Missouri) | Kansas | 20 | Meade | 119 | 1306 | 3 | Meade | 10745 | 1957 | 9999 | Combustion Turbine | [5 empty] | Fossil | G | 2030 | NaturalGas |  | 0.00067094 | 0.00042599 | 0.0010378 | 0.0021347 | 0 | 0 | 0 | 0 | 0 | 0 | 0 | 0 | 0 | 0 | 0 | 0 | 0.062478 | 0.039669 | 0.096641 | 0.19879 | 0.039277 | 0.024938 | 0.060753 | 0.12497 | 4.6966e-11 | 2.982e-11 | 7.2647e-11 | 1.4943e-10 | 0.00035592 | 0.00022598 | 0.00055053 | 0.0011324 | 0 | 0 | 0 | 0 | 0 | 0 | 0 | 0 | 0.047813 | 0.0002949 | 0.00018724 | 0.00045615 | 0.00093828 | 0.0018791 | 0.0010389 | 0.0022645 | 0.0051825 | 0 | 1.1
1306_G_4 | SPP North- (Kansas, Missouri) | Kansas | 20 | Meade | 119 | 1306 | 4 | Meade | 10745 | 1961 | 9999 | Combustion Turbine | [5 empty] | Fossil | G | 2030 | NaturalGas |  | 0.00079293 | 0.00050345 | 0.0012265 | 0.0025229 | 0 | 0 | 0 | 0 | 0 | 0 | 0 | 0 | 0 | 0 | 0 | 0 | 0.073838 | 0.046881 | 0.11421 | 0.23493 | 0.046418 | 0.029472 | 0.071799 | 0.14769 | 5.5505e-11 | 3.5241e-11 | 8.5855e-11 | 1.766e-10 | 0.00042063 | 0.00026707 | 0.00065063 | 0.0013383 | 0 | 0 | 0 | 0 | 0 | 0 | 0 | 0 | 0.056506 | 0.00034851 | 0.00022128 | 0.00053908 | 0.0011089 | 0.0022207 | 0.0012278 | 0.0026762 | 0.0061247 | 0 | 1.3
1306_G_5 | SPP North- (Kansas, Missouri) | Kansas | 20 | Meade | 119 | 1306 | 5 | Meade | 10745 | 1965 | 9999 | Combustion Turbine | [5 empty] | Fossil | G | 2030 | NaturalGas |  | 0.0010369 | 0.00065835 | 0.0016039 | 0.0032991 | 0 | 0 | 0 | 0 | 0 | 0 | 0 | 0 | 0 | 0 | 0 | 0 | 0.096557 | 0.061306 | 0.14935 | 0.30722 | 0.060701 | 0.03854 | 0.093891 | 0.19313 | 7.2584e-11 | 4.6085e-11 | 1.1227e-10 | 2.3094e-10 | 0.00085532 | 0.00054306 | 0.001323 | 0.0027214 | 0 | 0 | 0 | 0 | 0 | 0 | 0 | 0 | 0.073892 | 0.00045575 | 0.00028936 | 0.00070495 | 0.0014501 | 0.002904 | 0.0016056 | 0.0034997 | 0.0080093 | 0 | 1.7
1306_G_6 | SPP North- (Kansas, Missouri) | Kansas | 20 | Meade | 119 | 1306 | 6 | Meade | 10745 | 1972 | 9999 | Combustion Turbine | [5 empty] | Fossil | G | 2030 | NaturalGas |  | 0.0011589 | 0.00073581 | 0.0017926 | 0.0036873 | 0 | 0 | 0 | 0 | 0 | 0 | 0 | 0 | 0 | 0 | 0 | 0 | 0.10792 | 0.068519 | 0.16693 | 0.34336 | 0.067842 | 0.043074 | 0.10494 | 0.21585 | 8.1123e-11 | 5.1507e-11 | 1.2548e-10 | 2.5811e-10 | 0.00061477 | 0.00039033 | 0.00095092 | 0.001956 | 0 | 0 | 0 | 0 | 0 | 0 | 0 | 0 | 0.082586 | 0.00050937 | 0.00032341 | 0.00078789 | 0.0016207 | 0.0032457 | 0.0017945 | 0.0039114 | 0.0089516 | 0 | 1.9
1307_G_3 | SPP North- (Kansas, Missouri) | Kansas | 20 | Ottawa | 143 | 1307 | 3 | Minneapolis City of | 11177 | 1961 | 9999 | Combustion Turbine | [5 empty] | Fossil | G | 2030 | NaturalGas |  | 0.00076136 | 0.0004834 | 0.0011777 | 0.0024224 | 0 | 0 | 0 | 0 | 0 | 0 | 0 | 0 | 0 | 0 | 0 | 0 | 0.068158 | 0.043275 | 0.10543 | 0.21686 | 0.04457 | 0.028298 | 0.068941 | 0.14181 | 5.3295e-11 | 3.3838e-11 | 8.2437e-11 | 1.6957e-10 | 0.00040388 | 0.00025643 | 0.00062473 | 0.001285 | 0 | 0 | 0 | 0 | 0 | 0 | 0 | 0 | 0.052159 | 0.00032171 | 0.00020426 | 0.00049761 | 0.0010236 | 0.0021323 | 0.0011789 | 0.0025697 | 0.0058809 | 0 | 1.2
1307_G_4 | SPP North- (Kansas, Missouri) | Kansas | 20 | Ottawa | 143 | 1307 | 4 | Minneapolis City of | 11165 | 1955 | 9999 | Combustion Turbine | [5 empty] | Fossil | G | 2030 | NaturalGas |  | 0.00031689 | 0.0002012 | 0.00049017 | 0.0010083 | 0 | 0 | 0 | 0 | 0 | 0 | 0 | 0 | 0 | 0 | 0 | 0 | 0.028399 | 0.018031 | 0.043928 | 0.090358 | 0.018551 | 0.011778 | 0.028695 | 0.059024 | 2.2183e-11 | 1.4084e-11 | 3.4312e-11 | 7.0579e-11 | 0.0001681 | 0.00010673 | 0.00026002 | 0.00053486 | 0 | 0 | 0 | 0 | 0 | 0 | 0 | 0 | 0.021733 | 0.00013404 | 8.5107e-05 | 0.00020734 | 0.00042649 | 0.00088751 | 0.00049069 | 0.0010696 | 0.0024477 | 0 | 0.5
1307_G_5 | SPP North- (Kansas, Missouri) | Kansas | 20 | Ottawa | 143 | 1307 | 5 | Minneapolis City of | 11147 | 1966 | 9999 | Combustion Turbine | [5 empty] | Fossil | G | 2030 | NaturalGas |  | 0.001139 | 0.00072316 | 0.0017618 | 0.0036239 | 0 | 0 | 0 | 0 | 0 | 0 | 0 | 0 | 0 | 0 | 0 | 0 | 0.10224 | 0.064912 | 0.15814 | 0.32529 | 0.066676 | 0.042334 | 0.10313 | 0.21214 | 7.9728e-11 | 5.0621e-11 | 1.2332e-10 | 2.5367e-10 | 0.0006042 | 0.00038362 | 0.00093457 | 0.0019224 | 0 | 0 | 0 | 0 | 0 | 0 | 0 | 0 | 0.078239 | 0.00048256 | 0.00030639 | 0.00074642 | 0.0015354 | 0.0031899 | 0.0017636 | 0.0038442 | 0.0087977 | 0 | 1.8
1307_G_6 | SPP North- (Kansas, Missouri) | Kansas | 20 | Ottawa | 143 | 1307 | 6 | Minneapolis City of | 11150 | 1972 | 9999 | Combustion Turbine | [5 empty] | Fossil | G | 2030 | NaturalGas |  | 0.0017089 | 0.001085 | 0.0026434 | 0.0054373 | 0 | 0 | 0 | 0 | 0 | 0 | 0 | 0 | 0 | 0 | 0 | 0 | 0.15336 | 0.097369 | 0.23721 | 0.48793 | 0.10004 | 0.063518 | 0.15474 | 0.3183 | 1.1962e-10 | 7.5952e-11 | 1.8504e-10 | 3.8061e-10 | 0.00090654 | 0.00057558 | 0.0014022 | 0.0028844 | 0 | 0 | 0 | 0 | 0 | 0 | 0 | 0 | 0.11736 | 0.00072384 | 0.00045958 | 0.0011196 | 0.002303 | 0.0047861 | 0.0026462 | 0.0057678 | 0.0132 | 0 | 2.7
1307_G_7 | SPP North- (Kansas, Missouri) | Kansas | 20 | Ottawa | 143 | 1307 | 7 | Minneapolis City of | 11147 | 1989 | 9999 | Combustion Turbine | [5 empty] | Fossil | G | 2030 | Oil |  | 0 | 0 | 0 | 0 | 0 | 0 | 0 | 0 | 0 | 0 | 0 | 0 | 0 | 0 | 0 | 0 | 0 | 0 | 0 | 0 | 0 | 0 | 0 | 0 | 0 | 0 | 0 | 0 | 0 | 0 | 0 | 0 | 0 | 0 | 0 | 0 | 0 | 0 | 0 | 0 | 0.078239 | 0 | 0 | 0 | 0 | 0 | 0 | 0 | 0 | 0 | 1.8
1312_G_1 | SPP North- (Kansas, Missouri) | Kansas | 20 | Decatur | 39 | 1312 | 1 | Oberlin (KS) | 10745 | 1956 | 9999 | Combustion Turbine | [5 empty] | Fossil | G | 2030 | NaturalGas |  | 0.00054895 | 0.00034854 | 0.00084912 | 0.0017466 | 0 | 0 | 0 | 0 | 0 | 0 | 0 | 0 | 0 | 0 | 0 | 0 | 0.051118 | 0.032456 | 0.07907 | 0.16264 | 0.032136 | 0.020404 | 0.049707 | 0.10225 | 3.8427e-11 | 2.4398e-11 | 5.9438e-11 | 1.2226e-10 | 0.00045282 | 0.0002875 | 0.00070042 | 0.0014407 | 0 | 0 | 0 | 0 | 0 | 0 | 0 | 0 | 0.039119 | 0.00024128 | 0.00015319 | 0.00037321 | 0.00076768 | 0.0015374 | 0.00085002 | 0.0018528 | 0.0042402 | 0 | 0.9
1312_G_2 | SPP North- (Kansas, Missouri) | Kansas | 20 | Decatur | 39 | 1312 | 2 | Oberlin (KS) | 10745 | 1954 | 9999 | Combustion Turbine | [5 empty] | Fossil | G | 2030 | NaturalGas |  | 6.0995e-10 | 3.8727e-10 | 9.4346e-10 | 1.9407e-09 | 0 | 0 | 0 | 0 | 0 | 0 | 0 | 0 | 0 | 0 | 0 | 0 | 5.6798e-08 | 3.6062e-08 | 8.7856e-08 | 1.8072e-07 | 3.5706e-08 | 2.2671e-08 | 5.523e-08 | 1.1361e-07 | 4.2696e-17 | 2.7109e-17 | 6.6042e-17 | 1.3585e-16 | 5.0313e-10 | 3.1945e-10 | 7.7824e-10 | 1.6008e-09 | 0 | 0 | 0 | 0 | 0 | 0 | 0 | 0 | 4.3466e-08 | 2.6809e-10 | 1.7021e-10 | 4.1468e-10 | 8.5298e-10 | 1.7082e-09 | 9.4447e-10 | 2.0586e-09 | 4.7113e-09 | 0 | 1e-06
1312_G_4 | SPP North- (Kansas, Missouri) | Kansas | 20 | Decatur | 39 | 1312 | 4 | Oberlin (KS) | 10745 | 1967 | 9999 | Combustion Turbine | [5 empty] | Fossil | G | 2030 | NaturalGas |  | 6.0995e-10 | 3.8727e-10 | 9.4346e-10 | 1.9407e-09 | 0 | 0 | 0 | 0 | 0 | 0 | 0 | 0 | 0 | 0 | 0 | 0 | 5.6798e-08 | 3.6062e-08 | 8.7856e-08 | 1.8072e-07 | 3.5706e-08 | 2.2671e-08 | 5.523e-08 | 1.1361e-07 | 4.2696e-17 | 2.7109e-17 | 6.6042e-17 | 1.3585e-16 | 5.0313e-10 | 3.1945e-10 | 7.7824e-10 | 1.6008e-09 | 0 | 0 | 0 | 0 | 0 | 0 | 0 | 0 | 4.3466e-08 | 2.6809e-10 | 1.7021e-10 | 4.1468e-10 | 8.5298e-10 | 1.7082e-09 | 9.4447e-10 | 2.0586e-09 | 4.7113e-09 | 0 | 1e-06
1312_G_5 | SPP North- (Kansas, Missouri) | Kansas | 20 | Decatur | 39 | 1312 | 5 | Oberlin (KS) | 10745 | 1973 | 9999 | Combustion Turbine | [5 empty] | Fossil | G | 2030 | NaturalGas |  | 6.0995e-10 | 3.8727e-10 | 9.4346e-10 | 1.9407e-09 | 0 | 0 | 0 | 0 | 0 | 0 | 0 | 0 | 0 | 0 | 0 | 0 | 5.6798e-08 | 3.6062e-08 | 8.7856e-08 | 1.8072e-07 | 3.5706e-08 | 2.2671e-08 | 5.523e-08 | 1.1361e-07 | 4.2696e-17 | 2.7109e-17 | 6.6042e-17 | 1.3585e-16 | 5.0313e-10 | 3.1945e-10 | 7.7824e-10 | 1.6008e-09 | 0 | 0 | 0 | 0 | 0 | 0 | 0 | 0 | 4.3466e-08 | 2.6809e-10 | 1.7021e-10 | 4.1468e-10 | 8.5298e-10 | 1.7082e-09 | 9.4447e-10 | 2.0586e-09 | 4.7113e-09 | 0 | 1e-06
1312_G_6 | SPP North- (Kansas, Missouri) | Kansas | 20 | Decatur | 39 | 1312 | 6 | Oberlin (KS) | 10745 | 1963 | 9999 | Combustion Turbine | [5 empty] | Fossil | G | 2030 | NaturalGas |  | 6.0995e-10 | 3.8727e-10 | 9.4346e-10 | 1.9407e-09 | 0 | 0 | 0 | 0 | 0 | 0 | 0 | 0 | 0 | 0 | 0 | 0 | 5.6798e-08 | 3.6062e-08 | 8.7856e-08 | 1.8072e-07 | 3.5706e-08 | 2.2671e-08 | 5.523e-08 | 1.1361e-07 | 4.2696e-17 | 2.7109e-17 | 6.6042e-17 | 1.3585e-16 | 5.0313e-10 | 3.1945e-10 | 7.7824e-10 | 1.6008e-09 | 0 | 0 | 0 | 0 | 0 | 0 | 0 | 0 | 4.3466e-08 | 2.6809e-10 | 1.7021e-10 | 4.1468e-10 | 8.5298e-10 | 1.7082e-09 | 9.4447e-10 | 2.0586e-09 | 4.7113e-09 | 0 | 1e-06
1313_G_1 | SPP North- (Kansas, Missouri) | Kansas | 20 | Osage | 139 | 1313 | 1 | Osage City | 12283 | 1955 | 9999 | Combustion Turbine | [5 empty] | Fossil | G | 2030 | NaturalGas |  | 0.00020847 | 4.7325e-05 | 0.00029531 | 0.00055111 | 0 | 0 | 0 | 0 | 0 | 0 | 0 | 0 | 0 | 0 | 0 | 0 | 0.017039 | 0.0038681 | 0.024137 | 0.045045 | 0.012204 | 0.0027704 | 0.017287 | 0.032262 | 1.4593e-11 | 3.3127e-12 | 2.0672e-11 | 3.8577e-11 | 0.00011059 | 2.5105e-05 | 0.00015665 | 0.00029235 | 0 | 0 | 0 | 0 | 0 | 0 | 0 | 0 | 0.039119 | 8.0426e-05 | 1.8257e-05 | 0.00011393 | 0.00021261 | 0.00058386 | 0.00011542 | 0.00064436 | 0.0013436 | 0 | 0.9
1313_G_10 | SPP North- (Kansas, Missouri) | Kansas | 20 | Osage | 139 | 1313 | 10 | Osage City | 12283 | 2001 | 9999 | Combustion Turbine | [5 empty] | Fossil | G | 2030 | Oil |  | 0 | 0 | 0 | 0 | 0 | 0 | 0 | 0 | 0 | 0 | 0 | 0 | 0 | 0 | 0 | 0 | 0 | 0 | 0 | 0 | 0 | 0 | 0 | 0 | 0 | 0 | 0 | 0 | 0 | 0 | 0 | 0 | 0 | 0 | 0 | 0 | 0 | 0 | 0 | 0 | 4.3466e-08 | 0 | 0 | 0 | 0 | 0 | 0 | 0 | 0 | 0 | 1e-06
1313_G_2 | SPP North- (Kansas, Missouri) | Kansas | 20 | Osage | 139 | 1313 | 2 | Osage City | 12283 | 1960 | 9999 | Combustion Turbine | [5 empty] | Fossil | G | 2030 | NaturalGas |  | 0.0002548 | 5.7841e-05 | 0.00036093 | 0.00067357 | 0 | 0 | 0 | 0 | 0 | 0 | 0 | 0 | 0 | 0 | 0 | 0 | 0.020826 | 0.0047277 | 0.029501 | 0.055055 | 0.014916 | 0.003386 | 0.021129 | 0.039431 | 1.7836e-11 | 4.0489e-12 | 2.5265e-11 | 4.715e-11 | 0.00013516 | 3.0683e-05 | 0.00019147 | 0.00035731 | 0 | 0 | 0 | 0 | 0 | 0 | 0 | 0 | 0.047813 | 9.8299e-05 | 2.2315e-05 | 0.00013924 | 0.00025986 | 0.0007136 | 0.00014106 | 0.00078756 | 0.0016422 | 0 | 1.1
1313_G_4 | SPP North- (Kansas, Missouri) | Kansas | 20 | Osage | 139 | 1313 | 4 | Osage City | 12283 | 1967 | 9999 | Combustion Turbine | [5 empty] | Fossil | G | 2030 | NaturalGas |  | 0.00044011 | 9.9908e-05 | 0.00062343 | 0.0011634 | 0 | 0 | 0 | 0 | 0 | 0 | 0 | 0 | 0 | 0 | 0 | 0 | 0.035972 | 0.008166 | 0.050956 | 0.095094 | 0.025764 | 0.0058486 | 0.036496 | 0.068108 | 3.0808e-11 | 6.9935e-12 | 4.364e-11 | 8.1441e-11 | 0.00023347 | 5.2999e-05 | 0.00033071 | 0.00061718 | 0 | 0 | 0 | 0 | 0 | 0 | 0 | 0 | 0.082586 | 0.00016979 | 3.8543e-05 | 0.00024051 | 0.00044885 | 0.0012326 | 0.00024366 | 0.0013603 | 0.0028366 | 0 | 1.9
1313_G_5 | SPP North- (Kansas, Missouri) | Kansas | 20 | Osage | 139 | 1313 | 5 | Osage City | 12283 | 1970 | 9999 | Combustion Turbine | [5 empty] | Fossil | G | 2030 | NaturalGas |  | 0.00044011 | 9.9908e-05 | 0.00062343 | 0.0011634 | 0 | 0 | 0 | 0 | 0 | 0 | 0 | 0 | 0 | 0 | 0 | 0 | 0.035972 | 0.008166 | 0.050956 | 0.095094 | 0.025764 | 0.0058486 | 0.036496 | 0.068108 | 3.0808e-11 | 6.9935e-12 | 4.364e-11 | 8.1441e-11 | 0.00023347 | 5.2999e-05 | 0.00033071 | 0.00061718 | 0 | 0 | 0 | 0 | 0 | 0 | 0 | 0 | 0.082586 | 0.00016979 | 3.8543e-05 | 0.00024051 | 0.00044885 | 0.0012326 | 0.00024366 | 0.0013603 | 0.0028366 | 0 | 1.9
1313_G_7 | SPP North- (Kansas, Missouri) | Kansas | 20 | Osage | 139 | 1313 | 7 | Osage City | 12283 | 1984 | 9999 | Combustion Turbine | [5 empty] | Fossil | G | 2030 | NaturalGas |  | 0.00034745 | 7.8875e-05 | 0.00049218 | 0.00091851 | 0 | 0 | 0 | 0 | 0 | 0 | 0 | 0 | 0 | 0 | 0 | 0 | 0.028399 | 0.0064468 | 0.040229 | 0.075075 | 0.02034 | 0.0046173 | 0.028812 | 0.05377 | 2.4322e-11 | 5.5212e-12 | 3.4453e-11 | 6.4296e-11 | 0.00018432 | 4.1841e-05 | 0.00026109 | 0.00048725 | 0 | 0 | 0 | 0 | 0 | 0 | 0 | 0 | 0.065199 | 0.00013404 | 3.0429e-05 | 0.00018988 | 0.00035435 | 0.00097309 | 0.00019236 | 0.0010739 | 0.0022394 | 0 | 1.5
1313_G_8 | SPP North- (Kansas, Missouri) | Kansas | 20 | Osage | 139 | 1313 | 8 | Osage City | 12283 | 2001 | 9999 | Combustion Turbine | [5 empty] | Fossil | G | 2030 | Oil |  | 0 | 0 | 0 | 0 | 0 | 0 | 0 | 0 | 0 | 0 | 0 | 0 | 0 | 0 | 0 | 0 | 0 | 0 | 0 | 0 | 0 | 0 | 0 | 0 | 0 | 0 | 0 | 0 | 0 | 0 | 0 | 0 | 0 | 0 | 0 | 0 | 0 | 0 | 0 | 0 | 4.3466e-08 | 0 | 0 | 0 | 0 | 0 | 0 | 0 | 0 | 0 | 1e-06
1313_G_IC3 | SPP North- (Kansas, Missouri) | Kansas | 20 | Osage | 139 | 1313 | IC3 | Osage City | 12283 | 2011 | 9999 | Combustion Turbine | [5 empty] | Fossil | G | 2030 | NaturalGas |  | 0.00044011 | 9.9908e-05 | 0.00062343 | 0.0011634 | 0 | 0 | 0 | 0 | 0 | 0 | 0 | 0 | 0 | 0 | 0 | 0 | 0.035972 | 0.008166 | 0.050956 | 0.095094 | 0.025764 | 0.0058486 | 0.036496 | 0.068108 | 3.0808e-11 | 6.9935e-12 | 4.364e-11 | 8.1441e-11 | 0.00023347 | 5.2999e-05 | 0.00033071 | 0.00061718 | 0 | 0 | 0 | 0 | 0 | 0 | 0 | 0 | 0.082586 | 0.00016979 | 3.8543e-05 | 0.00024051 | 0.00044885 | 0.0012326 | 0.00024366 | 0.0013603 | 0.0028366 | 0 | 1.9
1313_G_IC6 | SPP North- (Kansas, Missouri) | Kansas | 20 | Osage | 139 | 1313 | IC6 | Osage City | 12283 | 1983 | 9999 | Combustion Turbine | [5 empty] | Fossil | G | 2030 | NaturalGas |  | 0.00020847 | 4.7325e-05 | 0.00029531 | 0.00055111 | 0 | 0 | 0 | 0 | 0 | 0 | 0 | 0 | 0 | 0 | 0 | 0 | 0.017039 | 0.0038681 | 0.024137 | 0.045045 | 0.012204 | 0.0027704 | 0.017287 | 0.032262 | 1.4593e-11 | 3.3127e-12 | 2.0672e-11 | 3.8577e-11 | 0.00011059 | 2.5105e-05 | 0.00015665 | 0.00029235 | 0 | 0 | 0 | 0 | 0 | 0 | 0 | 0 | 0.039119 | 8.0426e-05 | 1.8257e-05 | 0.00011393 | 0.00021261 | 0.00058386 | 0.00011542 | 0.00064436 | 0.0013436 | 0 | 0.9
1314_G_2 | SPP North- (Kansas, Missouri) | Kansas | 20 | Miami | 121 | 1314 | 2 | Osawatomie City of | 25000 | 1957 | 9999 | Combustion Turbine | [5 empty] | Fossil | G | 2030 | NaturalGas |  | 0.00084862 | 0.00019264 | 0.0012021 | 0.0022434 | 0 | 0 | 0 | 0 | 0 | 0 | 0 | 0 | 0 | 0 | 0 | 0 | 0.034079 | 0.0077362 | 0.048274 | 0.090089 | 0.049678 | 0.011277 | 0.070371 | 0.13133 | 5.9403e-11 | 1.3485e-11 | 8.4147e-11 | 1.5704e-10 | 0.00070001 | 0.00015891 | 0.00099159 | 0.0018505 | 0 | 0 | 0 | 0 | 0 | 0 | 0 | 0 | 0.078239 | 0.00016085 | 3.6515e-05 | 0.00022785 | 0.00042522 | 0.0023767 | 0.00046982 | 0.002623 | 0.0054695 | 0 | 1.8
1314_G_4 | SPP North- (Kansas, Missouri) | Kansas | 20 | Miami | 121 | 1314 | 4 | Osawatomie City of | 25000 | 1950 | 9999 | Combustion Turbine | [5 empty] | Fossil | G | 2030 | NaturalGas |  | 0.00047146 | 0.00010702 | 0.00066784 | 0.0012463 | 0 | 0 | 0 | 0 | 0 | 0 | 0 | 0 | 0 | 0 | 0 | 0 | 0.018933 | 0.0042979 | 0.026819 | 0.05005 | 0.027599 | 0.0062652 | 0.039095 | 0.072959 | 3.3002e-11 | 7.4917e-12 | 4.6749e-11 | 8.7242e-11 | 0.00038889 | 8.8282e-05 | 0.00055088 | 0.0010281 | 0 | 0 | 0 | 0 | 0 | 0 | 0 | 0 | 0.043466 | 8.9363e-05 | 2.0286e-05 | 0.00012659 | 0.00023623 | 0.0013204 | 0.00026101 | 0.0014572 | 0.0030386 | 0 | 1
1314_G_5 | SPP North- (Kansas, Missouri) | Kansas | 20 | Miami | 121 | 1314 | 5 | Osawatomie City of | 24374 | 1966 | 9999 | Combustion Turbine | [5 empty] | Fossil | G | 2030 | NaturalGas |  | 0.001287 | 0.00029216 | 0.0018231 | 0.0034023 | 0 | 0 | 0 | 0 | 0 | 0 | 0 | 0 | 0 | 0 | 0 | 0 | 0.053012 | 0.012034 | 0.075093 | 0.14014 | 0.075342 | 0.017103 | 0.10673 | 0.19917 | 9.0092e-11 | 2.0451e-11 | 1.2762e-10 | 2.3816e-10 | 0.0010616 | 0.000241 | 0.0015039 | 0.0028065 | 0 | 0 | 0 | 0 | 0 | 0 | 0 | 0 | 0.12171 | 0.00025022 | 5.6801e-05 | 0.00035444 | 0.00066146 | 0.0036045 | 0.00071253 | 0.003978 | 0.0082951 | 0 | 2.8
1315_G_1 | SPP North- (Kansas, Missouri) | Kansas | 20 | Osborne | 141 | 1315 | 1 | Osborne | 13050 | 1967 | 9999 | Combustion Turbine | [5 empty] | Fossil | G | 2030 | NaturalGas |  | 0.00034454 | 7.8213e-05 | 0.00048805 | 0.00091081 | 0 | 0 | 0 | 0 | 0 | 0 | 0 | 0 | 0 | 0 | 0 | 0 | 0.026506 | 0.006017 | 0.037547 | 0.07007 | 0.020169 | 0.0045786 | 0.028571 | 0.053319 | 2.4118e-11 | 5.4749e-12 | 3.4164e-11 | 6.3757e-11 | 0.0002842 | 6.4516e-05 | 0.00040259 | 0.00075131 | 0 | 0 | 0 | 0 | 0 | 0 | 0 | 0 | 0.060853 | 0.00012511 | 2.84e-05 | 0.00017722 | 0.00033073 | 0.00096493 | 0.00019075 | 0.0010649 | 0.0022206 | 0 | 1.4
1315_G_2 | SPP North- (Kansas, Missouri) | Kansas | 20 | Osborne | 141 | 1315 | 2 | Osborne | 13734 | 1963 | 9999 | Combustion Turbine | [5 empty] | Fossil | G | 2030 | NaturalGas |  | 0.0003108 | 7.0554e-05 | 0.00044026 | 0.00082161 | 0 | 0 | 0 | 0 | 0 | 0 | 0 | 0 | 0 | 0 | 0 | 0 | 0.022719 | 0.0051575 | 0.032183 | 0.06006 | 0.018194 | 0.0041302 | 0.025773 | 0.048097 | 2.1756e-11 | 4.9388e-12 | 3.0818e-11 | 5.7513e-11 | 0.00025637 | 5.8198e-05 | 0.00036316 | 0.00067773 | 0 | 0 | 0 | 0 | 0 | 0 | 0 | 0 | 0.052159 | 0.00010724 | 2.4343e-05 | 0.0001519 | 0.00028348 | 0.00087044 | 0.00017207 | 0.00096065 | 0.0020031 | 0 | 1.2
1315_G_3 | SPP North- (Kansas, Missouri) | Kansas | 20 | Osborne | 141 | 1315 | 3 | Osborne | 13707 | 1957 | 9999 | Combustion Turbine | [5 empty] | Fossil | G | 2030 | NaturalGas |  | 0.00015509 | 3.5207e-05 | 0.0002197 | 0.00041 | 0 | 0 | 0 | 0 | 0 | 0 | 0 | 0 | 0 | 0 | 0 | 0 | 0.01136 | 0.0025787 | 0.016091 | 0.03003 | 0.0090792 | 0.002061 | 0.012861 | 0.024001 | 1.0857e-11 | 2.4645e-12 | 1.5379e-11 | 2.87e-11 | 0.00012793 | 2.9042e-05 | 0.00018122 | 0.0003382 | 0 | 0 | 0 | 0 | 0 | 0 | 0 | 0 | 0.02608 | 5.3618e-05 | 1.2172e-05 | 7.5952e-05 | 0.00014174 | 0.00043436 | 8.5864e-05 | 0.00047938 | 0.00099961 | 0 | 0.6
1315_G_6 | SPP North- (Kansas, Missouri) | Kansas | 20 | Osborne | 141 | 1315 | 6 | Osborne | 13377 | 1992 | 9999 | Combustion Turbine | [5 empty] | Fossil | G | 2030 | NaturalGas |  | 0.00020744 | 5.7889e-05 | 0.0001435 | 0.00040883 | 0 | 0 | 0 | 0 | 0 | 0 | 0 | 0 | 0 | 0 | 0 | 0 | 0.015507 | 0.0043275 | 0.010728 | 0.030562 | 0.012143 | 0.0033888 | 0.0084007 | 0.023933 | 1.452e-11 | 4.0522e-12 | 1.0045e-11 | 2.8618e-11 | 0.00011004 | 3.0709e-05 | 7.6125e-05 | 0.00021687 | 0 | 0 | 0 | 0 | 0 | 0 | 0 | 0 | 0.017386 | 7.3192e-05 | 2.0426e-05 | 5.0634e-05 | 0.00014425 | 0.00058095 | 0.00014118 | 0.00031312 | 0.0010353 | 0 | 0.4
1315_G_7 | SPP North- (Kansas, Missouri) | Kansas | 20 | Osborne | 141 | 1315 | 7 | Osborne | 13377 | 1992 | 9999 | Combustion Turbine | [5 empty] | Fossil | G | 2030 | NaturalGas |  | 0.00020744 | 5.7889e-05 | 0.0001435 | 0.00040883 | 0 | 0 | 0 | 0 | 0 | 0 | 0 | 0 | 0 | 0 | 0 | 0 | 0.015507 | 0.0043275 | 0.010728 | 0.030562 | 0.012143 | 0.0033888 | 0.0084007 | 0.023933 | 1.452e-11 | 4.0522e-12 | 1.0045e-11 | 2.8618e-11 | 0.00011004 | 3.0709e-05 | 7.6125e-05 | 0.00021687 | 0 | 0 | 0 | 0 | 0 | 0 | 0 | 0 | 0.017386 | 7.3192e-05 | 2.0426e-05 | 5.0634e-05 | 0.00014425 | 0.00058095 | 0.00014118 | 0.00031312 | 0.0010353 | 0 | 0.4
1315_G_8 | SPP North- (Kansas, Missouri) | Kansas | 20 | Osborne | 141 | 1315 | 8 | Osborne | 13707 | 1994 | 9999 | Combustion Turbine | [5 empty] | Fossil | G | 2030 | NaturalGas |  | 0.00031883 | 8.8975e-05 | 0.00022057 | 0.00062837 | 0 | 0 | 0 | 0 | 0 | 0 | 0 | 0 | 0 | 0 | 0 | 0 | 0.02326 | 0.0064912 | 0.016091 | 0.045843 | 0.018664 | 0.0052086 | 0.012912 | 0.036785 | 2.2318e-11 | 6.2283e-12 | 1.544e-11 | 4.3986e-11 | 0.00016913 | 4.7199e-05 | 0.000117 | 0.00033333 | 0 | 0 | 0 | 0 | 0 | 0 | 0 | 0 | 0.02608 | 0.00010979 | 3.0639e-05 | 7.5952e-05 | 0.00021638 | 0.00089292 | 0.00021699 | 0.00048127 | 0.0015912 | 0 | 0.6
1316_G_GT1 | SPP North- (Kansas, Missouri) | Kansas | 20 | Franklin | 59 | 1316 | GT1 | Ottawa | 25000 | 1967 | 9999 | Combustion Turbine | [5 empty] | Fossil | G | 2030 | NaturalGas |  | 2.2001e-10 | 0 | 0 | 2.2001e-10 | 0 | 0 | 0 | 0 | 0 | 0 | 0 | 0 | 0 | 0 | 0 | 0 | 8.6456e-09 | 0 | 0 | 8.6456e-09 | 1.2879e-08 | 0 | 0 | 1.2879e-08 | 1.5401e-17 | 0 | 0 | 1.5401e-17 | 6.497e-11 | 0 | 0 | 6.497e-11 | 0 | 0 | 0 | 0 | 0 | 0 | 0 | 0 | 4.3466e-08 | 4.807e-11 | 0 | 0 | 4.807e-11 | 6.1617e-10 | 0 | 0 | 6.1617e-10 | 0 | 1e-06
1316_G_IC3 | SPP North- (Kansas, Missouri) | Kansas | 20 | Franklin | 59 | 1316 | IC3 | Ottawa | 18000 | 1962 | 9999 | Combustion Turbine | [5 empty] | Fossil | G | 2030 | NaturalGas |  | 0.0010862 | 0.00024658 | 0.0015387 | 0.0028715 | 0 | 0 | 0 | 0 | 0 | 0 | 0 | 0 | 0 | 0 | 0 | 0 | 0.060585 | 0.013753 | 0.085821 | 0.16016 | 0.063588 | 0.014435 | 0.090075 | 0.1681 | 7.6036e-11 | 1.7261e-11 | 1.0771e-10 | 2.0101e-10 | 0.0014664 | 0.00033289 | 0.0020772 | 0.0038765 | 0 | 0 | 0 | 0 | 0 | 0 | 0 | 0 | 0.13909 | 0.00028596 | 6.4915e-05 | 0.00040507 | 0.00075595 | 0.0030422 | 0.00060137 | 0.0033574 | 0.007001 | 0 | 3.2
1316_G_IC4 | SPP North- (Kansas, Missouri) | Kansas | 20 | Franklin | 59 | 1316 | IC4 | Ottawa | 18000 | 1958 | 9999 | Combustion Turbine | [5 empty] | Fossil | G | 2030 | NaturalGas |  | 0.0010183 | 0.00023117 | 0.0014425 | 0.002692 | 0 | 0 | 0 | 0 | 0 | 0 | 0 | 0 | 0 | 0 | 0 | 0 | 0.056798 | 0.012894 | 0.080457 | 0.15015 | 0.059614 | 0.013533 | 0.084446 | 0.15759 | 7.1284e-11 | 1.6182e-11 | 1.0098e-10 | 1.8844e-10 | 0.0023038 | 0.00052297 | 0.0032634 | 0.0060901 | 0 | 0 | 0 | 0 | 0 | 0 | 0 | 0 | 0.1304 | 0.00026809 | 6.0858e-05 | 0.00037976 | 0.0007087 | 0.002852 | 0.00056378 | 0.0031476 | 0.0065634 | 0 | 3
1316_G_IC6 | SPP North- (Kansas, Missouri) | Kansas | 20 | Franklin | 59 | 1316 | IC6 | Ottawa | 18000 | 1981 | 9999 | Combustion Turbine | [5 empty] | Fossil | G | 2030 | NaturalGas |  | 0.0020027 | 0.00045464 | 0.002837 | 0.0052944 | 0 | 0 | 0 | 0 | 0 | 0 | 0 | 0 | 0 | 0 | 0 | 0 | 0.1117 | 0.025358 | 0.15823 | 0.29529 | 0.11724 | 0.026615 | 0.16608 | 0.30993 | 1.4019e-10 | 3.1825e-11 | 1.9859e-10 | 3.706e-10 | 0.0027037 | 0.00061376 | 0.0038299 | 0.0071474 | 0 | 0 | 0 | 0 | 0 | 0 | 0 | 0 | 0.25645 | 0.00052724 | 0.00011969 | 0.00074686 | 0.0013938 | 0.005609 | 0.0011088 | 0.0061903 | 0.012908 | 0 | 5.9
1316_G_IC7 | SPP North- (Kansas, Missouri) | Kansas | 20 | Franklin | 59 | 1316 | IC7 | Ottawa | 18000 | 1981 | 9999 | Combustion Turbine | [5 empty] | Fossil | G | 2030 | NaturalGas |  | 0.0020027 | 0.00045464 | 0.002837 | 0.0052944 | 0 | 0 | 0 | 0 | 0 | 0 | 0 | 0 | 0 | 0 | 0 | 0 | 0.1117 | 0.025358 | 0.15823 | 0.29529 | 0.11724 | 0.026615 | 0.16608 | 0.30993 | 1.4019e-10 | 3.1825e-11 | 1.9859e-10 | 3.706e-10 | 0.0027037 | 0.00061376 | 0.0038299 | 0.0071474 | 0 | 0 | 0 | 0 | 0 | 0 | 0 | 0 | 0.25645 | 0.00052724 | 0.00011969 | 0.00074686 | 0.0013938 | 0.005609 | 0.0011088 | 0.0061903 | 0.012908 | 0 | 5.9
1317_B_5 | SPP North- (Kansas, Missouri) | Kansas | 20 | Pratt | 151 | 1317 | 5 | Pratt | 14500 | 1965 | 9999 | O/G Steam | [5 empty] | Fossil | B | 2030 | NaturalGas |  | 0.0031551 | 0 | 0 | 0.0031551 | 0 | 0 | 0 | 0 | 0 | 0 | 0 | 0 | 0 | 0 | 0 | 0 | 0.21759 | 0 | 0 | 0.21759 | 0.1847 | 0 | 0 | 0.1847 | 2.2085e-10 | 0 | 0 | 2.2085e-10 | 0.00032376 | 0 | 0 | 0.00032376 | 0 | 0 | 0 | 0 | 0 | 0 | 0 | 0 | 0.66357 | 0.00019138 | 0 | 0 | 0.00019138 | 0.0088362 | 0 | 0 | 0.0088362 | 0 | 13
1317_G_IC1 | SPP North- (Kansas, Missouri) | Kansas | 20 | Pratt | 151 | 1317 | IC1 | Pratt | 14378 | 1958 | 9999 | Combustion Turbine | [5 empty] | Fossil | G | 2030 | Oil |  | 0 | 0 | 0 | 0 | 0 | 0 | 0 | 0 | 0 | 0 | 0 | 0 | 0 | 0 | 0 | 0 | 0 | 0 | 0 | 0 | 0 | 0 | 0 | 0 | 0 | 0 | 0 | 0 | 0 | 0 | 0 | 0 | 0 | 0 | 0 | 0 | 0 | 0 | 0 | 0 | 0.065199 | 0 | 0 | 0 | 0 | 0 | 0 | 0 | 0 | 0 | 1.5
1319_G_11 | SPP North- (Kansas, Missouri) | Kansas | 20 | Russell | 167 | 1319 | 11 | Russell Downtown | 11380 | 1994 | 9999 | Combustion Turbine | [5 empty] | Fossil | G | 2030 | NaturalGas |  | 0.0020672 | 0.0013125 | 0.0031975 | 0.0065772 | 0 | 0 | 0 | 0 | 0 | 0 | 0 | 0 | 0 | 0 | 0 | 0 | 0.18175 | 0.1154 | 0.28114 | 0.57829 | 0.12101 | 0.076833 | 0.18718 | 0.38503 | 1.447e-10 | 9.1874e-11 | 2.2382e-10 | 4.604e-10 | 0.0023517 | 0.0014931 | 0.0036376 | 0.0074824 | 0 | 0 | 0 | 0 | 0 | 0 | 0 | 0 | 0.13909 | 0.00085788 | 0.00054469 | 0.001327 | 0.0027295 | 0.0057894 | 0.0032009 | 0.0069769 | 0.015967 | 0 | 3.2
1319_G_12 | SPP North- (Kansas, Missouri) | Kansas | 20 | Russell | 167 | 1319 | 12 | Russell Downtown | 11342 | 1994 | 9999 | Combustion Turbine | [5 empty] | Fossil | G | 2030 | NaturalGas |  | 0.0020603 | 0.0013081 | 0.0031868 | 0.0065552 | 0 | 0 | 0 | 0 | 0 | 0 | 0 | 0 | 0 | 0 | 0 | 0 | 0.18175 | 0.1154 | 0.28114 | 0.57829 | 0.12061 | 0.076577 | 0.18656 | 0.38374 | 1.4422e-10 | 9.1568e-11 | 2.2308e-10 | 4.5886e-10 | 0.0010929 | 0.00069392 | 0.0016905 | 0.0034774 | 0 | 0 | 0 | 0 | 0 | 0 | 0 | 0 | 0.13909 | 0.00085788 | 0.00054469 | 0.001327 | 0.0027295 | 0.0057701 | 0.0031902 | 0.0069536 | 0.015914 | 0 | 3.2
1319_G_7 | SPP North- (Kansas, Missouri) | Kansas | 20 | Russell | 167 | 1319 | 7 | Russell Downtown | 11357 | 1971 | 9999 | Combustion Turbine | [5 empty] | Fossil | G | 2030 | NaturalGas |  | 0.0019341 | 0.001228 | 0.0029916 | 0.0061536 | 0 | 0 | 0 | 0 | 0 | 0 | 0 | 0 | 0 | 0 | 0 | 0 | 0.17039 | 0.10819 | 0.26357 | 0.54215 | 0.11322 | 0.071886 | 0.17513 | 0.36023 | 1.3538e-10 | 8.5958e-11 | 2.0941e-10 | 4.3075e-10 | 0.001026 | 0.00065141 | 0.001587 | 0.0032643 | 0 | 0 | 0 | 0 | 0 | 0 | 0 | 0 | 0.1304 | 0.00080426 | 0.00051064 | 0.001244 | 0.0025589 | 0.0054166 | 0.0029948 | 0.0065277 | 0.014939 | 0 | 3
1319_G_8 | SPP North- (Kansas, Missouri) | Kansas | 20 | Russell | 167 | 1319 | 8 | Russell Downtown | 11346 | 1978 | 9999 | Combustion Turbine | [5 empty] | Fossil | G | 2030 | Oil |  | 0 | 0 | 0 | 0 | 0 | 0 | 0 | 0 | 0 | 0 | 0 | 0 | 0 | 0 | 0 | 0 | 0 | 0 | 0 | 0 | 0 | 0 | 0 | 0 | 0 | 0 | 0 | 0 | 0 | 0 | 0 | 0 | 0 | 0 | 0 | 0 | 0 | 0 | 0 | 0 | 0.10867 | 0 | 0 | 0 | 0 | 0 | 0 | 0 | 0 | 0 | 2.5
1319_G_9 | SPP North- (Kansas, Missouri) | Kansas | 20 | Russell | 167 | 1319 | 9 | Russell Downtown | 11346 | 1981 | 9999 | Combustion Turbine | [5 empty] | Fossil | G | 2030 | Oil |  | 0 | 0 | 0 | 0 | 0 | 0 | 0 | 0 | 0 | 0 | 0 | 0 | 0 | 0 | 0 | 0 | 0 | 0 | 0 | 0 | 0 | 0 | 0 | 0 | 0 | 0 | 0 | 0 | 0 | 0 | 0 | 0 | 0 | 0 | 0 | 0 | 0 | 0 | 0 | 0 | 0.10867 | 0 | 0 | 0 | 0 | 0 | 0 | 0 | 0 | 0 | 2.5
1320_G_11 | SPP North- (Kansas, Missouri) | Kansas | 20 | Nemaha | 131 | 1320 | 11 | Sabetha Power Plant | 12283 | 1992 | 9999 | Combustion Turbine | [5 empty] | Fossil | G | 2030 | NaturalGas |  | 0.00062542 | 0.00014197 | 0.00088593 | 0.0016533 | 0 | 0 | 0 | 0 | 0 | 0 | 0 | 0 | 0 | 0 | 0 | 0 | 0.051118 | 0.011604 | 0.072411 | 0.13513 | 0.036612 | 0.0083112 | 0.051862 | 0.096785 | 4.3779e-11 | 9.9382e-12 | 6.2015e-11 | 1.1573e-10 | 0.00051589 | 0.00011711 | 0.00073078 | 0.0013638 | 0 | 0 | 0 | 0 | 0 | 0 | 0 | 0 | 0.11736 | 0.00024128 | 5.4772e-05 | 0.00034178 | 0.00063783 | 0.0017516 | 0.00034625 | 0.0019331 | 0.0040309 | 0 | 2.7
1320_G_12 | SPP North- (Kansas, Missouri) | Kansas | 20 | Nemaha | 131 | 1320 | 12 | Sabetha Power Plant | 12283 | 2001 | 9999 | Combustion Turbine | [5 empty] | Fossil | G | 2030 | NaturalGas |  | 0.00094971 | 0.00021559 | 0.0013453 | 0.0025106 | 0 | 0 | 0 | 0 | 0 | 0 | 0 | 0 | 0 | 0 | 0 | 0 | 0.077624 | 0.017621 | 0.10996 | 0.2052 | 0.055596 | 0.012621 | 0.078754 | 0.14697 | 6.6479e-11 | 1.5091e-11 | 9.4171e-11 | 1.7574e-10 | 0.0005038 | 0.00011437 | 0.00071365 | 0.0013318 | 0 | 0 | 0 | 0 | 0 | 0 | 0 | 0 | 0.17821 | 0.00036639 | 8.3173e-05 | 0.000519 | 0.00096856 | 0.0026598 | 0.00052578 | 0.0029354 | 0.006121 | 0 | 4.1
1320_G_2 | SPP North- (Kansas, Missouri) | Kansas | 20 | Nemaha | 131 | 1320 | 2 | Sabetha Power Plant | 12283 | 1957 | 9999 | Combustion Turbine | [5 empty] | Fossil | G | 2030 | NaturalGas |  | 0.00027796 | 6.31e-05 | 0.00039375 | 0.00073481 | 0 | 0 | 0 | 0 | 0 | 0 | 0 | 0 | 0 | 0 | 0 | 0 | 0.022719 | 0.0051575 | 0.032183 | 0.06006 | 0.016272 | 0.0036939 | 0.02305 | 0.043016 | 1.9457e-11 | 4.417e-12 | 2.7562e-11 | 5.1437e-11 | 0.00022929 | 5.205e-05 | 0.00032479 | 0.00060613 | 0 | 0 | 0 | 0 | 0 | 0 | 0 | 0 | 0.052159 | 0.00010724 | 2.4343e-05 | 0.0001519 | 0.00028348 | 0.00077847 | 0.00015389 | 0.00085915 | 0.0017915 | 0 | 1.2
1320_G_3 | SPP North- (Kansas, Missouri) | Kansas | 20 | Nemaha | 131 | 1320 | 3 | Sabetha Power Plant | 12283 | 1947 | 9999 | Combustion Turbine | [5 empty] | Fossil | G | 2030 | NaturalGas |  | 0.00013898 | 3.155e-05 | 0.00019687 | 0.0003674 | 0 | 0 | 0 | 0 | 0 | 0 | 0 | 0 | 0 | 0 | 0 | 0 | 0.01136 | 0.0025787 | 0.016091 | 0.03003 | 0.008136 | 0.0018469 | 0.011525 | 0.021508 | 9.7287e-12 | 2.2085e-12 | 1.3781e-11 | 2.5718e-11 | 0.00011464 | 2.6025e-05 | 0.0001624 | 0.00030306 | 0 | 0 | 0 | 0 | 0 | 0 | 0 | 0 | 0.02608 | 5.3618e-05 | 1.2172e-05 | 7.5952e-05 | 0.00014174 | 0.00038924 | 7.6944e-05 | 0.00042958 | 0.00089576 | 0 | 0.6
1320_G_4 | SPP North- (Kansas, Missouri) | Kansas | 20 | Nemaha | 131 | 1320 | 4 | Sabetha Power Plant | 12283 | 1950 | 9999 | Combustion Turbine | [5 empty] | Fossil | G | 2030 | NaturalGas |  | 0.00016214 | 3.6808e-05 | 0.00022968 | 0.00042864 | 0 | 0 | 0 | 0 | 0 | 0 | 0 | 0 | 0 | 0 | 0 | 0 | 0.013253 | 0.0030085 | 0.018773 | 0.035035 | 0.009492 | 0.0021547 | 0.013446 | 0.025092 | 1.135e-11 | 2.5766e-12 | 1.6078e-11 | 3.0005e-11 | 0.00013375 | 3.0362e-05 | 0.00018946 | 0.00035358 | 0 | 0 | 0 | 0 | 0 | 0 | 0 | 0 | 0.030426 | 6.2554e-05 | 1.42e-05 | 8.861e-05 | 0.00016536 | 0.00045411 | 8.9768e-05 | 0.00050117 | 0.0010451 | 0 | 0.7
1320_G_5 | SPP North- (Kansas, Missouri) | Kansas | 20 | Nemaha | 131 | 1320 | 5 | Sabetha Power Plant | 12283 | 1961 | 9999 | Combustion Turbine | [5 empty] | Fossil | G | 2030 | NaturalGas |  | 0.00027796 | 6.31e-05 | 0.00039375 | 0.00073481 | 0 | 0 | 0 | 0 | 0 | 0 | 0 | 0 | 0 | 0 | 0 | 0 | 0.022719 | 0.0051575 | 0.032183 | 0.06006 | 0.016272 | 0.0036939 | 0.02305 | 0.043016 | 1.9457e-11 | 4.417e-12 | 2.7562e-11 | 5.1437e-11 | 0.00022929 | 5.205e-05 | 0.00032479 | 0.00060613 | 0 | 0 | 0 | 0 | 0 | 0 | 0 | 0 | 0.052159 | 0.00010724 | 2.4343e-05 | 0.0001519 | 0.00028348 | 0.00077847 | 0.00015389 | 0.00085915 | 0.0017915 | 0 | 1.2
1320_G_6 | SPP North- (Kansas, Missouri) | Kansas | 20 | Nemaha | 131 | 1320 | 6 | Sabetha Power Plant | 12283 | 1967 | 9999 | Combustion Turbine | [5 empty] | Fossil | G | 2030 | NaturalGas |  | 0.00027796 | 6.31e-05 | 0.00039375 | 0.00073481 | 0 | 0 | 0 | 0 | 0 | 0 | 0 | 0 | 0 | 0 | 0 | 0 | 0.022719 | 0.0051575 | 0.032183 | 0.06006 | 0.016272 | 0.0036939 | 0.02305 | 0.043016 | 1.9457e-11 | 4.417e-12 | 2.7562e-11 | 5.1437e-11 | 0.00022929 | 5.205e-05 | 0.00032479 | 0.00060613 | 0 | 0 | 0 | 0 | 0 | 0 | 0 | 0 | 0.052159 | 0.00010724 | 2.4343e-05 | 0.0001519 | 0.00028348 | 0.00077847 | 0.00015389 | 0.00085915 | 0.0017915 | 0 | 1.2
1320_G_7 | SPP North- (Kansas, Missouri) | Kansas | 20 | Nemaha | 131 | 1320 | 7 | Sabetha Power Plant | 12283 | 1970 | 9999 | Combustion Turbine | [5 empty] | Fossil | G | 2030 | NaturalGas |  | 0.00041694 | 9.465e-05 | 0.00059062 | 0.0011022 | 0 | 0 | 0 | 0 | 0 | 0 | 0 | 0 | 0 | 0 | 0 | 0 | 0.034079 | 0.0077362 | 0.048274 | 0.090089 | 0.024408 | 0.0055408 | 0.034575 | 0.064524 | 2.9186e-11 | 6.6255e-12 | 4.1343e-11 | 7.7155e-11 | 0.00034393 | 7.8074e-05 | 0.00048719 | 0.00090919 | 0 | 0 | 0 | 0 | 0 | 0 | 0 | 0 | 0.078239 | 0.00016085 | 3.6515e-05 | 0.00022785 | 0.00042522 | 0.0011677 | 0.00023083 | 0.0012887 | 0.0026873 | 0 | 1.8
1320_G_8 | SPP North- (Kansas, Missouri) | Kansas | 20 | Nemaha | 131 | 1320 | 8 | Sabetha Power Plant | 12283 | 1978 | 9999 | Combustion Turbine | [5 empty] | Fossil | G | 2030 | NaturalGas |  | 0.00048643 | 0.00011042 | 0.00068905 | 0.0012859 | 0 | 0 | 0 | 0 | 0 | 0 | 0 | 0 | 0 | 0 | 0 | 0 | 0.039759 | 0.0090256 | 0.05632 | 0.1051 | 0.028476 | 0.0064642 | 0.040337 | 0.075277 | 3.405e-11 | 7.7297e-12 | 4.8234e-11 | 9.0014e-11 | 0.00040125 | 9.1087e-05 | 0.00056839 | 0.0010607 | 0 | 0 | 0 | 0 | 0 | 0 | 0 | 0 | 0.091279 | 0.00018766 | 4.2601e-05 | 0.00026583 | 0.00049609 | 0.0013623 | 0.0002693 | 0.0015035 | 0.0031352 | 0 | 2.1
1320_G_IC10 | SPP North- (Kansas, Missouri) | Kansas | 20 | Nemaha | 131 | 1320 | IC10 | Sabetha Power Plant | 12283 | 1990 | 9999 | Combustion Turbine | [5 empty] | Fossil | G | 2030 | NaturalGas |  | 0.00048643 | 0.00011042 | 0.00068905 | 0.0012859 | 0 | 0 | 0 | 0 | 0 | 0 | 0 | 0 | 0 | 0 | 0 | 0 | 0.039759 | 0.0090256 | 0.05632 | 0.1051 | 0.028476 | 0.0064642 | 0.040337 | 0.075277 | 3.405e-11 | 7.7297e-12 | 4.8234e-11 | 9.0014e-11 | 0.00040125 | 9.1087e-05 | 0.00056839 | 0.0010607 | 0 | 0 | 0 | 0 | 0 | 0 | 0 | 0 | 0.091279 | 0.00018766 | 4.2601e-05 | 0.00026583 | 0.00049609 | 0.0013623 | 0.0002693 | 0.0015035 | 0.0031352 | 0 | 2.1
1320_G_IC9 | SPP North- (Kansas, Missouri) | Kansas | 20 | Nemaha | 131 | 1320 | IC9 | Sabetha Power Plant | 12283 | 1985 | 9999 | Combustion Turbine | [5 empty] | Fossil | G | 2030 | NaturalGas |  | 0.00023164 | 5.2583e-05 | 0.00032812 | 0.00061234 | 0 | 0 | 0 | 0 | 0 | 0 | 0 | 0 | 0 | 0 | 0 | 0 | 0.018933 | 0.0042979 | 0.026819 | 0.05005 | 0.01356 | 0.0030782 | 0.019208 | 0.035846 | 1.6214e-11 | 3.6808e-12 | 2.2968e-11 | 4.2864e-11 | 0.00019107 | 4.3375e-05 | 0.00027066 | 0.00050511 | 0 | 0 | 0 | 0 | 0 | 0 | 0 | 0 | 0.043466 | 8.9363e-05 | 2.0286e-05 | 0.00012659 | 0.00023623 | 0.00064873 | 0.00012824 | 0.00071596 | 0.0014929 | 0 | 1
1321_G_2 | SPP North- (Kansas, Missouri) | Kansas | 20 | Cheyenne | 23 | 1321 | 2 | St Francis | 12283 | 1964 | 9999 | Combustion Turbine | [5 empty] | Fossil | G | 2030 | NaturalGas |  | 0.00034745 | 7.8875e-05 | 0.00049218 | 0.00091851 | 0 | 0 | 0 | 0 | 0 | 0 | 0 | 0 | 0 | 0 | 0 | 0 | 0.028399 | 0.0064468 | 0.040229 | 0.075075 | 0.02034 | 0.0046173 | 0.028812 | 0.05377 | 2.4322e-11 | 5.5212e-12 | 3.4453e-11 | 6.4296e-11 | 0.00028661 | 6.5062e-05 | 0.00040599 | 0.00075766 | 0 | 0 | 0 | 0 | 0 | 0 | 0 | 0 | 0.065199 | 0.00013404 | 3.0429e-05 | 0.00018988 | 0.00035435 | 0.00097309 | 0.00019236 | 0.0010739 | 0.0022394 | 0 | 1.5
1321_G_4 | SPP North- (Kansas, Missouri) | Kansas | 20 | Cheyenne | 23 | 1321 | 4 | St Francis | 12283 | 1972 | 9999 | Combustion Turbine | [5 empty] | Fossil | G | 2030 | NaturalGas |  | 0.00062542 | 0.00014197 | 0.00088593 | 0.0016533 | 0 | 0 | 0 | 0 | 0 | 0 | 0 | 0 | 0 | 0 | 0 | 0 | 0.051118 | 0.011604 | 0.072411 | 0.13513 | 0.036612 | 0.0083112 | 0.051862 | 0.096785 | 4.3779e-11 | 9.9382e-12 | 6.2015e-11 | 1.1573e-10 | 0.00051589 | 0.00011711 | 0.00073078 | 0.0013638 | 0 | 0 | 0 | 0 | 0 | 0 | 0 | 0 | 0.11736 | 0.00024128 | 5.4772e-05 | 0.00034178 | 0.00063783 | 0.0017516 | 0.00034625 | 0.0019331 | 0.0040309 | 0 | 2.7
1321_G_5 | SPP North- (Kansas, Missouri) | Kansas | 20 | Cheyenne | 23 | 1321 | 5 | St Francis | 12283 | 1953 | 9999 | Combustion Turbine | [5 empty] | Fossil | G | 2030 | NaturalGas |  | 0.00020847 | 4.7325e-05 | 0.00029531 | 0.00055111 | 0 | 0 | 0 | 0 | 0 | 0 | 0 | 0 | 0 | 0 | 0 | 0 | 0.017039 | 0.0038681 | 0.024137 | 0.045045 | 0.012204 | 0.0027704 | 0.017287 | 0.032262 | 1.4593e-11 | 3.3127e-12 | 2.0672e-11 | 3.8577e-11 | 0.00017196 | 3.9037e-05 | 0.00024359 | 0.0004546 | 0 | 0 | 0 | 0 | 0 | 0 | 0 | 0 | 0.039119 | 8.0426e-05 | 1.8257e-05 | 0.00011393 | 0.00021261 | 0.00058386 | 0.00011542 | 0.00064436 | 0.0013436 | 0 | 0.9
1322_G_2 | SPP West (Oklahoma, Arkansas, Louisiana) | Kansas | 20 | Stafford | 185 | 1322 | 2 | St John | 10745 | 2002 | 9999 | Combustion Turbine | [5 empty] | Fossil | G | 2030 | Oil |  | 0 | 0 | 0 | 0 | 0 | 0 | 0 | 0 | 0 | 0 | 0 | 0 | 0 | 0 | 0 | 0 | 0 | 0 | 0 | 0 | 0 | 0 | 0 | 0 | 0 | 0 | 0 | 0 | 0 | 0 | 0 | 0 | 0 | 0 | 0 | 0 | 0 | 0 | 0 | 0 | 0.056157 | 0 | 0 | 0 | 0 | 0 | 0 | 0 | 0 | 0 | 1.3
1322_G_4 | SPP West (Oklahoma, Arkansas, Louisiana) | Kansas | 20 | Stafford | 185 | 1322 | 4 | St John | 10745 | 1965 | 9999 | Combustion Turbine | [5 empty] | Fossil | G | 2030 | Oil |  | 0 | 0 | 0 | 0 | 0 | 0 | 0 | 0 | 0 | 0 | 0 | 0 | 0 | 0 | 0 | 0 | 0 | 0 | 0 | 0 | 0 | 0 | 0 | 0 | 0 | 0 | 0 | 0 | 0 | 0 | 0 | 0 | 0 | 0 | 0 | 0 | 0 | 0 | 0 | 0 | 0.073436 | 0 | 0 | 0 | 0 | 0 | 0 | 0 | 0 | 0 | 1.7
1322_G_5 | SPP West (Oklahoma, Arkansas, Louisiana) | Kansas | 20 | Stafford | 185 | 1322 | 5 | St John | 10745 | 1982 | 9999 | Combustion Turbine | [5 empty] | Fossil | G | 2030 | Oil |  | 0 | 0 | 0 | 0 | 0 | 0 | 0 | 0 | 0 | 0 | 0 | 0 | 0 | 0 | 0 | 0 | 0 | 0 | 0 | 0 | 0 | 0 | 0 | 0 | 0 | 0 | 0 | 0 | 0 | 0 | 0 | 0 | 0 | 0 | 0 | 0 | 0 | 0 | 0 | 0 | 0.086395 | 0 | 0 | 0 | 0 | 0 | 0 | 0 | 0 | 0 | 2
1324_G_1 | SPP North- (Kansas, Missouri) | Kansas | 20 | Wallace | 199 | 1324 | 1 | Sharon Spring | 12283 | 1970 | 9999 | Combustion Turbine | [5 empty] | Fossil | G | 2030 | NaturalGas |  | 0.00020847 | 4.7325e-05 | 0.00029531 | 0.00055111 | 0 | 0 | 0 | 0 | 0 | 0 | 0 | 0 | 0 | 0 | 0 | 0 | 0.017039 | 0.0038681 | 0.024137 | 0.045045 | 0.012204 | 0.0027704 | 0.017287 | 0.032262 | 1.4593e-11 | 3.3127e-12 | 2.0672e-11 | 3.8577e-11 | 0.00011059 | 2.5105e-05 | 0.00015665 | 0.00029235 | 0 | 0 | 0 | 0 | 0 | 0 | 0 | 0 | 0.039119 | 8.0426e-05 | 1.8257e-05 | 0.00011393 | 0.00021261 | 0.00058386 | 0.00011542 | 0.00064436 | 0.0013436 | 0 | 0.9
1324_G_2 | SPP North- (Kansas, Missouri) | Kansas | 20 | Wallace | 199 | 1324 | 2 | Sharon Spring | 12283 | 1964 | 9999 | Combustion Turbine | [5 empty] | Fossil | G | 2030 | NaturalGas |  | 0.00023164 | 5.2583e-05 | 0.00032812 | 0.00061234 | 0 | 0 | 0 | 0 | 0 | 0 | 0 | 0 | 0 | 0 | 0 | 0 | 0.018933 | 0.0042979 | 0.026819 | 0.05005 | 0.01356 | 0.0030782 | 0.019208 | 0.035846 | 1.6214e-11 | 3.6808e-12 | 2.2968e-11 | 4.2864e-11 | 0.00012288 | 2.7894e-05 | 0.00017406 | 0.00032483 | 0 | 0 | 0 | 0 | 0 | 0 | 0 | 0 | 0.043466 | 8.9363e-05 | 2.0286e-05 | 0.00012659 | 0.00023623 | 0.00064873 | 0.00012824 | 0.00071596 | 0.0014929 | 0 | 1
1324_G_3 | SPP North- (Kansas, Missouri) | Kansas | 20 | Wallace | 199 | 1324 | 3 | Sharon Spring | 12283 | 1958 | 9999 | Combustion Turbine | [5 empty] | Fossil | G | 2030 | NaturalGas |  | 9.2654e-05 | 2.1033e-05 | 0.00013125 | 0.00024494 | 0 | 0 | 0 | 0 | 0 | 0 | 0 | 0 | 0 | 0 | 0 | 0 | 0.0075731 | 0.0017192 | 0.010728 | 0.02002 | 0.005424 | 0.0012313 | 0.0076833 | 0.014339 | 6.4858e-12 | 1.4723e-12 | 9.1874e-12 | 1.7146e-11 | 4.9151e-05 | 1.1158e-05 | 6.9624e-05 | 0.00012993 | 0 | 0 | 0 | 0 | 0 | 0 | 0 | 0 | 0.017386 | 3.5745e-05 | 8.1144e-06 | 5.0634e-05 | 9.4494e-05 | 0.00025949 | 5.1296e-05 | 0.00028638 | 0.00059717 | 0 | 0.4
1324_G_4 | SPP North- (Kansas, Missouri) | Kansas | 20 | Wallace | 199 | 1324 | 4 | Sharon Spring | 12283 | 1951 | 9999 | Combustion Turbine | [5 empty] | Fossil | G | 2030 | NaturalGas |  | 0.00013898 | 3.155e-05 | 0.00019687 | 0.0003674 | 0 | 0 | 0 | 0 | 0 | 0 | 0 | 0 | 0 | 0 | 0 | 0 | 0.01136 | 0.0025787 | 0.016091 | 0.03003 | 0.008136 | 0.0018469 | 0.011525 | 0.021508 | 9.7287e-12 | 2.2085e-12 | 1.3781e-11 | 2.5718e-11 | 7.3726e-05 | 1.6736e-05 | 0.00010444 | 0.0001949 | 0 | 0 | 0 | 0 | 0 | 0 | 0 | 0 | 0.02608 | 5.3618e-05 | 1.2172e-05 | 7.5952e-05 | 0.00014174 | 0.00038924 | 7.6944e-05 | 0.00042958 | 0.00089576 | 0 | 0.6
1325_G_4 | SPP West (Oklahoma, Arkansas, Louisiana) | Kansas | 20 | Stafford | 185 | 1325 | 4 | Stafford | 10745 | 1973 | 9999 | Combustion Turbine | [5 empty] | Fossil | G | 2030 | NaturalGas |  | 0.00086798 | 0.00025768 | 0.0011547 | 0.0022803 | 0 | 0 | 0 | 0 | 0 | 0 | 0 | 0 | 0 | 0 | 0 | 0 | 0.08078 | 0.023982 | 0.10746 | 0.21222 | 0.050812 | 0.015085 | 0.067594 | 0.13349 | 6.0759e-11 | 1.8038e-11 | 8.0827e-11 | 1.5962e-10 | 0.00071598 | 0.00021256 | 0.00095246 | 0.001881 | 0 | 0 | 0 | 0 | 0 | 0 | 0 | 0 | 0.060477 | 0.00038128 | 0.00011319 | 0.00050722 | 0.0010017 | 0.0022557 | 0.00058508 | 0.0023969 | 0.0052376 | 0 | 1.4
1325_G_5 | SPP West (Oklahoma, Arkansas, Louisiana) | Kansas | 20 | Stafford | 185 | 1325 | 5 | Stafford | 10745 | 1983 | 9999 | Combustion Turbine | [5 empty] | Fossil | G | 2030 | NaturalGas |  | 0.00068198 | 0.00020246 | 0.00090724 | 0.0017917 | 0 | 0 | 0 | 0 | 0 | 0 | 0 | 0 | 0 | 0 | 0 | 0 | 0.06347 | 0.018843 | 0.084434 | 0.16675 | 0.039923 | 0.011852 | 0.05311 | 0.10489 | 4.7739e-11 | 1.4172e-11 | 6.3507e-11 | 1.2542e-10 | 0.00056255 | 0.00016701 | 0.00074836 | 0.0014779 | 0 | 0 | 0 | 0 | 0 | 0 | 0 | 0 | 0.047517 | 0.00029958 | 8.8937e-05 | 0.00039853 | 0.00078704 | 0.0017723 | 0.00045971 | 0.0018832 | 0.0041153 | 0 | 1.1
1326_G_1 | SPP North- (Kansas, Missouri) | Kansas | 20 | Rice | 159 | 1326 | 1 | Sterling | 10745 | 1962 | 9999 | Combustion Turbine | [5 empty] | Fossil | G | 2030 | NaturalGas |  | 0.00079293 | 0.00050345 | 0.0012265 | 0.0025229 | 0 | 0 | 0 | 0 | 0 | 0 | 0 | 0 | 0 | 0 | 0 | 0 | 0.073838 | 0.046881 | 0.11421 | 0.23493 | 0.046418 | 0.029472 | 0.071799 | 0.14769 | 5.5505e-11 | 3.5241e-11 | 8.5855e-11 | 1.766e-10 | 0.00065407 | 0.00041528 | 0.0010117 | 0.0020811 | 0 | 0 | 0 | 0 | 0 | 0 | 0 | 0 | 0.056506 | 0.00034851 | 0.00022128 | 0.00053908 | 0.0011089 | 0.0022207 | 0.0012278 | 0.0026762 | 0.0061247 | 0 | 1.3
1326_G_2 | SPP North- (Kansas, Missouri) | Kansas | 20 | Rice | 159 | 1326 | 2 | Sterling | 10745 | 1950 | 9999 | Combustion Turbine | [5 empty] | Fossil | G | 2030 | NaturalGas |  | 0.00024398 | 0.00015491 | 0.00037738 | 0.00077627 | 0 | 0 | 0 | 0 | 0 | 0 | 0 | 0 | 0 | 0 | 0 | 0 | 0.022719 | 0.014425 | 0.035142 | 0.072287 | 0.014282 | 0.0090682 | 0.022092 | 0.045443 | 1.7078e-11 | 1.0843e-11 | 2.6417e-11 | 5.4339e-11 | 0.00020125 | 0.00012778 | 0.0003113 | 0.00064033 | 0 | 0 | 0 | 0 | 0 | 0 | 0 | 0 | 0.017386 | 0.00010724 | 6.8086e-05 | 0.00016587 | 0.00034119 | 0.0006833 | 0.00037779 | 0.00082345 | 0.0018845 | 0 | 0.4
1326_G_3 | SPP North- (Kansas, Missouri) | Kansas | 20 | Rice | 159 | 1326 | 3 | Sterling | 10745 | 1972 | 9999 | Combustion Turbine | [5 empty] | Fossil | G | 2030 | NaturalGas |  | 0.0013419 | 0.00085199 | 0.0020756 | 0.0042695 | 0 | 0 | 0 | 0 | 0 | 0 | 0 | 0 | 0 | 0 | 0 | 0 | 0.12496 | 0.079337 | 0.19328 | 0.39758 | 0.078554 | 0.049875 | 0.12151 | 0.24994 | 9.3932e-11 | 5.9639e-11 | 1.4529e-10 | 2.9886e-10 | 0.0011069 | 0.00070279 | 0.0017121 | 0.0035218 | 0 | 0 | 0 | 0 | 0 | 0 | 0 | 0 | 0.095625 | 0.00058979 | 0.00037447 | 0.00091229 | 0.0018766 | 0.0037581 | 0.0020778 | 0.004529 | 0.010365 | 0 | 2.2
1326_G_4 | SPP North- (Kansas, Missouri) | Kansas | 20 | Rice | 159 | 1326 | 4 | Sterling | 10745 | 1955 | 9999 | Combustion Turbine | [5 empty] | Fossil | G | 2030 | NaturalGas |  | 0.00048796 | 0.00030981 | 0.00075477 | 0.0015525 | 0 | 0 | 0 | 0 | 0 | 0 | 0 | 0 | 0 | 0 | 0 | 0 | 0.045439 | 0.02885 | 0.070284 | 0.14457 | 0.028565 | 0.018136 | 0.044184 | 0.090886 | 3.4157e-11 | 2.1687e-11 | 5.2834e-11 | 1.0868e-10 | 0.00040251 | 0.00025556 | 0.00062259 | 0.0012807 | 0 | 0 | 0 | 0 | 0 | 0 | 0 | 0 | 0.034773 | 0.00021447 | 0.00013617 | 0.00033174 | 0.00068238 | 0.0013666 | 0.00075558 | 0.0016469 | 0.0037691 | 0 | 0.8
1326_G_5 | SPP North- (Kansas, Missouri) | Kansas | 20 | Rice | 159 | 1326 | 5 | Sterling | 10745 | 2002 | 9999 | Combustion Turbine | [5 empty] | Fossil | G | 2030 | NaturalGas |  | 0.00073193 | 0.00046472 | 0.0011322 | 0.0023288 | 0 | 0 | 0 | 0 | 0 | 0 | 0 | 0 | 0 | 0 | 0 | 0 | 0.068158 | 0.043275 | 0.10543 | 0.21686 | 0.042847 | 0.027205 | 0.066276 | 0.13633 | 5.1235e-11 | 3.253e-11 | 7.9251e-11 | 1.6302e-10 | 0.00060376 | 0.00038334 | 0.00093389 | 0.001921 | 0 | 0 | 0 | 0 | 0 | 0 | 0 | 0 | 0.052159 | 0.00032171 | 0.00020426 | 0.00049761 | 0.0010236 | 0.0020499 | 0.0011334 | 0.0024704 | 0.0056536 | 0 | 1.2
1326_G_6 | SPP North- (Kansas, Missouri) | Kansas | 20 | Rice | 159 | 1326 | 6 | Sterling | 10745 | 2002 | 9999 | Combustion Turbine | [5 empty] | Fossil | G | 2030 | NaturalGas |  | 0.00073193 | 0.00046472 | 0.0011322 | 0.0023288 | 0 | 0 | 0 | 0 | 0 | 0 | 0 | 0 | 0 | 0 | 0 | 0 | 0.068158 | 0.043275 | 0.10543 | 0.21686 | 0.042847 | 0.027205 | 0.066276 | 0.13633 | 5.1235e-11 | 3.253e-11 | 7.9251e-11 | 1.6302e-10 | 0.00060376 | 0.00038334 | 0.00093389 | 0.001921 | 0 | 0 | 0 | 0 | 0 | 0 | 0 | 0 | 0.052159 | 0.00032171 | 0.00020426 | 0.00049761 | 0.0010236 | 0.0020499 | 0.0011334 | 0.0024704 | 0.0056536 | 0 | 1.2
1326_G_7 | SPP North- (Kansas, Missouri) | Kansas | 20 | Rice | 159 | 1326 | 7 | Sterling | 10745 | 2002 | 9999 | Combustion Turbine | [5 empty] | Fossil | G | 2030 | NaturalGas |  | 0.00073193 | 0.00046472 | 0.0011322 | 0.0023288 | 0 | 0 | 0 | 0 | 0 | 0 | 0 | 0 | 0 | 0 | 0 | 0 | 0.068158 | 0.043275 | 0.10543 | 0.21686 | 0.042847 | 0.027205 | 0.066276 | 0.13633 | 5.1235e-11 | 3.253e-11 | 7.9251e-11 | 1.6302e-10 | 0.00060376 | 0.00038334 | 0.00093389 | 0.001921 | 0 | 0 | 0 | 0 | 0 | 0 | 0 | 0 | 0.052159 | 0.00032171 | 0.00020426 | 0.00049761 | 0.0010236 | 0.0020499 | 0.0011334 | 0.0024704 | 0.0056536 | 0 | 1.2
1327_G_1 | SPP North- (Kansas, Missouri) | Kansas | 20 | Rooks | 163 | 1327 | 1 | Stockton | 12283 | 1967 | 9999 | Combustion Turbine | [5 empty] | Fossil | G | 2030 | NaturalGas |  | 0.00020847 | 4.7325e-05 | 0.00029531 | 0.00055111 | 0 | 0 | 0 | 0 | 0 | 0 | 0 | 0 | 0 | 0 | 0 | 0 | 0.017039 | 0.0038681 | 0.024137 | 0.045045 | 0.012204 | 0.0027704 | 0.017287 | 0.032262 | 1.4593e-11 | 3.3127e-12 | 2.0672e-11 | 3.8577e-11 | 0.00011059 | 2.5105e-05 | 0.00015665 | 0.00029235 | 0 | 0 | 0 | 0 | 0 | 0 | 0 | 0 | 0.039119 | 8.0426e-05 | 1.8257e-05 | 0.00011393 | 0.00021261 | 0.00058386 | 0.00011542 | 0.00064436 | 0.0013436 | 0 | 0.9
1327_G_2 | SPP North- (Kansas, Missouri) | Kansas | 20 | Rooks | 163 | 1327 | 2 | Stockton | 12283 | 1962 | 9999 | Combustion Turbine | [5 empty] | Fossil | G | 2030 | NaturalGas |  | 0.00020847 | 4.7325e-05 | 0.00029531 | 0.00055111 | 0 | 0 | 0 | 0 | 0 | 0 | 0 | 0 | 0 | 0 | 0 | 0 | 0.017039 | 0.0038681 | 0.024137 | 0.045045 | 0.012204 | 0.0027704 | 0.017287 | 0.032262 | 1.4593e-11 | 3.3127e-12 | 2.0672e-11 | 3.8577e-11 | 0.00011059 | 2.5105e-05 | 0.00015665 | 0.00029235 | 0 | 0 | 0 | 0 | 0 | 0 | 0 | 0 | 0.039119 | 8.0426e-05 | 1.8257e-05 | 0.00011393 | 0.00021261 | 0.00058386 | 0.00011542 | 0.00064436 | 0.0013436 | 0 | 0.9
1327_G_3 | SPP North- (Kansas, Missouri) | Kansas | 20 | Rooks | 163 | 1327 | 3 | Stockton | 12283 | 1971 | 9999 | Combustion Turbine | [5 empty] | Fossil | G | 2030 | NaturalGas |  | 0.00039378 | 8.9391e-05 | 0.00055781 | 0.001041 | 0 | 0 | 0 | 0 | 0 | 0 | 0 | 0 | 0 | 0 | 0 | 0 | 0.032186 | 0.0073064 | 0.045592 | 0.085085 | 0.023052 | 0.005233 | 0.032654 | 0.060939 | 2.7565e-11 | 6.2574e-12 | 3.9046e-11 | 7.2868e-11 | 0.00020889 | 4.742e-05 | 0.0002959 | 0.00055221 | 0 | 0 | 0 | 0 | 0 | 0 | 0 | 0 | 0.073892 | 0.00015192 | 3.4486e-05 | 0.0002152 | 0.0004016 | 0.0011028 | 0.00021801 | 0.0012171 | 0.002538 | 0 | 1.7
1327_G_4 | SPP North- (Kansas, Missouri) | Kansas | 20 | Rooks | 163 | 1327 | 4 | Stockton | 12283 | 1951 | 9999 | Combustion Turbine | [5 empty] | Fossil | G | 2030 | NaturalGas |  | 2.3164e-10 | 5.2583e-11 | 3.2812e-10 | 6.1234e-10 | 0 | 0 | 0 | 0 | 0 | 0 | 0 | 0 | 0 | 0 | 0 | 0 | 1.8933e-08 | 4.2979e-09 | 2.6819e-08 | 5.005e-08 | 1.356e-08 | 3.0782e-09 | 1.9208e-08 | 3.5846e-08 | 1.6214e-17 | 3.6808e-18 | 2.2968e-17 | 4.2864e-17 | 1.2288e-10 | 2.7894e-11 | 1.7406e-10 | 3.2483e-10 | 0 | 0 | 0 | 0 | 0 | 0 | 0 | 0 | 4.3466e-08 | 8.9363e-11 | 2.0286e-11 | 1.2659e-10 | 2.3623e-10 | 6.4873e-10 | 1.2824e-10 | 7.1596e-10 | 1.4929e-09 | 0 | 1e-06
1327_G_5 | SPP North- (Kansas, Missouri) | Kansas | 20 | Rooks | 163 | 1327 | 5 | Stockton | 12283 | 1955 | 9999 | Combustion Turbine | [5 empty] | Fossil | G | 2030 | NaturalGas |  | 0.00023164 | 5.2583e-05 | 0.00032812 | 0.00061234 | 0 | 0 | 0 | 0 | 0 | 0 | 0 | 0 | 0 | 0 | 0 | 0 | 0.018933 | 0.0042979 | 0.026819 | 0.05005 | 0.01356 | 0.0030782 | 0.019208 | 0.035846 | 1.6214e-11 | 3.6808e-12 | 2.2968e-11 | 4.2864e-11 | 0.00012288 | 2.7894e-05 | 0.00017406 | 0.00032483 | 0 | 0 | 0 | 0 | 0 | 0 | 0 | 0 | 0.043466 | 8.9363e-05 | 2.0286e-05 | 0.00012659 | 0.00023623 | 0.00064873 | 0.00012824 | 0.00071596 | 0.0014929 | 0 | 1
1328_G_1 | SPP North- (Kansas, Missouri) | Kansas | 20 | Pottawatomie | 149 | 1328 | 1 | Wamego | 12283 | 1963 | 9999 | Combustion Turbine | [5 empty] | Fossil | G | 2030 | NaturalGas |  | 0.00030113 | 6.8358e-05 | 0.00042656 | 0.00079604 | 0 | 0 | 0 | 0 | 0 | 0 | 0 | 0 | 0 | 0 | 0 | 0 | 0.024613 | 0.0055872 | 0.034865 | 0.065065 | 0.017628 | 0.0040017 | 0.024971 | 0.0466 | 2.1079e-11 | 4.7851e-12 | 2.9859e-11 | 5.5723e-11 | 0.00015974 | 3.6262e-05 | 0.00022628 | 0.00042228 | 0 | 0 | 0 | 0 | 0 | 0 | 0 | 0 | 0.056506 | 0.00011617 | 2.6372e-05 | 0.00016456 | 0.00030711 | 0.00084335 | 0.00016671 | 0.00093075 | 0.0019408 | 0 | 1.3
1328_G_10 | SPP North- (Kansas, Missouri) | Kansas | 20 | Pottawatomie | 149 | 1328 | 10 | Wamego | 12283 | 2016 | 9999 | Combustion Turbine | [5 empty] | Fossil | G | 2030 | NaturalGas |  | 0.00067174 | 0.00015249 | 0.00095155 | 0.0017758 | 0 | 0 | 0 | 0 | 0 | 0 | 0 | 0 | 0 | 0 | 0 | 0 | 0.054905 | 0.012464 | 0.077775 | 0.14514 | 0.039324 | 0.0089268 | 0.055704 | 0.10395 | 4.7022e-11 | 1.0674e-11 | 6.6609e-11 | 1.2431e-10 | 0.00035634 | 8.0893e-05 | 0.00050477 | 0.00094201 | 0 | 0 | 0 | 0 | 0 | 0 | 0 | 0 | 0.12605 | 0.00025915 | 5.8829e-05 | 0.0003671 | 0.00068508 | 0.0018813 | 0.0003719 | 0.0020763 | 0.0043295 | 0 | 2.9
1328_G_3 | SPP North- (Kansas, Missouri) | Kansas | 20 | Pottawatomie | 149 | 1328 | 3 | Wamego | 12283 | 1972 | 9999 | Combustion Turbine | [5 empty] | Fossil | G | 2030 | NaturalGas |  | 0.00030113 | 6.8358e-05 | 0.00042656 | 0.00079604 | 0 | 0 | 0 | 0 | 0 | 0 | 0 | 0 | 0 | 0 | 0 | 0 | 0.024613 | 0.0055872 | 0.034865 | 0.065065 | 0.017628 | 0.0040017 | 0.024971 | 0.0466 | 2.1079e-11 | 4.7851e-12 | 2.9859e-11 | 5.5723e-11 | 0.00015974 | 3.6262e-05 | 0.00022628 | 0.00042228 | 0 | 0 | 0 | 0 | 0 | 0 | 0 | 0 | 0.056506 | 0.00011617 | 2.6372e-05 | 0.00016456 | 0.00030711 | 0.00084335 | 0.00016671 | 0.00093075 | 0.0019408 | 0 | 1.3
1328_G_4 | SPP North- (Kansas, Missouri) | Kansas | 20 | Pottawatomie | 149 | 1328 | 4 | Wamego | 12283 | 1956 | 9999 | Combustion Turbine | [5 empty] | Fossil | G | 2030 | NaturalGas |  | 0.0002548 | 5.7841e-05 | 0.00036093 | 0.00067357 | 0 | 0 | 0 | 0 | 0 | 0 | 0 | 0 | 0 | 0 | 0 | 0 | 0.020826 | 0.0047277 | 0.029501 | 0.055055 | 0.014916 | 0.003386 | 0.021129 | 0.039431 | 1.7836e-11 | 4.0489e-12 | 2.5265e-11 | 4.715e-11 | 0.00013516 | 3.0683e-05 | 0.00019147 | 0.00035731 | 0 | 0 | 0 | 0 | 0 | 0 | 0 | 0 | 0.047813 | 9.8299e-05 | 2.2315e-05 | 0.00013924 | 0.00025986 | 0.0007136 | 0.00014106 | 0.00078756 | 0.0016422 | 0 | 1.1
1328_G_5 | SPP North- (Kansas, Missouri) | Kansas | 20 | Pottawatomie | 149 | 1328 | 5 | Wamego | 12283 | 1967 | 9999 | Combustion Turbine | [5 empty] | Fossil | G | 2030 | NaturalGas |  | 0.00041694 | 9.465e-05 | 0.00059062 | 0.0011022 | 0 | 0 | 0 | 0 | 0 | 0 | 0 | 0 | 0 | 0 | 0 | 0 | 0.034079 | 0.0077362 | 0.048274 | 0.090089 | 0.024408 | 0.0055408 | 0.034575 | 0.064524 | 2.9186e-11 | 6.6255e-12 | 4.1343e-11 | 7.7155e-11 | 0.00022118 | 5.0209e-05 | 0.00031331 | 0.0005847 | 0 | 0 | 0 | 0 | 0 | 0 | 0 | 0 | 0.078239 | 0.00016085 | 3.6515e-05 | 0.00022785 | 0.00042522 | 0.0011677 | 0.00023083 | 0.0012887 | 0.0026873 | 0 | 1.8
1328_G_6 | SPP North- (Kansas, Missouri) | Kansas | 20 | Pottawatomie | 149 | 1328 | 6 | Wamego | 12283 | 1979 | 9999 | Combustion Turbine | [5 empty] | Fossil | G | 2030 | NaturalGas |  | 0.0005096 | 0.00011568 | 0.00072187 | 0.0013471 | 0 | 0 | 0 | 0 | 0 | 0 | 0 | 0 | 0 | 0 | 0 | 0 | 0.041652 | 0.0094553 | 0.059002 | 0.11011 | 0.029832 | 0.0067721 | 0.042258 | 0.078862 | 3.5672e-11 | 8.0978e-12 | 5.0531e-11 | 9.43e-11 | 0.00027033 | 6.1367e-05 | 0.00038293 | 0.00071463 | 0 | 0 | 0 | 0 | 0 | 0 | 0 | 0 | 0.095625 | 0.0001966 | 4.4629e-05 | 0.00027849 | 0.00051972 | 0.0014272 | 0.00028213 | 0.0015751 | 0.0032844 | 0 | 2.2
1328_G_7 | SPP North- (Kansas, Missouri) | Kansas | 20 | Pottawatomie | 149 | 1328 | 7 | Wamego | 12283 | 1996 | 9999 | Combustion Turbine | [5 empty] | Fossil | G | 2030 | NaturalGas |  | 0.00030113 | 6.8358e-05 | 0.00042656 | 0.00079604 | 0 | 0 | 0 | 0 | 0 | 0 | 0 | 0 | 0 | 0 | 0 | 0 | 0.024613 | 0.0055872 | 0.034865 | 0.065065 | 0.017628 | 0.0040017 | 0.024971 | 0.0466 | 2.1079e-11 | 4.7851e-12 | 2.9859e-11 | 5.5723e-11 | 0.00015974 | 3.6262e-05 | 0.00022628 | 0.00042228 | 0 | 0 | 0 | 0 | 0 | 0 | 0 | 0 | 0.056506 | 0.00011617 | 2.6372e-05 | 0.00016456 | 0.00030711 | 0.00084335 | 0.00016671 | 0.00093075 | 0.0019408 | 0 | 1.3
1328_G_8 | SPP North- (Kansas, Missouri) | Kansas | 20 | Pottawatomie | 149 | 1328 | 8 | Wamego | 12283 | 1996 | 9999 | Combustion Turbine | [5 empty] | Fossil | G | 2030 | NaturalGas |  | 0.00030113 | 6.8358e-05 | 0.00042656 | 0.00079604 | 0 | 0 | 0 | 0 | 0 | 0 | 0 | 0 | 0 | 0 | 0 | 0 | 0.024613 | 0.0055872 | 0.034865 | 0.065065 | 0.017628 | 0.0040017 | 0.024971 | 0.0466 | 2.1079e-11 | 4.7851e-12 | 2.9859e-11 | 5.5723e-11 | 0.00015974 | 3.6262e-05 | 0.00022628 | 0.00042228 | 0 | 0 | 0 | 0 | 0 | 0 | 0 | 0 | 0.056506 | 0.00011617 | 2.6372e-05 | 0.00016456 | 0.00030711 | 0.00084335 | 0.00016671 | 0.00093075 | 0.0019408 | 0 | 1.3
1328_G_9 | SPP North- (Kansas, Missouri) | Kansas | 20 | Pottawatomie | 149 | 1328 | 9 | Wamego | 12283 | 1996 | 9999 | Combustion Turbine | [5 empty] | Fossil | G | 2030 | NaturalGas |  | 0.00030113 | 6.8358e-05 | 0.00042656 | 0.00079604 | 0 | 0 | 0 | 0 | 0 | 0 | 0 | 0 | 0 | 0 | 0 | 0 | 0.024613 | 0.0055872 | 0.034865 | 0.065065 | 0.017628 | 0.0040017 | 0.024971 | 0.0466 | 2.1079e-11 | 4.7851e-12 | 2.9859e-11 | 5.5723e-11 | 0.00015974 | 3.6262e-05 | 0.00022628 | 0.00042228 | 0 | 0 | 0 | 0 | 0 | 0 | 0 | 0 | 0.056506 | 0.00011617 | 2.6372e-05 | 0.00016456 | 0.00030711 | 0.00084335 | 0.00016671 | 0.00093075 | 0.0019408 | 0 | 1.3
1329_G_1 | SPP North- (Kansas, Missouri) | Kansas | 20 | Washington | 201 | 1329 | 1 | Washington | 16366 | 1963 | 9999 | Combustion Turbine | [5 empty] | Fossil | G | 2030 | Oil |  | 0 | 0 | 0 | 0 | 0 | 0 | 0 | 0 | 0 | 0 | 0 | 0 | 0 | 0 | 0 | 0 | 0 | 0 | 0 | 0 | 0 | 0 | 0 | 0 | 0 | 0 | 0 | 0 | 0 | 0 | 0 | 0 | 0 | 0 | 0 | 0 | 0 | 0 | 0 | 0 | 0.043466 | 0 | 0 | 0 | 0 | 0 | 0 | 0 | 0 | 0 | 1
1329_G_2 | SPP North- (Kansas, Missouri) | Kansas | 20 | Washington | 201 | 1329 | 2 | Washington | 16372 | 1958 | 9999 | Combustion Turbine | [5 empty] | Fossil | G | 2030 | Oil |  | 0 | 0 | 0 | 0 | 0 | 0 | 0 | 0 | 0 | 0 | 0 | 0 | 0 | 0 | 0 | 0 | 0 | 0 | 0 | 0 | 0 | 0 | 0 | 0 | 0 | 0 | 0 | 0 | 0 | 0 | 0 | 0 | 0 | 0 | 0 | 0 | 0 | 0 | 0 | 0 | 0.034773 | 0 | 0 | 0 | 0 | 0 | 0 | 0 | 0 | 0 | 0.8
1329_G_3 | SPP North- (Kansas, Missouri) | Kansas | 20 | Washington | 201 | 1329 | 3 | Washington | 16257 | 1978 | 9999 | Combustion Turbine | [5 empty] | Fossil | G | 2030 | Oil |  | 0 | 0 | 0 | 0 | 0 | 0 | 0 | 0 | 0 | 0 | 0 | 0 | 0 | 0 | 0 | 0 | 0 | 0 | 0 | 0 | 0 | 0 | 0 | 0 | 0 | 0 | 0 | 0 | 0 | 0 | 0 | 0 | 0 | 0 | 0 | 0 | 0 | 0 | 0 | 0 | 0.030426 | 0 | 0 | 0 | 0 | 0 | 0 | 0 | 0 | 0 | 0.7
1329_G_5 | SPP North- (Kansas, Missouri) | Kansas | 20 | Washington | 201 | 1329 | 5 | Washington | 16160 | 1953 | 9999 | Combustion Turbine | [5 empty] | Fossil | G | 2030 | Oil |  | 0 | 0 | 0 | 0 | 0 | 0 | 0 | 0 | 0 | 0 | 0 | 0 | 0 | 0 | 0 | 0 | 0 | 0 | 0 | 0 | 0 | 0 | 0 | 0 | 0 | 0 | 0 | 0 | 0 | 0 | 0 | 0 | 0 | 0 | 0 | 0 | 0 | 0 | 0 | 0 | 0.017386 | 0 | 0 | 0 | 0 | 0 | 0 | 0 | 0 | 0 | 0.4
1329_G_6 | SPP North- (Kansas, Missouri) | Kansas | 20 | Washington | 201 | 1329 | 6 | Washington | 16344 | 1967 | 9999 | Combustion Turbine | [5 empty] | Fossil | G | 2030 | Oil |  | 0 | 0 | 0 | 0 | 0 | 0 | 0 | 0 | 0 | 0 | 0 | 0 | 0 | 0 | 0 | 0 | 0 | 0 | 0 | 0 | 0 | 0 | 0 | 0 | 0 | 0 | 0 | 0 | 0 | 0 | 0 | 0 | 0 | 0 | 0 | 0 | 0 | 0 | 0 | 0 | 0.056506 | 0 | 0 | 0 | 0 | 0 | 0 | 0 | 0 | 0 | 1.3
1329_G_7 | SPP North- (Kansas, Missouri) | Kansas | 20 | Washington | 201 | 1329 | 7 | Washington | 16310 | 1976 | 9999 | Combustion Turbine | [5 empty] | Fossil | G | 2030 | Oil |  | 0 | 0 | 0 | 0 | 0 | 0 | 0 | 0 | 0 | 0 | 0 | 0 | 0 | 0 | 0 | 0 | 0 | 0 | 0 | 0 | 0 | 0 | 0 | 0 | 0 | 0 | 0 | 0 | 0 | 0 | 0 | 0 | 0 | 0 | 0 | 0 | 0 | 0 | 0 | 0 | 0.039119 | 0 | 0 | 0 | 0 | 0 | 0 | 0 | 0 | 0 | 0.9
1329_G_IC4 | SPP North- (Kansas, Missouri) | Kansas | 20 | Washington | 201 | 1329 | IC4 | Washington | 16217 | 1986 | 9999 | Combustion Turbine | [5 empty] | Fossil | G | 2030 | Oil |  | 0 | 0 | 0 | 0 | 0 | 0 | 0 | 0 | 0 | 0 | 0 | 0 | 0 | 0 | 0 | 0 | 0 | 0 | 0 | 0 | 0 | 0 | 0 | 0 | 0 | 0 | 0 | 0 | 0 | 0 | 0 | 0 | 0 | 0 | 0 | 0 | 0 | 0 | 0 | 0 | 0.099972 | 0 | 0 | 0 | 0 | 0 | 0 | 0 | 0 | 0 | 2.3
1330_B_4 | SPP North- (Kansas, Missouri) | Kansas | 20 | Sumner | 191 | 1330 | 4 | Wellington 1 | 13544 | 1970 | 9999 | O/G Steam | [5 empty] | Fossil | B | 2030 | NaturalGas |  | 0.0044206 | 0.0061046 | 0.0081353 | 0.01866 | 0 | 0 | 0 | 0 | 0 | 0 | 0 | 0 | 0 | 0 | 0 | 0 | 0.32639 | 0.45072 | 0.60066 | 1.3778 | 0.25878 | 0.35736 | 0.47624 | 1.0924 | 3.0944e-10 | 4.2732e-10 | 5.6947e-10 | 1.3062e-09 | 0.00030166 | 0.00041658 | 0.00055516 | 0.0012734 | 0 | 0 | 0 | 0 | 0 | 0 | 0 | 0 | 0.99536 | 0.00028708 | 0.00039644 | 0.00052832 | 0.0012118 | 0.01238 | 0.014888 | 0.017751 | 0.04502 | 0 | 19.5
1330_G_7 | SPP North- (Kansas, Missouri) | Kansas | 20 | Sumner | 191 | 1330 | 7 | Wellington 1 | 10745 | 2004 | 9999 | Combustion Turbine | [5 empty] | Fossil | G | 2030 | Oil |  | 0 | 0 | 0 | 0 | 0 | 0 | 0 | 0 | 0 | 0 | 0 | 0 | 0 | 0 | 0 | 0 | 0 | 0 | 0 | 0 | 0 | 0 | 0 | 0 | 0 | 0 | 0 | 0 | 0 | 0 | 0 | 0 | 0 | 0 | 0 | 0 | 0 | 0 | 0 | 0 | 0.086932 | 0 | 0 | 0 | 0 | 0 | 0 | 0 | 0 | 0 | 2
1330_G_8 | SPP North- (Kansas, Missouri) | Kansas | 20 | Sumner | 191 | 1330 | 8 | Wellington 1 | 10745 | 2004 | 9999 | Combustion Turbine | [5 empty] | Fossil | G | 2030 | Oil |  | 0 | 0 | 0 | 0 | 0 | 0 | 0 | 0 | 0 | 0 | 0 | 0 | 0 | 0 | 0 | 0 | 0 | 0 | 0 | 0 | 0 | 0 | 0 | 0 | 0 | 0 | 0 | 0 | 0 | 0 | 0 | 0 | 0 | 0 | 0 | 0 | 0 | 0 | 0 | 0 | 0.086932 | 0 | 0 | 0 | 0 | 0 | 0 | 0 | 0 | 0 | 2
1332_G_GT1 | SPP North- (Kansas, Missouri) | Kansas | 20 | Cowley | 35 | 1332 | GT1 | West 14th Street | 23501 | 1962 | 9999 | Combustion Turbine | [5 empty] | Fossil | G | 2030 | NaturalGas |  | 0.0022957 | 0 | 0 | 0.0022957 | 0 | 0 | 0 | 0 | 0 | 0 | 0 | 0 | 0 | 0 | 0 | 0 | 0.095966 | 0 | 0 | 0.095966 | 0.13439 | 0 | 0 | 0.13439 | 1.607e-10 | 0 | 0 | 1.607e-10 | 0.00067792 | 0 | 0 | 0.00067792 | 0 | 0 | 0 | 0 | 0 | 0 | 0 | 0 | 0.48247 | 0.00053357 | 0 | 0 | 0.00053357 | 0.0064294 | 0 | 0 | 0.0064294 | 0 | 11.1
1336_G_S3 | SPP North- (Kansas, Missouri) | Kansas | 20 | Finney | 55 | 1336 | S3 | Garden City | 19499 | 1968 | 9999 | Combustion Turbine | [5 empty] | Fossil | G | 2030 | NaturalGas |  | 0.0021965 | 0 | 0 | 0.0021965 | 0 | 0 | 0 | 0 | 0 | 0 | 0 | 0 | 0 | 0 | 0 | 0 | 0.11066 | 0 | 0 | 0.11066 | 0.12858 | 0 | 0 | 0.12858 | 1.5375e-10 | 0 | 0 | 1.5375e-10 | 0.00037722 | 0 | 0 | 0.00037722 | 0 | 0 | 0 | 0 | 0 | 0 | 0 | 0 | 0.55637 | 0.00061529 | 0 | 0 | 0.00061529 | 0.0061515 | 0 | 0 | 0.0061515 | 0 | 12.8
1336_G_S4 | SPP North- (Kansas, Missouri) | Kansas | 20 | Finney | 55 | 1336 | S4 | Garden City | 17171 | 1976 | 9999 | Combustion Turbine | [5 empty] | Fossil | G | 2030 | NaturalGas |  | 1.457e-10 | 0 | 0 | 1.457e-10 | 0 | 0 | 0 | 0 | 0 | 0 | 0 | 0 | 0 | 0 | 0 | 0 | 8.4843e-09 | 0 | 0 | 8.4843e-09 | 8.5295e-09 | 0 | 0 | 8.5295e-09 | 1.0199e-17 | 0 | 0 | 1.0199e-17 | 2.0279e-11 | 0 | 0 | 2.0279e-11 | 0 | 0 | 0 | 0 | 0 | 0 | 0 | 0 | 4.3466e-08 | 4.0046e-11 | 0 | 0 | 4.0046e-11 | 4.0807e-10 | 0 | 0 | 4.0807e-10 | 0 | 1e-06
1336_G_S5 | SPP North- (Kansas, Missouri) | Kansas | 20 | Finney | 55 | 1336 | S5 | Garden City | 17166 | 1979 | 9999 | Combustion Turbine |  |  |  | H2O |  | Fossil | G | 2030 | NaturalGas |  | 0.00705 | 0 | 0 | 0.00705 | 0 | 0 | 0 | 0 | 0 | 0 | 0 | 0 | 0 | 0 | 0 | 0 | 0.41064 | 0 | 0 | 0.41064 | 0.41271 | 0 | 0 | 0.41271 | 4.935e-10 | 0 | 0 | 4.935e-10 | 0.00075146 | 0 | 0 | 0.00075146 | 0 | 0 | 0 | 0 | 0 | 0 | 0 | 0 | 2.1038 | 0.0019382 | 0 | 0 | 0.0019382 | 0.019745 | 0 | 0 | 0.019745 | 0 | 48.4
1353_B_BSU1 | PJM West | Kentucky | 21 | Lawrence | 127 | 1353 | BSU1 | Big Sandy | 11615 | 1963 | 9999 | O/G Steam | wall | dry |  | LNB + OFA |  | Fossil | B | 2030 | NaturalGas |  | 0 | 0 | 0 | 0 | 0 | 0 | 0 | 0 | 0 | 0 | 0 | 0 | 0 | 0 | 0 | 0 | 0 | 0 | 0 | 0 | 0 | 0 | 0 | 0 | 0 | 0 | 0 | 0 | 0 | 0 | 0 | 0 | 0 | 0 | 0 | 0 | 0 | 0 | 0 | 0 | 15.1233 | 0 | 0 | 0 | 0 | 0 | 0 | 0 | 0 | 0 | 260
1354_G_1 | SERC_Central_Kentucky | Kentucky | 21 | Mercer | 167 | 1354 | 1 | Dix Dam | 0 | 1925 | 9999 | Hydro | [5 empty] | Non-Fossil | G | 2030 | Hydro |  | 0 | 0 | 0 | 0 | 0 | 0 | 0 | 0 | 0 | 0 | 0 | 0 | 0 | 0 | 0 | 0 | 5.3042 | 6.0694 | 6.9909 | 18.3645 | 0 | 0 | 0 | 0 | 0 | 0 | 0 | 0 | 0 | 0 | 0 | 0 | 0 | 0 | 0 | 0 | 0 | 0 | 0 | 0 | 0.16599 | 0.0073729 | 0.0084365 | 0.0097173 | 0.025527 | 0 | 0 | 0 | 0 | 0 | 10.5
1354_G_2 | SERC_Central_Kentucky | Kentucky | 21 | Mercer | 167 | 1354 | 2 | Dix Dam | 0 | 1925 | 9999 | Hydro | [5 empty] | Non-Fossil | G | 2030 | Hydro |  | 0 | 0 | 0 | 0 | 0 | 0 | 0 | 0 | 0 | 0 | 0 | 0 | 0 | 0 | 0 | 0 | 5.3042 | 6.0694 | 6.9909 | 18.3645 | 0 | 0 | 0 | 0 | 0 | 0 | 0 | 0 | 0 | 0 | 0 | 0 | 0 | 0 | 0 | 0 | 0 | 0 | 0 | 0 | 0.16599 | 0.0073729 | 0.0084365 | 0.0097173 | 0.025527 | 0 | 0 | 0 | 0 | 0 | 10.5
1354_G_3 | SERC_Central_Kentucky | Kentucky | 21 | Mercer | 167 | 1354 | 3 | Dix Dam | 0 | 1925 | 9999 | Hydro | [5 empty] | Non-Fossil | G | 2030 | Hydro |  | 0 | 0 | 0 | 0 | 0 | 0 | 0 | 0 | 0 | 0 | 0 | 0 | 0 | 0 | 0 | 0 | 5.3042 | 6.0694 | 6.9909 | 18.3645 | 0 | 0 | 0 | 0 | 0 | 0 | 0 | 0 | 0 | 0 | 0 | 0 | 0 | 0 | 0 | 0 | 0 | 0 | 0 | 0 | 0.16599 | 0.0073729 | 0.0084365 | 0.0097173 | 0.025527 | 0 | 0 | 0 | 0 | 0 | 10.5
1355_B_3 | SERC_Central_Kentucky | Kentucky | 21 | Mercer | 167 | 1355 | 3 | E W Brown | 11543 | 1971 | 9999 | Coal Steam | tangential | dry | ESPC + Baghouse + Wet Scrubber + SCR + Mercury Control + DSI | LNC3 | Wet Scrubber | Fossil | B | 2030 |  | Coal Retirement | 0 | 0 | 0 | 0 | 0 | 0 | 0 | 0 | 0 | 0 | 0 | 0 | 0 | 0 | 0 | 0 | 0 | 0 | 0 | 0 | 0 | 0 | 0 | 0 | 0 | 0 | 0 | 0 | 0 | 0 | 0 | 0 | 0 | 0 | 0 | 0 | 0 | 0 | 0 | 0 | 0 | 0 | 0 | 0 | 0 | 0 | 0 | 0 | 0 | 0 | 409 | Scrubber / SCR / Mercury Control / DSI | Wet Scrubber
1355_G_10 | SERC_Central_Kentucky | Kentucky | 21 | Mercer | 167 | 1355 | 10 | E W Brown | 12424 | 1995 | 9999 | Combustion Turbine |  |  |  | H2O |  | Fossil | G | 2030 | NaturalGas |  | 0.092431 | 0.019312 | 0.0095295 | 0.12127 | 0 | 0 | 0 | 0 | 0 | 0 | 0 | 0 | 0 | 0 | 0 | 0 | 7.4397 | 1.5545 | 0.76702 | 9.7612 | 5.4109 | 1.1306 | 0.55786 | 7.0993 | 6.4702e-09 | 1.3519e-09 | 6.6707e-10 | 8.4891e-09 | 0.0058241 | 0.0012169 | 0.00060045 | 0.0076414 | 0 | 0 | 0 | 0 | 0 | 0 | 0 | 0 | 2.3868 | 0.034297 | 0.007166 | 0.003536 | 0.044999 | 0.26335 | 0.045986 | 0.020313 | 0.32964 | 0 | 121
1355_G_11 | SERC_Central_Kentucky | Kentucky | 21 | Mercer | 167 | 1355 | 11 | E W Brown | 12424 | 1996 | 9999 | Combustion Turbine |  |  |  | H2O |  | Fossil | G | 2030 | NaturalGas |  | 0.092431 | 0.019312 | 0.0095295 | 0.12127 | 0 | 0 | 0 | 0 | 0 | 0 | 0 | 0 | 0 | 0 | 0 | 0 | 7.4397 | 1.5545 | 0.76702 | 9.7612 | 5.4109 | 1.1306 | 0.55786 | 7.0993 | 6.4702e-09 | 1.3519e-09 | 6.6707e-10 | 8.4891e-09 | 0.0058657 | 0.0012256 | 0.00060474 | 0.007696 | 0 | 0 | 0 | 0 | 0 | 0 | 0 | 0 | 2.3868 | 0.034297 | 0.007166 | 0.003536 | 0.044999 | 0.26335 | 0.045986 | 0.020313 | 0.32964 | 0 | 121
1355_G_5 | SERC_Central_Kentucky | Kentucky | 21 | Mercer | 167 | 1355 | 5 | E W Brown | 12424 | 2001 | 9999 | Combustion Turbine |  |  |  | H2O |  | Fossil | G | 2030 | NaturalGas |  | 0.099306 | 0.016148 | 0.010238 | 0.12569 | 0 | 0 | 0 | 0 | 0 | 0 | 0 | 0 | 0 | 0 | 0 | 0 | 7.9931 | 1.2997 | 0.82408 | 10.1169 | 5.8134 | 0.9453 | 0.59935 | 7.358 | 6.9514e-09 | 1.1304e-09 | 7.1668e-10 | 8.7985e-09 | 0.0034981 | 0.00056881 | 0.00036064 | 0.0044275 | 0 | 0 | 0 | 0 | 0 | 0 | 0 | 0 | 2.5643 | 0.036848 | 0.0059918 | 0.003799 | 0.046639 | 0.28293 | 0.03845 | 0.021824 | 0.34321 | 0 | 130
1355_G_6 | SERC_Central_Kentucky | Kentucky | 21 | Mercer | 167 | 1355 | 6 | E W Brown | 12430 | 1999 | 9999 | Combustion Turbine |  |  |  | DLNB + H2O |  | Fossil | G | 2030 | NaturalGas |  | 0.11158 | 0.018144 | 0.011504 | 0.14123 | 0 | 0 | 0 | 0 | 0 | 0 | 0 | 0 | 0 | 0 | 0 | 0 | 8.9769 | 1.4597 | 0.9255 | 11.3621 | 6.532 | 1.0622 | 0.67344 | 8.2676 | 7.8108e-09 | 1.2701e-09 | 8.0528e-10 | 9.8861e-09 | 0.0023683 | 0.00038511 | 0.00024417 | 0.0029976 | 0 | 0 | 0 | 0 | 0 | 0 | 0 | 0 | 2.8799 | 0.041383 | 0.0067292 | 0.0042666 | 0.052379 | 0.31791 | 0.043204 | 0.024522 | 0.38564 | 0 | 146
1355_G_7 | SERC_Central_Kentucky | Kentucky | 21 | Mercer | 167 | 1355 | 7 | E W Brown | 12430 | 1999 | 9999 | Combustion Turbine |  |  |  | DLNB + H2O |  | Fossil | G | 2030 | NaturalGas |  | 0.11158 | 0.018144 | 0.011504 | 0.14123 | 0 | 0 | 0 | 0 | 0 | 0 | 0 | 0 | 0 | 0 | 0 | 0 | 8.9769 | 1.4597 | 0.9255 | 11.3621 | 6.532 | 1.0622 | 0.67344 | 8.2676 | 7.8108e-09 | 1.2701e-09 | 8.0528e-10 | 9.8861e-09 | 0.0040504 | 0.00065863 | 0.00041759 | 0.0051267 | 0 | 0 | 0 | 0 | 0 | 0 | 0 | 0 | 2.8799 | 0.041383 | 0.0067292 | 0.0042666 | 0.052379 | 0.31791 | 0.043204 | 0.024522 | 0.38564 | 0 | 146
1355_G_8 | SERC_Central_Kentucky | Kentucky | 21 | Mercer | 167 | 1355 | 8 | E W Brown | 12424 | 1995 | 9999 | Combustion Turbine |  |  |  | H2O |  | Fossil | G | 2030 | NaturalGas |  | 0.092431 | 0.019312 | 0.0095295 | 0.12127 | 0 | 0 | 0 | 0 | 0 | 0 | 0 | 0 | 0 | 0 | 0 | 0 | 7.4397 | 1.5545 | 0.76702 | 9.7612 | 5.4109 | 1.1306 | 0.55786 | 7.0993 | 6.4702e-09 | 1.3519e-09 | 6.6707e-10 | 8.4891e-09 | 0.0052797 | 0.0011031 | 0.00054433 | 0.0069271 | 0 | 0 | 0 | 0 | 0 | 0 | 0 | 0 | 2.3868 | 0.034297 | 0.007166 | 0.003536 | 0.044999 | 0.26335 | 0.045986 | 0.020313 | 0.32964 | 0 | 121
1355_G_9 | SERC_Central_Kentucky | Kentucky | 21 | Mercer | 167 | 1355 | 9 | E W Brown | 12424 | 1994 | 9999 | Combustion Turbine |  |  |  | H2O |  | Fossil | G | 2030 | NaturalGas |  | 0.092431 | 0.019312 | 0.0095295 | 0.12127 | 0 | 0 | 0 | 0 | 0 | 0 | 0 | 0 | 0 | 0 | 0 | 0 | 7.4397 | 1.5545 | 0.76702 | 9.7612 | 5.4109 | 1.1306 | 0.55786 | 7.0993 | 6.4702e-09 | 1.3519e-09 | 6.6707e-10 | 8.4891e-09 | 0.0054738 | 0.0011437 | 0.00056434 | 0.0071818 | 0 | 0 | 0 | 0 | 0 | 0 | 0 | 0 | 2.3868 | 0.034297 | 0.007166 | 0.003536 | 0.044999 | 0.26335 | 0.045986 | 0.020313 | 0.32964 | 0 | 121
1355_G_SOLAR | SERC_Central_Kentucky | Kentucky | 21 | Mercer | 167 | 1355 | SOLAR | E W Brown | 0 | 2016 | 9999 | Solar PV | [5 empty] | Non-Fossil | G | 2030 | Solar |  | 0 | 0 | 0 | 0 | 0 | 0 | 0 | 0 | 0 | 0 | 0 | 0 | 0 | 0 | 0 | 0 | 2.3181 | 5.2924 | 8.8071 | 16.4176 | 0 | 0 | 0 | 0 | 0 | 0 | 0 | 0 | 0 | 0 | 0 | 0 | 0 | 0 | 0 | 0 | 0 | 0 | 0 | 0 | 0.31598 | 0 | 0 | 0 | 0 | 0 | 0 | 0 | 0 | 0 | 10
1356_B_1 | SERC_Central_Kentucky | Kentucky | 21 | Carroll | 41 | 1356 | 1 | Ghent | 10759 | 1973 | 9999 | Coal Steam | tangential | dry | ESPC + Baghouse + Wet Scrubber + SCR + Mercury Control + DSI | LNC2 | Wet Scrubber | Fossil | B | 2030 |  | Coal Retirement | 0 | 0 | 0 | 0 | 0 | 0 | 0 | 0 | 0 | 0 | 0 | 0 | 0 | 0 | 0 | 0 | 0 | 0 | 0 | 0 | 0 | 0 | 0 | 0 | 0 | 0 | 0 | 0 | 0 | 0 | 0 | 0 | 0 | 0 | 0 | 0 | 0 | 0 | 0 | 0 | 0 | 0 | 0 | 0 | 0 | 0 | 0 | 0 | 0 | 0 | 474 | Scrubber / SCR / Mercury Control / DSI | Wet Scrubber
1356_B_2 | SERC_Central_Kentucky | Kentucky | 21 | Carroll | 41 | 1356 | 2 | Ghent | 10767 | 1977 | 9999 | Coal Steam | tangential | dry | ESPH + Baghouse + Wet Scrubber + Mercury Control + DSI | LNC3 | Wet Scrubber | Fossil | B | 2030 |  | Coal Retirement | 0 | 0 | 0 | 0 | 0 | 0 | 0 | 0 | 0 | 0 | 0 | 0 | 0 | 0 | 0 | 0 | 0 | 0 | 0 | 0 | 0 | 0 | 0 | 0 | 0 | 0 | 0 | 0 | 0 | 0 | 0 | 0 | 0 | 0 | 0 | 0 | 0 | 0 | 0 | 0 | 0 | 0 | 0 | 0 | 0 | 0 | 0 | 0 | 0 | 0 | 495 | Scrubber / Mercury Control / DSI | Wet Scrubber
1356_B_3 | SERC_Central_Kentucky | Kentucky | 21 | Carroll | 41 | 1356 | 3 | Ghent | 11003 | 1981 | 9999 | Coal Steam | wall | dry | ESPH + Baghouse + Wet Scrubber + SCR + Mercury Control + DSI | LNBO | Wet Scrubber | Fossil | B | 2030 |  | Coal Retirement | 0 | 0 | 0 | 0 | 0 | 0 | 0 | 0 | 0 | 0 | 0 | 0 | 0 | 0 | 0 | 0 | 0 | 0 | 0 | 0 | 0 | 0 | 0 | 0 | 0 | 0 | 0 | 0 | 0 | 0 | 0 | 0 | 0 | 0 | 0 | 0 | 0 | 0 | 0 | 0 | 0 | 0 | 0 | 0 | 0 | 0 | 0 | 0 | 0 | 0 | 485 | Scrubber / SCR / Mercury Control / DSI | Wet Scrubber
1356_B_4 | SERC_Central_Kentucky | Kentucky | 21 | Carroll | 41 | 1356 | 4 | Ghent | 10946 | 1984 | 9999 | Coal Steam | wall | dry | ESPH + Baghouse + Wet Scrubber + SCR + Mercury Control + DSI | LNBO | Wet Scrubber | Fossil | B | 2030 |  | Coal Retirement | 0 | 0 | 0 | 0 | 0 | 0 | 0 | 0 | 0 | 0 | 0 | 0 | 0 | 0 | 0 | 0 | 0 | 0 | 0 | 0 | 0 | 0 | 0 | 0 | 0 | 0 | 0 | 0 | 0 | 0 | 0 | 0 | 0 | 0 | 0 | 0 | 0 | 0 | 0 | 0 | 0 | 0 | 0 | 0 | 0 | 0 | 0 | 0 | 0 | 0 | 465 | Scrubber / SCR / Mercury Control / DSI | Wet Scrubber
1358_G_1 | SERC_Central_Kentucky | Kentucky | 21 | Fayette | 67 | 1358 | 1 | Haefling | 23799 | 1970 | 9999 | Combustion Turbine | [5 empty] | Fossil | G | 2030 | NaturalGas |  | 0.00050268 | 0 | 0 | 0.00050268 | 0 | 0 | 0 | 0 | 0 | 0 | 0 | 0 | 0 | 0 | 0 | 0 | 0.02075 | 0 | 0 | 0.02075 | 0.029427 | 0 | 0 | 0.029427 | 3.5188e-11 | 0 | 0 | 3.5188e-11 | 0.00014039 | 0 | 0 | 0.00014039 | 0 | 0 | 0 | 0 | 0 | 0 | 0 | 0 | 0.51685 | 0.00011537 | 0 | 0 | 0.00011537 | 0.0014322 | 0 | 0 | 0.0014322 | 0 | 19
1358_G_2 | SERC_Central_Kentucky | Kentucky | 21 | Fayette | 67 | 1358 | 2 | Haefling | 23821 | 1970 | 9999 | Combustion Turbine | [5 empty] | Fossil | G | 2030 | NaturalGas |  | 0.00050315 | 0 | 0 | 0.00050315 | 0 | 0 | 0 | 0 | 0 | 0 | 0 | 0 | 0 | 0 | 0 | 0 | 0.02075 | 0 | 0 | 0.02075 | 0.029454 | 0 | 0 | 0.029454 | 3.522e-11 | 0 | 0 | 3.522e-11 | 0.00014052 | 0 | 0 | 0.00014052 | 0 | 0 | 0 | 0 | 0 | 0 | 0 | 0 | 0.51685 | 0.00011537 | 0 | 0 | 0.00011537 | 0.0014335 | 0 | 0 | 0.0014335 | 0 | 19
1359_G_1 | SERC_Central_Kentucky | Kentucky | 21 | Mercer | 167 | 1359 | 1 | Mother Ann Lee | 0 | 2008 | 9999 | Hydro | [5 empty] | Non-Fossil | G | 2030 | Hydro |  | 0 | 0 | 0 | 0 | 0 | 0 | 0 | 0 | 0 | 0 | 0 | 0 | 0 | 0 | 0 | 0 | 0.35362 | 0.40463 | 0.46606 | 1.2243 | 0 | 0 | 0 | 0 | 0 | 0 | 0 | 0 | 0 | 0 | 0 | 0 | 0 | 0 | 0 | 0 | 0 | 0 | 0 | 0 | 0.011066 | 0.00049153 | 0.00056243 | 0.00064782 | 0.0017018 | 0 | 0 | 0 | 0 | 0 | 0.7
1359_G_2 | SERC_Central_Kentucky | Kentucky | 21 | Mercer | 167 | 1359 | 2 | Mother Ann Lee | 0 | 2007 | 9999 | Hydro | [5 empty] | Non-Fossil | G | 2030 | Hydro |  | 0 | 0 | 0 | 0 | 0 | 0 | 0 | 0 | 0 | 0 | 0 | 0 | 0 | 0 | 0 | 0 | 0.45465 | 0.52024 | 0.59922 | 1.5741 | 0 | 0 | 0 | 0 | 0 | 0 | 0 | 0 | 0 | 0 | 0 | 0 | 0 | 0 | 0 | 0 | 0 | 0 | 0 | 0 | 0.014227 | 0.00063196 | 0.00072313 | 0.00083291 | 0.002188 | 0 | 0 | 0 | 0 | 0 | 0.9
1359_G_3 | SERC_Central_Kentucky | Kentucky | 21 | Mercer | 167 | 1359 | 3 | Mother Ann Lee | 0 | 2007 | 9999 | Hydro | [5 empty] | Non-Fossil | G | 2030 | Hydro |  | 0 | 0 | 0 | 0 | 0 | 0 | 0 | 0 | 0 | 0 | 0 | 0 | 0 | 0 | 0 | 0 | 0.35362 | 0.40463 | 0.46606 | 1.2243 | 0 | 0 | 0 | 0 | 0 | 0 | 0 | 0 | 0 | 0 | 0 | 0 | 0 | 0 | 0 | 0 | 0 | 0 | 0 | 0 | 0.011066 | 0.00049153 | 0.00056243 | 0.00064782 | 0.0017018 | 0 | 0 | 0 | 0 | 0 | 0.7
136_B_2 | FRCC | Florida | 12 | Putnam | 107 | 136 | 2 | Seminole (FL) | 9871 | 1984 | 9999 | Coal Steam | wall | dry | ESPC + Wet Scrubber + SCR | LNBO | Wet Scrubber | Fossil | B | 2030 | Coal |  | 0 | 0 | 15.0195 | 15.0195 | 0 | 0 | 15.0195 | 15.0195 | 0 | 0 | 0 | 0 | 0 | 0 | 0 | 0 | 0 | 0 | 1521.5749 | 1521.5749 | 0 | 0 | 1564.2859 | 1564.2859 | 0 | 0 | 0.0032026 | 0.0032026 | 0 | 0 | 0.446 | 0.446 | 0 | 0 | 0.82156 | 0.82156 | 0 | 0 | 0.0075097 | 0.0075097 | 39.4539 | 0 | 0 | 7.6976 | 7.6976 | 0 | 0 | 40.9268 | 40.9268 | 0 | 657 | Scrubber / SCR | Wet Scrubber
1363_G_7A | SERC_Central_Kentucky | Kentucky | 21 | Jefferson | 111 | 1363 | 7A | Cane Run | 7050 | 2015 | 9999 | Combined Cycle |  |  |  | DLNB |  | Fossil | G | 2030 | NaturalGas |  | 2.6402 | 3.579 | 4.949 | 11.1681 | 0 | 0 | 0 | 0 | 0 | 0 | 0 | 0 | 0 | 0 | 0 | 0 | 374.4987 | 507.6538 | 701.9796 | 1584.1321 | 154.5582 | 209.5123 | 289.7119 | 653.7824 | 1.8482e-07 | 2.5053e-07 | 3.4643e-07 | 7.8177e-07 | 0.032772 | 0.044425 | 0.06143 | 0.13863 | 0 | 0 | 0 | 0 | 0 | 0 | 0 | 0 | 6.7283 | 0.85575 | 1.16 | 1.6041 | 3.6198 | 7.5222 | 8.522 | 10.5494 | 26.5936 | 0 | 213
1363_G_7B | SERC_Central_Kentucky | Kentucky | 21 | Jefferson | 111 | 1363 | 7B | Cane Run | 7050 | 2015 | 9999 | Combined Cycle |  |  |  | DLNB |  | Fossil | G | 2030 | NaturalGas |  | 2.6402 | 3.579 | 4.949 | 11.1681 | 0 | 0 | 0 | 0 | 0 | 0 | 0 | 0 | 0 | 0 | 0 | 0 | 374.4987 | 507.6538 | 701.9796 | 1584.1321 | 154.5582 | 209.5123 | 289.7119 | 653.7824 | 1.8482e-07 | 2.5053e-07 | 3.4643e-07 | 7.8177e-07 | 0.032772 | 0.044425 | 0.06143 | 0.13863 | 0 | 0 | 0 | 0 | 0 | 0 | 0 | 0 | 6.7283 | 0.85575 | 1.16 | 1.6041 | 3.6198 | 7.5222 | 8.522 | 10.5494 | 26.5936 | 0 | 213
1363_G_7S | SERC_Central_Kentucky | Kentucky | 21 | Jefferson | 111 | 1363 | 7S | Cane Run | 7050 | 2015 | 9999 | Combined Cycle | other |  |  | DLNB |  | Fossil | G | 2030 | NaturalGas |  | 2.9377 | 3.9822 | 5.5066 | 12.4265 | 0 | 0 | 0 | 0 | 0 | 0 | 0 | 0 | 0 | 0 | 0 | 0 | 416.6958 | 564.8542 | 781.0759 | 1762.6259 | 171.9733 | 233.1193 | 322.3555 | 727.448 | 2.0564e-07 | 2.7876e-07 | 3.8546e-07 | 8.6986e-07 | 0.036465 | 0.04943 | 0.068352 | 0.15425 | 0 | 0 | 0 | 0 | 0 | 0 | 0 | 0 | 7.4864 | 0.95218 | 1.2907 | 1.7848 | 4.0277 | 8.3698 | 9.4822 | 11.738 | 29.5901 | 0 | 237
1364_B_1 | SERC_Central_Kentucky | Kentucky | 21 | Jefferson | 111 | 1364 | 1 | Mill Creek (KY) | 10761 | 1972 | 9999 | Coal Steam | tangential | dry | ESPC + Baghouse + Wet Scrubber + Mercury Control + DSI | LNC3 | Wet Scrubber | Fossil | B | 2030 |  | Coal Retirement | 0 | 0 | 0 | 0 | 0 | 0 | 0 | 0 | 0 | 0 | 0 | 0 | 0 | 0 | 0 | 0 | 0 | 0 | 0 | 0 | 0 | 0 | 0 | 0 | 0 | 0 | 0 | 0 | 0 | 0 | 0 | 0 | 0 | 0 | 0 | 0 | 0 | 0 | 0 | 0 | 0 | 0 | 0 | 0 | 0 | 0 | 0 | 0 | 0 | 0 | 298.5 | Scrubber / Mercury Control / DSI | Wet Scrubber
1364_B_2 | SERC_Central_Kentucky | Kentucky | 21 | Jefferson | 111 | 1364 | 2 | Mill Creek (KY) | 10842 | 1974 | 9999 | Coal Steam | tangential | dry | ESPC + Baghouse + Wet Scrubber + Mercury Control + DSI | LNC3 | Wet Scrubber | Fossil | B | 2030 |  | Coal Retirement | 0 | 0 | 0 | 0 | 0 | 0 | 0 | 0 | 0 | 0 | 0 | 0 | 0 | 0 | 0 | 0 | 0 | 0 | 0 | 0 | 0 | 0 | 0 | 0 | 0 | 0 | 0 | 0 | 0 | 0 | 0 | 0 | 0 | 0 | 0 | 0 | 0 | 0 | 0 | 0 | 0 | 0 | 0 | 0 | 0 | 0 | 0 | 0 | 0 | 0 | 298.5 | Scrubber / Mercury Control / DSI | Wet Scrubber
1364_B_3 | SERC_Central_Kentucky | Kentucky | 21 | Jefferson | 111 | 1364 | 3 | Mill Creek (KY) | 10521 | 1978 | 9999 | Coal Steam | wall | dry | ESPC + Baghouse + Wet Scrubber + SCR + Mercury Control + DSI | LA + LNB | Wet Scrubber | Fossil | B | 2030 | Coal |  | 3.3404 | 0 | 8.4803 | 11.8207 | 3.3404 | 0 | 8.4803 | 11.8207 | 0 | 0 | 0 | 0 | 0 | 0 | 0 | 0 | 317.5027 | 0 | 806.034 | 1123.5367 | 347.9094 | 0 | 883.2264 | 1231.1357 | 0.00071229 | 0 | 0.0018083 | 0.0025206 | 0.12771 | 0 | 0.3242 | 0.45191 | 0.062126 | 0 | 0.15772 | 0.21984 | 0.0012095 | 0 | 0.0030705 | 0.0042799 | 27.1671 | 2.116 | 0 | 5.3719 | 7.488 | 6.1375 | 0 | 15.5811 | 21.7185 | 0 | 391 | Scrubber / SCR / Mercury Control / DSI | Wet Scrubber
1364_B_4 | SERC_Central_Kentucky | Kentucky | 21 | Jefferson | 111 | 1364 | 4 | Mill Creek (KY) | 10452 | 1982 | 9999 | Coal Steam | wall | dry | ESPC + Baghouse + Wet Scrubber + SCR + Mercury Control + DSI | LA + LNB | Wet Scrubber | Fossil | B | 2030 | Coal |  | 4.0184 | 0 | 10.1332 | 14.1516 | 4.0184 | 0 | 10.1332 | 14.1516 | 0 | 0 | 0 | 0 | 0 | 0 | 0 | 0 | 384.4644 | 0 | 969.4962 | 1353.9605 | 418.5209 | 0 | 1055.3758 | 1473.8967 | 0.00085686 | 0 | 0.0021607 | 0.0030176 | 0.14364 | 0 | 0.36221 | 0.50585 | 0.074734 | 0 | 0.18846 | 0.26319 | 0.0014549 | 0 | 0.0036689 | 0.0051239 | 33.1425 | 2.5625 | 0 | 6.4617 | 9.0242 | 7.3832 | 0 | 18.618 | 26.0011 | 0 | 477 | Scrubber / SCR / Mercury Control / DSI | Wet Scrubber
1365_G_1 | SERC_Central_Kentucky | Kentucky | 21 | Jefferson | 111 | 1365 | 1 | Ohio Falls | 0 | 1928 | 9999 | Hydro | [5 empty] | Non-Fossil | G | 2030 | Hydro |  | 0 | 0 | 0 | 0 | 0 | 0 | 0 | 0 | 0 | 0 | 0 | 0 | 0 | 0 | 0 | 0 | 9.4805 | 11.2625 | 13.284 | 34.027 | 0 | 0 | 0 | 0 | 0 | 0 | 0 | 0 | 0 | 0 | 0 | 0 | 0 | 0 | 0 | 0 | 0 | 0 | 0 | 0 | 0.19918 | 0.013178 | 0.015655 | 0.018465 | 0.047297 | 0 | 0 | 0 | 0 | 0 | 12.6
1365_G_2 | SERC_Central_Kentucky | Kentucky | 21 | Jefferson | 111 | 1365 | 2 | Ohio Falls | 0 | 1928 | 9999 | Hydro | [5 empty] | Non-Fossil | G | 2030 | Hydro |  | 0 | 0 | 0 | 0 | 0 | 0 | 0 | 0 | 0 | 0 | 0 | 0 | 0 | 0 | 0 | 0 | 9.4805 | 11.2625 | 13.284 | 34.027 | 0 | 0 | 0 | 0 | 0 | 0 | 0 | 0 | 0 | 0 | 0 | 0 | 0 | 0 | 0 | 0 | 0 | 0 | 0 | 0 | 0.19918 | 0.013178 | 0.015655 | 0.018465 | 0.047297 | 0 | 0 | 0 | 0 | 0 | 12.6
1365_G_3 | SERC_Central_Kentucky | Kentucky | 21 | Jefferson | 111 | 1365 | 3 | Ohio Falls | 0 | 1928 | 9999 | Hydro | [5 empty] | Non-Fossil | G | 2030 | Hydro |  | 0 | 0 | 0 | 0 | 0 | 0 | 0 | 0 | 0 | 0 | 0 | 0 | 0 | 0 | 0 | 0 | 9.4805 | 11.2625 | 13.284 | 34.027 | 0 | 0 | 0 | 0 | 0 | 0 | 0 | 0 | 0 | 0 | 0 | 0 | 0 | 0 | 0 | 0 | 0 | 0 | 0 | 0 | 0.19918 | 0.013178 | 0.015655 | 0.018465 | 0.047297 | 0 | 0 | 0 | 0 | 0 | 12.6
1365_G_4 | SERC_Central_Kentucky | Kentucky | 21 | Jefferson | 111 | 1365 | 4 | Ohio Falls | 0 | 1928 | 9999 | Hydro | [5 empty] | Non-Fossil | G | 2030 | Hydro |  | 0 | 0 | 0 | 0 | 0 | 0 | 0 | 0 | 0 | 0 | 0 | 0 | 0 | 0 | 0 | 0 | 9.4805 | 11.2625 | 13.284 | 34.027 | 0 | 0 | 0 | 0 | 0 | 0 | 0 | 0 | 0 | 0 | 0 | 0 | 0 | 0 | 0 | 0 | 0 | 0 | 0 | 0 | 0.19918 | 0.013178 | 0.015655 | 0.018465 | 0.047297 | 0 | 0 | 0 | 0 | 0 | 12.6
1365_G_5 | SERC_Central_Kentucky | Kentucky | 21 | Jefferson | 111 | 1365 | 5 | Ohio Falls | 0 | 1928 | 9999 | Hydro | [5 empty] | Non-Fossil | G | 2030 | Hydro |  | 0 | 0 | 0 | 0 | 0 | 0 | 0 | 0 | 0 | 0 | 0 | 0 | 0 | 0 | 0 | 0 | 9.4805 | 11.2625 | 13.284 | 34.027 | 0 | 0 | 0 | 0 | 0 | 0 | 0 | 0 | 0 | 0 | 0 | 0 | 0 | 0 | 0 | 0 | 0 | 0 | 0 | 0 | 0.19918 | 0.013178 | 0.015655 | 0.018465 | 0.047297 | 0 | 0 | 0 | 0 | 0 | 12.6
1365_G_6 | SERC_Central_Kentucky | Kentucky | 21 | Jefferson | 111 | 1365 | 6 | Ohio Falls | 0 | 1928 | 9999 | Hydro | [5 empty] | Non-Fossil | G | 2030 | Hydro |  | 0 | 0 | 0 | 0 | 0 | 0 | 0 | 0 | 0 | 0 | 0 | 0 | 0 | 0 | 0 | 0 | 9.4805 | 11.2625 | 13.284 | 34.027 | 0 | 0 | 0 | 0 | 0 | 0 | 0 | 0 | 0 | 0 | 0 | 0 | 0 | 0 | 0 | 0 | 0 | 0 | 0 | 0 | 0.19918 | 0.013178 | 0.015655 | 0.018465 | 0.047297 | 0 | 0 | 0 | 0 | 0 | 12.6
1365_G_7 | SERC_Central_Kentucky | Kentucky | 21 | Jefferson | 111 | 1365 | 7 | Ohio Falls | 0 | 1928 | 9999 | Hydro | [5 empty] | Non-Fossil | G | 2030 | Hydro |  | 0 | 0 | 0 | 0 | 0 | 0 | 0 | 0 | 0 | 0 | 0 | 0 | 0 | 0 | 0 | 0 | 9.4805 | 11.2625 | 13.284 | 34.027 | 0 | 0 | 0 | 0 | 0 | 0 | 0 | 0 | 0 | 0 | 0 | 0 | 0 | 0 | 0 | 0 | 0 | 0 | 0 | 0 | 0.19918 | 0.013178 | 0.015655 | 0.018465 | 0.047297 | 0 | 0 | 0 | 0 | 0 | 12.6
1365_G_8 | SERC_Central_Kentucky | Kentucky | 21 | Jefferson | 111 | 1365 | 8 | Ohio Falls | 0 | 1928 | 9999 | Hydro | [5 empty] | Non-Fossil | G | 2030 | Hydro |  | 0 | 0 | 0 | 0 | 0 | 0 | 0 | 0 | 0 | 0 | 0 | 0 | 0 | 0 | 0 | 0 | 9.4805 | 11.2625 | 13.284 | 34.027 | 0 | 0 | 0 | 0 | 0 | 0 | 0 | 0 | 0 | 0 | 0 | 0 | 0 | 0 | 0 | 0 | 0 | 0 | 0 | 0 | 0.19918 | 0.013178 | 0.015655 | 0.018465 | 0.047297 | 0 | 0 | 0 | 0 | 0 | 12.6
1366_G_11 | SERC_Central_Kentucky | Kentucky | 21 | Jefferson | 111 | 1366 | 11 | Paddys Run | 11117 | 1968 | 9999 | Combustion Turbine | [5 empty] | Fossil | G | 2030 | NaturalGas |  | 1.0253e-09 | 1.386e-09 | 3.1184e-09 | 5.5297e-09 | 0 | 0 | 0 | 0 | 0 | 0 | 0 | 0 | 0 | 0 | 0 | 0 | 9.2227e-08 | 1.2468e-07 | 2.8051e-07 | 4.9741e-07 | 6.0021e-08 | 8.1139e-08 | 1.8255e-07 | 3.2371e-07 | 7.1771e-17 | 9.7023e-17 | 2.1829e-16 | 3.8708e-16 | 3.5878e-10 | 4.8502e-10 | 1.0912e-09 | 1.935e-09 | 0 | 0 | 0 | 0 | 0 | 0 | 0 | 0 | 4.3071e-08 | 4.2517e-10 | 5.7477e-10 | 1.2931e-09 | 2.2931e-09 | 2.9212e-09 | 3.3004e-09 | 6.6473e-09 | 1.2869e-08 | 0 | 1.5217e-06
1366_G_12 | SERC_Central_Kentucky | Kentucky | 21 | Jefferson | 111 | 1366 | 12 | Paddys Run | 11117 | 1968 | 9999 | Combustion Turbine | [5 empty] | Fossil | G | 2030 | NaturalGas |  | 0.023582 | 0.031879 | 0.071723 | 0.12718 | 0 | 0 | 0 | 0 | 0 | 0 | 0 | 0 | 0 | 0 | 0 | 0 | 2.1212 | 2.8676 | 6.4516 | 11.4405 | 1.3805 | 1.8662 | 4.1987 | 7.4453 | 1.6507e-09 | 2.2315e-09 | 5.0206e-09 | 8.9029e-09 | 0.008252 | 0.011155 | 0.025098 | 0.044505 | 0 | 0 | 0 | 0 | 0 | 0 | 0 | 0 | 0.99064 | 0.0097789 | 0.01322 | 0.029742 | 0.052741 | 0.067187 | 0.075908 | 0.15289 | 0.29598 | 0 | 35
1366_G_13 | SERC_Central_Kentucky | Kentucky | 21 | Jefferson | 111 | 1366 | 13 | Paddys Run | 11117 | 2001 | 9999 | Combustion Turbine |  |  |  | DLNB |  | Fossil | G | 2030 | NaturalGas |  | 0.15072 | 0.23786 | 0.78121 | 1.1698 | 0 | 0 | 0 | 0 | 0 | 0 | 0 | 0 | 0 | 0 | 0 | 0 | 13.5575 | 21.3959 | 70.2715 | 105.225 | 8.8231 | 13.9242 | 45.732 | 68.4793 | 1.055e-08 | 1.665e-08 | 5.4685e-08 | 8.1885e-08 | 0.0071501 | 0.011284 | 0.037061 | 0.055495 | 0 | 0 | 0 | 0 | 0 | 0 | 0 | 0 | 2.8996 | 0.0625 | 0.098635 | 0.32395 | 0.48509 | 0.42941 | 0.56637 | 1.6653 | 2.661 | 0 | 147
1368_G_1 | SERC_Central_Kentucky | Kentucky | 21 | Jefferson | 111 | 1368 | 1 | Zorn | 24970 | 1969 | 9999 | Combustion Turbine | [5 empty] | Fossil | G | 2030 | NaturalGas |  | 4.3951e-11 | 0 | 0 | 4.3951e-11 | 0 | 0 | 0 | 0 | 0 | 0 | 0 | 0 | 0 | 0 | 0 | 0 | 1.7291e-09 | 0 | 0 | 1.7291e-09 | 2.5729e-09 | 0 | 0 | 2.5729e-09 | 3.0766e-18 | 0 | 0 | 3.0766e-18 | 5.5487e-12 | 0 | 0 | 5.5487e-12 | 0 | 0 | 0 | 0 | 0 | 0 | 0 | 0 | 4.3071e-08 | 9.6139e-12 | 0 | 0 | 9.6139e-12 | 1.2522e-10 | 0 | 0 | 1.2522e-10 | 0 | 1.5833e-06
1371_G_1 | SERC_Central_TVA | Kentucky | 21 | Lyon | 143 | 1371 | 1 | Barkley | 0 | 1966 | 9999 | Hydro | [5 empty] | Non-Fossil | G | 2030 | Hydro |  | 0 | 0 | 0 | 0 | 0 | 0 | 0 | 0 | 0 | 0 | 0 | 0 | 0 | 0 | 0 | 0 | 42.6672 | 46.3006 | 54.7266 | 143.6944 | 0 | 0 | 0 | 0 | 0 | 0 | 0 | 0 | 0 | 0 | 0 | 0 | 0 | 0 | 0 | 0 | 0 | 0 | 0 | 0 | 0.5849 | 0.059307 | 0.064358 | 0.07607 | 0.19974 | 0 | 0 | 0 | 0 | 0 | 37
1371_G_2 | SERC_Central_TVA | Kentucky | 21 | Lyon | 143 | 1371 | 2 | Barkley | 0 | 1966 | 9999 | Hydro | [5 empty] | Non-Fossil | G | 2030 | Hydro |  | 0 | 0 | 0 | 0 | 0 | 0 | 0 | 0 | 0 | 0 | 0 | 0 | 0 | 0 | 0 | 0 | 42.6672 | 46.3006 | 54.7266 | 143.6944 | 0 | 0 | 0 | 0 | 0 | 0 | 0 | 0 | 0 | 0 | 0 | 0 | 0 | 0 | 0 | 0 | 0 | 0 | 0 | 0 | 0.5849 | 0.059307 | 0.064358 | 0.07607 | 0.19974 | 0 | 0 | 0 | 0 | 0 | 37
1371_G_3 | SERC_Central_TVA | Kentucky | 21 | Lyon | 143 | 1371 | 3 | Barkley | 0 | 1966 | 9999 | Hydro | [5 empty] | Non-Fossil | G | 2030 | Hydro |  | 0 | 0 | 0 | 0 | 0 | 0 | 0 | 0 | 0 | 0 | 0 | 0 | 0 | 0 | 0 | 0 | 42.6672 | 46.3006 | 54.7266 | 143.6944 | 0 | 0 | 0 | 0 | 0 | 0 | 0 | 0 | 0 | 0 | 0 | 0 | 0 | 0 | 0 | 0 | 0 | 0 | 0 | 0 | 0.5849 | 0.059307 | 0.064358 | 0.07607 | 0.19974 | 0 | 0 | 0 | 0 | 0 | 37
1371_G_4 | SERC_Central_TVA | Kentucky | 21 | Lyon | 143 | 1371 | 4 | Barkley | 0 | 1966 | 9999 | Hydro | [5 empty] | Non-Fossil | G | 2030 | Hydro |  | 0 | 0 | 0 | 0 | 0 | 0 | 0 | 0 | 0 | 0 | 0 | 0 | 0 | 0 | 0 | 0 | 42.6672 | 46.3006 | 54.7266 | 143.6944 | 0 | 0 | 0 | 0 | 0 | 0 | 0 | 0 | 0 | 0 | 0 | 0 | 0 | 0 | 0 | 0 | 0 | 0 | 0 | 0 | 0.5849 | 0.059307 | 0.064358 | 0.07607 | 0.19974 | 0 | 0 | 0 | 0 | 0 | 37
1376_G_1 | SERC_Central_Kentucky | Kentucky | 21 | Bourbon | 17 | 1376 | 1 | Paris (KY) | 11207 | 1952 | 9999 | Combustion Turbine | [5 empty] | Fossil | G | 2030 | Oil |  | 0 | 0 | 0 | 0 | 0 | 0 | 0 | 0 | 0 | 0 | 0 | 0 | 0 | 0 | 0 | 0 | 0 | 0 | 0 | 0 | 0 | 0 | 0 | 0 | 0 | 0 | 0 | 0 | 0 | 0 | 0 | 0 | 0 | 0 | 0 | 0 | 0 | 0 | 0 | 0 | 0.0603 | 0 | 0 | 0 | 0 | 0 | 0 | 0 | 0 | 0 | 1.4
1376_G_2 | SERC_Central_Kentucky | Kentucky | 21 | Bourbon | 17 | 1376 | 2 | Paris (KY) | 11207 | 1954 | 9999 | Combustion Turbine | [5 empty] | Fossil | G | 2030 | Oil |  | 0 | 0 | 0 | 0 | 0 | 0 | 0 | 0 | 0 | 0 | 0 | 0 | 0 | 0 | 0 | 0 | 0 | 0 | 0 | 0 | 0 | 0 | 0 | 0 | 0 | 0 | 0 | 0 | 0 | 0 | 0 | 0 | 0 | 0 | 0 | 0 | 0 | 0 | 0 | 0 | 0.0603 | 0 | 0 | 0 | 0 | 0 | 0 | 0 | 0 | 0 | 1.4
1376_G_3 | SERC_Central_Kentucky | Kentucky | 21 | Bourbon | 17 | 1376 | 3 | Paris (KY) | 11195 | 1934 | 9999 | Combustion Turbine | [5 empty] | Fossil | G | 2030 | Oil |  | 0 | 0 | 0 | 0 | 0 | 0 | 0 | 0 | 0 | 0 | 0 | 0 | 0 | 0 | 0 | 0 | 0 | 0 | 0 | 0 | 0 | 0 | 0 | 0 | 0 | 0 | 0 | 0 | 0 | 0 | 0 | 0 | 0 | 0 | 0 | 0 | 0 | 0 | 0 | 0 | 0.034457 | 0 | 0 | 0 | 0 | 0 | 0 | 0 | 0 | 0 | 0.8
1376_G_4 | SERC_Central_Kentucky | Kentucky | 21 | Bourbon | 17 | 1376 | 4 | Paris (KY) | 11187 | 1947 | 9999 | Combustion Turbine | [5 empty] | Fossil | G | 2030 | Oil |  | 0 | 0 | 0 | 0 | 0 | 0 | 0 | 0 | 0 | 0 | 0 | 0 | 0 | 0 | 0 | 0 | 0 | 0 | 0 | 0 | 0 | 0 | 0 | 0 | 0 | 0 | 0 | 0 | 0 | 0 | 0 | 0 | 0 | 0 | 0 | 0 | 0 | 0 | 0 | 0 | 0.047378 | 0 | 0 | 0 | 0 | 0 | 0 | 0 | 0 | 0 | 1.1
1376_G_5 | SERC_Central_Kentucky | Kentucky | 21 | Bourbon | 17 | 1376 | 5 | Paris (KY) | 11204 | 1949 | 9999 | Combustion Turbine | [5 empty] | Fossil | G | 2030 | Oil |  | 0 | 0 | 0 | 0 | 0 | 0 | 0 | 0 | 0 | 0 | 0 | 0 | 0 | 0 | 0 | 0 | 0 | 0 | 0 | 0 | 0 | 0 | 0 | 0 | 0 | 0 | 0 | 0 | 0 | 0 | 0 | 0 | 0 | 0 | 0 | 0 | 0 | 0 | 0 | 0 | 0.051685 | 0 | 0 | 0 | 0 | 0 | 0 | 0 | 0 | 0 | 1.2
1376_G_6 | SERC_Central_Kentucky | Kentucky | 21 | Bourbon | 17 | 1376 | 6 | Paris (KY) | 11236 | 1974 | 9999 | Combustion Turbine | [5 empty] | Fossil | G | 2030 | Oil |  | 0 | 0 | 0 | 0 | 0 | 0 | 0 | 0 | 0 | 0 | 0 | 0 | 0 | 0 | 0 | 0 | 0 | 0 | 0 | 0 | 0 | 0 | 0 | 0 | 0 | 0 | 0 | 0 | 0 | 0 | 0 | 0 | 0 | 0 | 0 | 0 | 0 | 0 | 0 | 0 | 0.12921 | 0 | 0 | 0 | 0 | 0 | 0 | 0 | 0 | 0 | 3
1376_G_7 | SERC_Central_Kentucky | Kentucky | 21 | Bourbon | 17 | 1376 | 7 | Paris (KY) | 11197 | 1974 | 9999 | Combustion Turbine | [5 empty] | Fossil | G | 2030 | Oil |  | 0 | 0 | 0 | 0 | 0 | 0 | 0 | 0 | 0 | 0 | 0 | 0 | 0 | 0 | 0 | 0 | 0 | 0 | 0 | 0 | 0 | 0 | 0 | 0 | 0 | 0 | 0 | 0 | 0 | 0 | 0 | 0 | 0 | 0 | 0 | 0 | 0 | 0 | 0 | 0 | 0.12921 | 0 | 0 | 0 | 0 | 0 | 0 | 0 | 0 | 0 | 3
1377_G_1 | SERC_Central_TVA | Kentucky | 21 | Marshall | 157 | 1377 | 1 | Kentucky Dam | 0 | 1945 | 9999 | Hydro | [5 empty] | Non-Fossil | G | 2030 | Hydro |  | 0 | 0 | 0 | 0 | 0 | 0 | 0 | 0 | 0 | 0 | 0 | 0 | 0 | 0 | 0 | 0 | 50.7394 | 55.0602 | 65.0803 | 170.8798 | 0 | 0 | 0 | 0 | 0 | 0 | 0 | 0 | 0 | 0 | 0 | 0 | 0 | 0 | 0 | 0 | 0 | 0 | 0 | 0 | 0.69556 | 0.070528 | 0.076534 | 0.090462 | 0.23752 | 0 | 0 | 0 | 0 | 0 | 44
1377_G_2 | SERC_Central_TVA | Kentucky | 21 | Marshall | 157 | 1377 | 2 | Kentucky Dam | 0 | 1944 | 9999 | Hydro | [5 empty] | Non-Fossil | G | 2030 | Hydro |  | 0 | 0 | 0 | 0 | 0 | 0 | 0 | 0 | 0 | 0 | 0 | 0 | 0 | 0 | 0 | 0 | 52.3538 | 56.8121 | 67.151 | 176.3169 | 0 | 0 | 0 | 0 | 0 | 0 | 0 | 0 | 0 | 0 | 0 | 0 | 0 | 0 | 0 | 0 | 0 | 0 | 0 | 0 | 0.71769 | 0.072772 | 0.078969 | 0.09334 | 0.24508 | 0 | 0 | 0 | 0 | 0 | 45.4
1377_G_3 | SERC_Central_TVA | Kentucky | 21 | Marshall | 157 | 1377 | 3 | Kentucky Dam | 0 | 1944 | 9999 | Hydro | [5 empty] | Non-Fossil | G | 2030 | Hydro |  | 0 | 0 | 0 | 0 | 0 | 0 | 0 | 0 | 0 | 0 | 0 | 0 | 0 | 0 | 0 | 0 | 51.7772 | 56.1864 | 66.4115 | 174.3751 | 0 | 0 | 0 | 0 | 0 | 0 | 0 | 0 | 0 | 0 | 0 | 0 | 0 | 0 | 0 | 0 | 0 | 0 | 0 | 0 | 0.70979 | 0.07197 | 0.078099 | 0.092312 | 0.24238 | 0 | 0 | 0 | 0 | 0 | 44.9
1377_G_4 | SERC_Central_TVA | Kentucky | 21 | Marshall | 157 | 1377 | 4 | Kentucky Dam | 0 | 1945 | 9999 | Hydro | [5 empty] | Non-Fossil | G | 2030 | Hydro |  | 0 | 0 | 0 | 0 | 0 | 0 | 0 | 0 | 0 | 0 | 0 | 0 | 0 | 0 | 0 | 0 | 49.7015 | 53.9339 | 63.7491 | 167.3846 | 0 | 0 | 0 | 0 | 0 | 0 | 0 | 0 | 0 | 0 | 0 | 0 | 0 | 0 | 0 | 0 | 0 | 0 | 0 | 0 | 0.68133 | 0.069085 | 0.074968 | 0.088611 | 0.23266 | 0 | 0 | 0 | 0 | 0 | 43.1
1377_G_5 | SERC_Central_TVA | Kentucky | 21 | Marshall | 157 | 1377 | 5 | Kentucky Dam | 0 | 1948 | 9999 | Hydro | [5 empty] | Non-Fossil | G | 2030 | Hydro |  | 0 | 0 | 0 | 0 | 0 | 0 | 0 | 0 | 0 | 0 | 0 | 0 | 0 | 0 | 0 | 0 | 52.0079 | 56.4367 | 66.7073 | 175.1518 | 0 | 0 | 0 | 0 | 0 | 0 | 0 | 0 | 0 | 0 | 0 | 0 | 0 | 0 | 0 | 0 | 0 | 0 | 0 | 0 | 0.71295 | 0.072291 | 0.078447 | 0.092723 | 0.24346 | 0 | 0 | 0 | 0 | 0 | 45.1
1378_G_CTG1 | SERC_Central_TVA | Kentucky | 21 | Muhlenberg | 177 | 1378 | CTG1 | Paradise | 7178 | 2017 | 9999 | Combined Cycle |  |  | SCR |  |  | Fossil | G | 2030 | NaturalGas |  | 2.6629 | 3.6097 | 4.9915 | 11.2641 | 0 | 0 | 0 | 0 | 0 | 0 | 0 | 0 | 0 | 0 | 0 | 0 | 370.9823 | 502.8871 | 695.3882 | 1569.2576 | 155.8868 | 211.3132 | 292.2022 | 659.4022 | 1.864e-07 | 2.5268e-07 | 3.494e-07 | 7.8849e-07 | 0.073409 | 0.099509 | 0.029949 | 0.20287 | 0 | 0 | 0 | 0 | 0 | 0 | 0 | 0 | 6.6651 | 0.84772 | 1.1491 | 1.589 | 3.5858 | 7.4792 | 8.6713 | 11.5148 | 27.6653 | 0 | 211 | SCR
1378_G_CTG2 | SERC_Central_TVA | Kentucky | 21 | Muhlenberg | 177 | 1378 | CTG2 | Paradise | 7178 | 2017 | 9999 | Combined Cycle |  |  | SCR |  |  | Fossil | G | 2030 | NaturalGas |  | 2.6629 | 3.6097 | 4.9915 | 11.2641 | 0 | 0 | 0 | 0 | 0 | 0 | 0 | 0 | 0 | 0 | 0 | 0 | 370.9823 | 502.8871 | 695.3882 | 1569.2576 | 155.8868 | 211.3132 | 292.2022 | 659.4022 | 1.864e-07 | 2.5268e-07 | 3.494e-07 | 7.8849e-07 | 0.073409 | 0.099509 | 0.029949 | 0.20287 | 0 | 0 | 0 | 0 | 0 | 0 | 0 | 0 | 6.6651 | 0.84772 | 1.1491 | 1.589 | 3.5858 | 7.4792 | 8.6713 | 11.5148 | 27.6653 | 0 | 211 | SCR
1378_G_CTG3 | SERC_Central_TVA | Kentucky | 21 | Muhlenberg | 177 | 1378 | CTG3 | Paradise | 7178 | 2017 | 9999 | Combined Cycle |  |  | SCR |  |  | Fossil | G | 2030 | NaturalGas |  | 2.6629 | 3.6097 | 4.9915 | 11.2641 | 0 | 0 | 0 | 0 | 0 | 0 | 0 | 0 | 0 | 0 | 0 | 0 | 370.9823 | 502.8871 | 695.3882 | 1569.2576 | 155.8868 | 211.3132 | 292.2022 | 659.4022 | 1.864e-07 | 2.5268e-07 | 3.494e-07 | 7.8849e-07 | 0.073409 | 0.099509 | 0.029949 | 0.20287 | 0 | 0 | 0 | 0 | 0 | 0 | 0 | 0 | 6.6651 | 0.84772 | 1.1491 | 1.589 | 3.5858 | 7.4792 | 8.6713 | 11.5148 | 27.6653 | 0 | 211 | SCR
1378_G_STG1 | SERC_Central_TVA | Kentucky | 21 | Muhlenberg | 177 | 1378 | STG1 | Paradise | 7178 | 2017 | 9999 | Combined Cycle |  |  | SCR | LNB |  | Fossil | G | 2030 | NaturalGas |  | 5.8937 | 7.9893 | 11.0475 | 24.9306 | 0 | 0 | 0 | 0 | 0 | 0 | 0 | 0 | 0 | 0 | 0 | 0 | 821.084 | 1113.025 | 1539.082 | 3473.1911 | 345.0196 | 467.6933 | 646.7224 | 1459.4353 | 4.1256e-07 | 5.5925e-07 | 7.7333e-07 | 1.7451e-06 | 0.16247 | 0.22024 | 0.066285 | 0.449 | 0 | 0 | 0 | 0 | 0 | 0 | 0 | 0 | 14.7516 | 1.8762 | 2.5433 | 3.5169 | 7.9365 | 16.5534 | 19.1919 | 25.4854 | 61.2307 | 0 | 467 | SCR
1379_B_1 | SERC_Central_TVA | Kentucky | 21 | McCracken | 145 | 1379 | 1 | Shawnee | 11164 | 1953 | 9999 | Coal Steam | wall | dry | Baghouse + Cyclone + Dry Scrubber + SCR + DSI | LNB | Dry Scrubber | Fossil | B | 2030 | Coal |  | 1.6516 | 0 | 3.9573 | 5.6089 | 0 | 0 | 0 | 0 | 1.6516 | 0 | 3.9573 | 5.6089 | 0 | 0 | 0 | 0 | 147.9367 | 0 | 354.4735 | 502.4102 | 176.9652 | 0 | 424.0292 | 600.9944 | 0.00046337 | 0 | 0.0011103 | 0.0015736 | 0.15029 | 0 | 0.1563 | 0.30659 | 0.062917 | 0 | 0.15076 | 0.21367 | 0.00078646 | 0 | 0.0018844 | 0.0026709 | 10.0185 | 0.70058 | 0 | 1.6787 | 2.3793 | 2.8414 | 0 | 6.8082 | 9.6496 | 0 | 134 | Scrubber / SCR / DSI | Dry Scrubber
1379_B_2 | SERC_Central_TVA | Kentucky | 21 | McCracken | 145 | 1379 | 2 | Shawnee | 11162 | 1953 | 9999 | Coal Steam | wall | dry | Baghouse + Cyclone + DSI | LNB |  | Fossil | B | 2030 |  | Coal Retirement | 0 | 0 | 0 | 0 | 0 | 0 | 0 | 0 | 0 | 0 | 0 | 0 | 0 | 0 | 0 | 0 | 0 | 0 | 0 | 0 | 0 | 0 | 0 | 0 | 0 | 0 | 0 | 0 | 0 | 0 | 0 | 0 | 0 | 0 | 0 | 0 | 0 | 0 | 0 | 0 | 0 | 0 | 0 | 0 | 0 | 0 | 0 | 0 | 0 | 0 | 134 | DSI
1379_B_3 | SERC_Central_TVA | Kentucky | 21 | McCracken | 145 | 1379 | 3 | Shawnee | 11191 | 1953 | 9999 | Coal Steam | wall | dry | Baghouse + Cyclone + DSI | LNB |  | Fossil | B | 2030 |  | Coal Retirement | 0 | 0 | 0 | 0 | 0 | 0 | 0 | 0 | 0 | 0 | 0 | 0 | 0 | 0 | 0 | 0 | 0 | 0 | 0 | 0 | 0 | 0 | 0 | 0 | 0 | 0 | 0 | 0 | 0 | 0 | 0 | 0 | 0 | 0 | 0 | 0 | 0 | 0 | 0 | 0 | 0 | 0 | 0 | 0 | 0 | 0 | 0 | 0 | 0 | 0 | 134 | DSI
1379_B_4 | SERC_Central_TVA | Kentucky | 21 | McCracken | 145 | 1379 | 4 | Shawnee | 11152 | 1954 | 9999 | Coal Steam | wall | dry | Baghouse + Cyclone + Dry Scrubber + SCR + DSI | LNB | Dry Scrubber | Fossil | B | 2030 | Coal |  | 1.6498 | 0 | 3.9531 | 5.6029 | 0 | 0 | 0 | 0 | 1.6498 | 0 | 3.9531 | 5.6029 | 0 | 0 | 0 | 0 | 147.9367 | 0 | 354.4735 | 502.4102 | 176.775 | 0 | 423.5734 | 600.3484 | 0.00046287 | 0 | 0.0011091 | 0.001572 | 0.15396 | 0 | 0.16011 | 0.31407 | 0.062849 | 0 | 0.15059 | 0.21344 | 0.00078561 | 0 | 0.0018824 | 0.002668 | 10.0185 | 0.70058 | 0 | 1.6787 | 2.3793 | 2.8383 | 0 | 6.8009 | 9.6392 | 0 | 134 | Scrubber / SCR / DSI | Dry Scrubber
1379_B_5 | SERC_Central_TVA | Kentucky | 21 | McCracken | 145 | 1379 | 5 | Shawnee | 11200 | 1954 | 9999 | Coal Steam | wall | dry | Baghouse + Cyclone + DSI | LNB |  | Fossil | B | 2030 |  | Coal Retirement | 0 | 0 | 0 | 0 | 0 | 0 | 0 | 0 | 0 | 0 | 0 | 0 | 0 | 0 | 0 | 0 | 0 | 0 | 0 | 0 | 0 | 0 | 0 | 0 | 0 | 0 | 0 | 0 | 0 | 0 | 0 | 0 | 0 | 0 | 0 | 0 | 0 | 0 | 0 | 0 | 0 | 0 | 0 | 0 | 0 | 0 | 0 | 0 | 0 | 0 | 134 | DSI
1379_B_6 | SERC_Central_TVA | Kentucky | 21 | McCracken | 145 | 1379 | 6 | Shawnee | 11190 | 1954 | 9999 | Coal Steam | wall | dry | Baghouse + Cyclone + DSI | LNB + OFA |  | Fossil | B | 2030 |  | Coal Retirement | 0 | 0 | 0 | 0 | 0 | 0 | 0 | 0 | 0 | 0 | 0 | 0 | 0 | 0 | 0 | 0 | 0 | 0 | 0 | 0 | 0 | 0 | 0 | 0 | 0 | 0 | 0 | 0 | 0 | 0 | 0 | 0 | 0 | 0 | 0 | 0 | 0 | 0 | 0 | 0 | 0 | 0 | 0 | 0 | 0 | 0 | 0 | 0 | 0 | 0 | 134 | DSI
1379_B_7 | SERC_Central_TVA | Kentucky | 21 | McCracken | 145 | 1379 | 7 | Shawnee | 11178 | 1954 | 9999 | Coal Steam | wall | dry | Baghouse + Cyclone + DSI | LNB + OFA |  | Fossil | B | 2030 |  | Coal Retirement | 0 | 0 | 0 | 0 | 0 | 0 | 0 | 0 | 0 | 0 | 0 | 0 | 0 | 0 | 0 | 0 | 0 | 0 | 0 | 0 | 0 | 0 | 0 | 0 | 0 | 0 | 0 | 0 | 0 | 0 | 0 | 0 | 0 | 0 | 0 | 0 | 0 | 0 | 0 | 0 | 0 | 0 | 0 | 0 | 0 | 0 | 0 | 0 | 0 | 0 | 134 | DSI
1379_B_8 | SERC_Central_TVA | Kentucky | 21 | McCracken | 145 | 1379 | 8 | Shawnee | 11225 | 1955 | 9999 | Coal Steam | wall | dry | Baghouse + Cyclone + DSI | LNB + OFA |  | Fossil | B | 2030 |  | Coal Retirement | 0 | 0 | 0 | 0 | 0 | 0 | 0 | 0 | 0 | 0 | 0 | 0 | 0 | 0 | 0 | 0 | 0 | 0 | 0 | 0 | 0 | 0 | 0 | 0 | 0 | 0 | 0 | 0 | 0 | 0 | 0 | 0 | 0 | 0 | 0 | 0 | 0 | 0 | 0 | 0 | 0 | 0 | 0 | 0 | 0 | 0 | 0 | 0 | 0 | 0 | 134 | DSI
1379_B_9 | SERC_Central_TVA | Kentucky | 21 | McCracken | 145 | 1379 | 9 | Shawnee | 11187 | 1955 | 9999 | Coal Steam | wall | dry | Baghouse + Cyclone + DSI | LNB + OFA |  | Fossil | B | 2030 |  | Coal Retirement | 0 | 0 | 0 | 0 | 0 | 0 | 0 | 0 | 0 | 0 | 0 | 0 | 0 | 0 | 0 | 0 | 0 | 0 | 0 | 0 | 0 | 0 | 0 | 0 | 0 | 0 | 0 | 0 | 0 | 0 | 0 | 0 | 0 | 0 | 0 | 0 | 0 | 0 | 0 | 0 | 0 | 0 | 0 | 0 | 0 | 0 | 0 | 0 | 0 | 0 | 134 | DSI
1380_G_1 | SERC_Central_TVA | Kentucky | 21 | Russell | 207 | 1380 | 1 | Wolf Creek | 0 | 1952 | 9999 | Hydro | [5 empty] | Non-Fossil | G | 2030 | Hydro |  | 0 | 0 | 0 | 0 | 0 | 0 | 0 | 0 | 0 | 0 | 0 | 0 | 0 | 0 | 0 | 0 | 59.9647 | 65.0711 | 76.913 | 201.9489 | 0 | 0 | 0 | 0 | 0 | 0 | 0 | 0 | 0 | 0 | 0 | 0 | 0 | 0 | 0 | 0 | 0 | 0 | 0 | 0 | 0.82203 | 0.083351 | 0.090449 | 0.10691 | 0.28071 | 0 | 0 | 0 | 0 | 0 | 52
1380_G_2 | SERC_Central_TVA | Kentucky | 21 | Russell | 207 | 1380 | 2 | Wolf Creek | 0 | 1952 | 9999 | Hydro | [5 empty] | Non-Fossil | G | 2030 | Hydro |  | 0 | 0 | 0 | 0 | 0 | 0 | 0 | 0 | 0 | 0 | 0 | 0 | 0 | 0 | 0 | 0 | 59.9647 | 65.0711 | 76.913 | 201.9489 | 0 | 0 | 0 | 0 | 0 | 0 | 0 | 0 | 0 | 0 | 0 | 0 | 0 | 0 | 0 | 0 | 0 | 0 | 0 | 0 | 0.82203 | 0.083351 | 0.090449 | 0.10691 | 0.28071 | 0 | 0 | 0 | 0 | 0 | 52
1380_G_3 | SERC_Central_TVA | Kentucky | 21 | Russell | 207 | 1380 | 3 | Wolf Creek | 0 | 1952 | 9999 | Hydro | [5 empty] | Non-Fossil | G | 2030 | Hydro |  | 0 | 0 | 0 | 0 | 0 | 0 | 0 | 0 | 0 | 0 | 0 | 0 | 0 | 0 | 0 | 0 | 59.9647 | 65.0711 | 76.913 | 201.9489 | 0 | 0 | 0 | 0 | 0 | 0 | 0 | 0 | 0 | 0 | 0 | 0 | 0 | 0 | 0 | 0 | 0 | 0 | 0 | 0 | 0.82203 | 0.083351 | 0.090449 | 0.10691 | 0.28071 | 0 | 0 | 0 | 0 | 0 | 52
1380_G_4 | SERC_Central_TVA | Kentucky | 21 | Russell | 207 | 1380 | 4 | Wolf Creek | 0 | 1951 | 9999 | Hydro | [5 empty] | Non-Fossil | G | 2030 | Hydro |  | 0 | 0 | 0 | 0 | 0 | 0 | 0 | 0 | 0 | 0 | 0 | 0 | 0 | 0 | 0 | 0 | 59.9647 | 65.0711 | 76.913 | 201.9489 | 0 | 0 | 0 | 0 | 0 | 0 | 0 | 0 | 0 | 0 | 0 | 0 | 0 | 0 | 0 | 0 | 0 | 0 | 0 | 0 | 0.82203 | 0.083351 | 0.090449 | 0.10691 | 0.28071 | 0 | 0 | 0 | 0 | 0 | 52
1380_G_5 | SERC_Central_TVA | Kentucky | 21 | Russell | 207 | 1380 | 5 | Wolf Creek | 0 | 1951 | 9999 | Hydro | [5 empty] | Non-Fossil | G | 2030 | Hydro |  | 0 | 0 | 0 | 0 | 0 | 0 | 0 | 0 | 0 | 0 | 0 | 0 | 0 | 0 | 0 | 0 | 59.9647 | 65.0711 | 76.913 | 201.9489 | 0 | 0 | 0 | 0 | 0 | 0 | 0 | 0 | 0 | 0 | 0 | 0 | 0 | 0 | 0 | 0 | 0 | 0 | 0 | 0 | 0.82203 | 0.083351 | 0.090449 | 0.10691 | 0.28071 | 0 | 0 | 0 | 0 | 0 | 52
1380_G_6 | SERC_Central_TVA | Kentucky | 21 | Russell | 207 | 1380 | 6 | Wolf Creek | 0 | 1951 | 9999 | Hydro | [5 empty] | Non-Fossil | G | 2030 | Hydro |  | 0 | 0 | 0 | 0 | 0 | 0 | 0 | 0 | 0 | 0 | 0 | 0 | 0 | 0 | 0 | 0 | 59.9647 | 65.0711 | 76.913 | 201.9489 | 0 | 0 | 0 | 0 | 0 | 0 | 0 | 0 | 0 | 0 | 0 | 0 | 0 | 0 | 0 | 0 | 0 | 0 | 0 | 0 | 0.82203 | 0.083351 | 0.090449 | 0.10691 | 0.28071 | 0 | 0 | 0 | 0 | 0 | 52
1383_G_GEN2 | MISO_Indiana (including parts of Kentucky) | Kentucky | 21 | Webster | 233 | 1383 | GEN2 | Robert A Reid | 25000 | 1976 | 9999 | Combustion Turbine | [5 empty] | Fossil | G | 2030 | Oil |  | 0 | 0 | 0 | 0 | 0 | 0 | 0 | 0 | 0 | 0 | 0 | 0 | 0 | 0 | 0 | 0 | 0 | 0 | 0 | 0 | 0 | 0 | 0 | 0 | 0 | 0 | 0 | 0 | 0 | 0 | 0 | 0 | 0 | 0 | 0 | 0 | 0 | 0 | 0 | 0 | 2.4874 | 0 | 0 | 0 | 0 | 0 | 0 | 0 | 0 | 0 | 58
1384_B_1 | PJM West | Kentucky | 21 | Pulaski | 199 | 1384 | 1 | Cooper | 10639 | 1969 | 9999 | Coal Steam | wall | dry | ESPC + Baghouse + Dry Scrubber + Mercury Control | LNB + OFA | Dry Scrubber | Fossil | B | 2030 |  | Coal Retirement | 0 | 0 | 0 | 0 | 0 | 0 | 0 | 0 | 0 | 0 | 0 | 0 | 0 | 0 | 0 | 0 | 0 | 0 | 0 | 0 | 0 | 0 | 0 | 0 | 0 | 0 | 0 | 0 | 0 | 0 | 0 | 0 | 0 | 0 | 0 | 0 | 0 | 0 | 0 | 0 | 0 | 0 | 0 | 0 | 0 | 0 | 0 | 0 | 0 | 0 | 116 | Scrubber / Mercury Control | Dry Scrubber
1384_B_2 | PJM West | Kentucky | 21 | Pulaski | 199 | 1384 | 2 | Cooper | 10681 | 1969 | 9999 | Coal Steam | wall | dry | Baghouse + Dry Scrubber + SCR + Mercury Control | LNB | Dry Scrubber | Fossil | B | 2030 |  | Coal Retirement | 0 | 0 | 0 | 0 | 0 | 0 | 0 | 0 | 0 | 0 | 0 | 0 | 0 | 0 | 0 | 0 | 0 | 0 | 0 | 0 | 0 | 0 | 0 | 0 | 0 | 0 | 0 | 0 | 0 | 0 | 0 | 0 | 0 | 0 | 0 | 0 | 0 | 0 | 0 | 0 | 0 | 0 | 0 | 0 | 0 | 0 | 0 | 0 | 0 | 0 | 225 | Scrubber / SCR / Mercury Control | Dry Scrubber
1391_B_1A | MISO_Louisiana | Louisiana | 22 | East Baton Rouge | 33 | 1391 | 1A | Louisiana 1 | 4549 | 1954 | 9999 | Fossil Waste | tangential |  |  | LNC1 |  | Fossil | B | 2030 | Fwaste |  | 0.044794 | 0.053483 | 0.068482 | 0.16676 | 0 | 0 | 0 | 0 | 0 | 0 | 0 | 0 | 0 | 0 | 0 | 0 | 9.847 | 11.7572 | 15.0542 | 36.6584 | 17.3634 | 20.7316 | 26.5454 | 64.6405 | 0 | 0 | 0 | 0 | 0.0047872 | 0.0057159 | 0.0073188 | 0.017822 | 0.004326 | 0.0051652 | 0.0066136 | 0.016105 | 0 | 0 | 0 | 0 | 5.5216 | 0.068309 | 0.081559 | 0.10443 | 0.2543 | 0 | 0 | 0 | 0 | 0 | 21.3
1391_B_2A | MISO_Louisiana | Louisiana | 22 | East Baton Rouge | 33 | 1391 | 2A | Louisiana 1 | 4549 | 1954 | 9999 | Fossil Waste | tangential |  |  | LNC1 |  | Fossil | B | 2030 | Fwaste |  | 0.044794 | 0.053483 | 0.068482 | 0.16676 | 0 | 0 | 0 | 0 | 0 | 0 | 0 | 0 | 0 | 0 | 0 | 0 | 9.847 | 11.7572 | 15.0542 | 36.6584 | 17.3634 | 20.7316 | 26.5454 | 64.6405 | 0 | 0 | 0 | 0 | 0.0051814 | 0.0061866 | 0.0079215 | 0.019289 | 0.004326 | 0.0051652 | 0.0066136 | 0.016105 | 0 | 0 | 0 | 0 | 5.5216 | 0.068309 | 0.081559 | 0.10443 | 0.2543 | 0 | 0 | 0 | 0 | 0 | 21.3
1391_B_3A | MISO_Louisiana | Louisiana | 22 | East Baton Rouge | 33 | 1391 | 3A | Louisiana 1 | 4549 | 1953 | 9999 | Fossil Waste | tangential |  |  | LNC1 |  | Fossil | B | 2030 | Fwaste |  | 0.049421 | 0.059007 | 0.075555 | 0.18398 | 0 | 0 | 0 | 0 | 0 | 0 | 0 | 0 | 0 | 0 | 0 | 0 | 10.8641 | 12.9715 | 16.6091 | 40.4447 | 19.1568 | 22.8729 | 29.2872 | 71.317 | 0 | 0 | 0 | 0 | 0.0054553 | 0.0065136 | 0.0083401 | 0.020309 | 0.0047728 | 0.0056986 | 0.0072967 | 0.017768 | 0 | 0 | 0 | 0 | 6.0919 | 0.075364 | 0.089983 | 0.11522 | 0.28056 | 0 | 0 | 0 | 0 | 0 | 23.5
1391_B_4A | MISO_Louisiana | Louisiana | 22 | East Baton Rouge | 33 | 1391 | 4A | Louisiana 1 | 4549 | 1987 | 9999 | Fossil Waste |  |  |  | H2O |  | Fossil | B | 2030 | Fwaste |  | 0.044794 | 0.053483 | 0.068482 | 0.16676 | 0 | 0 | 0 | 0 | 0 | 0 | 0 | 0 | 0 | 0 | 0 | 0 | 9.847 | 11.7572 | 15.0542 | 36.6584 | 17.3634 | 20.7316 | 26.5454 | 64.6405 | 0 | 0 | 0 | 0 | 0.0077224 | 0.0092205 | 0.011806 | 0.028749 | 0.004326 | 0.0051652 | 0.0066136 | 0.016105 | 0 | 0 | 0 | 0 | 5.5216 | 0.068309 | 0.081559 | 0.10443 | 0.2543 | 0 | 0 | 0 | 0 | 0 | 21.3
1391_B_5A | MISO_Louisiana | Louisiana | 22 | East Baton Rouge | 33 | 1391 | 5A | Louisiana 1 | 4549 | 1999 | 9999 | Fossil Waste |  |  |  | DLNB |  | Fossil | B | 2030 | Fwaste |  | 0.075708 | 0.090394 | 0.11574 | 0.28185 | 0 | 0 | 0 | 0 | 0 | 0 | 0 | 0 | 0 | 0 | 0 | 0 | 16.6428 | 19.8713 | 25.4438 | 61.9578 | 29.3466 | 35.0394 | 44.8655 | 109.2515 | 0 | 0 | 0 | 0 | 0.0038276 | 0.0045701 | 0.0058517 | 0.014249 | 0.0073115 | 0.0087298 | 0.011178 | 0.027219 | 0 | 0 | 0 | 0 | 9.3323 | 0.11545 | 0.13785 | 0.1765 | 0.4298 | 0 | 0 | 0 | 0 | 0 | 36
1391_B_9 | MISO_Louisiana | Louisiana | 22 | East Baton Rouge | 33 | 1391 | 9 | Louisiana 1 | 4549 | 1949 | 9999 | Fossil Waste | wall |  |  |  |  | Fossil | B | 2030 | Fwaste |  | 0.0092532 | 0.011048 | 0.014146 | 0.034448 | 0 | 0 | 0 | 0 | 0 | 0 | 0 | 0 | 0 | 0 | 0 | 0 | 2.0341 | 2.4287 | 3.1098 | 7.5726 | 3.5868 | 4.2826 | 5.4836 | 13.353 | 0 | 0 | 0 | 0 | 0.00059784 | 0.00071381 | 0.00091398 | 0.0022256 | 0.00089363 | 0.001067 | 0.0013662 | 0.0033268 | 0 | 0 | 0 | 0 | 1.1406 | 0.014111 | 0.016848 | 0.021573 | 0.052531 | 0 | 0 | 0 | 0 | 0 | 4.4
1391_G_4A | MISO_Louisiana | Louisiana | 22 | East Baton Rouge | 33 | 1391 | 4A | Louisiana 1 | 4549 | 1987 | 9999 | Fossil Waste |  |  |  | H2O |  | Fossil | G | 2030 | Fwaste |  | 0.2103 | 0.2511 | 0.32151 | 0.78291 | 0 | 0 | 0 | 0 | 0 | 0 | 0 | 0 | 0 | 0 | 0 | 0 | 46.23 | 55.198 | 70.6771 | 172.1051 | 81.5184 | 97.3317 | 124.6264 | 303.4765 | 0 | 0 | 0 | 0 | 0.036255 | 0.043289 | 0.055428 | 0.13497 | 0.02031 | 0.02425 | 0.03105 | 0.075609 | 0 | 0 | 0 | 0 | 25.9231 | 0.3207 | 0.38291 | 0.49029 | 1.1939 | 0 | 0 | 0 | 0 | 0 | 100
1391_G_5A | MISO_Louisiana | Louisiana | 22 | East Baton Rouge | 33 | 1391 | 5A | Louisiana 1 | 4549 | 1999 | 9999 | Fossil Waste |  |  |  | H2O |  | Fossil | G | 2030 | Fwaste |  | 0.3247 | 0.38769 | 0.49641 | 1.2088 | 0 | 0 | 0 | 0 | 0 | 0 | 0 | 0 | 0 | 0 | 0 | 0 | 71.3792 | 85.2256 | 109.1255 | 265.7303 | 125.8644 | 150.2801 | 192.4232 | 468.5677 | 0 | 0 | 0 | 0 | 0.016416 | 0.019601 | 0.025097 | 0.061114 | 0.031358 | 0.037441 | 0.047941 | 0.11674 | 0 | 0 | 0 | 0 | 40.0253 | 0.49516 | 0.59121 | 0.757 | 1.8434 | 0 | 0 | 0 | 0 | 0 | 154.4
1393_B_1A | MISO_WOTAB (including Western) | Louisiana | 22 | Calcasieu | 19 | 1393 | 1A | R S Nelson | 12292 | 1992 | 9999 | Coal Steam | FBC | dry | Baghouse + Reagent Injection + DSI | CF + OFA | Reagent Injection | Fossil | B | 2030 | Pet. Coke |  | 0 | 0 | 0 | 0 | 0 | 0 | 0 | 0 | 0 | 0 | 0 | 0 | 0 | 0 | 0 | 0 | 0 | 0 | 0 | 0 | 0 | 0 | 0 | 0 | 0 | 0 | 0 | 0 | 0 | 0 | 0 | 0 | 0 | 0 | 0 | 0 | 0 | 0 | 0 | 0 | 3.2771 | 0 | 0 | 0 | 0 | 0 | 0 | 0 | 0 | 0 | 104 | DSI
1393_B_2A | MISO_WOTAB (including Western) | Louisiana | 22 | Calcasieu | 19 | 1393 | 2A | R S Nelson | 12292 | 1992 | 9999 | Coal Steam | FBC | dry | Baghouse + Reagent Injection + DSI | CF + OFA | Reagent Injection | Fossil | B | 2030 | Pet. Coke |  | 0 | 0 | 0 | 0 | 0 | 0 | 0 | 0 | 0 | 0 | 0 | 0 | 0 | 0 | 0 | 0 | 0 | 0 | 0 | 0 | 0 | 0 | 0 | 0 | 0 | 0 | 0 | 0 | 0 | 0 | 0 | 0 | 0 | 0 | 0 | 0 | 0 | 0 | 0 | 0 | 3.1513 | 0 | 0 | 0 | 0 | 0 | 0 | 0 | 0 | 0 | 100 | DSI
1393_B_4 | MISO_WOTAB (including Western) | Louisiana | 22 | Calcasieu | 19 | 1393 | 4 | R S Nelson | 11999 | 1970 | 9999 | O/G Steam | wall | dry |  | CM + FU |  | Fossil | B | 2030 |  | O/G Retirement | 0 | 0 | 0 | 0 | 0 | 0 | 0 | 0 | 0 | 0 | 0 | 0 | 0 | 0 | 0 | 0 | 0 | 0 | 0 | 0 | 0 | 0 | 0 | 0 | 0 | 0 | 0 | 0 | 0 | 0 | 0 | 0 | 0 | 0 | 0 | 0 | 0 | 0 | 0 | 0 | 0 | 0 | 0 | 0 | 0 | 0 | 0 | 0 | 0 | 0 | 1e-06
1393_B_6 | MISO_WOTAB (including Western) | Louisiana | 22 | Calcasieu | 19 | 1393 | 6 | R S Nelson | 11854 | 1982 | 9999 | Coal Steam | tangential | wet | ESPC + Mercury Control | LNC3 |  | Fossil | B | 2030 |  | Coal Retirement | 0 | 0 | 0 | 0 | 0 | 0 | 0 | 0 | 0 | 0 | 0 | 0 | 0 | 0 | 0 | 0 | 0 | 0 | 0 | 0 | 0 | 0 | 0 | 0 | 0 | 0 | 0 | 0 | 0 | 0 | 0 | 0 | 0 | 0 | 0 | 0 | 0 | 0 | 0 | 0 | 0 | 0 | 0 | 0 | 0 | 0 | 0 | 0 | 0 | 0 | 550 | Mercury Control
1396_G_6 | MISO_Louisiana | Louisiana | 22 | Evangeline | 39 | 1396 | 6 | Coughlin Power Station | 7629 | 1961 | 9999 | Combined Cycle |  |  | SCR | DLNB |  | Fossil | G | 2030 | NaturalGas |  | 1.3212 | 1.3591 | 2.4766 | 5.1569 | 0 | 0 | 0 | 0 | 0 | 0 | 0 | 0 | 0 | 0 | 0 | 0 | 173.1837 | 178.1547 | 324.6244 | 675.9627 | 77.3441 | 79.5642 | 144.9778 | 301.8861 | 9.2485e-08 | 9.514e-08 | 1.7336e-07 | 3.6098e-07 | 0.040341 | 0.041499 | 0.021305 | 0.10314 | 0 | 0 | 0 | 0 | 0 | 0 | 0 | 0 | 3.8204 | 0.39574 | 0.40709 | 0.74179 | 1.5446 | 3.5549 | 3.2339 | 5.5716 | 12.3603 | 0 | 98.5 | SCR
1396_G_7 | MISO_Louisiana | Louisiana | 22 | Evangeline | 39 | 1396 | 7 | Coughlin Power Station | 7629 | 1966 | 9999 | Combined Cycle |  |  | SCR | LNB |  | Fossil | G | 2030 | NaturalGas |  | 2.4211 | 2.4906 | 4.5383 | 9.45 | 0 | 0 | 0 | 0 | 0 | 0 | 0 | 0 | 0 | 0 | 0 | 0 | 317.3569 | 326.4662 | 594.87 | 1238.6931 | 141.7321 | 145.8004 | 265.6699 | 553.2024 | 1.6948e-07 | 1.7434e-07 | 3.1768e-07 | 6.615e-07 | 0.040193 | 0.041346 | 0.021227 | 0.10277 | 0 | 0 | 0 | 0 | 0 | 0 | 0 | 0 | 7.0009 | 0.72518 | 0.746 | 1.3593 | 2.8305 | 6.5144 | 5.926 | 10.2098 | 22.6502 | 0 | 180.5 | SCR
1396_G_U6CT | MISO_Louisiana | Louisiana | 22 | Evangeline | 39 | 1396 | U6CT | Coughlin Power Station | 7629 | 2000 | 9999 | Combined Cycle |  |  | SCR | DLNB |  | Fossil | G | 2030 | NaturalGas |  | 1.9758 | 2.0325 | 3.7035 | 7.7118 | 0 | 0 | 0 | 0 | 0 | 0 | 0 | 0 | 0 | 0 | 0 | 0 | 258.9843 | 266.4181 | 485.4535 | 1010.8559 | 115.6628 | 118.9828 | 216.8043 | 451.4499 | 1.3831e-07 | 1.4228e-07 | 2.5925e-07 | 5.3983e-07 | 0.060327 | 0.062058 | 0.031861 | 0.15425 | 0 | 0 | 0 | 0 | 0 | 0 | 0 | 0 | 5.7132 | 0.59179 | 0.60878 | 1.1093 | 2.3099 | 5.3161 | 4.836 | 8.3319 | 18.484 | 0 | 147.3 | SCR
1396_G_U72 | MISO_Louisiana | Louisiana | 22 | Evangeline | 39 | 1396 | U72 | Coughlin Power Station | 7629 | 2000 | 9999 | Combined Cycle |  |  | SCR | DLNB |  | Fossil | G | 2030 | NaturalGas |  | 2.0522 | 2.1112 | 3.8468 | 8.0102 | 0 | 0 | 0 | 0 | 0 | 0 | 0 | 0 | 0 | 0 | 0 | 0 | 269.0061 | 276.7276 | 504.2389 | 1049.9726 | 120.1386 | 123.587 | 225.1939 | 468.9195 | 1.4366e-07 | 1.4778e-07 | 2.6928e-07 | 5.6072e-07 | 0.034069 | 0.035047 | 0.017993 | 0.087109 | 0 | 0 | 0 | 0 | 0 | 0 | 0 | 0 | 5.9343 | 0.6147 | 0.63234 | 1.1522 | 2.3993 | 5.5219 | 5.0231 | 8.6543 | 19.1993 | 0 | 153 | SCR
1396_G_U7CT | MISO_Louisiana | Louisiana | 22 | Evangeline | 39 | 1396 | U7CT | Coughlin Power Station | 7629 | 2000 | 9999 | Combined Cycle |  |  | SCR | DLNB |  | Fossil | G | 2030 | NaturalGas |  | 2.0147 | 2.0725 | 3.7764 | 7.8636 | 0 | 0 | 0 | 0 | 0 | 0 | 0 | 0 | 0 | 0 | 0 | 0 | 264.0831 | 271.6633 | 495.011 | 1030.7574 | 117.94 | 121.3253 | 221.0727 | 460.338 | 1.4103e-07 | 1.4508e-07 | 2.6435e-07 | 5.5046e-07 | 0.033446 | 0.034406 | 0.017664 | 0.085515 | 0 | 0 | 0 | 0 | 0 | 0 | 0 | 0 | 5.8257 | 0.60345 | 0.62077 | 1.1311 | 2.3553 | 5.4208 | 4.9312 | 8.4959 | 18.8479 | 0 | 150.2 | SCR
14_G_1 | SERC_Southeastern | Alabama | 1 | Talladega | 121 | 14 | 1 | Logan Martin Dam | 0 | 1964 | 9999 | Hydro | [5 empty] | Non-Fossil | G | 2030 | Hydro |  | 0 | 0 | 0 | 0 | 0 | 0 | 0 | 0 | 0 | 0 | 0 | 0 | 0 | 0 | 0 | 0 | 30.9158 | 32.0971 | 26.9008 | 89.9136 | 0 | 0 | 0 | 0 | 0 | 0 | 0 | 0 | 0 | 0 | 0 | 0 | 0 | 0 | 0 | 0 | 0 | 0 | 0 | 0 | 0.67975 | 0.042973 | 0.044615 | 0.037392 | 0.12498 | 0 | 0 | 0 | 0 | 0 | 43
14_G_2 | SERC_Southeastern | Alabama | 1 | Talladega | 121 | 14 | 2 | Logan Martin Dam | 0 | 1964 | 9999 | Hydro | [5 empty] | Non-Fossil | G | 2030 | Hydro |  | 0 | 0 | 0 | 0 | 0 | 0 | 0 | 0 | 0 | 0 | 0 | 0 | 0 | 0 | 0 | 0 | 30.9158 | 32.0971 | 26.9008 | 89.9136 | 0 | 0 | 0 | 0 | 0 | 0 | 0 | 0 | 0 | 0 | 0 | 0 | 0 | 0 | 0 | 0 | 0 | 0 | 0 | 0 | 0.67975 | 0.042973 | 0.044615 | 0.037392 | 0.12498 | 0 | 0 | 0 | 0 | 0 | 43
14_G_3 | SERC_Southeastern | Alabama | 1 | Talladega | 121 | 14 | 3 | Logan Martin Dam | 0 | 1964 | 9999 | Hydro | [5 empty] | Non-Fossil | G | 2030 | Hydro |  | 0 | 0 | 0 | 0 | 0 | 0 | 0 | 0 | 0 | 0 | 0 | 0 | 0 | 0 | 0 | 0 | 30.9158 | 32.0971 | 26.9008 | 89.9136 | 0 | 0 | 0 | 0 | 0 | 0 | 0 | 0 | 0 | 0 | 0 | 0 | 0 | 0 | 0 | 0 | 0 | 0 | 0 | 0 | 0.67975 | 0.042973 | 0.044615 | 0.037392 | 0.12498 | 0 | 0 | 0 | 0 | 0 | 43
1400_B_3 | MISO_Louisiana | Louisiana | 22 | St Mary | 101 | 1400 | 3 | Teche | 11862 | 1971 | 9999 | O/G Steam | wall | dry |  |  |  | Fossil | B | 2030 | NaturalGas |  | 0 | 0 | 0 | 0 | 0 | 0 | 0 | 0 | 0 | 0 | 0 | 0 | 0 | 0 | 0 | 0 | 0 | 0 | 0 | 0 | 0 | 0 | 0 | 0 | 0 | 0 | 0 | 0 | 0 | 0 | 0 | 0 | 0 | 0 | 0 | 0 | 0 | 0 | 0 | 0 | 17.6032 | 0 | 0 | 0 | 0 | 0 | 0 | 0 | 0 | 0 | 331
1400_G_4 | MISO_Louisiana | Louisiana | 22 | St Mary | 101 | 1400 | 4 | Teche | 15171 | 2011 | 9999 | Combustion Turbine |  |  |  | DLNB |  | Fossil | G | 2030 | NaturalGas |  | 0.022516 | 0.0030904 | 0.017354 | 0.04296 | 0 | 0 | 0 | 0 | 0 | 0 | 0 | 0 | 0 | 0 | 0 | 0 | 1.4842 | 0.20371 | 1.1439 | 2.8317 | 1.3181 | 0.18091 | 1.0159 | 2.5149 | 1.5761e-09 | 2.1633e-10 | 1.2148e-09 | 3.0072e-09 | 0.00019195 | 2.6346e-05 | 0.00014794 | 0.00036624 | 0 | 0 | 0 | 0 | 0 | 0 | 0 | 0 | 0.67657 | 0.0082519 | 0.0011326 | 0.0063599 | 0.015744 | 0.060583 | 0.0073532 | 0.039041 | 0.10698 | 0 | 34.3
1402_B_3 | MISO_Amite South (including DSG) | Louisiana | 22 | St Charles | 89 | 1402 | 3 | Little Gypsy | 11224 | 1969 | 9999 | O/G Steam | wall | dry |  | CM + FU |  | Fossil | B | 2030 | NaturalGas |  | 0 | 0 | 0 | 0 | 0 | 0 | 0 | 0 | 0 | 0 | 0 | 0 | 0 | 0 | 0 | 0 | 0 | 0 | 0 | 0 | 0 | 0 | 0 | 0 | 0 | 0 | 0 | 0 | 0 | 0 | 0 | 0 | 0 | 0 | 0 | 0 | 0 | 0 | 0 | 0 | 27.8223 | 0 | 0 | 0 | 0 | 0 | 0 | 0 | 0 | 0 | 524
1403_B_5 | MISO_Amite South (including DSG) | Louisiana | 22 | Jefferson | 51 | 1403 | 5 | Nine Mile Point | 10484 | 1973 | 9999 | O/G Steam | tangential |  |  | FR + LA |  | Fossil | B | 2030 | NaturalGas |  | 4.0327 | 0 | 7.2723 | 11.305 | 0 | 0 | 0 | 0 | 0 | 0 | 0 | 0 | 0 | 0 | 0 | 0 | 384.6563 | 0 | 693.6535 | 1078.3098 | 236.0764 | 0 | 425.7183 | 661.7947 | 2.8229e-07 | 0 | 5.0906e-07 | 7.9135e-07 | 0.53966 | 0 | 0.97317 | 1.5128 | 0 | 0 | 0 | 0 | 0 | 0 | 0 | 0 | 31.3918 | 0.34634 | 0 | 0.62457 | 0.97091 | 11.2344 | 0 | 17.3354 | 28.5698 | 0 | 737
1403_G_6A | MISO_Amite South (including DSG) | Louisiana | 22 | Jefferson | 51 | 1403 | 6A | Nine Mile Point | 7050 | 2014 | 9999 | Combined Cycle |  |  | SCR | H2O |  | Fossil | G | 2030 | NaturalGas |  | 2.0812 | 2.8212 | 3.9011 | 8.8034 | 0 | 0 | 0 | 0 | 0 | 0 | 0 | 0 | 0 | 0 | 0 | 0 | 295.2034 | 400.1647 | 553.3445 | 1248.7126 | 121.8325 | 165.1508 | 228.3691 | 515.3524 | 1.4568e-07 | 1.9748e-07 | 2.7308e-07 | 6.1624e-07 | 0.01213 | 0.016443 | 0.022738 | 0.051311 | 0 | 0 | 0 | 0 | 0 | 0 | 0 | 0 | 5.3036 | 0.67456 | 0.9144 | 1.2644 | 2.8534 | 5.7977 | 6.9274 | 9.2993 | 22.0245 | 0 | 167.9 | SCR
1403_G_6B | MISO_Amite South (including DSG) | Louisiana | 22 | Jefferson | 51 | 1403 | 6B | Nine Mile Point | 7050 | 2014 | 9999 | Combined Cycle |  |  | SCR | H2O |  | Fossil | G | 2030 | NaturalGas |  | 2.0812 | 2.8212 | 3.9011 | 8.8034 | 0 | 0 | 0 | 0 | 0 | 0 | 0 | 0 | 0 | 0 | 0 | 0 | 295.2034 | 400.1647 | 553.3445 | 1248.7126 | 121.8325 | 165.1508 | 228.3691 | 515.3524 | 1.4568e-07 | 1.9748e-07 | 2.7308e-07 | 6.1624e-07 | 0.01213 | 0.016443 | 0.022738 | 0.051311 | 0 | 0 | 0 | 0 | 0 | 0 | 0 | 0 | 5.3036 | 0.67456 | 0.9144 | 1.2644 | 2.8534 | 5.7977 | 6.9274 | 9.2993 | 22.0245 | 0 | 167.9 | SCR
1403_G_6C | MISO_Amite South (including DSG) | Louisiana | 22 | Jefferson | 51 | 1403 | 6C | Nine Mile Point | 7050 | 2014 | 9999 | Combined Cycle |  |  | SCR | NH3 |  | Fossil | G | 2030 | NaturalGas |  | 2.7803 | 3.7688 | 5.2115 | 11.7606 | 0 | 0 | 0 | 0 | 0 | 0 | 0 | 0 | 0 | 0 | 0 | 0 | 394.3665 | 534.5857 | 739.2208 | 1668.1729 | 162.7578 | 220.6273 | 305.0816 | 688.4666 | 1.9462e-07 | 2.6382e-07 | 3.6481e-07 | 8.2324e-07 | 0.016205 | 0.021967 | 0.030375 | 0.068547 | 0 | 0 | 0 | 0 | 0 | 0 | 0 | 0 | 7.0852 | 0.90115 | 1.2216 | 1.6892 | 3.8119 | 7.7453 | 9.2544 | 12.4231 | 29.4228 | 0 | 224.3 | SCR
141_B_1 | WECC_Arizona | Arizona | 4 | Maricopa | 13 | 141 | 1 | Agua Fria | 12852 | 1958 | 9999 | O/G Steam | wall | dry |  |  |  | Fossil | B | 2030 | NaturalGas |  | 0 | 0 | 0 | 0 | 0 | 0 | 0 | 0 | 0 | 0 | 0 | 0 | 0 | 0 | 0 | 0 | 0 | 0 | 0 | 0 | 0 | 0 | 0 | 0 | 0 | 0 | 0 | 0 | 0 | 0 | 0 | 0 | 0 | 0 | 0 | 0 | 0 | 0 | 0 | 0 | 6.0663 | 0 | 0 | 0 | 0 | 0 | 0 | 0 | 0 | 0 | 113
141_B_2 | WECC_Arizona | Arizona | 4 | Maricopa | 13 | 141 | 2 | Agua Fria | 12776 | 1957 | 9999 | O/G Steam | wall | dry |  |  |  | Fossil | B | 2030 | NaturalGas |  | 0 | 0 | 0 | 0 | 0 | 0 | 0 | 0 | 0 | 0 | 0 | 0 | 0 | 0 | 0 | 0 | 0 | 0 | 0 | 0 | 0 | 0 | 0 | 0 | 0 | 0 | 0 | 0 | 0 | 0 | 0 | 0 | 0 | 0 | 0 | 0 | 0 | 0 | 0 | 0 | 6.0663 | 0 | 0 | 0 | 0 | 0 | 0 | 0 | 0 | 0 | 113
141_B_3 | WECC_Arizona | Arizona | 4 | Maricopa | 13 | 141 | 3 | Agua Fria | 11979 | 1961 | 9999 | O/G Steam | wall | dry |  |  |  | Fossil | B | 2030 | NaturalGas |  | 0 | 0 | 0 | 0 | 0 | 0 | 0 | 0 | 0 | 0 | 0 | 0 | 0 | 0 | 0 | 0 | 0 | 0 | 0 | 0 | 0 | 0 | 0 | 0 | 0 | 0 | 0 | 0 | 0 | 0 | 0 | 0 | 0 | 0 | 0 | 0 | 0 | 0 | 0 | 0 | 9.7169 | 0 | 0 | 0 | 0 | 0 | 0 | 0 | 0 | 0 | 181
141_G_AF4 | WECC_Arizona | Arizona | 4 | Maricopa | 13 | 141 | AF4 | Agua Fria | 25000 | 1975 | 9999 | Combustion Turbine | [5 empty] | Fossil | G | 2030 | Oil |  | 0 | 0 | 0 | 0 | 0 | 0 | 0 | 0 | 0 | 0 | 0 | 0 | 0 | 0 | 0 | 0 | 0 | 0 | 0 | 0 | 0 | 0 | 0 | 0 | 0 | 0 | 0 | 0 | 0 | 0 | 0 | 0 | 0 | 0 | 0 | 0 | 0 | 0 | 0 | 0 | 3.4385 | 0 | 0 | 0 | 0 | 0 | 0 | 0 | 0 | 0 | 73
141_G_AF5 | WECC_Arizona | Arizona | 4 | Maricopa | 13 | 141 | AF5 | Agua Fria | 25000 | 1974 | 9999 | Combustion Turbine | [5 empty] | Fossil | G | 2030 | Oil |  | 0 | 0 | 0 | 0 | 0 | 0 | 0 | 0 | 0 | 0 | 0 | 0 | 0 | 0 | 0 | 0 | 0 | 0 | 0 | 0 | 0 | 0 | 0 | 0 | 0 | 0 | 0 | 0 | 0 | 0 | 0 | 0 | 0 | 0 | 0 | 0 | 0 | 0 | 0 | 0 | 3.4385 | 0 | 0 | 0 | 0 | 0 | 0 | 0 | 0 | 0 | 73
141_G_AF6 | WECC_Arizona | Arizona | 4 | Maricopa | 13 | 141 | AF6 | Agua Fria | 25000 | 1974 | 9999 | Combustion Turbine | [5 empty] | Fossil | G | 2030 | Oil |  | 0 | 0 | 0 | 0 | 0 | 0 | 0 | 0 | 0 | 0 | 0 | 0 | 0 | 0 | 0 | 0 | 0 | 0 | 0 | 0 | 0 | 0 | 0 | 0 | 0 | 0 | 0 | 0 | 0 | 0 | 0 | 0 | 0 | 0 | 0 | 0 | 0 | 0 | 0 | 0 | 3.4385 | 0 | 0 | 0 | 0 | 0 | 0 | 0 | 0 | 0 | 73
141_G_PV-3 | WECC_Arizona | Arizona | 4 | Maricopa | 13 | 141 | PV-3 | Agua Fria | 0 | 2001 | 9999 | Solar PV | [5 empty] | Non-Fossil | G | 2030 | Solar |  | 0 | 0 | 0 | 0 | 0 | 0 | 0 | 0 | 0 | 0 | 0 | 0 | 0 | 0 | 0 | 0 | 0.086544 | 0.16281 | 0.24659 | 0.49594 | 0 | 0 | 0 | 0 | 0 | 0 | 0 | 0 | 0 | 0 | 0 | 0 | 0 | 0 | 0 | 0 | 0 | 0 | 0 | 0 | 0.009452 | 0 | 0 | 0 | 0 | 0 | 0 | 0 | 0 | 0 | 0.2
1417_B_3 | SPP West (Oklahoma, Arkansas, Louisiana) | Louisiana | 22 | Caddo | 17 | 1417 | 3 | Lieberman | 13044 | 1957 | 9999 | O/G Steam | tangential |  |  |  |  | Fossil | B | 2030 | NaturalGas |  | 0 | 0 | 0 | 0 | 0 | 0 | 0 | 0 | 0 | 0 | 0 | 0 | 0 | 0 | 0 | 0 | 0 | 0 | 0 | 0 | 0 | 0 | 0 | 0 | 0 | 0 | 0 | 0 | 0 | 0 | 0 | 0 | 0 | 0 | 0 | 0 | 0 | 0 | 0 | 0 | 5.6136 | 0 | 0 | 0 | 0 | 0 | 0 | 0 | 0 | 0 | 109
1417_B_4 | SPP West (Oklahoma, Arkansas, Louisiana) | Louisiana | 22 | Caddo | 17 | 1417 | 4 | Lieberman | 13408 | 1959 | 9999 | O/G Steam | tangential |  |  |  |  | Fossil | B | 2030 | NaturalGas |  | 0 | 0 | 0 | 0 | 0 | 0 | 0 | 0 | 0 | 0 | 0 | 0 | 0 | 0 | 0 | 0 | 0 | 0 | 0 | 0 | 0 | 0 | 0 | 0 | 0 | 0 | 0 | 0 | 0 | 0 | 0 | 0 | 0 | 0 | 0 | 0 | 0 | 0 | 0 | 0 | 5.5621 | 0 | 0 | 0 | 0 | 0 | 0 | 0 | 0 | 0 | 108
1439_B_14 | MISO_Amite South (including DSG) | Louisiana | 22 | Terrebonne | 109 | 1439 | 14 | Houma | 13548 | 1994 | 9999 | O/G Steam |  |  |  | FR |  | Fossil | B | 2030 | NaturalGas |  | 0.006047 | 0.0031315 | 0.021214 | 0.030392 | 0 | 0 | 0 | 0 | 0 | 0 | 0 | 0 | 0 | 0 | 0 | 0 | 0.44634 | 0.23114 | 1.5658 | 2.2433 | 0.35399 | 0.18332 | 1.2419 | 1.7792 | 4.2329e-10 | 2.192e-10 | 1.485e-09 | 2.1275e-09 | 0.00030235 | 0.00015657 | 0.0010607 | 0.0015196 | 0 | 0 | 0 | 0 | 0 | 0 | 0 | 0 | 0.17993 | 0.00039258 | 0.0002033 | 0.0013772 | 0.0019731 | 0.016846 | 0.0076894 | 0.050569 | 0.075104 | 0 | 10
1439_B_15 | MISO_Amite South (including DSG) | Louisiana | 22 | Terrebonne | 109 | 1439 | 15 | Houma | 13609 | 1969 | 9999 | O/G Steam | wall | dry |  |  |  | Fossil | B | 2030 | NaturalGas |  | 0.014274 | 0.0073921 | 0.050077 | 0.071743 | 0 | 0 | 0 | 0 | 0 | 0 | 0 | 0 | 0 | 0 | 0 | 0 | 1.0489 | 0.54318 | 3.6797 | 5.2718 | 0.83562 | 0.43273 | 2.9315 | 4.1999 | 9.9921e-10 | 5.1745e-10 | 3.5054e-09 | 5.022e-09 | 0.0018243 | 0.00094471 | 0.0063998 | 0.0091688 | 0 | 0 | 0 | 0 | 0 | 0 | 0 | 0 | 1.1812 | 0.00092257 | 0.00047776 | 0.0032365 | 0.0046368 | 0.039766 | 0.018151 | 0.11937 | 0.17729 | 0 | 23.5
1439_B_16 | MISO_Amite South (including DSG) | Louisiana | 22 | Terrebonne | 109 | 1439 | 16 | Houma | 14500 | 1976 | 9999 | O/G Steam | tangential |  |  | OFA |  | Fossil | B | 2030 | NaturalGas |  | 0 | 0 | 0 | 0 | 0 | 0 | 0 | 0 | 0 | 0 | 0 | 0 | 0 | 0 | 0 | 0 | 0 | 0 | 0 | 0 | 0 | 0 | 0 | 0 | 0 | 0 | 0 | 0 | 0 | 0 | 0 | 0 | 0 | 0 | 0 | 0 | 0 | 0 | 0 | 0 | 1.6377 | 0 | 0 | 0 | 0 | 0 | 0 | 0 | 0 | 0 | 39
145_G_HM1 | WECC_Arizona | Arizona | 4 | Maricopa | 13 | 145 | HM1 | Horse Mesa | 0 | 1927 | 9999 | Hydro | [5 empty] | Non-Fossil | G | 2030 | Hydro |  | 0 | 0 | 0 | 0 | 0 | 0 | 0 | 0 | 0 | 0 | 0 | 0 | 0 | 0 | 0 | 0 | 5.91 | 8.0225 | 11.2754 | 25.208 | 0 | 0 | 0 | 0 | 0 | 0 | 0 | 0 | 0 | 0 | 0 | 0 | 0 | 0 | 0 | 0 | 0 | 0 | 0 | 0 | 0.15808 | 0.0082149 | 0.011151 | 0.015673 | 0.035039 | 0 | 0 | 0 | 0 | 0 | 10
145_G_HM2 | WECC_Arizona | Arizona | 4 | Maricopa | 13 | 145 | HM2 | Horse Mesa | 0 | 1927 | 9999 | Hydro | [5 empty] | Non-Fossil | G | 2030 | Hydro |  | 0 | 0 | 0 | 0 | 0 | 0 | 0 | 0 | 0 | 0 | 0 | 0 | 0 | 0 | 0 | 0 | 5.91 | 8.0225 | 11.2754 | 25.208 | 0 | 0 | 0 | 0 | 0 | 0 | 0 | 0 | 0 | 0 | 0 | 0 | 0 | 0 | 0 | 0 | 0 | 0 | 0 | 0 | 0.15808 | 0.0082149 | 0.011151 | 0.015673 | 0.035039 | 0 | 0 | 0 | 0 | 0 | 10
145_G_HM3 | WECC_Arizona | Arizona | 4 | Maricopa | 13 | 145 | HM3 | Horse Mesa | 0 | 1927 | 9999 | Hydro | [5 empty] | Non-Fossil | G | 2030 | Hydro |  | 0 | 0 | 0 | 0 | 0 | 0 | 0 | 0 | 0 | 0 | 0 | 0 | 0 | 0 | 0 | 0 | 5.91 | 8.0225 | 11.2754 | 25.208 | 0 | 0 | 0 | 0 | 0 | 0 | 0 | 0 | 0 | 0 | 0 | 0 | 0 | 0 | 0 | 0 | 0 | 0 | 0 | 0 | 0.15808 | 0.0082149 | 0.011151 | 0.015673 | 0.035039 | 0 | 0 | 0 | 0 | 0 | 10
145_G_HM4 | WECC_Arizona | Arizona | 4 | Maricopa | 13 | 145 | HM4 | Horse Mesa | 0 | 1972 | 9999 | Pumped Storage | [5 empty] | Non-Fossil | G | 2030 | Pumps |  | 0 | 0 | 0 | 0 | 0 | 0 | 0 | 0 | 0 | 0 | 0 | 0 | 0 | 0 | 0 | 0 | 54.0587 | 73.2796 | 91.8998 | 219.2381 | 0 | 0 | 0 | 0 | 0 | 0 | 0 | 0 | 0 | 0 | 0 | 0 | 0 | 0 | 0 | 0 | 0 | 0 | 0 | 0 | 2.1759 | 0.00082152 | 0.0011136 | 0.0013966 | 0.0033317 | 0 | 0 | 0 | 0 | 0 | 119
1453_G_1 | MISO_Louisiana | Louisiana | 22 | Pointe Coupee | 77 | 1453 | 1 | New Roads | 13147 | 1965 | 9999 | Combustion Turbine | [5 empty] | Fossil | G | 2030 | NaturalGas |  | 0.0016855 | 0.00027736 | 0.0044645 | 0.0064273 | 0 | 0 | 0 | 0 | 0 | 0 | 0 | 0 | 0 | 0 | 0 | 0 | 0.1282 | 0.021097 | 0.33958 | 0.48888 | 0.098667 | 0.016236 | 0.26135 | 0.37626 | 1.1798e-10 | 1.9415e-11 | 3.1252e-10 | 4.4991e-10 | 0.00016854 | 2.7734e-05 | 0.00044643 | 0.0006427 | 0 | 0 | 0 | 0 | 0 | 0 | 0 | 0 | 0.077454 | 0.00060511 | 9.9576e-05 | 0.0016028 | 0.0023075 | 0.004535 | 0.00065992 | 0.010044 | 0.015239 | 0 | 1.8
1453_G_2 | MISO_Louisiana | Louisiana | 22 | Pointe Coupee | 77 | 1453 | 2 | New Roads | 13128 | 1953 | 9999 | Combustion Turbine | [5 empty] | Fossil | G | 2030 | NaturalGas |  | 0.00056101 | 9.2318e-05 | 0.001486 | 0.0021394 | 0 | 0 | 0 | 0 | 0 | 0 | 0 | 0 | 0 | 0 | 0 | 0 | 0.042734 | 0.0070322 | 0.11319 | 0.16296 | 0.032842 | 0.0054043 | 0.086992 | 0.12524 | 3.9271e-11 | 6.4623e-12 | 1.0402e-10 | 1.4975e-10 | 5.6098e-05 | 9.2314e-06 | 0.00014859 | 0.00021392 | 0 | 0 | 0 | 0 | 0 | 0 | 0 | 0 | 0.025818 | 0.0002017 | 3.3192e-05 | 0.00053428 | 0.00076918 | 0.0015095 | 0.00021966 | 0.0033431 | 0.0050723 | 0 | 0.6
1453_G_3 | MISO_Louisiana | Louisiana | 22 | Pointe Coupee | 77 | 1453 | 3 | New Roads | 13290 | 1957 | 9999 | Combustion Turbine | [5 empty] | Fossil | G | 2030 | NaturalGas |  | 0.00066259 | 0.00010903 | 0.0017551 | 0.0025267 | 0 | 0 | 0 | 0 | 0 | 0 | 0 | 0 | 0 | 0 | 0 | 0 | 0.049856 | 0.0082042 | 0.13206 | 0.19012 | 0.038788 | 0.0063828 | 0.10274 | 0.14791 | 4.6381e-11 | 7.6324e-12 | 1.2286e-10 | 1.7687e-10 | 6.6256e-05 | 1.0903e-05 | 0.0001755 | 0.00025266 | 0 | 0 | 0 | 0 | 0 | 0 | 0 | 0 | 0.030121 | 0.00023532 | 3.8724e-05 | 0.00062333 | 0.00089737 | 0.0017828 | 0.00025943 | 0.0039485 | 0.0059907 | 0 | 0.7
1453_G_4 | MISO_Louisiana | Louisiana | 22 | Pointe Coupee | 77 | 1453 | 4 | New Roads | 13265 | 1957 | 9999 | Combustion Turbine | [5 empty] | Fossil | G | 2030 | NaturalGas |  | 0.0011337 | 0.00018656 | 0.0030031 | 0.0043234 | 0 | 0 | 0 | 0 | 0 | 0 | 0 | 0 | 0 | 0 | 0 | 0 | 0.085468 | 0.014064 | 0.22639 | 0.32592 | 0.066369 | 0.010921 | 0.1758 | 0.25309 | 7.9361e-11 | 1.3059e-11 | 2.1021e-10 | 3.0263e-10 | 0.00011337 | 1.8655e-05 | 0.00030029 | 0.00043231 | 0 | 0 | 0 | 0 | 0 | 0 | 0 | 0 | 0.051636 | 0.00040341 | 6.6384e-05 | 0.0010686 | 0.0015384 | 0.0030505 | 0.0004439 | 0.006756 | 0.01025 | 0 | 1.2
1453_G_5 | MISO_Louisiana | Louisiana | 22 | Pointe Coupee | 77 | 1453 | 5 | New Roads | 13265 | 1951 | 9999 | Combustion Turbine | [5 empty] | Fossil | G | 2030 | NaturalGas |  | 0.0011337 | 0.00018656 | 0.0030031 | 0.0043234 | 0 | 0 | 0 | 0 | 0 | 0 | 0 | 0 | 0 | 0 | 0 | 0 | 0.085468 | 0.014064 | 0.22639 | 0.32592 | 0.066369 | 0.010921 | 0.1758 | 0.25309 | 7.9361e-11 | 1.3059e-11 | 2.1021e-10 | 3.0263e-10 | 0.00011337 | 1.8655e-05 | 0.00030029 | 0.00043231 | 0 | 0 | 0 | 0 | 0 | 0 | 0 | 0 | 0.051636 | 0.00040341 | 6.6384e-05 | 0.0010686 | 0.0015384 | 0.0030505 | 0.0004439 | 0.006756 | 0.01025 | 0 | 1.2
1453_G_6 | MISO_Louisiana | Louisiana | 22 | Pointe Coupee | 77 | 1453 | 6 | New Roads | 13215 | 1971 | 9999 | Combustion Turbine | [5 empty] | Fossil | G | 2030 | NaturalGas |  | 0.0014118 | 0.00023233 | 0.0037397 | 0.0053838 | 0 | 0 | 0 | 0 | 0 | 0 | 0 | 0 | 0 | 0 | 0 | 0 | 0.10683 | 0.01758 | 0.28299 | 0.4074 | 0.082648 | 0.0136 | 0.21892 | 0.31517 | 9.8828e-11 | 1.6263e-11 | 2.6178e-10 | 3.7687e-10 | 0.00014118 | 2.3231e-05 | 0.00037395 | 0.00053836 | 0 | 0 | 0 | 0 | 0 | 0 | 0 | 0 | 0.064545 | 0.00050426 | 8.298e-05 | 0.0013357 | 0.0019229 | 0.0037987 | 0.00055278 | 0.0084132 | 0.012765 | 0 | 1.5
1456_G_9 | MISO_WOTAB (including Western) | Louisiana | 22 | Acadia | 1 | 1456 | 9 | Rayne | 14667 | 1969 | 9999 | Combustion Turbine | [5 empty] | Fossil | G | 2030 | Oil |  | 0 | 0 | 0 | 0 | 0 | 0 | 0 | 0 | 0 | 0 | 0 | 0 | 0 | 0 | 0 | 0 | 0 | 0 | 0 | 0 | 0 | 0 | 0 | 0 | 0 | 0 | 0 | 0 | 0 | 0 | 0 | 0 | 0 | 0 | 0 | 0 | 0 | 0 | 0 | 0 | 0.15466 | 0 | 0 | 0 | 0 | 0 | 0 | 0 | 0 | 0 | 3.6
1464_B_1B1 | MISO_Louisiana | Louisiana | 22 | Pointe Coupee | 77 | 1464 | 1B1 | Big Cajun 1 | 14500 | 1972 | 9999 | O/G Steam | wall | dry |  | LNB + other |  | Fossil | B | 2030 | NaturalGas |  | 0 | 0 | 0 | 0 | 0 | 0 | 0 | 0 | 0 | 0 | 0 | 0 | 0 | 0 | 0 | 0 | 0 | 0 | 0 | 0 | 0 | 0 | 0 | 0 | 0 | 0 | 0 | 0 | 0 | 0 | 0 | 0 | 0 | 0 | 0 | 0 | 0 | 0 | 0 | 0 | 5.5452 | 0 | 0 | 0 | 0 | 0 | 0 | 0 | 0 | 0 | 110
1464_B_1B2 | MISO_Louisiana | Louisiana | 22 | Pointe Coupee | 77 | 1464 | 1B2 | Big Cajun 1 | 14500 | 1972 | 9999 | O/G Steam | wall | dry |  | LNB + other |  | Fossil | B | 2030 | NaturalGas |  | 0 | 0 | 0 | 0 | 0 | 0 | 0 | 0 | 0 | 0 | 0 | 0 | 0 | 0 | 0 | 0 | 0 | 0 | 0 | 0 | 0 | 0 | 0 | 0 | 0 | 0 | 0 | 0 | 0 | 0 | 0 | 0 | 0 | 0 | 0 | 0 | 0 | 0 | 0 | 0 | 5.5452 | 0 | 0 | 0 | 0 | 0 | 0 | 0 | 0 | 0 | 110
1464_G_3 | MISO_Louisiana | Louisiana | 22 | Pointe Coupee | 77 | 1464 | 3 | Big Cajun 1 | 12648 | 2001 | 9999 | Combustion Turbine |  |  |  | DLNB |  | Fossil | G | 2030 | NaturalGas |  | 0.089594 | 0.014743 | 0.044498 | 0.14883 | 0 | 0 | 0 | 0 | 0 | 0 | 0 | 0 | 0 | 0 | 0 | 0 | 7.0836 | 1.1657 | 3.5182 | 11.7675 | 5.2448 | 0.86307 | 2.6049 | 8.7128 | 6.2716e-09 | 1.032e-09 | 3.1148e-09 | 1.0418e-08 | 0.0034153 | 0.00056201 | 0.0016963 | 0.0056736 | 0 | 0 | 0 | 0 | 0 | 0 | 0 | 0 | 2.0711 | 0.046185 | 0.0076001 | 0.022938 | 0.076724 | 0.24106 | 0.035079 | 0.10011 | 0.37625 | 0 | 105
1464_G_4 | MISO_Louisiana | Louisiana | 22 | Pointe Coupee | 77 | 1464 | 4 | Big Cajun 1 | 12649 | 2001 | 9999 | Combustion Turbine |  |  |  | DLNB |  | Fossil | G | 2030 | NaturalGas |  | 0.089601 | 0.014744 | 0.044501 | 0.14885 | 0 | 0 | 0 | 0 | 0 | 0 | 0 | 0 | 0 | 0 | 0 | 0 | 7.0836 | 1.1657 | 3.5182 | 11.7675 | 5.2452 | 0.86314 | 2.6051 | 8.7135 | 6.2721e-09 | 1.0321e-09 | 3.1151e-09 | 1.0419e-08 | 0.0030926 | 0.0005089 | 0.001536 | 0.0051374 | 0 | 0 | 0 | 0 | 0 | 0 | 0 | 0 | 2.0711 | 0.046185 | 0.0076001 | 0.022938 | 0.076724 | 0.24108 | 0.035082 | 0.10012 | 0.37628 | 0 | 105
1469_G_EL01 | ISONE_Maine | Maine | 23 | Hancock | 9 | 1469 | EL01 | Ellsworth Hydro Station | 0 | 1924 | 9999 | Hydro | [5 empty] | Non-Fossil | G | 2030 | Hydro |  | 0 | 0 | 0 | 0 | 0 | 0 | 0 | 0 | 0 | 0 | 0 | 0 | 0 | 0 | 0 | 0 | 3.1185 | 3.9731 | 4.5589 | 11.6505 | 0 | 0 | 0 | 0 | 0 | 0 | 0 | 0 | 0 | 0 | 0 | 0 | 0 | 0 | 0 | 0 | 0 | 0 | 0 | 0 | 0.041101 | 0.0043347 | 0.0055226 | 0.0063369 | 0.016194 | 0 | 0 | 0 | 0 | 0 | 2.6
1469_G_EL02 | ISONE_Maine | Maine | 23 | Hancock | 9 | 1469 | EL02 | Ellsworth Hydro Station | 0 | 1938 | 9999 | Hydro | [5 empty] | Non-Fossil | G | 2030 | Hydro |  | 0 | 0 | 0 | 0 | 0 | 0 | 0 | 0 | 0 | 0 | 0 | 0 | 0 | 0 | 0 | 0 | 2.5188 | 3.209 | 3.6822 | 9.41 | 0 | 0 | 0 | 0 | 0 | 0 | 0 | 0 | 0 | 0 | 0 | 0 | 0 | 0 | 0 | 0 | 0 | 0 | 0 | 0 | 0.033197 | 0.0035011 | 0.0044605 | 0.0051183 | 0.01308 | 0 | 0 | 0 | 0 | 0 | 2.1
1469_G_EL03 | ISONE_Maine | Maine | 23 | Hancock | 9 | 1469 | EL03 | Ellsworth Hydro Station | 0 | 1938 | 9999 | Hydro | [5 empty] | Non-Fossil | G | 2030 | Hydro |  | 0 | 0 | 0 | 0 | 0 | 0 | 0 | 0 | 0 | 0 | 0 | 0 | 0 | 0 | 0 | 0 | 2.5188 | 3.209 | 3.6822 | 9.41 | 0 | 0 | 0 | 0 | 0 | 0 | 0 | 0 | 0 | 0 | 0 | 0 | 0 | 0 | 0 | 0 | 0 | 0 | 0 | 0 | 0.033197 | 0.0035011 | 0.0044605 | 0.0051183 | 0.01308 | 0 | 0 | 0 | 0 | 0 | 2.1
1469_G_EL04 | ISONE_Maine | Maine | 23 | Hancock | 9 | 1469 | EL04 | Ellsworth Hydro Station | 0 | 1924 | 9999 | Hydro | [5 empty] | Non-Fossil | G | 2030 | Hydro |  | 0 | 0 | 0 | 0 | 0 | 0 | 0 | 0 | 0 | 0 | 0 | 0 | 0 | 0 | 0 | 0 | 2.9985 | 3.8203 | 4.3836 | 11.2024 | 0 | 0 | 0 | 0 | 0 | 0 | 0 | 0 | 0 | 0 | 0 | 0 | 0 | 0 | 0 | 0 | 0 | 0 | 0 | 0 | 0.039521 | 0.0041679 | 0.0053102 | 0.0060932 | 0.015571 | 0 | 0 | 0 | 0 | 0 | 2.5
147_G_KY4 | WECC_Arizona | Arizona | 4 | Maricopa | 13 | 147 | KY4 | Kyrene | 24801 | 1971 | 9999 | Combustion Turbine | [5 empty] | Fossil | G | 2030 | Oil |  | 0 | 0 | 0 | 0 | 0 | 0 | 0 | 0 | 0 | 0 | 0 | 0 | 0 | 0 | 0 | 0 | 0 | 0 | 0 | 0 | 0 | 0 | 0 | 0 | 0 | 0 | 0 | 0 | 0 | 0 | 0 | 0 | 0 | 0 | 0 | 0 | 0 | 0 | 0 | 0 | 2.779 | 0 | 0 | 0 | 0 | 0 | 0 | 0 | 0 | 0 | 59
147_G_KY5 | WECC_Arizona | Arizona | 4 | Maricopa | 13 | 147 | KY5 | Kyrene | 24796 | 1973 | 9999 | Combustion Turbine | [5 empty] | Fossil | G | 2030 | Oil |  | 0 | 0 | 0 | 0 | 0 | 0 | 0 | 0 | 0 | 0 | 0 | 0 | 0 | 0 | 0 | 0 | 0 | 0 | 0 | 0 | 0 | 0 | 0 | 0 | 0 | 0 | 0 | 0 | 0 | 0 | 0 | 0 | 0 | 0 | 0 | 0 | 0 | 0 | 0 | 0 | 2.4964 | 0 | 0 | 0 | 0 | 0 | 0 | 0 | 0 | 0 | 53
147_G_KY6 | WECC_Arizona | Arizona | 4 | Maricopa | 13 | 147 | KY6 | Kyrene | 24796 | 1973 | 9999 | Combustion Turbine | [5 empty] | Fossil | G | 2030 | Oil |  | 0 | 0 | 0 | 0 | 0 | 0 | 0 | 0 | 0 | 0 | 0 | 0 | 0 | 0 | 0 | 0 | 0 | 0 | 0 | 0 | 0 | 0 | 0 | 0 | 0 | 0 | 0 | 0 | 0 | 0 | 0 | 0 | 0 | 0 | 0 | 0 | 0 | 0 | 0 | 0 | 2.4964 | 0 | 0 | 0 | 0 | 0 | 0 | 0 | 0 | 0 | 53
147_G_KY7 | WECC_Arizona | Arizona | 4 | Maricopa | 13 | 147 | KY7 | Kyrene | 7437 | 2002 | 9999 | Combined Cycle |  |  | SCR | DLNB |  | Fossil | G | 2030 | NaturalGas |  | 1.9352 | 2.6233 | 3.6275 | 8.186 | 0 | 0 | 0 | 0 | 0 | 0 | 0 | 0 | 0 | 0 | 0 | 0 | 260.2151 | 352.736 | 487.7605 | 1100.7115 | 113.2877 | 153.5678 | 212.3524 | 479.2079 | 1.3547e-07 | 1.8363e-07 | 2.5392e-07 | 5.7302e-07 | 0.0087317 | 0.011836 | 0.016367 | 0.036935 | 0 | 0 | 0 | 0 | 0 | 0 | 0 | 0 | 4.675 | 0.59461 | 0.80602 | 1.1146 | 2.5152 | 5.967 | 6.3747 | 9.5262 | 21.8679 | 0 | 148 | SCR
147_G_KY7A | WECC_Arizona | Arizona | 4 | Maricopa | 13 | 147 | KY7A | Kyrene | 7437 | 2002 | 9999 | Combined Cycle |  |  | SCR | LNB |  | Fossil | G | 2030 | NaturalGas |  | 1.386 | 1.8788 | 2.5981 | 5.8629 | 0 | 0 | 0 | 0 | 0 | 0 | 0 | 0 | 0 | 0 | 0 | 0 | 186.3703 | 252.6352 | 349.342 | 788.3474 | 81.1385 | 109.9878 | 152.0902 | 343.2165 | 9.7022e-08 | 1.3152e-07 | 1.8186e-07 | 4.1041e-07 | 0.0062538 | 0.0084774 | 0.011722 | 0.026454 | 0 | 0 | 0 | 0 | 0 | 0 | 0 | 0 | 3.3483 | 0.42587 | 0.57729 | 0.79827 | 1.8014 | 4.2737 | 4.5656 | 6.8228 | 15.6622 | 0 | 106 | SCR
1475_G_MF01 | ISONE_Maine | Maine | 23 | Penobscot | 19 | 1475 | MF01 | Milford Hydro Station | 0 | 2011 | 9999 | Hydro | [5 empty] | Non-Fossil | G | 2030 | Hydro |  | 0 | 0 | 0 | 0 | 0 | 0 | 0 | 0 | 0 | 0 | 0 | 0 | 0 | 0 | 0 | 0 | 1.0918 | 1.4265 | 1.6053 | 4.1236 | 0 | 0 | 0 | 0 | 0 | 0 | 0 | 0 | 0 | 0 | 0 | 0 | 0 | 0 | 0 | 0 | 0 | 0 | 0 | 0 | 0.011066 | 0.0015176 | 0.0019828 | 0.0022314 | 0.0057318 | 0 | 0 | 0 | 0 | 0 | 0.7
1475_G_MF02 | ISONE_Maine | Maine | 23 | Penobscot | 19 | 1475 | MF02 | Milford Hydro Station | 0 | 2011 | 9999 | Hydro | [5 empty] | Non-Fossil | G | 2030 | Hydro |  | 0 | 0 | 0 | 0 | 0 | 0 | 0 | 0 | 0 | 0 | 0 | 0 | 0 | 0 | 0 | 0 | 1.0918 | 1.4265 | 1.6053 | 4.1236 | 0 | 0 | 0 | 0 | 0 | 0 | 0 | 0 | 0 | 0 | 0 | 0 | 0 | 0 | 0 | 0 | 0 | 0 | 0 | 0 | 0.011066 | 0.0015176 | 0.0019828 | 0.0022314 | 0.0057318 | 0 | 0 | 0 | 0 | 0 | 0.7
1475_G_MF03 | ISONE_Maine | Maine | 23 | Penobscot | 19 | 1475 | MF03 | Milford Hydro Station | 0 | 1956 | 9999 | Hydro | [5 empty] | Non-Fossil | G | 2030 | Hydro |  | 0 | 0 | 0 | 0 | 0 | 0 | 0 | 0 | 0 | 0 | 0 | 0 | 0 | 0 | 0 | 0 | 2.4955 | 3.2606 | 3.6693 | 9.4254 | 0 | 0 | 0 | 0 | 0 | 0 | 0 | 0 | 0 | 0 | 0 | 0 | 0 | 0 | 0 | 0 | 0 | 0 | 0 | 0 | 0.025293 | 0.0034688 | 0.0045322 | 0.0051003 | 0.013101 | 0 | 0 | 0 | 0 | 0 | 1.6
1475_G_MF04 | ISONE_Maine | Maine | 23 | Penobscot | 19 | 1475 | MF04 | Milford Hydro Station | 0 | 1946 | 9999 | Hydro | [5 empty] | Non-Fossil | G | 2030 | Hydro |  | 0 | 0 | 0 | 0 | 0 | 0 | 0 | 0 | 0 | 0 | 0 | 0 | 0 | 0 | 0 | 0 | 2.4955 | 3.2606 | 3.6693 | 9.4254 | 0 | 0 | 0 | 0 | 0 | 0 | 0 | 0 | 0 | 0 | 0 | 0 | 0 | 0 | 0 | 0 | 0 | 0 | 0 | 0 | 0.025293 | 0.0034688 | 0.0045322 | 0.0051003 | 0.013101 | 0 | 0 | 0 | 0 | 0 | 1.6
1475_G_MF05 | ISONE_Maine | Maine | 23 | Penobscot | 19 | 1475 | MF05 | Milford Hydro Station | 0 | 1941 | 9999 | Hydro | [5 empty] | Non-Fossil | G | 2030 | Hydro |  | 0 | 0 | 0 | 0 | 0 | 0 | 0 | 0 | 0 | 0 | 0 | 0 | 0 | 0 | 0 | 0 | 2.4955 | 3.2606 | 3.6693 | 9.4254 | 0 | 0 | 0 | 0 | 0 | 0 | 0 | 0 | 0 | 0 | 0 | 0 | 0 | 0 | 0 | 0 | 0 | 0 | 0 | 0 | 0.025293 | 0.0034688 | 0.0045322 | 0.0051003 | 0.013101 | 0 | 0 | 0 | 0 | 0 | 1.6
1475_G_MF06 | ISONE_Maine | Maine | 23 | Penobscot | 19 | 1475 | MF06 | Milford Hydro Station | 0 | 1942 | 9999 | Hydro | [5 empty] | Non-Fossil | G | 2030 | Hydro |  | 0 | 0 | 0 | 0 | 0 | 0 | 0 | 0 | 0 | 0 | 0 | 0 | 0 | 0 | 0 | 0 | 2.4955 | 3.2606 | 3.6693 | 9.4254 | 0 | 0 | 0 | 0 | 0 | 0 | 0 | 0 | 0 | 0 | 0 | 0 | 0 | 0 | 0 | 0 | 0 | 0 | 0 | 0 | 0.025293 | 0.0034688 | 0.0045322 | 0.0051003 | 0.013101 | 0 | 0 | 0 | 0 | 0 | 1.6
1478_G_SW01 | ISONE_Maine | Maine | 23 | Penobscot | 19 | 1478 | SW01 | Stillwater Hydro Station | 0 | 1913 | 9999 | Hydro | [5 empty] | Non-Fossil | G | 2030 | Hydro |  | 0 | 0 | 0 | 0 | 0 | 0 | 0 | 0 | 0 | 0 | 0 | 0 | 0 | 0 | 0 | 0 | 0.77985 | 1.0189 | 1.1467 | 2.9454 | 0 | 0 | 0 | 0 | 0 | 0 | 0 | 0 | 0 | 0 | 0 | 0 | 0 | 0 | 0 | 0 | 0 | 0 | 0 | 0 | 0.0079041 | 0.001084 | 0.0014163 | 0.0015939 | 0.0040942 | 0 | 0 | 0 | 0 | 0 | 0.5
1478_G_SW02 | ISONE_Maine | Maine | 23 | Penobscot | 19 | 1478 | SW02 | Stillwater Hydro Station | 0 | 1913 | 9999 | Hydro | [5 empty] | Non-Fossil | G | 2030 | Hydro |  | 0 | 0 | 0 | 0 | 0 | 0 | 0 | 0 | 0 | 0 | 0 | 0 | 0 | 0 | 0 | 0 | 0.77985 | 1.0189 | 1.1467 | 2.9454 | 0 | 0 | 0 | 0 | 0 | 0 | 0 | 0 | 0 | 0 | 0 | 0 | 0 | 0 | 0 | 0 | 0 | 0 | 0 | 0 | 0.0079041 | 0.001084 | 0.0014163 | 0.0015939 | 0.0040942 | 0 | 0 | 0 | 0 | 0 | 0.5
1478_G_SW03 | ISONE_Maine | Maine | 23 | Penobscot | 19 | 1478 | SW03 | Stillwater Hydro Station | 0 | 1916 | 9999 | Hydro | [5 empty] | Non-Fossil | G | 2030 | Hydro |  | 0 | 0 | 0 | 0 | 0 | 0 | 0 | 0 | 0 | 0 | 0 | 0 | 0 | 0 | 0 | 0 | 0.77985 | 1.0189 | 1.1467 | 2.9454 | 0 | 0 | 0 | 0 | 0 | 0 | 0 | 0 | 0 | 0 | 0 | 0 | 0 | 0 | 0 | 0 | 0 | 0 | 0 | 0 | 0.0079041 | 0.001084 | 0.0014163 | 0.0015939 | 0.0040942 | 0 | 0 | 0 | 0 | 0 | 0.5
1478_G_SW04 | ISONE_Maine | Maine | 23 | Penobscot | 19 | 1478 | SW04 | Stillwater Hydro Station | 0 | 1929 | 9999 | Hydro | [5 empty] | Non-Fossil | G | 2030 | Hydro |  | 0 | 0 | 0 | 0 | 0 | 0 | 0 | 0 | 0 | 0 | 0 | 0 | 0 | 0 | 0 | 0 | 0.93582 | 1.2227 | 1.376 | 3.5345 | 0 | 0 | 0 | 0 | 0 | 0 | 0 | 0 | 0 | 0 | 0 | 0 | 0 | 0 | 0 | 0 | 0 | 0 | 0 | 0 | 0.0094849 | 0.0013008 | 0.0016996 | 0.0019126 | 0.004913 | 0 | 0 | 0 | 0 | 0 | 0.6
148_G_MF1 | WECC_Arizona | Arizona | 4 | Maricopa | 13 | 148 | MF1 | Mormon Flat | 0 | 1926 | 9999 | Hydro | [5 empty] | Non-Fossil | G | 2030 | Hydro |  | 0 | 0 | 0 | 0 | 0 | 0 | 0 | 0 | 0 | 0 | 0 | 0 | 0 | 0 | 0 | 0 | 6.7965 | 9.2259 | 12.9667 | 28.9892 | 0 | 0 | 0 | 0 | 0 | 0 | 0 | 0 | 0 | 0 | 0 | 0 | 0 | 0 | 0 | 0 | 0 | 0 | 0 | 0 | 0.18179 | 0.0094472 | 0.012824 | 0.018024 | 0.040295 | 0 | 0 | 0 | 0 | 0 | 11.5
148_G_MF2 | WECC_Arizona | Arizona | 4 | Maricopa | 13 | 148 | MF2 | Mormon Flat | 0 | 1971 | 9999 | Pumped Storage | [5 empty] | Non-Fossil | G | 2030 | Pumps |  | 0 | 0 | 0 | 0 | 0 | 0 | 0 | 0 | 0 | 0 | 0 | 0 | 0 | 0 | 0 | 0 | 26.0299 | 35.285 | 44.2509 | 105.5659 | 0 | 0 | 0 | 0 | 0 | 0 | 0 | 0 | 0 | 0 | 0 | 0 | 0 | 0 | 0 | 0 | 0 | 0 | 0 | 0 | 1.0477 | 0.00039557 | 0.00053622 | 0.00067248 | 0.0016043 | 0 | 0 | 0 | 0 | 0 | 57.3
1480_G_328 | ISONE_Maine | Maine | 23 | Androscoggin | 1 | 1480 | 328 | Androscoggin 3 | 0 | 1928 | 9999 | Hydro | [5 empty] | Non-Fossil | G | 2030 | Hydro |  | 0 | 0 | 0 | 0 | 0 | 0 | 0 | 0 | 0 | 0 | 0 | 0 | 0 | 0 | 0 | 0 | 1.5597e-06 | 2.0379e-06 | 2.2933e-06 | 5.8909e-06 | 0 | 0 | 0 | 0 | 0 | 0 | 0 | 0 | 0 | 0 | 0 | 0 | 0 | 0 | 0 | 0 | 0 | 0 | 0 | 0 | 1.5808e-08 | 2.168e-09 | 2.8326e-09 | 3.1877e-09 | 8.1883e-09 | 0 | 0 | 0 | 0 | 0 | 1e-06
1481_G_1 | ISONE_Maine | Maine | 23 | York | 31 | 1481 | 1 | Bar Mills | 0 | 1956 | 9999 | Hydro | [5 empty] | Non-Fossil | G | 2030 | Hydro |  | 0 | 0 | 0 | 0 | 0 | 0 | 0 | 0 | 0 | 0 | 0 | 0 | 0 | 0 | 0 | 0 | 1.1994e-06 | 1.5281e-06 | 1.7534e-06 | 4.4809e-06 | 0 | 0 | 0 | 0 | 0 | 0 | 0 | 0 | 0 | 0 | 0 | 0 | 0 | 0 | 0 | 0 | 0 | 0 | 0 | 0 | 1.5808e-08 | 1.6672e-09 | 2.1241e-09 | 2.4373e-09 | 6.2285e-09 | 0 | 0 | 0 | 0 | 0 | 1e-06
1481_G_2 | ISONE_Maine | Maine | 23 | York | 31 | 1481 | 2 | Bar Mills | 0 | 1956 | 9999 | Hydro | [5 empty] | Non-Fossil | G | 2030 | Hydro |  | 0 | 0 | 0 | 0 | 0 | 0 | 0 | 0 | 0 | 0 | 0 | 0 | 0 | 0 | 0 | 0 | 1.1994e-06 | 1.5281e-06 | 1.7534e-06 | 4.4809e-06 | 0 | 0 | 0 | 0 | 0 | 0 | 0 | 0 | 0 | 0 | 0 | 0 | 0 | 0 | 0 | 0 | 0 | 0 | 0 | 0 | 1.5808e-08 | 1.6672e-09 | 2.1241e-09 | 2.4373e-09 | 6.2285e-09 | 0 | 0 | 0 | 0 | 0 | 1e-06
1482_G_1 | ISONE_Maine | Maine | 23 | York | 31 | 1482 | 1 | Bonny Eagle | 0 | 1910 | 9999 | Hydro | [5 empty] | Non-Fossil | G | 2030 | Hydro |  | 0 | 0 | 0 | 0 | 0 | 0 | 0 | 0 | 0 | 0 | 0 | 0 | 0 | 0 | 0 | 0 | 1.7991 | 2.2922 | 2.6301 | 6.7214 | 0 | 0 | 0 | 0 | 0 | 0 | 0 | 0 | 0 | 0 | 0 | 0 | 0 | 0 | 0 | 0 | 0 | 0 | 0 | 0 | 0.023712 | 0.0025008 | 0.0031861 | 0.0036559 | 0.0093428 | 0 | 0 | 0 | 0 | 0 | 1.5
1482_G_2 | ISONE_Maine | Maine | 23 | York | 31 | 1482 | 2 | Bonny Eagle | 0 | 1910 | 9999 | Hydro | [5 empty] | Non-Fossil | G | 2030 | Hydro |  | 0 | 0 | 0 | 0 | 0 | 0 | 0 | 0 | 0 | 0 | 0 | 0 | 0 | 0 | 0 | 0 | 1.7991 | 2.2922 | 2.6301 | 6.7214 | 0 | 0 | 0 | 0 | 0 | 0 | 0 | 0 | 0 | 0 | 0 | 0 | 0 | 0 | 0 | 0 | 0 | 0 | 0 | 0 | 0.023712 | 0.0025008 | 0.0031861 | 0.0036559 | 0.0093428 | 0 | 0 | 0 | 0 | 0 | 1.5
1482_G_3 | ISONE_Maine | Maine | 23 | York | 31 | 1482 | 3 | Bonny Eagle | 0 | 1910 | 9999 | Hydro | [5 empty] | Non-Fossil | G | 2030 | Hydro |  | 0 | 0 | 0 | 0 | 0 | 0 | 0 | 0 | 0 | 0 | 0 | 0 | 0 | 0 | 0 | 0 | 1.7991 | 2.2922 | 2.6301 | 6.7214 | 0 | 0 | 0 | 0 | 0 | 0 | 0 | 0 | 0 | 0 | 0 | 0 | 0 | 0 | 0 | 0 | 0 | 0 | 0 | 0 | 0.023712 | 0.0025008 | 0.0031861 | 0.0036559 | 0.0093428 | 0 | 0 | 0 | 0 | 0 | 1.5
1482_G_4 | ISONE_Maine | Maine | 23 | York | 31 | 1482 | 4 | Bonny Eagle | 0 | 1910 | 9999 | Hydro | [5 empty] | Non-Fossil | G | 2030 | Hydro |  | 0 | 0 | 0 | 0 | 0 | 0 | 0 | 0 | 0 | 0 | 0 | 0 | 0 | 0 | 0 | 0 | 1.7991 | 2.2922 | 2.6301 | 6.7214 | 0 | 0 | 0 | 0 | 0 | 0 | 0 | 0 | 0 | 0 | 0 | 0 | 0 | 0 | 0 | 0 | 0 | 0 | 0 | 0 | 0.023712 | 0.0025008 | 0.0031861 | 0.0036559 | 0.0093428 | 0 | 0 | 0 | 0 | 0 | 1.5
1482_G_5 | ISONE_Maine | Maine | 23 | York | 31 | 1482 | 5 | Bonny Eagle | 0 | 1910 | 9999 | Hydro | [5 empty] | Non-Fossil | G | 2030 | Hydro |  | 0 | 0 | 0 | 0 | 0 | 0 | 0 | 0 | 0 | 0 | 0 | 0 | 0 | 0 | 0 | 0 | 1.7991 | 2.2922 | 2.6301 | 6.7214 | 0 | 0 | 0 | 0 | 0 | 0 | 0 | 0 | 0 | 0 | 0 | 0 | 0 | 0 | 0 | 0 | 0 | 0 | 0 | 0 | 0.023712 | 0.0025008 | 0.0031861 | 0.0036559 | 0.0093428 | 0 | 0 | 0 | 0 | 0 | 1.5
1482_G_6 | ISONE_Maine | Maine | 23 | York | 31 | 1482 | 6 | Bonny Eagle | 0 | 1910 | 9999 | Hydro | [5 empty] | Non-Fossil | G | 2030 | Hydro |  | 0 | 0 | 0 | 0 | 0 | 0 | 0 | 0 | 0 | 0 | 0 | 0 | 0 | 0 | 0 | 0 | 1.7991 | 2.2922 | 2.6301 | 6.7214 | 0 | 0 | 0 | 0 | 0 | 0 | 0 | 0 | 0 | 0 | 0 | 0 | 0 | 0 | 0 | 0 | 0 | 0 | 0 | 0 | 0.023712 | 0.0025008 | 0.0031861 | 0.0036559 | 0.0093428 | 0 | 0 | 0 | 0 | 0 | 1.5
1483_G_B1 | ISONE_Maine | Maine | 23 | Cumberland | 5 | 1483 | B1 | Brunswick Hydro | 0 | 1982 | 9999 | Hydro | [5 empty] | Non-Fossil | G | 2030 | Hydro |  | 0 | 0 | 0 | 0 | 0 | 0 | 0 | 0 | 0 | 0 | 0 | 0 | 0 | 0 | 0 | 0 | 15.5923 | 19.8654 | 22.7946 | 58.2523 | 0 | 0 | 0 | 0 | 0 | 0 | 0 | 0 | 0 | 0 | 0 | 0 | 0 | 0 | 0 | 0 | 0 | 0 | 0 | 0 | 0.20551 | 0.021673 | 0.027613 | 0.031684 | 0.080971 | 0 | 0 | 0 | 0 | 0 | 13
1483_G_B2 | ISONE_Maine | Maine | 23 | Cumberland | 5 | 1483 | B2 | Brunswick Hydro | 0 | 1983 | 9999 | Hydro | [5 empty] | Non-Fossil | G | 2030 | Hydro |  | 0 | 0 | 0 | 0 | 0 | 0 | 0 | 0 | 0 | 0 | 0 | 0 | 0 | 0 | 0 | 0 | 4.1979 | 5.3484 | 6.137 | 15.6833 | 0 | 0 | 0 | 0 | 0 | 0 | 0 | 0 | 0 | 0 | 0 | 0 | 0 | 0 | 0 | 0 | 0 | 0 | 0 | 0 | 0.055329 | 0.0058351 | 0.0074342 | 0.0085304 | 0.0218 | 0 | 0 | 0 | 0 | 0 | 3.5
1483_G_B3 | ISONE_Maine | Maine | 23 | Cumberland | 5 | 1483 | B3 | Brunswick Hydro | 0 | 1983 | 9999 | Hydro | [5 empty] | Non-Fossil | G | 2030 | Hydro |  | 0 | 0 | 0 | 0 | 0 | 0 | 0 | 0 | 0 | 0 | 0 | 0 | 0 | 0 | 0 | 0 | 4.1979 | 5.3484 | 6.137 | 15.6833 | 0 | 0 | 0 | 0 | 0 | 0 | 0 | 0 | 0 | 0 | 0 | 0 | 0 | 0 | 0 | 0 | 0 | 0 | 0 | 0 | 0.055329 | 0.0058351 | 0.0074342 | 0.0085304 | 0.0218 | 0 | 0 | 0 | 0 | 0 | 3.5
1484_G_GT4 | ISONE_Maine | Maine | 23 | Cumberland | 5 | 1484 | GT4 | Cape Gas Turbine | 17263 | 1970 | 9999 | Combustion Turbine | [5 empty] | Fossil | G | 2030 |  | CT Retirement | 0 | 0 | 0 | 0 | 0 | 0 | 0 | 0 | 0 | 0 | 0 | 0 | 0 | 0 | 0 | 0 | 0 | 0 | 0 | 0 | 0 | 0 | 0 | 0 | 0 | 0 | 0 | 0 | 0 | 0 | 0 | 0 | 0 | 0 | 0 | 0 | 0 | 0 | 0 | 0 | 0 | 0 | 0 | 0 | 0 | 0 | 0 | 0 | 0 | 0 | 16
1484_G_GT5 | ISONE_Maine | Maine | 23 | Cumberland | 5 | 1484 | GT5 | Cape Gas Turbine | 17270 | 1970 | 9999 | Combustion Turbine | [5 empty] | Fossil | G | 2030 |  | CT Retirement | 0 | 0 | 0 | 0 | 0 | 0 | 0 | 0 | 0 | 0 | 0 | 0 | 0 | 0 | 0 | 0 | 0 | 0 | 0 | 0 | 0 | 0 | 0 | 0 | 0 | 0 | 0 | 0 | 0 | 0 | 0 | 0 | 0 | 0 | 0 | 0 | 0 | 0 | 0 | 0 | 0 | 0 | 0 | 0 | 0 | 0 | 0 | 0 | 0 | 0 | 16
1486_G_1 | ISONE_Maine | Maine | 23 | York | 31 | 1486 | 1 | Cataract Hydro | 0 | 1937 | 9999 | Hydro | [5 empty] | Non-Fossil | G | 2030 | Hydro |  | 0 | 0 | 0 | 0 | 0 | 0 | 0 | 0 | 0 | 0 | 0 | 0 | 0 | 0 | 0 | 0 | 9.5953 | 12.2249 | 14.0274 | 35.8476 | 0 | 0 | 0 | 0 | 0 | 0 | 0 | 0 | 0 | 0 | 0 | 0 | 0 | 0 | 0 | 0 | 0 | 0 | 0 | 0 | 0.12647 | 0.013337 | 0.016993 | 0.019498 | 0.049828 | 0 | 0 | 0 | 0 | 0 | 8
1488_G_DR1 | ISONE_Maine | Maine | 23 | Androscoggin | 1 | 1488 | DR1 | Deer Rips | 0 | 1903 | 9999 | Hydro | [5 empty] | Non-Fossil | G | 2030 | Hydro |  | 0 | 0 | 0 | 0 | 0 | 0 | 0 | 0 | 0 | 0 | 0 | 0 | 0 | 0 | 0 | 0 | 0.83959 | 1.0697 | 1.2274 | 3.1367 | 0 | 0 | 0 | 0 | 0 | 0 | 0 | 0 | 0 | 0 | 0 | 0 | 0 | 0 | 0 | 0 | 0 | 0 | 0 | 0 | 0.011066 | 0.001167 | 0.0014868 | 0.0017061 | 0.00436 | 0 | 0 | 0 | 0 | 0 | 0.7
1488_G_DR2 | ISONE_Maine | Maine | 23 | Androscoggin | 1 | 1488 | DR2 | Deer Rips | 0 | 1903 | 9999 | Hydro | [5 empty] | Non-Fossil | G | 2030 | Hydro |  | 0 | 0 | 0 | 0 | 0 | 0 | 0 | 0 | 0 | 0 | 0 | 0 | 0 | 0 | 0 | 0 | 0.83959 | 1.0697 | 1.2274 | 3.1367 | 0 | 0 | 0 | 0 | 0 | 0 | 0 | 0 | 0 | 0 | 0 | 0 | 0 | 0 | 0 | 0 | 0 | 0 | 0 | 0 | 0.011066 | 0.001167 | 0.0014868 | 0.0017061 | 0.00436 | 0 | 0 | 0 | 0 | 0 | 0.7
1488_G_DR3 | ISONE_Maine | Maine | 23 | Androscoggin | 1 | 1488 | DR3 | Deer Rips | 0 | 1906 | 9999 | Hydro | [5 empty] | Non-Fossil | G | 2030 | Hydro |  | 0 | 0 | 0 | 0 | 0 | 0 | 0 | 0 | 0 | 0 | 0 | 0 | 0 | 0 | 0 | 0 | 0.95953 | 1.2225 | 1.4027 | 3.5848 | 0 | 0 | 0 | 0 | 0 | 0 | 0 | 0 | 0 | 0 | 0 | 0 | 0 | 0 | 0 | 0 | 0 | 0 | 0 | 0 | 0.012647 | 0.0013337 | 0.0016993 | 0.0019498 | 0.0049828 | 0 | 0 | 0 | 0 | 0 | 0.8
1488_G_DR4 | ISONE_Maine | Maine | 23 | Androscoggin | 1 | 1488 | DR4 | Deer Rips | 0 | 1911 | 9999 | Hydro | [5 empty] | Non-Fossil | G | 2030 | Hydro |  | 0 | 0 | 0 | 0 | 0 | 0 | 0 | 0 | 0 | 0 | 0 | 0 | 0 | 0 | 0 | 0 | 0.83959 | 1.0697 | 1.2274 | 3.1367 | 0 | 0 | 0 | 0 | 0 | 0 | 0 | 0 | 0 | 0 | 0 | 0 | 0 | 0 | 0 | 0 | 0 | 0 | 0 | 0 | 0.011066 | 0.001167 | 0.0014868 | 0.0017061 | 0.00436 | 0 | 0 | 0 | 0 | 0 | 0.7
1488_G_DR5 | ISONE_Maine | Maine | 23 | Androscoggin | 1 | 1488 | DR5 | Deer Rips | 0 | 1913 | 9999 | Hydro | [5 empty] | Non-Fossil | G | 2030 | Hydro |  | 0 | 0 | 0 | 0 | 0 | 0 | 0 | 0 | 0 | 0 | 0 | 0 | 0 | 0 | 0 | 0 | 0.83959 | 1.0697 | 1.2274 | 3.1367 | 0 | 0 | 0 | 0 | 0 | 0 | 0 | 0 | 0 | 0 | 0 | 0 | 0 | 0 | 0 | 0 | 0 | 0 | 0 | 0 | 0.011066 | 0.001167 | 0.0014868 | 0.0017061 | 0.00436 | 0 | 0 | 0 | 0 | 0 | 0.7
1488_G_DR6 | ISONE_Maine | Maine | 23 | Androscoggin | 1 | 1488 | DR6 | Deer Rips | 0 | 1919 | 9999 | Hydro | [5 empty] | Non-Fossil | G | 2030 | Hydro |  | 0 | 0 | 0 | 0 | 0 | 0 | 0 | 0 | 0 | 0 | 0 | 0 | 0 | 0 | 0 | 0 | 2.039 | 2.5978 | 2.9808 | 7.6176 | 0 | 0 | 0 | 0 | 0 | 0 | 0 | 0 | 0 | 0 | 0 | 0 | 0 | 0 | 0 | 0 | 0 | 0 | 0 | 0 | 0.026874 | 0.0028342 | 0.0036109 | 0.0041434 | 0.010588 | 0 | 0 | 0 | 0 | 0 | 1.7
1488_G_DR7 | ISONE_Maine | Maine | 23 | Androscoggin | 1 | 1488 | DR7 | Deer Rips | 0 | 1924 | 9999 | Hydro | [5 empty] | Non-Fossil | G | 2030 | Hydro |  | 0 | 0 | 0 | 0 | 0 | 0 | 0 | 0 | 0 | 0 | 0 | 0 | 0 | 0 | 0 | 0 | 1.0795 | 1.3753 | 1.5781 | 4.0329 | 0 | 0 | 0 | 0 | 0 | 0 | 0 | 0 | 0 | 0 | 0 | 0 | 0 | 0 | 0 | 0 | 0 | 0 | 0 | 0 | 0.014227 | 0.0015005 | 0.0019117 | 0.0021935 | 0.0056057 | 0 | 0 | 0 | 0 | 0 | 0.9
149_G_ROOS | WECC_Arizona | Arizona | 4 | Maricopa | 13 | 149 | ROOS | Roosevelt | 0 | 1973 | 9999 | Hydro | [5 empty] | Non-Fossil | G | 2030 | Hydro |  | 0 | 0 | 0 | 0 | 0 | 0 | 0 | 0 | 0 | 0 | 0 | 0 | 0 | 0 | 0 | 0 | 21.276 | 28.8812 | 40.5916 | 90.7488 | 0 | 0 | 0 | 0 | 0 | 0 | 0 | 0 | 0 | 0 | 0 | 0 | 0 | 0 | 0 | 0 | 0 | 0 | 0 | 0 | 0.5691 | 0.029574 | 0.040145 | 0.056422 | 0.12614 | 0 | 0 | 0 | 0 | 0 | 36
1491_G_GI1 | ISONE_Maine | Maine | 23 | Androscoggin | 1 | 1491 | GI1 | Gulf Island | 0 | 1926 | 9999 | Hydro | [5 empty] | Non-Fossil | G | 2030 | Hydro |  | 0 | 0 | 0 | 0 | 0 | 0 | 0 | 0 | 0 | 0 | 0 | 0 | 0 | 0 | 0 | 0 | 11.2298 | 14.6726 | 16.5119 | 42.4143 | 0 | 0 | 0 | 0 | 0 | 0 | 0 | 0 | 0 | 0 | 0 | 0 | 0 | 0 | 0 | 0 | 0 | 0 | 0 | 0 | 0.11382 | 0.015609 | 0.020395 | 0.022952 | 0.058956 | 0 | 0 | 0 | 0 | 0 | 7.2
1491_G_GI2 | ISONE_Maine | Maine | 23 | Androscoggin | 1 | 1491 | GI2 | Gulf Island | 0 | 1926 | 9999 | Hydro | [5 empty] | Non-Fossil | G | 2030 | Hydro |  | 0 | 0 | 0 | 0 | 0 | 0 | 0 | 0 | 0 | 0 | 0 | 0 | 0 | 0 | 0 | 0 | 12.6336 | 16.5066 | 18.5759 | 47.7161 | 0 | 0 | 0 | 0 | 0 | 0 | 0 | 0 | 0 | 0 | 0 | 0 | 0 | 0 | 0 | 0 | 0 | 0 | 0 | 0 | 0.12805 | 0.017561 | 0.022944 | 0.02582 | 0.066325 | 0 | 0 | 0 | 0 | 0 | 8.1
1491_G_GI3 | ISONE_Maine | Maine | 23 | Androscoggin | 1 | 1491 | GI3 | Gulf Island | 0 | 1926 | 9999 | Hydro | [5 empty] | Non-Fossil | G | 2030 | Hydro |  | 0 | 0 | 0 | 0 | 0 | 0 | 0 | 0 | 0 | 0 | 0 | 0 | 0 | 0 | 0 | 0 | 12.3216 | 16.0991 | 18.1172 | 46.5379 | 0 | 0 | 0 | 0 | 0 | 0 | 0 | 0 | 0 | 0 | 0 | 0 | 0 | 0 | 0 | 0 | 0 | 0 | 0 | 0 | 0.12489 | 0.017127 | 0.022378 | 0.025183 | 0.064688 | 0 | 0 | 0 | 0 | 0 | 7.9
1492_G_HA1 | ISONE_Maine | Maine | 23 | Somerset | 25 | 1492 | HA1 | Harris Hydro | 0 | 1954 | 9999 | Hydro | [5 empty] | Non-Fossil | G | 2030 | Hydro |  | 0 | 0 | 0 | 0 | 0 | 0 | 0 | 0 | 0 | 0 | 0 | 0 | 0 | 0 | 0 | 0 | 20.1501 | 25.6722 | 29.4576 | 75.2799 | 0 | 0 | 0 | 0 | 0 | 0 | 0 | 0 | 0 | 0 | 0 | 0 | 0 | 0 | 0 | 0 | 0 | 0 | 0 | 0 | 0.26558 | 0.028009 | 0.035684 | 0.040946 | 0.10464 | 0 | 0 | 0 | 0 | 0 | 16.8
1492_G_HA2 | ISONE_Maine | Maine | 23 | Somerset | 25 | 1492 | HA2 | Harris Hydro | 0 | 1954 | 9999 | Hydro | [5 empty] | Non-Fossil | G | 2030 | Hydro |  | 0 | 0 | 0 | 0 | 0 | 0 | 0 | 0 | 0 | 0 | 0 | 0 | 0 | 0 | 0 | 0 | 41.9793 | 53.4838 | 61.37 | 156.8332 | 0 | 0 | 0 | 0 | 0 | 0 | 0 | 0 | 0 | 0 | 0 | 0 | 0 | 0 | 0 | 0 | 0 | 0 | 0 | 0 | 0.55329 | 0.058351 | 0.074342 | 0.085304 | 0.218 | 0 | 0 | 0 | 0 | 0 | 35
1492_G_HA3 | ISONE_Maine | Maine | 23 | Somerset | 25 | 1492 | HA3 | Harris Hydro | 0 | 1955 | 9999 | Hydro | [5 empty] | Non-Fossil | G | 2030 | Hydro |  | 0 | 0 | 0 | 0 | 0 | 0 | 0 | 0 | 0 | 0 | 0 | 0 | 0 | 0 | 0 | 0 | 41.0198 | 52.2613 | 59.9673 | 153.2484 | 0 | 0 | 0 | 0 | 0 | 0 | 0 | 0 | 0 | 0 | 0 | 0 | 0 | 0 | 0 | 0 | 0 | 0 | 0 | 0 | 0.54064 | 0.057018 | 0.072643 | 0.083355 | 0.21302 | 0 | 0 | 0 | 0 | 0 | 34.2
1492_G_HA4 | ISONE_Maine | Maine | 23 | Somerset | 25 | 1492 | HA4 | Harris Hydro | 0 | 1955 | 9999 | Hydro | [5 empty] | Non-Fossil | G | 2030 | Hydro |  | 0 | 0 | 0 | 0 | 0 | 0 | 0 | 0 | 0 | 0 | 0 | 0 | 0 | 0 | 0 | 0 | 1.6792 | 2.1394 | 2.4548 | 6.2733 | 0 | 0 | 0 | 0 | 0 | 0 | 0 | 0 | 0 | 0 | 0 | 0 | 0 | 0 | 0 | 0 | 0 | 0 | 0 | 0 | 0.022132 | 0.0023341 | 0.0029737 | 0.0034122 | 0.0087199 | 0 | 0 | 0 | 0 | 0 | 1.4
1493_G_1 | ISONE_Maine | Maine | 23 | Cumberland | 5 | 1493 | 1 | Hiram | 0 | 1917 | 9999 | Hydro | [5 empty] | Non-Fossil | G | 2030 | Hydro |  | 0 | 0 | 0 | 0 | 0 | 0 | 0 | 0 | 0 | 0 | 0 | 0 | 0 | 0 | 0 | 0 | 3.7182 | 4.7371 | 5.4356 | 13.8909 | 0 | 0 | 0 | 0 | 0 | 0 | 0 | 0 | 0 | 0 | 0 | 0 | 0 | 0 | 0 | 0 | 0 | 0 | 0 | 0 | 0.049006 | 0.0051683 | 0.0065846 | 0.0075555 | 0.019308 | 0 | 0 | 0 | 0 | 0 | 3.1
1493_G_2 | ISONE_Maine | Maine | 23 | Cumberland | 5 | 1493 | 2 | Hiram | 0 | 1985 | 9999 | Hydro | [5 empty] | Non-Fossil | G | 2030 | Hydro |  | 0 | 0 | 0 | 0 | 0 | 0 | 0 | 0 | 0 | 0 | 0 | 0 | 0 | 0 | 0 | 0 | 10.195 | 12.9889 | 14.9042 | 38.0881 | 0 | 0 | 0 | 0 | 0 | 0 | 0 | 0 | 0 | 0 | 0 | 0 | 0 | 0 | 0 | 0 | 0 | 0 | 0 | 0 | 0.13437 | 0.014171 | 0.018055 | 0.020717 | 0.052942 | 0 | 0 | 0 | 0 | 0 | 8.5
1497_G_1 | ISONE_Maine | Maine | 23 | Kennebec | 11 | 1497 | 1 | Messalonskee 2 (Oakland) | 0 | 1924 | 9999 | Hydro | [5 empty] | Non-Fossil | G | 2030 | Hydro |  | 0 | 0 | 0 | 0 | 0 | 0 | 0 | 0 | 0 | 0 | 0 | 0 | 0 | 0 | 0 | 0 | 3.3583 | 4.2787 | 4.9096 | 12.5467 | 0 | 0 | 0 | 0 | 0 | 0 | 0 | 0 | 0 | 0 | 0 | 0 | 0 | 0 | 0 | 0 | 0 | 0 | 0 | 0 | 0.044263 | 0.0046681 | 0.0059474 | 0.0068243 | 0.01744 | 0 | 0 | 0 | 0 | 0 | 2.8
1498_G_1 | ISONE_Maine | Maine | 23 | Kennebec | 11 | 1498 | 1 | Messalonskee 3 | 0 | 1918 | 9999 | Hydro | [5 empty] | Non-Fossil | G | 2030 | Hydro |  | 0 | 0 | 0 | 0 | 0 | 0 | 0 | 0 | 0 | 0 | 0 | 0 | 0 | 0 | 0 | 0 | 1.9191 | 2.445 | 2.8055 | 7.1695 | 0 | 0 | 0 | 0 | 0 | 0 | 0 | 0 | 0 | 0 | 0 | 0 | 0 | 0 | 0 | 0 | 0 | 0 | 0 | 0 | 0.025293 | 0.0026675 | 0.0033985 | 0.0038996 | 0.0099656 | 0 | 0 | 0 | 0 | 0 | 1.6
15_G_1 | SERC_Southeastern | Alabama | 1 | Chilton | 21 | 15 | 1 | Lay Dam | 0 | 1968 | 9999 | Hydro | [5 empty] | Non-Fossil | G | 2030 | Hydro |  | 0 | 0 | 0 | 0 | 0 | 0 | 0 | 0 | 0 | 0 | 0 | 0 | 0 | 0 | 0 | 0 | 29.9813 | 30.9465 | 24.2073 | 85.135 | 0 | 0 | 0 | 0 | 0 | 0 | 0 | 0 | 0 | 0 | 0 | 0 | 0 | 0 | 0 | 0 | 0 | 0 | 0 | 0 | 0.47425 | 0.041674 | 0.043016 | 0.033648 | 0.11834 | 0 | 0 | 0 | 0 | 0 | 30
15_G_2 | SERC_Southeastern | Alabama | 1 | Chilton | 21 | 15 | 2 | Lay Dam | 0 | 1968 | 9999 | Hydro | [5 empty] | Non-Fossil | G | 2030 | Hydro |  | 0 | 0 | 0 | 0 | 0 | 0 | 0 | 0 | 0 | 0 | 0 | 0 | 0 | 0 | 0 | 0 | 29.9813 | 30.9465 | 24.2073 | 85.135 | 0 | 0 | 0 | 0 | 0 | 0 | 0 | 0 | 0 | 0 | 0 | 0 | 0 | 0 | 0 | 0 | 0 | 0 | 0 | 0 | 0.47425 | 0.041674 | 0.043016 | 0.033648 | 0.11834 | 0 | 0 | 0 | 0 | 0 | 30
15_G_3 | SERC_Southeastern | Alabama | 1 | Chilton | 21 | 15 | 3 | Lay Dam | 0 | 1967 | 9999 | Hydro | [5 empty] | Non-Fossil | G | 2030 | Hydro |  | 0 | 0 | 0 | 0 | 0 | 0 | 0 | 0 | 0 | 0 | 0 | 0 | 0 | 0 | 0 | 0 | 29.9813 | 30.9465 | 24.2073 | 85.135 | 0 | 0 | 0 | 0 | 0 | 0 | 0 | 0 | 0 | 0 | 0 | 0 | 0 | 0 | 0 | 0 | 0 | 0 | 0 | 0 | 0.47425 | 0.041674 | 0.043016 | 0.033648 | 0.11834 | 0 | 0 | 0 | 0 | 0 | 30
15_G_4 | SERC_Southeastern | Alabama | 1 | Chilton | 21 | 15 | 4 | Lay Dam | 0 | 1967 | 9999 | Hydro | [5 empty] | Non-Fossil | G | 2030 | Hydro |  | 0 | 0 | 0 | 0 | 0 | 0 | 0 | 0 | 0 | 0 | 0 | 0 | 0 | 0 | 0 | 0 | 29.9813 | 30.9465 | 24.2073 | 85.135 | 0 | 0 | 0 | 0 | 0 | 0 | 0 | 0 | 0 | 0 | 0 | 0 | 0 | 0 | 0 | 0 | 0 | 0 | 0 | 0 | 0.47425 | 0.041674 | 0.043016 | 0.033648 | 0.11834 | 0 | 0 | 0 | 0 | 0 | 30
15_G_5 | SERC_Southeastern | Alabama | 1 | Chilton | 21 | 15 | 5 | Lay Dam | 0 | 1967 | 9999 | Hydro | [5 empty] | Non-Fossil | G | 2030 | Hydro |  | 0 | 0 | 0 | 0 | 0 | 0 | 0 | 0 | 0 | 0 | 0 | 0 | 0 | 0 | 0 | 0 | 29.9813 | 30.9465 | 24.2073 | 85.135 | 0 | 0 | 0 | 0 | 0 | 0 | 0 | 0 | 0 | 0 | 0 | 0 | 0 | 0 | 0 | 0 | 0 | 0 | 0 | 0 | 0.47425 | 0.041674 | 0.043016 | 0.033648 | 0.11834 | 0 | 0 | 0 | 0 | 0 | 30
15_G_6 | SERC_Southeastern | Alabama | 1 | Chilton | 21 | 15 | 6 | Lay Dam | 0 | 1967 | 9999 | Hydro | [5 empty] | Non-Fossil | G | 2030 | Hydro |  | 0 | 0 | 0 | 0 | 0 | 0 | 0 | 0 | 0 | 0 | 0 | 0 | 0 | 0 | 0 | 0 | 29.9813 | 30.9465 | 24.2073 | 85.135 | 0 | 0 | 0 | 0 | 0 | 0 | 0 | 0 | 0 | 0 | 0 | 0 | 0 | 0 | 0 | 0 | 0 | 0 | 0 | 0 | 0.47425 | 0.041674 | 0.043016 | 0.033648 | 0.11834 | 0 | 0 | 0 | 0 | 0 | 30
150_G_SM | WECC_Arizona | Arizona | 4 | Maricopa | 13 | 150 | SM | Stewart Mountain | 0 | 1930 | 9999 | Hydro | [5 empty] | Non-Fossil | G | 2030 | Hydro |  | 0 | 0 | 0 | 0 | 0 | 0 | 0 | 0 | 0 | 0 | 0 | 0 | 0 | 0 | 0 | 0 | 7.683 | 10.4293 | 14.6581 | 32.7704 | 0 | 0 | 0 | 0 | 0 | 0 | 0 | 0 | 0 | 0 | 0 | 0 | 0 | 0 | 0 | 0 | 0 | 0 | 0 | 0 | 0.20551 | 0.010679 | 0.014497 | 0.020375 | 0.045551 | 0 | 0 | 0 | 0 | 0 | 13
1500_G_1 | ISONE_Maine | Maine | 23 | Kennebec | 11 | 1500 | 1 | Messalonskee 5 | 0 | 1935 | 9999 | Hydro | [5 empty] | Non-Fossil | G | 2030 | Hydro |  | 0 | 0 | 0 | 0 | 0 | 0 | 0 | 0 | 0 | 0 | 0 | 0 | 0 | 0 | 0 | 0 | 2.8075 | 3.6681 | 4.128 | 10.6036 | 0 | 0 | 0 | 0 | 0 | 0 | 0 | 0 | 0 | 0 | 0 | 0 | 0 | 0 | 0 | 0 | 0 | 0 | 0 | 0 | 0.028455 | 0.0039024 | 0.0050987 | 0.0057379 | 0.014739 | 0 | 0 | 0 | 0 | 0 | 1.8
1501_G_1 | ISONE_Maine | Maine | 23 | Cumberland | 5 | 1501 | 1 | North Gorham | 0 | 1925 | 9999 | Hydro | [5 empty] | Non-Fossil | G | 2030 | Hydro |  | 0 | 0 | 0 | 0 | 0 | 0 | 0 | 0 | 0 | 0 | 0 | 0 | 0 | 0 | 0 | 0 | 1.5597 | 2.0379 | 2.2933 | 5.8909 | 0 | 0 | 0 | 0 | 0 | 0 | 0 | 0 | 0 | 0 | 0 | 0 | 0 | 0 | 0 | 0 | 0 | 0 | 0 | 0 | 0.015808 | 0.002168 | 0.0028326 | 0.0031877 | 0.0081883 | 0 | 0 | 0 | 0 | 0 | 1
1501_G_2 | ISONE_Maine | Maine | 23 | Cumberland | 5 | 1501 | 2 | North Gorham | 0 | 1925 | 9999 | Hydro | [5 empty] | Non-Fossil | G | 2030 | Hydro |  | 0 | 0 | 0 | 0 | 0 | 0 | 0 | 0 | 0 | 0 | 0 | 0 | 0 | 0 | 0 | 0 | 1.5597 | 2.0379 | 2.2933 | 5.8909 | 0 | 0 | 0 | 0 | 0 | 0 | 0 | 0 | 0 | 0 | 0 | 0 | 0 | 0 | 0 | 0 | 0 | 0 | 0 | 0 | 0.015808 | 0.002168 | 0.0028326 | 0.0031877 | 0.0081883 | 0 | 0 | 0 | 0 | 0 | 1
1504_G_SH1 | ISONE_Maine | Maine | 23 | Somerset | 25 | 1504 | SH1 | Shawmut | 0 | 1913 | 9999 | Hydro | [5 empty] | Non-Fossil | G | 2030 | Hydro |  | 0 | 0 | 0 | 0 | 0 | 0 | 0 | 0 | 0 | 0 | 0 | 0 | 0 | 0 | 0 | 0 | 1.0795 | 1.3753 | 1.5781 | 4.0329 | 0 | 0 | 0 | 0 | 0 | 0 | 0 | 0 | 0 | 0 | 0 | 0 | 0 | 0 | 0 | 0 | 0 | 0 | 0 | 0 | 0.014227 | 0.0015005 | 0.0019117 | 0.0021935 | 0.0056057 | 0 | 0 | 0 | 0 | 0 | 0.9
1504_G_SH2 | ISONE_Maine | Maine | 23 | Somerset | 25 | 1504 | SH2 | Shawmut | 0 | 1913 | 9999 | Hydro | [5 empty] | Non-Fossil | G | 2030 | Hydro |  | 0 | 0 | 0 | 0 | 0 | 0 | 0 | 0 | 0 | 0 | 0 | 0 | 0 | 0 | 0 | 0 | 1.0795 | 1.3753 | 1.5781 | 4.0329 | 0 | 0 | 0 | 0 | 0 | 0 | 0 | 0 | 0 | 0 | 0 | 0 | 0 | 0 | 0 | 0 | 0 | 0 | 0 | 0 | 0.014227 | 0.0015005 | 0.0019117 | 0.0021935 | 0.0056057 | 0 | 0 | 0 | 0 | 0 | 0.9
1504_G_SH3 | ISONE_Maine | Maine | 23 | Somerset | 25 | 1504 | SH3 | Shawmut | 0 | 1913 | 9999 | Hydro | [5 empty] | Non-Fossil | G | 2030 | Hydro |  | 0 | 0 | 0 | 0 | 0 | 0 | 0 | 0 | 0 | 0 | 0 | 0 | 0 | 0 | 0 | 0 | 1.0795 | 1.3753 | 1.5781 | 4.0329 | 0 | 0 | 0 | 0 | 0 | 0 | 0 | 0 | 0 | 0 | 0 | 0 | 0 | 0 | 0 | 0 | 0 | 0 | 0 | 0 | 0.014227 | 0.0015005 | 0.0019117 | 0.0021935 | 0.0056057 | 0 | 0 | 0 | 0 | 0 | 0.9
1504_G_SH4 | ISONE_Maine | Maine | 23 | Somerset | 25 | 1504 | SH4 | Shawmut | 0 | 1913 | 9999 | Hydro | [5 empty] | Non-Fossil | G | 2030 | Hydro |  | 0 | 0 | 0 | 0 | 0 | 0 | 0 | 0 | 0 | 0 | 0 | 0 | 0 | 0 | 0 | 0 | 1.0795 | 1.3753 | 1.5781 | 4.0329 | 0 | 0 | 0 | 0 | 0 | 0 | 0 | 0 | 0 | 0 | 0 | 0 | 0 | 0 | 0 | 0 | 0 | 0 | 0 | 0 | 0.014227 | 0.0015005 | 0.0019117 | 0.0021935 | 0.0056057 | 0 | 0 | 0 | 0 | 0 | 0.9
1504_G_SH5 | ISONE_Maine | Maine | 23 | Somerset | 25 | 1504 | SH5 | Shawmut | 0 | 1913 | 9999 | Hydro | [5 empty] | Non-Fossil | G | 2030 | Hydro |  | 0 | 0 | 0 | 0 | 0 | 0 | 0 | 0 | 0 | 0 | 0 | 0 | 0 | 0 | 0 | 0 | 1.0795 | 1.3753 | 1.5781 | 4.0329 | 0 | 0 | 0 | 0 | 0 | 0 | 0 | 0 | 0 | 0 | 0 | 0 | 0 | 0 | 0 | 0 | 0 | 0 | 0 | 0 | 0.014227 | 0.0015005 | 0.0019117 | 0.0021935 | 0.0056057 | 0 | 0 | 0 | 0 | 0 | 0.9
1504_G_SH6 | ISONE_Maine | Maine | 23 | Somerset | 25 | 1504 | SH6 | Shawmut | 0 | 1921 | 9999 | Hydro | [5 empty] | Non-Fossil | G | 2030 | Hydro |  | 0 | 0 | 0 | 0 | 0 | 0 | 0 | 0 | 0 | 0 | 0 | 0 | 0 | 0 | 0 | 0 | 1.0795 | 1.3753 | 1.5781 | 4.0329 | 0 | 0 | 0 | 0 | 0 | 0 | 0 | 0 | 0 | 0 | 0 | 0 | 0 | 0 | 0 | 0 | 0 | 0 | 0 | 0 | 0.014227 | 0.0015005 | 0.0019117 | 0.0021935 | 0.0056057 | 0 | 0 | 0 | 0 | 0 | 0.9
1504_G_SH7 | ISONE_Maine | Maine | 23 | Somerset | 25 | 1504 | SH7 | Shawmut | 0 | 1982 | 9999 | Hydro | [5 empty] | Non-Fossil | G | 2030 | Hydro |  | 0 | 0 | 0 | 0 | 0 | 0 | 0 | 0 | 0 | 0 | 0 | 0 | 0 | 0 | 0 | 0 | 2.2789 | 2.9034 | 3.3315 | 8.5138 | 0 | 0 | 0 | 0 | 0 | 0 | 0 | 0 | 0 | 0 | 0 | 0 | 0 | 0 | 0 | 0 | 0 | 0 | 0 | 0 | 0.030036 | 0.0031676 | 0.0040357 | 0.0046308 | 0.011834 | 0 | 0 | 0 | 0 | 0 | 1.9
1504_G_SH8 | ISONE_Maine | Maine | 23 | Somerset | 25 | 1504 | SH8 | Shawmut | 0 | 1982 | 9999 | Hydro | [5 empty] | Non-Fossil | G | 2030 | Hydro |  | 0 | 0 | 0 | 0 | 0 | 0 | 0 | 0 | 0 | 0 | 0 | 0 | 0 | 0 | 0 | 0 | 2.2789 | 2.9034 | 3.3315 | 8.5138 | 0 | 0 | 0 | 0 | 0 | 0 | 0 | 0 | 0 | 0 | 0 | 0 | 0 | 0 | 0 | 0 | 0 | 0 | 0 | 0 | 0.030036 | 0.0031676 | 0.0040357 | 0.0046308 | 0.011834 | 0 | 0 | 0 | 0 | 0 | 1.9
1505_G_1 | ISONE_Maine | Maine | 23 | York | 31 | 1505 | 1 | Skelton | 0 | 1948 | 9999 | Hydro | [5 empty] | Non-Fossil | G | 2030 | Hydro |  | 0 | 0 | 0 | 0 | 0 | 0 | 0 | 0 | 0 | 0 | 0 | 0 | 0 | 0 | 0 | 0 | 12.9536 | 16.5036 | 18.937 | 48.3942 | 0 | 0 | 0 | 0 | 0 | 0 | 0 | 0 | 0 | 0 | 0 | 0 | 0 | 0 | 0 | 0 | 0 | 0 | 0 | 0 | 0.17073 | 0.018006 | 0.02294 | 0.026322 | 0.067268 | 0 | 0 | 0 | 0 | 0 | 10.8
1505_G_2 | ISONE_Maine | Maine | 23 | York | 31 | 1505 | 2 | Skelton | 0 | 1948 | 9999 | Hydro | [5 empty] | Non-Fossil | G | 2030 | Hydro |  | 0 | 0 | 0 | 0 | 0 | 0 | 0 | 0 | 0 | 0 | 0 | 0 | 0 | 0 | 0 | 0 | 12.9536 | 16.5036 | 18.937 | 48.3942 | 0 | 0 | 0 | 0 | 0 | 0 | 0 | 0 | 0 | 0 | 0 | 0 | 0 | 0 | 0 | 0 | 0 | 0 | 0 | 0 | 0.17073 | 0.018006 | 0.02294 | 0.026322 | 0.067268 | 0 | 0 | 0 | 0 | 0 | 10.8
1507_B_3 | ISONE_Maine | Maine | 23 | Cumberland | 5 | 1507 | 3 | William F Wyman | 12234 | 1965 | 9999 | O/G Steam | tangential | dry | Cyclone | LA + LNB + OFA |  | Fossil | B | 2030 |  | O/G Retirement | 0 | 0 | 0 | 0 | 0 | 0 | 0 | 0 | 0 | 0 | 0 | 0 | 0 | 0 | 0 | 0 | 0 | 0 | 0 | 0 | 0 | 0 | 0 | 0 | 0 | 0 | 0 | 0 | 0 | 0 | 0 | 0 | 0 | 0 | 0 | 0 | 0 | 0 | 0 | 0 | 0 | 0 | 0 | 0 | 0 | 0 | 0 | 0 | 0 | 0 | 111
1507_B_4 | ISONE_Maine | Maine | 23 | Cumberland | 5 | 1507 | 4 | William F Wyman | 11368 | 1978 | 9999 | O/G Steam | wall | dry | ESPC | FR + LNB + OFA |  | Fossil | B | 2030 |  | O/G Retirement | 0 | 0 | 0 | 0 | 0 | 0 | 0 | 0 | 0 | 0 | 0 | 0 | 0 | 0 | 0 | 0 | 0 | 0 | 0 | 0 | 0 | 0 | 0 | 0 | 0 | 0 | 0 | 0 | 0 | 0 | 0 | 0 | 0 | 0 | 0 | 0 | 0 | 0 | 0 | 0 | 0 | 0 | 0 | 0 | 0 | 0 | 0 | 0 | 0 | 0 | 602
1507_G_BESS | ISONE_Maine | Maine | 23 | Cumberland | 5 | 1507 | BESS | William F Wyman | 0 | 2016 | 9999 | Energy Storage | [5 empty] | Non-Fossil | G | 2030 | EnerStor |  | 0 | 0 | 0 | 0 | 0 | 0 | 0 | 0 | 0 | 0 | 0 | 0 | 0 | 0 | 0 | 0 | 0.050842 | 0.76798 | 0.4685 | 1.2873 | 0 | 0 | 0 | 0 | 0 | 0 | 0 | 0 | 0 | 0 | 0 | 0 | 0 | 0 | 0 | 0 | 0 | 0 | 0 | 0 | 0.59578 | 0.00040013 | 0.0060441 | 0.0036872 | 0.010131 | 0 | 0 | 0 | 0 | 0 | 16.2
1508_G_WB1 | ISONE_Maine | Maine | 23 | York | 31 | 1508 | WB1 | West Buxton | 0 | 1982 | 9999 | Hydro | [5 empty] | Non-Fossil | G | 2030 | Hydro |  | 0 | 0 | 0 | 0 | 0 | 0 | 0 | 0 | 0 | 0 | 0 | 0 | 0 | 0 | 0 | 0 | 0.93582 | 1.2227 | 1.376 | 3.5345 | 0 | 0 | 0 | 0 | 0 | 0 | 0 | 0 | 0 | 0 | 0 | 0 | 0 | 0 | 0 | 0 | 0 | 0 | 0 | 0 | 0.0094849 | 0.0013008 | 0.0016996 | 0.0019126 | 0.004913 | 0 | 0 | 0 | 0 | 0 | 0.6
1508_G_WB2 | ISONE_Maine | Maine | 23 | York | 31 | 1508 | WB2 | West Buxton | 0 | 1982 | 9999 | Hydro | [5 empty] | Non-Fossil | G | 2030 | Hydro |  | 0 | 0 | 0 | 0 | 0 | 0 | 0 | 0 | 0 | 0 | 0 | 0 | 0 | 0 | 0 | 0 | 0.93582 | 1.2227 | 1.376 | 3.5345 | 0 | 0 | 0 | 0 | 0 | 0 | 0 | 0 | 0 | 0 | 0 | 0 | 0 | 0 | 0 | 0 | 0 | 0 | 0 | 0 | 0.0094849 | 0.0013008 | 0.0016996 | 0.0019126 | 0.004913 | 0 | 0 | 0 | 0 | 0 | 0.6
1508_G_WB3 | ISONE_Maine | Maine | 23 | York | 31 | 1508 | WB3 | West Buxton | 0 | 1920 | 9999 | Hydro | [5 empty] | Non-Fossil | G | 2030 | Hydro |  | 0 | 0 | 0 | 0 | 0 | 0 | 0 | 0 | 0 | 0 | 0 | 0 | 0 | 0 | 0 | 0 | 1.7157 | 2.2416 | 2.5227 | 6.48 | 0 | 0 | 0 | 0 | 0 | 0 | 0 | 0 | 0 | 0 | 0 | 0 | 0 | 0 | 0 | 0 | 0 | 0 | 0 | 0 | 0.017389 | 0.0023848 | 0.0031159 | 0.0035065 | 0.0090071 | 0 | 0 | 0 | 0 | 0 | 1.1
1508_G_WB4 | ISONE_Maine | Maine | 23 | York | 31 | 1508 | WB4 | West Buxton | 0 | 1907 | 9999 | Hydro | [5 empty] | Non-Fossil | G | 2030 | Hydro |  | 0 | 0 | 0 | 0 | 0 | 0 | 0 | 0 | 0 | 0 | 0 | 0 | 0 | 0 | 0 | 0 | 1.0918 | 1.4265 | 1.6053 | 4.1236 | 0 | 0 | 0 | 0 | 0 | 0 | 0 | 0 | 0 | 0 | 0 | 0 | 0 | 0 | 0 | 0 | 0 | 0 | 0 | 0 | 0.011066 | 0.0015176 | 0.0019828 | 0.0022314 | 0.0057318 | 0 | 0 | 0 | 0 | 0 | 0.7
1508_G_WB5 | ISONE_Maine | Maine | 23 | York | 31 | 1508 | WB5 | West Buxton | 0 | 1904 | 9999 | Hydro | [5 empty] | Non-Fossil | G | 2030 | Hydro |  | 0 | 0 | 0 | 0 | 0 | 0 | 0 | 0 | 0 | 0 | 0 | 0 | 0 | 0 | 0 | 0 | 1.0918 | 1.4265 | 1.6053 | 4.1236 | 0 | 0 | 0 | 0 | 0 | 0 | 0 | 0 | 0 | 0 | 0 | 0 | 0 | 0 | 0 | 0 | 0 | 0 | 0 | 0 | 0.011066 | 0.0015176 | 0.0019828 | 0.0022314 | 0.0057318 | 0 | 0 | 0 | 0 | 0 | 0.7
1508_G_WB6 | ISONE_Maine | Maine | 23 | York | 31 | 1508 | WB6 | West Buxton | 0 | 1927 | 9999 | Hydro | [5 empty] | Non-Fossil | G | 2030 | Hydro |  | 0 | 0 | 0 | 0 | 0 | 0 | 0 | 0 | 0 | 0 | 0 | 0 | 0 | 0 | 0 | 0 | 6.2388 | 8.1514 | 9.1733 | 23.5635 | 0 | 0 | 0 | 0 | 0 | 0 | 0 | 0 | 0 | 0 | 0 | 0 | 0 | 0 | 0 | 0 | 0 | 0 | 0 | 0 | 0.063233 | 0.0086719 | 0.01133 | 0.012751 | 0.032753 | 0 | 0 | 0 | 0 | 0 | 4
1509_G_WE1 | ISONE_Maine | Maine | 23 | Somerset | 25 | 1509 | WE1 | Weston Hydro | 0 | 1921 | 9999 | Hydro | [5 empty] | Non-Fossil | G | 2030 | Hydro |  | 0 | 0 | 0 | 0 | 0 | 0 | 0 | 0 | 0 | 0 | 0 | 0 | 0 | 0 | 0 | 0 | 5.147 | 6.7249 | 7.568 | 19.4399 | 0 | 0 | 0 | 0 | 0 | 0 | 0 | 0 | 0 | 0 | 0 | 0 | 0 | 0 | 0 | 0 | 0 | 0 | 0 | 0 | 0.052167 | 0.0071543 | 0.0093476 | 0.010519 | 0.027021 | 0 | 0 | 0 | 0 | 0 | 3.3
1509_G_WE2 | ISONE_Maine | Maine | 23 | Somerset | 25 | 1509 | WE2 | Weston Hydro | 0 | 1920 | 9999 | Hydro | [5 empty] | Non-Fossil | G | 2030 | Hydro |  | 0 | 0 | 0 | 0 | 0 | 0 | 0 | 0 | 0 | 0 | 0 | 0 | 0 | 0 | 0 | 0 | 5.147 | 6.7249 | 7.568 | 19.4399 | 0 | 0 | 0 | 0 | 0 | 0 | 0 | 0 | 0 | 0 | 0 | 0 | 0 | 0 | 0 | 0 | 0 | 0 | 0 | 0 | 0.052167 | 0.0071543 | 0.0093476 | 0.010519 | 0.027021 | 0 | 0 | 0 | 0 | 0 | 3.3
1509_G_WE3 | ISONE_Maine | Maine | 23 | Somerset | 25 | 1509 | WE3 | Weston Hydro | 0 | 1921 | 9999 | Hydro | [5 empty] | Non-Fossil | G | 2030 | Hydro |  | 0 | 0 | 0 | 0 | 0 | 0 | 0 | 0 | 0 | 0 | 0 | 0 | 0 | 0 | 0 | 0 | 5.147 | 6.7249 | 7.568 | 19.4399 | 0 | 0 | 0 | 0 | 0 | 0 | 0 | 0 | 0 | 0 | 0 | 0 | 0 | 0 | 0 | 0 | 0 | 0 | 0 | 0 | 0.052167 | 0.0071543 | 0.0093476 | 0.010519 | 0.027021 | 0 | 0 | 0 | 0 | 0 | 3.3
1509_G_WE4 | ISONE_Maine | Maine | 23 | Somerset | 25 | 1509 | WE4 | Weston Hydro | 0 | 1923 | 9999 | Hydro | [5 empty] | Non-Fossil | G | 2030 | Hydro |  | 0 | 0 | 0 | 0 | 0 | 0 | 0 | 0 | 0 | 0 | 0 | 0 | 0 | 0 | 0 | 0 | 5.147 | 6.7249 | 7.568 | 19.4399 | 0 | 0 | 0 | 0 | 0 | 0 | 0 | 0 | 0 | 0 | 0 | 0 | 0 | 0 | 0 | 0 | 0 | 0 | 0 | 0 | 0.052167 | 0.0071543 | 0.0093476 | 0.010519 | 0.027021 | 0 | 0 | 0 | 0 | 0 | 3.3
151_G_1 | WECC_BANC | California | 6 | Stanislaus | 99 | 151 | 1 | McClure | 17486 | 1980 | 9999 | Combustion Turbine | [5 empty] | Fossil | G | 2030 | Oil |  | 0 | 0 | 0 | 0 | 0 | 0 | 0 | 0 | 0 | 0 | 0 | 0 | 0 | 0 | 0 | 0 | 0 | 0 | 0 | 0 | 0 | 0 | 0 | 0 | 0 | 0 | 0 | 0 | 0 | 0 | 0 | 0 | 0 | 0 | 0 | 0 | 0 | 0 | 0 | 0 | 2.499 | 0 | 0 | 0 | 0 | 0 | 0 | 0 | 0 | 0 | 53.5
151_G_2 | WECC_BANC | California | 6 | Stanislaus | 99 | 151 | 2 | McClure | 17490 | 1981 | 9999 | Combustion Turbine | [5 empty] | Fossil | G | 2030 | Oil |  | 0 | 0 | 0 | 0 | 0 | 0 | 0 | 0 | 0 | 0 | 0 | 0 | 0 | 0 | 0 | 0 | 0 | 0 | 0 | 0 | 0 | 0 | 0 | 0 | 0 | 0 | 0 | 0 | 0 | 0 | 0 | 0 | 0 | 0 | 0 | 0 | 0 | 0 | 0 | 0 | 2.499 | 0 | 0 | 0 | 0 | 0 | 0 | 0 | 0 | 0 | 53.5
1510_G_WI1 | ISONE_Maine | Maine | 23 | Somerset | 25 | 1510 | WI1 | Williams Hydro | 0 | 1939 | 9999 | Hydro | [5 empty] | Non-Fossil | G | 2030 | Hydro |  | 0 | 0 | 0 | 0 | 0 | 0 | 0 | 0 | 0 | 0 | 0 | 0 | 0 | 0 | 0 | 0 | 12.7895 | 16.7104 | 18.8052 | 48.3052 | 0 | 0 | 0 | 0 | 0 | 0 | 0 | 0 | 0 | 0 | 0 | 0 | 0 | 0 | 0 | 0 | 0 | 0 | 0 | 0 | 0.12963 | 0.017777 | 0.023227 | 0.026139 | 0.067144 | 0 | 0 | 0 | 0 | 0 | 8.2
1510_G_WI2 | ISONE_Maine | Maine | 23 | Somerset | 25 | 1510 | WI2 | Williams Hydro | 0 | 1950 | 9999 | Hydro | [5 empty] | Non-Fossil | G | 2030 | Hydro |  | 0 | 0 | 0 | 0 | 0 | 0 | 0 | 0 | 0 | 0 | 0 | 0 | 0 | 0 | 0 | 0 | 10.45 | 13.6536 | 15.3652 | 39.4688 | 0 | 0 | 0 | 0 | 0 | 0 | 0 | 0 | 0 | 0 | 0 | 0 | 0 | 0 | 0 | 0 | 0 | 0 | 0 | 0 | 0.10592 | 0.014525 | 0.018979 | 0.021358 | 0.054862 | 0 | 0 | 0 | 0 | 0 | 6.7
1511_G_WY1 | ISONE_Maine | Maine | 23 | Somerset | 25 | 1511 | WY1 | Wyman Hydro | 0 | 1930 | 9999 | Hydro | [5 empty] | Non-Fossil | G | 2030 | Hydro |  | 0 | 0 | 0 | 0 | 0 | 0 | 0 | 0 | 0 | 0 | 0 | 0 | 0 | 0 | 0 | 0 | 35.2627 | 44.9264 | 51.5508 | 131.7399 | 0 | 0 | 0 | 0 | 0 | 0 | 0 | 0 | 0 | 0 | 0 | 0 | 0 | 0 | 0 | 0 | 0 | 0 | 0 | 0 | 0.46476 | 0.049015 | 0.062448 | 0.071656 | 0.18312 | 0 | 0 | 0 | 0 | 0 | 29.4
1511_G_WY2 | ISONE_Maine | Maine | 23 | Somerset | 25 | 1511 | WY2 | Wyman Hydro | 0 | 1931 | 9999 | Hydro | [5 empty] | Non-Fossil | G | 2030 | Hydro |  | 0 | 0 | 0 | 0 | 0 | 0 | 0 | 0 | 0 | 0 | 0 | 0 | 0 | 0 | 0 | 0 | 35.8624 | 45.6904 | 52.4275 | 133.9803 | 0 | 0 | 0 | 0 | 0 | 0 | 0 | 0 | 0 | 0 | 0 | 0 | 0 | 0 | 0 | 0 | 0 | 0 | 0 | 0 | 0.47267 | 0.049849 | 0.06351 | 0.072874 | 0.18623 | 0 | 0 | 0 | 0 | 0 | 29.9
1511_G_WY3 | ISONE_Maine | Maine | 23 | Somerset | 25 | 1511 | WY3 | Wyman Hydro | 0 | 1940 | 9999 | Hydro | [5 empty] | Non-Fossil | G | 2030 | Hydro |  | 0 | 0 | 0 | 0 | 0 | 0 | 0 | 0 | 0 | 0 | 0 | 0 | 0 | 0 | 0 | 0 | 35.0228 | 44.6208 | 51.2001 | 130.8437 | 0 | 0 | 0 | 0 | 0 | 0 | 0 | 0 | 0 | 0 | 0 | 0 | 0 | 0 | 0 | 0 | 0 | 0 | 0 | 0 | 0.4616 | 0.048682 | 0.062023 | 0.071168 | 0.18187 | 0 | 0 | 0 | 0 | 0 | 29.2
1513_G_CH1 | ISONE_Maine | Maine | 23 | Aroostook | 3 | 1513 | CH1 | Caribou Generation Station | 0 | 1926 | 9999 | Hydro | [5 empty] | Non-Fossil | G | 2030 | Hydro |  | 0 | 0 | 0 | 0 | 0 | 0 | 0 | 0 | 0 | 0 | 0 | 0 | 0 | 0 | 0 | 0 | 1.5597e-06 | 2.0379e-06 | 2.2933e-06 | 5.8909e-06 | 0 | 0 | 0 | 0 | 0 | 0 | 0 | 0 | 0 | 0 | 0 | 0 | 0 | 0 | 0 | 0 | 0 | 0 | 0 | 0 | 1.5808e-08 | 2.168e-09 | 2.8326e-09 | 3.1877e-09 | 8.1883e-09 | 0 | 0 | 0 | 0 | 0 | 1e-06
1513_G_CH2 | ISONE_Maine | Maine | 23 | Aroostook | 3 | 1513 | CH2 | Caribou Generation Station | 0 | 1926 | 9999 | Hydro | [5 empty] | Non-Fossil | G | 2030 | Hydro |  | 0 | 0 | 0 | 0 | 0 | 0 | 0 | 0 | 0 | 0 | 0 | 0 | 0 | 0 | 0 | 0 | 1.5597e-06 | 2.0379e-06 | 2.2933e-06 | 5.8909e-06 | 0 | 0 | 0 | 0 | 0 | 0 | 0 | 0 | 0 | 0 | 0 | 0 | 0 | 0 | 0 | 0 | 0 | 0 | 0 | 0 | 1.5808e-08 | 2.168e-09 | 2.8326e-09 | 3.1877e-09 | 8.1883e-09 | 0 | 0 | 0 | 0 | 0 | 1e-06
1516_G_SP1 | ISONE_Maine | Maine | 23 | Aroostook | 3 | 1516 | SP1 | Squa Pan Hydro Station | 0 | 1941 | 9999 | Hydro | [5 empty] | Non-Fossil | G | 2030 | Hydro |  | 0 | 0 | 0 | 0 | 0 | 0 | 0 | 0 | 0 | 0 | 0 | 0 | 0 | 0 | 0 | 0 | 1.6792 | 2.1394 | 2.4548 | 6.2733 | 0 | 0 | 0 | 0 | 0 | 0 | 0 | 0 | 0 | 0 | 0 | 0 | 0 | 0 | 0 | 0 | 0 | 0 | 0 | 0 | 0.022132 | 0.0023341 | 0.0029737 | 0.0034122 | 0.0087199 | 0 | 0 | 0 | 0 | 0 | 1.4
152_G_1 | WECC_Arizona | Arizona | 4 | Mohave | 15 | 152 | 1 | Davis Dam | 0 | 1951 | 9999 | Hydro | [5 empty] | Non-Fossil | G | 2030 | Hydro |  | 0 | 0 | 0 | 0 | 0 | 0 | 0 | 0 | 0 | 0 | 0 | 0 | 0 | 0 | 0 | 0 | 30.5548 | 41.4766 | 58.294 | 130.3253 | 0 | 0 | 0 | 0 | 0 | 0 | 0 | 0 | 0 | 0 | 0 | 0 | 0 | 0 | 0 | 0 | 0 | 0 | 0 | 0 | 0.81729 | 0.042471 | 0.057652 | 0.081029 | 0.18115 | 0 | 0 | 0 | 0 | 0 | 51.7
152_G_2 | WECC_Arizona | Arizona | 4 | Mohave | 15 | 152 | 2 | Davis Dam | 0 | 1951 | 9999 | Hydro | [5 empty] | Non-Fossil | G | 2030 | Hydro |  | 0 | 0 | 0 | 0 | 0 | 0 | 0 | 0 | 0 | 0 | 0 | 0 | 0 | 0 | 0 | 0 | 30.5548 | 41.4766 | 58.294 | 130.3253 | 0 | 0 | 0 | 0 | 0 | 0 | 0 | 0 | 0 | 0 | 0 | 0 | 0 | 0 | 0 | 0 | 0 | 0 | 0 | 0 | 0.81729 | 0.042471 | 0.057652 | 0.081029 | 0.18115 | 0 | 0 | 0 | 0 | 0 | 51.7
152_G_3 | WECC_Arizona | Arizona | 4 | Mohave | 15 | 152 | 3 | Davis Dam | 0 | 1951 | 9999 | Hydro | [5 empty] | Non-Fossil | G | 2030 | Hydro |  | 0 | 0 | 0 | 0 | 0 | 0 | 0 | 0 | 0 | 0 | 0 | 0 | 0 | 0 | 0 | 0 | 28.3681 | 38.5082 | 54.1221 | 120.9984 | 0 | 0 | 0 | 0 | 0 | 0 | 0 | 0 | 0 | 0 | 0 | 0 | 0 | 0 | 0 | 0 | 0 | 0 | 0 | 0 | 0.7588 | 0.039432 | 0.053526 | 0.07523 | 0.16819 | 0 | 0 | 0 | 0 | 0 | 48
152_G_4 | WECC_Arizona | Arizona | 4 | Mohave | 15 | 152 | 4 | Davis Dam | 0 | 1951 | 9999 | Hydro | [5 empty] | Non-Fossil | G | 2030 | Hydro |  | 0 | 0 | 0 | 0 | 0 | 0 | 0 | 0 | 0 | 0 | 0 | 0 | 0 | 0 | 0 | 0 | 30.5548 | 41.4766 | 58.294 | 130.3253 | 0 | 0 | 0 | 0 | 0 | 0 | 0 | 0 | 0 | 0 | 0 | 0 | 0 | 0 | 0 | 0 | 0 | 0 | 0 | 0 | 0.81729 | 0.042471 | 0.057652 | 0.081029 | 0.18115 | 0 | 0 | 0 | 0 | 0 | 51.7
152_G_5 | WECC_Arizona | Arizona | 4 | Mohave | 15 | 152 | 5 | Davis Dam | 0 | 1951 | 9999 | Hydro | [5 empty] | Non-Fossil | G | 2030 | Hydro |  | 0 | 0 | 0 | 0 | 0 | 0 | 0 | 0 | 0 | 0 | 0 | 0 | 0 | 0 | 0 | 0 | 30.5548 | 41.4766 | 58.294 | 130.3253 | 0 | 0 | 0 | 0 | 0 | 0 | 0 | 0 | 0 | 0 | 0 | 0 | 0 | 0 | 0 | 0 | 0 | 0 | 0 | 0 | 0.81729 | 0.042471 | 0.057652 | 0.081029 | 0.18115 | 0 | 0 | 0 | 0 | 0 | 51.7
153_G_1 | WECC_Arizona | Arizona | 4 | Coconino | 5 | 153 | 1 | Glen Canyon Dam | 0 | 1964 | 9999 | Hydro | [5 empty] | Non-Fossil | G | 2030 | Hydro |  | 0 | 0 | 0 | 0 | 0 | 0 | 0 | 0 | 0 | 0 | 0 | 0 | 0 | 0 | 0 | 0 | 97.5152 | 132.372 | 186.0447 | 415.9319 | 0 | 0 | 0 | 0 | 0 | 0 | 0 | 0 | 0 | 0 | 0 | 0 | 0 | 0 | 0 | 0 | 0 | 0 | 0 | 0 | 2.6084 | 0.13555 | 0.184 | 0.2586 | 0.57815 | 0 | 0 | 0 | 0 | 0 | 165
153_G_2 | WECC_Arizona | Arizona | 4 | Coconino | 5 | 153 | 2 | Glen Canyon Dam | 0 | 1964 | 9999 | Hydro | [5 empty] | Non-Fossil | G | 2030 | Hydro |  | 0 | 0 | 0 | 0 | 0 | 0 | 0 | 0 | 0 | 0 | 0 | 0 | 0 | 0 | 0 | 0 | 97.5152 | 132.372 | 186.0447 | 415.9319 | 0 | 0 | 0 | 0 | 0 | 0 | 0 | 0 | 0 | 0 | 0 | 0 | 0 | 0 | 0 | 0 | 0 | 0 | 0 | 0 | 2.6084 | 0.13555 | 0.184 | 0.2586 | 0.57815 | 0 | 0 | 0 | 0 | 0 | 165
153_G_3 | WECC_Arizona | Arizona | 4 | Coconino | 5 | 153 | 3 | Glen Canyon Dam | 0 | 1964 | 9999 | Hydro | [5 empty] | Non-Fossil | G | 2030 | Hydro |  | 0 | 0 | 0 | 0 | 0 | 0 | 0 | 0 | 0 | 0 | 0 | 0 | 0 | 0 | 0 | 0 | 97.5152 | 132.372 | 186.0447 | 415.9319 | 0 | 0 | 0 | 0 | 0 | 0 | 0 | 0 | 0 | 0 | 0 | 0 | 0 | 0 | 0 | 0 | 0 | 0 | 0 | 0 | 2.6084 | 0.13555 | 0.184 | 0.2586 | 0.57815 | 0 | 0 | 0 | 0 | 0 | 165
153_G_4 | WECC_Arizona | Arizona | 4 | Coconino | 5 | 153 | 4 | Glen Canyon Dam | 0 | 1965 | 9999 | Hydro | [5 empty] | Non-Fossil | G | 2030 | Hydro |  | 0 | 0 | 0 | 0 | 0 | 0 | 0 | 0 | 0 | 0 | 0 | 0 | 0 | 0 | 0 | 0 | 97.5152 | 132.372 | 186.0447 | 415.9319 | 0 | 0 | 0 | 0 | 0 | 0 | 0 | 0 | 0 | 0 | 0 | 0 | 0 | 0 | 0 | 0 | 0 | 0 | 0 | 0 | 2.6084 | 0.13555 | 0.184 | 0.2586 | 0.57815 | 0 | 0 | 0 | 0 | 0 | 165
153_G_5 | WECC_Arizona | Arizona | 4 | Coconino | 5 | 153 | 5 | Glen Canyon Dam | 0 | 1965 | 9999 | Hydro | [5 empty] | Non-Fossil | G | 2030 | Hydro |  | 0 | 0 | 0 | 0 | 0 | 0 | 0 | 0 | 0 | 0 | 0 | 0 | 0 | 0 | 0 | 0 | 97.5152 | 132.372 | 186.0447 | 415.9319 | 0 | 0 | 0 | 0 | 0 | 0 | 0 | 0 | 0 | 0 | 0 | 0 | 0 | 0 | 0 | 0 | 0 | 0 | 0 | 0 | 2.6084 | 0.13555 | 0.184 | 0.2586 | 0.57815 | 0 | 0 | 0 | 0 | 0 | 165
153_G_6 | WECC_Arizona | Arizona | 4 | Coconino | 5 | 153 | 6 | Glen Canyon Dam | 0 | 1965 | 9999 | Hydro | [5 empty] | Non-Fossil | G | 2030 | Hydro |  | 0 | 0 | 0 | 0 | 0 | 0 | 0 | 0 | 0 | 0 | 0 | 0 | 0 | 0 | 0 | 0 | 97.5152 | 132.372 | 186.0447 | 415.9319 | 0 | 0 | 0 | 0 | 0 | 0 | 0 | 0 | 0 | 0 | 0 | 0 | 0 | 0 | 0 | 0 | 0 | 0 | 0 | 0 | 2.6084 | 0.13555 | 0.184 | 0.2586 | 0.57815 | 0 | 0 | 0 | 0 | 0 | 165
153_G_7 | WECC_Arizona | Arizona | 4 | Coconino | 5 | 153 | 7 | Glen Canyon Dam | 0 | 1966 | 9999 | Hydro | [5 empty] | Non-Fossil | G | 2030 | Hydro |  | 0 | 0 | 0 | 0 | 0 | 0 | 0 | 0 | 0 | 0 | 0 | 0 | 0 | 0 | 0 | 0 | 92.7872 | 125.954 | 177.0243 | 395.7655 | 0 | 0 | 0 | 0 | 0 | 0 | 0 | 0 | 0 | 0 | 0 | 0 | 0 | 0 | 0 | 0 | 0 | 0 | 0 | 0 | 2.4819 | 0.12897 | 0.17508 | 0.24606 | 0.55011 | 0 | 0 | 0 | 0 | 0 | 157
153_G_8 | WECC_Arizona | Arizona | 4 | Coconino | 5 | 153 | 8 | Glen Canyon Dam | 0 | 1966 | 9999 | Hydro | [5 empty] | Non-Fossil | G | 2030 | Hydro |  | 0 | 0 | 0 | 0 | 0 | 0 | 0 | 0 | 0 | 0 | 0 | 0 | 0 | 0 | 0 | 0 | 97.5152 | 132.372 | 186.0447 | 415.9319 | 0 | 0 | 0 | 0 | 0 | 0 | 0 | 0 | 0 | 0 | 0 | 0 | 0 | 0 | 0 | 0 | 0 | 0 | 0 | 0 | 2.6084 | 0.13555 | 0.184 | 0.2586 | 0.57815 | 0 | 0 | 0 | 0 | 0 | 165
154_G_N0 | WECC_Southern Nevada | Nevada | 32 | Clark | 3 | 154 | N0 | Hoover Dam (NV) | 0 | 1936 | 9999 | Hydro | [5 empty] | Non-Fossil | G | 2030 | Hydro |  | 0 | 0 | 0 | 0 | 0 | 0 | 0 | 0 | 0 | 0 | 0 | 0 | 0 | 0 | 0 | 0 | 0.98744 | 1.7128 | 2.2695 | 4.9698 | 0 | 0 | 0 | 0 | 0 | 0 | 0 | 0 | 0 | 0 | 0 | 0 | 0 | 0 | 0 | 0 | 0 | 0 | 0 | 0 | 0.03794 | 0.0013725 | 0.0023808 | 0.0031546 | 0.006908 | 0 | 0 | 0 | 0 | 0 | 2.4
154_G_N1 | WECC_Southern Nevada | Nevada | 32 | Clark | 3 | 154 | N1 | Hoover Dam (NV) | 0 | 1936 | 9999 | Hydro | [5 empty] | Non-Fossil | G | 2030 | Hydro |  | 0 | 0 | 0 | 0 | 0 | 0 | 0 | 0 | 0 | 0 | 0 | 0 | 0 | 0 | 0 | 0 | 53.4866 | 92.7781 | 122.9314 | 269.1962 | 0 | 0 | 0 | 0 | 0 | 0 | 0 | 0 | 0 | 0 | 0 | 0 | 0 | 0 | 0 | 0 | 0 | 0 | 0 | 0 | 2.0551 | 0.074346 | 0.12896 | 0.17087 | 0.37418 | 0 | 0 | 0 | 0 | 0 | 130
154_G_N2 | WECC_Southern Nevada | Nevada | 32 | Clark | 3 | 154 | N2 | Hoover Dam (NV) | 0 | 1936 | 9999 | Hydro | [5 empty] | Non-Fossil | G | 2030 | Hydro |  | 0 | 0 | 0 | 0 | 0 | 0 | 0 | 0 | 0 | 0 | 0 | 0 | 0 | 0 | 0 | 0 | 53.4866 | 92.7781 | 122.9314 | 269.1962 | 0 | 0 | 0 | 0 | 0 | 0 | 0 | 0 | 0 | 0 | 0 | 0 | 0 | 0 | 0 | 0 | 0 | 0 | 0 | 0 | 2.0551 | 0.074346 | 0.12896 | 0.17087 | 0.37418 | 0 | 0 | 0 | 0 | 0 | 130
154_G_N3 | WECC_Southern Nevada | Nevada | 32 | Clark | 3 | 154 | N3 | Hoover Dam (NV) | 0 | 1937 | 9999 | Hydro | [5 empty] | Non-Fossil | G | 2030 | Hydro |  | 0 | 0 | 0 | 0 | 0 | 0 | 0 | 0 | 0 | 0 | 0 | 0 | 0 | 0 | 0 | 0 | 53.4866 | 92.7781 | 122.9314 | 269.1962 | 0 | 0 | 0 | 0 | 0 | 0 | 0 | 0 | 0 | 0 | 0 | 0 | 0 | 0 | 0 | 0 | 0 | 0 | 0 | 0 | 2.0551 | 0.074346 | 0.12896 | 0.17087 | 0.37418 | 0 | 0 | 0 | 0 | 0 | 130
154_G_N4 | WECC_Southern Nevada | Nevada | 32 | Clark | 3 | 154 | N4 | Hoover Dam (NV) | 0 | 1936 | 9999 | Hydro | [5 empty] | Non-Fossil | G | 2030 | Hydro |  | 0 | 0 | 0 | 0 | 0 | 0 | 0 | 0 | 0 | 0 | 0 | 0 | 0 | 0 | 0 | 0 | 53.4866 | 92.7781 | 122.9314 | 269.1962 | 0 | 0 | 0 | 0 | 0 | 0 | 0 | 0 | 0 | 0 | 0 | 0 | 0 | 0 | 0 | 0 | 0 | 0 | 0 | 0 | 2.0551 | 0.074346 | 0.12896 | 0.17087 | 0.37418 | 0 | 0 | 0 | 0 | 0 | 130
154_G_N5 | WECC_Southern Nevada | Nevada | 32 | Clark | 3 | 154 | N5 | Hoover Dam (NV) | 0 | 1938 | 9999 | Hydro | [5 empty] | Non-Fossil | G | 2030 | Hydro |  | 0 | 0 | 0 | 0 | 0 | 0 | 0 | 0 | 0 | 0 | 0 | 0 | 0 | 0 | 0 | 0 | 53.4866 | 92.7781 | 122.9314 | 269.1962 | 0 | 0 | 0 | 0 | 0 | 0 | 0 | 0 | 0 | 0 | 0 | 0 | 0 | 0 | 0 | 0 | 0 | 0 | 0 | 0 | 2.0551 | 0.074346 | 0.12896 | 0.17087 | 0.37418 | 0 | 0 | 0 | 0 | 0 | 130
154_G_N6 | WECC_Southern Nevada | Nevada | 32 | Clark | 3 | 154 | N6 | Hoover Dam (NV) | 0 | 1938 | 9999 | Hydro | [5 empty] | Non-Fossil | G | 2030 | Hydro |  | 0 | 0 | 0 | 0 | 0 | 0 | 0 | 0 | 0 | 0 | 0 | 0 | 0 | 0 | 0 | 0 | 53.4866 | 92.7781 | 122.9314 | 269.1962 | 0 | 0 | 0 | 0 | 0 | 0 | 0 | 0 | 0 | 0 | 0 | 0 | 0 | 0 | 0 | 0 | 0 | 0 | 0 | 0 | 2.0551 | 0.074346 | 0.12896 | 0.17087 | 0.37418 | 0 | 0 | 0 | 0 | 0 | 130
154_G_N7 | WECC_Southern Nevada | Nevada | 32 | Clark | 3 | 154 | N7 | Hoover Dam (NV) | 0 | 1944 | 9999 | Hydro | [5 empty] | Non-Fossil | G | 2030 | Hydro |  | 0 | 0 | 0 | 0 | 0 | 0 | 0 | 0 | 0 | 0 | 0 | 0 | 0 | 0 | 0 | 0 | 52.2523 | 90.6371 | 120.0946 | 262.9839 | 0 | 0 | 0 | 0 | 0 | 0 | 0 | 0 | 0 | 0 | 0 | 0 | 0 | 0 | 0 | 0 | 0 | 0 | 0 | 0 | 2.0076 | 0.072631 | 0.12599 | 0.16693 | 0.36555 | 0 | 0 | 0 | 0 | 0 | 127
154_G_N8 | WECC_Southern Nevada | Nevada | 32 | Clark | 3 | 154 | N8 | Hoover Dam (NV) | 0 | 1961 | 9999 | Hydro | [5 empty] | Non-Fossil | G | 2030 | Hydro |  | 0 | 0 | 0 | 0 | 0 | 0 | 0 | 0 | 0 | 0 | 0 | 0 | 0 | 0 | 0 | 0 | 53.4866 | 92.7781 | 122.9314 | 269.1962 | 0 | 0 | 0 | 0 | 0 | 0 | 0 | 0 | 0 | 0 | 0 | 0 | 0 | 0 | 0 | 0 | 0 | 0 | 0 | 0 | 2.0551 | 0.074346 | 0.12896 | 0.17087 | 0.37418 | 0 | 0 | 0 | 0 | 0 | 130
1554_B_1 | PJM_SWMAAC | Maryland | 24 | Anne Arundel | 3 | 1554 | 1 | Herbert A Wagner | 10859 | 1956 | 9999 | O/G Steam | wall | dry | ESPC + SNCR | LNB |  | Fossil | B | 2030 | NaturalGas |  | 0 | 0 | 0 | 0 | 0 | 0 | 0 | 0 | 0 | 0 | 0 | 0 | 0 | 0 | 0 | 0 | 0 | 0 | 0 | 0 | 0 | 0 | 0 | 0 | 0 | 0 | 0 | 0 | 0 | 0 | 0 | 0 | 0 | 0 | 0 | 0 | 0 | 0 | 0 | 0 | 7.2115 | 0 | 0 | 0 | 0 | 0 | 0 | 0 | 0 | 0 | 126 | SNCR
1554_B_3 | PJM_SWMAAC | Maryland | 24 | Anne Arundel | 3 | 1554 | 3 | Herbert A Wagner | 10767 | 1966 | 9999 | Coal Steam | wall | dry | ESPC + SCR + Mercury Control + DSI | LNBO |  | Fossil | B | 2030 |  | Coal Retirement | 0 | 0 | 0 | 0 | 0 | 0 | 0 | 0 | 0 | 0 | 0 | 0 | 0 | 0 | 0 | 0 | 0 | 0 | 0 | 0 | 0 | 0 | 0 | 0 | 0 | 0 | 0 | 0 | 0 | 0 | 0 | 0 | 0 | 0 | 0 | 0 | 0 | 0 | 0 | 0 | 0 | 0 | 0 | 0 | 0 | 0 | 0 | 0 | 0 | 0 | 305 | SCR / Mercury Control / DSI
1554_B_4 | PJM_SWMAAC | Maryland | 24 | Anne Arundel | 3 | 1554 | 4 | Herbert A Wagner | 10961 | 1972 | 9999 | O/G Steam | wall | dry | ESPC | BOOS + LA + LNB |  | Fossil | B | 2030 | Oil |  | 0 | 0 | 0 | 0 | 0 | 0 | 0 | 0 | 0 | 0 | 0 | 0 | 0 | 0 | 0 | 0 | 0 | 0 | 0 | 0 | 0 | 0 | 0 | 0 | 0 | 0 | 0 | 0 | 0 | 0 | 0 | 0 | 0 | 0 | 0 | 0 | 0 | 0 | 0 | 0 | 23.4351 | 0 | 0 | 0 | 0 | 0 | 0 | 0 | 0 | 0 | 397
1554_G_GT1 | PJM_SWMAAC | Maryland | 24 | Anne Arundel | 3 | 1554 | GT1 | Herbert A Wagner | 13097 | 1967 | 9999 | Combustion Turbine | [5 empty] | Fossil | G | 2030 |  |  | 0 | 0 | 0 | 0 | 0 | 0 | 0 | 0 | 0 | 0 | 0 | 0 | 0 | 0 | 0 | 0 | 0 | 0 | 0 | 0 | 0 | 0 | 0 | 0 | 0 | 0 | 0 | 0 | 0 | 0 | 0 | 0 | 0 | 0 | 0 | 0 | 0 | 0 | 0 | 0 | 0.59415 | 0 | 0 | 0 | 0 | 0 | 0 | 0 | 0 | 0 | 17.4619
1556_G_GT1 | PJM_SWMAAC | Maryland | 24 | Harford | 25 | 1556 | GT1 | Perryman | 10911 | 1972 | 9999 | Combustion Turbine | [5 empty] | Fossil | G | 2030 | Oil |  | 0 | 0 | 0 | 0 | 0 | 0 | 0 | 0 | 0 | 0 | 0 | 0 | 0 | 0 | 0 | 0 | 0 | 0 | 0 | 0 | 0 | 0 | 0 | 0 | 0 | 0 | 0 | 0 | 0 | 0 | 0 | 0 | 0 | 0 | 0 | 0 | 0 | 0 | 0 | 0 | 2.395 | 0 | 0 | 0 | 0 | 0 | 0 | 0 | 0 | 0 | 52
1556_G_GT3 | PJM_SWMAAC | Maryland | 24 | Harford | 25 | 1556 | GT3 | Perryman | 10911 | 1972 | 9999 | Combustion Turbine | [5 empty] | Fossil | G | 2030 | Oil |  | 0 | 0 | 0 | 0 | 0 | 0 | 0 | 0 | 0 | 0 | 0 | 0 | 0 | 0 | 0 | 0 | 0 | 0 | 0 | 0 | 0 | 0 | 0 | 0 | 0 | 0 | 0 | 0 | 0 | 0 | 0 | 0 | 0 | 0 | 0 | 0 | 0 | 0 | 0 | 0 | 2.349 | 0 | 0 | 0 | 0 | 0 | 0 | 0 | 0 | 0 | 51
1556_G_GT4 | PJM_SWMAAC | Maryland | 24 | Harford | 25 | 1556 | GT4 | Perryman | 10911 | 1972 | 9999 | Combustion Turbine | [5 empty] | Fossil | G | 2030 | Oil |  | 0 | 0 | 0 | 0 | 0 | 0 | 0 | 0 | 0 | 0 | 0 | 0 | 0 | 0 | 0 | 0 | 0 | 0 | 0 | 0 | 0 | 0 | 0 | 0 | 0 | 0 | 0 | 0 | 0 | 0 | 0 | 0 | 0 | 0 | 0 | 0 | 0 | 0 | 0 | 0 | 2.395 | 0 | 0 | 0 | 0 | 0 | 0 | 0 | 0 | 0 | 52
1556_G_GT5 | PJM_SWMAAC | Maryland | 24 | Harford | 25 | 1556 | GT5 | Perryman | 10915 | 1995 | 9999 | Combustion Turbine |  |  |  | H2O |  | Fossil | G | 2030 | NaturalGas |  | 0.076403 | 0.019434 | 0.29814 | 0.39398 | 0 | 0 | 0 | 0 | 0 | 0 | 0 | 0 | 0 | 0 | 0 | 0 | 6.9999 | 1.7805 | 27.315 | 36.0953 | 4.4727 | 1.1377 | 17.4533 | 23.0636 | 5.3482e-09 | 1.3604e-09 | 2.087e-08 | 2.7579e-08 | 0.0021466 | 0.00054601 | 0.0083763 | 0.011069 | 0 | 0 | 0 | 0 | 0 | 0 | 0 | 0 | 2.7418 | 0.033039 | 0.008404 | 0.12893 | 0.17037 | 0.23476 | 0.044518 | 0.57742 | 0.8567 | 0 | 139
1556_G_GT6 | PJM_SWMAAC | Maryland | 24 | Harford | 25 | 1556 | GT6 | Perryman | 10745 | 2015 | 9999 | Combustion Turbine |  |  | SCR | H2O |  | Fossil | G | 2030 | NaturalGas |  | 0.060451 | 0.015113 | 0.23184 | 0.30741 | 0 | 0 | 0 | 0 | 0 | 0 | 0 | 0 | 0 | 0 | 0 | 0 | 5.6259 | 1.4065 | 21.5768 | 28.6092 | 3.5388 | 0.88469 | 13.5721 | 17.9956 | 4.2315e-09 | 1.0579e-09 | 1.6229e-08 | 2.1518e-08 | 0.00031888 | 7.9719e-05 | 0.001223 | 0.0016216 | 0 | 0 | 0 | 0 | 0 | 0 | 0 | 0 | 2.3985 | 0.029086 | 0.0072715 | 0.11155 | 0.14791 | 0.18574 | 0.034618 | 0.44902 | 0.66938 | 0 | 109.8 | SCR
1557_G_GT1 | PJM_SWMAAC | Maryland | 24 | Baltimore City | 510 | 1557 | GT1 | Philadelphia | 18086 | 1970 | 9999 | Combustion Turbine | [5 empty] | Fossil | G | 2030 | Oil |  | 0 | 0 | 0 | 0 | 0 | 0 | 0 | 0 | 0 | 0 | 0 | 0 | 0 | 0 | 0 | 0 | 0 | 0 | 0 | 0 | 0 | 0 | 0 | 0 | 0 | 0 | 0 | 0 | 0 | 0 | 0 | 0 | 0 | 0 | 0 | 0 | 0 | 0 | 0 | 0 | 0.70469 | 0 | 0 | 0 | 0 | 0 | 0 | 0 | 0 | 0 | 15.3
1557_G_GT2 | PJM_SWMAAC | Maryland | 24 | Baltimore City | 510 | 1557 | GT2 | Philadelphia | 18087 | 1970 | 9999 | Combustion Turbine | [5 empty] | Fossil | G | 2030 | Oil |  | 0 | 0 | 0 | 0 | 0 | 0 | 0 | 0 | 0 | 0 | 0 | 0 | 0 | 0 | 0 | 0 | 0 | 0 | 0 | 0 | 0 | 0 | 0 | 0 | 0 | 0 | 0 | 0 | 0 | 0 | 0 | 0 | 0 | 0 | 0 | 0 | 0 | 0 | 0 | 0 | 0.73693 | 0 | 0 | 0 | 0 | 0 | 0 | 0 | 0 | 0 | 16
1557_G_GT3 | PJM_SWMAAC | Maryland | 24 | Baltimore City | 510 | 1557 | GT3 | Philadelphia | 18086 | 1970 | 9999 | Combustion Turbine | [5 empty] | Fossil | G | 2030 | Oil |  | 0 | 0 | 0 | 0 | 0 | 0 | 0 | 0 | 0 | 0 | 0 | 0 | 0 | 0 | 0 | 0 | 0 | 0 | 0 | 0 | 0 | 0 | 0 | 0 | 0 | 0 | 0 | 0 | 0 | 0 | 0 | 0 | 0 | 0 | 0 | 0 | 0 | 0 | 0 | 0 | 0.68166 | 0 | 0 | 0 | 0 | 0 | 0 | 0 | 0 | 0 | 14.8
1557_G_GT4 | PJM_SWMAAC | Maryland | 24 | Baltimore City | 510 | 1557 | GT4 | Philadelphia | 18086 | 1970 | 9999 | Combustion Turbine | [5 empty] | Fossil | G | 2030 | Oil |  | 0 | 0 | 0 | 0 | 0 | 0 | 0 | 0 | 0 | 0 | 0 | 0 | 0 | 0 | 0 | 0 | 0 | 0 | 0 | 0 | 0 | 0 | 0 | 0 | 0 | 0 | 0 | 0 | 0 | 0 | 0 | 0 | 0 | 0 | 0 | 0 | 0 | 0 | 0 | 0 | 0.68166 | 0 | 0 | 0 | 0 | 0 | 0 | 0 | 0 | 0 | 14.8
1563_G_CRIS | PJM_EMAAC | Maryland | 24 | Somerset | 39 | 1563 | CRIS | Crisfield | 10745 | 1968 | 9999 | Combustion Turbine | [5 empty] | Fossil | G | 2030 | Oil |  | 0 | 0 | 0 | 0 | 0 | 0 | 0 | 0 | 0 | 0 | 0 | 0 | 0 | 0 | 0 | 0 | 0 | 0 | 0 | 0 | 0 | 0 | 0 | 0 | 0 | 0 | 0 | 0 | 0 | 0 | 0 | 0 | 0 | 0 | 0 | 0 | 0 | 0 | 0 | 0 | 0.12184 | 0 | 0 | 0 | 0 | 0 | 0 | 0 | 0 | 0 | 2.6
1563_G_CRS2 | PJM_EMAAC | Maryland | 24 | Somerset | 39 | 1563 | CRS2 | Crisfield | 10745 | 1968 | 9999 | Combustion Turbine | [5 empty] | Fossil | G | 2030 | Oil |  | 0 | 0 | 0 | 0 | 0 | 0 | 0 | 0 | 0 | 0 | 0 | 0 | 0 | 0 | 0 | 0 | 0 | 0 | 0 | 0 | 0 | 0 | 0 | 0 | 0 | 0 | 0 | 0 | 0 | 0 | 0 | 0 | 0 | 0 | 0 | 0 | 0 | 0 | 0 | 0 | 0.12184 | 0 | 0 | 0 | 0 | 0 | 0 | 0 | 0 | 0 | 2.6
1563_G_CRS3 | PJM_EMAAC | Maryland | 24 | Somerset | 39 | 1563 | CRS3 | Crisfield | 10745 | 1968 | 9999 | Combustion Turbine | [5 empty] | Fossil | G | 2030 | Oil |  | 0 | 0 | 0 | 0 | 0 | 0 | 0 | 0 | 0 | 0 | 0 | 0 | 0 | 0 | 0 | 0 | 0 | 0 | 0 | 0 | 0 | 0 | 0 | 0 | 0 | 0 | 0 | 0 | 0 | 0 | 0 | 0 | 0 | 0 | 0 | 0 | 0 | 0 | 0 | 0 | 0.12184 | 0 | 0 | 0 | 0 | 0 | 0 | 0 | 0 | 0 | 2.6
1563_G_CRS4 | PJM_EMAAC | Maryland | 24 | Somerset | 39 | 1563 | CRS4 | Crisfield | 10745 | 1968 | 9999 | Combustion Turbine | [5 empty] | Fossil | G | 2030 | Oil |  | 0 | 0 | 0 | 0 | 0 | 0 | 0 | 0 | 0 | 0 | 0 | 0 | 0 | 0 | 0 | 0 | 0 | 0 | 0 | 0 | 0 | 0 | 0 | 0 | 0 | 0 | 0 | 0 | 0 | 0 | 0 | 0 | 0 | 0 | 0 | 0 | 0 | 0 | 0 | 0 | 0.12184 | 0 | 0 | 0 | 0 | 0 | 0 | 0 | 0 | 0 | 2.6
1564_B_8 | PJM_EMAAC | Maryland | 24 | Dorchester | 19 | 1564 | 8 | Vienna Operations | 14500 | 1971 | 9999 | O/G Steam | tangential | dry | Cyclone |  |  | Fossil | B | 2030 | Oil |  | 0 | 0 | 0 | 0 | 0 | 0 | 0 | 0 | 0 | 0 | 0 | 0 | 0 | 0 | 0 | 0 | 0 | 0 | 0 | 0 | 0 | 0 | 0 | 0 | 0 | 0 | 0 | 0 | 0 | 0 | 0 | 0 | 0 | 0 | 0 | 0 | 0 | 0 | 0 | 0 | 8.1451 | 0 | 0 | 0 | 0 | 0 | 0 | 0 | 0 | 0 | 153
1564_G_10 | PJM_EMAAC | Maryland | 24 | Dorchester | 19 | 1564 | 10 | Vienna Operations | 17189 | 1968 | 9999 | Combustion Turbine | [5 empty] | Fossil | G | 2030 | Oil |  | 0 | 0 | 0 | 0 | 0 | 0 | 0 | 0 | 0 | 0 | 0 | 0 | 0 | 0 | 0 | 0 | 0 | 0 | 0 | 0 | 0 | 0 | 0 | 0 | 0 | 0 | 0 | 0 | 0 | 0 | 0 | 0 | 0 | 0 | 0 | 0 | 0 | 0 | 0 | 0 | 0.67012 | 0 | 0 | 0 | 0 | 0 | 0 | 0 | 0 | 0 | 14.3
1567_G_1 | PJM_PENELEC | Maryland | 24 | Garrett | 23 | 1567 | 1 | Deep Creek | 0 | 1925 | 9999 | Hydro | [5 empty] | Non-Fossil | G | 2030 | Hydro |  | 0 | 0 | 0 | 0 | 0 | 0 | 0 | 0 | 0 | 0 | 0 | 0 | 0 | 0 | 0 | 0 | 3.5998 | 5.0942 | 4.4498 | 13.1437 | 0 | 0 | 0 | 0 | 0 | 0 | 0 | 0 | 0 | 0 | 0 | 0 | 0 | 0 | 0 | 0 | 0 | 0 | 0 | 0 | 0.14227 | 0.0050037 | 0.0070809 | 0.0061852 | 0.01827 | 0 | 0 | 0 | 0 | 0 | 9
1567_G_2 | PJM_PENELEC | Maryland | 24 | Garrett | 23 | 1567 | 2 | Deep Creek | 0 | 1925 | 9999 | Hydro | [5 empty] | Non-Fossil | G | 2030 | Hydro |  | 0 | 0 | 0 | 0 | 0 | 0 | 0 | 0 | 0 | 0 | 0 | 0 | 0 | 0 | 0 | 0 | 3.5998 | 5.0942 | 4.4498 | 13.1437 | 0 | 0 | 0 | 0 | 0 | 0 | 0 | 0 | 0 | 0 | 0 | 0 | 0 | 0 | 0 | 0 | 0 | 0 | 0 | 0 | 0.14227 | 0.0050037 | 0.0070809 | 0.0061852 | 0.01827 | 0 | 0 | 0 | 0 | 0 | 9
1571_B_3 | PJM_SWMAAC | Maryland | 24 | Prince Georges | 33 | 1571 | 3 | Chalk Point LLC | 11892 | 1975 | 9999 | O/G Steam | tangential | dry |  | OFA |  | Fossil | B | 2030 | NaturalGas |  | 0 | 0 | 0 | 0 | 0 | 0 | 0 | 0 | 0 | 0 | 0 | 0 | 0 | 0 | 0 | 0 | 0 | 0 | 0 | 0 | 0 | 0 | 0 | 0 | 0 | 0 | 0 | 0 | 0 | 0 | 0 | 0 | 0 | 0 | 0 | 0 | 0 | 0 | 0 | 0 | 26.6447 | 0 | 0 | 0 | 0 | 0 | 0 | 0 | 0 | 0 | 582
1571_B_4 | PJM_SWMAAC | Maryland | 24 | Prince Georges | 33 | 1571 | 4 | Chalk Point LLC | 11720 | 1981 | 9999 | O/G Steam | tangential | dry |  | OFA |  | Fossil | B | 2030 | NaturalGas |  | 0 | 0 | 0 | 0 | 0 | 0 | 0 | 0 | 0 | 0 | 0 | 0 | 0 | 0 | 0 | 0 | 0 | 0 | 0 | 0 | 0 | 0 | 0 | 0 | 0 | 0 | 0 | 0 | 0 | 0 | 0 | 0 | 0 | 0 | 0 | 0 | 0 | 0 | 0 | 0 | 26.6447 | 0 | 0 | 0 | 0 | 0 | 0 | 0 | 0 | 0 | 582
1571_G_GT1 | PJM_SWMAAC | Maryland | 24 | Prince Georges | 33 | 1571 | GT1 | Chalk Point LLC | 14549 | 1967 | 9999 | Combustion Turbine | [5 empty] | Fossil | G | 2030 | Oil |  | 0 | 0 | 0 | 0 | 0 | 0 | 0 | 0 | 0 | 0 | 0 | 0 | 0 | 0 | 0 | 0 | 0 | 0 | 0 | 0 | 0 | 0 | 0 | 0 | 0 | 0 | 0 | 0 | 0 | 0 | 0 | 0 | 0 | 0 | 0 | 0 | 0 | 0 | 0 | 0 | 0.73693 | 0 | 0 | 0 | 0 | 0 | 0 | 0 | 0 | 0 | 21.6582
1571_G_GT2 | PJM_SWMAAC | Maryland | 24 | Prince Georges | 33 | 1571 | GT2 | Chalk Point LLC | 14549 | 1974 | 9999 | Combustion Turbine | [5 empty] | Fossil | G | 2030 |  |  | 0 | 0 | 0 | 0 | 0 | 0 | 0 | 0 | 0 | 0 | 0 | 0 | 0 | 0 | 0 | 0 | 0 | 0 | 0 | 0 | 0 | 0 | 0 | 0 | 0 | 0 | 0 | 0 | 0 | 0 | 0 | 0 | 0 | 0 | 0 | 0 | 0 | 0 | 0 | 0 | 1.0133 | 0 | 0 | 0 | 0 | 0 | 0 | 0 | 0 | 0 | 29.78
1571_G_GT3 | PJM_SWMAAC | Maryland | 24 | Prince Georges | 33 | 1571 | GT3 | Chalk Point LLC | 14549 | 1991 | 9999 | Combustion Turbine |  |  |  | H2O |  | Fossil | G | 2030 | NaturalGas |  | 0.0062309 | 0 | 0.012503 | 0.018734 | 0 | 0 | 0 | 0 | 0 | 0 | 0 | 0 | 0 | 0 | 0 | 0 | 0.42827 | 0 | 0.85939 | 1.2877 | 0.36476 | 0 | 0.73194 | 1.0967 | 4.3616e-10 | 0 | 8.7523e-10 | 1.3114e-09 | 0.00035223 | 0 | 0.00070681 | 0.001059 | 0 | 0 | 0 | 0 | 0 | 0 | 0 | 0 | 1.9818 | 0.0027923 | 0 | 0.0056032 | 0.0083956 | 0.019145 | 0 | 0.024216 | 0.043361 | 0 | 73
1571_G_GT4 | PJM_SWMAAC | Maryland | 24 | Prince Georges | 33 | 1571 | GT4 | Chalk Point LLC | 14549 | 1991 | 9999 | Combustion Turbine |  |  |  | H2O |  | Fossil | G | 2030 | NaturalGas |  | 0.0062309 | 0 | 0.012503 | 0.018734 | 0 | 0 | 0 | 0 | 0 | 0 | 0 | 0 | 0 | 0 | 0 | 0 | 0.42827 | 0 | 0.85939 | 1.2877 | 0.36476 | 0 | 0.73194 | 1.0967 | 4.3616e-10 | 0 | 8.7523e-10 | 1.3114e-09 | 0.00035526 | 0 | 0.00071288 | 0.0010681 | 0 | 0 | 0 | 0 | 0 | 0 | 0 | 0 | 1.9818 | 0.0027923 | 0 | 0.0056032 | 0.0083956 | 0.019145 | 0 | 0.024216 | 0.043361 | 0 | 73
1571_G_GT5 | PJM_SWMAAC | Maryland | 24 | Prince Georges | 33 | 1571 | GT5 | Chalk Point LLC | 14549 | 1991 | 9999 | Combustion Turbine |  |  |  | H2O |  | Fossil | G | 2030 | NaturalGas |  | 0.0069138 | 0 | 0.013874 | 0.020787 | 0 | 0 | 0 | 0 | 0 | 0 | 0 | 0 | 0 | 0 | 0 | 0 | 0.47521 | 0 | 0.95357 | 1.4288 | 0.40473 | 0 | 0.81216 | 1.2169 | 4.8396e-10 | 0 | 9.7115e-10 | 1.4551e-09 | 0.00029964 | 0 | 0.00060128 | 0.00090092 | 0 | 0 | 0 | 0 | 0 | 0 | 0 | 0 | 2.199 | 0.0030983 | 0 | 0.0062173 | 0.0093156 | 0.021243 | 0 | 0.026869 | 0.048113 | 0 | 81
1571_G_GT6 | PJM_SWMAAC | Maryland | 24 | Prince Georges | 33 | 1571 | GT6 | Chalk Point LLC | 14549 | 1991 | 9999 | Combustion Turbine |  |  |  | H2O |  | Fossil | G | 2030 | NaturalGas |  | 0.0069138 | 0 | 0.013874 | 0.020787 | 0 | 0 | 0 | 0 | 0 | 0 | 0 | 0 | 0 | 0 | 0 | 0 | 0.47521 | 0 | 0.95357 | 1.4288 | 0.40473 | 0 | 0.81216 | 1.2169 | 4.8396e-10 | 0 | 9.7115e-10 | 1.4551e-09 | 0.0002995 | 0 | 0.000601 | 0.00090051 | 0 | 0 | 0 | 0 | 0 | 0 | 0 | 0 | 2.199 | 0.0030983 | 0 | 0.0062173 | 0.0093156 | 0.021243 | 0 | 0.026869 | 0.048113 | 0 | 81
1572_G_GT1 | PJM_SWMAAC | Maryland | 24 | Montgomery | 31 | 1572 | GT1 | Dickerson | 12819 | 1967 | 9999 | Combustion Turbine | [5 empty] | Fossil | G | 2030 |  |  | 0 | 0 | 0 | 0 | 0 | 0 | 0 | 0 | 0 | 0 | 0 | 0 | 0 | 0 | 0 | 0 | 0 | 0 | 0 | 0 | 0 | 0 | 0 | 0 | 0 | 0 | 0 | 0 | 0 | 0 | 0 | 0 | 0 | 0 | 0 | 0 | 0 | 0 | 0 | 0 | 4.6058e-08 | 0 | 0 | 0 | 0 | 0 | 0 | 0 | 0 | 0 | 1.3536e-06
1572_G_GT2 | PJM_SWMAAC | Maryland | 24 | Montgomery | 31 | 1572 | GT2 | Dickerson | 12819 | 1992 | 9999 | Combustion Turbine |  |  |  | H2O |  | Fossil | G | 2030 | NaturalGas |  | 0.027356 | 0 | 0.18015 | 0.2075 | 0 | 0 | 0 | 0 | 0 | 0 | 0 | 0 | 0 | 0 | 0 | 0 | 2.1341 | 0 | 14.0532 | 16.1872 | 1.6014 | 0 | 10.5459 | 12.1473 | 1.915e-09 | 0 | 1.261e-08 | 1.4525e-08 | 0.0014217 | 0 | 0.0093623 | 0.010784 | 0 | 0 | 0 | 0 | 0 | 0 | 0 | 0 | 2.8996 | 0.009838 | 0 | 0.064785 | 0.074623 | 0.084056 | 0 | 0.3489 | 0.43295 | 0 | 147
1572_G_GT3 | PJM_SWMAAC | Maryland | 24 | Montgomery | 31 | 1572 | GT3 | Dickerson | 12819 | 1992 | 9999 | Combustion Turbine |  |  |  | H2O |  | Fossil | G | 2030 | NaturalGas |  | 0.027356 | 0 | 0.18015 | 0.2075 | 0 | 0 | 0 | 0 | 0 | 0 | 0 | 0 | 0 | 0 | 0 | 0 | 2.1341 | 0 | 14.0532 | 16.1872 | 1.6014 | 0 | 10.5459 | 12.1473 | 1.915e-09 | 0 | 1.261e-08 | 1.4525e-08 | 0.0010907 | 0 | 0.0071825 | 0.0082732 | 0 | 0 | 0 | 0 | 0 | 0 | 0 | 0 | 2.8996 | 0.009838 | 0 | 0.064785 | 0.074623 | 0.084056 | 0 | 0.3489 | 0.43295 | 0 | 147
1573_G_3 | PJM_SWMAAC | Maryland | 24 | Charles | 17 | 1573 | 3 | Morgantown Generating Plant | 14269 | 1973 | 9999 | Combustion Turbine | [5 empty] | Fossil | G | 2030 | Oil |  | 0 | 0 | 0 | 0 | 0 | 0 | 0 | 0 | 0 | 0 | 0 | 0 | 0 | 0 | 0 | 0 | 0 | 0 | 0 | 0 | 0 | 0 | 0 | 0 | 0 | 0 | 0 | 0 | 0 | 0 | 0 | 0 | 0 | 0 | 0 | 0 | 0 | 0 | 0 | 0 | 2.2108 | 0 | 0 | 0 | 0 | 0 | 0 | 0 | 0 | 0 | 48
1573_G_4 | PJM_SWMAAC | Maryland | 24 | Charles | 17 | 1573 | 4 | Morgantown Generating Plant | 14270 | 1973 | 9999 | Combustion Turbine | [5 empty] | Fossil | G | 2030 | Oil |  | 0 | 0 | 0 | 0 | 0 | 0 | 0 | 0 | 0 | 0 | 0 | 0 | 0 | 0 | 0 | 0 | 0 | 0 | 0 | 0 | 0 | 0 | 0 | 0 | 0 | 0 | 0 | 0 | 0 | 0 | 0 | 0 | 0 | 0 | 0 | 0 | 0 | 0 | 0 | 0 | 2.2108 | 0 | 0 | 0 | 0 | 0 | 0 | 0 | 0 | 0 | 48
1573_G_5 | PJM_SWMAAC | Maryland | 24 | Charles | 17 | 1573 | 5 | Morgantown Generating Plant | 14270 | 1973 | 9999 | Combustion Turbine | [5 empty] | Fossil | G | 2030 | Oil |  | 0 | 0 | 0 | 0 | 0 | 0 | 0 | 0 | 0 | 0 | 0 | 0 | 0 | 0 | 0 | 0 | 0 | 0 | 0 | 0 | 0 | 0 | 0 | 0 | 0 | 0 | 0 | 0 | 0 | 0 | 0 | 0 | 0 | 0 | 0 | 0 | 0 | 0 | 0 | 0 | 2.2108 | 0 | 0 | 0 | 0 | 0 | 0 | 0 | 0 | 0 | 48
1573_G_6 | PJM_SWMAAC | Maryland | 24 | Charles | 17 | 1573 | 6 | Morgantown Generating Plant | 14270 | 1973 | 9999 | Combustion Turbine | [5 empty] | Fossil | G | 2030 | Oil |  | 0 | 0 | 0 | 0 | 0 | 0 | 0 | 0 | 0 | 0 | 0 | 0 | 0 | 0 | 0 | 0 | 0 | 0 | 0 | 0 | 0 | 0 | 0 | 0 | 0 | 0 | 0 | 0 | 0 | 0 | 0 | 0 | 0 | 0 | 0 | 0 | 0 | 0 | 0 | 0 | 2.2108 | 0 | 0 | 0 | 0 | 0 | 0 | 0 | 0 | 0 | 48
1573_G_GT1 | PJM_SWMAAC | Maryland | 24 | Charles | 17 | 1573 | GT1 | Morgantown Generating Plant | 14269 | 1970 | 9999 | Combustion Turbine | [5 empty] | Fossil | G | 2030 |  |  | 0 | 0 | 0 | 0 | 0 | 0 | 0 | 0 | 0 | 0 | 0 | 0 | 0 | 0 | 0 | 0 | 0 | 0 | 0 | 0 | 0 | 0 | 0 | 0 | 0 | 0 | 0 | 0 | 0 | 0 | 0 | 0 | 0 | 0 | 0 | 0 | 0 | 0 | 0 | 0 | 4.6058e-08 | 0 | 0 | 0 | 0 | 0 | 0 | 0 | 0 | 0 | 1.3536e-06
1573_G_GT2 | PJM_SWMAAC | Maryland | 24 | Charles | 17 | 1573 | GT2 | Morgantown Generating Plant | 14269 | 1971 | 9999 | Combustion Turbine | [5 empty] | Fossil | G | 2030 |  |  | 0 | 0 | 0 | 0 | 0 | 0 | 0 | 0 | 0 | 0 | 0 | 0 | 0 | 0 | 0 | 0 | 0 | 0 | 0 | 0 | 0 | 0 | 0 | 0 | 0 | 0 | 0 | 0 | 0 | 0 | 0 | 0 | 0 | 0 | 0 | 0 | 0 | 0 | 0 | 0 | 4.6058e-08 | 0 | 0 | 0 | 0 | 0 | 0 | 0 | 0 | 0 | 1.3536e-06
1574_G_1 | PJM_EMAAC | Maryland | 24 | Harford | 25 | 1574 | 1 | Conowingo | 0 | 1928 | 9999 | Hydro | [5 empty] | Non-Fossil | G | 2030 | Hydro |  | 0 | 0 | 0 | 0 | 0 | 0 | 0 | 0 | 0 | 0 | 0 | 0 | 0 | 0 | 0 | 0 | 45.0289 | 60.2231 | 51.2857 | 156.5376 | 0 | 0 | 0 | 0 | 0 | 0 | 0 | 0 | 0 | 0 | 0 | 0 | 0 | 0 | 0 | 0 | 0 | 0 | 0 | 0 | 0.7588 | 0.06259 | 0.08371 | 0.071287 | 0.21759 | 0 | 0 | 0 | 0 | 0 | 48
1574_G_10 | PJM_EMAAC | Maryland | 24 | Harford | 25 | 1574 | 10 | Conowingo | 0 | 1964 | 9999 | Hydro | [5 empty] | Non-Fossil | G | 2030 | Hydro |  | 0 | 0 | 0 | 0 | 0 | 0 | 0 | 0 | 0 | 0 | 0 | 0 | 0 | 0 | 0 | 0 | 60.9766 | 81.5521 | 69.4493 | 211.9781 | 0 | 0 | 0 | 0 | 0 | 0 | 0 | 0 | 0 | 0 | 0 | 0 | 0 | 0 | 0 | 0 | 0 | 0 | 0 | 0 | 1.0275 | 0.084757 | 0.11336 | 0.096535 | 0.29465 | 0 | 0 | 0 | 0 | 0 | 65
1574_G_11 | PJM_EMAAC | Maryland | 24 | Harford | 25 | 1574 | 11 | Conowingo | 0 | 1964 | 9999 | Hydro | [5 empty] | Non-Fossil | G | 2030 | Hydro |  | 0 | 0 | 0 | 0 | 0 | 0 | 0 | 0 | 0 | 0 | 0 | 0 | 0 | 0 | 0 | 0 | 60.9766 | 81.5521 | 69.4493 | 211.9781 | 0 | 0 | 0 | 0 | 0 | 0 | 0 | 0 | 0 | 0 | 0 | 0 | 0 | 0 | 0 | 0 | 0 | 0 | 0 | 0 | 1.0275 | 0.084757 | 0.11336 | 0.096535 | 0.29465 | 0 | 0 | 0 | 0 | 0 | 65
1574_G_2 | PJM_EMAAC | Maryland | 24 | Harford | 25 | 1574 | 2 | Conowingo | 0 | 1928 | 9999 | Hydro | [5 empty] | Non-Fossil | G | 2030 | Hydro |  | 0 | 0 | 0 | 0 | 0 | 0 | 0 | 0 | 0 | 0 | 0 | 0 | 0 | 0 | 0 | 0 | 33.7717 | 45.1673 | 38.4642 | 117.4032 | 0 | 0 | 0 | 0 | 0 | 0 | 0 | 0 | 0 | 0 | 0 | 0 | 0 | 0 | 0 | 0 | 0 | 0 | 0 | 0 | 0.5691 | 0.046943 | 0.062783 | 0.053465 | 0.16319 | 0 | 0 | 0 | 0 | 0 | 36
1574_G_3 | PJM_EMAAC | Maryland | 24 | Harford | 25 | 1574 | 3 | Conowingo | 0 | 1928 | 9999 | Hydro | [5 empty] | Non-Fossil | G | 2030 | Hydro |  | 0 | 0 | 0 | 0 | 0 | 0 | 0 | 0 | 0 | 0 | 0 | 0 | 0 | 0 | 0 | 0 | 45.0289 | 60.2231 | 51.2857 | 156.5376 | 0 | 0 | 0 | 0 | 0 | 0 | 0 | 0 | 0 | 0 | 0 | 0 | 0 | 0 | 0 | 0 | 0 | 0 | 0 | 0 | 0.7588 | 0.06259 | 0.08371 | 0.071287 | 0.21759 | 0 | 0 | 0 | 0 | 0 | 48
1574_G_4 | PJM_EMAAC | Maryland | 24 | Harford | 25 | 1574 | 4 | Conowingo | 0 | 1928 | 9999 | Hydro | [5 empty] | Non-Fossil | G | 2030 | Hydro |  | 0 | 0 | 0 | 0 | 0 | 0 | 0 | 0 | 0 | 0 | 0 | 0 | 0 | 0 | 0 | 0 | 45.0289 | 60.2231 | 51.2857 | 156.5376 | 0 | 0 | 0 | 0 | 0 | 0 | 0 | 0 | 0 | 0 | 0 | 0 | 0 | 0 | 0 | 0 | 0 | 0 | 0 | 0 | 0.7588 | 0.06259 | 0.08371 | 0.071287 | 0.21759 | 0 | 0 | 0 | 0 | 0 | 48
1574_G_5 | PJM_EMAAC | Maryland | 24 | Harford | 25 | 1574 | 5 | Conowingo | 0 | 1928 | 9999 | Hydro | [5 empty] | Non-Fossil | G | 2030 | Hydro |  | 0 | 0 | 0 | 0 | 0 | 0 | 0 | 0 | 0 | 0 | 0 | 0 | 0 | 0 | 0 | 0 | 33.7717 | 45.1673 | 38.4642 | 117.4032 | 0 | 0 | 0 | 0 | 0 | 0 | 0 | 0 | 0 | 0 | 0 | 0 | 0 | 0 | 0 | 0 | 0 | 0 | 0 | 0 | 0.5691 | 0.046943 | 0.062783 | 0.053465 | 0.16319 | 0 | 0 | 0 | 0 | 0 | 36
1574_G_6 | PJM_EMAAC | Maryland | 24 | Harford | 25 | 1574 | 6 | Conowingo | 0 | 1928 | 9999 | Hydro | [5 empty] | Non-Fossil | G | 2030 | Hydro |  | 0 | 0 | 0 | 0 | 0 | 0 | 0 | 0 | 0 | 0 | 0 | 0 | 0 | 0 | 0 | 0 | 45.0289 | 60.2231 | 51.2857 | 156.5376 | 0 | 0 | 0 | 0 | 0 | 0 | 0 | 0 | 0 | 0 | 0 | 0 | 0 | 0 | 0 | 0 | 0 | 0 | 0 | 0 | 0.7588 | 0.06259 | 0.08371 | 0.071287 | 0.21759 | 0 | 0 | 0 | 0 | 0 | 48
1574_G_7 | PJM_EMAAC | Maryland | 24 | Harford | 25 | 1574 | 7 | Conowingo | 0 | 1928 | 9999 | Hydro | [5 empty] | Non-Fossil | G | 2030 | Hydro |  | 0 | 0 | 0 | 0 | 0 | 0 | 0 | 0 | 0 | 0 | 0 | 0 | 0 | 0 | 0 | 0 | 45.0289 | 60.2231 | 51.2857 | 156.5376 | 0 | 0 | 0 | 0 | 0 | 0 | 0 | 0 | 0 | 0 | 0 | 0 | 0 | 0 | 0 | 0 | 0 | 0 | 0 | 0 | 0.7588 | 0.06259 | 0.08371 | 0.071287 | 0.21759 | 0 | 0 | 0 | 0 | 0 | 48
1574_G_8 | PJM_EMAAC | Maryland | 24 | Harford | 25 | 1574 | 8 | Conowingo | 0 | 1964 | 9999 | Hydro | [5 empty] | Non-Fossil | G | 2030 | Hydro |  | 0 | 0 | 0 | 0 | 0 | 0 | 0 | 0 | 0 | 0 | 0 | 0 | 0 | 0 | 0 | 0 | 60.9766 | 81.5521 | 69.4493 | 211.9781 | 0 | 0 | 0 | 0 | 0 | 0 | 0 | 0 | 0 | 0 | 0 | 0 | 0 | 0 | 0 | 0 | 0 | 0 | 0 | 0 | 1.0275 | 0.084757 | 0.11336 | 0.096535 | 0.29465 | 0 | 0 | 0 | 0 | 0 | 65
1574_G_9 | PJM_EMAAC | Maryland | 24 | Harford | 25 | 1574 | 9 | Conowingo | 0 | 1964 | 9999 | Hydro | [5 empty] | Non-Fossil | G | 2030 | Hydro |  | 0 | 0 | 0 | 0 | 0 | 0 | 0 | 0 | 0 | 0 | 0 | 0 | 0 | 0 | 0 | 0 | 60.9766 | 81.5521 | 69.4493 | 211.9781 | 0 | 0 | 0 | 0 | 0 | 0 | 0 | 0 | 0 | 0 | 0 | 0 | 0 | 0 | 0 | 0 | 0 | 0 | 0 | 0 | 1.0275 | 0.084757 | 0.11336 | 0.096535 | 0.29465 | 0 | 0 | 0 | 0 | 0 | 65
1580_G_10 | PJM_EMAAC | Maryland | 24 | Talbot | 41 | 1580 | 10 | Easton | 13503 | 1966 | 9999 | Combustion Turbine | [5 empty] | Fossil | G | 2030 | Oil |  | 0 | 0 | 0 | 0 | 0 | 0 | 0 | 0 | 0 | 0 | 0 | 0 | 0 | 0 | 0 | 0 | 0 | 0 | 0 | 0 | 0 | 0 | 0 | 0 | 0 | 0 | 0 | 0 | 0 | 0 | 0 | 0 | 0 | 0 | 0 | 0 | 0 | 0 | 0 | 0 | 0.16402 | 0 | 0 | 0 | 0 | 0 | 0 | 0 | 0 | 0 | 3.5
1580_G_101 | PJM_EMAAC | Maryland | 24 | Talbot | 41 | 1580 | 101 | Easton | 13502 | 1995 | 9999 | Combustion Turbine | [5 empty] | Fossil | G | 2030 | Oil |  | 0 | 0 | 0 | 0 | 0 | 0 | 0 | 0 | 0 | 0 | 0 | 0 | 0 | 0 | 0 | 0 | 0 | 0 | 0 | 0 | 0 | 0 | 0 | 0 | 0 | 0 | 0 | 0 | 0 | 0 | 0 | 0 | 0 | 0 | 0 | 0 | 0 | 0 | 0 | 0 | 0.070293 | 0 | 0 | 0 | 0 | 0 | 0 | 0 | 0 | 0 | 1.5
1580_G_102 | PJM_EMAAC | Maryland | 24 | Talbot | 41 | 1580 | 102 | Easton | 13502 | 1995 | 9999 | Combustion Turbine | [5 empty] | Fossil | G | 2030 | Oil |  | 0 | 0 | 0 | 0 | 0 | 0 | 0 | 0 | 0 | 0 | 0 | 0 | 0 | 0 | 0 | 0 | 0 | 0 | 0 | 0 | 0 | 0 | 0 | 0 | 0 | 0 | 0 | 0 | 0 | 0 | 0 | 0 | 0 | 0 | 0 | 0 | 0 | 0 | 0 | 0 | 0.070293 | 0 | 0 | 0 | 0 | 0 | 0 | 0 | 0 | 0 | 1.5
1580_G_11 | PJM_EMAAC | Maryland | 24 | Talbot | 41 | 1580 | 11 | Easton | 13504 | 1968 | 9999 | Combustion Turbine | [5 empty] | Fossil | G | 2030 | Oil |  | 0 | 0 | 0 | 0 | 0 | 0 | 0 | 0 | 0 | 0 | 0 | 0 | 0 | 0 | 0 | 0 | 0 | 0 | 0 | 0 | 0 | 0 | 0 | 0 | 0 | 0 | 0 | 0 | 0 | 0 | 0 | 0 | 0 | 0 | 0 | 0 | 0 | 0 | 0 | 0 | 0.1687 | 0 | 0 | 0 | 0 | 0 | 0 | 0 | 0 | 0 | 3.6
1580_G_12 | PJM_EMAAC | Maryland | 24 | Talbot | 41 | 1580 | 12 | Easton | 13504 | 1970 | 9999 | Combustion Turbine | [5 empty] | Fossil | G | 2030 | Oil |  | 0 | 0 | 0 | 0 | 0 | 0 | 0 | 0 | 0 | 0 | 0 | 0 | 0 | 0 | 0 | 0 | 0 | 0 | 0 | 0 | 0 | 0 | 0 | 0 | 0 | 0 | 0 | 0 | 0 | 0 | 0 | 0 | 0 | 0 | 0 | 0 | 0 | 0 | 0 | 0 | 0.19213 | 0 | 0 | 0 | 0 | 0 | 0 | 0 | 0 | 0 | 4.1
1580_G_13 | PJM_EMAAC | Maryland | 24 | Talbot | 41 | 1580 | 13 | Easton | 13502 | 1973 | 9999 | Combustion Turbine | [5 empty] | Fossil | G | 2030 | Oil |  | 0 | 0 | 0 | 0 | 0 | 0 | 0 | 0 | 0 | 0 | 0 | 0 | 0 | 0 | 0 | 0 | 0 | 0 | 0 | 0 | 0 | 0 | 0 | 0 | 0 | 0 | 0 | 0 | 0 | 0 | 0 | 0 | 0 | 0 | 0 | 0 | 0 | 0 | 0 | 0 | 0.26243 | 0 | 0 | 0 | 0 | 0 | 0 | 0 | 0 | 0 | 5.6
1580_G_14 | PJM_EMAAC | Maryland | 24 | Talbot | 41 | 1580 | 14 | Easton | 13504 | 1973 | 9999 | Combustion Turbine | [5 empty] | Fossil | G | 2030 | Oil |  | 0 | 0 | 0 | 0 | 0 | 0 | 0 | 0 | 0 | 0 | 0 | 0 | 0 | 0 | 0 | 0 | 0 | 0 | 0 | 0 | 0 | 0 | 0 | 0 | 0 | 0 | 0 | 0 | 0 | 0 | 0 | 0 | 0 | 0 | 0 | 0 | 0 | 0 | 0 | 0 | 0.26243 | 0 | 0 | 0 | 0 | 0 | 0 | 0 | 0 | 0 | 5.6
1580_G_7 | PJM_EMAAC | Maryland | 24 | Talbot | 41 | 1580 | 7 | Easton | 13504 | 1954 | 9999 | Combustion Turbine | [5 empty] | Fossil | G | 2030 | Oil |  | 0 | 0 | 0 | 0 | 0 | 0 | 0 | 0 | 0 | 0 | 0 | 0 | 0 | 0 | 0 | 0 | 0 | 0 | 0 | 0 | 0 | 0 | 0 | 0 | 0 | 0 | 0 | 0 | 0 | 0 | 0 | 0 | 0 | 0 | 0 | 0 | 0 | 0 | 0 | 0 | 0.093724 | 0 | 0 | 0 | 0 | 0 | 0 | 0 | 0 | 0 | 2
1580_G_8 | PJM_EMAAC | Maryland | 24 | Talbot | 41 | 1580 | 8 | Easton | 13504 | 1957 | 9999 | Combustion Turbine | [5 empty] | Fossil | G | 2030 | Oil |  | 0 | 0 | 0 | 0 | 0 | 0 | 0 | 0 | 0 | 0 | 0 | 0 | 0 | 0 | 0 | 0 | 0 | 0 | 0 | 0 | 0 | 0 | 0 | 0 | 0 | 0 | 0 | 0 | 0 | 0 | 0 | 0 | 0 | 0 | 0 | 0 | 0 | 0 | 0 | 0 | 0.093724 | 0 | 0 | 0 | 0 | 0 | 0 | 0 | 0 | 0 | 2
1580_G_9 | PJM_EMAAC | Maryland | 24 | Talbot | 41 | 1580 | 9 | Easton | 13505 | 1961 | 9999 | Combustion Turbine | [5 empty] | Fossil | G | 2030 | Oil |  | 0 | 0 | 0 | 0 | 0 | 0 | 0 | 0 | 0 | 0 | 0 | 0 | 0 | 0 | 0 | 0 | 0 | 0 | 0 | 0 | 0 | 0 | 0 | 0 | 0 | 0 | 0 | 0 | 0 | 0 | 0 | 0 | 0 | 0 | 0 | 0 | 0 | 0 | 0 | 0 | 0.11715 | 0 | 0 | 0 | 0 | 0 | 0 | 0 | 0 | 0 | 2.5
1586_G_GT1 | ISONE_MA, VT, NH, RI (Rest of ISO New England) | Massachusetts | 25 | Norfolk | 21 | 1586 | GT1 | Exelon Framingham LLC | 17414 | 1970 | 9999 | Combustion Turbine | [5 empty] | Fossil | G | 2030 | Oil |  | 0 | 0 | 0 | 0 | 0 | 0 | 0 | 0 | 0 | 0 | 0 | 0 | 0 | 0 | 0 | 0 | 0 | 0 | 0 | 0 | 0 | 0 | 0 | 0 | 0 | 0 | 0 | 0 | 0 | 0 | 0 | 0 | 0 | 0 | 0 | 0 | 0 | 0 | 0 | 0 | 0.45613 | 0 | 0 | 0 | 0 | 0 | 0 | 0 | 0 | 0 | 10.1
1586_G_GT2 | ISONE_MA, VT, NH, RI (Rest of ISO New England) | Massachusetts | 25 | Norfolk | 21 | 1586 | GT2 | Exelon Framingham LLC | 17442 | 1969 | 9999 | Combustion Turbine | [5 empty] | Fossil | G | 2030 | Oil |  | 0 | 0 | 0 | 0 | 0 | 0 | 0 | 0 | 0 | 0 | 0 | 0 | 0 | 0 | 0 | 0 | 0 | 0 | 0 | 0 | 0 | 0 | 0 | 0 | 0 | 0 | 0 | 0 | 0 | 0 | 0 | 0 | 0 | 0 | 0 | 0 | 0 | 0 | 0 | 0 | 0.46517 | 0 | 0 | 0 | 0 | 0 | 0 | 0 | 0 | 0 | 10.3
1586_G_GT3 | ISONE_MA, VT, NH, RI (Rest of ISO New England) | Massachusetts | 25 | Norfolk | 21 | 1586 | GT3 | Exelon Framingham LLC | 17399 | 1969 | 9999 | Combustion Turbine | [5 empty] | Fossil | G | 2030 | Oil |  | 0 | 0 | 0 | 0 | 0 | 0 | 0 | 0 | 0 | 0 | 0 | 0 | 0 | 0 | 0 | 0 | 0 | 0 | 0 | 0 | 0 | 0 | 0 | 0 | 0 | 0 | 0 | 0 | 0 | 0 | 0 | 0 | 0 | 0 | 0 | 0 | 0 | 0 | 0 | 0 | 0.49678 | 0 | 0 | 0 | 0 | 0 | 0 | 0 | 0 | 0 | 11
159_G_1 | WECC_Utah | Utah | 49 | Wasatch | 51 | 159 | 1 | Lake Creek Dam | 0 | 1981 | 9999 | Hydro | [5 empty] | Non-Fossil | G | 2030 | Hydro |  | 0 | 0 | 0 | 0 | 0 | 0 | 0 | 0 | 0 | 0 | 0 | 0 | 0 | 0 | 0 | 0 | 0.86399 | 1.2105 | 1.8826 | 3.9571 | 0 | 0 | 0 | 0 | 0 | 0 | 0 | 0 | 0 | 0 | 0 | 0 | 0 | 0 | 0 | 0 | 0 | 0 | 0 | 0 | 0.015808 | 0.0012009 | 0.0016827 | 0.0026167 | 0.0055003 | 0 | 0 | 0 | 0 | 0 | 1
1592_G_GT1 | ISONE_MA, VT, NH, RI (Rest of ISO New England) | Massachusetts | 25 | Norfolk | 21 | 1592 | GT1 | Exelon Medway LLC | 16972 | 1970 | 9999 | Combustion Turbine | [5 empty] | Fossil | G | 2030 | Oil |  | 0 | 0 | 0 | 0 | 0 | 0 | 0 | 0 | 0 | 0 | 0 | 0 | 0 | 0 | 0 | 0 | 0 | 0 | 0 | 0 | 0 | 0 | 0 | 0 | 0 | 0 | 0 | 0 | 0 | 0 | 0 | 0 | 0 | 0 | 0 | 0 | 0 | 0 | 0 | 0 | 1.8968 | 0 | 0 | 0 | 0 | 0 | 0 | 0 | 0 | 0 | 42
1592_G_GT2 | ISONE_MA, VT, NH, RI (Rest of ISO New England) | Massachusetts | 25 | Norfolk | 21 | 1592 | GT2 | Exelon Medway LLC | 16975 | 1971 | 9999 | Combustion Turbine | [5 empty] | Fossil | G | 2030 | Oil |  | 0 | 0 | 0 | 0 | 0 | 0 | 0 | 0 | 0 | 0 | 0 | 0 | 0 | 0 | 0 | 0 | 0 | 0 | 0 | 0 | 0 | 0 | 0 | 0 | 0 | 0 | 0 | 0 | 0 | 0 | 0 | 0 | 0 | 0 | 0 | 0 | 0 | 0 | 0 | 0 | 1.7974 | 0 | 0 | 0 | 0 | 0 | 0 | 0 | 0 | 0 | 39.8
1592_G_GT3 | ISONE_MA, VT, NH, RI (Rest of ISO New England) | Massachusetts | 25 | Norfolk | 21 | 1592 | GT3 | Exelon Medway LLC | 16976 | 1970 | 9999 | Combustion Turbine | [5 empty] | Fossil | G | 2030 | Oil |  | 0 | 0 | 0 | 0 | 0 | 0 | 0 | 0 | 0 | 0 | 0 | 0 | 0 | 0 | 0 | 0 | 0 | 0 | 0 | 0 | 0 | 0 | 0 | 0 | 0 | 0 | 0 | 0 | 0 | 0 | 0 | 0 | 0 | 0 | 0 | 0 | 0 | 0 | 0 | 0 | 1.8968 | 0 | 0 | 0 | 0 | 0 | 0 | 0 | 0 | 0 | 42
1595_G_3 | ISONE_MA, VT, NH, RI (Rest of ISO New England) | Massachusetts | 25 | Middlesex | 17 | 1595 | 3 | Kendall Square Station | 5852 | 1958 | 9999 | Combined Cycle | wall | dry | SCR | LNB |  | Fossil | G | 2030 | NaturalGas |  | 0.2099 | 0.28453 | 0.39344 | 0.88786 | 0 | 0 | 0 | 0 | 0 | 0 | 0 | 0 | 0 | 0 | 0 | 0 | 35.8675 | 48.6204 | 67.2318 | 151.7197 | 20.1087 | 27.2584 | 37.6927 | 85.0598 | 2.4045e-08 | 3.2595e-08 | 4.5072e-08 | 1.0171e-07 | 0.0023002 | 0.0031181 | 0.0043117 | 0.00973 | 0 | 0 | 0 | 0 | 0 | 0 | 0 | 0 | 0.85202 | 0.082764 | 0.11219 | 0.15514 | 0.35009 | 1.3807 | 0.79981 | 0.76191 | 2.9424 | 0 | 20.4 | SCR
1595_G_GEN4 | ISONE_MA, VT, NH, RI (Rest of ISO New England) | Massachusetts | 25 | Middlesex | 17 | 1595 | GEN4 | Kendall Square Station | 5852 | 2002 | 9999 | Combined Cycle |  |  | SCR | DLNB |  | Fossil | G | 2030 | NaturalGas |  | 1.7594 | 2.385 | 3.298 | 7.4424 | 0 | 0 | 0 | 0 | 0 | 0 | 0 | 0 | 0 | 0 | 0 | 0 | 300.6539 | 407.5531 | 563.5611 | 1271.768 | 168.5579 | 228.4896 | 315.9535 | 713.001 | 2.0156e-07 | 2.7322e-07 | 3.7781e-07 | 8.5258e-07 | 0.019281 | 0.026137 | 0.036142 | 0.08156 | 0 | 0 | 0 | 0 | 0 | 0 | 0 | 0 | 5.6288 | 0.692 | 0.93804 | 1.2971 | 2.9272 | 11.5736 | 6.7043 | 6.3866 | 24.6644 | 0 | 171 | SCR
1595_G_JET1 | ISONE_MA, VT, NH, RI (Rest of ISO New England) | Massachusetts | 25 | Middlesex | 17 | 1595 | JET1 | Kendall Square Station | 14606 | 1970 | 9999 | Combustion Turbine |  |  |  | H2O |  | Fossil | G | 2030 | Oil |  | 0 | 0 | 0 | 0 | 0 | 0 | 0 | 0 | 0 | 0 | 0 | 0 | 0 | 0 | 0 | 0 | 0 | 0 | 0 | 0 | 0 | 0 | 0 | 0 | 0 | 0 | 0 | 0 | 0 | 0 | 0 | 0 | 0 | 0 | 0 | 0 | 0 | 0 | 0 | 0 | 0.81291 | 0 | 0 | 0 | 0 | 0 | 0 | 0 | 0 | 0 | 18
1597_G_UN1 | ISONE_MA, VT, NH, RI (Rest of ISO New England) | Massachusetts | 25 | Dukes | 7 | 1597 | UN1 | Oak Bluffs Diesel Generating Facility | 10759 | 1969 | 9999 | Combustion Turbine | [5 empty] | Fossil | G | 2030 | Oil |  | 0 | 0 | 0 | 0 | 0 | 0 | 0 | 0 | 0 | 0 | 0 | 0 | 0 | 0 | 0 | 0 | 0 | 0 | 0 | 0 | 0 | 0 | 0 | 0 | 0 | 0 | 0 | 0 | 0 | 0 | 0 | 0 | 0 | 0 | 0 | 0 | 0 | 0 | 0 | 0 | 0.12645 | 0 | 0 | 0 | 0 | 0 | 0 | 0 | 0 | 0 | 2.8
1597_G_UN2 | ISONE_MA, VT, NH, RI (Rest of ISO New England) | Massachusetts | 25 | Dukes | 7 | 1597 | UN2 | Oak Bluffs Diesel Generating Facility | 10755 | 1969 | 9999 | Combustion Turbine | [5 empty] | Fossil | G | 2030 | Oil |  | 0 | 0 | 0 | 0 | 0 | 0 | 0 | 0 | 0 | 0 | 0 | 0 | 0 | 0 | 0 | 0 | 0 | 0 | 0 | 0 | 0 | 0 | 0 | 0 | 0 | 0 | 0 | 0 | 0 | 0 | 0 | 0 | 0 | 0 | 0 | 0 | 0 | 0 | 0 | 0 | 0.12645 | 0 | 0 | 0 | 0 | 0 | 0 | 0 | 0 | 0 | 2.8
1597_G_UN3 | ISONE_MA, VT, NH, RI (Rest of ISO New England) | Massachusetts | 25 | Dukes | 7 | 1597 | UN3 | Oak Bluffs Diesel Generating Facility | 10755 | 1972 | 9999 | Combustion Turbine | [5 empty] | Fossil | G | 2030 | Oil |  | 0 | 0 | 0 | 0 | 0 | 0 | 0 | 0 | 0 | 0 | 0 | 0 | 0 | 0 | 0 | 0 | 0 | 0 | 0 | 0 | 0 | 0 | 0 | 0 | 0 | 0 | 0 | 0 | 0 | 0 | 0 | 0 | 0 | 0 | 0 | 0 | 0 | 0 | 0 | 0 | 0.12645 | 0 | 0 | 0 | 0 | 0 | 0 | 0 | 0 | 0 | 2.8
1599_B_1 | ISONE_MA, VT, NH, RI (Rest of ISO New England) | Massachusetts | 25 | Barnstable | 1 | 1599 | 1 | Canal | 10400 | 1968 | 9999 | O/G Steam | wall | dry | ESPC + SCR | LNBO + other |  | Fossil | B | 2030 | Oil |  | 0 | 0 | 0 | 0 | 0 | 0 | 0 | 0 | 0 | 0 | 0 | 0 | 0 | 0 | 0 | 0 | 0 | 0 | 0 | 0 | 0 | 0 | 0 | 0 | 0 | 0 | 0 | 0 | 0 | 0 | 0 | 0 | 0 | 0 | 0 | 0 | 0 | 0 | 0 | 0 | 30.5051 | 0 | 0 | 0 | 0 | 0 | 0 | 0 | 0 | 0 | 560 | SCR
1599_B_2 | ISONE_MA, VT, NH, RI (Rest of ISO New England) | Massachusetts | 25 | Barnstable | 1 | 1599 | 2 | Canal | 11516 | 1976 | 9999 | O/G Steam | wall | dry | ESPC + SNCR | FR + LNBO + OFA |  | Fossil | B | 2030 | NaturalGas |  | 0 | 0 | 0 | 0 | 0 | 0 | 0 | 0 | 0 | 0 | 0 | 0 | 0 | 0 | 0 | 0 | 0 | 0 | 0 | 0 | 0 | 0 | 0 | 0 | 0 | 0 | 0 | 0 | 0 | 0 | 0 | 0 | 0 | 0 | 0 | 0 | 0 | 0 | 0 | 0 | 25.0312 | 0 | 0 | 0 | 0 | 0 | 0 | 0 | 0 | 0 | 553 | SNCR
1599_G_3 | ISONE_MA, VT, NH, RI (Rest of ISO New England) | Massachusetts | 25 | Barnstable | 1 | 1599 | 3 | Canal | 10745 | 2019 | 9999 | Combustion Turbine | [5 empty] | Fossil | G | 2030 | NaturalGas |  | 0 | 0.003028 | 0.12564 | 0.12867 | 0 | 0 | 0 | 0 | 0 | 0 | 0 | 0 | 0 | 0 | 0 | 0 | 0 | 0.28181 | 11.6933 | 11.9751 | 0 | 0.17726 | 7.3552 | 7.5325 | 0 | 2.1196e-10 | 8.7951e-09 | 9.0071e-09 | 0 | 4.5754e-05 | 0.0018985 | 0.0019442 | 0 | 0 | 0 | 0 | 0 | 0 | 0 | 0 | 6.5093 | 0 | 0.0013301 | 0.055192 | 0.056523 | 0 | 0.0085119 | 0.24331 | 0.25183 | 0 | 330
16_G_1 | SERC_Southeastern | Alabama | 1 | Elmore | 51 | 16 | 1 | Martin Dam | 0 | 1927 | 9999 | Hydro | [5 empty] | Non-Fossil | G | 2030 | Hydro |  | 0 | 0 | 0 | 0 | 0 | 0 | 0 | 0 | 0 | 0 | 0 | 0 | 0 | 0 | 0 | 0 | 29.8373 | 30.9774 | 25.9624 | 86.7771 | 0 | 0 | 0 | 0 | 0 | 0 | 0 | 0 | 0 | 0 | 0 | 0 | 0 | 0 | 0 | 0 | 0 | 0 | 0 | 0 | 0.65604 | 0.041474 | 0.043059 | 0.036088 | 0.12062 | 0 | 0 | 0 | 0 | 0 | 41.5
16_G_2 | SERC_Southeastern | Alabama | 1 | Elmore | 51 | 16 | 2 | Martin Dam | 0 | 1927 | 9999 | Hydro | [5 empty] | Non-Fossil | G | 2030 | Hydro |  | 0 | 0 | 0 | 0 | 0 | 0 | 0 | 0 | 0 | 0 | 0 | 0 | 0 | 0 | 0 | 0 | 29.8373 | 30.9774 | 25.9624 | 86.7771 | 0 | 0 | 0 | 0 | 0 | 0 | 0 | 0 | 0 | 0 | 0 | 0 | 0 | 0 | 0 | 0 | 0 | 0 | 0 | 0 | 0.65604 | 0.041474 | 0.043059 | 0.036088 | 0.12062 | 0 | 0 | 0 | 0 | 0 | 41.5
16_G_3 | SERC_Southeastern | Alabama | 1 | Elmore | 51 | 16 | 3 | Martin Dam | 0 | 1927 | 9999 | Hydro | [5 empty] | Non-Fossil | G | 2030 | Hydro |  | 0 | 0 | 0 | 0 | 0 | 0 | 0 | 0 | 0 | 0 | 0 | 0 | 0 | 0 | 0 | 0 | 29.8373 | 30.9774 | 25.9624 | 86.7771 | 0 | 0 | 0 | 0 | 0 | 0 | 0 | 0 | 0 | 0 | 0 | 0 | 0 | 0 | 0 | 0 | 0 | 0 | 0 | 0 | 0.65604 | 0.041474 | 0.043059 | 0.036088 | 0.12062 | 0 | 0 | 0 | 0 | 0 | 41.5
16_G_4 | SERC_Southeastern | Alabama | 1 | Elmore | 51 | 16 | 4 | Martin Dam | 0 | 1952 | 9999 | Hydro | [5 empty] | Non-Fossil | G | 2030 | Hydro |  | 0 | 0 | 0 | 0 | 0 | 0 | 0 | 0 | 0 | 0 | 0 | 0 | 0 | 0 | 0 | 0 | 41.4127 | 42.9952 | 36.0345 | 120.4424 | 0 | 0 | 0 | 0 | 0 | 0 | 0 | 0 | 0 | 0 | 0 | 0 | 0 | 0 | 0 | 0 | 0 | 0 | 0 | 0 | 0.91055 | 0.057564 | 0.059763 | 0.050088 | 0.16741 | 0 | 0 | 0 | 0 | 0 | 57.6
160_B_1 | WECC_Arizona | Arizona | 4 | Cochise | 3 | 160 | 1 | Apache Station | 10915 | 1979 | 9999 | O/G Steam | wall | dry |  | LNB |  | Fossil | B | 2030 | NaturalGas |  | 0 | 0 | 0 | 0 | 0 | 0 | 0 | 0 | 0 | 0 | 0 | 0 | 0 | 0 | 0 | 0 | 0 | 0 | 0 | 0 | 0 | 0 | 0 | 0 | 0 | 0 | 0 | 0 | 0 | 0 | 0 | 0 | 0 | 0 | 0 | 0 | 0 | 0 | 0 | 0 | 3.2696 | 0 | 0 | 0 | 0 | 0 | 0 | 0 | 0 | 0 | 72
160_B_2 | WECC_Arizona | Arizona | 4 | Cochise | 3 | 160 | 2 | Apache Station | 11061 | 1979 | 9999 | O/G Steam | wall | dry |  | FR + LNB + OFA |  | Fossil | B | 2030 | NaturalGas |  | 0 | 0 | 0 | 0 | 0 | 0 | 0 | 0 | 0 | 0 | 0 | 0 | 0 | 0 | 0 | 0 | 0 | 0 | 0 | 0 | 0 | 0 | 0 | 0 | 0 | 0 | 0 | 0 | 0 | 0 | 0 | 0 | 0 | 0 | 0 | 0 | 0 | 0 | 0 | 0 | 8.3075 | 0 | 0 | 0 | 0 | 0 | 0 | 0 | 0 | 0 | 175
160_B_3 | WECC_Arizona | Arizona | 4 | Cochise | 3 | 160 | 3 | Apache Station | 11040 | 1979 | 9999 | Coal Steam | wall | dry | ESPH + Wet Scrubber + SNCR + Mercury Control | LNB + OFA | Wet Scrubber | Fossil | B | 2030 |  | Coal Retirement | 0 | 0 | 0 | 0 | 0 | 0 | 0 | 0 | 0 | 0 | 0 | 0 | 0 | 0 | 0 | 0 | 0 | 0 | 0 | 0 | 0 | 0 | 0 | 0 | 0 | 0 | 0 | 0 | 0 | 0 | 0 | 0 | 0 | 0 | 0 | 0 | 0 | 0 | 0 | 0 | 0 | 0 | 0 | 0 | 0 | 0 | 0 | 0 | 0 | 0 | 175 | Scrubber / SNCR / Mercury Control | Wet Scrubber
160_G_GT1 | WECC_Arizona | Arizona | 4 | Cochise | 3 | 160 | GT1 | Apache Station | 13017 | 1963 | 9999 | Combustion Turbine | [5 empty] | Fossil | G | 2030 | NaturalGas |  | 0 | 0 | 0.00069879 | 0.00069879 | 0 | 0 | 0 | 0 | 0 | 0 | 0 | 0 | 0 | 0 | 0 | 0 | 0 | 0 | 0.053683 | 0.053683 | 0 | 0 | 0.040907 | 0.040907 | 0 | 0 | 4.8915e-11 | 4.8915e-11 | 0 | 0 | 1.776e-05 | 1.776e-05 | 0 | 0 | 0 | 0 | 0 | 0 | 0 | 0 | 0.47102 | 0 | 0 | 0.00025338 | 0.00025338 | 0 | 0 | 0.0018351 | 0.0018351 | 0 | 10
160_G_GT2 | WECC_Arizona | Arizona | 4 | Cochise | 3 | 160 | GT2 | Apache Station | 13017 | 1972 | 9999 | Combustion Turbine | [5 empty] | Fossil | G | 2030 | Oil |  | 0 | 0 | 0 | 0 | 0 | 0 | 0 | 0 | 0 | 0 | 0 | 0 | 0 | 0 | 0 | 0 | 0 | 0 | 0 | 0 | 0 | 0 | 0 | 0 | 0 | 0 | 0 | 0 | 0 | 0 | 0 | 0 | 0 | 0 | 0 | 0 | 0 | 0 | 0 | 0 | 0.87139 | 0 | 0 | 0 | 0 | 0 | 0 | 0 | 0 | 0 | 18.5
160_G_GT3 | WECC_Arizona | Arizona | 4 | Cochise | 3 | 160 | GT3 | Apache Station | 13017 | 1975 | 9999 | Combustion Turbine | [5 empty] | Fossil | G | 2030 | NaturalGas |  | 0 | 0 | 0.0042436 | 0.0042436 | 0 | 0 | 0 | 0 | 0 | 0 | 0 | 0 | 0 | 0 | 0 | 0 | 0 | 0 | 0.32601 | 0.32601 | 0 | 0 | 0.24842 | 0.24842 | 0 | 0 | 2.9706e-10 | 2.9706e-10 | 0 | 0 | 0.00010785 | 0.00010785 | 0 | 0 | 0 | 0 | 0 | 0 | 0 | 0 | 2.8261 | 0 | 0 | 0.0018126 | 0.0018126 | 0 | 0 | 0.011144 | 0.011144 | 0 | 60
160_G_GT4 | WECC_Arizona | Arizona | 4 | Cochise | 3 | 160 | GT4 | Apache Station | 13017 | 2002 | 9999 | Combustion Turbine |  |  | SCR | H2O |  | Fossil | G | 2030 | NaturalGas |  | 0 | 0 | 0.002675 | 0.002675 | 0 | 0 | 0 | 0 | 0 | 0 | 0 | 0 | 0 | 0 | 0 | 0 | 0 | 0 | 0.2055 | 0.2055 | 0 | 0 | 0.1566 | 0.1566 | 0 | 0 | 1.8725e-10 | 1.8725e-10 | 0 | 0 | 3.1873e-05 | 3.1873e-05 | 0 | 0 | 0 | 0 | 0 | 0 | 0 | 0 | 0.83009 | 0 | 0 | 0.0010624 | 0.0010624 | 0 | 0 | 0.007025 | 0.007025 | 0 | 38 | SCR
1603_G_1 | ISONE_MA, VT, NH, RI (Rest of ISO New England) | Massachusetts | 25 | Hampden | 13 | 1603 | 1 | Boatlock | 0 | 1921 | 9999 | Hydro | [5 empty] | Non-Fossil | G | 2030 | Hydro |  | 0 | 0 | 0 | 0 | 0 | 0 | 0 | 0 | 0 | 0 | 0 | 0 | 0 | 0 | 0 | 0 | 0.92684 | 1.2748 | 1.1611 | 3.3627 | 0 | 0 | 0 | 0 | 0 | 0 | 0 | 0 | 0 | 0 | 0 | 0 | 0 | 0 | 0 | 0 | 0 | 0 | 0 | 0 | 0.011066 | 0.0012883 | 0.0017719 | 0.001614 | 0.0046742 | 0 | 0 | 0 | 0 | 0 | 0.7
1603_G_2 | ISONE_MA, VT, NH, RI (Rest of ISO New England) | Massachusetts | 25 | Hampden | 13 | 1603 | 2 | Boatlock | 0 | 1924 | 9999 | Hydro | [5 empty] | Non-Fossil | G | 2030 | Hydro |  | 0 | 0 | 0 | 0 | 0 | 0 | 0 | 0 | 0 | 0 | 0 | 0 | 0 | 0 | 0 | 0 | 1.9861 | 2.7316 | 2.4881 | 7.2059 | 0 | 0 | 0 | 0 | 0 | 0 | 0 | 0 | 0 | 0 | 0 | 0 | 0 | 0 | 0 | 0 | 0 | 0 | 0 | 0 | 0.023712 | 0.0027607 | 0.003797 | 0.0034585 | 0.010016 | 0 | 0 | 0 | 0 | 0 | 1.5
1603_G_3 | ISONE_MA, VT, NH, RI (Rest of ISO New England) | Massachusetts | 25 | Hampden | 13 | 1603 | 3 | Boatlock | 0 | 1924 | 9999 | Hydro | [5 empty] | Non-Fossil | G | 2030 | Hydro |  | 0 | 0 | 0 | 0 | 0 | 0 | 0 | 0 | 0 | 0 | 0 | 0 | 0 | 0 | 0 | 0 | 1.5889 | 2.1853 | 1.9905 | 5.7647 | 0 | 0 | 0 | 0 | 0 | 0 | 0 | 0 | 0 | 0 | 0 | 0 | 0 | 0 | 0 | 0 | 0 | 0 | 0 | 0 | 0.01897 | 0.0022085 | 0.0030376 | 0.0027668 | 0.0080129 | 0 | 0 | 0 | 0 | 0 | 1.2
1604_G_1 | ISONE_MA, VT, NH, RI (Rest of ISO New England) | Massachusetts | 25 | Hampden | 13 | 1604 | 1 | Chemical | 0 | 1935 | 9999 | Hydro | [5 empty] | Non-Fossil | G | 2030 | Hydro |  | 0 | 0 | 0 | 0 | 0 | 0 | 0 | 0 | 0 | 0 | 0 | 0 | 0 | 0 | 0 | 0 | 1.0592 | 1.4569 | 1.327 | 3.8431 | 0 | 0 | 0 | 0 | 0 | 0 | 0 | 0 | 0 | 0 | 0 | 0 | 0 | 0 | 0 | 0 | 0 | 0 | 0 | 0 | 0.012647 | 0.0014723 | 0.0020251 | 0.0018445 | 0.0053419 | 0 | 0 | 0 | 0 | 0 | 0.8
1604_G_2 | ISONE_MA, VT, NH, RI (Rest of ISO New England) | Massachusetts | 25 | Hampden | 13 | 1604 | 2 | Chemical | 0 | 1935 | 9999 | Hydro | [5 empty] | Non-Fossil | G | 2030 | Hydro |  | 0 | 0 | 0 | 0 | 0 | 0 | 0 | 0 | 0 | 0 | 0 | 0 | 0 | 0 | 0 | 0 | 1.0592 | 1.4569 | 1.327 | 3.8431 | 0 | 0 | 0 | 0 | 0 | 0 | 0 | 0 | 0 | 0 | 0 | 0 | 0 | 0 | 0 | 0 | 0 | 0 | 0 | 0 | 0.012647 | 0.0014723 | 0.0020251 | 0.0018445 | 0.0053419 | 0 | 0 | 0 | 0 | 0 | 0.8
1605_G_1 | ISONE_MA, VT, NH, RI (Rest of ISO New England) | Massachusetts | 25 | Hampden | 13 | 1605 | 1 | Hadley Falls | 0 | 1952 | 9999 | Hydro | [5 empty] | Non-Fossil | G | 2030 | Hydro |  | 0 | 0 | 0 | 0 | 0 | 0 | 0 | 0 | 0 | 0 | 0 | 0 | 0 | 0 | 0 | 0 | 23.9654 | 32.9617 | 30.0236 | 86.9507 | 0 | 0 | 0 | 0 | 0 | 0 | 0 | 0 | 0 | 0 | 0 | 0 | 0 | 0 | 0 | 0 | 0 | 0 | 0 | 0 | 0.28613 | 0.033312 | 0.045817 | 0.041733 | 0.12086 | 0 | 0 | 0 | 0 | 0 | 18.1
1605_G_2 | ISONE_MA, VT, NH, RI (Rest of ISO New England) | Massachusetts | 25 | Hampden | 13 | 1605 | 2 | Hadley Falls | 0 | 1983 | 9999 | Hydro | [5 empty] | Non-Fossil | G | 2030 | Hydro |  | 0 | 0 | 0 | 0 | 0 | 0 | 0 | 0 | 0 | 0 | 0 | 0 | 0 | 0 | 0 | 0 | 19.8608 | 27.3164 | 24.8814 | 72.0586 | 0 | 0 | 0 | 0 | 0 | 0 | 0 | 0 | 0 | 0 | 0 | 0 | 0 | 0 | 0 | 0 | 0 | 0 | 0 | 0 | 0.23712 | 0.027607 | 0.03797 | 0.034585 | 0.10016 | 0 | 0 | 0 | 0 | 0 | 15
1607_G_4 | ISONE_MA, VT, NH, RI (Rest of ISO New England) | Massachusetts | 25 | Hampden | 13 | 1607 | 4 | Riverside Holyoke | 0 | 1906 | 9999 | Hydro | [5 empty] | Non-Fossil | G | 2030 | Hydro |  | 0 | 0 | 0 | 0 | 0 | 0 | 0 | 0 | 0 | 0 | 0 | 0 | 0 | 0 | 0 | 0 | 1.0592 | 1.4569 | 1.327 | 3.8431 | 0 | 0 | 0 | 0 | 0 | 0 | 0 | 0 | 0 | 0 | 0 | 0 | 0 | 0 | 0 | 0 | 0 | 0 | 0 | 0 | 0.012647 | 0.0014723 | 0.0020251 | 0.0018445 | 0.0053419 | 0 | 0 | 0 | 0 | 0 | 0.8
1607_G_5 | ISONE_MA, VT, NH, RI (Rest of ISO New England) | Massachusetts | 25 | Hampden | 13 | 1607 | 5 | Riverside Holyoke | 0 | 1906 | 9999 | Hydro | [5 empty] | Non-Fossil | G | 2030 | Hydro |  | 0 | 0 | 0 | 0 | 0 | 0 | 0 | 0 | 0 | 0 | 0 | 0 | 0 | 0 | 0 | 0 | 0.79443 | 1.0927 | 0.99526 | 2.8823 | 0 | 0 | 0 | 0 | 0 | 0 | 0 | 0 | 0 | 0 | 0 | 0 | 0 | 0 | 0 | 0 | 0 | 0 | 0 | 0 | 0.0094849 | 0.0011043 | 0.0015188 | 0.0013834 | 0.0040065 | 0 | 0 | 0 | 0 | 0 | 0.6
1607_G_7 | ISONE_MA, VT, NH, RI (Rest of ISO New England) | Massachusetts | 25 | Hampden | 13 | 1607 | 7 | Riverside Holyoke | 0 | 1922 | 9999 | Hydro | [5 empty] | Non-Fossil | G | 2030 | Hydro |  | 0 | 0 | 0 | 0 | 0 | 0 | 0 | 0 | 0 | 0 | 0 | 0 | 0 | 0 | 0 | 0 | 1.9861 | 2.7316 | 2.4881 | 7.2059 | 0 | 0 | 0 | 0 | 0 | 0 | 0 | 0 | 0 | 0 | 0 | 0 | 0 | 0 | 0 | 0 | 0 | 0 | 0 | 0 | 0.023712 | 0.0027607 | 0.003797 | 0.0034585 | 0.010016 | 0 | 0 | 0 | 0 | 0 | 1.5
1607_G_8 | ISONE_MA, VT, NH, RI (Rest of ISO New England) | Massachusetts | 25 | Hampden | 13 | 1607 | 8 | Riverside Holyoke | 0 | 1931 | 9999 | Hydro | [5 empty] | Non-Fossil | G | 2030 | Hydro |  | 0 | 0 | 0 | 0 | 0 | 0 | 0 | 0 | 0 | 0 | 0 | 0 | 0 | 0 | 0 | 0 | 5.2962 | 7.2844 | 6.635 | 19.2156 | 0 | 0 | 0 | 0 | 0 | 0 | 0 | 0 | 0 | 0 | 0 | 0 | 0 | 0 | 0 | 0 | 0 | 0 | 0 | 0 | 0.063233 | 0.0073617 | 0.010125 | 0.0092227 | 0.02671 | 0 | 0 | 0 | 0 | 0 | 4
161_G_1 | WECC_Northern California (not including BANC) | California | 6 | Stanislaus | 99 | 161 | 1 | Turlock Lake | 0 | 1980 | 9999 | Hydro | [5 empty] | Non-Fossil | G | 2030 | Hydro |  | 0 | 0 | 0 | 0 | 0 | 0 | 0 | 0 | 0 | 0 | 0 | 0 | 0 | 0 | 0 | 0 | 0.55442 | 0.86296 | 1.6924 | 3.1098 | 0 | 0 | 0 | 0 | 0 | 0 | 0 | 0 | 0 | 0 | 0 | 0 | 0 | 0 | 0 | 0 | 0 | 0 | 0 | 0 | 0.017389 | 0.00077064 | 0.0011995 | 0.0023524 | 0.0043226 | 0 | 0 | 0 | 0 | 0 | 1.1
161_G_2 | WECC_Northern California (not including BANC) | California | 6 | Stanislaus | 99 | 161 | 2 | Turlock Lake | 0 | 1980 | 9999 | Hydro | [5 empty] | Non-Fossil | G | 2030 | Hydro |  | 0 | 0 | 0 | 0 | 0 | 0 | 0 | 0 | 0 | 0 | 0 | 0 | 0 | 0 | 0 | 0 | 0.55442 | 0.86296 | 1.6924 | 3.1098 | 0 | 0 | 0 | 0 | 0 | 0 | 0 | 0 | 0 | 0 | 0 | 0 | 0 | 0 | 0 | 0 | 0 | 0 | 0 | 0 | 0.017389 | 0.00077064 | 0.0011995 | 0.0023524 | 0.0043226 | 0 | 0 | 0 | 0 | 0 | 1.1
161_G_3 | WECC_Northern California (not including BANC) | California | 6 | Stanislaus | 99 | 161 | 3 | Turlock Lake | 0 | 1980 | 9999 | Hydro | [5 empty] | Non-Fossil | G | 2030 | Hydro |  | 0 | 0 | 0 | 0 | 0 | 0 | 0 | 0 | 0 | 0 | 0 | 0 | 0 | 0 | 0 | 0 | 0.55442 | 0.86296 | 1.6924 | 3.1098 | 0 | 0 | 0 | 0 | 0 | 0 | 0 | 0 | 0 | 0 | 0 | 0 | 0 | 0 | 0 | 0 | 0 | 0 | 0 | 0 | 0.017389 | 0.00077064 | 0.0011995 | 0.0023524 | 0.0043226 | 0 | 0 | 0 | 0 | 0 | 1.1
1615_G_18 | ISONE_MA, VT, NH, RI (Rest of ISO New England) | Massachusetts | 25 | Nantucket | 19 | 1615 | 18 | Nantucket | 10745 | 2019 | 9999 | Combustion Turbine | [5 empty] | Fossil | G | 2030 | Oil |  | 0 | 0 | 0 | 0 | 0 | 0 | 0 | 0 | 0 | 0 | 0 | 0 | 0 | 0 | 0 | 0 | 0 | 0 | 0 | 0 | 0 | 0 | 0 | 0 | 0 | 0 | 0 | 0 | 0 | 0 | 0 | 0 | 0 | 0 | 0 | 0 | 0 | 0 | 0 | 0 | 0.60968 | 0 | 0 | 0 | 0 | 0 | 0 | 0 | 0 | 0 | 13.5
1615_G_19 | ISONE_MA, VT, NH, RI (Rest of ISO New England) | Massachusetts | 25 | Nantucket | 19 | 1615 | 19 | Nantucket | 10745 | 2019 | 9999 | Combustion Turbine | [5 empty] | Fossil | G | 2030 | Oil |  | 0 | 0 | 0 | 0 | 0 | 0 | 0 | 0 | 0 | 0 | 0 | 0 | 0 | 0 | 0 | 0 | 0 | 0 | 0 | 0 | 0 | 0 | 0 | 0 | 0 | 0 | 0 | 0 | 0 | 0 | 0 | 0 | 0 | 0 | 0 | 0 | 0 | 0 | 0 | 0 | 0.045162 | 0 | 0 | 0 | 0 | 0 | 0 | 0 | 0 | 0 | 1
1615_G_20 | ISONE_MA, VT, NH, RI (Rest of ISO New England) | Massachusetts | 25 | Nantucket | 19 | 1615 | 20 | Nantucket | 0 | 2019 | 9999 | Energy Storage | [5 empty] | Non-Fossil | G | 2030 | EnerStor |  | 0 | 0 | 0 | 0 | 0 | 0 | 0 | 0 | 0 | 0 | 0 | 0 | 0 | 0 | 0 | 0 | 0 | 0.005784 | 0.18509 | 0.19087 | 0 | 0 | 0 | 0 | 0 | 0 | 0 | 0 | 0 | 0 | 0 | 0 | 0 | 0 | 0 | 0 | 0 | 0 | 0 | 0 | 0.22066 | 0 | 4.5521e-05 | 0.0014567 | 0.0015022 | 0 | 0 | 0 | 0 | 0 | 6
162_G_1 | WECC_Northern California (not including BANC) | California | 6 | Stanislaus | 99 | 162 | 1 | Hickman | 0 | 1979 | 9999 | Hydro | [5 empty] | Non-Fossil | G | 2030 | Hydro |  | 0 | 0 | 0 | 0 | 0 | 0 | 0 | 0 | 0 | 0 | 0 | 0 | 0 | 0 | 0 | 0 | 0.25201 | 0.39225 | 0.76928 | 1.4135 | 0 | 0 | 0 | 0 | 0 | 0 | 0 | 0 | 0 | 0 | 0 | 0 | 0 | 0 | 0 | 0 | 0 | 0 | 0 | 0 | 0.0079041 | 0.00035029 | 0.00054523 | 0.0010693 | 0.0019648 | 0 | 0 | 0 | 0 | 0 | 0.5
162_G_2 | WECC_Northern California (not including BANC) | California | 6 | Stanislaus | 99 | 162 | 2 | Hickman | 0 | 1979 | 9999 | Hydro | [5 empty] | Non-Fossil | G | 2030 | Hydro |  | 0 | 0 | 0 | 0 | 0 | 0 | 0 | 0 | 0 | 0 | 0 | 0 | 0 | 0 | 0 | 0 | 0.25201 | 0.39225 | 0.76928 | 1.4135 | 0 | 0 | 0 | 0 | 0 | 0 | 0 | 0 | 0 | 0 | 0 | 0 | 0 | 0 | 0 | 0 | 0 | 0 | 0 | 0 | 0.0079041 | 0.00035029 | 0.00054523 | 0.0010693 | 0.0019648 | 0 | 0 | 0 | 0 | 0 | 0.5
1620_G_GEN1 | ISONE_MA, VT, NH, RI (Rest of ISO New England) | Massachusetts | 25 | Berkshire | 3 | 1620 | GEN1 | Deerfield 5 | 0 | 1974 | 9999 | Hydro | [5 empty] | Non-Fossil | G | 2030 | Hydro |  | 0 | 0 | 0 | 0 | 0 | 0 | 0 | 0 | 0 | 0 | 0 | 0 | 0 | 0 | 0 | 0 | 10.4723 | 14.6349 | 13.4132 | 38.5205 | 0 | 0 | 0 | 0 | 0 | 0 | 0 | 0 | 0 | 0 | 0 | 0 | 0 | 0 | 0 | 0 | 0 | 0 | 0 | 0 | 0.21973 | 0.014557 | 0.020343 | 0.018644 | 0.053544 | 0 | 0 | 0 | 0 | 0 | 13.9
1629_G_1 | ISONE_MA, VT, NH, RI (Rest of ISO New England) | Massachusetts | 25 | Franklin | 11 | 1629 | 1 | Cabot | 0 | 1915 | 9999 | Hydro | [5 empty] | Non-Fossil | G | 2030 | Hydro |  | 0 | 0 | 0 | 0 | 0 | 0 | 0 | 0 | 0 | 0 | 0 | 0 | 0 | 0 | 0 | 0 | 13.6378 | 18.7572 | 17.0853 | 49.4803 | 0 | 0 | 0 | 0 | 0 | 0 | 0 | 0 | 0 | 0 | 0 | 0 | 0 | 0 | 0 | 0 | 0 | 0 | 0 | 0 | 0.16282 | 0.018956 | 0.026073 | 0.023748 | 0.068778 | 0 | 0 | 0 | 0 | 0 | 10.3
1629_G_2 | ISONE_MA, VT, NH, RI (Rest of ISO New England) | Massachusetts | 25 | Franklin | 11 | 1629 | 2 | Cabot | 0 | 1915 | 9999 | Hydro | [5 empty] | Non-Fossil | G | 2030 | Hydro |  | 0 | 0 | 0 | 0 | 0 | 0 | 0 | 0 | 0 | 0 | 0 | 0 | 0 | 0 | 0 | 0 | 13.6378 | 18.7572 | 17.0853 | 49.4803 | 0 | 0 | 0 | 0 | 0 | 0 | 0 | 0 | 0 | 0 | 0 | 0 | 0 | 0 | 0 | 0 | 0 | 0 | 0 | 0 | 0.16282 | 0.018956 | 0.026073 | 0.023748 | 0.068778 | 0 | 0 | 0 | 0 | 0 | 10.3
1629_G_3 | ISONE_MA, VT, NH, RI (Rest of ISO New England) | Massachusetts | 25 | Franklin | 11 | 1629 | 3 | Cabot | 0 | 1916 | 9999 | Hydro | [5 empty] | Non-Fossil | G | 2030 | Hydro |  | 0 | 0 | 0 | 0 | 0 | 0 | 0 | 0 | 0 | 0 | 0 | 0 | 0 | 0 | 0 | 0 | 13.6378 | 18.7572 | 17.0853 | 49.4803 | 0 | 0 | 0 | 0 | 0 | 0 | 0 | 0 | 0 | 0 | 0 | 0 | 0 | 0 | 0 | 0 | 0 | 0 | 0 | 0 | 0.16282 | 0.018956 | 0.026073 | 0.023748 | 0.068778 | 0 | 0 | 0 | 0 | 0 | 10.3
1629_G_4 | ISONE_MA, VT, NH, RI (Rest of ISO New England) | Massachusetts | 25 | Franklin | 11 | 1629 | 4 | Cabot | 0 | 1916 | 9999 | Hydro | [5 empty] | Non-Fossil | G | 2030 | Hydro |  | 0 | 0 | 0 | 0 | 0 | 0 | 0 | 0 | 0 | 0 | 0 | 0 | 0 | 0 | 0 | 0 | 13.6378 | 18.7572 | 17.0853 | 49.4803 | 0 | 0 | 0 | 0 | 0 | 0 | 0 | 0 | 0 | 0 | 0 | 0 | 0 | 0 | 0 | 0 | 0 | 0 | 0 | 0 | 0.16282 | 0.018956 | 0.026073 | 0.023748 | 0.068778 | 0 | 0 | 0 | 0 | 0 | 10.3
1629_G_5 | ISONE_MA, VT, NH, RI (Rest of ISO New England) | Massachusetts | 25 | Franklin | 11 | 1629 | 5 | Cabot | 0 | 1917 | 9999 | Hydro | [5 empty] | Non-Fossil | G | 2030 | Hydro |  | 0 | 0 | 0 | 0 | 0 | 0 | 0 | 0 | 0 | 0 | 0 | 0 | 0 | 0 | 0 | 0 | 13.6378 | 18.7572 | 17.0853 | 49.4803 | 0 | 0 | 0 | 0 | 0 | 0 | 0 | 0 | 0 | 0 | 0 | 0 | 0 | 0 | 0 | 0 | 0 | 0 | 0 | 0 | 0.16282 | 0.018956 | 0.026073 | 0.023748 | 0.068778 | 0 | 0 | 0 | 0 | 0 | 10.3
1629_G_6 | ISONE_MA, VT, NH, RI (Rest of ISO New England) | Massachusetts | 25 | Franklin | 11 | 1629 | 6 | Cabot | 0 | 1917 | 9999 | Hydro | [5 empty] | Non-Fossil | G | 2030 | Hydro |  | 0 | 0 | 0 | 0 | 0 | 0 | 0 | 0 | 0 | 0 | 0 | 0 | 0 | 0 | 0 | 0 | 13.6378 | 18.7572 | 17.0853 | 49.4803 | 0 | 0 | 0 | 0 | 0 | 0 | 0 | 0 | 0 | 0 | 0 | 0 | 0 | 0 | 0 | 0 | 0 | 0 | 0 | 0 | 0.16282 | 0.018956 | 0.026073 | 0.023748 | 0.068778 | 0 | 0 | 0 | 0 | 0 | 10.3
1630_G_1 | ISONE_MA, VT, NH, RI (Rest of ISO New England) | Massachusetts | 25 | Hampden | 13 | 1630 | 1 | Cobble Mountain | 0 | 1930 | 9999 | Hydro | [5 empty] | Non-Fossil | G | 2030 | Hydro |  | 0 | 0 | 0 | 0 | 0 | 0 | 0 | 0 | 0 | 0 | 0 | 0 | 0 | 0 | 0 | 0 | 9.7189 | 13.5821 | 12.4483 | 35.7493 | 0 | 0 | 0 | 0 | 0 | 0 | 0 | 0 | 0 | 0 | 0 | 0 | 0 | 0 | 0 | 0 | 0 | 0 | 0 | 0 | 0.20393 | 0.013509 | 0.018879 | 0.017303 | 0.049691 | 0 | 0 | 0 | 0 | 0 | 12.9
1630_G_2 | ISONE_MA, VT, NH, RI (Rest of ISO New England) | Massachusetts | 25 | Hampden | 13 | 1630 | 2 | Cobble Mountain | 0 | 1930 | 9999 | Hydro | [5 empty] | Non-Fossil | G | 2030 | Hydro |  | 0 | 0 | 0 | 0 | 0 | 0 | 0 | 0 | 0 | 0 | 0 | 0 | 0 | 0 | 0 | 0 | 5.1232 | 7.1595 | 6.5619 | 18.8446 | 0 | 0 | 0 | 0 | 0 | 0 | 0 | 0 | 0 | 0 | 0 | 0 | 0 | 0 | 0 | 0 | 0 | 0 | 0 | 0 | 0.1075 | 0.0071212 | 0.0099518 | 0.009121 | 0.026194 | 0 | 0 | 0 | 0 | 0 | 6.8
1630_G_3 | ISONE_MA, VT, NH, RI (Rest of ISO New England) | Massachusetts | 25 | Hampden | 13 | 1630 | 3 | Cobble Mountain | 0 | 1930 | 9999 | Hydro | [5 empty] | Non-Fossil | G | 2030 | Hydro |  | 0 | 0 | 0 | 0 | 0 | 0 | 0 | 0 | 0 | 0 | 0 | 0 | 0 | 0 | 0 | 0 | 9.7189 | 13.5821 | 12.4483 | 35.7493 | 0 | 0 | 0 | 0 | 0 | 0 | 0 | 0 | 0 | 0 | 0 | 0 | 0 | 0 | 0 | 0 | 0 | 0 | 0 | 0 | 0.20393 | 0.013509 | 0.018879 | 0.017303 | 0.049691 | 0 | 0 | 0 | 0 | 0 | 12.9
1631_G_DORE | ISONE_MA, VT, NH, RI (Rest of ISO New England) | Massachusetts | 25 | Berkshire | 3 | 1631 | DORE | Doreen | 14700 | 1969 | 9999 | Combustion Turbine | [5 empty] | Fossil | G | 2030 | Oil |  | 0 | 0 | 0 | 0 | 0 | 0 | 0 | 0 | 0 | 0 | 0 | 0 | 0 | 0 | 0 | 0 | 0 | 0 | 0 | 0 | 0 | 0 | 0 | 0 | 0 | 0 | 0 | 0 | 0 | 0 | 0 | 0 | 0 | 0 | 0 | 0 | 0 | 0 | 0 | 0 | 0.71356 | 0 | 0 | 0 | 0 | 0 | 0 | 0 | 0 | 0 | 15.8
1634_G_GF2 | ISONE_MA, VT, NH, RI (Rest of ISO New England) | Massachusetts | 25 | Franklin | 11 | 1634 | GF2 | Gardners Falls | 0 | 1964 | 9999 | Hydro | [5 empty] | Non-Fossil | G | 2030 | Hydro |  | 0 | 0 | 0 | 0 | 0 | 0 | 0 | 0 | 0 | 0 | 0 | 0 | 0 | 0 | 0 | 0 | 0.30136 | 0.42115 | 0.38599 | 1.1085 | 0 | 0 | 0 | 0 | 0 | 0 | 0 | 0 | 0 | 0 | 0 | 0 | 0 | 0 | 0 | 0 | 0 | 0 | 0 | 0 | 0.0063233 | 0.00041889 | 0.0005854 | 0.00053653 | 0.0015408 | 0 | 0 | 0 | 0 | 0 | 0.4
1634_G_GF3 | ISONE_MA, VT, NH, RI (Rest of ISO New England) | Massachusetts | 25 | Franklin | 11 | 1634 | GF3 | Gardners Falls | 0 | 1914 | 9999 | Hydro | [5 empty] | Non-Fossil | G | 2030 | Hydro |  | 0 | 0 | 0 | 0 | 0 | 0 | 0 | 0 | 0 | 0 | 0 | 0 | 0 | 0 | 0 | 0 | 0.67806 | 0.94759 | 0.86848 | 2.4941 | 0 | 0 | 0 | 0 | 0 | 0 | 0 | 0 | 0 | 0 | 0 | 0 | 0 | 0 | 0 | 0 | 0 | 0 | 0 | 0 | 0.014227 | 0.00094251 | 0.0013171 | 0.0012072 | 0.0034668 | 0 | 0 | 0 | 0 | 0 | 0.9
1634_G_GF4 | ISONE_MA, VT, NH, RI (Rest of ISO New England) | Massachusetts | 25 | Franklin | 11 | 1634 | GF4 | Gardners Falls | 0 | 1914 | 9999 | Hydro | [5 empty] | Non-Fossil | G | 2030 | Hydro |  | 0 | 0 | 0 | 0 | 0 | 0 | 0 | 0 | 0 | 0 | 0 | 0 | 0 | 0 | 0 | 0 | 0.67806 | 0.94759 | 0.86848 | 2.4941 | 0 | 0 | 0 | 0 | 0 | 0 | 0 | 0 | 0 | 0 | 0 | 0 | 0 | 0 | 0 | 0 | 0 | 0 | 0 | 0 | 0.014227 | 0.00094251 | 0.0013171 | 0.0012072 | 0.0034668 | 0 | 0 | 0 | 0 | 0 | 0.9
1634_G_GF5 | ISONE_MA, VT, NH, RI (Rest of ISO New England) | Massachusetts | 25 | Franklin | 11 | 1634 | GF5 | Gardners Falls | 0 | 1925 | 9999 | Hydro | [5 empty] | Non-Fossil | G | 2030 | Hydro |  | 0 | 0 | 0 | 0 | 0 | 0 | 0 | 0 | 0 | 0 | 0 | 0 | 0 | 0 | 0 | 0 | 0.97943 | 1.3687 | 1.2545 | 3.6026 | 0 | 0 | 0 | 0 | 0 | 0 | 0 | 0 | 0 | 0 | 0 | 0 | 0 | 0 | 0 | 0 | 0 | 0 | 0 | 0 | 0.020551 | 0.0013614 | 0.0019025 | 0.0017437 | 0.0050077 | 0 | 0 | 0 | 0 | 0 | 1.3
1637_G_PB2 | ISONE_MA, VT, NH, RI (Rest of ISO New England) | Massachusetts | 25 | Hampden | 13 | 1637 | PB2 | Putts Bridge | 0 | 1918 | 9999 | Hydro | [5 empty] | Non-Fossil | G | 2030 | Hydro |  | 0 | 0 | 0 | 0 | 0 | 0 | 0 | 0 | 0 | 0 | 0 | 0 | 0 | 0 | 0 | 0 | 1.2054 | 1.6846 | 1.544 | 4.434 | 0 | 0 | 0 | 0 | 0 | 0 | 0 | 0 | 0 | 0 | 0 | 0 | 0 | 0 | 0 | 0 | 0 | 0 | 0 | 0 | 0.025293 | 0.0016756 | 0.0023416 | 0.0021461 | 0.0061633 | 0 | 0 | 0 | 0 | 0 | 1.6
1637_G_PB3 | ISONE_MA, VT, NH, RI (Rest of ISO New England) | Massachusetts | 25 | Hampden | 13 | 1637 | PB3 | Putts Bridge | 0 | 1918 | 9999 | Hydro | [5 empty] | Non-Fossil | G | 2030 | Hydro |  | 0 | 0 | 0 | 0 | 0 | 0 | 0 | 0 | 0 | 0 | 0 | 0 | 0 | 0 | 0 | 0 | 1.2054 | 1.6846 | 1.544 | 4.434 | 0 | 0 | 0 | 0 | 0 | 0 | 0 | 0 | 0 | 0 | 0 | 0 | 0 | 0 | 0 | 0 | 0 | 0 | 0 | 0 | 0.025293 | 0.0016756 | 0.0023416 | 0.0021461 | 0.0061633 | 0 | 0 | 0 | 0 | 0 | 1.6
1638_G_RB3 | ISONE_MA, VT, NH, RI (Rest of ISO New England) | Massachusetts | 25 | Hampden | 13 | 1638 | RB3 | Redbridge | 0 | 1934 | 9999 | Hydro | [5 empty] | Non-Fossil | G | 2030 | Hydro |  | 0 | 0 | 0 | 0 | 0 | 0 | 0 | 0 | 0 | 0 | 0 | 0 | 0 | 0 | 0 | 0 | 1.3561 | 1.8952 | 1.737 | 4.9883 | 0 | 0 | 0 | 0 | 0 | 0 | 0 | 0 | 0 | 0 | 0 | 0 | 0 | 0 | 0 | 0 | 0 | 0 | 0 | 0 | 0.028455 | 0.001885 | 0.0026343 | 0.0024144 | 0.0069337 | 0 | 0 | 0 | 0 | 0 | 1.8
1638_G_RB4 | ISONE_MA, VT, NH, RI (Rest of ISO New England) | Massachusetts | 25 | Hampden | 13 | 1638 | RB4 | Redbridge | 0 | 1926 | 9999 | Hydro | [5 empty] | Non-Fossil | G | 2030 | Hydro |  | 0 | 0 | 0 | 0 | 0 | 0 | 0 | 0 | 0 | 0 | 0 | 0 | 0 | 0 | 0 | 0 | 1.3561 | 1.8952 | 1.737 | 4.9883 | 0 | 0 | 0 | 0 | 0 | 0 | 0 | 0 | 0 | 0 | 0 | 0 | 0 | 0 | 0 | 0 | 0 | 0 | 0 | 0 | 0.028455 | 0.001885 | 0.0026343 | 0.0024144 | 0.0069337 | 0 | 0 | 0 | 0 | 0 | 1.8
1642_G_WS10 | ISONE_MA, VT, NH, RI (Rest of ISO New England) | Massachusetts | 25 | Hampden | 13 | 1642 | WS10 | Essential Power Massachusetts LLC | 10745 | 1968 | 9999 | Combustion Turbine | [5 empty] | Fossil | G | 2030 | Oil |  | 0 | 0 | 0 | 0 | 0 | 0 | 0 | 0 | 0 | 0 | 0 | 0 | 0 | 0 | 0 | 0 | 0 | 0 | 0 | 0 | 0 | 0 | 0 | 0 | 0 | 0 | 0 | 0 | 0 | 0 | 0 | 0 | 0 | 0 | 0 | 0 | 0 | 0 | 0 | 0 | 0.74969 | 0 | 0 | 0 | 0 | 0 | 0 | 0 | 0 | 0 | 16.6
1643_G_WOOD | ISONE_MA, VT, NH, RI (Rest of ISO New England) | Massachusetts | 25 | Berkshire | 3 | 1643 | WOOD | Woodland Road | 14208 | 1969 | 9999 | Combustion Turbine | [5 empty] | Fossil | G | 2030 | Oil |  | 0 | 0 | 0 | 0 | 0 | 0 | 0 | 0 | 0 | 0 | 0 | 0 | 0 | 0 | 0 | 0 | 0 | 0 | 0 | 0 | 0 | 0 | 0 | 0 | 0 | 0 | 0 | 0 | 0 | 0 | 0 | 0 | 0 | 0 | 0 | 0 | 0 | 0 | 0 | 0 | 0.71356 | 0 | 0 | 0 | 0 | 0 | 0 | 0 | 0 | 0 | 15.8
165_B_2 | SPP West (Oklahoma, Arkansas, Louisiana) | Oklahoma | 40 | Mayes | 97 | 165 | 2 | GREC | 12314 | 1982 | 9999 | Coal Steam | wall | dry | Baghouse + Dry Scrubber + Mercury Control | LNB + LNBO | Dry Scrubber | Fossil | B | 2030 |  | Coal Retirement | 0 | 0 | 0 | 0 | 0 | 0 | 0 | 0 | 0 | 0 | 0 | 0 | 0 | 0 | 0 | 0 | 0 | 0 | 0 | 0 | 0 | 0 | 0 | 0 | 0 | 0 | 0 | 0 | 0 | 0 | 0 | 0 | 0 | 0 | 0 | 0 | 0 | 0 | 0 | 0 | 0 | 0 | 0 | 0 | 0 | 0 | 0 | 0 | 0 | 0 | 492 | Scrubber / Mercury Control | Dry Scrubber
165_G_3CT | SPP West (Oklahoma, Arkansas, Louisiana) | Oklahoma | 40 | Mayes | 97 | 165 | 3CT | GREC | 7050 | 2017 | 9999 | Combined Cycle |  |  | SCR |  |  | Fossil | G | 2030 | NaturalGas |  | 2.9016 | 1.6472 | 7.133 | 11.6818 | 0 | 0 | 0 | 0 | 0 | 0 | 0 | 0 | 0 | 0 | 0 | 0 | 411.575 | 233.6506 | 1011.7734 | 1656.999 | 169.8599 | 96.4293 | 417.566 | 683.8551 | 2.0311e-07 | 1.1531e-07 | 4.9931e-07 | 8.1773e-07 | 0.033455 | 0.018993 | 0.042798 | 0.095246 | 0 | 0 | 0 | 0 | 0 | 0 | 0 | 0 | 9.6975 | 0.94047 | 0.77936 | 2.312 | 4.0318 | 7.5406 | 3.7402 | 14.8066 | 26.0873 | 0 | 307 | SCR
165_G_3ST | SPP West (Oklahoma, Arkansas, Louisiana) | Oklahoma | 40 | Mayes | 97 | 165 | 3ST | GREC | 7050 | 2017 | 9999 | Combined Cycle |  |  | SCR |  |  | Fossil | G | 2030 | NaturalGas |  | 1.517 | 0.86118 | 3.7291 | 6.1073 | 0 | 0 | 0 | 0 | 0 | 0 | 0 | 0 | 0 | 0 | 0 | 0 | 215.1719 | 122.1529 | 528.9565 | 866.2812 | 88.803 | 50.4133 | 218.304 | 357.5203 | 1.0619e-07 | 6.0282e-08 | 2.6104e-07 | 4.2751e-07 | 0.01749 | 0.0099293 | 0.022375 | 0.049795 | 0 | 0 | 0 | 0 | 0 | 0 | 0 | 0 | 5.0699 | 0.49168 | 0.40745 | 1.2087 | 2.1078 | 3.9422 | 1.9554 | 7.7409 | 13.6385 | 0 | 160.5 | SCR
166_G_1 | MISO_Arkansas | Arkansas | 5 | Garland | 51 | 166 | 1 | Carpenter | 0 | 1932 | 9999 | Hydro | [5 empty] | Non-Fossil | G | 2030 | Hydro |  | 0 | 0 | 0 | 0 | 0 | 0 | 0 | 0 | 0 | 0 | 0 | 0 | 0 | 0 | 0 | 0 | 27.5627 | 34.746 | 49.4562 | 111.7648 | 0 | 0 | 0 | 0 | 0 | 0 | 0 | 0 | 0 | 0 | 0 | 0 | 0 | 0 | 0 | 0 | 0 | 0 | 0 | 0 | 0.48847 | 0.038312 | 0.048297 | 0.068744 | 0.15535 | 0 | 0 | 0 | 0 | 0 | 30.9
166_G_2 | MISO_Arkansas | Arkansas | 5 | Garland | 51 | 166 | 2 | Carpenter | 0 | 1932 | 9999 | Hydro | [5 empty] | Non-Fossil | G | 2030 | Hydro |  | 0 | 0 | 0 | 0 | 0 | 0 | 0 | 0 | 0 | 0 | 0 | 0 | 0 | 0 | 0 | 0 | 27.4735 | 34.6335 | 49.2961 | 111.4031 | 0 | 0 | 0 | 0 | 0 | 0 | 0 | 0 | 0 | 0 | 0 | 0 | 0 | 0 | 0 | 0 | 0 | 0 | 0 | 0 | 0.48689 | 0.038188 | 0.048141 | 0.068522 | 0.15485 | 0 | 0 | 0 | 0 | 0 | 30.8
1660_G_WAT1 | ISONE_MA, VT, NH, RI (Rest of ISO New England) | Massachusetts | 25 | Norfolk | 21 | 1660 | WAT1 | Potter Station 2 | 10745 | 2009 | 9999 | Combustion Turbine |  |  | SCR | H2O + NH3 + AA |  | Fossil | G | 2030 | NaturalGas |  | 0 | 0.00048265 | 0.016378 | 0.016861 | 0 | 0 | 0 | 0 | 0 | 0 | 0 | 0 | 0 | 0 | 0 | 0 | 0 | 0.044919 | 1.5243 | 1.5692 | 0 | 0.028254 | 0.95878 | 0.98704 | 0 | 3.3786e-11 | 1.1465e-09 | 1.1803e-09 | 0 | 3.1903e-06 | 0.00010826 | 0.00011145 | 0 | 0 | 0 | 0 | 0 | 0 | 0 | 0 | 1.149 | 0 | 0.00023223 | 0.0078805 | 0.0081127 | 0 | 0.0013567 | 0.031717 | 0.033074 | 0 | 52.6 | SCR
1660_G_WAT2 | ISONE_MA, VT, NH, RI (Rest of ISO New England) | Massachusetts | 25 | Norfolk | 21 | 1660 | WAT2 | Potter Station 2 | 10745 | 2009 | 9999 | Combustion Turbine |  |  | SCR | H2O + NH3 + AA |  | Fossil | G | 2030 | NaturalGas |  | 0 | 0.00048265 | 0.016378 | 0.016861 | 0 | 0 | 0 | 0 | 0 | 0 | 0 | 0 | 0 | 0 | 0 | 0 | 0 | 0.044919 | 1.5243 | 1.5692 | 0 | 0.028254 | 0.95878 | 0.98704 | 0 | 3.3786e-11 | 1.1465e-09 | 1.1803e-09 | 0 | 3.1927e-06 | 0.00010834 | 0.00011153 | 0 | 0 | 0 | 0 | 0 | 0 | 0 | 0 | 1.149 | 0 | 0.00023223 | 0.0078805 | 0.0081127 | 0 | 0.0013567 | 0.031717 | 0.033074 | 0 | 52.6 | SCR
1670_G_1 | ISONE_MA, VT, NH, RI (Rest of ISO New England) | Massachusetts | 25 | Essex | 9 | 1670 | 1 | High Street Station | 12209 | 1986 | 9999 | Combustion Turbine | [5 empty] | Fossil | G | 2030 | NaturalGas |  | 0 | 1.3209e-05 | 0.00043357 | 0.00044678 | 0 | 0 | 0 | 0 | 0 | 0 | 0 | 0 | 0 | 0 | 0 | 0 | 0 | 0.0010819 | 0.035512 | 0.036594 | 0 | 0.00077323 | 0.025381 | 0.026154 | 0 | 9.245e-13 | 3.035e-11 | 3.1275e-11 | 0 | 1.1909e-05 | 0.0003909 | 0.00040281 | 0 | 0 | 0 | 0 | 0 | 0 | 0 | 0 | 0.053104 | 0 | 5.1064e-06 | 0.00016762 | 0.00017272 | 0 | 3.713e-05 | 0.00083961 | 0.00087674 | 0 | 1.2
1670_G_10 | ISONE_MA, VT, NH, RI (Rest of ISO New England) | Massachusetts | 25 | Essex | 9 | 1670 | 10 | High Street Station | 11119 | 1984 | 9999 | Combustion Turbine | [5 empty] | Fossil | G | 2030 | NaturalGas |  | 0 | 1.204e-05 | 0.00039522 | 0.00040726 | 0 | 0 | 0 | 0 | 0 | 0 | 0 | 0 | 0 | 0 | 0 | 0 | 0 | 0.0010819 | 0.035512 | 0.036594 | 0 | 0.00070484 | 0.023136 | 0.023841 | 0 | 8.4282e-13 | 2.7665e-11 | 2.8508e-11 | 0 | 1.0318e-05 | 0.0003387 | 0.00034902 | 0 | 0 | 0 | 0 | 0 | 0 | 0 | 0 | 0.054194 | 0 | 5.1064e-06 | 0.00016762 | 0.00017272 | 0 | 3.3846e-05 | 0.00076535 | 0.00079919 | 0 | 1.2
1670_G_11 | ISONE_MA, VT, NH, RI (Rest of ISO New England) | Massachusetts | 25 | Essex | 9 | 1670 | 11 | High Street Station | 11119 | 1982 | 9999 | Combustion Turbine | [5 empty] | Fossil | G | 2030 | NaturalGas |  | 0 | 1.204e-05 | 0.00039522 | 0.00040726 | 0 | 0 | 0 | 0 | 0 | 0 | 0 | 0 | 0 | 0 | 0 | 0 | 0 | 0.0010819 | 0.035512 | 0.036594 | 0 | 0.00070484 | 0.023136 | 0.023841 | 0 | 8.4282e-13 | 2.7665e-11 | 2.8508e-11 | 0 | 9.696e-06 | 0.00031827 | 0.00032796 | 0 | 0 | 0 | 0 | 0 | 0 | 0 | 0 | 0.054194 | 0 | 5.1064e-06 | 0.00016762 | 0.00017272 | 0 | 3.3846e-05 | 0.00076535 | 0.00079919 | 0 | 1.2
1670_G_12 | ISONE_MA, VT, NH, RI (Rest of ISO New England) | Massachusetts | 25 | Essex | 9 | 1670 | 12 | High Street Station | 11119 | 1983 | 9999 | Combustion Turbine | [5 empty] | Fossil | G | 2030 | NaturalGas |  | 0 | 1.204e-05 | 0.00039522 | 0.00040726 | 0 | 0 | 0 | 0 | 0 | 0 | 0 | 0 | 0 | 0 | 0 | 0 | 0 | 0.0010819 | 0.035512 | 0.036594 | 0 | 0.00070484 | 0.023136 | 0.023841 | 0 | 8.4282e-13 | 2.7665e-11 | 2.8508e-11 | 0 | 6.6042e-06 | 0.00021678 | 0.00022339 | 0 | 0 | 0 | 0 | 0 | 0 | 0 | 0 | 0.054194 | 0 | 5.1064e-06 | 0.00016762 | 0.00017272 | 0 | 3.3846e-05 | 0.00076535 | 0.00079919 | 0 | 1.2
1670_G_2 | ISONE_MA, VT, NH, RI (Rest of ISO New England) | Massachusetts | 25 | Essex | 9 | 1670 | 2 | High Street Station | 11144 | 1954 | 9999 | Combustion Turbine | [5 empty] | Fossil | G | 2030 | NaturalGas |  | 0 | 1.3073e-05 | 0.00042911 | 0.00044219 | 0 | 0 | 0 | 0 | 0 | 0 | 0 | 0 | 0 | 0 | 0 | 0 | 0 | 0.001172 | 0.038471 | 0.039643 | 0 | 0.00076529 | 0.02512 | 0.025886 | 0 | 9.1511e-13 | 3.0038e-11 | 3.0953e-11 | 0 | 2.0035e-05 | 0.00065764 | 0.00067767 | 0 | 0 | 0 | 0 | 0 | 0 | 0 | 0 | 0.05871 | 0 | 5.532e-06 | 0.00018159 | 0.00018712 | 0 | 3.6748e-05 | 0.00083099 | 0.00086774 | 0 | 1.3
1670_G_6 | ISONE_MA, VT, NH, RI (Rest of ISO New England) | Massachusetts | 25 | Essex | 9 | 1670 | 6 | High Street Station | 11119 | 1951 | 9999 | Combustion Turbine | [5 empty] | Fossil | G | 2030 | NaturalGas |  | 0 | 1.204e-05 | 0.00039522 | 0.00040726 | 0 | 0 | 0 | 0 | 0 | 0 | 0 | 0 | 0 | 0 | 0 | 0 | 0 | 0.0010819 | 0.035512 | 0.036594 | 0 | 0.00070484 | 0.023136 | 0.023841 | 0 | 8.4282e-13 | 2.7665e-11 | 2.8508e-11 | 0 | 1.2864e-05 | 0.00042224 | 0.00043511 | 0 | 0 | 0 | 0 | 0 | 0 | 0 | 0 | 0.054194 | 0 | 5.1064e-06 | 0.00016762 | 0.00017272 | 0 | 3.3846e-05 | 0.00076535 | 0.00079919 | 0 | 1.2
1670_G_7 | ISONE_MA, VT, NH, RI (Rest of ISO New England) | Massachusetts | 25 | Essex | 9 | 1670 | 7 | High Street Station | 11132 | 1956 | 9999 | Combustion Turbine | [5 empty] | Fossil | G | 2030 | Oil |  | 0 | 0 | 0 | 0 | 0 | 0 | 0 | 0 | 0 | 0 | 0 | 0 | 0 | 0 | 0 | 0 | 0 | 0 | 0 | 0 | 0 | 0 | 0 | 0 | 0 | 0 | 0 | 0 | 0 | 0 | 0 | 0 | 0 | 0 | 0 | 0 | 0 | 0 | 0 | 0 | 0.05871 | 0 | 0 | 0 | 0 | 0 | 0 | 0 | 0 | 0 | 1.3
1670_G_8 | ISONE_MA, VT, NH, RI (Rest of ISO New England) | Massachusetts | 25 | Essex | 9 | 1670 | 8 | High Street Station | 12921 | 1960 | 9999 | Combustion Turbine | [5 empty] | Fossil | G | 2030 | Oil |  | 0 | 0 | 0 | 0 | 0 | 0 | 0 | 0 | 0 | 0 | 0 | 0 | 0 | 0 | 0 | 0 | 0 | 0 | 0 | 0 | 0 | 0 | 0 | 0 | 0 | 0 | 0 | 0 | 0 | 0 | 0 | 0 | 0 | 0 | 0 | 0 | 0 | 0 | 0 | 0 | 0.049678 | 0 | 0 | 0 | 0 | 0 | 0 | 0 | 0 | 0 | 1.1
1670_G_9 | ISONE_MA, VT, NH, RI (Rest of ISO New England) | Massachusetts | 25 | Essex | 9 | 1670 | 9 | High Street Station | 11132 | 1961 | 9999 | Combustion Turbine | [5 empty] | Fossil | G | 2030 | NaturalGas |  | 0 | 1.3059e-05 | 0.00042865 | 0.00044171 | 0 | 0 | 0 | 0 | 0 | 0 | 0 | 0 | 0 | 0 | 0 | 0 | 0 | 0.001172 | 0.038471 | 0.039643 | 0 | 0.00076446 | 0.025093 | 0.025858 | 0 | 9.1412e-13 | 3.0006e-11 | 3.092e-11 | 0 | 1.8112e-05 | 0.00059453 | 0.00061264 | 0 | 0 | 0 | 0 | 0 | 0 | 0 | 0 | 0.05871 | 0 | 5.532e-06 | 0.00018159 | 0.00018712 | 0 | 3.6709e-05 | 0.00083009 | 0.0008668 | 0 | 1.3
1678_G_1 | ISONE_MA, VT, NH, RI (Rest of ISO New England) | Massachusetts | 25 | Essex | 9 | 1678 | 1 | Waters River | 12572 | 1971 | 9999 | Combustion Turbine | [5 empty] | Fossil | G | 2030 | NaturalGas |  | 0 | 0.000175 | 0.0057951 | 0.0059701 | 0 | 0 | 0 | 0 | 0 | 0 | 0 | 0 | 0 | 0 | 0 | 0 | 0 | 0.013919 | 0.46095 | 0.47487 | 0 | 0.010244 | 0.33925 | 0.34949 | 0 | 1.225e-11 | 4.0566e-10 | 4.1791e-10 | 0 | 4.3883e-05 | 0.0014532 | 0.0014971 | 0 | 0 | 0 | 0 | 0 | 0 | 0 | 0 | 0.7271 | 0 | 6.57e-05 | 0.0021757 | 0.0022414 | 0 | 0.00049192 | 0.011222 | 0.011714 | 0 | 16.1
1678_G_2 | ISONE_MA, VT, NH, RI (Rest of ISO New England) | Massachusetts | 25 | Essex | 9 | 1678 | 2 | Waters River | 12572 | 1990 | 9999 | Combustion Turbine |  |  |  | H2O |  | Fossil | G | 2030 | NaturalGas |  | 0 | 0.00032533 | 0.01106 | 0.011385 | 0 | 0 | 0 | 0 | 0 | 0 | 0 | 0 | 0 | 0 | 0 | 0 | 0 | 0.025877 | 0.87969 | 0.90557 | 0 | 0.019045 | 0.64742 | 0.66647 | 0 | 2.2773e-11 | 7.7417e-10 | 7.9694e-10 | 0 | 6.7448e-05 | 0.0022929 | 0.0023604 | 0 | 0 | 0 | 0 | 0 | 0 | 0 | 0 | 1.0547 | 0 | 0.00014388 | 0.0048911 | 0.005035 | 0 | 0.0009145 | 0.021417 | 0.022331 | 0 | 30.5
1682_G_9A | ISONE_MA, VT, NH, RI (Rest of ISO New England) | Massachusetts | 25 | Bristol | 5 | 1682 | 9A | Cleary Flood Hybrid | 10941 | 1976 | 9999 | Combined Cycle | other |  |  | LNBO |  | Fossil | G | 2030 | NaturalGas |  | 0 | 0 | 0.0063632 | 0.0063632 | 0 | 0 | 0 | 0 | 0 | 0 | 0 | 0 | 0 | 0 | 0 | 0 | 0 | 0 | 0.58159 | 0.58159 | 0 | 0 | 0.3725 | 0.3725 | 0 | 0 | 4.4542e-10 | 4.4542e-10 | 0 | 0 | 0.00050281 | 0.00050281 | 0 | 0 | 0 | 0 | 0 | 0 | 0 | 0 | 0.71963 | 0 | 0 | 0.0023364 | 0.0023364 | 0 | 0 | 0.012322 | 0.012322 | 0 | 18
1682_G_CA9 | ISONE_MA, VT, NH, RI (Rest of ISO New England) | Massachusetts | 25 | Bristol | 5 | 1682 | CA9 | Cleary Flood Hybrid | 10941 | 1975 | 9999 | Combined Cycle | wall |  |  | LNB |  | Fossil | G | 2030 | NaturalGas |  | 0 | 0 | 0.030755 | 0.030755 | 0 | 0 | 0 | 0 | 0 | 0 | 0 | 0 | 0 | 0 | 0 | 0 | 0 | 0 | 2.811 | 2.811 | 0 | 0 | 1.8004 | 1.8004 | 0 | 0 | 2.1529e-09 | 2.1529e-09 | 0 | 0 | 0.0024303 | 0.0024303 | 0 | 0 | 0 | 0 | 0 | 0 | 0 | 0 | 3.4631 | 0 | 0 | 0.011292 | 0.011292 | 0 | 0 | 0.059558 | 0.059558 | 0 | 87
1693_G_1 | MISO_Lower Michigan | Michigan | 26 | Alcona | 1 | 1693 | 1 | Alcona | 0 | 1924 | 9999 | Hydro | [5 empty] | Non-Fossil | G | 2030 | Hydro |  | 0 | 0 | 0 | 0 | 0 | 0 | 0 | 0 | 0 | 0 | 0 | 0 | 0 | 0 | 0 | 0 | 1.7437 | 2.8351 | 2.5116 | 7.0904 | 0 | 0 | 0 | 0 | 0 | 0 | 0 | 0 | 0 | 0 | 0 | 0 | 0 | 0 | 0 | 0 | 0 | 0 | 0 | 0 | 0.022132 | 0.0024237 | 0.0039408 | 0.0034911 | 0.0098557 | 0 | 0 | 0 | 0 | 0 | 1.4
1693_G_2 | MISO_Lower Michigan | Michigan | 26 | Alcona | 1 | 1693 | 2 | Alcona | 0 | 1924 | 9999 | Hydro | [5 empty] | Non-Fossil | G | 2030 | Hydro |  | 0 | 0 | 0 | 0 | 0 | 0 | 0 | 0 | 0 | 0 | 0 | 0 | 0 | 0 | 0 | 0 | 1.7437 | 2.8351 | 2.5116 | 7.0904 | 0 | 0 | 0 | 0 | 0 | 0 | 0 | 0 | 0 | 0 | 0 | 0 | 0 | 0 | 0 | 0 | 0 | 0 | 0 | 0 | 0.022132 | 0.0024237 | 0.0039408 | 0.0034911 | 0.0098557 | 0 | 0 | 0 | 0 | 0 | 1.4
1694_G_1 | MISO_Lower Michigan | Michigan | 26 | Allegan | 5 | 1694 | 1 | Allegan Dam | 0 | 1935 | 9999 | Hydro | [5 empty] | Non-Fossil | G | 2030 | Hydro |  | 0 | 0 | 0 | 0 | 0 | 0 | 0 | 0 | 0 | 0 | 0 | 0 | 0 | 0 | 0 | 0 | 0.2491 | 0.40502 | 0.3588 | 1.0129 | 0 | 0 | 0 | 0 | 0 | 0 | 0 | 0 | 0 | 0 | 0 | 0 | 0 | 0 | 0 | 0 | 0 | 0 | 0 | 0 | 0.0031616 | 0.00034625 | 0.00056298 | 0.00049873 | 0.001408 | 0 | 0 | 0 | 0 | 0 | 0.2
1694_G_2 | MISO_Lower Michigan | Michigan | 26 | Allegan | 5 | 1694 | 2 | Allegan Dam | 0 | 1935 | 9999 | Hydro | [5 empty] | Non-Fossil | G | 2030 | Hydro |  | 0 | 0 | 0 | 0 | 0 | 0 | 0 | 0 | 0 | 0 | 0 | 0 | 0 | 0 | 0 | 0 | 0.62275 | 1.0125 | 0.89699 | 2.5323 | 0 | 0 | 0 | 0 | 0 | 0 | 0 | 0 | 0 | 0 | 0 | 0 | 0 | 0 | 0 | 0 | 0 | 0 | 0 | 0 | 0.0079041 | 0.00086562 | 0.0014074 | 0.0012468 | 0.0035199 | 0 | 0 | 0 | 0 | 0 | 0.5
1694_G_3 | MISO_Lower Michigan | Michigan | 26 | Allegan | 5 | 1694 | 3 | Allegan Dam | 0 | 1945 | 9999 | Hydro | [5 empty] | Non-Fossil | G | 2030 | Hydro |  | 0 | 0 | 0 | 0 | 0 | 0 | 0 | 0 | 0 | 0 | 0 | 0 | 0 | 0 | 0 | 0 | 0.7473 | 1.2151 | 1.0764 | 3.0387 | 0 | 0 | 0 | 0 | 0 | 0 | 0 | 0 | 0 | 0 | 0 | 0 | 0 | 0 | 0 | 0 | 0 | 0 | 0 | 0 | 0.0094849 | 0.0010387 | 0.0016889 | 0.0014962 | 0.0042239 | 0 | 0 | 0 | 0 | 0 | 0.6
1698_G_1 | MISO_Lower Michigan | Michigan | 26 | Manistee | 101 | 1698 | 1 | C W Tippy | 0 | 1918 | 9999 | Hydro | [5 empty] | Non-Fossil | G | 2030 | Hydro |  | 0 | 0 | 0 | 0 | 0 | 0 | 0 | 0 | 0 | 0 | 0 | 0 | 0 | 0 | 0 | 0 | 2.6155 | 4.2527 | 3.7674 | 10.6356 | 0 | 0 | 0 | 0 | 0 | 0 | 0 | 0 | 0 | 0 | 0 | 0 | 0 | 0 | 0 | 0 | 0 | 0 | 0 | 0 | 0.033197 | 0.0036356 | 0.0059113 | 0.0052366 | 0.014783 | 0 | 0 | 0 | 0 | 0 | 2.1
1698_G_2 | MISO_Lower Michigan | Michigan | 26 | Manistee | 101 | 1698 | 2 | C W Tippy | 0 | 1918 | 9999 | Hydro | [5 empty] | Non-Fossil | G | 2030 | Hydro |  | 0 | 0 | 0 | 0 | 0 | 0 | 0 | 0 | 0 | 0 | 0 | 0 | 0 | 0 | 0 | 0 | 2.6155 | 4.2527 | 3.7674 | 10.6356 | 0 | 0 | 0 | 0 | 0 | 0 | 0 | 0 | 0 | 0 | 0 | 0 | 0 | 0 | 0 | 0 | 0 | 0 | 0 | 0 | 0.033197 | 0.0036356 | 0.0059113 | 0.0052366 | 0.014783 | 0 | 0 | 0 | 0 | 0 | 2.1
1698_G_3 | MISO_Lower Michigan | Michigan | 26 | Manistee | 101 | 1698 | 3 | C W Tippy | 0 | 1918 | 9999 | Hydro | [5 empty] | Non-Fossil | G | 2030 | Hydro |  | 0 | 0 | 0 | 0 | 0 | 0 | 0 | 0 | 0 | 0 | 0 | 0 | 0 | 0 | 0 | 0 | 2.6155 | 4.2527 | 3.7674 | 10.6356 | 0 | 0 | 0 | 0 | 0 | 0 | 0 | 0 | 0 | 0 | 0 | 0 | 0 | 0 | 0 | 0 | 0 | 0 | 0 | 0 | 0.033197 | 0.0036356 | 0.0059113 | 0.0052366 | 0.014783 | 0 | 0 | 0 | 0 | 0 | 2.1
17_G_4 | SERC_Southeastern | Alabama | 1 | Coosa | 37 | 17 | 4 | Mitchell Dam | 0 | 1949 | 9999 | Hydro | [5 empty] | Non-Fossil | G | 2030 | Hydro |  | 0 | 0 | 0 | 0 | 0 | 0 | 0 | 0 | 0 | 0 | 0 | 0 | 0 | 0 | 0 | 0 | 22.386 | 23.1067 | 18.0748 | 63.5675 | 0 | 0 | 0 | 0 | 0 | 0 | 0 | 0 | 0 | 0 | 0 | 0 | 0 | 0 | 0 | 0 | 0 | 0 | 0 | 0 | 0.3541 | 0.031117 | 0.032118 | 0.025124 | 0.088359 | 0 | 0 | 0 | 0 | 0 | 22.4
17_G_5 | SERC_Southeastern | Alabama | 1 | Coosa | 37 | 17 | 5 | Mitchell Dam | 0 | 1985 | 9999 | Hydro | [5 empty] | Non-Fossil | G | 2030 | Hydro |  | 0 | 0 | 0 | 0 | 0 | 0 | 0 | 0 | 0 | 0 | 0 | 0 | 0 | 0 | 0 | 0 | 46.8707 | 48.3796 | 37.8441 | 133.0944 | 0 | 0 | 0 | 0 | 0 | 0 | 0 | 0 | 0 | 0 | 0 | 0 | 0 | 0 | 0 | 0 | 0 | 0 | 0 | 0 | 0.74141 | 0.06515 | 0.067248 | 0.052603 | 0.185 | 0 | 0 | 0 | 0 | 0 | 46.9
17_G_6 | SERC_Southeastern | Alabama | 1 | Coosa | 37 | 17 | 6 | Mitchell Dam | 0 | 1985 | 9999 | Hydro | [5 empty] | Non-Fossil | G | 2030 | Hydro |  | 0 | 0 | 0 | 0 | 0 | 0 | 0 | 0 | 0 | 0 | 0 | 0 | 0 | 0 | 0 | 0 | 46.8707 | 48.3796 | 37.8441 | 133.0944 | 0 | 0 | 0 | 0 | 0 | 0 | 0 | 0 | 0 | 0 | 0 | 0 | 0 | 0 | 0 | 0 | 0 | 0 | 0 | 0 | 0.74141 | 0.06515 | 0.067248 | 0.052603 | 0.185 | 0 | 0 | 0 | 0 | 0 | 46.9
17_G_7 | SERC_Southeastern | Alabama | 1 | Coosa | 37 | 17 | 7 | Mitchell Dam | 0 | 1985 | 9999 | Hydro | [5 empty] | Non-Fossil | G | 2030 | Hydro |  | 0 | 0 | 0 | 0 | 0 | 0 | 0 | 0 | 0 | 0 | 0 | 0 | 0 | 0 | 0 | 0 | 46.8707 | 48.3796 | 37.8441 | 133.0944 | 0 | 0 | 0 | 0 | 0 | 0 | 0 | 0 | 0 | 0 | 0 | 0 | 0 | 0 | 0 | 0 | 0 | 0 | 0 | 0 | 0.74141 | 0.06515 | 0.067248 | 0.052603 | 0.185 | 0 | 0 | 0 | 0 | 0 | 46.9
1700_G_1 | MISO_Lower Michigan | Michigan | 26 | Iosco | 69 | 1700 | 1 | Cooke | 0 | 1911 | 9999 | Hydro | [5 empty] | Non-Fossil | G | 2030 | Hydro |  | 0 | 0 | 0 | 0 | 0 | 0 | 0 | 0 | 0 | 0 | 0 | 0 | 0 | 0 | 0 | 0 | 1.8682 | 3.0376 | 2.691 | 7.5969 | 0 | 0 | 0 | 0 | 0 | 0 | 0 | 0 | 0 | 0 | 0 | 0 | 0 | 0 | 0 | 0 | 0 | 0 | 0 | 0 | 0.023712 | 0.0025969 | 0.0042223 | 0.0037405 | 0.01056 | 0 | 0 | 0 | 0 | 0 | 1.5
1700_G_2 | MISO_Lower Michigan | Michigan | 26 | Iosco | 69 | 1700 | 2 | Cooke | 0 | 1911 | 9999 | Hydro | [5 empty] | Non-Fossil | G | 2030 | Hydro |  | 0 | 0 | 0 | 0 | 0 | 0 | 0 | 0 | 0 | 0 | 0 | 0 | 0 | 0 | 0 | 0 | 3.3628 | 5.4678 | 4.8438 | 13.6744 | 0 | 0 | 0 | 0 | 0 | 0 | 0 | 0 | 0 | 0 | 0 | 0 | 0 | 0 | 0 | 0 | 0 | 0 | 0 | 0 | 0.042682 | 0.0046743 | 0.0076002 | 0.0067328 | 0.019007 | 0 | 0 | 0 | 0 | 0 | 2.7
1700_G_3 | MISO_Lower Michigan | Michigan | 26 | Iosco | 69 | 1700 | 3 | Cooke | 0 | 1911 | 9999 | Hydro | [5 empty] | Non-Fossil | G | 2030 | Hydro |  | 0 | 0 | 0 | 0 | 0 | 0 | 0 | 0 | 0 | 0 | 0 | 0 | 0 | 0 | 0 | 0 | 3.7365 | 6.0753 | 5.382 | 15.1937 | 0 | 0 | 0 | 0 | 0 | 0 | 0 | 0 | 0 | 0 | 0 | 0 | 0 | 0 | 0 | 0 | 0 | 0 | 0 | 0 | 0.047425 | 0.0051937 | 0.0084447 | 0.0074809 | 0.021119 | 0 | 0 | 0 | 0 | 0 | 3
1701_G_1 | MISO_Lower Michigan | Michigan | 26 | Newaygo | 123 | 1701 | 1 | Croton | 0 | 1907 | 9999 | Hydro | [5 empty] | Non-Fossil | G | 2030 | Hydro |  | 0 | 0 | 0 | 0 | 0 | 0 | 0 | 0 | 0 | 0 | 0 | 0 | 0 | 0 | 0 | 0 | 1.4946 | 2.4301 | 2.1528 | 6.0775 | 0 | 0 | 0 | 0 | 0 | 0 | 0 | 0 | 0 | 0 | 0 | 0 | 0 | 0 | 0 | 0 | 0 | 0 | 0 | 0 | 0.01897 | 0.0020775 | 0.0033779 | 0.0029924 | 0.0084477 | 0 | 0 | 0 | 0 | 0 | 1.2
1701_G_2 | MISO_Lower Michigan | Michigan | 26 | Newaygo | 123 | 1701 | 2 | Croton | 0 | 1907 | 9999 | Hydro | [5 empty] | Non-Fossil | G | 2030 | Hydro |  | 0 | 0 | 0 | 0 | 0 | 0 | 0 | 0 | 0 | 0 | 0 | 0 | 0 | 0 | 0 | 0 | 1.4946 | 2.4301 | 2.1528 | 6.0775 | 0 | 0 | 0 | 0 | 0 | 0 | 0 | 0 | 0 | 0 | 0 | 0 | 0 | 0 | 0 | 0 | 0 | 0 | 0 | 0 | 0.01897 | 0.0020775 | 0.0033779 | 0.0029924 | 0.0084477 | 0 | 0 | 0 | 0 | 0 | 1.2
1701_G_3 | MISO_Lower Michigan | Michigan | 26 | Newaygo | 123 | 1701 | 3 | Croton | 0 | 1915 | 9999 | Hydro | [5 empty] | Non-Fossil | G | 2030 | Hydro |  | 0 | 0 | 0 | 0 | 0 | 0 | 0 | 0 | 0 | 0 | 0 | 0 | 0 | 0 | 0 | 0 | 0.7473 | 1.2151 | 1.0764 | 3.0387 | 0 | 0 | 0 | 0 | 0 | 0 | 0 | 0 | 0 | 0 | 0 | 0 | 0 | 0 | 0 | 0 | 0 | 0 | 0 | 0 | 0.0094849 | 0.0010387 | 0.0016889 | 0.0014962 | 0.0042239 | 0 | 0 | 0 | 0 | 0 | 0.6
1701_G_4 | MISO_Lower Michigan | Michigan | 26 | Newaygo | 123 | 1701 | 4 | Croton | 0 | 1912 | 9999 | Hydro | [5 empty] | Non-Fossil | G | 2030 | Hydro |  | 0 | 0 | 0 | 0 | 0 | 0 | 0 | 0 | 0 | 0 | 0 | 0 | 0 | 0 | 0 | 0 | 0.7473 | 1.2151 | 1.0764 | 3.0387 | 0 | 0 | 0 | 0 | 0 | 0 | 0 | 0 | 0 | 0 | 0 | 0 | 0 | 0 | 0 | 0 | 0 | 0 | 0 | 0 | 0.0094849 | 0.0010387 | 0.0016889 | 0.0014962 | 0.0042239 | 0 | 0 | 0 | 0 | 0 | 0.6
1702_B_3 | MISO_Lower Michigan | Michigan | 26 | Bay | 17 | 1702 | 3 | Dan E Karn | 12858 | 1974 | 9999 | O/G Steam | wall | dry |  | LNB + OFA |  | Fossil | B | 2030 | NaturalGas |  | 0 | 0 | 0 | 0 | 0 | 0 | 0 | 0 | 0 | 0 | 0 | 0 | 0 | 0 | 0 | 0 | 0 | 0 | 0 | 0 | 0 | 0 | 0 | 0 | 0 | 0 | 0 | 0 | 0 | 0 | 0 | 0 | 0 | 0 | 0 | 0 | 0 | 0 | 0 | 0 | 26.0641 | 0 | 0 | 0 | 0 | 0 | 0 | 0 | 0 | 0 | 600
1702_B_4 | MISO_Lower Michigan | Michigan | 26 | Bay | 17 | 1702 | 4 | Dan E Karn | 11919 | 1977 | 9999 | O/G Steam | wall | dry |  | LNB + OFA |  | Fossil | B | 2030 | NaturalGas |  | 0 | 0 | 0 | 0 | 0 | 0 | 0 | 0 | 0 | 0 | 0 | 0 | 0 | 0 | 0 | 0 | 0 | 0 | 0 | 0 | 0 | 0 | 0 | 0 | 0 | 0 | 0 | 0 | 0 | 0 | 0 | 0 | 0 | 0 | 0 | 0 | 0 | 0 | 0 | 0 | 26.1944 | 0 | 0 | 0 | 0 | 0 | 0 | 0 | 0 | 0 | 603
1704_G_1 | MISO_Lower Michigan | Michigan | 26 | Iosco | 69 | 1704 | 1 | Five Channels | 0 | 1912 | 9999 | Hydro | [5 empty] | Non-Fossil | G | 2030 | Hydro |  | 0 | 0 | 0 | 0 | 0 | 0 | 0 | 0 | 0 | 0 | 0 | 0 | 0 | 0 | 0 | 0 | 2.9571 | 5.333 | 4.2888 | 12.5789 | 0 | 0 | 0 | 0 | 0 | 0 | 0 | 0 | 0 | 0 | 0 | 0 | 0 | 0 | 0 | 0 | 0 | 0 | 0 | 0 | 0.049006 | 0.0041104 | 0.0074129 | 0.0059614 | 0.017485 | 0 | 0 | 0 | 0 | 0 | 3.1
1704_G_2 | MISO_Lower Michigan | Michigan | 26 | Iosco | 69 | 1704 | 2 | Five Channels | 0 | 1912 | 9999 | Hydro | [5 empty] | Non-Fossil | G | 2030 | Hydro |  | 0 | 0 | 0 | 0 | 0 | 0 | 0 | 0 | 0 | 0 | 0 | 0 | 0 | 0 | 0 | 0 | 2.9571 | 5.333 | 4.2888 | 12.5789 | 0 | 0 | 0 | 0 | 0 | 0 | 0 | 0 | 0 | 0 | 0 | 0 | 0 | 0 | 0 | 0 | 0 | 0 | 0 | 0 | 0.049006 | 0.0041104 | 0.0074129 | 0.0059614 | 0.017485 | 0 | 0 | 0 | 0 | 0 | 3.1
1705_G_1 | MISO_Lower Michigan | Michigan | 26 | Iosco | 69 | 1705 | 1 | Foote | 0 | 1918 | 9999 | Hydro | [5 empty] | Non-Fossil | G | 2030 | Hydro |  | 0 | 0 | 0 | 0 | 0 | 0 | 0 | 0 | 0 | 0 | 0 | 0 | 0 | 0 | 0 | 0 | 1.2455 | 2.0251 | 1.794 | 5.0646 | 0 | 0 | 0 | 0 | 0 | 0 | 0 | 0 | 0 | 0 | 0 | 0 | 0 | 0 | 0 | 0 | 0 | 0 | 0 | 0 | 0.015808 | 0.0017312 | 0.0028149 | 0.0024936 | 0.0070398 | 0 | 0 | 0 | 0 | 0 | 1
1705_G_2 | MISO_Lower Michigan | Michigan | 26 | Iosco | 69 | 1705 | 2 | Foote | 0 | 1918 | 9999 | Hydro | [5 empty] | Non-Fossil | G | 2030 | Hydro |  | 0 | 0 | 0 | 0 | 0 | 0 | 0 | 0 | 0 | 0 | 0 | 0 | 0 | 0 | 0 | 0 | 1.2455 | 2.0251 | 1.794 | 5.0646 | 0 | 0 | 0 | 0 | 0 | 0 | 0 | 0 | 0 | 0 | 0 | 0 | 0 | 0 | 0 | 0 | 0 | 0 | 0 | 0 | 0.015808 | 0.0017312 | 0.0028149 | 0.0024936 | 0.0070398 | 0 | 0 | 0 | 0 | 0 | 1
1705_G_3 | MISO_Lower Michigan | Michigan | 26 | Iosco | 69 | 1705 | 3 | Foote | 0 | 1918 | 9999 | Hydro | [5 empty] | Non-Fossil | G | 2030 | Hydro |  | 0 | 0 | 0 | 0 | 0 | 0 | 0 | 0 | 0 | 0 | 0 | 0 | 0 | 0 | 0 | 0 | 1.2455 | 2.0251 | 1.794 | 5.0646 | 0 | 0 | 0 | 0 | 0 | 0 | 0 | 0 | 0 | 0 | 0 | 0 | 0 | 0 | 0 | 0 | 0 | 0 | 0 | 0 | 0.015808 | 0.0017312 | 0.0028149 | 0.0024936 | 0.0070398 | 0 | 0 | 0 | 0 | 0 | 1
1707_G_1 | MISO_Lower Michigan | Michigan | 26 | Newaygo | 123 | 1707 | 1 | Hardy | 0 | 1931 | 9999 | Hydro | [5 empty] | Non-Fossil | G | 2030 | Hydro |  | 0 | 0 | 0 | 0 | 0 | 0 | 0 | 0 | 0 | 0 | 0 | 0 | 0 | 0 | 0 | 0 | 13.3268 | 21.6685 | 19.1956 | 54.191 | 0 | 0 | 0 | 0 | 0 | 0 | 0 | 0 | 0 | 0 | 0 | 0 | 0 | 0 | 0 | 0 | 0 | 0 | 0 | 0 | 0.16915 | 0.018524 | 0.030119 | 0.026682 | 0.075325 | 0 | 0 | 0 | 0 | 0 | 10.7
1707_G_2 | MISO_Lower Michigan | Michigan | 26 | Newaygo | 123 | 1707 | 2 | Hardy | 0 | 1931 | 9999 | Hydro | [5 empty] | Non-Fossil | G | 2030 | Hydro |  | 0 | 0 | 0 | 0 | 0 | 0 | 0 | 0 | 0 | 0 | 0 | 0 | 0 | 0 | 0 | 0 | 13.3268 | 21.6685 | 19.1956 | 54.191 | 0 | 0 | 0 | 0 | 0 | 0 | 0 | 0 | 0 | 0 | 0 | 0 | 0 | 0 | 0 | 0 | 0 | 0 | 0 | 0 | 0.16915 | 0.018524 | 0.030119 | 0.026682 | 0.075325 | 0 | 0 | 0 | 0 | 0 | 10.7
1707_G_3 | MISO_Lower Michigan | Michigan | 26 | Newaygo | 123 | 1707 | 3 | Hardy | 0 | 1931 | 9999 | Hydro | [5 empty] | Non-Fossil | G | 2030 | Hydro |  | 0 | 0 | 0 | 0 | 0 | 0 | 0 | 0 | 0 | 0 | 0 | 0 | 0 | 0 | 0 | 0 | 13.3268 | 21.6685 | 19.1956 | 54.191 | 0 | 0 | 0 | 0 | 0 | 0 | 0 | 0 | 0 | 0 | 0 | 0 | 0 | 0 | 0 | 0 | 0 | 0 | 0 | 0 | 0.16915 | 0.018524 | 0.030119 | 0.026682 | 0.075325 | 0 | 0 | 0 | 0 | 0 | 10.7
1708_G_1 | MISO_Lower Michigan | Michigan | 26 | Wexford | 165 | 1708 | 1 | Hodenpyl | 0 | 1925 | 9999 | Hydro | [5 empty] | Non-Fossil | G | 2030 | Hydro |  | 0 | 0 | 0 | 0 | 0 | 0 | 0 | 0 | 0 | 0 | 0 | 0 | 0 | 0 | 0 | 0 | 2.491 | 4.0502 | 3.588 | 10.1292 | 0 | 0 | 0 | 0 | 0 | 0 | 0 | 0 | 0 | 0 | 0 | 0 | 0 | 0 | 0 | 0 | 0 | 0 | 0 | 0 | 0.031616 | 0.0034625 | 0.0056298 | 0.0049873 | 0.01408 | 0 | 0 | 0 | 0 | 0 | 2
1708_G_2 | MISO_Lower Michigan | Michigan | 26 | Wexford | 165 | 1708 | 2 | Hodenpyl | 0 | 1925 | 9999 | Hydro | [5 empty] | Non-Fossil | G | 2030 | Hydro |  | 0 | 0 | 0 | 0 | 0 | 0 | 0 | 0 | 0 | 0 | 0 | 0 | 0 | 0 | 0 | 0 | 2.491 | 4.0502 | 3.588 | 10.1292 | 0 | 0 | 0 | 0 | 0 | 0 | 0 | 0 | 0 | 0 | 0 | 0 | 0 | 0 | 0 | 0 | 0 | 0 | 0 | 0 | 0.031616 | 0.0034625 | 0.0056298 | 0.0049873 | 0.01408 | 0 | 0 | 0 | 0 | 0 | 2
1712_G_1 | MISO_Lower Michigan | Michigan | 26 | Iosco | 69 | 1712 | 1 | Loud | 0 | 1913 | 9999 | Hydro | [5 empty] | Non-Fossil | G | 2030 | Hydro |  | 0 | 0 | 0 | 0 | 0 | 0 | 0 | 0 | 0 | 0 | 0 | 0 | 0 | 0 | 0 | 0 | 3.3628 | 5.4678 | 4.8438 | 13.6744 | 0 | 0 | 0 | 0 | 0 | 0 | 0 | 0 | 0 | 0 | 0 | 0 | 0 | 0 | 0 | 0 | 0 | 0 | 0 | 0 | 0.042682 | 0.0046743 | 0.0076002 | 0.0067328 | 0.019007 | 0 | 0 | 0 | 0 | 0 | 2.7
1712_G_2 | MISO_Lower Michigan | Michigan | 26 | Iosco | 69 | 1712 | 2 | Loud | 0 | 1913 | 9999 | Hydro | [5 empty] | Non-Fossil | G | 2030 | Hydro |  | 0 | 0 | 0 | 0 | 0 | 0 | 0 | 0 | 0 | 0 | 0 | 0 | 0 | 0 | 0 | 0 | 3.1137 | 5.0627 | 4.485 | 12.6614 | 0 | 0 | 0 | 0 | 0 | 0 | 0 | 0 | 0 | 0 | 0 | 0 | 0 | 0 | 0 | 0 | 0 | 0 | 0 | 0 | 0.039521 | 0.0043281 | 0.0070372 | 0.0062341 | 0.017599 | 0 | 0 | 0 | 0 | 0 | 2.5
1713_G_1 | MISO_Lower Michigan | Michigan | 26 | Mason | 105 | 1713 | 1 | Ludington | 0 | 1973 | 9999 | Pumped Storage | [5 empty] | Non-Fossil | G | 2030 | Pumps |  | 0 | 0 | 0 | 0 | 0 | 0 | 0 | 0 | 0 | 0 | 0 | 0 | 0 | 0 | 0 | 0 | 6.0107 | 19.5701 | 111.4536 | 137.0344 | 0 | 0 | 0 | 0 | 0 | 0 | 0 | 0 | 0 | 0 | 0 | 0 | 0 | 0 | 0 | 0 | 0 | 0 | 0 | 0 | 6.7473 | 9.1343e-05 | 0.0002974 | 0.0016937 | 0.0020825 | 0 | 0 | 0 | 0 | 0 | 369
1713_G_2 | MISO_Lower Michigan | Michigan | 26 | Mason | 105 | 1713 | 2 | Ludington | 0 | 1973 | 9999 | Pumped Storage | [5 empty] | Non-Fossil | G | 2030 | Pumps |  | 0 | 0 | 0 | 0 | 0 | 0 | 0 | 0 | 0 | 0 | 0 | 0 | 0 | 0 | 0 | 0 | 6.2224 | 20.2596 | 115.3801 | 141.8621 | 0 | 0 | 0 | 0 | 0 | 0 | 0 | 0 | 0 | 0 | 0 | 0 | 0 | 0 | 0 | 0 | 0 | 0 | 0 | 0 | 6.985 | 9.4561e-05 | 0.00030788 | 0.0017534 | 0.0021559 | 0 | 0 | 0 | 0 | 0 | 382
1713_G_3 | MISO_Lower Michigan | Michigan | 26 | Mason | 105 | 1713 | 3 | Ludington | 0 | 1973 | 9999 | Pumped Storage | [5 empty] | Non-Fossil | G | 2030 | Pumps |  | 0 | 0 | 0 | 0 | 0 | 0 | 0 | 0 | 0 | 0 | 0 | 0 | 0 | 0 | 0 | 0 | 6.369 | 20.7369 | 118.0985 | 145.2044 | 0 | 0 | 0 | 0 | 0 | 0 | 0 | 0 | 0 | 0 | 0 | 0 | 0 | 0 | 0 | 0 | 0 | 0 | 0 | 0 | 7.1495 | 9.6789e-05 | 0.00031514 | 0.0017947 | 0.0022067 | 0 | 0 | 0 | 0 | 0 | 391
1713_G_4 | MISO_Lower Michigan | Michigan | 26 | Mason | 105 | 1713 | 4 | Ludington | 0 | 1973 | 9999 | Pumped Storage | [5 empty] | Non-Fossil | G | 2030 | Pumps |  | 0 | 0 | 0 | 0 | 0 | 0 | 0 | 0 | 0 | 0 | 0 | 0 | 0 | 0 | 0 | 0 | 6.2224 | 20.2596 | 115.3801 | 141.8621 | 0 | 0 | 0 | 0 | 0 | 0 | 0 | 0 | 0 | 0 | 0 | 0 | 0 | 0 | 0 | 0 | 0 | 0 | 0 | 0 | 6.985 | 9.4561e-05 | 0.00030788 | 0.0017534 | 0.0021559 | 0 | 0 | 0 | 0 | 0 | 382
1713_G_5 | MISO_Lower Michigan | Michigan | 26 | Mason | 105 | 1713 | 5 | Ludington | 0 | 1973 | 9999 | Pumped Storage | [5 empty] | Non-Fossil | G | 2030 | Pumps |  | 0 | 0 | 0 | 0 | 0 | 0 | 0 | 0 | 0 | 0 | 0 | 0 | 0 | 0 | 0 | 0 | 6.2224 | 20.2596 | 115.3801 | 141.8621 | 0 | 0 | 0 | 0 | 0 | 0 | 0 | 0 | 0 | 0 | 0 | 0 | 0 | 0 | 0 | 0 | 0 | 0 | 0 | 0 | 6.985 | 9.4561e-05 | 0.00030788 | 0.0017534 | 0.0021559 | 0 | 0 | 0 | 0 | 0 | 382
1713_G_6 | MISO_Lower Michigan | Michigan | 26 | Mason | 105 | 1713 | 6 | Ludington | 0 | 1973 | 9999 | Pumped Storage | [5 empty] | Non-Fossil | G | 2030 | Pumps |  | 0 | 0 | 0 | 0 | 0 | 0 | 0 | 0 | 0 | 0 | 0 | 0 | 0 | 0 | 0 | 0 | 6.2224 | 20.2596 | 115.3801 | 141.8621 | 0 | 0 | 0 | 0 | 0 | 0 | 0 | 0 | 0 | 0 | 0 | 0 | 0 | 0 | 0 | 0 | 0 | 0 | 0 | 0 | 6.985 | 9.4561e-05 | 0.00030788 | 0.0017534 | 0.0021559 | 0 | 0 | 0 | 0 | 0 | 382
1714_G_1 | MISO_Lower Michigan | Michigan | 26 | Oscoda | 135 | 1714 | 1 | Mio | 0 | 1916 | 9999 | Hydro | [5 empty] | Non-Fossil | G | 2030 | Hydro |  | 0 | 0 | 0 | 0 | 0 | 0 | 0 | 0 | 0 | 0 | 0 | 0 | 0 | 0 | 0 | 0 | 0.9964 | 1.6201 | 1.4352 | 4.0517 | 0 | 0 | 0 | 0 | 0 | 0 | 0 | 0 | 0 | 0 | 0 | 0 | 0 | 0 | 0 | 0 | 0 | 0 | 0 | 0 | 0.012647 | 0.001385 | 0.0022519 | 0.0019949 | 0.0056318 | 0 | 0 | 0 | 0 | 0 | 0.8
1714_G_2 | MISO_Lower Michigan | Michigan | 26 | Oscoda | 135 | 1714 | 2 | Mio | 0 | 1916 | 9999 | Hydro | [5 empty] | Non-Fossil | G | 2030 | Hydro |  | 0 | 0 | 0 | 0 | 0 | 0 | 0 | 0 | 0 | 0 | 0 | 0 | 0 | 0 | 0 | 0 | 0.9964 | 1.6201 | 1.4352 | 4.0517 | 0 | 0 | 0 | 0 | 0 | 0 | 0 | 0 | 0 | 0 | 0 | 0 | 0 | 0 | 0 | 0 | 0 | 0 | 0 | 0 | 0.012647 | 0.001385 | 0.0022519 | 0.0019949 | 0.0056318 | 0 | 0 | 0 | 0 | 0 | 0.8
1716_G_1 | MISO_Lower Michigan | Michigan | 26 | Mecosta | 107 | 1716 | 1 | Rogers | 0 | 1922 | 9999 | Hydro | [5 empty] | Non-Fossil | G | 2030 | Hydro |  | 0 | 0 | 0 | 0 | 0 | 0 | 0 | 0 | 0 | 0 | 0 | 0 | 0 | 0 | 0 | 0 | 0.7473 | 1.2151 | 1.0764 | 3.0387 | 0 | 0 | 0 | 0 | 0 | 0 | 0 | 0 | 0 | 0 | 0 | 0 | 0 | 0 | 0 | 0 | 0 | 0 | 0 | 0 | 0.0094849 | 0.0010387 | 0.0016889 | 0.0014962 | 0.0042239 | 0 | 0 | 0 | 0 | 0 | 0.6
1716_G_2 | MISO_Lower Michigan | Michigan | 26 | Mecosta | 107 | 1716 | 2 | Rogers | 0 | 1922 | 9999 | Hydro | [5 empty] | Non-Fossil | G | 2030 | Hydro |  | 0 | 0 | 0 | 0 | 0 | 0 | 0 | 0 | 0 | 0 | 0 | 0 | 0 | 0 | 0 | 0 | 0.7473 | 1.2151 | 1.0764 | 3.0387 | 0 | 0 | 0 | 0 | 0 | 0 | 0 | 0 | 0 | 0 | 0 | 0 | 0 | 0 | 0 | 0 | 0 | 0 | 0 | 0 | 0.0094849 | 0.0010387 | 0.0016889 | 0.0014962 | 0.0042239 | 0 | 0 | 0 | 0 | 0 | 0.6
1716_G_3 | MISO_Lower Michigan | Michigan | 26 | Mecosta | 107 | 1716 | 3 | Rogers | 0 | 1922 | 9999 | Hydro | [5 empty] | Non-Fossil | G | 2030 | Hydro |  | 0 | 0 | 0 | 0 | 0 | 0 | 0 | 0 | 0 | 0 | 0 | 0 | 0 | 0 | 0 | 0 | 0.87185 | 1.4176 | 1.2558 | 3.5452 | 0 | 0 | 0 | 0 | 0 | 0 | 0 | 0 | 0 | 0 | 0 | 0 | 0 | 0 | 0 | 0 | 0 | 0 | 0 | 0 | 0.011066 | 0.0012119 | 0.0019704 | 0.0017455 | 0.0049278 | 0 | 0 | 0 | 0 | 0 | 0.7
1716_G_4 | MISO_Lower Michigan | Michigan | 26 | Mecosta | 107 | 1716 | 4 | Rogers | 0 | 1922 | 9999 | Hydro | [5 empty] | Non-Fossil | G | 2030 | Hydro |  | 0 | 0 | 0 | 0 | 0 | 0 | 0 | 0 | 0 | 0 | 0 | 0 | 0 | 0 | 0 | 0 | 0.87185 | 1.4176 | 1.2558 | 3.5452 | 0 | 0 | 0 | 0 | 0 | 0 | 0 | 0 | 0 | 0 | 0 | 0 | 0 | 0 | 0 | 0 | 0 | 0 | 0 | 0 | 0.011066 | 0.0012119 | 0.0019704 | 0.0017455 | 0.0049278 | 0 | 0 | 0 | 0 | 0 | 0.7
172_G_13 | MISO_Arkansas | Arkansas | 5 | Mississippi | 93 | 172 | 13 | Osceola (AR) | 12283 | 1999 | 9999 | Combustion Turbine | [5 empty] | Fossil | G | 2030 | Oil |  | 0 | 0 | 0 | 0 | 0 | 0 | 0 | 0 | 0 | 0 | 0 | 0 | 0 | 0 | 0 | 0 | 0 | 0 | 0 | 0 | 0 | 0 | 0 | 0 | 0 | 0 | 0 | 0 | 0 | 0 | 0 | 0 | 0 | 0 | 0 | 0 | 0 | 0 | 0 | 0 | 1.9725e-08 | 0 | 0 | 0 | 0 | 0 | 0 | 0 | 0 | 0 | 1e-06
172_G_14 | MISO_Arkansas | Arkansas | 5 | Mississippi | 93 | 172 | 14 | Osceola (AR) | 12283 | 1999 | 9999 | Combustion Turbine | [5 empty] | Fossil | G | 2030 | Oil |  | 0 | 0 | 0 | 0 | 0 | 0 | 0 | 0 | 0 | 0 | 0 | 0 | 0 | 0 | 0 | 0 | 0 | 0 | 0 | 0 | 0 | 0 | 0 | 0 | 0 | 0 | 0 | 0 | 0 | 0 | 0 | 0 | 0 | 0 | 0 | 0 | 0 | 0 | 0 | 0 | 1.9725e-08 | 0 | 0 | 0 | 0 | 0 | 0 | 0 | 0 | 0 | 1e-06
172_G_9 | MISO_Arkansas | Arkansas | 5 | Mississippi | 93 | 172 | 9 | Osceola (AR) | 12283 | 1992 | 9999 | Combustion Turbine | [5 empty] | Fossil | G | 2030 | Oil |  | 0 | 0 | 0 | 0 | 0 | 0 | 0 | 0 | 0 | 0 | 0 | 0 | 0 | 0 | 0 | 0 | 0 | 0 | 0 | 0 | 0 | 0 | 0 | 0 | 0 | 0 | 0 | 0 | 0 | 0 | 0 | 0 | 0 | 0 | 0 | 0 | 0 | 0 | 0 | 0 | 0.03156 | 0 | 0 | 0 | 0 | 0 | 0 | 0 | 0 | 0 | 1.6
1722_G_1 | MISO_Lower Michigan | Michigan | 26 | Ionia | 67 | 1722 | 1 | Webber | 0 | 1907 | 9999 | Hydro | [5 empty] | Non-Fossil | G | 2030 | Hydro |  | 0 | 0 | 0 | 0 | 0 | 0 | 0 | 0 | 0 | 0 | 0 | 0 | 0 | 0 | 0 | 0 | 0.9964 | 1.6201 | 1.4352 | 4.0517 | 0 | 0 | 0 | 0 | 0 | 0 | 0 | 0 | 0 | 0 | 0 | 0 | 0 | 0 | 0 | 0 | 0 | 0 | 0 | 0 | 0.012647 | 0.001385 | 0.0022519 | 0.0019949 | 0.0056318 | 0 | 0 | 0 | 0 | 0 | 0.8
1722_G_2 | MISO_Lower Michigan | Michigan | 26 | Ionia | 67 | 1722 | 2 | Webber | 0 | 1949 | 9999 | Hydro | [5 empty] | Non-Fossil | G | 2030 | Hydro |  | 0 | 0 | 0 | 0 | 0 | 0 | 0 | 0 | 0 | 0 | 0 | 0 | 0 | 0 | 0 | 0 | 0.37365 | 0.60753 | 0.5382 | 1.5194 | 0 | 0 | 0 | 0 | 0 | 0 | 0 | 0 | 0 | 0 | 0 | 0 | 0 | 0 | 0 | 0 | 0 | 0 | 0 | 0 | 0.0047425 | 0.00051937 | 0.00084447 | 0.00074809 | 0.0021119 | 0 | 0 | 0 | 0 | 0 | 0.3
1725_G_1 | MISO_Lower Michigan | Michigan | 26 | Livingston | 93 | 1725 | 1 | Colfax | 25000 | 1969 | 9999 | Combustion Turbine | [5 empty] | Fossil | G | 2030 | Oil |  | 0 | 0 | 0 | 0 | 0 | 0 | 0 | 0 | 0 | 0 | 0 | 0 | 0 | 0 | 0 | 0 | 0 | 0 | 0 | 0 | 0 | 0 | 0 | 0 | 0 | 0 | 0 | 0 | 0 | 0 | 0 | 0 | 0 | 0 | 0 | 0 | 0 | 0 | 0 | 0 | 0.08617 | 0 | 0 | 0 | 0 | 0 | 0 | 0 | 0 | 0 | 2
1725_G_2 | MISO_Lower Michigan | Michigan | 26 | Livingston | 93 | 1725 | 2 | Colfax | 25000 | 1969 | 9999 | Combustion Turbine | [5 empty] | Fossil | G | 2030 | Oil |  | 0 | 0 | 0 | 0 | 0 | 0 | 0 | 0 | 0 | 0 | 0 | 0 | 0 | 0 | 0 | 0 | 0 | 0 | 0 | 0 | 0 | 0 | 0 | 0 | 0 | 0 | 0 | 0 | 0 | 0 | 0 | 0 | 0 | 0 | 0 | 0 | 0 | 0 | 0 | 0 | 0.12926 | 0 | 0 | 0 | 0 | 0 | 0 | 0 | 0 | 0 | 3
1725_G_3 | MISO_Lower Michigan | Michigan | 26 | Livingston | 93 | 1725 | 3 | Colfax | 25000 | 1969 | 9999 | Combustion Turbine | [5 empty] | Fossil | G | 2030 | Oil |  | 0 | 0 | 0 | 0 | 0 | 0 | 0 | 0 | 0 | 0 | 0 | 0 | 0 | 0 | 0 | 0 | 0 | 0 | 0 | 0 | 0 | 0 | 0 | 0 | 0 | 0 | 0 | 0 | 0 | 0 | 0 | 0 | 0 | 0 | 0 | 0 | 0 | 0 | 0 | 0 | 0.12926 | 0 | 0 | 0 | 0 | 0 | 0 | 0 | 0 | 0 | 3
1725_G_4 | MISO_Lower Michigan | Michigan | 26 | Livingston | 93 | 1725 | 4 | Colfax | 25000 | 1969 | 9999 | Combustion Turbine | [5 empty] | Fossil | G | 2030 | Oil |  | 0 | 0 | 0 | 0 | 0 | 0 | 0 | 0 | 0 | 0 | 0 | 0 | 0 | 0 | 0 | 0 | 0 | 0 | 0 | 0 | 0 | 0 | 0 | 0 | 0 | 0 | 0 | 0 | 0 | 0 | 0 | 0 | 0 | 0 | 0 | 0 | 0 | 0 | 0 | 0 | 0.12926 | 0 | 0 | 0 | 0 | 0 | 0 | 0 | 0 | 0 | 3
1725_G_5 | MISO_Lower Michigan | Michigan | 26 | Livingston | 93 | 1725 | 5 | Colfax | 25000 | 1969 | 9999 | Combustion Turbine | [5 empty] | Fossil | G | 2030 | Oil |  | 0 | 0 | 0 | 0 | 0 | 0 | 0 | 0 | 0 | 0 | 0 | 0 | 0 | 0 | 0 | 0 | 0 | 0 | 0 | 0 | 0 | 0 | 0 | 0 | 0 | 0 | 0 | 0 | 0 | 0 | 0 | 0 | 0 | 0 | 0 | 0 | 0 | 0 | 0 | 0 | 0.12926 | 0 | 0 | 0 | 0 | 0 | 0 | 0 | 0 | 0 | 3
1728_G_11-1 | MISO_Lower Michigan | Michigan | 26 | Wayne | 163 | 1728 | 11-1 | Delray | 13624 | 2000 | 9999 | Combustion Turbine | [5 empty] | Fossil | G | 2030 | NaturalGas |  | 0 | 0 | 0.022899 | 0.022899 | 0 | 0 | 0 | 0 | 0 | 0 | 0 | 0 | 0 | 0 | 0 | 0 | 0 | 0 | 1.6808 | 1.6808 | 0 | 0 | 1.3405 | 1.3405 | 0 | 0 | 1.6029e-09 | 1.6029e-09 | 0 | 0 | 0.00045854 | 0.00045854 | 0 | 0 | 0 | 0 | 0 | 0 | 0 | 0 | 1.2624 | 0 | 0 | 0.0077483 | 0.0077483 | 0 | 0 | 0.050154 | 0.050154 | 0 | 64
1728_G_12-1 | MISO_Lower Michigan | Michigan | 26 | Wayne | 163 | 1728 | 12-1 | Delray | 13620 | 2000 | 9999 | Combustion Turbine | [5 empty] | Fossil | G | 2030 | NaturalGas |  | 0 | 0 | 0.022534 | 0.022534 | 0 | 0 | 0 | 0 | 0 | 0 | 0 | 0 | 0 | 0 | 0 | 0 | 0 | 0 | 1.6545 | 1.6545 | 0 | 0 | 1.3192 | 1.3192 | 0 | 0 | 1.5774e-09 | 1.5774e-09 | 0 | 0 | 0.00060144 | 0.00060144 | 0 | 0 | 0 | 0 | 0 | 0 | 0 | 0 | 1.2427 | 0 | 0 | 0.0076272 | 0.0076272 | 0 | 0 | 0.049356 | 0.049356 | 0 | 63
1729_G_2 | MISO_Lower Michigan | Michigan | 26 | Monroe | 115 | 1729 | 2 | Fermi | 10456 | 1988 | 9999 | Nuclear | [5 empty] | Non-Fossil | G | 2030 | Nuclear |  | 20.1724 | 27.3449 | 36.4038 | 83.921 | 0 | 0 | 0 | 0 | 0 | 0 | 0 | 0 | 0 | 0 | 0 | 0 | 1929.2686 | 2615.2308 | 3481.6141 | 8026.1135 | 0 | 0 | 0 | 0 | 0 | 0 | 0 | 0 | 0 | 0 | 0 | 0 | 0 | 0 | 0 | 0 | 0 | 0 | 0 | 0 | 240.5447 | 0.18814 | 0.25503 | 0.33952 | 0.78268 | 13.9698 | 18.9368 | 25.2103 | 58.117 | 0 | 1141
1729_G_3 | MISO_Lower Michigan | Michigan | 26 | Monroe | 115 | 1729 | 3 | Fermi | 25000 | 1966 | 9999 | Combustion Turbine | [5 empty] | Fossil | G | 2030 | Oil |  | 0 | 0 | 0 | 0 | 0 | 0 | 0 | 0 | 0 | 0 | 0 | 0 | 0 | 0 | 0 | 0 | 0 | 0 | 0 | 0 | 0 | 0 | 0 | 0 | 0 | 0 | 0 | 0 | 0 | 0 | 0 | 0 | 0 | 0 | 0 | 0 | 0 | 0 | 0 | 0 | 0.56011 | 0 | 0 | 0 | 0 | 0 | 0 | 0 | 0 | 0 | 13
1729_G_4 | MISO_Lower Michigan | Michigan | 26 | Monroe | 115 | 1729 | 4 | Fermi | 25000 | 1966 | 9999 | Combustion Turbine | [5 empty] | Fossil | G | 2030 | Oil |  | 0 | 0 | 0 | 0 | 0 | 0 | 0 | 0 | 0 | 0 | 0 | 0 | 0 | 0 | 0 | 0 | 0 | 0 | 0 | 0 | 0 | 0 | 0 | 0 | 0 | 0 | 0 | 0 | 0 | 0 | 0 | 0 | 0 | 0 | 0 | 0 | 0 | 0 | 0 | 0 | 0.51702 | 0 | 0 | 0 | 0 | 0 | 0 | 0 | 0 | 0 | 12
1729_G_GT1 | MISO_Lower Michigan | Michigan | 26 | Monroe | 115 | 1729 | GT1 | Fermi | 25000 | 1966 | 9999 | Combustion Turbine | [5 empty] | Fossil | G | 2030 | Oil |  | 0 | 0 | 0 | 0 | 0 | 0 | 0 | 0 | 0 | 0 | 0 | 0 | 0 | 0 | 0 | 0 | 0 | 0 | 0 | 0 | 0 | 0 | 0 | 0 | 0 | 0 | 0 | 0 | 0 | 0 | 0 | 0 | 0 | 0 | 0 | 0 | 0 | 0 | 0 | 0 | 0.56011 | 0 | 0 | 0 | 0 | 0 | 0 | 0 | 0 | 0 | 13
1729_G_GT2 | MISO_Lower Michigan | Michigan | 26 | Monroe | 115 | 1729 | GT2 | Fermi | 25000 | 1966 | 9999 | Combustion Turbine | [5 empty] | Fossil | G | 2030 | Oil |  | 0 | 0 | 0 | 0 | 0 | 0 | 0 | 0 | 0 | 0 | 0 | 0 | 0 | 0 | 0 | 0 | 0 | 0 | 0 | 0 | 0 | 0 | 0 | 0 | 0 | 0 | 0 | 0 | 0 | 0 | 0 | 0 | 0 | 0 | 0 | 0 | 0 | 0 | 0 | 0 | 0.56011 | 0 | 0 | 0 | 0 | 0 | 0 | 0 | 0 | 0 | 13
1730_G_1 | MISO_Lower Michigan | Michigan | 26 | Oakland | 125 | 1730 | 1 | Hancock | 16042 | 1967 | 9999 | Combustion Turbine | [5 empty] | Fossil | G | 2030 | NaturalGas |  | 0 | 0 | 0 | 0 | 0 | 0 | 0 | 0 | 0 | 0 | 0 | 0 | 0 | 0 | 0 | 0 | 0 | 0 | 0 | 0 | 0 | 0 | 0 | 0 | 0 | 0 | 0 | 0 | 0 | 0 | 0 | 0 | 0 | 0 | 0 | 0 | 0 | 0 | 0 | 0 | 0.47394 | 0 | 0 | 0 | 0 | 0 | 0 | 0 | 0 | 0 | 11
1730_G_3 | MISO_Lower Michigan | Michigan | 26 | Oakland | 125 | 1730 | 3 | Hancock | 16032 | 1967 | 9999 | Combustion Turbine | [5 empty] | Fossil | G | 2030 | NaturalGas |  | 0 | 0 | 0 | 0 | 0 | 0 | 0 | 0 | 0 | 0 | 0 | 0 | 0 | 0 | 0 | 0 | 0 | 0 | 0 | 0 | 0 | 0 | 0 | 0 | 0 | 0 | 0 | 0 | 0 | 0 | 0 | 0 | 0 | 0 | 0 | 0 | 0 | 0 | 0 | 0 | 0.73245 | 0 | 0 | 0 | 0 | 0 | 0 | 0 | 0 | 0 | 17
1730_G_5 | MISO_Lower Michigan | Michigan | 26 | Oakland | 125 | 1730 | 5 | Hancock | 16075 | 1970 | 9999 | Combustion Turbine | [5 empty] | Fossil | G | 2030 | NaturalGas |  | 0 | 0 | 0 | 0 | 0 | 0 | 0 | 0 | 0 | 0 | 0 | 0 | 0 | 0 | 0 | 0 | 0 | 0 | 0 | 0 | 0 | 0 | 0 | 0 | 0 | 0 | 0 | 0 | 0 | 0 | 0 | 0 | 0 | 0 | 0 | 0 | 0 | 0 | 0 | 0 | 1.3787 | 0 | 0 | 0 | 0 | 0 | 0 | 0 | 0 | 0 | 32
1730_G_6 | MISO_Lower Michigan | Michigan | 26 | Oakland | 125 | 1730 | 6 | Hancock | 16079 | 1966 | 9999 | Combustion Turbine | [5 empty] | Fossil | G | 2030 | NaturalGas |  | 0 | 0 | 0 | 0 | 0 | 0 | 0 | 0 | 0 | 0 | 0 | 0 | 0 | 0 | 0 | 0 | 0 | 0 | 0 | 0 | 0 | 0 | 0 | 0 | 0 | 0 | 0 | 0 | 0 | 0 | 0 | 0 | 0 | 0 | 0 | 0 | 0 | 0 | 0 | 0 | 1.4218 | 0 | 0 | 0 | 0 | 0 | 0 | 0 | 0 | 0 | 33
1733_B_1 | MISO_Lower Michigan | Michigan | 26 | Monroe | 115 | 1733 | 1 | Monroe (MI) | 10181 | 1972 | 9999 | Coal Steam | cell | dry | ESPC + Wet Scrubber + SCR | LNCB | Wet Scrubber | Fossil | B | 2030 | Coal |  | 9.6419 | 0 | 0 | 9.6419 | 0 | 0 | 0 | 0 | 9.6419 | 0 | 0 | 9.6419 | 0 | 0 | 0 | 0 | 936.2842 | 0 | 0 | 936.2842 | 1041.2627 | 0 | 0 | 1041.2627 | 0.0025175 | 0 | 0 | 0.0025175 | 0.30145 | 0 | 0 | 0.30145 | 0.096904 | 0 | 0 | 0.096904 | 0.0045914 | 0 | 0 | 0.0045914 | 55.0568 | 4.8075 | 0 | 0 | 4.8075 | 19.0212 | 0 | 0 | 19.0212 | 0 | 758 | Scrubber / SCR | Wet Scrubber
1733_B_2 | MISO_Lower Michigan | Michigan | 26 | Monroe | 115 | 1733 | 2 | Monroe (MI) | 10223 | 1973 | 9999 | Coal Steam | cell | dry | ESPC + Wet Scrubber + SCR | LNCB | Wet Scrubber | Fossil | B | 2030 | Coal |  | 9.8732 | 0 | 0 | 9.8732 | 0 | 0 | 0 | 0 | 9.8732 | 0 | 0 | 9.8732 | 0 | 0 | 0 | 0 | 954.8122 | 0 | 0 | 954.8122 | 1066.2488 | 0 | 0 | 1066.2488 | 0.0025779 | 0 | 0 | 0.0025779 | 0.29955 | 0 | 0 | 0.29955 | 0.099229 | 0 | 0 | 0.099229 | 0.0047015 | 0 | 0 | 0.0047015 | 56.1463 | 4.9026 | 0 | 0 | 4.9026 | 19.4776 | 0 | 0 | 19.4776 | 0 | 773 | Scrubber / SCR | Wet Scrubber
1733_B_3 | MISO_Lower Michigan | Michigan | 26 | Monroe | 115 | 1733 | 3 | Monroe (MI) | 10180 | 1973 | 9999 | Coal Steam | cell | dry | ESPC + Wet Scrubber + SCR | LNCB | Wet Scrubber | Fossil | B | 2030 | Pet. Coke | Carbon Capture and Sequestration | 12.7182 | 17.2312 | 23.6674 | 53.6168 | 0 | 0 | 0 | 0 | 0 | 0 | 0 | 0 | 0 | 0 | 0 | 0 | 893.0886 | 1209.7143 | 1661.6407 | 3764.4436 | 149.358 | 201.4254 | 276.8993 | 627.6828 | 0.0011858 | 0.0016066 | 0.0022068 | 0.0049992 | 0.41709 | 0.5651 | 0.77617 | 1.7584 | 1.4689 | 1.9902 | 2.7336 | 6.1927 | 0.0031795 | 0.0043078 | 0.0059169 | 0.013404 | 66.9748 | 9.1574 | 12.4087 | 17.0431 | 38.6092 | 22.1661 | 30.0317 | 41.2492 | 93.447 | 160.904 | 532.3174 | Scrubber / SCR / Carbon Capture and Sequestration | Wet Scrubber
1733_B_4 | MISO_Lower Michigan | Michigan | 26 | Monroe | 115 | 1733 | 4 | Monroe (MI) | 10154 | 1974 | 9999 | Coal Steam | cell | dry | ESPC + Wet Scrubber + SCR | LNCB | Wet Scrubber | Fossil | B | 2030 | Pet. Coke | Carbon Capture and Sequestration | 12.5052 | 16.9426 | 23.271 | 52.7188 | 0 | 0 | 0 | 0 | 0 | 0 | 0 | 0 | 0 | 0 | 0 | 0 | 880.3797 | 1192.4997 | 1637.9951 | 3710.8746 | 146.8566 | 198.0519 | 272.2618 | 617.1704 | 0.001166 | 0.0015797 | 0.0021698 | 0.0049155 | 0.40611 | 0.55021 | 0.75573 | 1.712 | 1.4443 | 1.9569 | 2.6878 | 6.089 | 0.0031263 | 0.0042357 | 0.0058178 | 0.01318 | 66.0217 | 9.0271 | 12.2321 | 16.8006 | 38.0598 | 21.7949 | 29.5287 | 40.5584 | 91.882 | 158.6143 | 524.7424 | Scrubber / SCR / Carbon Capture and Sequestration | Wet Scrubber
1733_G_IC1 | MISO_Lower Michigan | Michigan | 26 | Monroe | 115 | 1733 | IC1 | Monroe (MI) | 17441 | 1969 | 9999 | Combustion Turbine | [5 empty] | Fossil | G | 2030 | Oil |  | 0 | 0 | 0 | 0 | 0 | 0 | 0 | 0 | 0 | 0 | 0 | 0 | 0 | 0 | 0 | 0 | 0 | 0 | 0 | 0 | 0 | 0 | 0 | 0 | 0 | 0 | 0 | 0 | 0 | 0 | 0 | 0 | 0 | 0 | 0 | 0 | 0 | 0 | 0 | 0 | 0.08617 | 0 | 0 | 0 | 0 | 0 | 0 | 0 | 0 | 0 | 2
1733_G_IC2 | MISO_Lower Michigan | Michigan | 26 | Monroe | 115 | 1733 | IC2 | Monroe (MI) | 17528 | 1969 | 9999 | Combustion Turbine | [5 empty] | Fossil | G | 2030 | Oil |  | 0 | 0 | 0 | 0 | 0 | 0 | 0 | 0 | 0 | 0 | 0 | 0 | 0 | 0 | 0 | 0 | 0 | 0 | 0 | 0 | 0 | 0 | 0 | 0 | 0 | 0 | 0 | 0 | 0 | 0 | 0 | 0 | 0 | 0 | 0 | 0 | 0 | 0 | 0 | 0 | 0.12926 | 0 | 0 | 0 | 0 | 0 | 0 | 0 | 0 | 0 | 3
1733_G_IC3 | MISO_Lower Michigan | Michigan | 26 | Monroe | 115 | 1733 | IC3 | Monroe (MI) | 17587 | 1969 | 9999 | Combustion Turbine | [5 empty] | Fossil | G | 2030 | Oil |  | 0 | 0 | 0 | 0 | 0 | 0 | 0 | 0 | 0 | 0 | 0 | 0 | 0 | 0 | 0 | 0 | 0 | 0 | 0 | 0 | 0 | 0 | 0 | 0 | 0 | 0 | 0 | 0 | 0 | 0 | 0 | 0 | 0 | 0 | 0 | 0 | 0 | 0 | 0 | 0 | 0.12926 | 0 | 0 | 0 | 0 | 0 | 0 | 0 | 0 | 0 | 3
1733_G_IC4 | MISO_Lower Michigan | Michigan | 26 | Monroe | 115 | 1733 | IC4 | Monroe (MI) | 17428 | 1969 | 9999 | Combustion Turbine | [5 empty] | Fossil | G | 2030 | Oil |  | 0 | 0 | 0 | 0 | 0 | 0 | 0 | 0 | 0 | 0 | 0 | 0 | 0 | 0 | 0 | 0 | 0 | 0 | 0 | 0 | 0 | 0 | 0 | 0 | 0 | 0 | 0 | 0 | 0 | 0 | 0 | 0 | 0 | 0 | 0 | 0 | 0 | 0 | 0 | 0 | 0.12926 | 0 | 0 | 0 | 0 | 0 | 0 | 0 | 0 | 0 | 3
1733_G_IC5 | MISO_Lower Michigan | Michigan | 26 | Monroe | 115 | 1733 | IC5 | Monroe (MI) | 17449 | 1969 | 9999 | Combustion Turbine | [5 empty] | Fossil | G | 2030 | Oil |  | 0 | 0 | 0 | 0 | 0 | 0 | 0 | 0 | 0 | 0 | 0 | 0 | 0 | 0 | 0 | 0 | 0 | 0 | 0 | 0 | 0 | 0 | 0 | 0 | 0 | 0 | 0 | 0 | 0 | 0 | 0 | 0 | 0 | 0 | 0 | 0 | 0 | 0 | 0 | 0 | 0.12926 | 0 | 0 | 0 | 0 | 0 | 0 | 0 | 0 | 0 | 3
1734_G_1 | MISO_Lower Michigan | Michigan | 26 | Macomb | 99 | 1734 | 1 | Northeast (MI) | 17615 | 1967 | 9999 | Combustion Turbine | [5 empty] | Fossil | G | 2030 | NaturalGas |  | 0 | 0 | 0 | 0 | 0 | 0 | 0 | 0 | 0 | 0 | 0 | 0 | 0 | 0 | 0 | 0 | 0 | 0 | 0 | 0 | 0 | 0 | 0 | 0 | 0 | 0 | 0 | 0 | 0 | 0 | 0 | 0 | 0 | 0 | 0 | 0 | 0 | 0 | 0 | 0 | 0.64628 | 0 | 0 | 0 | 0 | 0 | 0 | 0 | 0 | 0 | 15
1734_G_2 | MISO_Lower Michigan | Michigan | 26 | Macomb | 99 | 1734 | 2 | Northeast (MI) | 17615 | 1966 | 9999 | Combustion Turbine | [5 empty] | Fossil | G | 2030 | NaturalGas |  | 0 | 0 | 0 | 0 | 0 | 0 | 0 | 0 | 0 | 0 | 0 | 0 | 0 | 0 | 0 | 0 | 0 | 0 | 0 | 0 | 0 | 0 | 0 | 0 | 0 | 0 | 0 | 0 | 0 | 0 | 0 | 0 | 0 | 0 | 0 | 0 | 0 | 0 | 0 | 0 | 0.64628 | 0 | 0 | 0 | 0 | 0 | 0 | 0 | 0 | 0 | 15
1734_G_3 | MISO_Lower Michigan | Michigan | 26 | Macomb | 99 | 1734 | 3 | Northeast (MI) | 17615 | 1966 | 9999 | Combustion Turbine | [5 empty] | Fossil | G | 2030 | NaturalGas |  | 0 | 0 | 0 | 0 | 0 | 0 | 0 | 0 | 0 | 0 | 0 | 0 | 0 | 0 | 0 | 0 | 0 | 0 | 0 | 0 | 0 | 0 | 0 | 0 | 0 | 0 | 0 | 0 | 0 | 0 | 0 | 0 | 0 | 0 | 0 | 0 | 0 | 0 | 0 | 0 | 0.60319 | 0 | 0 | 0 | 0 | 0 | 0 | 0 | 0 | 0 | 14
1734_G_4 | MISO_Lower Michigan | Michigan | 26 | Macomb | 99 | 1734 | 4 | Northeast (MI) | 17615 | 1966 | 9999 | Combustion Turbine | [5 empty] | Fossil | G | 2030 | NaturalGas |  | 0 | 0 | 0 | 0 | 0 | 0 | 0 | 0 | 0 | 0 | 0 | 0 | 0 | 0 | 0 | 0 | 0 | 0 | 0 | 0 | 0 | 0 | 0 | 0 | 0 | 0 | 0 | 0 | 0 | 0 | 0 | 0 | 0 | 0 | 0 | 0 | 0 | 0 | 0 | 0 | 0.64628 | 0 | 0 | 0 | 0 | 0 | 0 | 0 | 0 | 0 | 15
1734_G_5 | MISO_Lower Michigan | Michigan | 26 | Macomb | 99 | 1734 | 5 | Northeast (MI) | 17624 | 1971 | 9999 | Combustion Turbine | [5 empty] | Fossil | G | 2030 | Oil |  | 0 | 0 | 0 | 0 | 0 | 0 | 0 | 0 | 0 | 0 | 0 | 0 | 0 | 0 | 0 | 0 | 0 | 0 | 0 | 0 | 0 | 0 | 0 | 0 | 0 | 0 | 0 | 0 | 0 | 0 | 0 | 0 | 0 | 0 | 0 | 0 | 0 | 0 | 0 | 0 | 0.77553 | 0 | 0 | 0 | 0 | 0 | 0 | 0 | 0 | 0 | 18
1734_G_6 | MISO_Lower Michigan | Michigan | 26 | Macomb | 99 | 1734 | 6 | Northeast (MI) | 17615 | 1971 | 9999 | Combustion Turbine | [5 empty] | Fossil | G | 2030 | Oil |  | 0 | 0 | 0 | 0 | 0 | 0 | 0 | 0 | 0 | 0 | 0 | 0 | 0 | 0 | 0 | 0 | 0 | 0 | 0 | 0 | 0 | 0 | 0 | 0 | 0 | 0 | 0 | 0 | 0 | 0 | 0 | 0 | 0 | 0 | 0 | 0 | 0 | 0 | 0 | 0 | 0.81862 | 0 | 0 | 0 | 0 | 0 | 0 | 0 | 0 | 0 | 19
1734_G_7 | MISO_Lower Michigan | Michigan | 26 | Macomb | 99 | 1734 | 7 | Northeast (MI) | 17614 | 1971 | 9999 | Combustion Turbine | [5 empty] | Fossil | G | 2030 | Oil |  | 0 | 0 | 0 | 0 | 0 | 0 | 0 | 0 | 0 | 0 | 0 | 0 | 0 | 0 | 0 | 0 | 0 | 0 | 0 | 0 | 0 | 0 | 0 | 0 | 0 | 0 | 0 | 0 | 0 | 0 | 0 | 0 | 0 | 0 | 0 | 0 | 0 | 0 | 0 | 0 | 0.8617 | 0 | 0 | 0 | 0 | 0 | 0 | 0 | 0 | 0 | 20
1735_G_1 | MISO_Lower Michigan | Michigan | 26 | Huron | 63 | 1735 | 1 | Oliver | 12283 | 1970 | 9999 | Combustion Turbine | [5 empty] | Fossil | G | 2030 | Oil |  | 0 | 0 | 0 | 0 | 0 | 0 | 0 | 0 | 0 | 0 | 0 | 0 | 0 | 0 | 0 | 0 | 0 | 0 | 0 | 0 | 0 | 0 | 0 | 0 | 0 | 0 | 0 | 0 | 0 | 0 | 0 | 0 | 0 | 0 | 0 | 0 | 0 | 0 | 0 | 0 | 0.08617 | 0 | 0 | 0 | 0 | 0 | 0 | 0 | 0 | 0 | 2
1735_G_2 | MISO_Lower Michigan | Michigan | 26 | Huron | 63 | 1735 | 2 | Oliver | 12283 | 1970 | 9999 | Combustion Turbine | [5 empty] | Fossil | G | 2030 | Oil |  | 0 | 0 | 0 | 0 | 0 | 0 | 0 | 0 | 0 | 0 | 0 | 0 | 0 | 0 | 0 | 0 | 0 | 0 | 0 | 0 | 0 | 0 | 0 | 0 | 0 | 0 | 0 | 0 | 0 | 0 | 0 | 0 | 0 | 0 | 0 | 0 | 0 | 0 | 0 | 0 | 0.12926 | 0 | 0 | 0 | 0 | 0 | 0 | 0 | 0 | 0 | 3
1735_G_3 | MISO_Lower Michigan | Michigan | 26 | Huron | 63 | 1735 | 3 | Oliver | 12283 | 1970 | 9999 | Combustion Turbine | [5 empty] | Fossil | G | 2030 | Oil |  | 0 | 0 | 0 | 0 | 0 | 0 | 0 | 0 | 0 | 0 | 0 | 0 | 0 | 0 | 0 | 0 | 0 | 0 | 0 | 0 | 0 | 0 | 0 | 0 | 0 | 0 | 0 | 0 | 0 | 0 | 0 | 0 | 0 | 0 | 0 | 0 | 0 | 0 | 0 | 0 | 0.12926 | 0 | 0 | 0 | 0 | 0 | 0 | 0 | 0 | 0 | 3
1735_G_4 | MISO_Lower Michigan | Michigan | 26 | Huron | 63 | 1735 | 4 | Oliver | 12283 | 1970 | 9999 | Combustion Turbine | [5 empty] | Fossil | G | 2030 | Oil |  | 0 | 0 | 0 | 0 | 0 | 0 | 0 | 0 | 0 | 0 | 0 | 0 | 0 | 0 | 0 | 0 | 0 | 0 | 0 | 0 | 0 | 0 | 0 | 0 | 0 | 0 | 0 | 0 | 0 | 0 | 0 | 0 | 0 | 0 | 0 | 0 | 0 | 0 | 0 | 0 | 0.12926 | 0 | 0 | 0 | 0 | 0 | 0 | 0 | 0 | 0 | 3
1735_G_5 | MISO_Lower Michigan | Michigan | 26 | Huron | 63 | 1735 | 5 | Oliver | 12283 | 1970 | 9999 | Combustion Turbine | [5 empty] | Fossil | G | 2030 | Oil |  | 0 | 0 | 0 | 0 | 0 | 0 | 0 | 0 | 0 | 0 | 0 | 0 | 0 | 0 | 0 | 0 | 0 | 0 | 0 | 0 | 0 | 0 | 0 | 0 | 0 | 0 | 0 | 0 | 0 | 0 | 0 | 0 | 0 | 0 | 0 | 0 | 0 | 0 | 0 | 0 | 0.12926 | 0 | 0 | 0 | 0 | 0 | 0 | 0 | 0 | 0 | 3
1737_G_1 | MISO_Lower Michigan | Michigan | 26 | Oakland | 125 | 1737 | 1 | Placid 12 | 25000 | 1970 | 9999 | Combustion Turbine | [5 empty] | Fossil | G | 2030 | Oil |  | 0 | 0 | 0 | 0 | 0 | 0 | 0 | 0 | 0 | 0 | 0 | 0 | 0 | 0 | 0 | 0 | 0 | 0 | 0 | 0 | 0 | 0 | 0 | 0 | 0 | 0 | 0 | 0 | 0 | 0 | 0 | 0 | 0 | 0 | 0 | 0 | 0 | 0 | 0 | 0 | 0.08617 | 0 | 0 | 0 | 0 | 0 | 0 | 0 | 0 | 0 | 2
1737_G_2 | MISO_Lower Michigan | Michigan | 26 | Oakland | 125 | 1737 | 2 | Placid 12 | 25000 | 1970 | 9999 | Combustion Turbine | [5 empty] | Fossil | G | 2030 | Oil |  | 0 | 0 | 0 | 0 | 0 | 0 | 0 | 0 | 0 | 0 | 0 | 0 | 0 | 0 | 0 | 0 | 0 | 0 | 0 | 0 | 0 | 0 | 0 | 0 | 0 | 0 | 0 | 0 | 0 | 0 | 0 | 0 | 0 | 0 | 0 | 0 | 0 | 0 | 0 | 0 | 0.12926 | 0 | 0 | 0 | 0 | 0 | 0 | 0 | 0 | 0 | 3
1737_G_3 | MISO_Lower Michigan | Michigan | 26 | Oakland | 125 | 1737 | 3 | Placid 12 | 25000 | 1970 | 9999 | Combustion Turbine | [5 empty] | Fossil | G | 2030 | Oil |  | 0 | 0 | 0 | 0 | 0 | 0 | 0 | 0 | 0 | 0 | 0 | 0 | 0 | 0 | 0 | 0 | 0 | 0 | 0 | 0 | 0 | 0 | 0 | 0 | 0 | 0 | 0 | 0 | 0 | 0 | 0 | 0 | 0 | 0 | 0 | 0 | 0 | 0 | 0 | 0 | 0.12926 | 0 | 0 | 0 | 0 | 0 | 0 | 0 | 0 | 0 | 3
1737_G_4 | MISO_Lower Michigan | Michigan | 26 | Oakland | 125 | 1737 | 4 | Placid 12 | 25000 | 1970 | 9999 | Combustion Turbine | [5 empty] | Fossil | G | 2030 | Oil |  | 0 | 0 | 0 | 0 | 0 | 0 | 0 | 0 | 0 | 0 | 0 | 0 | 0 | 0 | 0 | 0 | 0 | 0 | 0 | 0 | 0 | 0 | 0 | 0 | 0 | 0 | 0 | 0 | 0 | 0 | 0 | 0 | 0 | 0 | 0 | 0 | 0 | 0 | 0 | 0 | 0.12926 | 0 | 0 | 0 | 0 | 0 | 0 | 0 | 0 | 0 | 3
1737_G_5 | MISO_Lower Michigan | Michigan | 26 | Oakland | 125 | 1737 | 5 | Placid 12 | 25000 | 1970 | 9999 | Combustion Turbine | [5 empty] | Fossil | G | 2030 | Oil |  | 0 | 0 | 0 | 0 | 0 | 0 | 0 | 0 | 0 | 0 | 0 | 0 | 0 | 0 | 0 | 0 | 0 | 0 | 0 | 0 | 0 | 0 | 0 | 0 | 0 | 0 | 0 | 0 | 0 | 0 | 0 | 0 | 0 | 0 | 0 | 0 | 0 | 0 | 0 | 0 | 0.12926 | 0 | 0 | 0 | 0 | 0 | 0 | 0 | 0 | 0 | 3
1739_G_1 | MISO_Lower Michigan | Michigan | 26 | Oakland | 125 | 1739 | 1 | Putnam (MI) | 25000 | 1971 | 9999 | Combustion Turbine | [5 empty] | Fossil | G | 2030 | Oil |  | 0 | 0 | 0 | 0 | 0 | 0 | 0 | 0 | 0 | 0 | 0 | 0 | 0 | 0 | 0 | 0 | 0 | 0 | 0 | 0 | 0 | 0 | 0 | 0 | 0 | 0 | 0 | 0 | 0 | 0 | 0 | 0 | 0 | 0 | 0 | 0 | 0 | 0 | 0 | 0 | 0.08617 | 0 | 0 | 0 | 0 | 0 | 0 | 0 | 0 | 0 | 2
1739_G_2 | MISO_Lower Michigan | Michigan | 26 | Oakland | 125 | 1739 | 2 | Putnam (MI) | 25000 | 1971 | 9999 | Combustion Turbine | [5 empty] | Fossil | G | 2030 | Oil |  | 0 | 0 | 0 | 0 | 0 | 0 | 0 | 0 | 0 | 0 | 0 | 0 | 0 | 0 | 0 | 0 | 0 | 0 | 0 | 0 | 0 | 0 | 0 | 0 | 0 | 0 | 0 | 0 | 0 | 0 | 0 | 0 | 0 | 0 | 0 | 0 | 0 | 0 | 0 | 0 | 0.12926 | 0 | 0 | 0 | 0 | 0 | 0 | 0 | 0 | 0 | 3
1739_G_3 | MISO_Lower Michigan | Michigan | 26 | Oakland | 125 | 1739 | 3 | Putnam (MI) | 25000 | 1971 | 9999 | Combustion Turbine | [5 empty] | Fossil | G | 2030 | Oil |  | 0 | 0 | 0 | 0 | 0 | 0 | 0 | 0 | 0 | 0 | 0 | 0 | 0 | 0 | 0 | 0 | 0 | 0 | 0 | 0 | 0 | 0 | 0 | 0 | 0 | 0 | 0 | 0 | 0 | 0 | 0 | 0 | 0 | 0 | 0 | 0 | 0 | 0 | 0 | 0 | 0.12926 | 0 | 0 | 0 | 0 | 0 | 0 | 0 | 0 | 0 | 3
1739_G_4 | MISO_Lower Michigan | Michigan | 26 | Oakland | 125 | 1739 | 4 | Putnam (MI) | 25000 | 1971 | 9999 | Combustion Turbine | [5 empty] | Fossil | G | 2030 | Oil |  | 0 | 0 | 0 | 0 | 0 | 0 | 0 | 0 | 0 | 0 | 0 | 0 | 0 | 0 | 0 | 0 | 0 | 0 | 0 | 0 | 0 | 0 | 0 | 0 | 0 | 0 | 0 | 0 | 0 | 0 | 0 | 0 | 0 | 0 | 0 | 0 | 0 | 0 | 0 | 0 | 0.12926 | 0 | 0 | 0 | 0 | 0 | 0 | 0 | 0 | 0 | 3
1739_G_5 | MISO_Lower Michigan | Michigan | 26 | Oakland | 125 | 1739 | 5 | Putnam (MI) | 25000 | 1971 | 9999 | Combustion Turbine | [5 empty] | Fossil | G | 2030 | Oil |  | 0 | 0 | 0 | 0 | 0 | 0 | 0 | 0 | 0 | 0 | 0 | 0 | 0 | 0 | 0 | 0 | 0 | 0 | 0 | 0 | 0 | 0 | 0 | 0 | 0 | 0 | 0 | 0 | 0 | 0 | 0 | 0 | 0 | 0 | 0 | 0 | 0 | 0 | 0 | 0 | 0.12926 | 0 | 0 | 0 | 0 | 0 | 0 | 0 | 0 | 0 | 3
174_G_1 | MISO_Arkansas | Arkansas | 5 | Hot Spring | 59 | 174 | 1 | Remmel | 0 | 1925 | 9999 | Hydro | [5 empty] | Non-Fossil | G | 2030 | Hydro |  | 0 | 0 | 0 | 0 | 0 | 0 | 0 | 0 | 0 | 0 | 0 | 0 | 0 | 0 | 0 | 0 | 3.4788 | 4.3854 | 6.242 | 14.1062 | 0 | 0 | 0 | 0 | 0 | 0 | 0 | 0 | 0 | 0 | 0 | 0 | 0 | 0 | 0 | 0 | 0 | 0 | 0 | 0 | 0.061652 | 0.0048355 | 0.0060957 | 0.0086764 | 0.019608 | 0 | 0 | 0 | 0 | 0 | 3.9
174_G_2 | MISO_Arkansas | Arkansas | 5 | Hot Spring | 59 | 174 | 2 | Remmel | 0 | 1925 | 9999 | Hydro | [5 empty] | Non-Fossil | G | 2030 | Hydro |  | 0 | 0 | 0 | 0 | 0 | 0 | 0 | 0 | 0 | 0 | 0 | 0 | 0 | 0 | 0 | 0 | 3.3004 | 4.1605 | 5.9219 | 13.3828 | 0 | 0 | 0 | 0 | 0 | 0 | 0 | 0 | 0 | 0 | 0 | 0 | 0 | 0 | 0 | 0 | 0 | 0 | 0 | 0 | 0.05849 | 0.0045875 | 0.0057831 | 0.0082315 | 0.018602 | 0 | 0 | 0 | 0 | 0 | 3.7
174_G_3 | MISO_Arkansas | Arkansas | 5 | Hot Spring | 59 | 174 | 3 | Remmel | 0 | 1925 | 9999 | Hydro | [5 empty] | Non-Fossil | G | 2030 | Hydro |  | 0 | 0 | 0 | 0 | 0 | 0 | 0 | 0 | 0 | 0 | 0 | 0 | 0 | 0 | 0 | 0 | 3.3896 | 4.273 | 6.082 | 13.7445 | 0 | 0 | 0 | 0 | 0 | 0 | 0 | 0 | 0 | 0 | 0 | 0 | 0 | 0 | 0 | 0 | 0 | 0 | 0 | 0 | 0.060071 | 0.0047115 | 0.0059394 | 0.008454 | 0.019105 | 0 | 0 | 0 | 0 | 0 | 3.8
1740_G_IC1 | MISO_Lower Michigan | Michigan | 26 | Wayne | 163 | 1740 | IC1 | River Rouge | 23843 | 1967 | 9999 | Combustion Turbine | [5 empty] | Fossil | G | 2030 | Oil |  | 0 | 0 | 0 | 0 | 0 | 0 | 0 | 0 | 0 | 0 | 0 | 0 | 0 | 0 | 0 | 0 | 0 | 0 | 0 | 0 | 0 | 0 | 0 | 0 | 0 | 0 | 0 | 0 | 0 | 0 | 0 | 0 | 0 | 0 | 0 | 0 | 0 | 0 | 0 | 0 | 4.3085e-08 | 0 | 0 | 0 | 0 | 0 | 0 | 0 | 0 | 0 | 1e-06
1740_G_IC2 | MISO_Lower Michigan | Michigan | 26 | Wayne | 163 | 1740 | IC2 | River Rouge | 24242 | 1967 | 9999 | Combustion Turbine | [5 empty] | Fossil | G | 2030 | Oil |  | 0 | 0 | 0 | 0 | 0 | 0 | 0 | 0 | 0 | 0 | 0 | 0 | 0 | 0 | 0 | 0 | 0 | 0 | 0 | 0 | 0 | 0 | 0 | 0 | 0 | 0 | 0 | 0 | 0 | 0 | 0 | 0 | 0 | 0 | 0 | 0 | 0 | 0 | 0 | 0 | 4.3085e-08 | 0 | 0 | 0 | 0 | 0 | 0 | 0 | 0 | 0 | 1e-06
1740_G_IC3 | MISO_Lower Michigan | Michigan | 26 | Wayne | 163 | 1740 | IC3 | River Rouge | 23746 | 1967 | 9999 | Combustion Turbine | [5 empty] | Fossil | G | 2030 | Oil |  | 0 | 0 | 0 | 0 | 0 | 0 | 0 | 0 | 0 | 0 | 0 | 0 | 0 | 0 | 0 | 0 | 0 | 0 | 0 | 0 | 0 | 0 | 0 | 0 | 0 | 0 | 0 | 0 | 0 | 0 | 0 | 0 | 0 | 0 | 0 | 0 | 0 | 0 | 0 | 0 | 4.3085e-08 | 0 | 0 | 0 | 0 | 0 | 0 | 0 | 0 | 0 | 1e-06
1740_G_IC4 | MISO_Lower Michigan | Michigan | 26 | Wayne | 163 | 1740 | IC4 | River Rouge | 23746 | 1967 | 9999 | Combustion Turbine | [5 empty] | Fossil | G | 2030 | Oil |  | 0 | 0 | 0 | 0 | 0 | 0 | 0 | 0 | 0 | 0 | 0 | 0 | 0 | 0 | 0 | 0 | 0 | 0 | 0 | 0 | 0 | 0 | 0 | 0 | 0 | 0 | 0 | 0 | 0 | 0 | 0 | 0 | 0 | 0 | 0 | 0 | 0 | 0 | 0 | 0 | 4.3085e-08 | 0 | 0 | 0 | 0 | 0 | 0 | 0 | 0 | 0 | 1e-06
1741_G_1 | MISO_Lower Michigan | Michigan | 26 | Wayne | 163 | 1741 | 1 | Slocum | 12283 | 1968 | 9999 | Combustion Turbine | [5 empty] | Fossil | G | 2030 | Oil |  | 0 | 0 | 0 | 0 | 0 | 0 | 0 | 0 | 0 | 0 | 0 | 0 | 0 | 0 | 0 | 0 | 0 | 0 | 0 | 0 | 0 | 0 | 0 | 0 | 0 | 0 | 0 | 0 | 0 | 0 | 0 | 0 | 0 | 0 | 0 | 0 | 0 | 0 | 0 | 0 | 0.08617 | 0 | 0 | 0 | 0 | 0 | 0 | 0 | 0 | 0 | 2
1741_G_2 | MISO_Lower Michigan | Michigan | 26 | Wayne | 163 | 1741 | 2 | Slocum | 12283 | 1968 | 9999 | Combustion Turbine | [5 empty] | Fossil | G | 2030 | Oil |  | 0 | 0 | 0 | 0 | 0 | 0 | 0 | 0 | 0 | 0 | 0 | 0 | 0 | 0 | 0 | 0 | 0 | 0 | 0 | 0 | 0 | 0 | 0 | 0 | 0 | 0 | 0 | 0 | 0 | 0 | 0 | 0 | 0 | 0 | 0 | 0 | 0 | 0 | 0 | 0 | 0.12926 | 0 | 0 | 0 | 0 | 0 | 0 | 0 | 0 | 0 | 3
1741_G_3 | MISO_Lower Michigan | Michigan | 26 | Wayne | 163 | 1741 | 3 | Slocum | 12283 | 1968 | 9999 | Combustion Turbine | [5 empty] | Fossil | G | 2030 | Oil |  | 0 | 0 | 0 | 0 | 0 | 0 | 0 | 0 | 0 | 0 | 0 | 0 | 0 | 0 | 0 | 0 | 0 | 0 | 0 | 0 | 0 | 0 | 0 | 0 | 0 | 0 | 0 | 0 | 0 | 0 | 0 | 0 | 0 | 0 | 0 | 0 | 0 | 0 | 0 | 0 | 0.12926 | 0 | 0 | 0 | 0 | 0 | 0 | 0 | 0 | 0 | 3
1741_G_4 | MISO_Lower Michigan | Michigan | 26 | Wayne | 163 | 1741 | 4 | Slocum | 12283 | 1968 | 9999 | Combustion Turbine | [5 empty] | Fossil | G | 2030 | Oil |  | 0 | 0 | 0 | 0 | 0 | 0 | 0 | 0 | 0 | 0 | 0 | 0 | 0 | 0 | 0 | 0 | 0 | 0 | 0 | 0 | 0 | 0 | 0 | 0 | 0 | 0 | 0 | 0 | 0 | 0 | 0 | 0 | 0 | 0 | 0 | 0 | 0 | 0 | 0 | 0 | 0.12926 | 0 | 0 | 0 | 0 | 0 | 0 | 0 | 0 | 0 | 3
1741_G_5 | MISO_Lower Michigan | Michigan | 26 | Wayne | 163 | 1741 | 5 | Slocum | 12283 | 1968 | 9999 | Combustion Turbine | [5 empty] | Fossil | G | 2030 | Oil |  | 0 | 0 | 0 | 0 | 0 | 0 | 0 | 0 | 0 | 0 | 0 | 0 | 0 | 0 | 0 | 0 | 0 | 0 | 0 | 0 | 0 | 0 | 0 | 0 | 0 | 0 | 0 | 0 | 0 | 0 | 0 | 0 | 0 | 0 | 0 | 0 | 0 | 0 | 0 | 0 | 0.12926 | 0 | 0 | 0 | 0 | 0 | 0 | 0 | 0 | 0 | 3
1743_G_11 | MISO_Lower Michigan | Michigan | 26 | St Clair | 147 | 1743 | 11 | St Clair | 15477 | 1968 | 9999 | Combustion Turbine | [5 empty] | Fossil | G | 2030 | Oil |  | 0 | 0 | 0 | 0 | 0 | 0 | 0 | 0 | 0 | 0 | 0 | 0 | 0 | 0 | 0 | 0 | 0 | 0 | 0 | 0 | 0 | 0 | 0 | 0 | 0 | 0 | 0 | 0 | 0 | 0 | 0 | 0 | 0 | 0 | 0 | 0 | 0 | 0 | 0 | 0 | 0.81862 | 0 | 0 | 0 | 0 | 0 | 0 | 0 | 0 | 0 | 19
1743_G_12A | MISO_Lower Michigan | Michigan | 26 | St Clair | 147 | 1743 | 12A | St Clair | 24824 | 1970 | 9999 | Combustion Turbine | [5 empty] | Fossil | G | 2030 | Oil |  | 0 | 0 | 0 | 0 | 0 | 0 | 0 | 0 | 0 | 0 | 0 | 0 | 0 | 0 | 0 | 0 | 0 | 0 | 0 | 0 | 0 | 0 | 0 | 0 | 0 | 0 | 0 | 0 | 0 | 0 | 0 | 0 | 0 | 0 | 0 | 0 | 0 | 0 | 0 | 0 | 0.08617 | 0 | 0 | 0 | 0 | 0 | 0 | 0 | 0 | 0 | 2
1743_G_12B | MISO_Lower Michigan | Michigan | 26 | St Clair | 147 | 1743 | 12B | St Clair | 24862 | 1970 | 9999 | Combustion Turbine | [5 empty] | Fossil | G | 2030 | Oil |  | 0 | 0 | 0 | 0 | 0 | 0 | 0 | 0 | 0 | 0 | 0 | 0 | 0 | 0 | 0 | 0 | 0 | 0 | 0 | 0 | 0 | 0 | 0 | 0 | 0 | 0 | 0 | 0 | 0 | 0 | 0 | 0 | 0 | 0 | 0 | 0 | 0 | 0 | 0 | 0 | 0.12926 | 0 | 0 | 0 | 0 | 0 | 0 | 0 | 0 | 0 | 3
1744_G_1 | MISO_Lower Michigan | Michigan | 26 | Washtenaw | 161 | 1744 | 1 | Superior | 25000 | 1966 | 9999 | Combustion Turbine | [5 empty] | Fossil | G | 2030 | Oil |  | 0 | 0 | 0 | 0 | 0 | 0 | 0 | 0 | 0 | 0 | 0 | 0 | 0 | 0 | 0 | 0 | 0 | 0 | 0 | 0 | 0 | 0 | 0 | 0 | 0 | 0 | 0 | 0 | 0 | 0 | 0 | 0 | 0 | 0 | 0 | 0 | 0 | 0 | 0 | 0 | 0.56011 | 0 | 0 | 0 | 0 | 0 | 0 | 0 | 0 | 0 | 13
1744_G_2 | MISO_Lower Michigan | Michigan | 26 | Washtenaw | 161 | 1744 | 2 | Superior | 25000 | 1966 | 9999 | Combustion Turbine | [5 empty] | Fossil | G | 2030 | Oil |  | 0 | 0 | 0 | 0 | 0 | 0 | 0 | 0 | 0 | 0 | 0 | 0 | 0 | 0 | 0 | 0 | 0 | 0 | 0 | 0 | 0 | 0 | 0 | 0 | 0 | 0 | 0 | 0 | 0 | 0 | 0 | 0 | 0 | 0 | 0 | 0 | 0 | 0 | 0 | 0 | 0.56011 | 0 | 0 | 0 | 0 | 0 | 0 | 0 | 0 | 0 | 13
1744_G_3 | MISO_Lower Michigan | Michigan | 26 | Washtenaw | 161 | 1744 | 3 | Superior | 25000 | 1966 | 9999 | Combustion Turbine | [5 empty] | Fossil | G | 2030 | Oil |  | 0 | 0 | 0 | 0 | 0 | 0 | 0 | 0 | 0 | 0 | 0 | 0 | 0 | 0 | 0 | 0 | 0 | 0 | 0 | 0 | 0 | 0 | 0 | 0 | 0 | 0 | 0 | 0 | 0 | 0 | 0 | 0 | 0 | 0 | 0 | 0 | 0 | 0 | 0 | 0 | 0.51702 | 0 | 0 | 0 | 0 | 0 | 0 | 0 | 0 | 0 | 12
1744_G_4 | MISO_Lower Michigan | Michigan | 26 | Washtenaw | 161 | 1744 | 4 | Superior | 25000 | 1966 | 9999 | Combustion Turbine | [5 empty] | Fossil | G | 2030 | Oil |  | 0 | 0 | 0 | 0 | 0 | 0 | 0 | 0 | 0 | 0 | 0 | 0 | 0 | 0 | 0 | 0 | 0 | 0 | 0 | 0 | 0 | 0 | 0 | 0 | 0 | 0 | 0 | 0 | 0 | 0 | 0 | 0 | 0 | 0 | 0 | 0 | 0 | 0 | 0 | 0 | 0.60319 | 0 | 0 | 0 | 0 | 0 | 0 | 0 | 0 | 0 | 14
1746_G_1 | MISO_Lower Michigan | Michigan | 26 | Tuscola | 157 | 1746 | 1 | Wilmot | 25000 | 1968 | 9999 | Combustion Turbine | [5 empty] | Fossil | G | 2030 | Oil |  | 0 | 0 | 0 | 0 | 0 | 0 | 0 | 0 | 0 | 0 | 0 | 0 | 0 | 0 | 0 | 0 | 0 | 0 | 0 | 0 | 0 | 0 | 0 | 0 | 0 | 0 | 0 | 0 | 0 | 0 | 0 | 0 | 0 | 0 | 0 | 0 | 0 | 0 | 0 | 0 | 0.08617 | 0 | 0 | 0 | 0 | 0 | 0 | 0 | 0 | 0 | 2
1746_G_2 | MISO_Lower Michigan | Michigan | 26 | Tuscola | 157 | 1746 | 2 | Wilmot | 25000 | 1968 | 9999 | Combustion Turbine | [5 empty] | Fossil | G | 2030 | Oil |  | 0 | 0 | 0 | 0 | 0 | 0 | 0 | 0 | 0 | 0 | 0 | 0 | 0 | 0 | 0 | 0 | 0 | 0 | 0 | 0 | 0 | 0 | 0 | 0 | 0 | 0 | 0 | 0 | 0 | 0 | 0 | 0 | 0 | 0 | 0 | 0 | 0 | 0 | 0 | 0 | 0.12926 | 0 | 0 | 0 | 0 | 0 | 0 | 0 | 0 | 0 | 3
1746_G_3 | MISO_Lower Michigan | Michigan | 26 | Tuscola | 157 | 1746 | 3 | Wilmot | 25000 | 1968 | 9999 | Combustion Turbine | [5 empty] | Fossil | G | 2030 | Oil |  | 0 | 0 | 0 | 0 | 0 | 0 | 0 | 0 | 0 | 0 | 0 | 0 | 0 | 0 | 0 | 0 | 0 | 0 | 0 | 0 | 0 | 0 | 0 | 0 | 0 | 0 | 0 | 0 | 0 | 0 | 0 | 0 | 0 | 0 | 0 | 0 | 0 | 0 | 0 | 0 | 0.12926 | 0 | 0 | 0 | 0 | 0 | 0 | 0 | 0 | 0 | 3
1746_G_4 | MISO_Lower Michigan | Michigan | 26 | Tuscola | 157 | 1746 | 4 | Wilmot | 25000 | 1968 | 9999 | Combustion Turbine | [5 empty] | Fossil | G | 2030 | Oil |  | 0 | 0 | 0 | 0 | 0 | 0 | 0 | 0 | 0 | 0 | 0 | 0 | 0 | 0 | 0 | 0 | 0 | 0 | 0 | 0 | 0 | 0 | 0 | 0 | 0 | 0 | 0 | 0 | 0 | 0 | 0 | 0 | 0 | 0 | 0 | 0 | 0 | 0 | 0 | 0 | 0.12926 | 0 | 0 | 0 | 0 | 0 | 0 | 0 | 0 | 0 | 3
1746_G_5 | MISO_Lower Michigan | Michigan | 26 | Tuscola | 157 | 1746 | 5 | Wilmot | 25000 | 1968 | 9999 | Combustion Turbine | [5 empty] | Fossil | G | 2030 | Oil |  | 0 | 0 | 0 | 0 | 0 | 0 | 0 | 0 | 0 | 0 | 0 | 0 | 0 | 0 | 0 | 0 | 0 | 0 | 0 | 0 | 0 | 0 | 0 | 0 | 0 | 0 | 0 | 0 | 0 | 0 | 0 | 0 | 0 | 0 | 0 | 0 | 0 | 0 | 0 | 0 | 0.12926 | 0 | 0 | 0 | 0 | 0 | 0 | 0 | 0 | 0 | 3
1750_G_1 | MISO_Wisconsin- Upper Michigan (WUMS) | Michigan | 26 | Schoolcraft | 153 | 1750 | 1 | Manistique | 21854 | 1960 | 9999 | Combustion Turbine | [5 empty] | Fossil | G | 2030 | Oil |  | 0 | 0 | 0 | 0 | 0 | 0 | 0 | 0 | 0 | 0 | 0 | 0 | 0 | 0 | 0 | 0 | 0 | 0 | 0 | 0 | 0 | 0 | 0 | 0 | 0 | 0 | 0 | 0 | 0 | 0 | 0 | 0 | 0 | 0 | 0 | 0 | 0 | 0 | 0 | 0 | 0.08693 | 0 | 0 | 0 | 0 | 0 | 0 | 0 | 0 | 0 | 2
1750_G_2 | MISO_Wisconsin- Upper Michigan (WUMS) | Michigan | 26 | Schoolcraft | 153 | 1750 | 2 | Manistique | 21830 | 1972 | 9999 | Combustion Turbine | [5 empty] | Fossil | G | 2030 | Oil |  | 0 | 0 | 0 | 0 | 0 | 0 | 0 | 0 | 0 | 0 | 0 | 0 | 0 | 0 | 0 | 0 | 0 | 0 | 0 | 0 | 0 | 0 | 0 | 0 | 0 | 0 | 0 | 0 | 0 | 0 | 0 | 0 | 0 | 0 | 0 | 0 | 0 | 0 | 0 | 0 | 0.1217 | 0 | 0 | 0 | 0 | 0 | 0 | 0 | 0 | 0 | 2.8
1751_G_10 | MISO_Wisconsin- Upper Michigan (WUMS) | Michigan | 26 | Chippewa | 33 | 1751 | 10 | Edison Sault | 0 | 1963 | 9999 | Hydro | [5 empty] | Non-Fossil | G | 2030 | Hydro |  | 0 | 0 | 0 | 0 | 0 | 0 | 0 | 0 | 0 | 0 | 0 | 0 | 0 | 0 | 0 | 0 | 0.49351 | 0.81376 | 0.71814 | 2.0254 | 0 | 0 | 0 | 0 | 0 | 0 | 0 | 0 | 0 | 0 | 0 | 0 | 0 | 0 | 0 | 0 | 0 | 0 | 0 | 0 | 0.0063233 | 0.00068598 | 0.0011311 | 0.00099821 | 0.0028153 | 0 | 0 | 0 | 0 | 0 | 0.4
1751_G_11 | MISO_Wisconsin- Upper Michigan (WUMS) | Michigan | 26 | Chippewa | 33 | 1751 | 11 | Edison Sault | 0 | 1963 | 9999 | Hydro | [5 empty] | Non-Fossil | G | 2030 | Hydro |  | 0 | 0 | 0 | 0 | 0 | 0 | 0 | 0 | 0 | 0 | 0 | 0 | 0 | 0 | 0 | 0 | 0.49351 | 0.81376 | 0.71814 | 2.0254 | 0 | 0 | 0 | 0 | 0 | 0 | 0 | 0 | 0 | 0 | 0 | 0 | 0 | 0 | 0 | 0 | 0 | 0 | 0 | 0 | 0.0063233 | 0.00068598 | 0.0011311 | 0.00099821 | 0.0028153 | 0 | 0 | 0 | 0 | 0 | 0.4
1751_G_12 | MISO_Wisconsin- Upper Michigan (WUMS) | Michigan | 26 | Chippewa | 33 | 1751 | 12 | Edison Sault | 0 | 1963 | 9999 | Hydro | [5 empty] | Non-Fossil | G | 2030 | Hydro |  | 0 | 0 | 0 | 0 | 0 | 0 | 0 | 0 | 0 | 0 | 0 | 0 | 0 | 0 | 0 | 0 | 0.49351 | 0.81376 | 0.71814 | 2.0254 | 0 | 0 | 0 | 0 | 0 | 0 | 0 | 0 | 0 | 0 | 0 | 0 | 0 | 0 | 0 | 0 | 0 | 0 | 0 | 0 | 0.0063233 | 0.00068598 | 0.0011311 | 0.00099821 | 0.0028153 | 0 | 0 | 0 | 0 | 0 | 0.4
1751_G_13 | MISO_Wisconsin- Upper Michigan (WUMS) | Michigan | 26 | Chippewa | 33 | 1751 | 13 | Edison Sault | 0 | 1963 | 9999 | Hydro | [5 empty] | Non-Fossil | G | 2030 | Hydro |  | 0 | 0 | 0 | 0 | 0 | 0 | 0 | 0 | 0 | 0 | 0 | 0 | 0 | 0 | 0 | 0 | 0.49351 | 0.81376 | 0.71814 | 2.0254 | 0 | 0 | 0 | 0 | 0 | 0 | 0 | 0 | 0 | 0 | 0 | 0 | 0 | 0 | 0 | 0 | 0 | 0 | 0 | 0 | 0.0063233 | 0.00068598 | 0.0011311 | 0.00099821 | 0.0028153 | 0 | 0 | 0 | 0 | 0 | 0.4
1751_G_14 | MISO_Wisconsin- Upper Michigan (WUMS) | Michigan | 26 | Chippewa | 33 | 1751 | 14 | Edison Sault | 0 | 1963 | 9999 | Hydro | [5 empty] | Non-Fossil | G | 2030 | Hydro |  | 0 | 0 | 0 | 0 | 0 | 0 | 0 | 0 | 0 | 0 | 0 | 0 | 0 | 0 | 0 | 0 | 0.49351 | 0.81376 | 0.71814 | 2.0254 | 0 | 0 | 0 | 0 | 0 | 0 | 0 | 0 | 0 | 0 | 0 | 0 | 0 | 0 | 0 | 0 | 0 | 0 | 0 | 0 | 0.0063233 | 0.00068598 | 0.0011311 | 0.00099821 | 0.0028153 | 0 | 0 | 0 | 0 | 0 | 0.4
1751_G_15 | MISO_Wisconsin- Upper Michigan (WUMS) | Michigan | 26 | Chippewa | 33 | 1751 | 15 | Edison Sault | 0 | 1963 | 9999 | Hydro | [5 empty] | Non-Fossil | G | 2030 | Hydro |  | 0 | 0 | 0 | 0 | 0 | 0 | 0 | 0 | 0 | 0 | 0 | 0 | 0 | 0 | 0 | 0 | 0.49351 | 0.81376 | 0.71814 | 2.0254 | 0 | 0 | 0 | 0 | 0 | 0 | 0 | 0 | 0 | 0 | 0 | 0 | 0 | 0 | 0 | 0 | 0 | 0 | 0 | 0 | 0.0063233 | 0.00068598 | 0.0011311 | 0.00099821 | 0.0028153 | 0 | 0 | 0 | 0 | 0 | 0.4
1751_G_16 | MISO_Wisconsin- Upper Michigan (WUMS) | Michigan | 26 | Chippewa | 33 | 1751 | 16 | Edison Sault | 0 | 1963 | 9999 | Hydro | [5 empty] | Non-Fossil | G | 2030 | Hydro |  | 0 | 0 | 0 | 0 | 0 | 0 | 0 | 0 | 0 | 0 | 0 | 0 | 0 | 0 | 0 | 0 | 0.49351 | 0.81376 | 0.71814 | 2.0254 | 0 | 0 | 0 | 0 | 0 | 0 | 0 | 0 | 0 | 0 | 0 | 0 | 0 | 0 | 0 | 0 | 0 | 0 | 0 | 0 | 0.0063233 | 0.00068598 | 0.0011311 | 0.00099821 | 0.0028153 | 0 | 0 | 0 | 0 | 0 | 0.4
1751_G_17 | MISO_Wisconsin- Upper Michigan (WUMS) | Michigan | 26 | Chippewa | 33 | 1751 | 17 | Edison Sault | 0 | 1963 | 9999 | Hydro | [5 empty] | Non-Fossil | G | 2030 | Hydro |  | 0 | 0 | 0 | 0 | 0 | 0 | 0 | 0 | 0 | 0 | 0 | 0 | 0 | 0 | 0 | 0 | 0.49351 | 0.81376 | 0.71814 | 2.0254 | 0 | 0 | 0 | 0 | 0 | 0 | 0 | 0 | 0 | 0 | 0 | 0 | 0 | 0 | 0 | 0 | 0 | 0 | 0 | 0 | 0.0063233 | 0.00068598 | 0.0011311 | 0.00099821 | 0.0028153 | 0 | 0 | 0 | 0 | 0 | 0.4
1751_G_18 | MISO_Wisconsin- Upper Michigan (WUMS) | Michigan | 26 | Chippewa | 33 | 1751 | 18 | Edison Sault | 0 | 1963 | 9999 | Hydro | [5 empty] | Non-Fossil | G | 2030 | Hydro |  | 0 | 0 | 0 | 0 | 0 | 0 | 0 | 0 | 0 | 0 | 0 | 0 | 0 | 0 | 0 | 0 | 0.49351 | 0.81376 | 0.71814 | 2.0254 | 0 | 0 | 0 | 0 | 0 | 0 | 0 | 0 | 0 | 0 | 0 | 0 | 0 | 0 | 0 | 0 | 0 | 0 | 0 | 0 | 0.0063233 | 0.00068598 | 0.0011311 | 0.00099821 | 0.0028153 | 0 | 0 | 0 | 0 | 0 | 0.4
1751_G_19 | MISO_Wisconsin- Upper Michigan (WUMS) | Michigan | 26 | Chippewa | 33 | 1751 | 19 | Edison Sault | 0 | 1963 | 9999 | Hydro | [5 empty] | Non-Fossil | G | 2030 | Hydro |  | 0 | 0 | 0 | 0 | 0 | 0 | 0 | 0 | 0 | 0 | 0 | 0 | 0 | 0 | 0 | 0 | 0.49351 | 0.81376 | 0.71814 | 2.0254 | 0 | 0 | 0 | 0 | 0 | 0 | 0 | 0 | 0 | 0 | 0 | 0 | 0 | 0 | 0 | 0 | 0 | 0 | 0 | 0 | 0.0063233 | 0.00068598 | 0.0011311 | 0.00099821 | 0.0028153 | 0 | 0 | 0 | 0 | 0 | 0.4
1751_G_20 | MISO_Wisconsin- Upper Michigan (WUMS) | Michigan | 26 | Chippewa | 33 | 1751 | 20 | Edison Sault | 0 | 1963 | 9999 | Hydro | [5 empty] | Non-Fossil | G | 2030 | Hydro |  | 0 | 0 | 0 | 0 | 0 | 0 | 0 | 0 | 0 | 0 | 0 | 0 | 0 | 0 | 0 | 0 | 0.49351 | 0.81376 | 0.71814 | 2.0254 | 0 | 0 | 0 | 0 | 0 | 0 | 0 | 0 | 0 | 0 | 0 | 0 | 0 | 0 | 0 | 0 | 0 | 0 | 0 | 0 | 0.0063233 | 0.00068598 | 0.0011311 | 0.00099821 | 0.0028153 | 0 | 0 | 0 | 0 | 0 | 0.4
1751_G_21 | MISO_Wisconsin- Upper Michigan (WUMS) | Michigan | 26 | Chippewa | 33 | 1751 | 21 | Edison Sault | 0 | 1963 | 9999 | Hydro | [5 empty] | Non-Fossil | G | 2030 | Hydro |  | 0 | 0 | 0 | 0 | 0 | 0 | 0 | 0 | 0 | 0 | 0 | 0 | 0 | 0 | 0 | 0 | 0.49351 | 0.81376 | 0.71814 | 2.0254 | 0 | 0 | 0 | 0 | 0 | 0 | 0 | 0 | 0 | 0 | 0 | 0 | 0 | 0 | 0 | 0 | 0 | 0 | 0 | 0 | 0.0063233 | 0.00068598 | 0.0011311 | 0.00099821 | 0.0028153 | 0 | 0 | 0 | 0 | 0 | 0.4
1751_G_22 | MISO_Wisconsin- Upper Michigan (WUMS) | Michigan | 26 | Chippewa | 33 | 1751 | 22 | Edison Sault | 0 | 1963 | 9999 | Hydro | [5 empty] | Non-Fossil | G | 2030 | Hydro |  | 0 | 0 | 0 | 0 | 0 | 0 | 0 | 0 | 0 | 0 | 0 | 0 | 0 | 0 | 0 | 0 | 0.49351 | 0.81376 | 0.71814 | 2.0254 | 0 | 0 | 0 | 0 | 0 | 0 | 0 | 0 | 0 | 0 | 0 | 0 | 0 | 0 | 0 | 0 | 0 | 0 | 0 | 0 | 0.0063233 | 0.00068598 | 0.0011311 | 0.00099821 | 0.0028153 | 0 | 0 | 0 | 0 | 0 | 0.4
1751_G_23 | MISO_Wisconsin- Upper Michigan (WUMS) | Michigan | 26 | Chippewa | 33 | 1751 | 23 | Edison Sault | 0 | 1963 | 9999 | Hydro | [5 empty] | Non-Fossil | G | 2030 | Hydro |  | 0 | 0 | 0 | 0 | 0 | 0 | 0 | 0 | 0 | 0 | 0 | 0 | 0 | 0 | 0 | 0 | 0.49351 | 0.81376 | 0.71814 | 2.0254 | 0 | 0 | 0 | 0 | 0 | 0 | 0 | 0 | 0 | 0 | 0 | 0 | 0 | 0 | 0 | 0 | 0 | 0 | 0 | 0 | 0.0063233 | 0.00068598 | 0.0011311 | 0.00099821 | 0.0028153 | 0 | 0 | 0 | 0 | 0 | 0.4
1751_G_24 | MISO_Wisconsin- Upper Michigan (WUMS) | Michigan | 26 | Chippewa | 33 | 1751 | 24 | Edison Sault | 0 | 1963 | 9999 | Hydro | [5 empty] | Non-Fossil | G | 2030 | Hydro |  | 0 | 0 | 0 | 0 | 0 | 0 | 0 | 0 | 0 | 0 | 0 | 0 | 0 | 0 | 0 | 0 | 0.49351 | 0.81376 | 0.71814 | 2.0254 | 0 | 0 | 0 | 0 | 0 | 0 | 0 | 0 | 0 | 0 | 0 | 0 | 0 | 0 | 0 | 0 | 0 | 0 | 0 | 0 | 0.0063233 | 0.00068598 | 0.0011311 | 0.00099821 | 0.0028153 | 0 | 0 | 0 | 0 | 0 | 0.4
1751_G_25 | MISO_Wisconsin- Upper Michigan (WUMS) | Michigan | 26 | Chippewa | 33 | 1751 | 25 | Edison Sault | 0 | 1963 | 9999 | Hydro | [5 empty] | Non-Fossil | G | 2030 | Hydro |  | 0 | 0 | 0 | 0 | 0 | 0 | 0 | 0 | 0 | 0 | 0 | 0 | 0 | 0 | 0 | 0 | 0.49351 | 0.81376 | 0.71814 | 2.0254 | 0 | 0 | 0 | 0 | 0 | 0 | 0 | 0 | 0 | 0 | 0 | 0 | 0 | 0 | 0 | 0 | 0 | 0 | 0 | 0 | 0.0063233 | 0.00068598 | 0.0011311 | 0.00099821 | 0.0028153 | 0 | 0 | 0 | 0 | 0 | 0.4
1751_G_26 | MISO_Wisconsin- Upper Michigan (WUMS) | Michigan | 26 | Chippewa | 33 | 1751 | 26 | Edison Sault | 0 | 1963 | 9999 | Hydro | [5 empty] | Non-Fossil | G | 2030 | Hydro |  | 0 | 0 | 0 | 0 | 0 | 0 | 0 | 0 | 0 | 0 | 0 | 0 | 0 | 0 | 0 | 0 | 0.49351 | 0.81376 | 0.71814 | 2.0254 | 0 | 0 | 0 | 0 | 0 | 0 | 0 | 0 | 0 | 0 | 0 | 0 | 0 | 0 | 0 | 0 | 0 | 0 | 0 | 0 | 0.0063233 | 0.00068598 | 0.0011311 | 0.00099821 | 0.0028153 | 0 | 0 | 0 | 0 | 0 | 0.4
1751_G_27 | MISO_Wisconsin- Upper Michigan (WUMS) | Michigan | 26 | Chippewa | 33 | 1751 | 27 | Edison Sault | 0 | 1963 | 9999 | Hydro | [5 empty] | Non-Fossil | G | 2030 | Hydro |  | 0 | 0 | 0 | 0 | 0 | 0 | 0 | 0 | 0 | 0 | 0 | 0 | 0 | 0 | 0 | 0 | 0.49351 | 0.81376 | 0.71814 | 2.0254 | 0 | 0 | 0 | 0 | 0 | 0 | 0 | 0 | 0 | 0 | 0 | 0 | 0 | 0 | 0 | 0 | 0 | 0 | 0 | 0 | 0.0063233 | 0.00068598 | 0.0011311 | 0.00099821 | 0.0028153 | 0 | 0 | 0 | 0 | 0 | 0.4
1751_G_28 | MISO_Wisconsin- Upper Michigan (WUMS) | Michigan | 26 | Chippewa | 33 | 1751 | 28 | Edison Sault | 0 | 1963 | 9999 | Hydro | [5 empty] | Non-Fossil | G | 2030 | Hydro |  | 0 | 0 | 0 | 0 | 0 | 0 | 0 | 0 | 0 | 0 | 0 | 0 | 0 | 0 | 0 | 0 | 0.49351 | 0.81376 | 0.71814 | 2.0254 | 0 | 0 | 0 | 0 | 0 | 0 | 0 | 0 | 0 | 0 | 0 | 0 | 0 | 0 | 0 | 0 | 0 | 0 | 0 | 0 | 0.0063233 | 0.00068598 | 0.0011311 | 0.00099821 | 0.0028153 | 0 | 0 | 0 | 0 | 0 | 0.4
1751_G_29 | MISO_Wisconsin- Upper Michigan (WUMS) | Michigan | 26 | Chippewa | 33 | 1751 | 29 | Edison Sault | 0 | 1963 | 9999 | Hydro | [5 empty] | Non-Fossil | G | 2030 | Hydro |  | 0 | 0 | 0 | 0 | 0 | 0 | 0 | 0 | 0 | 0 | 0 | 0 | 0 | 0 | 0 | 0 | 0.49351 | 0.81376 | 0.71814 | 2.0254 | 0 | 0 | 0 | 0 | 0 | 0 | 0 | 0 | 0 | 0 | 0 | 0 | 0 | 0 | 0 | 0 | 0 | 0 | 0 | 0 | 0.0063233 | 0.00068598 | 0.0011311 | 0.00099821 | 0.0028153 | 0 | 0 | 0 | 0 | 0 | 0.4
1751_G_30 | MISO_Wisconsin- Upper Michigan (WUMS) | Michigan | 26 | Chippewa | 33 | 1751 | 30 | Edison Sault | 0 | 1963 | 9999 | Hydro | [5 empty] | Non-Fossil | G | 2030 | Hydro |  | 0 | 0 | 0 | 0 | 0 | 0 | 0 | 0 | 0 | 0 | 0 | 0 | 0 | 0 | 0 | 0 | 0.49351 | 0.81376 | 0.71814 | 2.0254 | 0 | 0 | 0 | 0 | 0 | 0 | 0 | 0 | 0 | 0 | 0 | 0 | 0 | 0 | 0 | 0 | 0 | 0 | 0 | 0 | 0.0063233 | 0.00068598 | 0.0011311 | 0.00099821 | 0.0028153 | 0 | 0 | 0 | 0 | 0 | 0.4
1751_G_31 | MISO_Wisconsin- Upper Michigan (WUMS) | Michigan | 26 | Chippewa | 33 | 1751 | 31 | Edison Sault | 0 | 1963 | 9999 | Hydro | [5 empty] | Non-Fossil | G | 2030 | Hydro |  | 0 | 0 | 0 | 0 | 0 | 0 | 0 | 0 | 0 | 0 | 0 | 0 | 0 | 0 | 0 | 0 | 0.49351 | 0.81376 | 0.71814 | 2.0254 | 0 | 0 | 0 | 0 | 0 | 0 | 0 | 0 | 0 | 0 | 0 | 0 | 0 | 0 | 0 | 0 | 0 | 0 | 0 | 0 | 0.0063233 | 0.00068598 | 0.0011311 | 0.00099821 | 0.0028153 | 0 | 0 | 0 | 0 | 0 | 0.4
1751_G_32 | MISO_Wisconsin- Upper Michigan (WUMS) | Michigan | 26 | Chippewa | 33 | 1751 | 32 | Edison Sault | 0 | 1963 | 9999 | Hydro | [5 empty] | Non-Fossil | G | 2030 | Hydro |  | 0 | 0 | 0 | 0 | 0 | 0 | 0 | 0 | 0 | 0 | 0 | 0 | 0 | 0 | 0 | 0 | 0.49351 | 0.81376 | 0.71814 | 2.0254 | 0 | 0 | 0 | 0 | 0 | 0 | 0 | 0 | 0 | 0 | 0 | 0 | 0 | 0 | 0 | 0 | 0 | 0 | 0 | 0 | 0.0063233 | 0.00068598 | 0.0011311 | 0.00099821 | 0.0028153 | 0 | 0 | 0 | 0 | 0 | 0.4
1751_G_33 | MISO_Wisconsin- Upper Michigan (WUMS) | Michigan | 26 | Chippewa | 33 | 1751 | 33 | Edison Sault | 0 | 1963 | 9999 | Hydro | [5 empty] | Non-Fossil | G | 2030 | Hydro |  | 0 | 0 | 0 | 0 | 0 | 0 | 0 | 0 | 0 | 0 | 0 | 0 | 0 | 0 | 0 | 0 | 0.49351 | 0.81376 | 0.71814 | 2.0254 | 0 | 0 | 0 | 0 | 0 | 0 | 0 | 0 | 0 | 0 | 0 | 0 | 0 | 0 | 0 | 0 | 0 | 0 | 0 | 0 | 0.0063233 | 0.00068598 | 0.0011311 | 0.00099821 | 0.0028153 | 0 | 0 | 0 | 0 | 0 | 0.4
1751_G_34 | MISO_Wisconsin- Upper Michigan (WUMS) | Michigan | 26 | Chippewa | 33 | 1751 | 34 | Edison Sault | 0 | 1963 | 9999 | Hydro | [5 empty] | Non-Fossil | G | 2030 | Hydro |  | 0 | 0 | 0 | 0 | 0 | 0 | 0 | 0 | 0 | 0 | 0 | 0 | 0 | 0 | 0 | 0 | 0.49351 | 0.81376 | 0.71814 | 2.0254 | 0 | 0 | 0 | 0 | 0 | 0 | 0 | 0 | 0 | 0 | 0 | 0 | 0 | 0 | 0 | 0 | 0 | 0 | 0 | 0 | 0.0063233 | 0.00068598 | 0.0011311 | 0.00099821 | 0.0028153 | 0 | 0 | 0 | 0 | 0 | 0.4
1751_G_35 | MISO_Wisconsin- Upper Michigan (WUMS) | Michigan | 26 | Chippewa | 33 | 1751 | 35 | Edison Sault | 0 | 1963 | 9999 | Hydro | [5 empty] | Non-Fossil | G | 2030 | Hydro |  | 0 | 0 | 0 | 0 | 0 | 0 | 0 | 0 | 0 | 0 | 0 | 0 | 0 | 0 | 0 | 0 | 0.49351 | 0.81376 | 0.71814 | 2.0254 | 0 | 0 | 0 | 0 | 0 | 0 | 0 | 0 | 0 | 0 | 0 | 0 | 0 | 0 | 0 | 0 | 0 | 0 | 0 | 0 | 0.0063233 | 0.00068598 | 0.0011311 | 0.00099821 | 0.0028153 | 0 | 0 | 0 | 0 | 0 | 0.4
1751_G_36 | MISO_Wisconsin- Upper Michigan (WUMS) | Michigan | 26 | Chippewa | 33 | 1751 | 36 | Edison Sault | 0 | 1963 | 9999 | Hydro | [5 empty] | Non-Fossil | G | 2030 | Hydro |  | 0 | 0 | 0 | 0 | 0 | 0 | 0 | 0 | 0 | 0 | 0 | 0 | 0 | 0 | 0 | 0 | 0.49351 | 0.81376 | 0.71814 | 2.0254 | 0 | 0 | 0 | 0 | 0 | 0 | 0 | 0 | 0 | 0 | 0 | 0 | 0 | 0 | 0 | 0 | 0 | 0 | 0 | 0 | 0.0063233 | 0.00068598 | 0.0011311 | 0.00099821 | 0.0028153 | 0 | 0 | 0 | 0 | 0 | 0.4
1751_G_37 | MISO_Wisconsin- Upper Michigan (WUMS) | Michigan | 26 | Chippewa | 33 | 1751 | 37 | Edison Sault | 0 | 1963 | 9999 | Hydro | [5 empty] | Non-Fossil | G | 2030 | Hydro |  | 0 | 0 | 0 | 0 | 0 | 0 | 0 | 0 | 0 | 0 | 0 | 0 | 0 | 0 | 0 | 0 | 0.49351 | 0.81376 | 0.71814 | 2.0254 | 0 | 0 | 0 | 0 | 0 | 0 | 0 | 0 | 0 | 0 | 0 | 0 | 0 | 0 | 0 | 0 | 0 | 0 | 0 | 0 | 0.0063233 | 0.00068598 | 0.0011311 | 0.00099821 | 0.0028153 | 0 | 0 | 0 | 0 | 0 | 0.4
1751_G_38 | MISO_Wisconsin- Upper Michigan (WUMS) | Michigan | 26 | Chippewa | 33 | 1751 | 38 | Edison Sault | 0 | 1963 | 9999 | Hydro | [5 empty] | Non-Fossil | G | 2030 | Hydro |  | 0 | 0 | 0 | 0 | 0 | 0 | 0 | 0 | 0 | 0 | 0 | 0 | 0 | 0 | 0 | 0 | 0.49351 | 0.81376 | 0.71814 | 2.0254 | 0 | 0 | 0 | 0 | 0 | 0 | 0 | 0 | 0 | 0 | 0 | 0 | 0 | 0 | 0 | 0 | 0 | 0 | 0 | 0 | 0.0063233 | 0.00068598 | 0.0011311 | 0.00099821 | 0.0028153 | 0 | 0 | 0 | 0 | 0 | 0.4
1751_G_39 | MISO_Wisconsin- Upper Michigan (WUMS) | Michigan | 26 | Chippewa | 33 | 1751 | 39 | Edison Sault | 0 | 1963 | 9999 | Hydro | [5 empty] | Non-Fossil | G | 2030 | Hydro |  | 0 | 0 | 0 | 0 | 0 | 0 | 0 | 0 | 0 | 0 | 0 | 0 | 0 | 0 | 0 | 0 | 0.49351 | 0.81376 | 0.71814 | 2.0254 | 0 | 0 | 0 | 0 | 0 | 0 | 0 | 0 | 0 | 0 | 0 | 0 | 0 | 0 | 0 | 0 | 0 | 0 | 0 | 0 | 0.0063233 | 0.00068598 | 0.0011311 | 0.00099821 | 0.0028153 | 0 | 0 | 0 | 0 | 0 | 0.4
1751_G_40 | MISO_Wisconsin- Upper Michigan (WUMS) | Michigan | 26 | Chippewa | 33 | 1751 | 40 | Edison Sault | 0 | 1963 | 9999 | Hydro | [5 empty] | Non-Fossil | G | 2030 | Hydro |  | 0 | 0 | 0 | 0 | 0 | 0 | 0 | 0 | 0 | 0 | 0 | 0 | 0 | 0 | 0 | 0 | 0.49351 | 0.81376 | 0.71814 | 2.0254 | 0 | 0 | 0 | 0 | 0 | 0 | 0 | 0 | 0 | 0 | 0 | 0 | 0 | 0 | 0 | 0 | 0 | 0 | 0 | 0 | 0.0063233 | 0.00068598 | 0.0011311 | 0.00099821 | 0.0028153 | 0 | 0 | 0 | 0 | 0 | 0.4
1751_G_41 | MISO_Wisconsin- Upper Michigan (WUMS) | Michigan | 26 | Chippewa | 33 | 1751 | 41 | Edison Sault | 0 | 1901 | 9999 | Hydro | [5 empty] | Non-Fossil | G | 2030 | Hydro |  | 0 | 0 | 0 | 0 | 0 | 0 | 0 | 0 | 0 | 0 | 0 | 0 | 0 | 0 | 0 | 0 | 0.49351 | 0.81376 | 0.71814 | 2.0254 | 0 | 0 | 0 | 0 | 0 | 0 | 0 | 0 | 0 | 0 | 0 | 0 | 0 | 0 | 0 | 0 | 0 | 0 | 0 | 0 | 0.0063233 | 0.00068598 | 0.0011311 | 0.00099821 | 0.0028153 | 0 | 0 | 0 | 0 | 0 | 0.4
1751_G_42 | MISO_Wisconsin- Upper Michigan (WUMS) | Michigan | 26 | Chippewa | 33 | 1751 | 42 | Edison Sault | 0 | 1901 | 9999 | Hydro | [5 empty] | Non-Fossil | G | 2030 | Hydro |  | 0 | 0 | 0 | 0 | 0 | 0 | 0 | 0 | 0 | 0 | 0 | 0 | 0 | 0 | 0 | 0 | 0.49351 | 0.81376 | 0.71814 | 2.0254 | 0 | 0 | 0 | 0 | 0 | 0 | 0 | 0 | 0 | 0 | 0 | 0 | 0 | 0 | 0 | 0 | 0 | 0 | 0 | 0 | 0.0063233 | 0.00068598 | 0.0011311 | 0.00099821 | 0.0028153 | 0 | 0 | 0 | 0 | 0 | 0.4
1751_G_45 | MISO_Wisconsin- Upper Michigan (WUMS) | Michigan | 26 | Chippewa | 33 | 1751 | 45 | Edison Sault | 0 | 1916 | 9999 | Hydro | [5 empty] | Non-Fossil | G | 2030 | Hydro |  | 0 | 0 | 0 | 0 | 0 | 0 | 0 | 0 | 0 | 0 | 0 | 0 | 0 | 0 | 0 | 0 | 0.49351 | 0.81376 | 0.71814 | 2.0254 | 0 | 0 | 0 | 0 | 0 | 0 | 0 | 0 | 0 | 0 | 0 | 0 | 0 | 0 | 0 | 0 | 0 | 0 | 0 | 0 | 0.0063233 | 0.00068598 | 0.0011311 | 0.00099821 | 0.0028153 | 0 | 0 | 0 | 0 | 0 | 0.4
1751_G_46 | MISO_Wisconsin- Upper Michigan (WUMS) | Michigan | 26 | Chippewa | 33 | 1751 | 46 | Edison Sault | 0 | 1963 | 9999 | Hydro | [5 empty] | Non-Fossil | G | 2030 | Hydro |  | 0 | 0 | 0 | 0 | 0 | 0 | 0 | 0 | 0 | 0 | 0 | 0 | 0 | 0 | 0 | 0 | 0.49351 | 0.81376 | 0.71814 | 2.0254 | 0 | 0 | 0 | 0 | 0 | 0 | 0 | 0 | 0 | 0 | 0 | 0 | 0 | 0 | 0 | 0 | 0 | 0 | 0 | 0 | 0.0063233 | 0.00068598 | 0.0011311 | 0.00099821 | 0.0028153 | 0 | 0 | 0 | 0 | 0 | 0.4
1751_G_47 | MISO_Wisconsin- Upper Michigan (WUMS) | Michigan | 26 | Chippewa | 33 | 1751 | 47 | Edison Sault | 0 | 1963 | 9999 | Hydro | [5 empty] | Non-Fossil | G | 2030 | Hydro |  | 0 | 0 | 0 | 0 | 0 | 0 | 0 | 0 | 0 | 0 | 0 | 0 | 0 | 0 | 0 | 0 | 0.49351 | 0.81376 | 0.71814 | 2.0254 | 0 | 0 | 0 | 0 | 0 | 0 | 0 | 0 | 0 | 0 | 0 | 0 | 0 | 0 | 0 | 0 | 0 | 0 | 0 | 0 | 0.0063233 | 0.00068598 | 0.0011311 | 0.00099821 | 0.0028153 | 0 | 0 | 0 | 0 | 0 | 0.4
1751_G_48 | MISO_Wisconsin- Upper Michigan (WUMS) | Michigan | 26 | Chippewa | 33 | 1751 | 48 | Edison Sault | 0 | 1963 | 9999 | Hydro | [5 empty] | Non-Fossil | G | 2030 | Hydro |  | 0 | 0 | 0 | 0 | 0 | 0 | 0 | 0 | 0 | 0 | 0 | 0 | 0 | 0 | 0 | 0 | 0.49351 | 0.81376 | 0.71814 | 2.0254 | 0 | 0 | 0 | 0 | 0 | 0 | 0 | 0 | 0 | 0 | 0 | 0 | 0 | 0 | 0 | 0 | 0 | 0 | 0 | 0 | 0.0063233 | 0.00068598 | 0.0011311 | 0.00099821 | 0.0028153 | 0 | 0 | 0 | 0 | 0 | 0.4
1751_G_49 | MISO_Wisconsin- Upper Michigan (WUMS) | Michigan | 26 | Chippewa | 33 | 1751 | 49 | Edison Sault | 0 | 1963 | 9999 | Hydro | [5 empty] | Non-Fossil | G | 2030 | Hydro |  | 0 | 0 | 0 | 0 | 0 | 0 | 0 | 0 | 0 | 0 | 0 | 0 | 0 | 0 | 0 | 0 | 0.49351 | 0.81376 | 0.71814 | 2.0254 | 0 | 0 | 0 | 0 | 0 | 0 | 0 | 0 | 0 | 0 | 0 | 0 | 0 | 0 | 0 | 0 | 0 | 0 | 0 | 0 | 0.0063233 | 0.00068598 | 0.0011311 | 0.00099821 | 0.0028153 | 0 | 0 | 0 | 0 | 0 | 0.4
1751_G_50 | MISO_Wisconsin- Upper Michigan (WUMS) | Michigan | 26 | Chippewa | 33 | 1751 | 50 | Edison Sault | 0 | 1963 | 9999 | Hydro | [5 empty] | Non-Fossil | G | 2030 | Hydro |  | 0 | 0 | 0 | 0 | 0 | 0 | 0 | 0 | 0 | 0 | 0 | 0 | 0 | 0 | 0 | 0 | 0.49351 | 0.81376 | 0.71814 | 2.0254 | 0 | 0 | 0 | 0 | 0 | 0 | 0 | 0 | 0 | 0 | 0 | 0 | 0 | 0 | 0 | 0 | 0 | 0 | 0 | 0 | 0.0063233 | 0.00068598 | 0.0011311 | 0.00099821 | 0.0028153 | 0 | 0 | 0 | 0 | 0 | 0.4
1751_G_51 | MISO_Wisconsin- Upper Michigan (WUMS) | Michigan | 26 | Chippewa | 33 | 1751 | 51 | Edison Sault | 0 | 1963 | 9999 | Hydro | [5 empty] | Non-Fossil | G | 2030 | Hydro |  | 0 | 0 | 0 | 0 | 0 | 0 | 0 | 0 | 0 | 0 | 0 | 0 | 0 | 0 | 0 | 0 | 0.49351 | 0.81376 | 0.71814 | 2.0254 | 0 | 0 | 0 | 0 | 0 | 0 | 0 | 0 | 0 | 0 | 0 | 0 | 0 | 0 | 0 | 0 | 0 | 0 | 0 | 0 | 0.0063233 | 0.00068598 | 0.0011311 | 0.00099821 | 0.0028153 | 0 | 0 | 0 | 0 | 0 | 0.4
1751_G_52 | MISO_Wisconsin- Upper Michigan (WUMS) | Michigan | 26 | Chippewa | 33 | 1751 | 52 | Edison Sault | 0 | 1963 | 9999 | Hydro | [5 empty] | Non-Fossil | G | 2030 | Hydro |  | 0 | 0 | 0 | 0 | 0 | 0 | 0 | 0 | 0 | 0 | 0 | 0 | 0 | 0 | 0 | 0 | 0.49351 | 0.81376 | 0.71814 | 2.0254 | 0 | 0 | 0 | 0 | 0 | 0 | 0 | 0 | 0 | 0 | 0 | 0 | 0 | 0 | 0 | 0 | 0 | 0 | 0 | 0 | 0.0063233 | 0.00068598 | 0.0011311 | 0.00099821 | 0.0028153 | 0 | 0 | 0 | 0 | 0 | 0.4
1751_G_53 | MISO_Wisconsin- Upper Michigan (WUMS) | Michigan | 26 | Chippewa | 33 | 1751 | 53 | Edison Sault | 0 | 1963 | 9999 | Hydro | [5 empty] | Non-Fossil | G | 2030 | Hydro |  | 0 | 0 | 0 | 0 | 0 | 0 | 0 | 0 | 0 | 0 | 0 | 0 | 0 | 0 | 0 | 0 | 0.49351 | 0.81376 | 0.71814 | 2.0254 | 0 | 0 | 0 | 0 | 0 | 0 | 0 | 0 | 0 | 0 | 0 | 0 | 0 | 0 | 0 | 0 | 0 | 0 | 0 | 0 | 0.0063233 | 0.00068598 | 0.0011311 | 0.00099821 | 0.0028153 | 0 | 0 | 0 | 0 | 0 | 0.4
1751_G_54 | MISO_Wisconsin- Upper Michigan (WUMS) | Michigan | 26 | Chippewa | 33 | 1751 | 54 | Edison Sault | 0 | 1963 | 9999 | Hydro | [5 empty] | Non-Fossil | G | 2030 | Hydro |  | 0 | 0 | 0 | 0 | 0 | 0 | 0 | 0 | 0 | 0 | 0 | 0 | 0 | 0 | 0 | 0 | 0.49351 | 0.81376 | 0.71814 | 2.0254 | 0 | 0 | 0 | 0 | 0 | 0 | 0 | 0 | 0 | 0 | 0 | 0 | 0 | 0 | 0 | 0 | 0 | 0 | 0 | 0 | 0.0063233 | 0.00068598 | 0.0011311 | 0.00099821 | 0.0028153 | 0 | 0 | 0 | 0 | 0 | 0.4
1751_G_55 | MISO_Wisconsin- Upper Michigan (WUMS) | Michigan | 26 | Chippewa | 33 | 1751 | 55 | Edison Sault | 0 | 1963 | 9999 | Hydro | [5 empty] | Non-Fossil | G | 2030 | Hydro |  | 0 | 0 | 0 | 0 | 0 | 0 | 0 | 0 | 0 | 0 | 0 | 0 | 0 | 0 | 0 | 0 | 0.49351 | 0.81376 | 0.71814 | 2.0254 | 0 | 0 | 0 | 0 | 0 | 0 | 0 | 0 | 0 | 0 | 0 | 0 | 0 | 0 | 0 | 0 | 0 | 0 | 0 | 0 | 0.0063233 | 0.00068598 | 0.0011311 | 0.00099821 | 0.0028153 | 0 | 0 | 0 | 0 | 0 | 0.4
1751_G_56 | MISO_Wisconsin- Upper Michigan (WUMS) | Michigan | 26 | Chippewa | 33 | 1751 | 56 | Edison Sault | 0 | 1963 | 9999 | Hydro | [5 empty] | Non-Fossil | G | 2030 | Hydro |  | 0 | 0 | 0 | 0 | 0 | 0 | 0 | 0 | 0 | 0 | 0 | 0 | 0 | 0 | 0 | 0 | 0.49351 | 0.81376 | 0.71814 | 2.0254 | 0 | 0 | 0 | 0 | 0 | 0 | 0 | 0 | 0 | 0 | 0 | 0 | 0 | 0 | 0 | 0 | 0 | 0 | 0 | 0 | 0.0063233 | 0.00068598 | 0.0011311 | 0.00099821 | 0.0028153 | 0 | 0 | 0 | 0 | 0 | 0.4
1751_G_57 | MISO_Wisconsin- Upper Michigan (WUMS) | Michigan | 26 | Chippewa | 33 | 1751 | 57 | Edison Sault | 0 | 1963 | 9999 | Hydro | [5 empty] | Non-Fossil | G | 2030 | Hydro |  | 0 | 0 | 0 | 0 | 0 | 0 | 0 | 0 | 0 | 0 | 0 | 0 | 0 | 0 | 0 | 0 | 0.49351 | 0.81376 | 0.71814 | 2.0254 | 0 | 0 | 0 | 0 | 0 | 0 | 0 | 0 | 0 | 0 | 0 | 0 | 0 | 0 | 0 | 0 | 0 | 0 | 0 | 0 | 0.0063233 | 0.00068598 | 0.0011311 | 0.00099821 | 0.0028153 | 0 | 0 | 0 | 0 | 0 | 0.4
1751_G_58 | MISO_Wisconsin- Upper Michigan (WUMS) | Michigan | 26 | Chippewa | 33 | 1751 | 58 | Edison Sault | 0 | 1963 | 9999 | Hydro | [5 empty] | Non-Fossil | G | 2030 | Hydro |  | 0 | 0 | 0 | 0 | 0 | 0 | 0 | 0 | 0 | 0 | 0 | 0 | 0 | 0 | 0 | 0 | 0.49351 | 0.81376 | 0.71814 | 2.0254 | 0 | 0 | 0 | 0 | 0 | 0 | 0 | 0 | 0 | 0 | 0 | 0 | 0 | 0 | 0 | 0 | 0 | 0 | 0 | 0 | 0.0063233 | 0.00068598 | 0.0011311 | 0.00099821 | 0.0028153 | 0 | 0 | 0 | 0 | 0 | 0.4
1751_G_59 | MISO_Wisconsin- Upper Michigan (WUMS) | Michigan | 26 | Chippewa | 33 | 1751 | 59 | Edison Sault | 0 | 1963 | 9999 | Hydro | [5 empty] | Non-Fossil | G | 2030 | Hydro |  | 0 | 0 | 0 | 0 | 0 | 0 | 0 | 0 | 0 | 0 | 0 | 0 | 0 | 0 | 0 | 0 | 0.49351 | 0.81376 | 0.71814 | 2.0254 | 0 | 0 | 0 | 0 | 0 | 0 | 0 | 0 | 0 | 0 | 0 | 0 | 0 | 0 | 0 | 0 | 0 | 0 | 0 | 0 | 0.0063233 | 0.00068598 | 0.0011311 | 0.00099821 | 0.0028153 | 0 | 0 | 0 | 0 | 0 | 0.4
1751_G_6 | MISO_Wisconsin- Upper Michigan (WUMS) | Michigan | 26 | Chippewa | 33 | 1751 | 6 | Edison Sault | 0 | 1963 | 9999 | Hydro | [5 empty] | Non-Fossil | G | 2030 | Hydro |  | 0 | 0 | 0 | 0 | 0 | 0 | 0 | 0 | 0 | 0 | 0 | 0 | 0 | 0 | 0 | 0 | 0.49351 | 0.81376 | 0.71814 | 2.0254 | 0 | 0 | 0 | 0 | 0 | 0 | 0 | 0 | 0 | 0 | 0 | 0 | 0 | 0 | 0 | 0 | 0 | 0 | 0 | 0 | 0.0063233 | 0.00068598 | 0.0011311 | 0.00099821 | 0.0028153 | 0 | 0 | 0 | 0 | 0 | 0.4
1751_G_60 | MISO_Wisconsin- Upper Michigan (WUMS) | Michigan | 26 | Chippewa | 33 | 1751 | 60 | Edison Sault | 0 | 1963 | 9999 | Hydro | [5 empty] | Non-Fossil | G | 2030 | Hydro |  | 0 | 0 | 0 | 0 | 0 | 0 | 0 | 0 | 0 | 0 | 0 | 0 | 0 | 0 | 0 | 0 | 0.49351 | 0.81376 | 0.71814 | 2.0254 | 0 | 0 | 0 | 0 | 0 | 0 | 0 | 0 | 0 | 0 | 0 | 0 | 0 | 0 | 0 | 0 | 0 | 0 | 0 | 0 | 0.0063233 | 0.00068598 | 0.0011311 | 0.00099821 | 0.0028153 | 0 | 0 | 0 | 0 | 0 | 0.4
1751_G_61 | MISO_Wisconsin- Upper Michigan (WUMS) | Michigan | 26 | Chippewa | 33 | 1751 | 61 | Edison Sault | 0 | 1963 | 9999 | Hydro | [5 empty] | Non-Fossil | G | 2030 | Hydro |  | 0 | 0 | 0 | 0 | 0 | 0 | 0 | 0 | 0 | 0 | 0 | 0 | 0 | 0 | 0 | 0 | 0.49351 | 0.81376 | 0.71814 | 2.0254 | 0 | 0 | 0 | 0 | 0 | 0 | 0 | 0 | 0 | 0 | 0 | 0 | 0 | 0 | 0 | 0 | 0 | 0 | 0 | 0 | 0.0063233 | 0.00068598 | 0.0011311 | 0.00099821 | 0.0028153 | 0 | 0 | 0 | 0 | 0 | 0.4
1751_G_62 | MISO_Wisconsin- Upper Michigan (WUMS) | Michigan | 26 | Chippewa | 33 | 1751 | 62 | Edison Sault | 0 | 1916 | 9999 | Hydro | [5 empty] | Non-Fossil | G | 2030 | Hydro |  | 0 | 0 | 0 | 0 | 0 | 0 | 0 | 0 | 0 | 0 | 0 | 0 | 0 | 0 | 0 | 0 | 0.49351 | 0.81376 | 0.71814 | 2.0254 | 0 | 0 | 0 | 0 | 0 | 0 | 0 | 0 | 0 | 0 | 0 | 0 | 0 | 0 | 0 | 0 | 0 | 0 | 0 | 0 | 0.0063233 | 0.00068598 | 0.0011311 | 0.00099821 | 0.0028153 | 0 | 0 | 0 | 0 | 0 | 0.4
1751_G_63 | MISO_Wisconsin- Upper Michigan (WUMS) | Michigan | 26 | Chippewa | 33 | 1751 | 63 | Edison Sault | 0 | 1916 | 9999 | Hydro | [5 empty] | Non-Fossil | G | 2030 | Hydro |  | 0 | 0 | 0 | 0 | 0 | 0 | 0 | 0 | 0 | 0 | 0 | 0 | 0 | 0 | 0 | 0 | 0.49351 | 0.81376 | 0.71814 | 2.0254 | 0 | 0 | 0 | 0 | 0 | 0 | 0 | 0 | 0 | 0 | 0 | 0 | 0 | 0 | 0 | 0 | 0 | 0 | 0 | 0 | 0.0063233 | 0.00068598 | 0.0011311 | 0.00099821 | 0.0028153 | 0 | 0 | 0 | 0 | 0 | 0.4
1751_G_64 | MISO_Wisconsin- Upper Michigan (WUMS) | Michigan | 26 | Chippewa | 33 | 1751 | 64 | Edison Sault | 0 | 1916 | 9999 | Hydro | [5 empty] | Non-Fossil | G | 2030 | Hydro |  | 0 | 0 | 0 | 0 | 0 | 0 | 0 | 0 | 0 | 0 | 0 | 0 | 0 | 0 | 0 | 0 | 0.49351 | 0.81376 | 0.71814 | 2.0254 | 0 | 0 | 0 | 0 | 0 | 0 | 0 | 0 | 0 | 0 | 0 | 0 | 0 | 0 | 0 | 0 | 0 | 0 | 0 | 0 | 0.0063233 | 0.00068598 | 0.0011311 | 0.00099821 | 0.0028153 | 0 | 0 | 0 | 0 | 0 | 0.4
1751_G_65 | MISO_Wisconsin- Upper Michigan (WUMS) | Michigan | 26 | Chippewa | 33 | 1751 | 65 | Edison Sault | 0 | 1916 | 9999 | Hydro | [5 empty] | Non-Fossil | G | 2030 | Hydro |  | 0 | 0 | 0 | 0 | 0 | 0 | 0 | 0 | 0 | 0 | 0 | 0 | 0 | 0 | 0 | 0 | 0.49351 | 0.81376 | 0.71814 | 2.0254 | 0 | 0 | 0 | 0 | 0 | 0 | 0 | 0 | 0 | 0 | 0 | 0 | 0 | 0 | 0 | 0 | 0 | 0 | 0 | 0 | 0.0063233 | 0.00068598 | 0.0011311 | 0.00099821 | 0.0028153 | 0 | 0 | 0 | 0 | 0 | 0.4
1751_G_66 | MISO_Wisconsin- Upper Michigan (WUMS) | Michigan | 26 | Chippewa | 33 | 1751 | 66 | Edison Sault | 0 | 1916 | 9999 | Hydro | [5 empty] | Non-Fossil | G | 2030 | Hydro |  | 0 | 0 | 0 | 0 | 0 | 0 | 0 | 0 | 0 | 0 | 0 | 0 | 0 | 0 | 0 | 0 | 0.49351 | 0.81376 | 0.71814 | 2.0254 | 0 | 0 | 0 | 0 | 0 | 0 | 0 | 0 | 0 | 0 | 0 | 0 | 0 | 0 | 0 | 0 | 0 | 0 | 0 | 0 | 0.0063233 | 0.00068598 | 0.0011311 | 0.00099821 | 0.0028153 | 0 | 0 | 0 | 0 | 0 | 0.4
1751_G_67 | MISO_Wisconsin- Upper Michigan (WUMS) | Michigan | 26 | Chippewa | 33 | 1751 | 67 | Edison Sault | 0 | 1916 | 9999 | Hydro | [5 empty] | Non-Fossil | G | 2030 | Hydro |  | 0 | 0 | 0 | 0 | 0 | 0 | 0 | 0 | 0 | 0 | 0 | 0 | 0 | 0 | 0 | 0 | 0.49351 | 0.81376 | 0.71814 | 2.0254 | 0 | 0 | 0 | 0 | 0 | 0 | 0 | 0 | 0 | 0 | 0 | 0 | 0 | 0 | 0 | 0 | 0 | 0 | 0 | 0 | 0.0063233 | 0.00068598 | 0.0011311 | 0.00099821 | 0.0028153 | 0 | 0 | 0 | 0 | 0 | 0.4
1751_G_68 | MISO_Wisconsin- Upper Michigan (WUMS) | Michigan | 26 | Chippewa | 33 | 1751 | 68 | Edison Sault | 0 | 1916 | 9999 | Hydro | [5 empty] | Non-Fossil | G | 2030 | Hydro |  | 0 | 0 | 0 | 0 | 0 | 0 | 0 | 0 | 0 | 0 | 0 | 0 | 0 | 0 | 0 | 0 | 0.49351 | 0.81376 | 0.71814 | 2.0254 | 0 | 0 | 0 | 0 | 0 | 0 | 0 | 0 | 0 | 0 | 0 | 0 | 0 | 0 | 0 | 0 | 0 | 0 | 0 | 0 | 0.0063233 | 0.00068598 | 0.0011311 | 0.00099821 | 0.0028153 | 0 | 0 | 0 | 0 | 0 | 0.4
1751_G_69 | MISO_Wisconsin- Upper Michigan (WUMS) | Michigan | 26 | Chippewa | 33 | 1751 | 69 | Edison Sault | 0 | 1916 | 9999 | Hydro | [5 empty] | Non-Fossil | G | 2030 | Hydro |  | 0 | 0 | 0 | 0 | 0 | 0 | 0 | 0 | 0 | 0 | 0 | 0 | 0 | 0 | 0 | 0 | 0.49351 | 0.81376 | 0.71814 | 2.0254 | 0 | 0 | 0 | 0 | 0 | 0 | 0 | 0 | 0 | 0 | 0 | 0 | 0 | 0 | 0 | 0 | 0 | 0 | 0 | 0 | 0.0063233 | 0.00068598 | 0.0011311 | 0.00099821 | 0.0028153 | 0 | 0 | 0 | 0 | 0 | 0.4
1751_G_7 | MISO_Wisconsin- Upper Michigan (WUMS) | Michigan | 26 | Chippewa | 33 | 1751 | 7 | Edison Sault | 0 | 1963 | 9999 | Hydro | [5 empty] | Non-Fossil | G | 2030 | Hydro |  | 0 | 0 | 0 | 0 | 0 | 0 | 0 | 0 | 0 | 0 | 0 | 0 | 0 | 0 | 0 | 0 | 0.49351 | 0.81376 | 0.71814 | 2.0254 | 0 | 0 | 0 | 0 | 0 | 0 | 0 | 0 | 0 | 0 | 0 | 0 | 0 | 0 | 0 | 0 | 0 | 0 | 0 | 0 | 0.0063233 | 0.00068598 | 0.0011311 | 0.00099821 | 0.0028153 | 0 | 0 | 0 | 0 | 0 | 0.4
1751_G_70 | MISO_Wisconsin- Upper Michigan (WUMS) | Michigan | 26 | Chippewa | 33 | 1751 | 70 | Edison Sault | 0 | 1916 | 9999 | Hydro | [5 empty] | Non-Fossil | G | 2030 | Hydro |  | 0 | 0 | 0 | 0 | 0 | 0 | 0 | 0 | 0 | 0 | 0 | 0 | 0 | 0 | 0 | 0 | 0.49351 | 0.81376 | 0.71814 | 2.0254 | 0 | 0 | 0 | 0 | 0 | 0 | 0 | 0 | 0 | 0 | 0 | 0 | 0 | 0 | 0 | 0 | 0 | 0 | 0 | 0 | 0.0063233 | 0.00068598 | 0.0011311 | 0.00099821 | 0.0028153 | 0 | 0 | 0 | 0 | 0 | 0.4
1751_G_71 | MISO_Wisconsin- Upper Michigan (WUMS) | Michigan | 26 | Chippewa | 33 | 1751 | 71 | Edison Sault | 0 | 1916 | 9999 | Hydro | [5 empty] | Non-Fossil | G | 2030 | Hydro |  | 0 | 0 | 0 | 0 | 0 | 0 | 0 | 0 | 0 | 0 | 0 | 0 | 0 | 0 | 0 | 0 | 0.49351 | 0.81376 | 0.71814 | 2.0254 | 0 | 0 | 0 | 0 | 0 | 0 | 0 | 0 | 0 | 0 | 0 | 0 | 0 | 0 | 0 | 0 | 0 | 0 | 0 | 0 | 0.0063233 | 0.00068598 | 0.0011311 | 0.00099821 | 0.0028153 | 0 | 0 | 0 | 0 | 0 | 0.4
1751_G_72 | MISO_Wisconsin- Upper Michigan (WUMS) | Michigan | 26 | Chippewa | 33 | 1751 | 72 | Edison Sault | 0 | 1916 | 9999 | Hydro | [5 empty] | Non-Fossil | G | 2030 | Hydro |  | 0 | 0 | 0 | 0 | 0 | 0 | 0 | 0 | 0 | 0 | 0 | 0 | 0 | 0 | 0 | 0 | 0.49351 | 0.81376 | 0.71814 | 2.0254 | 0 | 0 | 0 | 0 | 0 | 0 | 0 | 0 | 0 | 0 | 0 | 0 | 0 | 0 | 0 | 0 | 0 | 0 | 0 | 0 | 0.0063233 | 0.00068598 | 0.0011311 | 0.00099821 | 0.0028153 | 0 | 0 | 0 | 0 | 0 | 0.4
1751_G_73 | MISO_Wisconsin- Upper Michigan (WUMS) | Michigan | 26 | Chippewa | 33 | 1751 | 73 | Edison Sault | 0 | 1916 | 9999 | Hydro | [5 empty] | Non-Fossil | G | 2030 | Hydro |  | 0 | 0 | 0 | 0 | 0 | 0 | 0 | 0 | 0 | 0 | 0 | 0 | 0 | 0 | 0 | 0 | 0.49351 | 0.81376 | 0.71814 | 2.0254 | 0 | 0 | 0 | 0 | 0 | 0 | 0 | 0 | 0 | 0 | 0 | 0 | 0 | 0 | 0 | 0 | 0 | 0 | 0 | 0 | 0.0063233 | 0.00068598 | 0.0011311 | 0.00099821 | 0.0028153 | 0 | 0 | 0 | 0 | 0 | 0.4
1751_G_74 | MISO_Wisconsin- Upper Michigan (WUMS) | Michigan | 26 | Chippewa | 33 | 1751 | 74 | Edison Sault | 0 | 1916 | 9999 | Hydro | [5 empty] | Non-Fossil | G | 2030 | Hydro |  | 0 | 0 | 0 | 0 | 0 | 0 | 0 | 0 | 0 | 0 | 0 | 0 | 0 | 0 | 0 | 0 | 0.49351 | 0.81376 | 0.71814 | 2.0254 | 0 | 0 | 0 | 0 | 0 | 0 | 0 | 0 | 0 | 0 | 0 | 0 | 0 | 0 | 0 | 0 | 0 | 0 | 0 | 0 | 0.0063233 | 0.00068598 | 0.0011311 | 0.00099821 | 0.0028153 | 0 | 0 | 0 | 0 | 0 | 0.4
1751_G_75 | MISO_Wisconsin- Upper Michigan (WUMS) | Michigan | 26 | Chippewa | 33 | 1751 | 75 | Edison Sault | 0 | 1916 | 9999 | Hydro | [5 empty] | Non-Fossil | G | 2030 | Hydro |  | 0 | 0 | 0 | 0 | 0 | 0 | 0 | 0 | 0 | 0 | 0 | 0 | 0 | 0 | 0 | 0 | 0.49351 | 0.81376 | 0.71814 | 2.0254 | 0 | 0 | 0 | 0 | 0 | 0 | 0 | 0 | 0 | 0 | 0 | 0 | 0 | 0 | 0 | 0 | 0 | 0 | 0 | 0 | 0.0063233 | 0.00068598 | 0.0011311 | 0.00099821 | 0.0028153 | 0 | 0 | 0 | 0 | 0 | 0.4
1751_G_76 | MISO_Wisconsin- Upper Michigan (WUMS) | Michigan | 26 | Chippewa | 33 | 1751 | 76 | Edison Sault | 0 | 1916 | 9999 | Hydro | [5 empty] | Non-Fossil | G | 2030 | Hydro |  | 0 | 0 | 0 | 0 | 0 | 0 | 0 | 0 | 0 | 0 | 0 | 0 | 0 | 0 | 0 | 0 | 0.49351 | 0.81376 | 0.71814 | 2.0254 | 0 | 0 | 0 | 0 | 0 | 0 | 0 | 0 | 0 | 0 | 0 | 0 | 0 | 0 | 0 | 0 | 0 | 0 | 0 | 0 | 0.0063233 | 0.00068598 | 0.0011311 | 0.00099821 | 0.0028153 | 0 | 0 | 0 | 0 | 0 | 0.4
1751_G_77 | MISO_Wisconsin- Upper Michigan (WUMS) | Michigan | 26 | Chippewa | 33 | 1751 | 77 | Edison Sault | 0 | 1916 | 9999 | Hydro | [5 empty] | Non-Fossil | G | 2030 | Hydro |  | 0 | 0 | 0 | 0 | 0 | 0 | 0 | 0 | 0 | 0 | 0 | 0 | 0 | 0 | 0 | 0 | 0.49351 | 0.81376 | 0.71814 | 2.0254 | 0 | 0 | 0 | 0 | 0 | 0 | 0 | 0 | 0 | 0 | 0 | 0 | 0 | 0 | 0 | 0 | 0 | 0 | 0 | 0 | 0.0063233 | 0.00068598 | 0.0011311 | 0.00099821 | 0.0028153 | 0 | 0 | 0 | 0 | 0 | 0.4
1751_G_78 | MISO_Wisconsin- Upper Michigan (WUMS) | Michigan | 26 | Chippewa | 33 | 1751 | 78 | Edison Sault | 0 | 1916 | 9999 | Hydro | [5 empty] | Non-Fossil | G | 2030 | Hydro |  | 0 | 0 | 0 | 0 | 0 | 0 | 0 | 0 | 0 | 0 | 0 | 0 | 0 | 0 | 0 | 0 | 0.49351 | 0.81376 | 0.71814 | 2.0254 | 0 | 0 | 0 | 0 | 0 | 0 | 0 | 0 | 0 | 0 | 0 | 0 | 0 | 0 | 0 | 0 | 0 | 0 | 0 | 0 | 0.0063233 | 0.00068598 | 0.0011311 | 0.00099821 | 0.0028153 | 0 | 0 | 0 | 0 | 0 | 0.4
1751_G_79 | MISO_Wisconsin- Upper Michigan (WUMS) | Michigan | 26 | Chippewa | 33 | 1751 | 79 | Edison Sault | 0 | 1916 | 9999 | Hydro | [5 empty] | Non-Fossil | G | 2030 | Hydro |  | 0 | 0 | 0 | 0 | 0 | 0 | 0 | 0 | 0 | 0 | 0 | 0 | 0 | 0 | 0 | 0 | 0.49351 | 0.81376 | 0.71814 | 2.0254 | 0 | 0 | 0 | 0 | 0 | 0 | 0 | 0 | 0 | 0 | 0 | 0 | 0 | 0 | 0 | 0 | 0 | 0 | 0 | 0 | 0.0063233 | 0.00068598 | 0.0011311 | 0.00099821 | 0.0028153 | 0 | 0 | 0 | 0 | 0 | 0.4
1751_G_8 | MISO_Wisconsin- Upper Michigan (WUMS) | Michigan | 26 | Chippewa | 33 | 1751 | 8 | Edison Sault | 0 | 1963 | 9999 | Hydro | [5 empty] | Non-Fossil | G | 2030 | Hydro |  | 0 | 0 | 0 | 0 | 0 | 0 | 0 | 0 | 0 | 0 | 0 | 0 | 0 | 0 | 0 | 0 | 0.49351 | 0.81376 | 0.71814 | 2.0254 | 0 | 0 | 0 | 0 | 0 | 0 | 0 | 0 | 0 | 0 | 0 | 0 | 0 | 0 | 0 | 0 | 0 | 0 | 0 | 0 | 0.0063233 | 0.00068598 | 0.0011311 | 0.00099821 | 0.0028153 | 0 | 0 | 0 | 0 | 0 | 0.4
1751_G_80 | MISO_Wisconsin- Upper Michigan (WUMS) | Michigan | 26 | Chippewa | 33 | 1751 | 80 | Edison Sault | 0 | 1916 | 9999 | Hydro | [5 empty] | Non-Fossil | G | 2030 | Hydro |  | 0 | 0 | 0 | 0 | 0 | 0 | 0 | 0 | 0 | 0 | 0 | 0 | 0 | 0 | 0 | 0 | 0.49351 | 0.81376 | 0.71814 | 2.0254 | 0 | 0 | 0 | 0 | 0 | 0 | 0 | 0 | 0 | 0 | 0 | 0 | 0 | 0 | 0 | 0 | 0 | 0 | 0 | 0 | 0.0063233 | 0.00068598 | 0.0011311 | 0.00099821 | 0.0028153 | 0 | 0 | 0 | 0 | 0 | 0.4
1751_G_9 | MISO_Wisconsin- Upper Michigan (WUMS) | Michigan | 26 | Chippewa | 33 | 1751 | 9 | Edison Sault | 0 | 1963 | 9999 | Hydro | [5 empty] | Non-Fossil | G | 2030 | Hydro |  | 0 | 0 | 0 | 0 | 0 | 0 | 0 | 0 | 0 | 0 | 0 | 0 | 0 | 0 | 0 | 0 | 0.49351 | 0.81376 | 0.71814 | 2.0254 | 0 | 0 | 0 | 0 | 0 | 0 | 0 | 0 | 0 | 0 | 0 | 0 | 0 | 0 | 0 | 0 | 0 | 0 | 0 | 0 | 0.0063233 | 0.00068598 | 0.0011311 | 0.00099821 | 0.0028153 | 0 | 0 | 0 | 0 | 0 | 0.4
1753_G_10 | PJM West | Michigan | 26 | Berrien | 21 | 1753 | 10 | Berrien Springs | 0 | 1996 | 9999 | Hydro | [5 empty] | Non-Fossil | G | 2030 | Hydro |  | 0 | 0 | 0 | 0 | 0 | 0 | 0 | 0 | 0 | 0 | 0 | 0 | 0 | 0 | 0 | 0 | 0.62383 | 0.84564 | 0.98012 | 2.4496 | 0 | 0 | 0 | 0 | 0 | 0 | 0 | 0 | 0 | 0 | 0 | 0 | 0 | 0 | 0 | 0 | 0 | 0 | 0 | 0 | 0.0063233 | 0.00086712 | 0.0011754 | 0.0013624 | 0.0034049 | 0 | 0 | 0 | 0 | 0 | 0.4
1753_G_11 | PJM West | Michigan | 26 | Berrien | 21 | 1753 | 11 | Berrien Springs | 0 | 1996 | 9999 | Hydro | [5 empty] | Non-Fossil | G | 2030 | Hydro |  | 0 | 0 | 0 | 0 | 0 | 0 | 0 | 0 | 0 | 0 | 0 | 0 | 0 | 0 | 0 | 0 | 0.62383 | 0.84564 | 0.98012 | 2.4496 | 0 | 0 | 0 | 0 | 0 | 0 | 0 | 0 | 0 | 0 | 0 | 0 | 0 | 0 | 0 | 0 | 0 | 0 | 0 | 0 | 0.0063233 | 0.00086712 | 0.0011754 | 0.0013624 | 0.0034049 | 0 | 0 | 0 | 0 | 0 | 0.4
1753_G_12 | PJM West | Michigan | 26 | Berrien | 21 | 1753 | 12 | Berrien Springs | 0 | 1996 | 9999 | Hydro | [5 empty] | Non-Fossil | G | 2030 | Hydro |  | 0 | 0 | 0 | 0 | 0 | 0 | 0 | 0 | 0 | 0 | 0 | 0 | 0 | 0 | 0 | 0 | 0.62383 | 0.84564 | 0.98012 | 2.4496 | 0 | 0 | 0 | 0 | 0 | 0 | 0 | 0 | 0 | 0 | 0 | 0 | 0 | 0 | 0 | 0 | 0 | 0 | 0 | 0 | 0.0063233 | 0.00086712 | 0.0011754 | 0.0013624 | 0.0034049 | 0 | 0 | 0 | 0 | 0 | 0.4
1753_G_1A | PJM West | Michigan | 26 | Berrien | 21 | 1753 | 1A | Berrien Springs | 0 | 1996 | 9999 | Hydro | [5 empty] | Non-Fossil | G | 2030 | Hydro |  | 0 | 0 | 0 | 0 | 0 | 0 | 0 | 0 | 0 | 0 | 0 | 0 | 0 | 0 | 0 | 0 | 0.62383 | 0.84564 | 0.98012 | 2.4496 | 0 | 0 | 0 | 0 | 0 | 0 | 0 | 0 | 0 | 0 | 0 | 0 | 0 | 0 | 0 | 0 | 0 | 0 | 0 | 0 | 0.0063233 | 0.00086712 | 0.0011754 | 0.0013624 | 0.0034049 | 0 | 0 | 0 | 0 | 0 | 0.4
1753_G_2A | PJM West | Michigan | 26 | Berrien | 21 | 1753 | 2A | Berrien Springs | 0 | 1996 | 9999 | Hydro | [5 empty] | Non-Fossil | G | 2030 | Hydro |  | 0 | 0 | 0 | 0 | 0 | 0 | 0 | 0 | 0 | 0 | 0 | 0 | 0 | 0 | 0 | 0 | 0.62383 | 0.84564 | 0.98012 | 2.4496 | 0 | 0 | 0 | 0 | 0 | 0 | 0 | 0 | 0 | 0 | 0 | 0 | 0 | 0 | 0 | 0 | 0 | 0 | 0 | 0 | 0.0063233 | 0.00086712 | 0.0011754 | 0.0013624 | 0.0034049 | 0 | 0 | 0 | 0 | 0 | 0.4
1753_G_3A | PJM West | Michigan | 26 | Berrien | 21 | 1753 | 3A | Berrien Springs | 0 | 1996 | 9999 | Hydro | [5 empty] | Non-Fossil | G | 2030 | Hydro |  | 0 | 0 | 0 | 0 | 0 | 0 | 0 | 0 | 0 | 0 | 0 | 0 | 0 | 0 | 0 | 0 | 0.62383 | 0.84564 | 0.98012 | 2.4496 | 0 | 0 | 0 | 0 | 0 | 0 | 0 | 0 | 0 | 0 | 0 | 0 | 0 | 0 | 0 | 0 | 0 | 0 | 0 | 0 | 0.0063233 | 0.00086712 | 0.0011754 | 0.0013624 | 0.0034049 | 0 | 0 | 0 | 0 | 0 | 0.4
1753_G_4A | PJM West | Michigan | 26 | Berrien | 21 | 1753 | 4A | Berrien Springs | 0 | 1996 | 9999 | Hydro | [5 empty] | Non-Fossil | G | 2030 | Hydro |  | 0 | 0 | 0 | 0 | 0 | 0 | 0 | 0 | 0 | 0 | 0 | 0 | 0 | 0 | 0 | 0 | 0.62383 | 0.84564 | 0.98012 | 2.4496 | 0 | 0 | 0 | 0 | 0 | 0 | 0 | 0 | 0 | 0 | 0 | 0 | 0 | 0 | 0 | 0 | 0 | 0 | 0 | 0 | 0.0063233 | 0.00086712 | 0.0011754 | 0.0013624 | 0.0034049 | 0 | 0 | 0 | 0 | 0 | 0.4
1753_G_5 | PJM West | Michigan | 26 | Berrien | 21 | 1753 | 5 | Berrien Springs | 0 | 1996 | 9999 | Hydro | [5 empty] | Non-Fossil | G | 2030 | Hydro |  | 0 | 0 | 0 | 0 | 0 | 0 | 0 | 0 | 0 | 0 | 0 | 0 | 0 | 0 | 0 | 0 | 0.62383 | 0.84564 | 0.98012 | 2.4496 | 0 | 0 | 0 | 0 | 0 | 0 | 0 | 0 | 0 | 0 | 0 | 0 | 0 | 0 | 0 | 0 | 0 | 0 | 0 | 0 | 0.0063233 | 0.00086712 | 0.0011754 | 0.0013624 | 0.0034049 | 0 | 0 | 0 | 0 | 0 | 0.4
1753_G_6 | PJM West | Michigan | 26 | Berrien | 21 | 1753 | 6 | Berrien Springs | 0 | 1996 | 9999 | Hydro | [5 empty] | Non-Fossil | G | 2030 | Hydro |  | 0 | 0 | 0 | 0 | 0 | 0 | 0 | 0 | 0 | 0 | 0 | 0 | 0 | 0 | 0 | 0 | 0.62383 | 0.84564 | 0.98012 | 2.4496 | 0 | 0 | 0 | 0 | 0 | 0 | 0 | 0 | 0 | 0 | 0 | 0 | 0 | 0 | 0 | 0 | 0 | 0 | 0 | 0 | 0.0063233 | 0.00086712 | 0.0011754 | 0.0013624 | 0.0034049 | 0 | 0 | 0 | 0 | 0 | 0.4
1753_G_7 | PJM West | Michigan | 26 | Berrien | 21 | 1753 | 7 | Berrien Springs | 0 | 1996 | 9999 | Hydro | [5 empty] | Non-Fossil | G | 2030 | Hydro |  | 0 | 0 | 0 | 0 | 0 | 0 | 0 | 0 | 0 | 0 | 0 | 0 | 0 | 0 | 0 | 0 | 0.62383 | 0.84564 | 0.98012 | 2.4496 | 0 | 0 | 0 | 0 | 0 | 0 | 0 | 0 | 0 | 0 | 0 | 0 | 0 | 0 | 0 | 0 | 0 | 0 | 0 | 0 | 0.0063233 | 0.00086712 | 0.0011754 | 0.0013624 | 0.0034049 | 0 | 0 | 0 | 0 | 0 | 0.4
1753_G_8 | PJM West | Michigan | 26 | Berrien | 21 | 1753 | 8 | Berrien Springs | 0 | 1996 | 9999 | Hydro | [5 empty] | Non-Fossil | G | 2030 | Hydro |  | 0 | 0 | 0 | 0 | 0 | 0 | 0 | 0 | 0 | 0 | 0 | 0 | 0 | 0 | 0 | 0 | 0.62383 | 0.84564 | 0.98012 | 2.4496 | 0 | 0 | 0 | 0 | 0 | 0 | 0 | 0 | 0 | 0 | 0 | 0 | 0 | 0 | 0 | 0 | 0 | 0 | 0 | 0 | 0.0063233 | 0.00086712 | 0.0011754 | 0.0013624 | 0.0034049 | 0 | 0 | 0 | 0 | 0 | 0.4
1753_G_9 | PJM West | Michigan | 26 | Berrien | 21 | 1753 | 9 | Berrien Springs | 0 | 1996 | 9999 | Hydro | [5 empty] | Non-Fossil | G | 2030 | Hydro |  | 0 | 0 | 0 | 0 | 0 | 0 | 0 | 0 | 0 | 0 | 0 | 0 | 0 | 0 | 0 | 0 | 0.62383 | 0.84564 | 0.98012 | 2.4496 | 0 | 0 | 0 | 0 | 0 | 0 | 0 | 0 | 0 | 0 | 0 | 0 | 0 | 0 | 0 | 0 | 0 | 0 | 0 | 0 | 0.0063233 | 0.00086712 | 0.0011754 | 0.0013624 | 0.0034049 | 0 | 0 | 0 | 0 | 0 | 0.4
1754_G_1 | PJM West | Michigan | 26 | Berrien | 21 | 1754 | 1 | Buchanan (MI) | 0 | 1919 | 9999 | Hydro | [5 empty] | Non-Fossil | G | 2030 | Hydro |  | 0 | 0 | 0 | 0 | 0 | 0 | 0 | 0 | 0 | 0 | 0 | 0 | 0 | 0 | 0 | 0 | 0.31192 | 0.40389 | 0.48988 | 1.2057 | 0 | 0 | 0 | 0 | 0 | 0 | 0 | 0 | 0 | 0 | 0 | 0 | 0 | 0 | 0 | 0 | 0 | 0 | 0 | 0 | 0.0031616 | 0.00043357 | 0.00056141 | 0.00068094 | 0.0016759 | 0 | 0 | 0 | 0 | 0 | 0.2
1754_G_10 | PJM West | Michigan | 26 | Berrien | 21 | 1754 | 10 | Buchanan (MI) | 0 | 1927 | 9999 | Hydro | [5 empty] | Non-Fossil | G | 2030 | Hydro |  | 0 | 0 | 0 | 0 | 0 | 0 | 0 | 0 | 0 | 0 | 0 | 0 | 0 | 0 | 0 | 0 | 0.31192 | 0.40389 | 0.48988 | 1.2057 | 0 | 0 | 0 | 0 | 0 | 0 | 0 | 0 | 0 | 0 | 0 | 0 | 0 | 0 | 0 | 0 | 0 | 0 | 0 | 0 | 0.0031616 | 0.00043357 | 0.00056141 | 0.00068094 | 0.0016759 | 0 | 0 | 0 | 0 | 0 | 0.2
1754_G_2 | PJM West | Michigan | 26 | Berrien | 21 | 1754 | 2 | Buchanan (MI) | 0 | 1919 | 9999 | Hydro | [5 empty] | Non-Fossil | G | 2030 | Hydro |  | 0 | 0 | 0 | 0 | 0 | 0 | 0 | 0 | 0 | 0 | 0 | 0 | 0 | 0 | 0 | 0 | 0.31192 | 0.40389 | 0.48988 | 1.2057 | 0 | 0 | 0 | 0 | 0 | 0 | 0 | 0 | 0 | 0 | 0 | 0 | 0 | 0 | 0 | 0 | 0 | 0 | 0 | 0 | 0.0031616 | 0.00043357 | 0.00056141 | 0.00068094 | 0.0016759 | 0 | 0 | 0 | 0 | 0 | 0.2
1754_G_3 | PJM West | Michigan | 26 | Berrien | 21 | 1754 | 3 | Buchanan (MI) | 0 | 1919 | 9999 | Hydro | [5 empty] | Non-Fossil | G | 2030 | Hydro |  | 0 | 0 | 0 | 0 | 0 | 0 | 0 | 0 | 0 | 0 | 0 | 0 | 0 | 0 | 0 | 0 | 0.31192 | 0.40389 | 0.48988 | 1.2057 | 0 | 0 | 0 | 0 | 0 | 0 | 0 | 0 | 0 | 0 | 0 | 0 | 0 | 0 | 0 | 0 | 0 | 0 | 0 | 0 | 0.0031616 | 0.00043357 | 0.00056141 | 0.00068094 | 0.0016759 | 0 | 0 | 0 | 0 | 0 | 0.2
1754_G_4 | PJM West | Michigan | 26 | Berrien | 21 | 1754 | 4 | Buchanan (MI) | 0 | 1919 | 9999 | Hydro | [5 empty] | Non-Fossil | G | 2030 | Hydro |  | 0 | 0 | 0 | 0 | 0 | 0 | 0 | 0 | 0 | 0 | 0 | 0 | 0 | 0 | 0 | 0 | 0.31192 | 0.40389 | 0.48988 | 1.2057 | 0 | 0 | 0 | 0 | 0 | 0 | 0 | 0 | 0 | 0 | 0 | 0 | 0 | 0 | 0 | 0 | 0 | 0 | 0 | 0 | 0.0031616 | 0.00043357 | 0.00056141 | 0.00068094 | 0.0016759 | 0 | 0 | 0 | 0 | 0 | 0.2
1754_G_5 | PJM West | Michigan | 26 | Berrien | 21 | 1754 | 5 | Buchanan (MI) | 0 | 1919 | 9999 | Hydro | [5 empty] | Non-Fossil | G | 2030 | Hydro |  | 0 | 0 | 0 | 0 | 0 | 0 | 0 | 0 | 0 | 0 | 0 | 0 | 0 | 0 | 0 | 0 | 0.31192 | 0.40389 | 0.48988 | 1.2057 | 0 | 0 | 0 | 0 | 0 | 0 | 0 | 0 | 0 | 0 | 0 | 0 | 0 | 0 | 0 | 0 | 0 | 0 | 0 | 0 | 0.0031616 | 0.00043357 | 0.00056141 | 0.00068094 | 0.0016759 | 0 | 0 | 0 | 0 | 0 | 0.2
1754_G_6 | PJM West | Michigan | 26 | Berrien | 21 | 1754 | 6 | Buchanan (MI) | 0 | 1919 | 9999 | Hydro | [5 empty] | Non-Fossil | G | 2030 | Hydro |  | 0 | 0 | 0 | 0 | 0 | 0 | 0 | 0 | 0 | 0 | 0 | 0 | 0 | 0 | 0 | 0 | 0.31192 | 0.40389 | 0.48988 | 1.2057 | 0 | 0 | 0 | 0 | 0 | 0 | 0 | 0 | 0 | 0 | 0 | 0 | 0 | 0 | 0 | 0 | 0 | 0 | 0 | 0 | 0.0031616 | 0.00043357 | 0.00056141 | 0.00068094 | 0.0016759 | 0 | 0 | 0 | 0 | 0 | 0.2
1754_G_7 | PJM West | Michigan | 26 | Berrien | 21 | 1754 | 7 | Buchanan (MI) | 0 | 1927 | 9999 | Hydro | [5 empty] | Non-Fossil | G | 2030 | Hydro |  | 0 | 0 | 0 | 0 | 0 | 0 | 0 | 0 | 0 | 0 | 0 | 0 | 0 | 0 | 0 | 0 | 0.31192 | 0.40389 | 0.48988 | 1.2057 | 0 | 0 | 0 | 0 | 0 | 0 | 0 | 0 | 0 | 0 | 0 | 0 | 0 | 0 | 0 | 0 | 0 | 0 | 0 | 0 | 0.0031616 | 0.00043357 | 0.00056141 | 0.00068094 | 0.0016759 | 0 | 0 | 0 | 0 | 0 | 0.2
1754_G_8 | PJM West | Michigan | 26 | Berrien | 21 | 1754 | 8 | Buchanan (MI) | 0 | 1927 | 9999 | Hydro | [5 empty] | Non-Fossil | G | 2030 | Hydro |  | 0 | 0 | 0 | 0 | 0 | 0 | 0 | 0 | 0 | 0 | 0 | 0 | 0 | 0 | 0 | 0 | 0.31192 | 0.40389 | 0.48988 | 1.2057 | 0 | 0 | 0 | 0 | 0 | 0 | 0 | 0 | 0 | 0 | 0 | 0 | 0 | 0 | 0 | 0 | 0 | 0 | 0 | 0 | 0.0031616 | 0.00043357 | 0.00056141 | 0.00068094 | 0.0016759 | 0 | 0 | 0 | 0 | 0 | 0.2
1754_G_9 | PJM West | Michigan | 26 | Berrien | 21 | 1754 | 9 | Buchanan (MI) | 0 | 1927 | 9999 | Hydro | [5 empty] | Non-Fossil | G | 2030 | Hydro |  | 0 | 0 | 0 | 0 | 0 | 0 | 0 | 0 | 0 | 0 | 0 | 0 | 0 | 0 | 0 | 0 | 0.31192 | 0.40389 | 0.48988 | 1.2057 | 0 | 0 | 0 | 0 | 0 | 0 | 0 | 0 | 0 | 0 | 0 | 0 | 0 | 0 | 0 | 0 | 0 | 0 | 0 | 0 | 0.0031616 | 0.00043357 | 0.00056141 | 0.00068094 | 0.0016759 | 0 | 0 | 0 | 0 | 0 | 0.2
1756_G_1 | MISO_Minnesota and Western Wisconsin | Wisconsin | 55 | Iron | 51 | 1756 | 1 | Saxon Falls | 0 | 1913 | 9999 | Hydro | [5 empty] | Non-Fossil | G | 2030 | Hydro |  | 0 | 0 | 0 | 0 | 0 | 0 | 0 | 0 | 0 | 0 | 0 | 0 | 0 | 0 | 0 | 0 | 1.2733e-06 | 1.9183e-06 | 2.6159e-06 | 5.8075e-06 | 0 | 0 | 0 | 0 | 0 | 0 | 0 | 0 | 0 | 0 | 0 | 0 | 0 | 0 | 0 | 0 | 0 | 0 | 0 | 0 | 1.5808e-08 | 1.7699e-09 | 2.6664e-09 | 3.6361e-09 | 8.0724e-09 | 0 | 0 | 0 | 0 | 0 | 1e-06
1756_G_2 | MISO_Minnesota and Western Wisconsin | Wisconsin | 55 | Iron | 51 | 1756 | 2 | Saxon Falls | 0 | 1913 | 9999 | Hydro | [5 empty] | Non-Fossil | G | 2030 | Hydro |  | 0 | 0 | 0 | 0 | 0 | 0 | 0 | 0 | 0 | 0 | 0 | 0 | 0 | 0 | 0 | 0 | 1.2733e-06 | 1.9183e-06 | 2.6159e-06 | 5.8075e-06 | 0 | 0 | 0 | 0 | 0 | 0 | 0 | 0 | 0 | 0 | 0 | 0 | 0 | 0 | 0 | 0 | 0 | 0 | 0 | 0 | 1.5808e-08 | 1.7699e-09 | 2.6664e-09 | 3.6361e-09 | 8.0724e-09 | 0 | 0 | 0 | 0 | 0 | 1e-06
1760_G_1 | PJM West | Michigan | 26 | St Joseph | 149 | 1760 | 1 | Constantine | 0 | 1923 | 9999 | Hydro | [5 empty] | Non-Fossil | G | 2030 | Hydro |  | 0 | 0 | 0 | 0 | 0 | 0 | 0 | 0 | 0 | 0 | 0 | 0 | 0 | 0 | 0 | 0 | 0.15596 | 0.20195 | 0.24494 | 0.60285 | 0 | 0 | 0 | 0 | 0 | 0 | 0 | 0 | 0 | 0 | 0 | 0 | 0 | 0 | 0 | 0 | 0 | 0 | 0 | 0 | 0.0015808 | 0.00021678 | 0.00028071 | 0.00034047 | 0.00083796 | 0 | 0 | 0 | 0 | 0 | 0.1
1760_G_2 | PJM West | Michigan | 26 | St Joseph | 149 | 1760 | 2 | Constantine | 0 | 1923 | 9999 | Hydro | [5 empty] | Non-Fossil | G | 2030 | Hydro |  | 0 | 0 | 0 | 0 | 0 | 0 | 0 | 0 | 0 | 0 | 0 | 0 | 0 | 0 | 0 | 0 | 0.15596 | 0.20195 | 0.24494 | 0.60285 | 0 | 0 | 0 | 0 | 0 | 0 | 0 | 0 | 0 | 0 | 0 | 0 | 0 | 0 | 0 | 0 | 0 | 0 | 0 | 0 | 0.0015808 | 0.00021678 | 0.00028071 | 0.00034047 | 0.00083796 | 0 | 0 | 0 | 0 | 0 | 0.1
1760_G_3 | PJM West | Michigan | 26 | St Joseph | 149 | 1760 | 3 | Constantine | 0 | 1929 | 9999 | Hydro | [5 empty] | Non-Fossil | G | 2030 | Hydro |  | 0 | 0 | 0 | 0 | 0 | 0 | 0 | 0 | 0 | 0 | 0 | 0 | 0 | 0 | 0 | 0 | 0.15596 | 0.20195 | 0.24494 | 0.60285 | 0 | 0 | 0 | 0 | 0 | 0 | 0 | 0 | 0 | 0 | 0 | 0 | 0 | 0 | 0 | 0 | 0 | 0 | 0 | 0 | 0.0015808 | 0.00021678 | 0.00028071 | 0.00034047 | 0.00083796 | 0 | 0 | 0 | 0 | 0 | 0.1
1760_G_4 | PJM West | Michigan | 26 | St Joseph | 149 | 1760 | 4 | Constantine | 0 | 1923 | 9999 | Hydro | [5 empty] | Non-Fossil | G | 2030 | Hydro |  | 0 | 0 | 0 | 0 | 0 | 0 | 0 | 0 | 0 | 0 | 0 | 0 | 0 | 0 | 0 | 0 | 0.15596 | 0.20195 | 0.24494 | 0.60285 | 0 | 0 | 0 | 0 | 0 | 0 | 0 | 0 | 0 | 0 | 0 | 0 | 0 | 0 | 0 | 0 | 0 | 0 | 0 | 0 | 0.0015808 | 0.00021678 | 0.00028071 | 0.00034047 | 0.00083796 | 0 | 0 | 0 | 0 | 0 | 0.1
1761_G_1 | PJM West | Michigan | 26 | St Joseph | 149 | 1761 | 1 | Mottville | 0 | 1923 | 9999 | Hydro | [5 empty] | Non-Fossil | G | 2030 | Hydro |  | 0 | 0 | 0 | 0 | 0 | 0 | 0 | 0 | 0 | 0 | 0 | 0 | 0 | 0 | 0 | 0 | 0.15596 | 0.20195 | 0.24494 | 0.60285 | 0 | 0 | 0 | 0 | 0 | 0 | 0 | 0 | 0 | 0 | 0 | 0 | 0 | 0 | 0 | 0 | 0 | 0 | 0 | 0 | 0.0015808 | 0.00021678 | 0.00028071 | 0.00034047 | 0.00083796 | 0 | 0 | 0 | 0 | 0 | 0.1
1761_G_2 | PJM West | Michigan | 26 | St Joseph | 149 | 1761 | 2 | Mottville | 0 | 1923 | 9999 | Hydro | [5 empty] | Non-Fossil | G | 2030 | Hydro |  | 0 | 0 | 0 | 0 | 0 | 0 | 0 | 0 | 0 | 0 | 0 | 0 | 0 | 0 | 0 | 0 | 0.15596 | 0.20195 | 0.24494 | 0.60285 | 0 | 0 | 0 | 0 | 0 | 0 | 0 | 0 | 0 | 0 | 0 | 0 | 0 | 0 | 0 | 0 | 0 | 0 | 0 | 0 | 0.0015808 | 0.00021678 | 0.00028071 | 0.00034047 | 0.00083796 | 0 | 0 | 0 | 0 | 0 | 0.1
1761_G_3 | PJM West | Michigan | 26 | St Joseph | 149 | 1761 | 3 | Mottville | 0 | 1923 | 9999 | Hydro | [5 empty] | Non-Fossil | G | 2030 | Hydro |  | 0 | 0 | 0 | 0 | 0 | 0 | 0 | 0 | 0 | 0 | 0 | 0 | 0 | 0 | 0 | 0 | 0.15596 | 0.20195 | 0.24494 | 0.60285 | 0 | 0 | 0 | 0 | 0 | 0 | 0 | 0 | 0 | 0 | 0 | 0 | 0 | 0 | 0 | 0 | 0 | 0 | 0 | 0 | 0.0015808 | 0.00021678 | 0.00028071 | 0.00034047 | 0.00083796 | 0 | 0 | 0 | 0 | 0 | 0.1
1761_G_4 | PJM West | Michigan | 26 | St Joseph | 149 | 1761 | 4 | Mottville | 0 | 1923 | 9999 | Hydro | [5 empty] | Non-Fossil | G | 2030 | Hydro |  | 0 | 0 | 0 | 0 | 0 | 0 | 0 | 0 | 0 | 0 | 0 | 0 | 0 | 0 | 0 | 0 | 0.15596 | 0.20195 | 0.24494 | 0.60285 | 0 | 0 | 0 | 0 | 0 | 0 | 0 | 0 | 0 | 0 | 0 | 0 | 0 | 0 | 0 | 0 | 0 | 0 | 0 | 0 | 0.0015808 | 0.00021678 | 0.00028071 | 0.00034047 | 0.00083796 | 0 | 0 | 0 | 0 | 0 | 0.1
1772_B_1 | MISO_Wisconsin- Upper Michigan (WUMS) | Michigan | 26 | Baraga | 13 | 1772 | 1 | John H Warden | 17180 | 2009 | 9999 | Biomass |  |  | ESPC |  |  | Non-Fossil | B | 2030 |  | Biomass Retirement | 0 | 0 | 0 | 0 | 0 | 0 | 0 | 0 | 0 | 0 | 0 | 0 | 0 | 0 | 0 | 0 | 0 | 0 | 0 | 0 | 0 | 0 | 0 | 0 | 0 | 0 | 0 | 0 | 0 | 0 | 0 | 0 | 0 | 0 | 0 | 0 | 0 | 0 | 0 | 0 | 0 | 0 | 0 | 0 | 0 | 0 | 0 | 0 | 0 | 0 | 17.7
1773_G_1 | MISO_Wisconsin- Upper Michigan (WUMS) | Michigan | 26 | Baraga | 13 | 1773 | 1 | Prickett | 0 | 1931 | 9999 | Hydro | [5 empty] | Non-Fossil | G | 2030 | Hydro |  | 0 | 0 | 0 | 0 | 0 | 0 | 0 | 0 | 0 | 0 | 0 | 0 | 0 | 0 | 0 | 0 | 0.49351 | 0.81376 | 0.71814 | 2.0254 | 0 | 0 | 0 | 0 | 0 | 0 | 0 | 0 | 0 | 0 | 0 | 0 | 0 | 0 | 0 | 0 | 0 | 0 | 0 | 0 | 0.0063233 | 0.00068598 | 0.0011311 | 0.00099821 | 0.0028153 | 0 | 0 | 0 | 0 | 0 | 0.4
1773_G_2 | MISO_Wisconsin- Upper Michigan (WUMS) | Michigan | 26 | Baraga | 13 | 1773 | 2 | Prickett | 0 | 1931 | 9999 | Hydro | [5 empty] | Non-Fossil | G | 2030 | Hydro |  | 0 | 0 | 0 | 0 | 0 | 0 | 0 | 0 | 0 | 0 | 0 | 0 | 0 | 0 | 0 | 0 | 0.49351 | 0.81376 | 0.71814 | 2.0254 | 0 | 0 | 0 | 0 | 0 | 0 | 0 | 0 | 0 | 0 | 0 | 0 | 0 | 0 | 0 | 0 | 0 | 0 | 0 | 0 | 0.0063233 | 0.00068598 | 0.0011311 | 0.00099821 | 0.0028153 | 0 | 0 | 0 | 0 | 0 | 0.4
1774_G_1 | MISO_Wisconsin- Upper Michigan (WUMS) | Michigan | 26 | Ontonagon | 131 | 1774 | 1 | Victoria Dam | 0 | 1931 | 9999 | Hydro | [5 empty] | Non-Fossil | G | 2030 | Hydro |  | 0 | 0 | 0 | 0 | 0 | 0 | 0 | 0 | 0 | 0 | 0 | 0 | 0 | 0 | 0 | 0 | 7.0252 | 12.4338 | 10.2777 | 29.7367 | 0 | 0 | 0 | 0 | 0 | 0 | 0 | 0 | 0 | 0 | 0 | 0 | 0 | 0 | 0 | 0 | 0 | 0 | 0 | 0 | 0.093269 | 0.009765 | 0.017283 | 0.014286 | 0.041334 | 0 | 0 | 0 | 0 | 0 | 5.9
1774_G_2 | MISO_Wisconsin- Upper Michigan (WUMS) | Michigan | 26 | Ontonagon | 131 | 1774 | 2 | Victoria Dam | 0 | 1931 | 9999 | Hydro | [5 empty] | Non-Fossil | G | 2030 | Hydro |  | 0 | 0 | 0 | 0 | 0 | 0 | 0 | 0 | 0 | 0 | 0 | 0 | 0 | 0 | 0 | 0 | 7.0252 | 12.4338 | 10.2777 | 29.7367 | 0 | 0 | 0 | 0 | 0 | 0 | 0 | 0 | 0 | 0 | 0 | 0 | 0 | 0 | 0 | 0 | 0 | 0 | 0 | 0 | 0.093269 | 0.009765 | 0.017283 | 0.014286 | 0.041334 | 0 | 0 | 0 | 0 | 0 | 5.9
1775_G_1 | MISO_Wisconsin- Upper Michigan (WUMS) | Wisconsin | 55 | Florence | 37 | 1775 | 1 | Brule | 0 | 1919 | 9999 | Hydro | [5 empty] | Non-Fossil | G | 2030 | Hydro |  | 0 | 0 | 0 | 0 | 0 | 0 | 0 | 0 | 0 | 0 | 0 | 0 | 0 | 0 | 0 | 0 | 1.5518 | 2.346 | 3.1949 | 7.0926 | 0 | 0 | 0 | 0 | 0 | 0 | 0 | 0 | 0 | 0 | 0 | 0 | 0 | 0 | 0 | 0 | 0 | 0 | 0 | 0 | 0.020551 | 0.002157 | 0.0032609 | 0.0044409 | 0.0098587 | 0 | 0 | 0 | 0 | 0 | 1.3
1775_G_2 | MISO_Wisconsin- Upper Michigan (WUMS) | Wisconsin | 55 | Florence | 37 | 1775 | 2 | Brule | 0 | 1919 | 9999 | Hydro | [5 empty] | Non-Fossil | G | 2030 | Hydro |  | 0 | 0 | 0 | 0 | 0 | 0 | 0 | 0 | 0 | 0 | 0 | 0 | 0 | 0 | 0 | 0 | 2.3873 | 3.6092 | 4.9152 | 10.9117 | 0 | 0 | 0 | 0 | 0 | 0 | 0 | 0 | 0 | 0 | 0 | 0 | 0 | 0 | 0 | 0 | 0 | 0 | 0 | 0 | 0.031616 | 0.0033184 | 0.0050167 | 0.0068321 | 0.015167 | 0 | 0 | 0 | 0 | 0 | 2
1775_G_3 | MISO_Wisconsin- Upper Michigan (WUMS) | Wisconsin | 55 | Florence | 37 | 1775 | 3 | Brule | 0 | 1921 | 9999 | Hydro | [5 empty] | Non-Fossil | G | 2030 | Hydro |  | 0 | 0 | 0 | 0 | 0 | 0 | 0 | 0 | 0 | 0 | 0 | 0 | 0 | 0 | 0 | 0 | 2.3873 | 3.6092 | 4.9152 | 10.9117 | 0 | 0 | 0 | 0 | 0 | 0 | 0 | 0 | 0 | 0 | 0 | 0 | 0 | 0 | 0 | 0 | 0 | 0 | 0 | 0 | 0.031616 | 0.0033184 | 0.0050167 | 0.0068321 | 0.015167 | 0 | 0 | 0 | 0 | 0 | 2
1776_G_1 | MISO_Wisconsin- Upper Michigan (WUMS) | Michigan | 26 | Menominee | 109 | 1776 | 1 | Chalk Hill | 0 | 1927 | 9999 | Hydro | [5 empty] | Non-Fossil | G | 2030 | Hydro |  | 0 | 0 | 0 | 0 | 0 | 0 | 0 | 0 | 0 | 0 | 0 | 0 | 0 | 0 | 0 | 0 | 3.2078 | 5.2894 | 4.6679 | 13.1651 | 0 | 0 | 0 | 0 | 0 | 0 | 0 | 0 | 0 | 0 | 0 | 0 | 0 | 0 | 0 | 0 | 0 | 0 | 0 | 0 | 0.041101 | 0.0044589 | 0.0073523 | 0.0064884 | 0.0183 | 0 | 0 | 0 | 0 | 0 | 2.6
1776_G_2 | MISO_Wisconsin- Upper Michigan (WUMS) | Michigan | 26 | Menominee | 109 | 1776 | 2 | Chalk Hill | 0 | 1927 | 9999 | Hydro | [5 empty] | Non-Fossil | G | 2030 | Hydro |  | 0 | 0 | 0 | 0 | 0 | 0 | 0 | 0 | 0 | 0 | 0 | 0 | 0 | 0 | 0 | 0 | 3.2078 | 5.2894 | 4.6679 | 13.1651 | 0 | 0 | 0 | 0 | 0 | 0 | 0 | 0 | 0 | 0 | 0 | 0 | 0 | 0 | 0 | 0 | 0 | 0 | 0 | 0 | 0.041101 | 0.0044589 | 0.0073523 | 0.0064884 | 0.0183 | 0 | 0 | 0 | 0 | 0 | 2.6
1776_G_3 | MISO_Wisconsin- Upper Michigan (WUMS) | Michigan | 26 | Menominee | 109 | 1776 | 3 | Chalk Hill | 0 | 1927 | 9999 | Hydro | [5 empty] | Non-Fossil | G | 2030 | Hydro |  | 0 | 0 | 0 | 0 | 0 | 0 | 0 | 0 | 0 | 0 | 0 | 0 | 0 | 0 | 0 | 0 | 3.2078 | 5.2894 | 4.6679 | 13.1651 | 0 | 0 | 0 | 0 | 0 | 0 | 0 | 0 | 0 | 0 | 0 | 0 | 0 | 0 | 0 | 0 | 0 | 0 | 0 | 0 | 0.041101 | 0.0044589 | 0.0073523 | 0.0064884 | 0.0183 | 0 | 0 | 0 | 0 | 0 | 2.6
1777_G_1 | MISO_Wisconsin- Upper Michigan (WUMS) | Michigan | 26 | Iron | 71 | 1777 | 1 | Hemlock Falls | 0 | 1953 | 9999 | Hydro | [5 empty] | Non-Fossil | G | 2030 | Hydro |  | 0 | 0 | 0 | 0 | 0 | 0 | 0 | 0 | 0 | 0 | 0 | 0 | 0 | 0 | 0 | 0 | 3.334 | 5.9008 | 4.8776 | 14.1123 | 0 | 0 | 0 | 0 | 0 | 0 | 0 | 0 | 0 | 0 | 0 | 0 | 0 | 0 | 0 | 0 | 0 | 0 | 0 | 0 | 0.044263 | 0.0046342 | 0.0082021 | 0.0067798 | 0.019616 | 0 | 0 | 0 | 0 | 0 | 2.8
1778_G_1 | MISO_Wisconsin- Upper Michigan (WUMS) | Michigan | 26 | Dickinson | 43 | 1778 | 1 | Kingsford | 0 | 1924 | 9999 | Hydro | [5 empty] | Non-Fossil | G | 2030 | Hydro |  | 0 | 0 | 0 | 0 | 0 | 0 | 0 | 0 | 0 | 0 | 0 | 0 | 0 | 0 | 0 | 0 | 2.8577 | 5.0578 | 4.1808 | 12.0963 | 0 | 0 | 0 | 0 | 0 | 0 | 0 | 0 | 0 | 0 | 0 | 0 | 0 | 0 | 0 | 0 | 0 | 0 | 0 | 0 | 0.03794 | 0.0039722 | 0.0070303 | 0.0058113 | 0.016814 | 0 | 0 | 0 | 0 | 0 | 2.4
1778_G_2 | MISO_Wisconsin- Upper Michigan (WUMS) | Michigan | 26 | Dickinson | 43 | 1778 | 2 | Kingsford | 0 | 1924 | 9999 | Hydro | [5 empty] | Non-Fossil | G | 2030 | Hydro |  | 0 | 0 | 0 | 0 | 0 | 0 | 0 | 0 | 0 | 0 | 0 | 0 | 0 | 0 | 0 | 0 | 2.8577 | 5.0578 | 4.1808 | 12.0963 | 0 | 0 | 0 | 0 | 0 | 0 | 0 | 0 | 0 | 0 | 0 | 0 | 0 | 0 | 0 | 0 | 0 | 0 | 0 | 0 | 0.03794 | 0.0039722 | 0.0070303 | 0.0058113 | 0.016814 | 0 | 0 | 0 | 0 | 0 | 2.4
1778_G_3 | MISO_Wisconsin- Upper Michigan (WUMS) | Michigan | 26 | Dickinson | 43 | 1778 | 3 | Kingsford | 0 | 1924 | 9999 | Hydro | [5 empty] | Non-Fossil | G | 2030 | Hydro |  | 0 | 0 | 0 | 0 | 0 | 0 | 0 | 0 | 0 | 0 | 0 | 0 | 0 | 0 | 0 | 0 | 2.8577 | 5.0578 | 4.1808 | 12.0963 | 0 | 0 | 0 | 0 | 0 | 0 | 0 | 0 | 0 | 0 | 0 | 0 | 0 | 0 | 0 | 0 | 0 | 0 | 0 | 0 | 0.03794 | 0.0039722 | 0.0070303 | 0.0058113 | 0.016814 | 0 | 0 | 0 | 0 | 0 | 2.4
1780_G_1 | MISO_Wisconsin- Upper Michigan (WUMS) | Michigan | 26 | Iron | 71 | 1780 | 1 | Michigamme Falls | 0 | 1953 | 9999 | Hydro | [5 empty] | Non-Fossil | G | 2030 | Hydro |  | 0 | 0 | 0 | 0 | 0 | 0 | 0 | 0 | 0 | 0 | 0 | 0 | 0 | 0 | 0 | 0 | 5.9222 | 9.7651 | 8.6176 | 24.3049 | 0 | 0 | 0 | 0 | 0 | 0 | 0 | 0 | 0 | 0 | 0 | 0 | 0 | 0 | 0 | 0 | 0 | 0 | 0 | 0 | 0.07588 | 0.0082318 | 0.013573 | 0.011979 | 0.033784 | 0 | 0 | 0 | 0 | 0 | 4.8
1780_G_2 | MISO_Wisconsin- Upper Michigan (WUMS) | Michigan | 26 | Iron | 71 | 1780 | 2 | Michigamme Falls | 0 | 1953 | 9999 | Hydro | [5 empty] | Non-Fossil | G | 2030 | Hydro |  | 0 | 0 | 0 | 0 | 0 | 0 | 0 | 0 | 0 | 0 | 0 | 0 | 0 | 0 | 0 | 0 | 5.9222 | 9.7651 | 8.6176 | 24.3049 | 0 | 0 | 0 | 0 | 0 | 0 | 0 | 0 | 0 | 0 | 0 | 0 | 0 | 0 | 0 | 0 | 0 | 0 | 0 | 0 | 0.07588 | 0.0082318 | 0.013573 | 0.011979 | 0.033784 | 0 | 0 | 0 | 0 | 0 | 4.8
1781_G_1 | MISO_Wisconsin- Upper Michigan (WUMS) | Michigan | 26 | Iron | 71 | 1781 | 1 | Peavy Falls | 0 | 1943 | 9999 | Hydro | [5 empty] | Non-Fossil | G | 2030 | Hydro |  | 0 | 0 | 0 | 0 | 0 | 0 | 0 | 0 | 0 | 0 | 0 | 0 | 0 | 0 | 0 | 0 | 7.1443 | 12.6445 | 10.4519 | 30.2407 | 0 | 0 | 0 | 0 | 0 | 0 | 0 | 0 | 0 | 0 | 0 | 0 | 0 | 0 | 0 | 0 | 0 | 0 | 0 | 0 | 0.094849 | 0.0099305 | 0.017576 | 0.014528 | 0.042035 | 0 | 0 | 0 | 0 | 0 | 6
1781_G_2 | MISO_Wisconsin- Upper Michigan (WUMS) | Michigan | 26 | Iron | 71 | 1781 | 2 | Peavy Falls | 0 | 1943 | 9999 | Hydro | [5 empty] | Non-Fossil | G | 2030 | Hydro |  | 0 | 0 | 0 | 0 | 0 | 0 | 0 | 0 | 0 | 0 | 0 | 0 | 0 | 0 | 0 | 0 | 7.1443 | 12.6445 | 10.4519 | 30.2407 | 0 | 0 | 0 | 0 | 0 | 0 | 0 | 0 | 0 | 0 | 0 | 0 | 0 | 0 | 0 | 0 | 0 | 0 | 0 | 0 | 0.094849 | 0.0099305 | 0.017576 | 0.014528 | 0.042035 | 0 | 0 | 0 | 0 | 0 | 6
1785_G_1 | MISO_Wisconsin- Upper Michigan (WUMS) | Michigan | 26 | Iron | 71 | 1785 | 1 | Way Dam | 0 | 1949 | 9999 | Hydro | [5 empty] | Non-Fossil | G | 2030 | Hydro |  | 0 | 0 | 0 | 0 | 0 | 0 | 0 | 0 | 0 | 0 | 0 | 0 | 0 | 0 | 0 | 0 | 2.1433 | 3.7933 | 3.1356 | 9.0722 | 0 | 0 | 0 | 0 | 0 | 0 | 0 | 0 | 0 | 0 | 0 | 0 | 0 | 0 | 0 | 0 | 0 | 0 | 0 | 0 | 0.028455 | 0.0029792 | 0.0052728 | 0.0043585 | 0.01261 | 0 | 0 | 0 | 0 | 0 | 1.8
1786_G_1 | MISO_Wisconsin- Upper Michigan (WUMS) | Michigan | 26 | Menominee | 109 | 1786 | 1 | White Rapids | 0 | 1927 | 9999 | Hydro | [5 empty] | Non-Fossil | G | 2030 | Hydro |  | 0 | 0 | 0 | 0 | 0 | 0 | 0 | 0 | 0 | 0 | 0 | 0 | 0 | 0 | 0 | 0 | 3.2078 | 5.2894 | 4.6679 | 13.1651 | 0 | 0 | 0 | 0 | 0 | 0 | 0 | 0 | 0 | 0 | 0 | 0 | 0 | 0 | 0 | 0 | 0 | 0 | 0 | 0 | 0.041101 | 0.0044589 | 0.0073523 | 0.0064884 | 0.0183 | 0 | 0 | 0 | 0 | 0 | 2.6
1786_G_2 | MISO_Wisconsin- Upper Michigan (WUMS) | Michigan | 26 | Menominee | 109 | 1786 | 2 | White Rapids | 0 | 1927 | 9999 | Hydro | [5 empty] | Non-Fossil | G | 2030 | Hydro |  | 0 | 0 | 0 | 0 | 0 | 0 | 0 | 0 | 0 | 0 | 0 | 0 | 0 | 0 | 0 | 0 | 2.4676 | 4.0688 | 3.5907 | 10.127 | 0 | 0 | 0 | 0 | 0 | 0 | 0 | 0 | 0 | 0 | 0 | 0 | 0 | 0 | 0 | 0 | 0 | 0 | 0 | 0 | 0.031616 | 0.0034299 | 0.0056556 | 0.004991 | 0.014077 | 0 | 0 | 0 | 0 | 0 | 2
1786_G_3 | MISO_Wisconsin- Upper Michigan (WUMS) | Michigan | 26 | Menominee | 109 | 1786 | 3 | White Rapids | 0 | 1927 | 9999 | Hydro | [5 empty] | Non-Fossil | G | 2030 | Hydro |  | 0 | 0 | 0 | 0 | 0 | 0 | 0 | 0 | 0 | 0 | 0 | 0 | 0 | 0 | 0 | 0 | 3.2078 | 5.2894 | 4.6679 | 13.1651 | 0 | 0 | 0 | 0 | 0 | 0 | 0 | 0 | 0 | 0 | 0 | 0 | 0 | 0 | 0 | 0 | 0 | 0 | 0 | 0 | 0.041101 | 0.0044589 | 0.0073523 | 0.0064884 | 0.0183 | 0 | 0 | 0 | 0 | 0 | 2.6
1787_G_1 | MISO_Wisconsin- Upper Michigan (WUMS) | Michigan | 26 | Menominee | 109 | 1787 | 1 | Grand Rapids | 0 | 1940 | 9999 | Hydro | [5 empty] | Non-Fossil | G | 2030 | Hydro |  | 0 | 0 | 0 | 0 | 0 | 0 | 0 | 0 | 0 | 0 | 0 | 0 | 0 | 0 | 0 | 0 | 0.74027 | 1.2206 | 1.0772 | 3.0381 | 0 | 0 | 0 | 0 | 0 | 0 | 0 | 0 | 0 | 0 | 0 | 0 | 0 | 0 | 0 | 0 | 0 | 0 | 0 | 0 | 0.0094849 | 0.001029 | 0.0016967 | 0.0014973 | 0.004223 | 0 | 0 | 0 | 0 | 0 | 0.6
1787_G_2 | MISO_Wisconsin- Upper Michigan (WUMS) | Michigan | 26 | Menominee | 109 | 1787 | 2 | Grand Rapids | 0 | 1941 | 9999 | Hydro | [5 empty] | Non-Fossil | G | 2030 | Hydro |  | 0 | 0 | 0 | 0 | 0 | 0 | 0 | 0 | 0 | 0 | 0 | 0 | 0 | 0 | 0 | 0 | 0.74027 | 1.2206 | 1.0772 | 3.0381 | 0 | 0 | 0 | 0 | 0 | 0 | 0 | 0 | 0 | 0 | 0 | 0 | 0 | 0 | 0 | 0 | 0 | 0 | 0 | 0 | 0.0094849 | 0.001029 | 0.0016967 | 0.0014973 | 0.004223 | 0 | 0 | 0 | 0 | 0 | 0.6
1787_G_3 | MISO_Wisconsin- Upper Michigan (WUMS) | Michigan | 26 | Menominee | 109 | 1787 | 3 | Grand Rapids | 0 | 1945 | 9999 | Hydro | [5 empty] | Non-Fossil | G | 2030 | Hydro |  | 0 | 0 | 0 | 0 | 0 | 0 | 0 | 0 | 0 | 0 | 0 | 0 | 0 | 0 | 0 | 0 | 0.98703 | 1.6275 | 1.4363 | 4.0508 | 0 | 0 | 0 | 0 | 0 | 0 | 0 | 0 | 0 | 0 | 0 | 0 | 0 | 0 | 0 | 0 | 0 | 0 | 0 | 0 | 0.012647 | 0.001372 | 0.0022622 | 0.0019964 | 0.0056306 | 0 | 0 | 0 | 0 | 0 | 0.8
1787_G_4 | MISO_Wisconsin- Upper Michigan (WUMS) | Michigan | 26 | Menominee | 109 | 1787 | 4 | Grand Rapids | 0 | 1918 | 9999 | Hydro | [5 empty] | Non-Fossil | G | 2030 | Hydro |  | 0 | 0 | 0 | 0 | 0 | 0 | 0 | 0 | 0 | 0 | 0 | 0 | 0 | 0 | 0 | 0 | 1.2338 | 2.0344 | 1.7953 | 5.0635 | 0 | 0 | 0 | 0 | 0 | 0 | 0 | 0 | 0 | 0 | 0 | 0 | 0 | 0 | 0 | 0 | 0 | 0 | 0 | 0 | 0.015808 | 0.001715 | 0.0028278 | 0.0024955 | 0.0070383 | 0 | 0 | 0 | 0 | 0 | 1
1787_G_5 | MISO_Wisconsin- Upper Michigan (WUMS) | Michigan | 26 | Menominee | 109 | 1787 | 5 | Grand Rapids | 0 | 1923 | 9999 | Hydro | [5 empty] | Non-Fossil | G | 2030 | Hydro |  | 0 | 0 | 0 | 0 | 0 | 0 | 0 | 0 | 0 | 0 | 0 | 0 | 0 | 0 | 0 | 0 | 1.2338 | 2.0344 | 1.7953 | 5.0635 | 0 | 0 | 0 | 0 | 0 | 0 | 0 | 0 | 0 | 0 | 0 | 0 | 0 | 0 | 0 | 0 | 0 | 0 | 0 | 0 | 0.015808 | 0.001715 | 0.0028278 | 0.0024955 | 0.0070383 | 0 | 0 | 0 | 0 | 0 | 1
18_G_1 | SERC_Southeastern | Alabama | 1 | Walker | 127 | 18 | 1 | Lewis Smith Dam | 0 | 1961 | 9999 | Hydro | [5 empty] | Non-Fossil | G | 2030 | Hydro |  | 0 | 0 | 0 | 0 | 0 | 0 | 0 | 0 | 0 | 0 | 0 | 0 | 0 | 0 | 0 | 0 | 63.9884 | 66.4335 | 55.6783 | 186.1003 | 0 | 0 | 0 | 0 | 0 | 0 | 0 | 0 | 0 | 0 | 0 | 0 | 0 | 0 | 0 | 0 | 0 | 0 | 0 | 0 | 1.4069 | 0.088944 | 0.092343 | 0.077393 | 0.25868 | 0 | 0 | 0 | 0 | 0 | 89
18_G_2 | SERC_Southeastern | Alabama | 1 | Walker | 127 | 18 | 2 | Lewis Smith Dam | 0 | 1962 | 9999 | Hydro | [5 empty] | Non-Fossil | G | 2030 | Hydro |  | 0 | 0 | 0 | 0 | 0 | 0 | 0 | 0 | 0 | 0 | 0 | 0 | 0 | 0 | 0 | 0 | 63.9884 | 66.4335 | 55.6783 | 186.1003 | 0 | 0 | 0 | 0 | 0 | 0 | 0 | 0 | 0 | 0 | 0 | 0 | 0 | 0 | 0 | 0 | 0 | 0 | 0 | 0 | 1.4069 | 0.088944 | 0.092343 | 0.077393 | 0.25868 | 0 | 0 | 0 | 0 | 0 | 89
180_G_1 | WECC_Northern California (not including BANC) | California | 6 | Shasta | 89 | 180 | 1 | Volta 2 | 0 | 1981 | 9999 | Hydro | [5 empty] | Non-Fossil | G | 2030 | Hydro |  | 0 | 0 | 0 | 0 | 0 | 0 | 0 | 0 | 0 | 0 | 0 | 0 | 0 | 0 | 0 | 0 | 0.44535 | 0.7102 | 1.3458 | 2.5014 | 0 | 0 | 0 | 0 | 0 | 0 | 0 | 0 | 0 | 0 | 0 | 0 | 0 | 0 | 0 | 0 | 0 | 0 | 0 | 0 | 0.014227 | 0.00061903 | 0.00098718 | 0.0018707 | 0.0034769 | 0 | 0 | 0 | 0 | 0 | 0.9
182_G_1 | SPP West (Oklahoma, Arkansas, Louisiana) | Arkansas | 5 | Carroll | 15 | 182 | 1 | Beaver Dam | 0 | 1965 | 9999 | Hydro | [5 empty] | Non-Fossil | G | 2030 | Hydro |  | 0 | 0 | 0 | 0 | 0 | 0 | 0 | 0 | 0 | 0 | 0 | 0 | 0 | 0 | 0 | 0 | 35.9579 | 36.069 | 58.7357 | 130.7625 | 0 | 0 | 0 | 0 | 0 | 0 | 0 | 0 | 0 | 0 | 0 | 0 | 0 | 0 | 0 | 0 | 0 | 0 | 0 | 0 | 1.0181 | 0.049981 | 0.050136 | 0.081643 | 0.18176 | 0 | 0 | 0 | 0 | 0 | 64.4
182_G_2 | SPP West (Oklahoma, Arkansas, Louisiana) | Arkansas | 5 | Carroll | 15 | 182 | 2 | Beaver Dam | 0 | 1965 | 9999 | Hydro | [5 empty] | Non-Fossil | G | 2030 | Hydro |  | 0 | 0 | 0 | 0 | 0 | 0 | 0 | 0 | 0 | 0 | 0 | 0 | 0 | 0 | 0 | 0 | 35.9579 | 36.069 | 58.7357 | 130.7625 | 0 | 0 | 0 | 0 | 0 | 0 | 0 | 0 | 0 | 0 | 0 | 0 | 0 | 0 | 0 | 0 | 0 | 0 | 0 | 0 | 1.0181 | 0.049981 | 0.050136 | 0.081643 | 0.18176 | 0 | 0 | 0 | 0 | 0 | 64.4
1821_G_1 | MISO_Wisconsin- Upper Michigan (WUMS) | Michigan | 26 | Iron | 71 | 1821 | 1 | Crystal Falls | 0 | 1914 | 9999 | Hydro | [5 empty] | Non-Fossil | G | 2030 | Hydro |  | 0 | 0 | 0 | 0 | 0 | 0 | 0 | 0 | 0 | 0 | 0 | 0 | 0 | 0 | 0 | 0 | 0.37013 | 0.61032 | 0.5386 | 1.5191 | 0 | 0 | 0 | 0 | 0 | 0 | 0 | 0 | 0 | 0 | 0 | 0 | 0 | 0 | 0 | 0 | 0 | 0 | 0 | 0 | 0.0047425 | 0.00051449 | 0.00084834 | 0.00074866 | 0.0021115 | 0 | 0 | 0 | 0 | 0 | 0.3
1821_G_2 | MISO_Wisconsin- Upper Michigan (WUMS) | Michigan | 26 | Iron | 71 | 1821 | 2 | Crystal Falls | 0 | 1924 | 9999 | Hydro | [5 empty] | Non-Fossil | G | 2030 | Hydro |  | 0 | 0 | 0 | 0 | 0 | 0 | 0 | 0 | 0 | 0 | 0 | 0 | 0 | 0 | 0 | 0 | 0.37013 | 0.61032 | 0.5386 | 1.5191 | 0 | 0 | 0 | 0 | 0 | 0 | 0 | 0 | 0 | 0 | 0 | 0 | 0 | 0 | 0 | 0 | 0 | 0 | 0 | 0 | 0.0047425 | 0.00051449 | 0.00084834 | 0.00074866 | 0.0021115 | 0 | 0 | 0 | 0 | 0 | 0.3
1821_G_3 | MISO_Wisconsin- Upper Michigan (WUMS) | Michigan | 26 | Iron | 71 | 1821 | 3 | Crystal Falls | 0 | 1954 | 9999 | Hydro | [5 empty] | Non-Fossil | G | 2030 | Hydro |  | 0 | 0 | 0 | 0 | 0 | 0 | 0 | 0 | 0 | 0 | 0 | 0 | 0 | 0 | 0 | 0 | 0.49351 | 0.81376 | 0.71814 | 2.0254 | 0 | 0 | 0 | 0 | 0 | 0 | 0 | 0 | 0 | 0 | 0 | 0 | 0 | 0 | 0 | 0 | 0 | 0 | 0 | 0 | 0.0063233 | 0.00068598 | 0.0011311 | 0.00099821 | 0.0028153 | 0 | 0 | 0 | 0 | 0 | 0.4
1827_G_4 | MISO_Lower Michigan | Michigan | 26 | Oceana | 127 | 1827 | 4 | Hart | 12283 | 1964 | 9999 | Combustion Turbine | [5 empty] | Fossil | G | 2030 | Oil |  | 0 | 0 | 0 | 0 | 0 | 0 | 0 | 0 | 0 | 0 | 0 | 0 | 0 | 0 | 0 | 0 | 0 | 0 | 0 | 0 | 0 | 0 | 0 | 0 | 0 | 0 | 0 | 0 | 0 | 0 | 0 | 0 | 0 | 0 | 0 | 0 | 0 | 0 | 0 | 0 | 0.060319 | 0 | 0 | 0 | 0 | 0 | 0 | 0 | 0 | 0 | 1.4
1827_G_IC1 | MISO_Lower Michigan | Michigan | 26 | Oceana | 127 | 1827 | IC1 | Hart | 12283 | 1985 | 9999 | Combustion Turbine | [5 empty] | Fossil | G | 2030 | Oil |  | 0 | 0 | 0 | 0 | 0 | 0 | 0 | 0 | 0 | 0 | 0 | 0 | 0 | 0 | 0 | 0 | 0 | 0 | 0 | 0 | 0 | 0 | 0 | 0 | 0 | 0 | 0 | 0 | 0 | 0 | 0 | 0 | 0 | 0 | 0 | 0 | 0 | 0 | 0 | 0 | 0.073245 | 0 | 0 | 0 | 0 | 0 | 0 | 0 | 0 | 0 | 1.7
1827_G_IC3 | MISO_Lower Michigan | Michigan | 26 | Oceana | 127 | 1827 | IC3 | Hart | 12283 | 1985 | 9999 | Combustion Turbine | [5 empty] | Fossil | G | 2030 | Oil |  | 0 | 0 | 0 | 0 | 0 | 0 | 0 | 0 | 0 | 0 | 0 | 0 | 0 | 0 | 0 | 0 | 0 | 0 | 0 | 0 | 0 | 0 | 0 | 0 | 0 | 0 | 0 | 0 | 0 | 0 | 0 | 0 | 0 | 0 | 0 | 0 | 0 | 0 | 0 | 0 | 0.08617 | 0 | 0 | 0 | 0 | 0 | 0 | 0 | 0 | 0 | 2
1829_G_5 | MISO_Lower Michigan | Michigan | 26 | Hillsdale | 59 | 1829 | 5 | Hillsdale | 10745 | 1973 | 9999 | Combustion Turbine | [5 empty] | Fossil | G | 2030 | NaturalGas |  | 0.00027124 | 0 | 0.043627 | 0.043898 | 0 | 0 | 0 | 0 | 0 | 0 | 0 | 0 | 0 | 0 | 0 | 0 | 0.025244 | 0 | 4.0602 | 4.0855 | 0.015879 | 0 | 2.5539 | 2.5698 | 1.8987e-11 | 0 | 3.0539e-09 | 3.0729e-09 | 0.00014389 | 0 | 0.023143 | 0.023287 | 0 | 0 | 0 | 0 | 0 | 0 | 0 | 0 | 0.24128 | 0.00011915 | 0 | 0.019164 | 0.019283 | 0.00077888 | 0 | 0.095556 | 0.096334 | 0 | 5.6
1829_G_6 | MISO_Lower Michigan | Michigan | 26 | Hillsdale | 59 | 1829 | 6 | Hillsdale | 10745 | 1976 | 9999 | Combustion Turbine | [5 empty] | Fossil | G | 2030 | NaturalGas |  | 0.00029062 | 0 | 0.046743 | 0.047034 | 0 | 0 | 0 | 0 | 0 | 0 | 0 | 0 | 0 | 0 | 0 | 0 | 0.027047 | 0 | 4.3502 | 4.3773 | 0.017013 | 0 | 2.7364 | 2.7534 | 2.0343e-11 | 0 | 3.272e-09 | 3.2924e-09 | 0.00015417 | 0 | 0.024796 | 0.02495 | 0 | 0 | 0 | 0 | 0 | 0 | 0 | 0 | 0.25851 | 0.00012766 | 0 | 0.020533 | 0.020661 | 0.00083452 | 0 | 0.10238 | 0.10322 | 0 | 6
1840_G_CT1 | MISO_Wisconsin- Upper Michigan (WUMS) | Michigan | 26 | Marquette | 103 | 1840 | CT1 | Plant Four | 25000 | 1979 | 9999 | Combustion Turbine | [5 empty] | Fossil | G | 2030 | Oil |  | 0 | 0 | 0 | 0 | 0 | 0 | 0 | 0 | 0 | 0 | 0 | 0 | 0 | 0 | 0 | 0 | 0 | 0 | 0 | 0 | 0 | 0 | 0 | 0 | 0 | 0 | 0 | 0 | 0 | 0 | 0 | 0 | 0 | 0 | 0 | 0 | 0 | 0 | 0 | 0 | 0.8693 | 0 | 0 | 0 | 0 | 0 | 0 | 0 | 0 | 0 | 20
1842_G_1 | MISO_Wisconsin- Upper Michigan (WUMS) | Michigan | 26 | Marquette | 103 | 1842 | 1 | James R Smith | 0 | 1919 | 9999 | Hydro | [5 empty] | Non-Fossil | G | 2030 | Hydro |  | 0 | 0 | 0 | 0 | 0 | 0 | 0 | 0 | 0 | 0 | 0 | 0 | 0 | 0 | 0 | 0 | 1.9051 | 3.3719 | 2.7872 | 8.0642 | 0 | 0 | 0 | 0 | 0 | 0 | 0 | 0 | 0 | 0 | 0 | 0 | 0 | 0 | 0 | 0 | 0 | 0 | 0 | 0 | 0.025293 | 0.0026481 | 0.0046869 | 0.0038742 | 0.011209 | 0 | 0 | 0 | 0 | 0 | 1.6
1842_G_2 | MISO_Wisconsin- Upper Michigan (WUMS) | Michigan | 26 | Marquette | 103 | 1842 | 2 | James R Smith | 0 | 1922 | 9999 | Hydro | [5 empty] | Non-Fossil | G | 2030 | Hydro |  | 0 | 0 | 0 | 0 | 0 | 0 | 0 | 0 | 0 | 0 | 0 | 0 | 0 | 0 | 0 | 0 | 1.9051 | 3.3719 | 2.7872 | 8.0642 | 0 | 0 | 0 | 0 | 0 | 0 | 0 | 0 | 0 | 0 | 0 | 0 | 0 | 0 | 0 | 0 | 0 | 0 | 0 | 0 | 0.025293 | 0.0026481 | 0.0046869 | 0.0038742 | 0.011209 | 0 | 0 | 0 | 0 | 0 | 1.6
1844_G_1 | MISO_Lower Michigan | Michigan | 26 | Calhoun | 25 | 1844 | 1 | Marshall (MI) | 0 | 1928 | 9999 | Hydro | [5 empty] | Non-Fossil | G | 2030 | Hydro |  | 0 | 0 | 0 | 0 | 0 | 0 | 0 | 0 | 0 | 0 | 0 | 0 | 0 | 0 | 0 | 0 | 0.12455 | 0.20251 | 0.1794 | 0.50646 | 0 | 0 | 0 | 0 | 0 | 0 | 0 | 0 | 0 | 0 | 0 | 0 | 0 | 0 | 0 | 0 | 0 | 0 | 0 | 0 | 0.0015808 | 0.00017312 | 0.00028149 | 0.00024936 | 0.00070398 | 0 | 0 | 0 | 0 | 0 | 0.1
1844_G_3 | MISO_Lower Michigan | Michigan | 26 | Calhoun | 25 | 1844 | 3 | Marshall (MI) | 0 | 1929 | 9999 | Hydro | [5 empty] | Non-Fossil | G | 2030 | Hydro |  | 0 | 0 | 0 | 0 | 0 | 0 | 0 | 0 | 0 | 0 | 0 | 0 | 0 | 0 | 0 | 0 | 0.12455 | 0.20251 | 0.1794 | 0.50646 | 0 | 0 | 0 | 0 | 0 | 0 | 0 | 0 | 0 | 0 | 0 | 0 | 0 | 0 | 0 | 0 | 0 | 0 | 0 | 0 | 0.0015808 | 0.00017312 | 0.00028149 | 0.00024936 | 0.00070398 | 0 | 0 | 0 | 0 | 0 | 0.1
1844_G_IC3 | MISO_Lower Michigan | Michigan | 26 | Calhoun | 25 | 1844 | IC3 | Marshall (MI) | 18000 | 1973 | 9999 | Combustion Turbine | [5 empty] | Fossil | G | 2030 | Oil |  | 0 | 0 | 0 | 0 | 0 | 0 | 0 | 0 | 0 | 0 | 0 | 0 | 0 | 0 | 0 | 0 | 0 | 0 | 0 | 0 | 0 | 0 | 0 | 0 | 0 | 0 | 0 | 0 | 0 | 0 | 0 | 0 | 0 | 0 | 0 | 0 | 0 | 0 | 0 | 0 | 0.081862 | 0 | 0 | 0 | 0 | 0 | 0 | 0 | 0 | 0 | 1.9
1844_G_IC5 | MISO_Lower Michigan | Michigan | 26 | Calhoun | 25 | 1844 | IC5 | Marshall (MI) | 18000 | 1948 | 9999 | Combustion Turbine | [5 empty] | Fossil | G | 2030 | Oil |  | 0 | 0 | 0 | 0 | 0 | 0 | 0 | 0 | 0 | 0 | 0 | 0 | 0 | 0 | 0 | 0 | 0 | 0 | 0 | 0 | 0 | 0 | 0 | 0 | 0 | 0 | 0 | 0 | 0 | 0 | 0 | 0 | 0 | 0 | 0 | 0 | 0 | 0 | 0 | 0 | 0.060319 | 0 | 0 | 0 | 0 | 0 | 0 | 0 | 0 | 0 | 1.4
1844_G_IC6 | MISO_Lower Michigan | Michigan | 26 | Calhoun | 25 | 1844 | IC6 | Marshall (MI) | 18000 | 1978 | 9999 | Combustion Turbine | [5 empty] | Fossil | G | 2030 | Oil |  | 0 | 0 | 0 | 0 | 0 | 0 | 0 | 0 | 0 | 0 | 0 | 0 | 0 | 0 | 0 | 0 | 0 | 0 | 0 | 0 | 0 | 0 | 0 | 0 | 0 | 0 | 0 | 0 | 0 | 0 | 0 | 0 | 0 | 0 | 0 | 0 | 0 | 0 | 0 | 0 | 0.24128 | 0 | 0 | 0 | 0 | 0 | 0 | 0 | 0 | 0 | 5.6
1846_G_1 | MISO_Wisconsin- Upper Michigan (WUMS) | Michigan | 26 | Luce | 95 | 1846 | 1 | Newberry | 11632 | 1974 | 9999 | Combustion Turbine | [5 empty] | Fossil | G | 2030 | Oil |  | 0 | 0 | 0 | 0 | 0 | 0 | 0 | 0 | 0 | 0 | 0 | 0 | 0 | 0 | 0 | 0 | 0 | 0 | 0 | 0 | 0 | 0 | 0 | 0 | 0 | 0 | 0 | 0 | 0 | 0 | 0 | 0 | 0 | 0 | 0 | 0 | 0 | 0 | 0 | 0 | 0.10866 | 0 | 0 | 0 | 0 | 0 | 0 | 0 | 0 | 0 | 2.5
1846_G_2 | MISO_Wisconsin- Upper Michigan (WUMS) | Michigan | 26 | Luce | 95 | 1846 | 2 | Newberry | 11703 | 1948 | 9999 | Combustion Turbine | [5 empty] | Fossil | G | 2030 | Oil |  | 0 | 0 | 0 | 0 | 0 | 0 | 0 | 0 | 0 | 0 | 0 | 0 | 0 | 0 | 0 | 0 | 0 | 0 | 0 | 0 | 0 | 0 | 0 | 0 | 0 | 0 | 0 | 0 | 0 | 0 | 0 | 0 | 0 | 0 | 0 | 0 | 0 | 0 | 0 | 0 | 0.021732 | 0 | 0 | 0 | 0 | 0 | 0 | 0 | 0 | 0 | 0.5
1846_G_4 | MISO_Wisconsin- Upper Michigan (WUMS) | Michigan | 26 | Luce | 95 | 1846 | 4 | Newberry | 11703 | 1988 | 9999 | Combustion Turbine | [5 empty] | Fossil | G | 2030 | Oil |  | 0 | 0 | 0 | 0 | 0 | 0 | 0 | 0 | 0 | 0 | 0 | 0 | 0 | 0 | 0 | 0 | 0 | 0 | 0 | 0 | 0 | 0 | 0 | 0 | 0 | 0 | 0 | 0 | 0 | 0 | 0 | 0 | 0 | 0 | 0 | 0 | 0 | 0 | 0 | 0 | 0.065197 | 0 | 0 | 0 | 0 | 0 | 0 | 0 | 0 | 0 | 1.5
1848_G_1 | MISO_Wisconsin- Upper Michigan (WUMS) | Michigan | 26 | Dickinson | 43 | 1848 | 1 | Norway (MI) | 0 | 1905 | 9999 | Hydro | [5 empty] | Non-Fossil | G | 2030 | Hydro |  | 0 | 0 | 0 | 0 | 0 | 0 | 0 | 0 | 0 | 0 | 0 | 0 | 0 | 0 | 0 | 0 | 3.3312 | 5.4929 | 4.8474 | 13.6715 | 0 | 0 | 0 | 0 | 0 | 0 | 0 | 0 | 0 | 0 | 0 | 0 | 0 | 0 | 0 | 0 | 0 | 0 | 0 | 0 | 0.042682 | 0.0046304 | 0.0076351 | 0.0067379 | 0.019003 | 0 | 0 | 0 | 0 | 0 | 2.7
1848_G_2 | MISO_Wisconsin- Upper Michigan (WUMS) | Michigan | 26 | Dickinson | 43 | 1848 | 2 | Norway (MI) | 0 | 1905 | 9999 | Hydro | [5 empty] | Non-Fossil | G | 2030 | Hydro |  | 0 | 0 | 0 | 0 | 0 | 0 | 0 | 0 | 0 | 0 | 0 | 0 | 0 | 0 | 0 | 0 | 1.4805 | 2.4413 | 2.1544 | 6.0762 | 0 | 0 | 0 | 0 | 0 | 0 | 0 | 0 | 0 | 0 | 0 | 0 | 0 | 0 | 0 | 0 | 0 | 0 | 0 | 0 | 0.01897 | 0.0020579 | 0.0033934 | 0.0029946 | 0.0084459 | 0 | 0 | 0 | 0 | 0 | 1.2
1848_G_3 | MISO_Wisconsin- Upper Michigan (WUMS) | Michigan | 26 | Dickinson | 43 | 1848 | 3 | Norway (MI) | 0 | 1988 | 9999 | Hydro | [5 empty] | Non-Fossil | G | 2030 | Hydro |  | 0 | 0 | 0 | 0 | 0 | 0 | 0 | 0 | 0 | 0 | 0 | 0 | 0 | 0 | 0 | 0 | 1.3572 | 2.2378 | 1.9749 | 5.5699 | 0 | 0 | 0 | 0 | 0 | 0 | 0 | 0 | 0 | 0 | 0 | 0 | 0 | 0 | 0 | 0 | 0 | 0 | 0 | 0 | 0.017389 | 0.0018865 | 0.0031106 | 0.0027451 | 0.0077421 | 0 | 0 | 0 | 0 | 0 | 1.1
1848_G_4 | MISO_Wisconsin- Upper Michigan (WUMS) | Michigan | 26 | Dickinson | 43 | 1848 | 4 | Norway (MI) | 0 | 1986 | 9999 | Hydro | [5 empty] | Non-Fossil | G | 2030 | Hydro |  | 0 | 0 | 0 | 0 | 0 | 0 | 0 | 0 | 0 | 0 | 0 | 0 | 0 | 0 | 0 | 0 | 1.1104 | 1.831 | 1.6158 | 4.5572 | 0 | 0 | 0 | 0 | 0 | 0 | 0 | 0 | 0 | 0 | 0 | 0 | 0 | 0 | 0 | 0 | 0 | 0 | 0 | 0 | 0.014227 | 0.0015435 | 0.002545 | 0.002246 | 0.0063345 | 0 | 0 | 0 | 0 | 0 | 0.9
1851_G_4 | MISO_Lower Michigan | Michigan | 26 | Ionia | 67 | 1851 | 4 | Frank Jenkins | 12283 | 1950 | 9999 | Combustion Turbine | [5 empty] | Fossil | G | 2030 | Oil |  | 0 | 0 | 0 | 0 | 0 | 0 | 0 | 0 | 0 | 0 | 0 | 0 | 0 | 0 | 0 | 0 | 0 | 0 | 0 | 0 | 0 | 0 | 0 | 0 | 0 | 0 | 0 | 0 | 0 | 0 | 0 | 0 | 0 | 0 | 0 | 0 | 0 | 0 | 0 | 0 | 0.034468 | 0 | 0 | 0 | 0 | 0 | 0 | 0 | 0 | 0 | 0.8
1851_G_5 | MISO_Lower Michigan | Michigan | 26 | Ionia | 67 | 1851 | 5 | Frank Jenkins | 12283 | 1995 | 9999 | Combustion Turbine | [5 empty] | Fossil | G | 2030 | Oil |  | 0 | 0 | 0 | 0 | 0 | 0 | 0 | 0 | 0 | 0 | 0 | 0 | 0 | 0 | 0 | 0 | 0 | 0 | 0 | 0 | 0 | 0 | 0 | 0 | 0 | 0 | 0 | 0 | 0 | 0 | 0 | 0 | 0 | 0 | 0 | 0 | 0 | 0 | 0 | 0 | 0.073245 | 0 | 0 | 0 | 0 | 0 | 0 | 0 | 0 | 0 | 1.7
1851_G_6 | MISO_Lower Michigan | Michigan | 26 | Ionia | 67 | 1851 | 6 | Frank Jenkins | 12283 | 2002 | 9999 | Combustion Turbine | [5 empty] | Fossil | G | 2030 | Oil |  | 0 | 0 | 0 | 0 | 0 | 0 | 0 | 0 | 0 | 0 | 0 | 0 | 0 | 0 | 0 | 0 | 0 | 0 | 0 | 0 | 0 | 0 | 0 | 0 | 0 | 0 | 0 | 0 | 0 | 0 | 0 | 0 | 0 | 0 | 0 | 0 | 0 | 0 | 0 | 0 | 0.043085 | 0 | 0 | 0 | 0 | 0 | 0 | 0 | 0 | 0 | 1
1852_G_1 | MISO_Lower Michigan | Michigan | 26 | Gratiot | 57 | 1852 | 1 | St Louis | 10745 | 1958 | 9999 | Combustion Turbine | [5 empty] | Fossil | G | 2030 | NaturalGas |  | 6.2967e-05 | 0 | 0.010128 | 0.010191 | 0 | 0 | 0 | 0 | 0 | 0 | 0 | 0 | 0 | 0 | 0 | 0 | 0.0058601 | 0 | 0.94255 | 0.94841 | 0.0036861 | 0 | 0.59288 | 0.59656 | 4.4077e-12 | 0 | 7.0894e-10 | 7.1335e-10 | 0.00010991 | 0 | 0.017678 | 0.017788 | 0 | 0 | 0 | 0 | 0 | 0 | 0 | 0 | 0.056011 | 2.766e-05 | 0 | 0.0044488 | 0.0044765 | 0.00018081 | 0 | 0.022183 | 0.022363 | 0 | 1.3
1852_G_2 | MISO_Lower Michigan | Michigan | 26 | Gratiot | 57 | 1852 | 2 | St Louis | 10745 | 1945 | 9999 | Combustion Turbine | [5 empty] | Fossil | G | 2030 | Oil |  | 0 | 0 | 0 | 0 | 0 | 0 | 0 | 0 | 0 | 0 | 0 | 0 | 0 | 0 | 0 | 0 | 0 | 0 | 0 | 0 | 0 | 0 | 0 | 0 | 0 | 0 | 0 | 0 | 0 | 0 | 0 | 0 | 0 | 0 | 0 | 0 | 0 | 0 | 0 | 0 | 0.025851 | 0 | 0 | 0 | 0 | 0 | 0 | 0 | 0 | 0 | 0.6
1852_G_3 | MISO_Lower Michigan | Michigan | 26 | Gratiot | 57 | 1852 | 3 | St Louis | 10745 | 1951 | 9999 | Combustion Turbine | [5 empty] | Fossil | G | 2030 | Oil |  | 0 | 0 | 0 | 0 | 0 | 0 | 0 | 0 | 0 | 0 | 0 | 0 | 0 | 0 | 0 | 0 | 0 | 0 | 0 | 0 | 0 | 0 | 0 | 0 | 0 | 0 | 0 | 0 | 0 | 0 | 0 | 0 | 0 | 0 | 0 | 0 | 0 | 0 | 0 | 0 | 0.038777 | 0 | 0 | 0 | 0 | 0 | 0 | 0 | 0 | 0 | 0.9
1852_G_5 | MISO_Lower Michigan | Michigan | 26 | Gratiot | 57 | 1852 | 5 | St Louis | 0 | 1919 | 9999 | Hydro | [5 empty] | Non-Fossil | G | 2030 | Hydro |  | 0 | 0 | 0 | 0 | 0 | 0 | 0 | 0 | 0 | 0 | 0 | 0 | 0 | 0 | 0 | 0 | 0.2491 | 0.40502 | 0.3588 | 1.0129 | 0 | 0 | 0 | 0 | 0 | 0 | 0 | 0 | 0 | 0 | 0 | 0 | 0 | 0 | 0 | 0 | 0 | 0 | 0 | 0 | 0.0031616 | 0.00034625 | 0.00056298 | 0.00049873 | 0.001408 | 0 | 0 | 0 | 0 | 0 | 0.2
1852_G_6 | MISO_Lower Michigan | Michigan | 26 | Gratiot | 57 | 1852 | 6 | St Louis | 0 | 1919 | 9999 | Hydro | [5 empty] | Non-Fossil | G | 2030 | Hydro |  | 0 | 0 | 0 | 0 | 0 | 0 | 0 | 0 | 0 | 0 | 0 | 0 | 0 | 0 | 0 | 0 | 0.2491 | 0.40502 | 0.3588 | 1.0129 | 0 | 0 | 0 | 0 | 0 | 0 | 0 | 0 | 0 | 0 | 0 | 0 | 0 | 0 | 0 | 0 | 0 | 0 | 0 | 0 | 0.0031616 | 0.00034625 | 0.00056298 | 0.00049873 | 0.001408 | 0 | 0 | 0 | 0 | 0 | 0.2
1852_G_7 | MISO_Lower Michigan | Michigan | 26 | Gratiot | 57 | 1852 | 7 | St Louis | 10745 | 1996 | 9999 | Combustion Turbine | [5 empty] | Fossil | G | 2030 | NaturalGas |  | 5.328e-05 | 0 | 0.0085696 | 0.0086229 | 0 | 0 | 0 | 0 | 0 | 0 | 0 | 0 | 0 | 0 | 0 | 0 | 0.0049586 | 0 | 0.79754 | 0.8025 | 0.003119 | 0 | 0.50166 | 0.50478 | 3.7296e-12 | 0 | 5.9987e-10 | 6.036e-10 | 9.3e-05 | 0 | 0.014958 | 0.015051 | 0 | 0 | 0 | 0 | 0 | 0 | 0 | 0 | 0.047394 | 2.3405e-05 | 0 | 0.0037644 | 0.0037878 | 0.00015299 | 0 | 0.01877 | 0.018923 | 0 | 1.1
1852_G_8 | MISO_Lower Michigan | Michigan | 26 | Gratiot | 57 | 1852 | 8 | St Louis | 11500 | 2003 | 9999 | Combustion Turbine | [5 empty] | Fossil | G | 2030 | Oil |  | 0 | 0 | 0 | 0 | 0 | 0 | 0 | 0 | 0 | 0 | 0 | 0 | 0 | 0 | 0 | 0 | 0 | 0 | 0 | 0 | 0 | 0 | 0 | 0 | 0 | 0 | 0 | 0 | 0 | 0 | 0 | 0 | 0 | 0 | 0 | 0 | 0 | 0 | 0 | 0 | 0.064628 | 0 | 0 | 0 | 0 | 0 | 0 | 0 | 0 | 0 | 1.5
1852_G_9 | MISO_Lower Michigan | Michigan | 26 | Gratiot | 57 | 1852 | 9 | St Louis | 10745 | 2003 | 9999 | Combustion Turbine | [5 empty] | Fossil | G | 2030 | Oil |  | 0 | 0 | 0 | 0 | 0 | 0 | 0 | 0 | 0 | 0 | 0 | 0 | 0 | 0 | 0 | 0 | 0 | 0 | 0 | 0 | 0 | 0 | 0 | 0 | 0 | 0 | 0 | 0 | 0 | 0 | 0 | 0 | 0 | 0 | 0 | 0 | 0 | 0 | 0 | 0 | 0.047394 | 0 | 0 | 0 | 0 | 0 | 0 | 0 | 0 | 0 | 1.1
1853_G_1 | MISO_Lower Michigan | Michigan | 26 | Huron | 63 | 1853 | 1 | Main Street (MI) | 16742 | 1961 | 9999 | Combustion Turbine | [5 empty] | Fossil | G | 2030 | NaturalGas |  | 0 | 0 | 0 | 0 | 0 | 0 | 0 | 0 | 0 | 0 | 0 | 0 | 0 | 0 | 0 | 0 | 0 | 0 | 0 | 0 | 0 | 0 | 0 | 0 | 0 | 0 | 0 | 0 | 0 | 0 | 0 | 0 | 0 | 0 | 0 | 0 | 0 | 0 | 0 | 0 | 0.038777 | 0 | 0 | 0 | 0 | 0 | 0 | 0 | 0 | 0 | 0.9
1853_G_2 | MISO_Lower Michigan | Michigan | 26 | Huron | 63 | 1853 | 2 | Main Street (MI) | 16510 | 1947 | 9999 | Combustion Turbine | [5 empty] | Fossil | G | 2030 | Oil |  | 0 | 0 | 0 | 0 | 0 | 0 | 0 | 0 | 0 | 0 | 0 | 0 | 0 | 0 | 0 | 0 | 0 | 0 | 0 | 0 | 0 | 0 | 0 | 0 | 0 | 0 | 0 | 0 | 0 | 0 | 0 | 0 | 0 | 0 | 0 | 0 | 0 | 0 | 0 | 0 | 0.034468 | 0 | 0 | 0 | 0 | 0 | 0 | 0 | 0 | 0 | 0.8
1853_G_3 | MISO_Lower Michigan | Michigan | 26 | Huron | 63 | 1853 | 3 | Main Street (MI) | 16829 | 1966 | 9999 | Combustion Turbine | [5 empty] | Fossil | G | 2030 | NaturalGas |  | 0 | 0 | 0 | 0 | 0 | 0 | 0 | 0 | 0 | 0 | 0 | 0 | 0 | 0 | 0 | 0 | 0 | 0 | 0 | 0 | 0 | 0 | 0 | 0 | 0 | 0 | 0 | 0 | 0 | 0 | 0 | 0 | 0 | 0 | 0 | 0 | 0 | 0 | 0 | 0 | 0.047394 | 0 | 0 | 0 | 0 | 0 | 0 | 0 | 0 | 0 | 1.1
1853_G_4 | MISO_Lower Michigan | Michigan | 26 | Huron | 63 | 1853 | 4 | Main Street (MI) | 16902 | 1966 | 9999 | Combustion Turbine | [5 empty] | Fossil | G | 2030 | NaturalGas |  | 0 | 0 | 0 | 0 | 0 | 0 | 0 | 0 | 0 | 0 | 0 | 0 | 0 | 0 | 0 | 0 | 0 | 0 | 0 | 0 | 0 | 0 | 0 | 0 | 0 | 0 | 0 | 0 | 0 | 0 | 0 | 0 | 0 | 0 | 0 | 0 | 0 | 0 | 0 | 0 | 0.051702 | 0 | 0 | 0 | 0 | 0 | 0 | 0 | 0 | 0 | 1.2
1853_G_5 | MISO_Lower Michigan | Michigan | 26 | Huron | 63 | 1853 | 5 | Main Street (MI) | 16741 | 1979 | 9999 | Combustion Turbine | [5 empty] | Fossil | G | 2030 | NaturalGas |  | 0 | 0 | 0 | 0 | 0 | 0 | 0 | 0 | 0 | 0 | 0 | 0 | 0 | 0 | 0 | 0 | 0 | 0 | 0 | 0 | 0 | 0 | 0 | 0 | 0 | 0 | 0 | 0 | 0 | 0 | 0 | 0 | 0 | 0 | 0 | 0 | 0 | 0 | 0 | 0 | 0.043085 | 0 | 0 | 0 | 0 | 0 | 0 | 0 | 0 | 0 | 1
1853_G_6 | MISO_Lower Michigan | Michigan | 26 | Huron | 63 | 1853 | 6 | Main Street (MI) | 17674 | 1967 | 9999 | Combustion Turbine | [5 empty] | Fossil | G | 2030 | NaturalGas |  | 0 | 0 | 0 | 0 | 0 | 0 | 0 | 0 | 0 | 0 | 0 | 0 | 0 | 0 | 0 | 0 | 0 | 0 | 0 | 0 | 0 | 0 | 0 | 0 | 0 | 0 | 0 | 0 | 0 | 0 | 0 | 0 | 0 | 0 | 0 | 0 | 0 | 0 | 0 | 0 | 0.025851 | 0 | 0 | 0 | 0 | 0 | 0 | 0 | 0 | 0 | 0.6
1855_G_6 | PJM West | Michigan | 26 | St Joseph | 149 | 1855 | 6 | Sturgis City Diesel Plant | 20500 | 1981 | 9999 | Combustion Turbine | [5 empty] | Fossil | G | 2030 | NaturalGas |  | 0.00088714 | 0 | 0 | 0.00088714 | 0 | 0 | 0 | 0 | 0 | 0 | 0 | 0 | 0 | 0 | 0 | 0 | 0.043275 | 0 | 0 | 0.043275 | 0.051933 | 0 | 0 | 0.051933 | 6.21e-11 | 0 | 0 | 6.21e-11 | 0.00073178 | 0 | 0 | 0.00073178 | 0 | 0 | 0 | 0 | 0 | 0 | 0 | 0 | 0.25911 | 0.00020426 | 0 | 0 | 0.00020426 | 0.0023637 | 0 | 0 | 0.0023637 | 0 | 6
1856_G_1 | PJM West | Michigan | 26 | St Joseph | 149 | 1856 | 1 | Hydro Plant | 0 | 1911 | 9999 | Hydro | [5 empty] | Non-Fossil | G | 2030 | Hydro |  | 0 | 0 | 0 | 0 | 0 | 0 | 0 | 0 | 0 | 0 | 0 | 0 | 0 | 0 | 0 | 0 | 0.62384 | 0.80779 | 0.97976 | 2.4114 | 0 | 0 | 0 | 0 | 0 | 0 | 0 | 0 | 0 | 0 | 0 | 0 | 0 | 0 | 0 | 0 | 0 | 0 | 0 | 0 | 0.0063233 | 0.00086713 | 0.0011228 | 0.0013619 | 0.0033518 | 0 | 0 | 0 | 0 | 0 | 0.4
1856_G_2 | PJM West | Michigan | 26 | St Joseph | 149 | 1856 | 2 | Hydro Plant | 0 | 1911 | 9999 | Hydro | [5 empty] | Non-Fossil | G | 2030 | Hydro |  | 0 | 0 | 0 | 0 | 0 | 0 | 0 | 0 | 0 | 0 | 0 | 0 | 0 | 0 | 0 | 0 | 0.62384 | 0.80779 | 0.97976 | 2.4114 | 0 | 0 | 0 | 0 | 0 | 0 | 0 | 0 | 0 | 0 | 0 | 0 | 0 | 0 | 0 | 0 | 0 | 0 | 0 | 0 | 0.0063233 | 0.00086713 | 0.0011228 | 0.0013619 | 0.0033518 | 0 | 0 | 0 | 0 | 0 | 0.4
1856_G_3 | PJM West | Michigan | 26 | St Joseph | 149 | 1856 | 3 | Hydro Plant | 0 | 1983 | 9999 | Hydro | [5 empty] | Non-Fossil | G | 2030 | Hydro |  | 0 | 0 | 0 | 0 | 0 | 0 | 0 | 0 | 0 | 0 | 0 | 0 | 0 | 0 | 0 | 0 | 1.0917 | 1.4136 | 1.7146 | 4.2199 | 0 | 0 | 0 | 0 | 0 | 0 | 0 | 0 | 0 | 0 | 0 | 0 | 0 | 0 | 0 | 0 | 0 | 0 | 0 | 0 | 0.011066 | 0.0015175 | 0.0019649 | 0.0023833 | 0.0058657 | 0 | 0 | 0 | 0 | 0 | 0.7
1856_G_4 | PJM West | Michigan | 26 | St Joseph | 149 | 1856 | 4 | Hydro Plant | 0 | 1983 | 9999 | Hydro | [5 empty] | Non-Fossil | G | 2030 | Hydro |  | 0 | 0 | 0 | 0 | 0 | 0 | 0 | 0 | 0 | 0 | 0 | 0 | 0 | 0 | 0 | 0 | 1.0917 | 1.4136 | 1.7146 | 4.2199 | 0 | 0 | 0 | 0 | 0 | 0 | 0 | 0 | 0 | 0 | 0 | 0 | 0 | 0 | 0 | 0 | 0 | 0 | 0 | 0 | 0.011066 | 0.0015175 | 0.0019649 | 0.0023833 | 0.0058657 | 0 | 0 | 0 | 0 | 0 | 0.7
1865_G_1 | MISO_Wisconsin- Upper Michigan (WUMS) | Michigan | 26 | Chippewa | 33 | 1865 | 1 | Saint Marys Falls | 0 | 1951 | 9999 | Hydro | [5 empty] | Non-Fossil | G | 2030 | Hydro |  | 0 | 0 | 0 | 0 | 0 | 0 | 0 | 0 | 0 | 0 | 0 | 0 | 0 | 0 | 0 | 0 | 5.9535 | 10.5371 | 8.71 | 25.2006 | 0 | 0 | 0 | 0 | 0 | 0 | 0 | 0 | 0 | 0 | 0 | 0 | 0 | 0 | 0 | 0 | 0 | 0 | 0 | 0 | 0.079041 | 0.0082754 | 0.014647 | 0.012107 | 0.035029 | 0 | 0 | 0 | 0 | 0 | 5
1865_G_10 | MISO_Wisconsin- Upper Michigan (WUMS) | Michigan | 26 | Chippewa | 33 | 1865 | 10 | Saint Marys Falls | 0 | 1932 | 9999 | Hydro | [5 empty] | Non-Fossil | G | 2030 | Hydro |  | 0 | 0 | 0 | 0 | 0 | 0 | 0 | 0 | 0 | 0 | 0 | 0 | 0 | 0 | 0 | 0 | 3.334 | 5.9008 | 4.8776 | 14.1123 | 0 | 0 | 0 | 0 | 0 | 0 | 0 | 0 | 0 | 0 | 0 | 0 | 0 | 0 | 0 | 0 | 0 | 0 | 0 | 0 | 0.044263 | 0.0046342 | 0.0082021 | 0.0067798 | 0.019616 | 0 | 0 | 0 | 0 | 0 | 2.8
1865_G_2 | MISO_Wisconsin- Upper Michigan (WUMS) | Michigan | 26 | Chippewa | 33 | 1865 | 2 | Saint Marys Falls | 0 | 1951 | 9999 | Hydro | [5 empty] | Non-Fossil | G | 2030 | Hydro |  | 0 | 0 | 0 | 0 | 0 | 0 | 0 | 0 | 0 | 0 | 0 | 0 | 0 | 0 | 0 | 0 | 5.9535 | 10.5371 | 8.71 | 25.2006 | 0 | 0 | 0 | 0 | 0 | 0 | 0 | 0 | 0 | 0 | 0 | 0 | 0 | 0 | 0 | 0 | 0 | 0 | 0 | 0 | 0.079041 | 0.0082754 | 0.014647 | 0.012107 | 0.035029 | 0 | 0 | 0 | 0 | 0 | 5
1865_G_3 | MISO_Wisconsin- Upper Michigan (WUMS) | Michigan | 26 | Chippewa | 33 | 1865 | 3 | Saint Marys Falls | 0 | 1952 | 9999 | Hydro | [5 empty] | Non-Fossil | G | 2030 | Hydro |  | 0 | 0 | 0 | 0 | 0 | 0 | 0 | 0 | 0 | 0 | 0 | 0 | 0 | 0 | 0 | 0 | 5.9535 | 10.5371 | 8.71 | 25.2006 | 0 | 0 | 0 | 0 | 0 | 0 | 0 | 0 | 0 | 0 | 0 | 0 | 0 | 0 | 0 | 0 | 0 | 0 | 0 | 0 | 0.079041 | 0.0082754 | 0.014647 | 0.012107 | 0.035029 | 0 | 0 | 0 | 0 | 0 | 5
1865_G_3A | MISO_Wisconsin- Upper Michigan (WUMS) | Michigan | 26 | Chippewa | 33 | 1865 | 3A | Saint Marys Falls | 0 | 1954 | 9999 | Hydro | [5 empty] | Non-Fossil | G | 2030 | Hydro |  | 0 | 0 | 0 | 0 | 0 | 0 | 0 | 0 | 0 | 0 | 0 | 0 | 0 | 0 | 0 | 0 | 2.9768 | 5.2685 | 4.355 | 12.6003 | 0 | 0 | 0 | 0 | 0 | 0 | 0 | 0 | 0 | 0 | 0 | 0 | 0 | 0 | 0 | 0 | 0 | 0 | 0 | 0 | 0.039521 | 0.0041377 | 0.0073233 | 0.0060534 | 0.017514 | 0 | 0 | 0 | 0 | 0 | 2.5
1866_B_5 | MISO_Lower Michigan | Michigan | 26 | Wayne | 163 | 1866 | 5 | Wyandotte | 14500 | 1958 | 9999 | O/G Steam | stoker/SPR | dry |  | LNB |  | Fossil | B | 2030 | NaturalGas |  | 0 | 0 | 0.0094912 | 0.0094912 | 0 | 0 | 0 | 0 | 0 | 0 | 0 | 0 | 0 | 0 | 0 | 0 | 0 | 0 | 0.65457 | 0.65457 | 0 | 0 | 0.55561 | 0.55561 | 0 | 0 | 6.6438e-10 | 6.6438e-10 | 0 | 0 | 0.00041106 | 0.00041106 | 0 | 0 | 0 | 0 | 0 | 0 | 0 | 0 | 1.1436 | 0 | 0 | 0.00059964 | 0.00059964 | 0 | 0 | 0.020788 | 0.020788 | 0 | 21.25
1866_B_7 | MISO_Lower Michigan | Michigan | 26 | Wayne | 163 | 1866 | 7 | Wyandotte | 14500 | 1958 | 9999 | O/G Steam | wall | dry |  | LNB |  | Fossil | B | 2030 | NaturalGas |  | 0 | 0 | 0.0094912 | 0.0094912 | 0 | 0 | 0 | 0 | 0 | 0 | 0 | 0 | 0 | 0 | 0 | 0 | 0 | 0 | 0.65457 | 0.65457 | 0 | 0 | 0.55561 | 0.55561 | 0 | 0 | 6.6438e-10 | 6.6438e-10 | 0 | 0 | 0.00046246 | 0.00046246 | 0 | 0 | 0 | 0 | 0 | 0 | 0 | 0 | 1.1436 | 0 | 0 | 0.00059964 | 0.00059964 | 0 | 0 | 0.020788 | 0.020788 | 0 | 21.25
1866_G_DG1 | MISO_Lower Michigan | Michigan | 26 | Wayne | 163 | 1866 | DG1 | Wyandotte | 10745 | 2007 | 9999 | Combustion Turbine | [5 empty] | Fossil | G | 2030 | Oil |  | 0 | 0 | 0 | 0 | 0 | 0 | 0 | 0 | 0 | 0 | 0 | 0 | 0 | 0 | 0 | 0 | 0 | 0 | 0 | 0 | 0 | 0 | 0 | 0 | 0 | 0 | 0 | 0 | 0 | 0 | 0 | 0 | 0 | 0 | 0 | 0 | 0 | 0 | 0 | 0 | 0.035505 | 0 | 0 | 0 | 0 | 0 | 0 | 0 | 0 | 0 | 1.8
1866_G_DG2 | MISO_Lower Michigan | Michigan | 26 | Wayne | 163 | 1866 | DG2 | Wyandotte | 10745 | 2007 | 9999 | Combustion Turbine | [5 empty] | Fossil | G | 2030 | Oil |  | 0 | 0 | 0 | 0 | 0 | 0 | 0 | 0 | 0 | 0 | 0 | 0 | 0 | 0 | 0 | 0 | 0 | 0 | 0 | 0 | 0 | 0 | 0 | 0 | 0 | 0 | 0 | 0 | 0 | 0 | 0 | 0 | 0 | 0 | 0 | 0 | 0 | 0 | 0 | 0 | 0.035505 | 0 | 0 | 0 | 0 | 0 | 0 | 0 | 0 | 0 | 1.8
1866_G_DG3 | MISO_Lower Michigan | Michigan | 26 | Wayne | 163 | 1866 | DG3 | Wyandotte | 10745 | 2007 | 9999 | Combustion Turbine | [5 empty] | Fossil | G | 2030 | Oil |  | 0 | 0 | 0 | 0 | 0 | 0 | 0 | 0 | 0 | 0 | 0 | 0 | 0 | 0 | 0 | 0 | 0 | 0 | 0 | 0 | 0 | 0 | 0 | 0 | 0 | 0 | 0 | 0 | 0 | 0 | 0 | 0 | 0 | 0 | 0 | 0 | 0 | 0 | 0 | 0 | 0.035505 | 0 | 0 | 0 | 0 | 0 | 0 | 0 | 0 | 0 | 1.8
1867_G_1 | MISO_Lower Michigan | Michigan | 26 | Ottawa | 139 | 1867 | 1 | Zeeland | 18000 | 1966 | 9999 | Combustion Turbine | [5 empty] | Fossil | G | 2030 | Oil |  | 0 | 0 | 0 | 0 | 0 | 0 | 0 | 0 | 0 | 0 | 0 | 0 | 0 | 0 | 0 | 0 | 0 | 0 | 0 | 0 | 0 | 0 | 0 | 0 | 0 | 0 | 0 | 0 | 0 | 0 | 0 | 0 | 0 | 0 | 0 | 0 | 0 | 0 | 0 | 0 | 0.064628 | 0 | 0 | 0 | 0 | 0 | 0 | 0 | 0 | 0 | 1.5
1867_G_10 | MISO_Lower Michigan | Michigan | 26 | Ottawa | 139 | 1867 | 10 | Zeeland | 18000 | 1974 | 9999 | Combustion Turbine | [5 empty] | Fossil | G | 2030 | Oil |  | 0 | 0 | 0 | 0 | 0 | 0 | 0 | 0 | 0 | 0 | 0 | 0 | 0 | 0 | 0 | 0 | 0 | 0 | 0 | 0 | 0 | 0 | 0 | 0 | 0 | 0 | 0 | 0 | 0 | 0 | 0 | 0 | 0 | 0 | 0 | 0 | 0 | 0 | 0 | 0 | 0.25851 | 0 | 0 | 0 | 0 | 0 | 0 | 0 | 0 | 0 | 6
1867_G_11 | MISO_Lower Michigan | Michigan | 26 | Ottawa | 139 | 1867 | 11 | Zeeland | 18000 | 1980 | 9999 | Combustion Turbine | [5 empty] | Fossil | G | 2030 | Oil |  | 0 | 0 | 0 | 0 | 0 | 0 | 0 | 0 | 0 | 0 | 0 | 0 | 0 | 0 | 0 | 0 | 0 | 0 | 0 | 0 | 0 | 0 | 0 | 0 | 0 | 0 | 0 | 0 | 0 | 0 | 0 | 0 | 0 | 0 | 0 | 0 | 0 | 0 | 0 | 0 | 0.27575 | 0 | 0 | 0 | 0 | 0 | 0 | 0 | 0 | 0 | 6.4
1867_G_2 | MISO_Lower Michigan | Michigan | 26 | Ottawa | 139 | 1867 | 2 | Zeeland | 18000 | 1967 | 9999 | Combustion Turbine | [5 empty] | Fossil | G | 2030 | Oil |  | 0 | 0 | 0 | 0 | 0 | 0 | 0 | 0 | 0 | 0 | 0 | 0 | 0 | 0 | 0 | 0 | 0 | 0 | 0 | 0 | 0 | 0 | 0 | 0 | 0 | 0 | 0 | 0 | 0 | 0 | 0 | 0 | 0 | 0 | 0 | 0 | 0 | 0 | 0 | 0 | 0.051702 | 0 | 0 | 0 | 0 | 0 | 0 | 0 | 0 | 0 | 1.2
1867_G_7 | MISO_Lower Michigan | Michigan | 26 | Ottawa | 139 | 1867 | 7 | Zeeland | 18000 | 1957 | 9999 | Combustion Turbine | [5 empty] | Fossil | G | 2030 | Oil |  | 0 | 0 | 0 | 0 | 0 | 0 | 0 | 0 | 0 | 0 | 0 | 0 | 0 | 0 | 0 | 0 | 0 | 0 | 0 | 0 | 0 | 0 | 0 | 0 | 0 | 0 | 0 | 0 | 0 | 0 | 0 | 0 | 0 | 0 | 0 | 0 | 0 | 0 | 0 | 0 | 0.08617 | 0 | 0 | 0 | 0 | 0 | 0 | 0 | 0 | 0 | 2
1867_G_8 | MISO_Lower Michigan | Michigan | 26 | Ottawa | 139 | 1867 | 8 | Zeeland | 18000 | 1963 | 9999 | Combustion Turbine | [5 empty] | Fossil | G | 2030 | Oil |  | 0 | 0 | 0 | 0 | 0 | 0 | 0 | 0 | 0 | 0 | 0 | 0 | 0 | 0 | 0 | 0 | 0 | 0 | 0 | 0 | 0 | 0 | 0 | 0 | 0 | 0 | 0 | 0 | 0 | 0 | 0 | 0 | 0 | 0 | 0 | 0 | 0 | 0 | 0 | 0 | 0.064628 | 0 | 0 | 0 | 0 | 0 | 0 | 0 | 0 | 0 | 1.5
1867_G_9 | MISO_Lower Michigan | Michigan | 26 | Ottawa | 139 | 1867 | 9 | Zeeland | 18000 | 1971 | 9999 | Combustion Turbine | [5 empty] | Fossil | G | 2030 | Oil |  | 0 | 0 | 0 | 0 | 0 | 0 | 0 | 0 | 0 | 0 | 0 | 0 | 0 | 0 | 0 | 0 | 0 | 0 | 0 | 0 | 0 | 0 | 0 | 0 | 0 | 0 | 0 | 0 | 0 | 0 | 0 | 0 | 0 | 0 | 0 | 0 | 0 | 0 | 0 | 0 | 0.21543 | 0 | 0 | 0 | 0 | 0 | 0 | 0 | 0 | 0 | 5
1868_G_1 | MISO_Wisconsin- Upper Michigan (WUMS) | Michigan | 26 | Chippewa | 33 | 1868 | 1 | Dafter | 25000 | 1955 | 9999 | Combustion Turbine | [5 empty] | Fossil | G | 2030 | Oil |  | 0 | 0 | 0 | 0 | 0 | 0 | 0 | 0 | 0 | 0 | 0 | 0 | 0 | 0 | 0 | 0 | 0 | 0 | 0 | 0 | 0 | 0 | 0 | 0 | 0 | 0 | 0 | 0 | 0 | 0 | 0 | 0 | 0 | 0 | 0 | 0 | 0 | 0 | 0 | 0 | 0.039118 | 0 | 0 | 0 | 0 | 0 | 0 | 0 | 0 | 0 | 0.9
1868_G_3 | MISO_Wisconsin- Upper Michigan (WUMS) | Michigan | 26 | Chippewa | 33 | 1868 | 3 | Dafter | 25000 | 1955 | 9999 | Combustion Turbine | [5 empty] | Fossil | G | 2030 | Oil |  | 0 | 0 | 0 | 0 | 0 | 0 | 0 | 0 | 0 | 0 | 0 | 0 | 0 | 0 | 0 | 0 | 0 | 0 | 0 | 0 | 0 | 0 | 0 | 0 | 0 | 0 | 0 | 0 | 0 | 0 | 0 | 0 | 0 | 0 | 0 | 0 | 0 | 0 | 0 | 0 | 0.039118 | 0 | 0 | 0 | 0 | 0 | 0 | 0 | 0 | 0 | 0.9
1868_G_4 | MISO_Wisconsin- Upper Michigan (WUMS) | Michigan | 26 | Chippewa | 33 | 1868 | 4 | Dafter | 25000 | 1960 | 9999 | Combustion Turbine | [5 empty] | Fossil | G | 2030 | Oil |  | 0 | 0 | 0 | 0 | 0 | 0 | 0 | 0 | 0 | 0 | 0 | 0 | 0 | 0 | 0 | 0 | 0 | 0 | 0 | 0 | 0 | 0 | 0 | 0 | 0 | 0 | 0 | 0 | 0 | 0 | 0 | 0 | 0 | 0 | 0 | 0 | 0 | 0 | 0 | 0 | 0.10866 | 0 | 0 | 0 | 0 | 0 | 0 | 0 | 0 | 0 | 2.5
1868_G_5 | MISO_Wisconsin- Upper Michigan (WUMS) | Michigan | 26 | Chippewa | 33 | 1868 | 5 | Dafter | 25000 | 1960 | 9999 | Combustion Turbine | [5 empty] | Fossil | G | 2030 | Oil |  | 0 | 0 | 0 | 0 | 0 | 0 | 0 | 0 | 0 | 0 | 0 | 0 | 0 | 0 | 0 | 0 | 0 | 0 | 0 | 0 | 0 | 0 | 0 | 0 | 0 | 0 | 0 | 0 | 0 | 0 | 0 | 0 | 0 | 0 | 0 | 0 | 0 | 0 | 0 | 0 | 0.10866 | 0 | 0 | 0 | 0 | 0 | 0 | 0 | 0 | 0 | 2.5
187_G_1 | SPP West (Oklahoma, Arkansas, Louisiana) | Arkansas | 5 | Clark | 19 | 187 | 1 | Degray | 0 | 1972 | 9999 | Hydro | [5 empty] | Non-Fossil | G | 2030 | Hydro |  | 0 | 0 | 0 | 0 | 0 | 0 | 0 | 0 | 0 | 0 | 0 | 0 | 0 | 0 | 0 | 0 | 22.3341 | 22.4031 | 36.4818 | 81.2189 | 0 | 0 | 0 | 0 | 0 | 0 | 0 | 0 | 0 | 0 | 0 | 0 | 0 | 0 | 0 | 0 | 0 | 0 | 0 | 0 | 0.63233 | 0.031044 | 0.03114 | 0.05071 | 0.11289 | 0 | 0 | 0 | 0 | 0 | 40
187_G_2 | SPP West (Oklahoma, Arkansas, Louisiana) | Arkansas | 5 | Clark | 19 | 187 | 2 | Degray | 0 | 1972 | 9999 | Pumped Storage | [5 empty] | Non-Fossil | G | 2030 | Pumps |  | 0 | 0 | 0 | 0 | 0 | 0 | 0 | 0 | 0 | 0 | 0 | 0 | 0 | 0 | 0 | 0 | 9.5079 | 15.0802 | 13.1921 | 37.7803 | 0 | 0 | 0 | 0 | 0 | 0 | 0 | 0 | 0 | 0 | 0 | 0 | 0 | 0 | 0 | 0 | 0 | 0 | 0 | 0 | 0.51199 | 0.00014449 | 0.00022917 | 0.00020048 | 0.00057414 | 0 | 0 | 0 | 0 | 0 | 28
1871_G_K1 | MISO_Lower Michigan | Michigan | 26 | Cheboygan | 31 | 1871 | K1 | Kleber | 0 | 1949 | 9999 | Hydro | [5 empty] | Non-Fossil | G | 2030 | Hydro |  | 0 | 0 | 0 | 0 | 0 | 0 | 0 | 0 | 0 | 0 | 0 | 0 | 0 | 0 | 0 | 0 | 0.7473 | 1.2151 | 1.0764 | 3.0387 | 0 | 0 | 0 | 0 | 0 | 0 | 0 | 0 | 0 | 0 | 0 | 0 | 0 | 0 | 0 | 0 | 0 | 0 | 0 | 0 | 0.0094849 | 0.0010387 | 0.0016889 | 0.0014962 | 0.0042239 | 0 | 0 | 0 | 0 | 0 | 0.6
1871_G_K2 | MISO_Lower Michigan | Michigan | 26 | Cheboygan | 31 | 1871 | K2 | Kleber | 0 | 1949 | 9999 | Hydro | [5 empty] | Non-Fossil | G | 2030 | Hydro |  | 0 | 0 | 0 | 0 | 0 | 0 | 0 | 0 | 0 | 0 | 0 | 0 | 0 | 0 | 0 | 0 | 0.7473 | 1.2151 | 1.0764 | 3.0387 | 0 | 0 | 0 | 0 | 0 | 0 | 0 | 0 | 0 | 0 | 0 | 0 | 0 | 0 | 0 | 0 | 0 | 0 | 0 | 0 | 0.0094849 | 0.0010387 | 0.0016889 | 0.0014962 | 0.0042239 | 0 | 0 | 0 | 0 | 0 | 0.6
1871_G_T1 | MISO_Lower Michigan | Michigan | 26 | Cheboygan | 31 | 1871 | T1 | Kleber | 0 | 1925 | 9999 | Hydro | [5 empty] | Non-Fossil | G | 2030 | Hydro |  | 0 | 0 | 0 | 0 | 0 | 0 | 0 | 0 | 0 | 0 | 0 | 0 | 0 | 0 | 0 | 0 | 0.37365 | 0.60753 | 0.5382 | 1.5194 | 0 | 0 | 0 | 0 | 0 | 0 | 0 | 0 | 0 | 0 | 0 | 0 | 0 | 0 | 0 | 0 | 0 | 0 | 0 | 0 | 0.0047425 | 0.00051937 | 0.00084447 | 0.00074809 | 0.0021119 | 0 | 0 | 0 | 0 | 0 | 0.3
1871_G_T2 | MISO_Lower Michigan | Michigan | 26 | Cheboygan | 31 | 1871 | T2 | Kleber | 0 | 1925 | 9999 | Hydro | [5 empty] | Non-Fossil | G | 2030 | Hydro |  | 0 | 0 | 0 | 0 | 0 | 0 | 0 | 0 | 0 | 0 | 0 | 0 | 0 | 0 | 0 | 0 | 0.37365 | 0.60753 | 0.5382 | 1.5194 | 0 | 0 | 0 | 0 | 0 | 0 | 0 | 0 | 0 | 0 | 0 | 0 | 0 | 0 | 0 | 0 | 0 | 0 | 0 | 0 | 0.0047425 | 0.00051937 | 0.00084447 | 0.00074809 | 0.0021119 | 0 | 0 | 0 | 0 | 0 | 0.3
1873_G_GT4 | MISO_Lower Michigan | Michigan | 26 | Cheboygan | 31 | 1873 | GT4 | Tower | 15977 | 1971 | 9999 | Combustion Turbine | [5 empty] | Fossil | G | 2030 | Oil |  | 0 | 0 | 0 | 0 | 0 | 0 | 0 | 0 | 0 | 0 | 0 | 0 | 0 | 0 | 0 | 0 | 0 | 0 | 0 | 0 | 0 | 0 | 0 | 0 | 0 | 0 | 0 | 0 | 0 | 0 | 0 | 0 | 0 | 0 | 0 | 0 | 0 | 0 | 0 | 0 | 0.83154 | 0 | 0 | 0 | 0 | 0 | 0 | 0 | 0 | 0 | 19.3
1874_G_1 | MISO_Lower Michigan | Michigan | 26 | Tuscola | 157 | 1874 | 1 | Caro | 25000 | 1949 | 9999 | Combustion Turbine | [5 empty] | Fossil | G | 2030 | Oil |  | 0 | 0 | 0 | 0 | 0 | 0 | 0 | 0 | 0 | 0 | 0 | 0 | 0 | 0 | 0 | 0 | 0 | 0 | 0 | 0 | 0 | 0 | 0 | 0 | 0 | 0 | 0 | 0 | 0 | 0 | 0 | 0 | 0 | 0 | 0 | 0 | 0 | 0 | 0 | 0 | 0.043085 | 0 | 0 | 0 | 0 | 0 | 0 | 0 | 0 | 0 | 1
1874_G_2 | MISO_Lower Michigan | Michigan | 26 | Tuscola | 157 | 1874 | 2 | Caro | 25000 | 1949 | 9999 | Combustion Turbine | [5 empty] | Fossil | G | 2030 | Oil |  | 0 | 0 | 0 | 0 | 0 | 0 | 0 | 0 | 0 | 0 | 0 | 0 | 0 | 0 | 0 | 0 | 0 | 0 | 0 | 0 | 0 | 0 | 0 | 0 | 0 | 0 | 0 | 0 | 0 | 0 | 0 | 0 | 0 | 0 | 0 | 0 | 0 | 0 | 0 | 0 | 0.043085 | 0 | 0 | 0 | 0 | 0 | 0 | 0 | 0 | 0 | 1
1874_G_3 | MISO_Lower Michigan | Michigan | 26 | Tuscola | 157 | 1874 | 3 | Caro | 25000 | 1952 | 9999 | Combustion Turbine | [5 empty] | Fossil | G | 2030 | Oil |  | 0 | 0 | 0 | 0 | 0 | 0 | 0 | 0 | 0 | 0 | 0 | 0 | 0 | 0 | 0 | 0 | 0 | 0 | 0 | 0 | 0 | 0 | 0 | 0 | 0 | 0 | 0 | 0 | 0 | 0 | 0 | 0 | 0 | 0 | 0 | 0 | 0 | 0 | 0 | 0 | 0.043085 | 0 | 0 | 0 | 0 | 0 | 0 | 0 | 0 | 0 | 1
1874_G_4 | MISO_Lower Michigan | Michigan | 26 | Tuscola | 157 | 1874 | 4 | Caro | 25000 | 1984 | 9999 | Combustion Turbine | [5 empty] | Fossil | G | 2030 | Oil |  | 0 | 0 | 0 | 0 | 0 | 0 | 0 | 0 | 0 | 0 | 0 | 0 | 0 | 0 | 0 | 0 | 0 | 0 | 0 | 0 | 0 | 0 | 0 | 0 | 0 | 0 | 0 | 0 | 0 | 0 | 0 | 0 | 0 | 0 | 0 | 0 | 0 | 0 | 0 | 0 | 0.064628 | 0 | 0 | 0 | 0 | 0 | 0 | 0 | 0 | 0 | 1.5
1874_G_5 | MISO_Lower Michigan | Michigan | 26 | Tuscola | 157 | 1874 | 5 | Caro | 25000 | 1999 | 9999 | Combustion Turbine | [5 empty] | Fossil | G | 2030 | Oil |  | 0 | 0 | 0 | 0 | 0 | 0 | 0 | 0 | 0 | 0 | 0 | 0 | 0 | 0 | 0 | 0 | 0 | 0 | 0 | 0 | 0 | 0 | 0 | 0 | 0 | 0 | 0 | 0 | 0 | 0 | 0 | 0 | 0 | 0 | 0 | 0 | 0 | 0 | 0 | 0 | 0.08617 | 0 | 0 | 0 | 0 | 0 | 0 | 0 | 0 | 0 | 2
1874_G_6 | MISO_Lower Michigan | Michigan | 26 | Tuscola | 157 | 1874 | 6 | Caro | 25000 | 2000 | 9999 | Combustion Turbine | [5 empty] | Fossil | G | 2030 | Oil |  | 0 | 0 | 0 | 0 | 0 | 0 | 0 | 0 | 0 | 0 | 0 | 0 | 0 | 0 | 0 | 0 | 0 | 0 | 0 | 0 | 0 | 0 | 0 | 0 | 0 | 0 | 0 | 0 | 0 | 0 | 0 | 0 | 0 | 0 | 0 | 0 | 0 | 0 | 0 | 0 | 0.08617 | 0 | 0 | 0 | 0 | 0 | 0 | 0 | 0 | 0 | 2
1875_G_1 | MISO_Lower Michigan | Michigan | 26 | Huron | 63 | 1875 | 1 | Ubly | 10745 | 1938 | 9999 | Combustion Turbine | [5 empty] | Fossil | G | 2030 | Oil |  | 0 | 0 | 0 | 0 | 0 | 0 | 0 | 0 | 0 | 0 | 0 | 0 | 0 | 0 | 0 | 0 | 0 | 0 | 0 | 0 | 0 | 0 | 0 | 0 | 0 | 0 | 0 | 0 | 0 | 0 | 0 | 0 | 0 | 0 | 0 | 0 | 0 | 0 | 0 | 0 | 0.025851 | 0 | 0 | 0 | 0 | 0 | 0 | 0 | 0 | 0 | 0.6
1875_G_2 | MISO_Lower Michigan | Michigan | 26 | Huron | 63 | 1875 | 2 | Ubly | 10745 | 1938 | 9999 | Combustion Turbine | [5 empty] | Fossil | G | 2030 | Oil |  | 0 | 0 | 0 | 0 | 0 | 0 | 0 | 0 | 0 | 0 | 0 | 0 | 0 | 0 | 0 | 0 | 0 | 0 | 0 | 0 | 0 | 0 | 0 | 0 | 0 | 0 | 0 | 0 | 0 | 0 | 0 | 0 | 0 | 0 | 0 | 0 | 0 | 0 | 0 | 0 | 0.025851 | 0 | 0 | 0 | 0 | 0 | 0 | 0 | 0 | 0 | 0.6
1875_G_3 | MISO_Lower Michigan | Michigan | 26 | Huron | 63 | 1875 | 3 | Ubly | 10745 | 1938 | 9999 | Combustion Turbine | [5 empty] | Fossil | G | 2030 | Oil |  | 0 | 0 | 0 | 0 | 0 | 0 | 0 | 0 | 0 | 0 | 0 | 0 | 0 | 0 | 0 | 0 | 0 | 0 | 0 | 0 | 0 | 0 | 0 | 0 | 0 | 0 | 0 | 0 | 0 | 0 | 0 | 0 | 0 | 0 | 0 | 0 | 0 | 0 | 0 | 0 | 0.03016 | 0 | 0 | 0 | 0 | 0 | 0 | 0 | 0 | 0 | 0.7
1875_G_4 | MISO_Lower Michigan | Michigan | 26 | Huron | 63 | 1875 | 4 | Ubly | 10745 | 1947 | 9999 | Combustion Turbine | [5 empty] | Fossil | G | 2030 | Oil |  | 0 | 0 | 0 | 0 | 0 | 0 | 0 | 0 | 0 | 0 | 0 | 0 | 0 | 0 | 0 | 0 | 0 | 0 | 0 | 0 | 0 | 0 | 0 | 0 | 0 | 0 | 0 | 0 | 0 | 0 | 0 | 0 | 0 | 0 | 0 | 0 | 0 | 0 | 0 | 0 | 0.038777 | 0 | 0 | 0 | 0 | 0 | 0 | 0 | 0 | 0 | 0.9
1875_G_5 | MISO_Lower Michigan | Michigan | 26 | Huron | 63 | 1875 | 5 | Ubly | 10745 | 1987 | 9999 | Combustion Turbine | [5 empty] | Fossil | G | 2030 | Oil |  | 0 | 0 | 0 | 0 | 0 | 0 | 0 | 0 | 0 | 0 | 0 | 0 | 0 | 0 | 0 | 0 | 0 | 0 | 0 | 0 | 0 | 0 | 0 | 0 | 0 | 0 | 0 | 0 | 0 | 0 | 0 | 0 | 0 | 0 | 0 | 0 | 0 | 0 | 0 | 0 | 0.064628 | 0 | 0 | 0 | 0 | 0 | 0 | 0 | 0 | 0 | 1.5
1875_G_6 | MISO_Lower Michigan | Michigan | 26 | Huron | 63 | 1875 | 6 | Ubly | 10745 | 1993 | 9999 | Combustion Turbine | [5 empty] | Fossil | G | 2030 | NaturalGas |  | 7.2655e-05 | 0 | 0.011686 | 0.011758 | 0 | 0 | 0 | 0 | 0 | 0 | 0 | 0 | 0 | 0 | 0 | 0 | 0.0067617 | 0 | 1.0876 | 1.0943 | 0.0042532 | 0 | 0.68409 | 0.68834 | 5.0858e-12 | 0 | 8.1801e-10 | 8.2309e-10 | 5.9931e-05 | 0 | 0.0096394 | 0.0096993 | 0 | 0 | 0 | 0 | 0 | 0 | 0 | 0 | 0.064628 | 3.1915e-05 | 0 | 0.0051333 | 0.0051652 | 0.00020863 | 0 | 0.025595 | 0.025804 | 0 | 1.5
1875_G_7 | MISO_Lower Michigan | Michigan | 26 | Huron | 63 | 1875 | 7 | Ubly | 10745 | 2000 | 9999 | Combustion Turbine | [5 empty] | Fossil | G | 2030 | Oil |  | 0 | 0 | 0 | 0 | 0 | 0 | 0 | 0 | 0 | 0 | 0 | 0 | 0 | 0 | 0 | 0 | 0 | 0 | 0 | 0 | 0 | 0 | 0 | 0 | 0 | 0 | 0 | 0 | 0 | 0 | 0 | 0 | 0 | 0 | 0 | 0 | 0 | 0 | 0 | 0 | 0.10771 | 0 | 0 | 0 | 0 | 0 | 0 | 0 | 0 | 0 | 2.5
1875_G_8 | MISO_Lower Michigan | Michigan | 26 | Huron | 63 | 1875 | 8 | Ubly | 10745 | 2001 | 9999 | Combustion Turbine | [5 empty] | Fossil | G | 2030 | NaturalGas |  | 0.00012109 | 0 | 0.019476 | 0.019597 | 0 | 0 | 0 | 0 | 0 | 0 | 0 | 0 | 0 | 0 | 0 | 0 | 0.01127 | 0 | 1.8126 | 1.8239 | 0.0070887 | 0 | 1.1401 | 1.1472 | 8.4764e-12 | 0 | 1.3633e-09 | 1.3718e-09 | 9.9885e-05 | 0 | 0.016066 | 0.016166 | 0 | 0 | 0 | 0 | 0 | 0 | 0 | 0 | 0.10771 | 5.3192e-05 | 0 | 0.0085555 | 0.0086087 | 0.00034772 | 0 | 0.042659 | 0.043006 | 0 | 2.5
1875_G_9 | MISO_Lower Michigan | Michigan | 26 | Huron | 63 | 1875 | 9 | Ubly | 10745 | 2002 | 9999 | Combustion Turbine | [5 empty] | Fossil | G | 2030 | NaturalGas |  | 7.2655e-05 | 0 | 0.011686 | 0.011758 | 0 | 0 | 0 | 0 | 0 | 0 | 0 | 0 | 0 | 0 | 0 | 0 | 0.0067617 | 0 | 1.0876 | 1.0943 | 0.0042532 | 0 | 0.68409 | 0.68834 | 5.0858e-12 | 0 | 8.1801e-10 | 8.2309e-10 | 5.9931e-05 | 0 | 0.0096394 | 0.0096993 | 0 | 0 | 0 | 0 | 0 | 0 | 0 | 0 | 0.064628 | 3.1915e-05 | 0 | 0.0051333 | 0.0051652 | 0.00020863 | 0 | 0.025595 | 0.025804 | 0 | 1.5
1877_G_10 | MISO_Lower Michigan | Michigan | 26 | Osceola | 133 | 1877 | 10 | George Johnson | 11336 | 2000 | 9999 | Combustion Turbine | [5 empty] | Fossil | G | 2030 | NaturalGas |  | 0.00093485 | 0 | 0.13556 | 0.1365 | 0 | 0 | 0 | 0 | 0 | 0 | 0 | 0 | 0 | 0 | 0 | 0 | 0.082467 | 0 | 11.9586 | 12.0411 | 0.054726 | 0 | 7.9358 | 7.9906 | 6.5439e-11 | 0 | 9.4894e-09 | 9.5548e-09 | 5.6825e-05 | 0 | 0.0082402 | 0.008297 | 0 | 0 | 0 | 0 | 0 | 0 | 0 | 0 | 0.47932 | 0.00038017 | 0 | 0.055129 | 0.055509 | 0.0026844 | 0 | 0.29692 | 0.29961 | 0 | 24.3
1877_G_11 | MISO_Lower Michigan | Michigan | 26 | Osceola | 133 | 1877 | 11 | George Johnson | 12283 | 1993 | 9999 | Combustion Turbine | [5 empty] | Fossil | G | 2030 | Oil |  | 0 | 0 | 0 | 0 | 0 | 0 | 0 | 0 | 0 | 0 | 0 | 0 | 0 | 0 | 0 | 0 | 0 | 0 | 0 | 0 | 0 | 0 | 0 | 0 | 0 | 0 | 0 | 0 | 0 | 0 | 0 | 0 | 0 | 0 | 0 | 0 | 0 | 0 | 0 | 0 | 0.043085 | 0 | 0 | 0 | 0 | 0 | 0 | 0 | 0 | 0 | 1
1877_G_9 | MISO_Lower Michigan | Michigan | 26 | Osceola | 133 | 1877 | 9 | George Johnson | 11336 | 2000 | 9999 | Combustion Turbine | [5 empty] | Fossil | G | 2030 | NaturalGas |  | 0.00093869 | 0 | 0.13612 | 0.13706 | 0 | 0 | 0 | 0 | 0 | 0 | 0 | 0 | 0 | 0 | 0 | 0 | 0.082806 | 0 | 12.0078 | 12.0906 | 0.054951 | 0 | 7.9685 | 8.0235 | 6.5709e-11 | 0 | 9.5284e-09 | 9.5942e-09 | 0.00011215 | 0 | 0.016262 | 0.016374 | 0 | 0 | 0 | 0 | 0 | 0 | 0 | 0 | 0.4813 | 0.00038174 | 0 | 0.055356 | 0.055738 | 0.0026955 | 0 | 0.29814 | 0.30084 | 0 | 24.4
188_G_1 | SPP West (Oklahoma, Arkansas, Louisiana) | Arkansas | 5 | Cleburne | 23 | 188 | 1 | Greers Ferry Lake | 0 | 1964 | 9999 | Hydro | [5 empty] | Non-Fossil | G | 2030 | Hydro |  | 0 | 0 | 0 | 0 | 0 | 0 | 0 | 0 | 0 | 0 | 0 | 0 | 0 | 0 | 0 | 0 | 27.9176 | 28.0039 | 45.6022 | 101.5237 | 0 | 0 | 0 | 0 | 0 | 0 | 0 | 0 | 0 | 0 | 0 | 0 | 0 | 0 | 0 | 0 | 0 | 0 | 0 | 0 | 0.79041 | 0.038805 | 0.038925 | 0.063387 | 0.14112 | 0 | 0 | 0 | 0 | 0 | 50
188_G_2 | SPP West (Oklahoma, Arkansas, Louisiana) | Arkansas | 5 | Cleburne | 23 | 188 | 2 | Greers Ferry Lake | 0 | 1964 | 9999 | Hydro | [5 empty] | Non-Fossil | G | 2030 | Hydro |  | 0 | 0 | 0 | 0 | 0 | 0 | 0 | 0 | 0 | 0 | 0 | 0 | 0 | 0 | 0 | 0 | 22.3341 | 22.4031 | 36.4818 | 81.2189 | 0 | 0 | 0 | 0 | 0 | 0 | 0 | 0 | 0 | 0 | 0 | 0 | 0 | 0 | 0 | 0 | 0 | 0 | 0 | 0 | 0.63233 | 0.031044 | 0.03114 | 0.05071 | 0.11289 | 0 | 0 | 0 | 0 | 0 | 40
1880_G_8 | MISO_Lower Michigan | Michigan | 26 | Allegan | 5 | 1880 | 8 | Claude Vandyke | 18769 | 2001 | 9999 | Combustion Turbine | [5 empty] | Fossil | G | 2030 | NaturalGas |  | 0 | 0 | 0 | 0 | 0 | 0 | 0 | 0 | 0 | 0 | 0 | 0 | 0 | 0 | 0 | 0 | 0 | 0 | 0 | 0 | 0 | 0 | 0 | 0 | 0 | 0 | 0 | 0 | 0 | 0 | 0 | 0 | 0 | 0 | 0 | 0 | 0 | 0 | 0 | 0 | 0.39845 | 0 | 0 | 0 | 0 | 0 | 0 | 0 | 0 | 0 | 20.2
1881_G_8 | MISO_Lower Michigan | Michigan | 26 | Montcalm | 117 | 1881 | 8 | Vestaburg | 16074 | 1972 | 9999 | Combustion Turbine | [5 empty] | Fossil | G | 2030 | Oil |  | 0 | 0 | 0 | 0 | 0 | 0 | 0 | 0 | 0 | 0 | 0 | 0 | 0 | 0 | 0 | 0 | 0 | 0 | 0 | 0 | 0 | 0 | 0 | 0 | 0 | 0 | 0 | 0 | 0 | 0 | 0 | 0 | 0 | 0 | 0 | 0 | 0 | 0 | 0 | 0 | 0.79708 | 0 | 0 | 0 | 0 | 0 | 0 | 0 | 0 | 0 | 18.5
1891_B_1 | MISO_Minnesota and Western Wisconsin | Minnesota | 27 | St Louis | 137 | 1891 | 1 | Syl Laskin | 13873 | 1953 | 9999 | O/G Steam | tangential | dry |  | LNC2 |  | Fossil | B | 2030 | NaturalGas |  | 0 | 0 | 0 | 0 | 0 | 0 | 0 | 0 | 0 | 0 | 0 | 0 | 0 | 0 | 0 | 0 | 0 | 0 | 0 | 0 | 0 | 0 | 0 | 0 | 0 | 0 | 0 | 0 | 0 | 0 | 0 | 0 | 0 | 0 | 0 | 0 | 0 | 0 | 0 | 0 | 2.3286 | 0 | 0 | 0 | 0 | 0 | 0 | 0 | 0 | 0 | 44
1891_B_2 | MISO_Minnesota and Western Wisconsin | Minnesota | 27 | St Louis | 137 | 1891 | 2 | Syl Laskin | 13922 | 1953 | 9999 | O/G Steam | tangential | dry |  | LNC2 |  | Fossil | B | 2030 | NaturalGas |  | 0 | 0 | 0 | 0 | 0 | 0 | 0 | 0 | 0 | 0 | 0 | 0 | 0 | 0 | 0 | 0 | 0 | 0 | 0 | 0 | 0 | 0 | 0 | 0 | 0 | 0 | 0 | 0 | 0 | 0 | 0 | 0 | 0 | 0 | 0 | 0 | 0 | 0 | 0 | 0 | 2.3286 | 0 | 0 | 0 | 0 | 0 | 0 | 0 | 0 | 0 | 44
1892_G_1 | MISO_Minnesota and Western Wisconsin | Minnesota | 27 | Morrison | 97 | 1892 | 1 | Blanchard | 0 | 1925 | 9999 | Hydro | [5 empty] | Non-Fossil | G | 2030 | Hydro |  | 0 | 0 | 0 | 0 | 0 | 0 | 0 | 0 | 0 | 0 | 0 | 0 | 0 | 0 | 0 | 0 | 5.7496 | 9.7369 | 13.4469 | 28.9335 | 0 | 0 | 0 | 0 | 0 | 0 | 0 | 0 | 0 | 0 | 0 | 0 | 0 | 0 | 0 | 0 | 0 | 0 | 0 | 0 | 0.085364 | 0.007992 | 0.013534 | 0.018691 | 0.040218 | 0 | 0 | 0 | 0 | 0 | 5.4
1892_G_2 | MISO_Minnesota and Western Wisconsin | Minnesota | 27 | Morrison | 97 | 1892 | 2 | Blanchard | 0 | 1925 | 9999 | Hydro | [5 empty] | Non-Fossil | G | 2030 | Hydro |  | 0 | 0 | 0 | 0 | 0 | 0 | 0 | 0 | 0 | 0 | 0 | 0 | 0 | 0 | 0 | 0 | 5.7496 | 9.7369 | 13.4469 | 28.9335 | 0 | 0 | 0 | 0 | 0 | 0 | 0 | 0 | 0 | 0 | 0 | 0 | 0 | 0 | 0 | 0 | 0 | 0 | 0 | 0 | 0.085364 | 0.007992 | 0.013534 | 0.018691 | 0.040218 | 0 | 0 | 0 | 0 | 0 | 5.4
1892_G_3 | MISO_Minnesota and Western Wisconsin | Minnesota | 27 | Morrison | 97 | 1892 | 3 | Blanchard | 0 | 1988 | 9999 | Hydro | [5 empty] | Non-Fossil | G | 2030 | Hydro |  | 0 | 0 | 0 | 0 | 0 | 0 | 0 | 0 | 0 | 0 | 0 | 0 | 0 | 0 | 0 | 0 | 5.7496 | 9.7369 | 13.4469 | 28.9335 | 0 | 0 | 0 | 0 | 0 | 0 | 0 | 0 | 0 | 0 | 0 | 0 | 0 | 0 | 0 | 0 | 0 | 0 | 0 | 0 | 0.085364 | 0.007992 | 0.013534 | 0.018691 | 0.040218 | 0 | 0 | 0 | 0 | 0 | 5.4
1893_B_3 | MISO_Minnesota and Western Wisconsin | Minnesota | 27 | Itasca | 61 | 1893 | 3 | Clay Boswell | 10599 | 1973 | 9999 | Coal Steam | tangential | dry | Baghouse + Wet Scrubber + SCR + Mercury Control | LNC2 + NH3 | Wet Scrubber | Fossil | B | 2030 |  | Coal Retirement | 0 | 0 | 0 | 0 | 0 | 0 | 0 | 0 | 0 | 0 | 0 | 0 | 0 | 0 | 0 | 0 | 0 | 0 | 0 | 0 | 0 | 0 | 0 | 0 | 0 | 0 | 0 | 0 | 0 | 0 | 0 | 0 | 0 | 0 | 0 | 0 | 0 | 0 | 0 | 0 | 0 | 0 | 0 | 0 | 0 | 0 | 0 | 0 | 0 | 0 | 364 | Scrubber / SCR / Mercury Control | Wet Scrubber
1893_B_4 | MISO_Minnesota and Western Wisconsin | Minnesota | 27 | Itasca | 61 | 1893 | 4 | Clay Boswell | 10639 | 1980 | 9999 | Coal Steam | tangential | dry | Baghouse + Dry Scrubber + SNCR + Mercury Control + DSI | LNC3 | Dry Scrubber | Fossil | B | 2030 | Coal | Coal to Gas | 2.7141 | 0 | 3.7963 | 6.5104 | 0 | 0 | 0 | 0 | 2.7141 | 0 | 3.7963 | 6.5104 | 0 | 0 | 0 | 0 | 255.1042 | 0 | 356.8298 | 611.9339 | 292.7106 | 0 | 409.4322 | 702.1429 | 0.00067082 | 0 | 0.00093832 | 0.0016091 | 0.14072 | 0 | 0.19684 | 0.33756 | 0.031851 | 0 | 0.044551 | 0.076402 | 0.001357 | 0 | 0.0018982 | 0.0032552 | 31.1408 | 1.5034 | 0 | 2.1029 | 3.6064 | 4.6203 | 0 | 6.4627 | 11.0829 | 9.6682 | 584 | Scrubber / SNCR / Mercury Control / DSI / Coal to Gas | Dry Scrubber
1893_G_D4 | MISO_Minnesota and Western Wisconsin | Minnesota | 27 | Itasca | 61 | 1893 | D4 | Clay Boswell | 12283 | 1980 | 9999 | Combustion Turbine | [5 empty] | Fossil | G | 2030 | Oil |  | 0 | 0 | 0 | 0 | 0 | 0 | 0 | 0 | 0 | 0 | 0 | 0 | 0 | 0 | 0 | 0 | 0 | 0 | 0 | 0 | 0 | 0 | 0 | 0 | 0 | 0 | 0 | 0 | 0 | 0 | 0 | 0 | 0 | 0 | 0 | 0 | 0 | 0 | 0 | 0 | 0.034549 | 0 | 0 | 0 | 0 | 0 | 0 | 0 | 0 | 0 | 0.8
1894_G_1 | MISO_Minnesota and Western Wisconsin | Minnesota | 27 | St Louis | 137 | 1894 | 1 | Fond Du Lac | 0 | 1924 | 9999 | Hydro | [5 empty] | Non-Fossil | G | 2030 | Hydro |  | 0 | 0 | 0 | 0 | 0 | 0 | 0 | 0 | 0 | 0 | 0 | 0 | 0 | 0 | 0 | 0 | 8.4788 | 14.0188 | 17.6124 | 40.1101 | 0 | 0 | 0 | 0 | 0 | 0 | 0 | 0 | 0 | 0 | 0 | 0 | 0 | 0 | 0 | 0 | 0 | 0 | 0 | 0 | 0.20709 | 0.011786 | 0.019486 | 0.024481 | 0.055753 | 0 | 0 | 0 | 0 | 0 | 13.1
1895_G_1 | MISO_Minnesota and Western Wisconsin | Minnesota | 27 | Carlton | 17 | 1895 | 1 | Knife Falls | 0 | 1922 | 9999 | Hydro | [5 empty] | Non-Fossil | G | 2030 | Hydro |  | 0 | 0 | 0 | 0 | 0 | 0 | 0 | 0 | 0 | 0 | 0 | 0 | 0 | 0 | 0 | 0 | 0.8518 | 1.4425 | 1.9921 | 4.2864 | 0 | 0 | 0 | 0 | 0 | 0 | 0 | 0 | 0 | 0 | 0 | 0 | 0 | 0 | 0 | 0 | 0 | 0 | 0 | 0 | 0.012647 | 0.001184 | 0.0020051 | 0.0027691 | 0.0059582 | 0 | 0 | 0 | 0 | 0 | 0.8
1895_G_2 | MISO_Minnesota and Western Wisconsin | Minnesota | 27 | Carlton | 17 | 1895 | 2 | Knife Falls | 0 | 1922 | 9999 | Hydro | [5 empty] | Non-Fossil | G | 2030 | Hydro |  | 0 | 0 | 0 | 0 | 0 | 0 | 0 | 0 | 0 | 0 | 0 | 0 | 0 | 0 | 0 | 0 | 0.8518 | 1.4425 | 1.9921 | 4.2864 | 0 | 0 | 0 | 0 | 0 | 0 | 0 | 0 | 0 | 0 | 0 | 0 | 0 | 0 | 0 | 0 | 0 | 0 | 0 | 0 | 0.012647 | 0.001184 | 0.0020051 | 0.0027691 | 0.0059582 | 0 | 0 | 0 | 0 | 0 | 0.8
1895_G_3 | MISO_Minnesota and Western Wisconsin | Minnesota | 27 | Carlton | 17 | 1895 | 3 | Knife Falls | 0 | 1922 | 9999 | Hydro | [5 empty] | Non-Fossil | G | 2030 | Hydro |  | 0 | 0 | 0 | 0 | 0 | 0 | 0 | 0 | 0 | 0 | 0 | 0 | 0 | 0 | 0 | 0 | 0.74532 | 1.2622 | 1.7431 | 3.7506 | 0 | 0 | 0 | 0 | 0 | 0 | 0 | 0 | 0 | 0 | 0 | 0 | 0 | 0 | 0 | 0 | 0 | 0 | 0 | 0 | 0.011066 | 0.001036 | 0.0017545 | 0.0024229 | 0.0052134 | 0 | 0 | 0 | 0 | 0 | 0.7
1896_G_1 | MISO_Minnesota and Western Wisconsin | Minnesota | 27 | Morrison | 97 | 1896 | 1 | Little Falls (MN) | 0 | 1919 | 9999 | Hydro | [5 empty] | Non-Fossil | G | 2030 | Hydro |  | 0 | 0 | 0 | 0 | 0 | 0 | 0 | 0 | 0 | 0 | 0 | 0 | 0 | 0 | 0 | 0 | 0.95827 | 1.6228 | 2.2412 | 4.8222 | 0 | 0 | 0 | 0 | 0 | 0 | 0 | 0 | 0 | 0 | 0 | 0 | 0 | 0 | 0 | 0 | 0 | 0 | 0 | 0 | 0.014227 | 0.001332 | 0.0022557 | 0.0031152 | 0.0067029 | 0 | 0 | 0 | 0 | 0 | 0.9
1896_G_2 | MISO_Minnesota and Western Wisconsin | Minnesota | 27 | Morrison | 97 | 1896 | 2 | Little Falls (MN) | 0 | 1919 | 9999 | Hydro | [5 empty] | Non-Fossil | G | 2030 | Hydro |  | 0 | 0 | 0 | 0 | 0 | 0 | 0 | 0 | 0 | 0 | 0 | 0 | 0 | 0 | 0 | 0 | 0.95827 | 1.6228 | 2.2412 | 4.8222 | 0 | 0 | 0 | 0 | 0 | 0 | 0 | 0 | 0 | 0 | 0 | 0 | 0 | 0 | 0 | 0 | 0 | 0 | 0 | 0 | 0.014227 | 0.001332 | 0.0022557 | 0.0031152 | 0.0067029 | 0 | 0 | 0 | 0 | 0 | 0.9
1896_G_3 | MISO_Minnesota and Western Wisconsin | Minnesota | 27 | Morrison | 97 | 1896 | 3 | Little Falls (MN) | 0 | 1920 | 9999 | Hydro | [5 empty] | Non-Fossil | G | 2030 | Hydro |  | 0 | 0 | 0 | 0 | 0 | 0 | 0 | 0 | 0 | 0 | 0 | 0 | 0 | 0 | 0 | 0 | 1.0647 | 1.8031 | 2.4902 | 5.3581 | 0 | 0 | 0 | 0 | 0 | 0 | 0 | 0 | 0 | 0 | 0 | 0 | 0 | 0 | 0 | 0 | 0 | 0 | 0 | 0 | 0.015808 | 0.00148 | 0.0025064 | 0.0034613 | 0.0074477 | 0 | 0 | 0 | 0 | 0 | 1
1896_G_4 | MISO_Minnesota and Western Wisconsin | Minnesota | 27 | Morrison | 97 | 1896 | 4 | Little Falls (MN) | 0 | 1979 | 9999 | Hydro | [5 empty] | Non-Fossil | G | 2030 | Hydro |  | 0 | 0 | 0 | 0 | 0 | 0 | 0 | 0 | 0 | 0 | 0 | 0 | 0 | 0 | 0 | 0 | 1.3842 | 2.3441 | 3.2372 | 6.9655 | 0 | 0 | 0 | 0 | 0 | 0 | 0 | 0 | 0 | 0 | 0 | 0 | 0 | 0 | 0 | 0 | 0 | 0 | 0 | 0 | 0.020551 | 0.001924 | 0.0032583 | 0.0044997 | 0.009682 | 0 | 0 | 0 | 0 | 0 | 1.3
1896_G_5 | MISO_Minnesota and Western Wisconsin | Minnesota | 27 | Morrison | 97 | 1896 | 5 | Little Falls (MN) | 0 | 1906 | 9999 | Hydro | [5 empty] | Non-Fossil | G | 2030 | Hydro |  | 0 | 0 | 0 | 0 | 0 | 0 | 0 | 0 | 0 | 0 | 0 | 0 | 0 | 0 | 0 | 0 | 0.53237 | 0.90157 | 1.2451 | 2.679 | 0 | 0 | 0 | 0 | 0 | 0 | 0 | 0 | 0 | 0 | 0 | 0 | 0 | 0 | 0 | 0 | 0 | 0 | 0 | 0 | 0.0079041 | 0.00074 | 0.0012532 | 0.0017307 | 0.0037238 | 0 | 0 | 0 | 0 | 0 | 0.5
1896_G_6 | MISO_Minnesota and Western Wisconsin | Minnesota | 27 | Morrison | 97 | 1896 | 6 | Little Falls (MN) | 0 | 1906 | 9999 | Hydro | [5 empty] | Non-Fossil | G | 2030 | Hydro |  | 0 | 0 | 0 | 0 | 0 | 0 | 0 | 0 | 0 | 0 | 0 | 0 | 0 | 0 | 0 | 0 | 0.53237 | 0.90157 | 1.2451 | 2.679 | 0 | 0 | 0 | 0 | 0 | 0 | 0 | 0 | 0 | 0 | 0 | 0 | 0 | 0 | 0 | 0 | 0 | 0 | 0 | 0 | 0.0079041 | 0.00074 | 0.0012532 | 0.0017307 | 0.0037238 | 0 | 0 | 0 | 0 | 0 | 0.5
1897_B_3 | MISO_Minnesota and Western Wisconsin | Minnesota | 27 | St Louis | 137 | 1897 | 3 | M L Hibbard | 6336 | 1988 | 9999 | Biomass | stoker/SPR | dry | ESPC | OFA |  | Non-Fossil | B | 2030 |  | Biomass Retirement | 0 | 0 | 0 | 0 | 0 | 0 | 0 | 0 | 0 | 0 | 0 | 0 | 0 | 0 | 0 | 0 | 0 | 0 | 0 | 0 | 0 | 0 | 0 | 0 | 0 | 0 | 0 | 0 | 0 | 0 | 0 | 0 | 0 | 0 | 0 | 0 | 0 | 0 | 0 | 0 | 0 | 0 | 0 | 0 | 0 | 0 | 0 | 0 | 0 | 0 | 30
1897_B_4 | MISO_Minnesota and Western Wisconsin | Minnesota | 27 | St Louis | 137 | 1897 | 4 | M L Hibbard | 6336 | 1988 | 9999 | Biomass | stoker/SPR | dry | ESPC | OFA |  | Non-Fossil | B | 2030 |  | Biomass Retirement | 0 | 0 | 0 | 0 | 0 | 0 | 0 | 0 | 0 | 0 | 0 | 0 | 0 | 0 | 0 | 0 | 0 | 0 | 0 | 0 | 0 | 0 | 0 | 0 | 0 | 0 | 0 | 0 | 0 | 0 | 0 | 0 | 0 | 0 | 0 | 0 | 0 | 0 | 0 | 0 | 0 | 0 | 0 | 0 | 0 | 0 | 0 | 0 | 0 | 0 | 30
1898_G_1 | MISO_Minnesota and Western Wisconsin | Minnesota | 27 | Cass | 21 | 1898 | 1 | Pillager | 0 | 1917 | 9999 | Hydro | [5 empty] | Non-Fossil | G | 2030 | Hydro |  | 0 | 0 | 0 | 0 | 0 | 0 | 0 | 0 | 0 | 0 | 0 | 0 | 0 | 0 | 0 | 0 | 0.95827 | 1.6228 | 2.2412 | 4.8222 | 0 | 0 | 0 | 0 | 0 | 0 | 0 | 0 | 0 | 0 | 0 | 0 | 0 | 0 | 0 | 0 | 0 | 0 | 0 | 0 | 0.014227 | 0.001332 | 0.0022557 | 0.0031152 | 0.0067029 | 0 | 0 | 0 | 0 | 0 | 0.9
1898_G_2 | MISO_Minnesota and Western Wisconsin | Minnesota | 27 | Cass | 21 | 1898 | 2 | Pillager | 0 | 1917 | 9999 | Hydro | [5 empty] | Non-Fossil | G | 2030 | Hydro |  | 0 | 0 | 0 | 0 | 0 | 0 | 0 | 0 | 0 | 0 | 0 | 0 | 0 | 0 | 0 | 0 | 0.8518 | 1.4425 | 1.9921 | 4.2864 | 0 | 0 | 0 | 0 | 0 | 0 | 0 | 0 | 0 | 0 | 0 | 0 | 0 | 0 | 0 | 0 | 0 | 0 | 0 | 0 | 0.012647 | 0.001184 | 0.0020051 | 0.0027691 | 0.0059582 | 0 | 0 | 0 | 0 | 0 | 0.8
1899_G_1 | MISO_Minnesota and Western Wisconsin | Minnesota | 27 | Carlton | 17 | 1899 | 1 | Scanlon | 0 | 1923 | 9999 | Hydro | [5 empty] | Non-Fossil | G | 2030 | Hydro |  | 0 | 0 | 0 | 0 | 0 | 0 | 0 | 0 | 0 | 0 | 0 | 0 | 0 | 0 | 0 | 0 | 0.4259 | 0.72126 | 0.99607 | 2.1432 | 0 | 0 | 0 | 0 | 0 | 0 | 0 | 0 | 0 | 0 | 0 | 0 | 0 | 0 | 0 | 0 | 0 | 0 | 0 | 0 | 0.0063233 | 0.000592 | 0.0010025 | 0.0013845 | 0.0029791 | 0 | 0 | 0 | 0 | 0 | 0.4
1899_G_2 | MISO_Minnesota and Western Wisconsin | Minnesota | 27 | Carlton | 17 | 1899 | 2 | Scanlon | 0 | 1923 | 9999 | Hydro | [5 empty] | Non-Fossil | G | 2030 | Hydro |  | 0 | 0 | 0 | 0 | 0 | 0 | 0 | 0 | 0 | 0 | 0 | 0 | 0 | 0 | 0 | 0 | 0.4259 | 0.72126 | 0.99607 | 2.1432 | 0 | 0 | 0 | 0 | 0 | 0 | 0 | 0 | 0 | 0 | 0 | 0 | 0 | 0 | 0 | 0 | 0 | 0 | 0 | 0 | 0.0063233 | 0.000592 | 0.0010025 | 0.0013845 | 0.0029791 | 0 | 0 | 0 | 0 | 0 | 0.4
1899_G_3 | MISO_Minnesota and Western Wisconsin | Minnesota | 27 | Carlton | 17 | 1899 | 3 | Scanlon | 0 | 1923 | 9999 | Hydro | [5 empty] | Non-Fossil | G | 2030 | Hydro |  | 0 | 0 | 0 | 0 | 0 | 0 | 0 | 0 | 0 | 0 | 0 | 0 | 0 | 0 | 0 | 0 | 0.4259 | 0.72126 | 0.99607 | 2.1432 | 0 | 0 | 0 | 0 | 0 | 0 | 0 | 0 | 0 | 0 | 0 | 0 | 0 | 0 | 0 | 0 | 0 | 0 | 0 | 0 | 0.0063233 | 0.000592 | 0.0010025 | 0.0013845 | 0.0029791 | 0 | 0 | 0 | 0 | 0 | 0.4
1899_G_4 | MISO_Minnesota and Western Wisconsin | Minnesota | 27 | Carlton | 17 | 1899 | 4 | Scanlon | 0 | 1923 | 9999 | Hydro | [5 empty] | Non-Fossil | G | 2030 | Hydro |  | 0 | 0 | 0 | 0 | 0 | 0 | 0 | 0 | 0 | 0 | 0 | 0 | 0 | 0 | 0 | 0 | 0.4259 | 0.72126 | 0.99607 | 2.1432 | 0 | 0 | 0 | 0 | 0 | 0 | 0 | 0 | 0 | 0 | 0 | 0 | 0 | 0 | 0 | 0 | 0 | 0 | 0 | 0 | 0.0063233 | 0.000592 | 0.0010025 | 0.0013845 | 0.0029791 | 0 | 0 | 0 | 0 | 0 | 0.4
19_G_1 | SERC_Southeastern | Alabama | 1 | Elmore | 51 | 19 | 1 | Thurlow Dam | 0 | 1931 | 9999 | Hydro | [5 empty] | Non-Fossil | G | 2030 | Hydro |  | 0 | 0 | 0 | 0 | 0 | 0 | 0 | 0 | 0 | 0 | 0 | 0 | 0 | 0 | 0 | 0 | 36.1774 | 37.3421 | 29.2101 | 102.7296 | 0 | 0 | 0 | 0 | 0 | 0 | 0 | 0 | 0 | 0 | 0 | 0 | 0 | 0 | 0 | 0 | 0 | 0 | 0 | 0 | 0.57226 | 0.050287 | 0.051905 | 0.040602 | 0.14279 | 0 | 0 | 0 | 0 | 0 | 36.2
19_G_2 | SERC_Southeastern | Alabama | 1 | Elmore | 51 | 19 | 2 | Thurlow Dam | 0 | 1931 | 9999 | Hydro | [5 empty] | Non-Fossil | G | 2030 | Hydro |  | 0 | 0 | 0 | 0 | 0 | 0 | 0 | 0 | 0 | 0 | 0 | 0 | 0 | 0 | 0 | 0 | 36.1774 | 37.3421 | 29.2101 | 102.7296 | 0 | 0 | 0 | 0 | 0 | 0 | 0 | 0 | 0 | 0 | 0 | 0 | 0 | 0 | 0 | 0 | 0 | 0 | 0 | 0 | 0.57226 | 0.050287 | 0.051905 | 0.040602 | 0.14279 | 0 | 0 | 0 | 0 | 0 | 36.2
19_G_3 | SERC_Southeastern | Alabama | 1 | Elmore | 51 | 19 | 3 | Thurlow Dam | 0 | 1931 | 9999 | Hydro | [5 empty] | Non-Fossil | G | 2030 | Hydro |  | 0 | 0 | 0 | 0 | 0 | 0 | 0 | 0 | 0 | 0 | 0 | 0 | 0 | 0 | 0 | 0 | 7.4953 | 7.7366 | 6.0518 | 21.2838 | 0 | 0 | 0 | 0 | 0 | 0 | 0 | 0 | 0 | 0 | 0 | 0 | 0 | 0 | 0 | 0 | 0 | 0 | 0 | 0 | 0.11856 | 0.010418 | 0.010754 | 0.008412 | 0.029584 | 0 | 0 | 0 | 0 | 0 | 7.5
1900_G_1 | MISO_Minnesota and Western Wisconsin | Minnesota | 27 | Cass | 21 | 1900 | 1 | Sylvan | 0 | 1913 | 9999 | Hydro | [5 empty] | Non-Fossil | G | 2030 | Hydro |  | 0 | 0 | 0 | 0 | 0 | 0 | 0 | 0 | 0 | 0 | 0 | 0 | 0 | 0 | 0 | 0 | 0.63885 | 1.0819 | 1.4941 | 3.2148 | 0 | 0 | 0 | 0 | 0 | 0 | 0 | 0 | 0 | 0 | 0 | 0 | 0 | 0 | 0 | 0 | 0 | 0 | 0 | 0 | 0.0094849 | 0.000888 | 0.0015038 | 0.0020768 | 0.0044686 | 0 | 0 | 0 | 0 | 0 | 0.6
1900_G_2 | MISO_Minnesota and Western Wisconsin | Minnesota | 27 | Cass | 21 | 1900 | 2 | Sylvan | 0 | 1913 | 9999 | Hydro | [5 empty] | Non-Fossil | G | 2030 | Hydro |  | 0 | 0 | 0 | 0 | 0 | 0 | 0 | 0 | 0 | 0 | 0 | 0 | 0 | 0 | 0 | 0 | 0.63885 | 1.0819 | 1.4941 | 3.2148 | 0 | 0 | 0 | 0 | 0 | 0 | 0 | 0 | 0 | 0 | 0 | 0 | 0 | 0 | 0 | 0 | 0 | 0 | 0 | 0 | 0.0094849 | 0.000888 | 0.0015038 | 0.0020768 | 0.0044686 | 0 | 0 | 0 | 0 | 0 | 0.6
1900_G_3 | MISO_Minnesota and Western Wisconsin | Minnesota | 27 | Cass | 21 | 1900 | 3 | Sylvan | 0 | 1915 | 9999 | Hydro | [5 empty] | Non-Fossil | G | 2030 | Hydro |  | 0 | 0 | 0 | 0 | 0 | 0 | 0 | 0 | 0 | 0 | 0 | 0 | 0 | 0 | 0 | 0 | 0.63885 | 1.0819 | 1.4941 | 3.2148 | 0 | 0 | 0 | 0 | 0 | 0 | 0 | 0 | 0 | 0 | 0 | 0 | 0 | 0 | 0 | 0 | 0 | 0 | 0 | 0 | 0.0094849 | 0.000888 | 0.0015038 | 0.0020768 | 0.0044686 | 0 | 0 | 0 | 0 | 0 | 0.6
1901_G_1 | MISO_Minnesota and Western Wisconsin | Minnesota | 27 | Carlton | 17 | 1901 | 1 | Thomson | 0 | 1907 | 9999 | Hydro | [5 empty] | Non-Fossil | G | 2030 | Hydro |  | 0 | 0 | 0 | 0 | 0 | 0 | 0 | 0 | 0 | 0 | 0 | 0 | 0 | 0 | 0 | 0 | 8.0905 | 13.3768 | 16.8057 | 38.2729 | 0 | 0 | 0 | 0 | 0 | 0 | 0 | 0 | 0 | 0 | 0 | 0 | 0 | 0 | 0 | 0 | 0 | 0 | 0 | 0 | 0.1976 | 0.011246 | 0.018594 | 0.02336 | 0.053199 | 0 | 0 | 0 | 0 | 0 | 12.5
1901_G_2 | MISO_Minnesota and Western Wisconsin | Minnesota | 27 | Carlton | 17 | 1901 | 2 | Thomson | 0 | 1907 | 9999 | Hydro | [5 empty] | Non-Fossil | G | 2030 | Hydro |  | 0 | 0 | 0 | 0 | 0 | 0 | 0 | 0 | 0 | 0 | 0 | 0 | 0 | 0 | 0 | 0 | 8.0905 | 13.3768 | 16.8057 | 38.2729 | 0 | 0 | 0 | 0 | 0 | 0 | 0 | 0 | 0 | 0 | 0 | 0 | 0 | 0 | 0 | 0 | 0 | 0 | 0 | 0 | 0.1976 | 0.011246 | 0.018594 | 0.02336 | 0.053199 | 0 | 0 | 0 | 0 | 0 | 12.5
1901_G_3 | MISO_Minnesota and Western Wisconsin | Minnesota | 27 | Carlton | 17 | 1901 | 3 | Thomson | 0 | 1907 | 9999 | Hydro | [5 empty] | Non-Fossil | G | 2030 | Hydro |  | 0 | 0 | 0 | 0 | 0 | 0 | 0 | 0 | 0 | 0 | 0 | 0 | 0 | 0 | 0 | 0 | 8.0905 | 13.3768 | 16.8057 | 38.2729 | 0 | 0 | 0 | 0 | 0 | 0 | 0 | 0 | 0 | 0 | 0 | 0 | 0 | 0 | 0 | 0 | 0 | 0 | 0 | 0 | 0.1976 | 0.011246 | 0.018594 | 0.02336 | 0.053199 | 0 | 0 | 0 | 0 | 0 | 12.5
1901_G_4 | MISO_Minnesota and Western Wisconsin | Minnesota | 27 | Carlton | 17 | 1901 | 4 | Thomson | 0 | 1914 | 9999 | Hydro | [5 empty] | Non-Fossil | G | 2030 | Hydro |  | 0 | 0 | 0 | 0 | 0 | 0 | 0 | 0 | 0 | 0 | 0 | 0 | 0 | 0 | 0 | 0 | 7.8316 | 12.9487 | 16.2679 | 37.0482 | 0 | 0 | 0 | 0 | 0 | 0 | 0 | 0 | 0 | 0 | 0 | 0 | 0 | 0 | 0 | 0 | 0 | 0 | 0 | 0 | 0.19128 | 0.010886 | 0.017999 | 0.022612 | 0.051497 | 0 | 0 | 0 | 0 | 0 | 12.1
1901_G_5 | MISO_Minnesota and Western Wisconsin | Minnesota | 27 | Carlton | 17 | 1901 | 5 | Thomson | 0 | 1919 | 9999 | Hydro | [5 empty] | Non-Fossil | G | 2030 | Hydro |  | 0 | 0 | 0 | 0 | 0 | 0 | 0 | 0 | 0 | 0 | 0 | 0 | 0 | 0 | 0 | 0 | 7.7021 | 12.7347 | 15.999 | 36.4358 | 0 | 0 | 0 | 0 | 0 | 0 | 0 | 0 | 0 | 0 | 0 | 0 | 0 | 0 | 0 | 0 | 0 | 0 | 0 | 0 | 0.18812 | 0.010706 | 0.017701 | 0.022239 | 0.050646 | 0 | 0 | 0 | 0 | 0 | 11.9
1901_G_6 | MISO_Minnesota and Western Wisconsin | Minnesota | 27 | Carlton | 17 | 1901 | 6 | Thomson | 0 | 1949 | 9999 | Hydro | [5 empty] | Non-Fossil | G | 2030 | Hydro |  | 0 | 0 | 0 | 0 | 0 | 0 | 0 | 0 | 0 | 0 | 0 | 0 | 0 | 0 | 0 | 0 | 9.5144 | 15.7311 | 19.7635 | 45.009 | 0 | 0 | 0 | 0 | 0 | 0 | 0 | 0 | 0 | 0 | 0 | 0 | 0 | 0 | 0 | 0 | 0 | 0 | 0 | 0 | 0.23238 | 0.013225 | 0.021866 | 0.027471 | 0.062562 | 0 | 0 | 0 | 0 | 0 | 14.7
1902_G_2 | MISO_Minnesota and Western Wisconsin | Minnesota | 27 | Lake | 75 | 1902 | 2 | Winton | 0 | 1923 | 9999 | Hydro | [5 empty] | Non-Fossil | G | 2030 | Hydro |  | 0 | 0 | 0 | 0 | 0 | 0 | 0 | 0 | 0 | 0 | 0 | 0 | 0 | 0 | 0 | 0 | 1.3592 | 2.2473 | 2.8234 | 6.4299 | 0 | 0 | 0 | 0 | 0 | 0 | 0 | 0 | 0 | 0 | 0 | 0 | 0 | 0 | 0 | 0 | 0 | 0 | 0 | 0 | 0.033197 | 0.0018893 | 0.0031237 | 0.0039245 | 0.0089375 | 0 | 0 | 0 | 0 | 0 | 2.1
1902_G_3 | MISO_Minnesota and Western Wisconsin | Minnesota | 27 | Lake | 75 | 1902 | 3 | Winton | 0 | 1923 | 9999 | Hydro | [5 empty] | Non-Fossil | G | 2030 | Hydro |  | 0 | 0 | 0 | 0 | 0 | 0 | 0 | 0 | 0 | 0 | 0 | 0 | 0 | 0 | 0 | 0 | 1.2945 | 2.1403 | 2.6889 | 6.1237 | 0 | 0 | 0 | 0 | 0 | 0 | 0 | 0 | 0 | 0 | 0 | 0 | 0 | 0 | 0 | 0 | 0 | 0 | 0 | 0 | 0.031616 | 0.0017993 | 0.002975 | 0.0037376 | 0.0085119 | 0 | 0 | 0 | 0 | 0 | 2
1904_G_2 | MISO_Minnesota and Western Wisconsin | Minnesota | 27 | Dakota | 37 | 1904 | 2 | Black Dog | 7422 | 1954 | 9999 | Combined Cycle |  |  | SCR |  |  | Fossil | G | 2030 | NaturalGas |  | 0.78896 | 0.066443 | 2.6829 | 3.5383 | 0 | 0 | 0 | 0 | 0 | 0 | 0 | 0 | 0 | 0 | 0 | 0 | 106.3004 | 8.9522 | 361.4854 | 476.7381 | 46.1858 | 3.8896 | 157.0596 | 207.135 | 5.5227e-08 | 4.651e-09 | 1.8781e-07 | 2.4768e-07 | 0.0056807 | 0.0004784 | 0.016098 | 0.022257 | 0 | 0 | 0 | 0 | 0 | 0 | 0 | 0 | 4.8096 | 0.27552 | 0.037111 | 0.83518 | 1.1478 | 2.545 | 0.19044 | 6.5547 | 9.2901 | 0 | 117 | SCR
1904_G_5 | MISO_Minnesota and Western Wisconsin | Minnesota | 27 | Dakota | 37 | 1904 | 5 | Black Dog | 7422 | 2002 | 9999 | Combined Cycle |  |  | SCR |  |  | Fossil | G | 2030 | NaturalGas |  | 1.1126 | 0.093702 | 3.7836 | 4.99 | 0 | 0 | 0 | 0 | 0 | 0 | 0 | 0 | 0 | 0 | 0 | 0 | 149.9108 | 12.6249 | 509.7872 | 672.3229 | 65.1338 | 5.4853 | 221.4943 | 292.1135 | 7.7885e-08 | 6.5592e-09 | 2.6485e-07 | 3.493e-07 | 0.0080112 | 0.00067467 | 0.022702 | 0.031388 | 0 | 0 | 0 | 0 | 0 | 0 | 0 | 0 | 6.7828 | 0.38856 | 0.052336 | 1.1778 | 1.6187 | 3.589 | 0.26856 | 9.2438 | 13.1014 | 0 | 165 | SCR
1904_G_6-1 | MISO_Minnesota and Western Wisconsin | Minnesota | 27 | Dakota | 37 | 1904 | 6-1 | Black Dog | 10745 | 2018 | 9999 | Combustion Turbine | [5 empty] | Fossil | G | 2030 | NaturalGas |  | 0.058358 | 0 | 0.074263 | 0.13262 | 0 | 0 | 0 | 0 | 0 | 0 | 0 | 0 | 0 | 0 | 0 | 0 | 5.4312 | 0 | 6.9114 | 12.3426 | 3.4163 | 0 | 4.3473 | 7.7636 | 4.0851e-09 | 0 | 5.1984e-09 | 9.2835e-09 | 0.00083832 | 0 | 0.0010668 | 0.0019051 | 0 | 0 | 0 | 0 | 0 | 0 | 0 | 0 | 4.1817 | 0.025038 | 0 | 0.031861 | 0.056899 | 0.18825 | 0 | 0.18143 | 0.36968 | 0 | 212
1911_G_1 | MISO_Minnesota and Western Wisconsin | Minnesota | 27 | Hennepin | 53 | 1911 | 1 | Hennepin Island | 0 | 1954 | 9999 | Hydro | [5 empty] | Non-Fossil | G | 2030 | Hydro |  | 0 | 0 | 0 | 0 | 0 | 0 | 0 | 0 | 0 | 0 | 0 | 0 | 0 | 0 | 0 | 0 | 1.2777 | 2.1638 | 2.9882 | 6.4297 | 0 | 0 | 0 | 0 | 0 | 0 | 0 | 0 | 0 | 0 | 0 | 0 | 0 | 0 | 0 | 0 | 0 | 0 | 0 | 0 | 0.01897 | 0.001776 | 0.0030076 | 0.0041536 | 0.0089372 | 0 | 0 | 0 | 0 | 0 | 1.2
1911_G_2 | MISO_Minnesota and Western Wisconsin | Minnesota | 27 | Hennepin | 53 | 1911 | 2 | Hennepin Island | 0 | 1955 | 9999 | Hydro | [5 empty] | Non-Fossil | G | 2030 | Hydro |  | 0 | 0 | 0 | 0 | 0 | 0 | 0 | 0 | 0 | 0 | 0 | 0 | 0 | 0 | 0 | 0 | 1.2777 | 2.1638 | 2.9882 | 6.4297 | 0 | 0 | 0 | 0 | 0 | 0 | 0 | 0 | 0 | 0 | 0 | 0 | 0 | 0 | 0 | 0 | 0 | 0 | 0 | 0 | 0.01897 | 0.001776 | 0.0030076 | 0.0041536 | 0.0089372 | 0 | 0 | 0 | 0 | 0 | 1.2
1911_G_3 | MISO_Minnesota and Western Wisconsin | Minnesota | 27 | Hennepin | 53 | 1911 | 3 | Hennepin Island | 0 | 1955 | 9999 | Hydro | [5 empty] | Non-Fossil | G | 2030 | Hydro |  | 0 | 0 | 0 | 0 | 0 | 0 | 0 | 0 | 0 | 0 | 0 | 0 | 0 | 0 | 0 | 0 | 1.2777 | 2.1638 | 2.9882 | 6.4297 | 0 | 0 | 0 | 0 | 0 | 0 | 0 | 0 | 0 | 0 | 0 | 0 | 0 | 0 | 0 | 0 | 0 | 0 | 0 | 0 | 0.01897 | 0.001776 | 0.0030076 | 0.0041536 | 0.0089372 | 0 | 0 | 0 | 0 | 0 | 1.2
1911_G_4 | MISO_Minnesota and Western Wisconsin | Minnesota | 27 | Hennepin | 53 | 1911 | 4 | Hennepin Island | 0 | 1954 | 9999 | Hydro | [5 empty] | Non-Fossil | G | 2030 | Hydro |  | 0 | 0 | 0 | 0 | 0 | 0 | 0 | 0 | 0 | 0 | 0 | 0 | 0 | 0 | 0 | 0 | 1.2777 | 2.1638 | 2.9882 | 6.4297 | 0 | 0 | 0 | 0 | 0 | 0 | 0 | 0 | 0 | 0 | 0 | 0 | 0 | 0 | 0 | 0 | 0 | 0 | 0 | 0 | 0.01897 | 0.001776 | 0.0030076 | 0.0041536 | 0.0089372 | 0 | 0 | 0 | 0 | 0 | 1.2
1911_G_5 | MISO_Minnesota and Western Wisconsin | Minnesota | 27 | Hennepin | 53 | 1911 | 5 | Hennepin Island | 0 | 1955 | 9999 | Hydro | [5 empty] | Non-Fossil | G | 2030 | Hydro |  | 0 | 0 | 0 | 0 | 0 | 0 | 0 | 0 | 0 | 0 | 0 | 0 | 0 | 0 | 0 | 0 | 1.3842 | 2.3441 | 3.2372 | 6.9655 | 0 | 0 | 0 | 0 | 0 | 0 | 0 | 0 | 0 | 0 | 0 | 0 | 0 | 0 | 0 | 0 | 0 | 0 | 0 | 0 | 0.020551 | 0.001924 | 0.0032583 | 0.0044997 | 0.009682 | 0 | 0 | 0 | 0 | 0 | 1.3
1912_G_7 | MISO_Minnesota and Western Wisconsin | Minnesota | 27 | Ramsey | 123 | 1912 | 7 | High Bridge | 7063 | 2008 | 9999 | Combined Cycle |  |  | SCR | DLNB |  | Fossil | G | 2030 | NaturalGas |  | 1.4209 | 0.79523 | 3.5382 | 5.7543 | 0 | 0 | 0 | 0 | 0 | 0 | 0 | 0 | 0 | 0 | 0 | 0 | 201.1783 | 112.5906 | 500.9432 | 814.712 | 83.1808 | 46.5526 | 207.124 | 336.8574 | 9.9465e-08 | 5.5666e-08 | 2.4767e-07 | 4.028e-07 | 0.0094418 | 0.0052842 | 0.021229 | 0.035955 | 0 | 0 | 0 | 0 | 0 | 0 | 0 | 0 | 4.9543 | 0.46306 | 0.37743 | 1.153 | 1.9935 | 4.5835 | 2.2792 | 8.6441 | 15.5068 | 0 | 152 | SCR
1912_G_8 | MISO_Minnesota and Western Wisconsin | Minnesota | 27 | Ramsey | 123 | 1912 | 8 | High Bridge | 7063 | 2008 | 9999 | Combined Cycle |  |  | SCR | DLNB |  | Fossil | G | 2030 | NaturalGas |  | 1.4209 | 0.79523 | 3.5382 | 5.7543 | 0 | 0 | 0 | 0 | 0 | 0 | 0 | 0 | 0 | 0 | 0 | 0 | 201.1783 | 112.5906 | 500.9432 | 814.712 | 83.1808 | 46.5526 | 207.124 | 336.8574 | 9.9465e-08 | 5.5666e-08 | 2.4767e-07 | 4.028e-07 | 0.0094418 | 0.0052842 | 0.021229 | 0.035955 | 0 | 0 | 0 | 0 | 0 | 0 | 0 | 0 | 4.9543 | 0.46306 | 0.37743 | 1.153 | 1.9935 | 4.5835 | 2.2792 | 8.6441 | 15.5068 | 0 | 152 | SCR
1912_G_9 | MISO_Minnesota and Western Wisconsin | Minnesota | 27 | Ramsey | 123 | 1912 | 9 | High Bridge | 7063 | 2008 | 9999 | Combined Cycle |  |  | SCR | DLNB |  | Fossil | G | 2030 | NaturalGas |  | 2.1127 | 1.1824 | 5.2607 | 8.5558 | 0 | 0 | 0 | 0 | 0 | 0 | 0 | 0 | 0 | 0 | 0 | 0 | 299.1203 | 167.4044 | 744.8234 | 1211.3481 | 123.6767 | 69.2164 | 307.9607 | 500.8537 | 1.4789e-07 | 8.2766e-08 | 3.6825e-07 | 5.989e-07 | 0.014038 | 0.0078567 | 0.031564 | 0.053459 | 0 | 0 | 0 | 0 | 0 | 0 | 0 | 0 | 7.3145 | 0.68736 | 0.56055 | 1.7116 | 2.9595 | 6.8149 | 3.3889 | 12.8524 | 23.0561 | 0 | 226 | SCR
1913_G_7 | MISO_Minnesota and Western Wisconsin | Minnesota | 27 | Dakota | 37 | 1913 | 7 | Inver Hills | 25000 | 1997 | 9999 | Combustion Turbine | [5 empty] | Fossil | G | 2030 | Oil |  | 0 | 0 | 0 | 0 | 0 | 0 | 0 | 0 | 0 | 0 | 0 | 0 | 0 | 0 | 0 | 0 | 0 | 0 | 0 | 0 | 0 | 0 | 0 | 0 | 0 | 0 | 0 | 0 | 0 | 0 | 0 | 0 | 0 | 0 | 0 | 0 | 0 | 0 | 0 | 0 | 4.3186e-08 | 0 | 0 | 0 | 0 | 0 | 0 | 0 | 0 | 0 | 1e-06
1913_G_8 | MISO_Minnesota and Western Wisconsin | Minnesota | 27 | Dakota | 37 | 1913 | 8 | Inver Hills | 25000 | 1997 | 9999 | Combustion Turbine | [5 empty] | Fossil | G | 2030 | Oil |  | 0 | 0 | 0 | 0 | 0 | 0 | 0 | 0 | 0 | 0 | 0 | 0 | 0 | 0 | 0 | 0 | 0 | 0 | 0 | 0 | 0 | 0 | 0 | 0 | 0 | 0 | 0 | 0 | 0 | 0 | 0 | 0 | 0 | 0 | 0 | 0 | 0 | 0 | 0 | 0 | 4.3186e-08 | 0 | 0 | 0 | 0 | 0 | 0 | 0 | 0 | 0 | 1e-06
1922_G_1 | MISO_Minnesota and Western Wisconsin | Minnesota | 27 | Wright | 171 | 1922 | 1 | Monticello Nuclear Facility | 10456 | 1971 | 9999 | Nuclear | [5 empty] | Non-Fossil | G | 2030 | Nuclear |  | 12.7558 | 17.2912 | 23.0195 | 53.0665 | 0 | 0 | 0 | 0 | 0 | 0 | 0 | 0 | 0 | 0 | 0 | 0 | 1219.9507 | 1653.7109 | 2201.5583 | 5075.2199 | 0 | 0 | 0 | 0 | 0 | 0 | 0 | 0 | 0 | 0 | 0 | 0 | 0 | 0 | 0 | 0 | 0 | 0 | 0 | 0 | 157.2266 | 0.24212 | 0.32821 | 0.43694 | 1.0073 | 8.8336 | 11.9745 | 15.9414 | 36.7496 | 0 | 617
1925_G_1 | MISO_Minnesota and Western Wisconsin | Minnesota | 27 | Goodhue | 49 | 1925 | 1 | Prairie Island | 10456 | 1974 | 9999 | Nuclear | [5 empty] | Non-Fossil | G | 2030 | Nuclear |  | 10.1861 | 13.8078 | 18.3821 | 42.376 | 0 | 0 | 0 | 0 | 0 | 0 | 0 | 0 | 0 | 0 | 0 | 0 | 974.1867 | 1320.5642 | 1758.0456 | 4052.7965 | 0 | 0 | 0 | 0 | 0 | 0 | 0 | 0 | 0 | 0 | 0 | 0 | 0 | 0 | 0 | 0 | 0 | 0 | 0 | 0 | 89.2995 | 0.099968 | 0.13551 | 0.1804 | 0.41588 | 7.0541 | 9.5622 | 12.73 | 29.3462 | 0 | 521
1925_G_2 | MISO_Minnesota and Western Wisconsin | Minnesota | 27 | Goodhue | 49 | 1925 | 2 | Prairie Island | 10456 | 1974 | 9999 | Nuclear | [5 empty] | Non-Fossil | G | 2030 | Nuclear |  | 10.2841 | 13.9407 | 18.559 | 42.7838 | 0 | 0 | 0 | 0 | 0 | 0 | 0 | 0 | 0 | 0 | 0 | 0 | 983.5612 | 1333.2718 | 1774.963 | 4091.796 | 0 | 0 | 0 | 0 | 0 | 0 | 0 | 0 | 0 | 0 | 0 | 0 | 0 | 0 | 0 | 0 | 0 | 0 | 0 | 0 | 86.9983 | 0.092855 | 0.12587 | 0.16757 | 0.38629 | 7.122 | 9.6542 | 12.8525 | 29.6286 | 0 | 519
1927_G_10 | MISO_Minnesota and Western Wisconsin | Minnesota | 27 | Hennepin | 53 | 1927 | 10 | Riverside (MN) | 7269 | 2009 | 9999 | Combined Cycle |  |  | SCR | DLNB |  | Fossil | G | 2030 | NaturalGas |  | 1.4143 | 0.5036 | 3.5216 | 5.4394 | 0 | 0 | 0 | 0 | 0 | 0 | 0 | 0 | 0 | 0 | 0 | 0 | 194.5606 | 69.2808 | 484.4648 | 748.3062 | 82.7908 | 29.4809 | 206.153 | 318.4247 | 9.8998e-08 | 3.5252e-08 | 2.4651e-07 | 3.8076e-07 | 0.012026 | 0.0042822 | 0.021129 | 0.037437 | 0 | 0 | 0 | 0 | 0 | 0 | 0 | 0 | 4.7903 | 0.44894 | 0.23264 | 1.1179 | 1.7995 | 4.562 | 1.4434 | 8.6035 | 14.6089 | 0 | 147 | SCR
1927_G_9 | MISO_Minnesota and Western Wisconsin | Minnesota | 27 | Hennepin | 53 | 1927 | 9 | Riverside (MN) | 7269 | 2009 | 9999 | Combined Cycle |  |  | SCR | DLNB |  | Fossil | G | 2030 | NaturalGas |  | 1.4143 | 0.5036 | 3.5216 | 5.4394 | 0 | 0 | 0 | 0 | 0 | 0 | 0 | 0 | 0 | 0 | 0 | 0 | 194.5606 | 69.2808 | 484.4648 | 748.3062 | 82.7908 | 29.4809 | 206.153 | 318.4247 | 9.8998e-08 | 3.5252e-08 | 2.4651e-07 | 3.8076e-07 | 0.012026 | 0.0042822 | 0.021129 | 0.037437 | 0 | 0 | 0 | 0 | 0 | 0 | 0 | 0 | 4.7903 | 0.44894 | 0.23264 | 1.1179 | 1.7995 | 4.562 | 1.4434 | 8.6035 | 14.6089 | 0 | 147 | SCR
1927_G_ST7 | MISO_Minnesota and Western Wisconsin | Minnesota | 27 | Hennepin | 53 | 1927 | ST7 | Riverside (MN) | 7269 | 1987 | 9999 | Combined Cycle |  |  | SCR | DLNB |  | Fossil | G | 2030 | NaturalGas |  | 1.5393 | 0.54814 | 3.833 | 5.9205 | 0 | 0 | 0 | 0 | 0 | 0 | 0 | 0 | 0 | 0 | 0 | 0 | 211.7666 | 75.4077 | 527.3086 | 814.4829 | 90.1125 | 32.088 | 224.3842 | 346.5847 | 1.0775e-07 | 3.837e-08 | 2.6831e-07 | 4.1443e-07 | 0.013089 | 0.0046609 | 0.022998 | 0.040748 | 0 | 0 | 0 | 0 | 0 | 0 | 0 | 0 | 6.4071 | 0.48814 | 0.25304 | 1.2155 | 1.9567 | 4.9654 | 1.571 | 9.3644 | 15.9009 | 0 | 160 | SCR
1929_G_1 | MISO_Minnesota and Western Wisconsin | Minnesota | 27 | Watonwan | 165 | 1929 | 1 | St James | 10745 | 2002 | 9999 | Combustion Turbine | [5 empty] | Fossil | G | 2030 | Oil |  | 0 | 0 | 0 | 0 | 0 | 0 | 0 | 0 | 0 | 0 | 0 | 0 | 0 | 0 | 0 | 0 | 0 | 0 | 0 | 0 | 0 | 0 | 0 | 0 | 0 | 0 | 0 | 0 | 0 | 0 | 0 | 0 | 0 | 0 | 0 | 0 | 0 | 0 | 0 | 0 | 0.086372 | 0 | 0 | 0 | 0 | 0 | 0 | 0 | 0 | 0 | 2
1929_G_2 | MISO_Minnesota and Western Wisconsin | Minnesota | 27 | Watonwan | 165 | 1929 | 2 | St James | 10745 | 2002 | 9999 | Combustion Turbine | [5 empty] | Fossil | G | 2030 | Oil |  | 0 | 0 | 0 | 0 | 0 | 0 | 0 | 0 | 0 | 0 | 0 | 0 | 0 | 0 | 0 | 0 | 0 | 0 | 0 | 0 | 0 | 0 | 0 | 0 | 0 | 0 | 0 | 0 | 0 | 0 | 0 | 0 | 0 | 0 | 0 | 0 | 0 | 0 | 0 | 0 | 0.086372 | 0 | 0 | 0 | 0 | 0 | 0 | 0 | 0 | 0 | 2
1929_G_3 | MISO_Minnesota and Western Wisconsin | Minnesota | 27 | Watonwan | 165 | 1929 | 3 | St James | 10745 | 2002 | 9999 | Combustion Turbine | [5 empty] | Fossil | G | 2030 | Oil |  | 0 | 0 | 0 | 0 | 0 | 0 | 0 | 0 | 0 | 0 | 0 | 0 | 0 | 0 | 0 | 0 | 0 | 0 | 0 | 0 | 0 | 0 | 0 | 0 | 0 | 0 | 0 | 0 | 0 | 0 | 0 | 0 | 0 | 0 | 0 | 0 | 0 | 0 | 0 | 0 | 0.086372 | 0 | 0 | 0 | 0 | 0 | 0 | 0 | 0 | 0 | 2
1929_G_4 | MISO_Minnesota and Western Wisconsin | Minnesota | 27 | Watonwan | 165 | 1929 | 4 | St James | 10745 | 2002 | 9999 | Combustion Turbine | [5 empty] | Fossil | G | 2030 | Oil |  | 0 | 0 | 0 | 0 | 0 | 0 | 0 | 0 | 0 | 0 | 0 | 0 | 0 | 0 | 0 | 0 | 0 | 0 | 0 | 0 | 0 | 0 | 0 | 0 | 0 | 0 | 0 | 0 | 0 | 0 | 0 | 0 | 0 | 0 | 0 | 0 | 0 | 0 | 0 | 0 | 0.086372 | 0 | 0 | 0 | 0 | 0 | 0 | 0 | 0 | 0 | 2
1929_G_5 | MISO_Minnesota and Western Wisconsin | Minnesota | 27 | Watonwan | 165 | 1929 | 5 | St James | 10745 | 2002 | 9999 | Combustion Turbine | [5 empty] | Fossil | G | 2030 | Oil |  | 0 | 0 | 0 | 0 | 0 | 0 | 0 | 0 | 0 | 0 | 0 | 0 | 0 | 0 | 0 | 0 | 0 | 0 | 0 | 0 | 0 | 0 | 0 | 0 | 0 | 0 | 0 | 0 | 0 | 0 | 0 | 0 | 0 | 0 | 0 | 0 | 0 | 0 | 0 | 0 | 0.086372 | 0 | 0 | 0 | 0 | 0 | 0 | 0 | 0 | 0 | 2
1929_G_6 | MISO_Minnesota and Western Wisconsin | Minnesota | 27 | Watonwan | 165 | 1929 | 6 | St James | 10745 | 2002 | 9999 | Combustion Turbine | [5 empty] | Fossil | G | 2030 | Oil |  | 0 | 0 | 0 | 0 | 0 | 0 | 0 | 0 | 0 | 0 | 0 | 0 | 0 | 0 | 0 | 0 | 0 | 0 | 0 | 0 | 0 | 0 | 0 | 0 | 0 | 0 | 0 | 0 | 0 | 0 | 0 | 0 | 0 | 0 | 0 | 0 | 0 | 0 | 0 | 0 | 0.086372 | 0 | 0 | 0 | 0 | 0 | 0 | 0 | 0 | 0 | 2
193_G_1 | SPP West (Oklahoma, Arkansas, Louisiana) | Arkansas | 5 | Clay | 21 | 193 | 1 | Municipal Light | 12283 | 1963 | 9999 | Combustion Turbine | [5 empty] | Fossil | G | 2030 | Oil |  | 0 | 0 | 0 | 0 | 0 | 0 | 0 | 0 | 0 | 0 | 0 | 0 | 0 | 0 | 0 | 0 | 0 | 0 | 0 | 0 | 0 | 0 | 0 | 0 | 0 | 0 | 0 | 0 | 0 | 0 | 0 | 0 | 0 | 0 | 0 | 0 | 0 | 0 | 0 | 0 | 0.086395 | 0 | 0 | 0 | 0 | 0 | 0 | 0 | 0 | 0 | 2
193_G_2 | SPP West (Oklahoma, Arkansas, Louisiana) | Arkansas | 5 | Clay | 21 | 193 | 2 | Municipal Light | 12283 | 1952 | 9999 | Combustion Turbine | [5 empty] | Fossil | G | 2030 | Oil |  | 0 | 0 | 0 | 0 | 0 | 0 | 0 | 0 | 0 | 0 | 0 | 0 | 0 | 0 | 0 | 0 | 0 | 0 | 0 | 0 | 0 | 0 | 0 | 0 | 0 | 0 | 0 | 0 | 0 | 0 | 0 | 0 | 0 | 0 | 0 | 0 | 0 | 0 | 0 | 0 | 0.025919 | 0 | 0 | 0 | 0 | 0 | 0 | 0 | 0 | 0 | 0.6
193_G_4 | SPP West (Oklahoma, Arkansas, Louisiana) | Arkansas | 5 | Clay | 21 | 193 | 4 | Municipal Light | 12283 | 1976 | 9999 | Combustion Turbine | [5 empty] | Fossil | G | 2030 | Oil |  | 0 | 0 | 0 | 0 | 0 | 0 | 0 | 0 | 0 | 0 | 0 | 0 | 0 | 0 | 0 | 0 | 0 | 0 | 0 | 0 | 0 | 0 | 0 | 0 | 0 | 0 | 0 | 0 | 0 | 0 | 0 | 0 | 0 | 0 | 0 | 0 | 0 | 0 | 0 | 0 | 0.095035 | 0 | 0 | 0 | 0 | 0 | 0 | 0 | 0 | 0 | 2.2
193_G_6 | SPP West (Oklahoma, Arkansas, Louisiana) | Arkansas | 5 | Clay | 21 | 193 | 6 | Municipal Light | 12283 | 1959 | 9999 | Combustion Turbine | [5 empty] | Fossil | G | 2030 | Oil |  | 0 | 0 | 0 | 0 | 0 | 0 | 0 | 0 | 0 | 0 | 0 | 0 | 0 | 0 | 0 | 0 | 0 | 0 | 0 | 0 | 0 | 0 | 0 | 0 | 0 | 0 | 0 | 0 | 0 | 0 | 0 | 0 | 0 | 0 | 0 | 0 | 0 | 0 | 0 | 0 | 0.056157 | 0 | 0 | 0 | 0 | 0 | 0 | 0 | 0 | 0 | 1.3
193_G_7 | SPP West (Oklahoma, Arkansas, Louisiana) | Arkansas | 5 | Clay | 21 | 193 | 7 | Municipal Light | 12283 | 1955 | 9999 | Combustion Turbine | [5 empty] | Fossil | G | 2030 | Oil |  | 0 | 0 | 0 | 0 | 0 | 0 | 0 | 0 | 0 | 0 | 0 | 0 | 0 | 0 | 0 | 0 | 0 | 0 | 0 | 0 | 0 | 0 | 0 | 0 | 0 | 0 | 0 | 0 | 0 | 0 | 0 | 0 | 0 | 0 | 0 | 0 | 0 | 0 | 0 | 0 | 0.047517 | 0 | 0 | 0 | 0 | 0 | 0 | 0 | 0 | 0 | 1.1
1943_G_H1 | MISO_MT, SD, ND | Minnesota | 27 | Otter Tail | 111 | 1943 | H1 | Hoot Lake | 0 | 1914 | 9999 | Hydro | [5 empty] | Non-Fossil | G | 2030 | Hydro |  | 0 | 0 | 0 | 0 | 0 | 0 | 0 | 0 | 0 | 0 | 0 | 0 | 0 | 0 | 0 | 0 | 1.2475 | 1.692 | 2.3279 | 5.2674 | 0 | 0 | 0 | 0 | 0 | 0 | 0 | 0 | 0 | 0 | 0 | 0 | 0 | 0 | 0 | 0 | 0 | 0 | 0 | 0 | 0.012647 | 0.001734 | 0.0023519 | 0.0032358 | 0.0073216 | 0 | 0 | 0 | 0 | 0 | 0.8
195_G_1 | SPP West (Oklahoma, Arkansas, Louisiana) | Arkansas | 5 | Pike | 109 | 195 | 1 | Narrows (AR) | 0 | 1950 | 9999 | Hydro | [5 empty] | Non-Fossil | G | 2030 | Hydro |  | 0 | 0 | 0 | 0 | 0 | 0 | 0 | 0 | 0 | 0 | 0 | 0 | 0 | 0 | 0 | 0 | 5.416 | 5.4327 | 8.8468 | 19.6956 | 0 | 0 | 0 | 0 | 0 | 0 | 0 | 0 | 0 | 0 | 0 | 0 | 0 | 0 | 0 | 0 | 0 | 0 | 0 | 0 | 0.15334 | 0.0075283 | 0.0075515 | 0.012297 | 0.027377 | 0 | 0 | 0 | 0 | 0 | 9.7
195_G_2 | SPP West (Oklahoma, Arkansas, Louisiana) | Arkansas | 5 | Pike | 109 | 195 | 2 | Narrows (AR) | 0 | 1950 | 9999 | Hydro | [5 empty] | Non-Fossil | G | 2030 | Hydro |  | 0 | 0 | 0 | 0 | 0 | 0 | 0 | 0 | 0 | 0 | 0 | 0 | 0 | 0 | 0 | 0 | 5.416 | 5.4327 | 8.8468 | 19.6956 | 0 | 0 | 0 | 0 | 0 | 0 | 0 | 0 | 0 | 0 | 0 | 0 | 0 | 0 | 0 | 0 | 0 | 0 | 0 | 0 | 0.15334 | 0.0075283 | 0.0075515 | 0.012297 | 0.027377 | 0 | 0 | 0 | 0 | 0 | 9.7
195_G_3 | SPP West (Oklahoma, Arkansas, Louisiana) | Arkansas | 5 | Pike | 109 | 195 | 3 | Narrows (AR) | 0 | 1969 | 9999 | Hydro | [5 empty] | Non-Fossil | G | 2030 | Hydro |  | 0 | 0 | 0 | 0 | 0 | 0 | 0 | 0 | 0 | 0 | 0 | 0 | 0 | 0 | 0 | 0 | 5.416 | 5.4327 | 8.8468 | 19.6956 | 0 | 0 | 0 | 0 | 0 | 0 | 0 | 0 | 0 | 0 | 0 | 0 | 0 | 0 | 0 | 0 | 0 | 0 | 0 | 0 | 0.15334 | 0.0075283 | 0.0075515 | 0.012297 | 0.027377 | 0 | 0 | 0 | 0 | 0 | 9.7
1956_G_5 | MISO_Lower Michigan | Minnesota | 27 | Nobles | 105 | 1956 | 5 | Adrian | 10745 | 2005 | 9999 | Combustion Turbine | [5 empty] | Fossil | G | 2030 | Oil |  | 0 | 0 | 0 | 0 | 0 | 0 | 0 | 0 | 0 | 0 | 0 | 0 | 0 | 0 | 0 | 0 | 0 | 0 | 0 | 0 | 0 | 0 | 0 | 0 | 0 | 0 | 0 | 0 | 0 | 0 | 0 | 0 | 0 | 0 | 0 | 0 | 0 | 0 | 0 | 0 | 0.03945 | 0 | 0 | 0 | 0 | 0 | 0 | 0 | 0 | 0 | 2
1958_G_IC1 | MISO_Minnesota and Western Wisconsin | Minnesota | 27 | Douglas | 41 | 1958 | IC1 | Alexandria | 10745 | 1948 | 9999 | Combustion Turbine | [5 empty] | Fossil | G | 2030 | Oil |  | 0 | 0 | 0 | 0 | 0 | 0 | 0 | 0 | 0 | 0 | 0 | 0 | 0 | 0 | 0 | 0 | 0 | 0 | 0 | 0 | 0 | 0 | 0 | 0 | 0 | 0 | 0 | 0 | 0 | 0 | 0 | 0 | 0 | 0 | 0 | 0 | 0 | 0 | 0 | 0 | 0.043186 | 0 | 0 | 0 | 0 | 0 | 0 | 0 | 0 | 0 | 1
1958_G_IC2 | MISO_Minnesota and Western Wisconsin | Minnesota | 27 | Douglas | 41 | 1958 | IC2 | Alexandria | 10745 | 1967 | 9999 | Combustion Turbine | [5 empty] | Fossil | G | 2030 | Oil |  | 0 | 0 | 0 | 0 | 0 | 0 | 0 | 0 | 0 | 0 | 0 | 0 | 0 | 0 | 0 | 0 | 0 | 0 | 0 | 0 | 0 | 0 | 0 | 0 | 0 | 0 | 0 | 0 | 0 | 0 | 0 | 0 | 0 | 0 | 0 | 0 | 0 | 0 | 0 | 0 | 0.15547 | 0 | 0 | 0 | 0 | 0 | 0 | 0 | 0 | 0 | 3.6
1958_G_IC3 | MISO_Minnesota and Western Wisconsin | Minnesota | 27 | Douglas | 41 | 1958 | IC3 | Alexandria | 10745 | 1967 | 9999 | Combustion Turbine | [5 empty] | Fossil | G | 2030 | Oil |  | 0 | 0 | 0 | 0 | 0 | 0 | 0 | 0 | 0 | 0 | 0 | 0 | 0 | 0 | 0 | 0 | 0 | 0 | 0 | 0 | 0 | 0 | 0 | 0 | 0 | 0 | 0 | 0 | 0 | 0 | 0 | 0 | 0 | 0 | 0 | 0 | 0 | 0 | 0 | 0 | 0.15547 | 0 | 0 | 0 | 0 | 0 | 0 | 0 | 0 | 0 | 3.6
196_G_1 | SPP West (Oklahoma, Arkansas, Louisiana) | Arkansas | 5 | Baxter | 5 | 196 | 1 | Norfork | 0 | 1950 | 9999 | Hydro | [5 empty] | Non-Fossil | G | 2030 | Hydro |  | 0 | 0 | 0 | 0 | 0 | 0 | 0 | 0 | 0 | 0 | 0 | 0 | 0 | 0 | 0 | 0 | 22.3341 | 22.4031 | 36.4818 | 81.2189 | 0 | 0 | 0 | 0 | 0 | 0 | 0 | 0 | 0 | 0 | 0 | 0 | 0 | 0 | 0 | 0 | 0 | 0 | 0 | 0 | 0.63233 | 0.031044 | 0.03114 | 0.05071 | 0.11289 | 0 | 0 | 0 | 0 | 0 | 40
196_G_2 | SPP West (Oklahoma, Arkansas, Louisiana) | Arkansas | 5 | Baxter | 5 | 196 | 2 | Norfork | 0 | 1944 | 9999 | Hydro | [5 empty] | Non-Fossil | G | 2030 | Hydro |  | 0 | 0 | 0 | 0 | 0 | 0 | 0 | 0 | 0 | 0 | 0 | 0 | 0 | 0 | 0 | 0 | 22.3341 | 22.4031 | 36.4818 | 81.2189 | 0 | 0 | 0 | 0 | 0 | 0 | 0 | 0 | 0 | 0 | 0 | 0 | 0 | 0 | 0 | 0 | 0 | 0 | 0 | 0 | 0.63233 | 0.031044 | 0.03114 | 0.05071 | 0.11289 | 0 | 0 | 0 | 0 | 0 | 40
1964_G_10 | MISO_Minnesota and Western Wisconsin | Minnesota | 27 | Swift | 151 | 1964 | 10 | Benson City of | 10745 | 2002 | 9999 | Combustion Turbine | [5 empty] | Fossil | G | 2030 | Oil |  | 0 | 0 | 0 | 0 | 0 | 0 | 0 | 0 | 0 | 0 | 0 | 0 | 0 | 0 | 0 | 0 | 0 | 0 | 0 | 0 | 0 | 0 | 0 | 0 | 0 | 0 | 0 | 0 | 0 | 0 | 0 | 0 | 0 | 0 | 0 | 0 | 0 | 0 | 0 | 0 | 0.077735 | 0 | 0 | 0 | 0 | 0 | 0 | 0 | 0 | 0 | 1.8
1964_G_11 | MISO_Minnesota and Western Wisconsin | Minnesota | 27 | Swift | 151 | 1964 | 11 | Benson City of | 10745 | 2002 | 9999 | Combustion Turbine | [5 empty] | Fossil | G | 2030 | Oil |  | 0 | 0 | 0 | 0 | 0 | 0 | 0 | 0 | 0 | 0 | 0 | 0 | 0 | 0 | 0 | 0 | 0 | 0 | 0 | 0 | 0 | 0 | 0 | 0 | 0 | 0 | 0 | 0 | 0 | 0 | 0 | 0 | 0 | 0 | 0 | 0 | 0 | 0 | 0 | 0 | 0.077735 | 0 | 0 | 0 | 0 | 0 | 0 | 0 | 0 | 0 | 1.8
1964_G_7 | MISO_Minnesota and Western Wisconsin | Minnesota | 27 | Swift | 151 | 1964 | 7 | Benson City of | 10745 | 2002 | 9999 | Combustion Turbine | [5 empty] | Fossil | G | 2030 | Oil |  | 0 | 0 | 0 | 0 | 0 | 0 | 0 | 0 | 0 | 0 | 0 | 0 | 0 | 0 | 0 | 0 | 0 | 0 | 0 | 0 | 0 | 0 | 0 | 0 | 0 | 0 | 0 | 0 | 0 | 0 | 0 | 0 | 0 | 0 | 0 | 0 | 0 | 0 | 0 | 0 | 0.077735 | 0 | 0 | 0 | 0 | 0 | 0 | 0 | 0 | 0 | 1.8
1964_G_8 | MISO_Minnesota and Western Wisconsin | Minnesota | 27 | Swift | 151 | 1964 | 8 | Benson City of | 10745 | 2002 | 9999 | Combustion Turbine | [5 empty] | Fossil | G | 2030 | Oil |  | 0 | 0 | 0 | 0 | 0 | 0 | 0 | 0 | 0 | 0 | 0 | 0 | 0 | 0 | 0 | 0 | 0 | 0 | 0 | 0 | 0 | 0 | 0 | 0 | 0 | 0 | 0 | 0 | 0 | 0 | 0 | 0 | 0 | 0 | 0 | 0 | 0 | 0 | 0 | 0 | 0.077735 | 0 | 0 | 0 | 0 | 0 | 0 | 0 | 0 | 0 | 1.8
1964_G_9 | MISO_Minnesota and Western Wisconsin | Minnesota | 27 | Swift | 151 | 1964 | 9 | Benson City of | 10745 | 2002 | 9999 | Combustion Turbine | [5 empty] | Fossil | G | 2030 | Oil |  | 0 | 0 | 0 | 0 | 0 | 0 | 0 | 0 | 0 | 0 | 0 | 0 | 0 | 0 | 0 | 0 | 0 | 0 | 0 | 0 | 0 | 0 | 0 | 0 | 0 | 0 | 0 | 0 | 0 | 0 | 0 | 0 | 0 | 0 | 0 | 0 | 0 | 0 | 0 | 0 | 0.077735 | 0 | 0 | 0 | 0 | 0 | 0 | 0 | 0 | 0 | 1.8
1966_G_4 | MISO_Minnesota and Western Wisconsin | Minnesota | 27 | Steele | 147 | 1966 | 4 | Blooming Prairie | 10745 | 1974 | 9999 | Combustion Turbine | [5 empty] | Fossil | G | 2030 | Oil |  | 0 | 0 | 0 | 0 | 0 | 0 | 0 | 0 | 0 | 0 | 0 | 0 | 0 | 0 | 0 | 0 | 0 | 0 | 0 | 0 | 0 | 0 | 0 | 0 | 0 | 0 | 0 | 0 | 0 | 0 | 0 | 0 | 0 | 0 | 0 | 0 | 0 | 0 | 0 | 0 | 0.056142 | 0 | 0 | 0 | 0 | 0 | 0 | 0 | 0 | 0 | 1.3
1966_G_5 | MISO_Minnesota and Western Wisconsin | Minnesota | 27 | Steele | 147 | 1966 | 5 | Blooming Prairie | 10745 | 2003 | 9999 | Combustion Turbine | [5 empty] | Fossil | G | 2030 | Oil |  | 0 | 0 | 0 | 0 | 0 | 0 | 0 | 0 | 0 | 0 | 0 | 0 | 0 | 0 | 0 | 0 | 0 | 0 | 0 | 0 | 0 | 0 | 0 | 0 | 0 | 0 | 0 | 0 | 0 | 0 | 0 | 0 | 0 | 0 | 0 | 0 | 0 | 0 | 0 | 0 | 0.086372 | 0 | 0 | 0 | 0 | 0 | 0 | 0 | 0 | 0 | 2
1966_G_6 | MISO_Minnesota and Western Wisconsin | Minnesota | 27 | Steele | 147 | 1966 | 6 | Blooming Prairie | 10745 | 2009 | 9999 | Combustion Turbine | [5 empty] | Fossil | G | 2030 | Oil |  | 0 | 0 | 0 | 0 | 0 | 0 | 0 | 0 | 0 | 0 | 0 | 0 | 0 | 0 | 0 | 0 | 0 | 0 | 0 | 0 | 0 | 0 | 0 | 0 | 0 | 0 | 0 | 0 | 0 | 0 | 0 | 0 | 0 | 0 | 0 | 0 | 0 | 0 | 0 | 0 | 0.082053 | 0 | 0 | 0 | 0 | 0 | 0 | 0 | 0 | 0 | 1.9
1966_G_7 | MISO_Minnesota and Western Wisconsin | Minnesota | 27 | Steele | 147 | 1966 | 7 | Blooming Prairie | 10745 | 2012 | 9999 | Combustion Turbine | [5 empty] | Fossil | G | 2030 | Oil |  | 0 | 0 | 0 | 0 | 0 | 0 | 0 | 0 | 0 | 0 | 0 | 0 | 0 | 0 | 0 | 0 | 0 | 0 | 0 | 0 | 0 | 0 | 0 | 0 | 0 | 0 | 0 | 0 | 0 | 0 | 0 | 0 | 0 | 0 | 0 | 0 | 0 | 0 | 0 | 0 | 0.056142 | 0 | 0 | 0 | 0 | 0 | 0 | 0 | 0 | 0 | 1.3
1967_G_IC1 | MISO_Minnesota and Western Wisconsin | Minnesota | 27 | Faribault | 43 | 1967 | IC1 | Blue Earth | 10745 | 1960 | 9999 | Combustion Turbine | [5 empty] | Fossil | G | 2030 | Oil |  | 0 | 0 | 0 | 0 | 0 | 0 | 0 | 0 | 0 | 0 | 0 | 0 | 0 | 0 | 0 | 0 | 0 | 0 | 0 | 0 | 0 | 0 | 0 | 0 | 0 | 0 | 0 | 0 | 0 | 0 | 0 | 0 | 0 | 0 | 0 | 0 | 0 | 0 | 0 | 0 | 0.064779 | 0 | 0 | 0 | 0 | 0 | 0 | 0 | 0 | 0 | 1.5
1967_G_IC3 | MISO_Minnesota and Western Wisconsin | Minnesota | 27 | Faribault | 43 | 1967 | IC3 | Blue Earth | 10745 | 1993 | 9999 | Combustion Turbine | [5 empty] | Fossil | G | 2030 | Oil |  | 0 | 0 | 0 | 0 | 0 | 0 | 0 | 0 | 0 | 0 | 0 | 0 | 0 | 0 | 0 | 0 | 0 | 0 | 0 | 0 | 0 | 0 | 0 | 0 | 0 | 0 | 0 | 0 | 0 | 0 | 0 | 0 | 0 | 0 | 0 | 0 | 0 | 0 | 0 | 0 | 0.069097 | 0 | 0 | 0 | 0 | 0 | 0 | 0 | 0 | 0 | 1.6
1967_G_IC4 | MISO_Minnesota and Western Wisconsin | Minnesota | 27 | Faribault | 43 | 1967 | IC4 | Blue Earth | 10745 | 1993 | 9999 | Combustion Turbine | [5 empty] | Fossil | G | 2030 | Oil |  | 0 | 0 | 0 | 0 | 0 | 0 | 0 | 0 | 0 | 0 | 0 | 0 | 0 | 0 | 0 | 0 | 0 | 0 | 0 | 0 | 0 | 0 | 0 | 0 | 0 | 0 | 0 | 0 | 0 | 0 | 0 | 0 | 0 | 0 | 0 | 0 | 0 | 0 | 0 | 0 | 0.069097 | 0 | 0 | 0 | 0 | 0 | 0 | 0 | 0 | 0 | 1.6
1967_G_IC5 | MISO_Minnesota and Western Wisconsin | Minnesota | 27 | Faribault | 43 | 1967 | IC5 | Blue Earth | 10745 | 1993 | 9999 | Combustion Turbine | [5 empty] | Fossil | G | 2030 | Oil |  | 0 | 0 | 0 | 0 | 0 | 0 | 0 | 0 | 0 | 0 | 0 | 0 | 0 | 0 | 0 | 0 | 0 | 0 | 0 | 0 | 0 | 0 | 0 | 0 | 0 | 0 | 0 | 0 | 0 | 0 | 0 | 0 | 0 | 0 | 0 | 0 | 0 | 0 | 0 | 0 | 0.069097 | 0 | 0 | 0 | 0 | 0 | 0 | 0 | 0 | 0 | 1.6
1967_G_IC6 | MISO_Minnesota and Western Wisconsin | Minnesota | 27 | Faribault | 43 | 1967 | IC6 | Blue Earth | 10745 | 1996 | 9999 | Combustion Turbine | [5 empty] | Fossil | G | 2030 | Oil |  | 0 | 0 | 0 | 0 | 0 | 0 | 0 | 0 | 0 | 0 | 0 | 0 | 0 | 0 | 0 | 0 | 0 | 0 | 0 | 0 | 0 | 0 | 0 | 0 | 0 | 0 | 0 | 0 | 0 | 0 | 0 | 0 | 0 | 0 | 0 | 0 | 0 | 0 | 0 | 0 | 0.077735 | 0 | 0 | 0 | 0 | 0 | 0 | 0 | 0 | 0 | 1.8
1967_G_IC7 | MISO_Minnesota and Western Wisconsin | Minnesota | 27 | Faribault | 43 | 1967 | IC7 | Blue Earth | 10745 | 2015 | 9999 | Combustion Turbine | [5 empty] | Fossil | G | 2030 | Oil |  | 0 | 0 | 0 | 0 | 0 | 0 | 0 | 0 | 0 | 0 | 0 | 0 | 0 | 0 | 0 | 0 | 0 | 0 | 0 | 0 | 0 | 0 | 0 | 0 | 0 | 0 | 0 | 0 | 0 | 0 | 0 | 0 | 0 | 0 | 0 | 0 | 0 | 0 | 0 | 0 | 0.047505 | 0 | 0 | 0 | 0 | 0 | 0 | 0 | 0 | 0 | 1.1
1967_G_IC8 | MISO_Minnesota and Western Wisconsin | Minnesota | 27 | Faribault | 43 | 1967 | IC8 | Blue Earth | 10745 | 2015 | 9999 | Combustion Turbine | [5 empty] | Fossil | G | 2030 | Oil |  | 0 | 0 | 0 | 0 | 0 | 0 | 0 | 0 | 0 | 0 | 0 | 0 | 0 | 0 | 0 | 0 | 0 | 0 | 0 | 0 | 0 | 0 | 0 | 0 | 0 | 0 | 0 | 0 | 0 | 0 | 0 | 0 | 0 | 0 | 0 | 0 | 0 | 0 | 0 | 0 | 0.077735 | 0 | 0 | 0 | 0 | 0 | 0 | 0 | 0 | 0 | 1.8
1969_G_1 | MISO_Minnesota and Western Wisconsin | Minnesota | 27 | Wright | 171 | 1969 | 1 | Delano | 18000 | 1951 | 9999 | Combustion Turbine | [5 empty] | Fossil | G | 2030 | NaturalGas |  | 0 | 0 | 0 | 0 | 0 | 0 | 0 | 0 | 0 | 0 | 0 | 0 | 0 | 0 | 0 | 0 | 0 | 0 | 0 | 0 | 0 | 0 | 0 | 0 | 0 | 0 | 0 | 0 | 0 | 0 | 0 | 0 | 0 | 0 | 0 | 0 | 0 | 0 | 0 | 0 | 4.3186e-08 | 0 | 0 | 0 | 0 | 0 | 0 | 0 | 0 | 0 | 1e-06
1969_G_2 | MISO_Minnesota and Western Wisconsin | Minnesota | 27 | Wright | 171 | 1969 | 2 | Delano | 18000 | 1972 | 9999 | Combustion Turbine | [5 empty] | Fossil | G | 2030 | NaturalGas |  | 0 | 0 | 0 | 0 | 0 | 0 | 0 | 0 | 0 | 0 | 0 | 0 | 0 | 0 | 0 | 0 | 0 | 0 | 0 | 0 | 0 | 0 | 0 | 0 | 0 | 0 | 0 | 0 | 0 | 0 | 0 | 0 | 0 | 0 | 0 | 0 | 0 | 0 | 0 | 0 | 0.047504 | 0 | 0 | 0 | 0 | 0 | 0 | 0 | 0 | 0 | 1.1
1969_G_3 | MISO_Minnesota and Western Wisconsin | Minnesota | 27 | Wright | 171 | 1969 | 3 | Delano | 18000 | 1973 | 9999 | Combustion Turbine | [5 empty] | Fossil | G | 2030 | NaturalGas |  | 0 | 0 | 0 | 0 | 0 | 0 | 0 | 0 | 0 | 0 | 0 | 0 | 0 | 0 | 0 | 0 | 0 | 0 | 0 | 0 | 0 | 0 | 0 | 0 | 0 | 0 | 0 | 0 | 0 | 0 | 0 | 0 | 0 | 0 | 0 | 0 | 0 | 0 | 0 | 0 | 0.056142 | 0 | 0 | 0 | 0 | 0 | 0 | 0 | 0 | 0 | 1.3
1969_G_5 | MISO_Minnesota and Western Wisconsin | Minnesota | 27 | Wright | 171 | 1969 | 5 | Delano | 23912 | 1946 | 9999 | Combustion Turbine | [5 empty] | Fossil | G | 2030 | Oil |  | 0 | 0 | 0 | 0 | 0 | 0 | 0 | 0 | 0 | 0 | 0 | 0 | 0 | 0 | 0 | 0 | 0 | 0 | 0 | 0 | 0 | 0 | 0 | 0 | 0 | 0 | 0 | 0 | 0 | 0 | 0 | 0 | 0 | 0 | 0 | 0 | 0 | 0 | 0 | 0 | 0.034549 | 0 | 0 | 0 | 0 | 0 | 0 | 0 | 0 | 0 | 0.8
1969_G_6 | MISO_Minnesota and Western Wisconsin | Minnesota | 27 | Wright | 171 | 1969 | 6 | Delano | 23106 | 1989 | 9999 | Combustion Turbine | [5 empty] | Fossil | G | 2030 | Oil |  | 0 | 0 | 0 | 0 | 0 | 0 | 0 | 0 | 0 | 0 | 0 | 0 | 0 | 0 | 0 | 0 | 0 | 0 | 0 | 0 | 0 | 0 | 0 | 0 | 0 | 0 | 0 | 0 | 0 | 0 | 0 | 0 | 0 | 0 | 0 | 0 | 0 | 0 | 0 | 0 | 0.051823 | 0 | 0 | 0 | 0 | 0 | 0 | 0 | 0 | 0 | 1.2
1969_G_7 | MISO_Minnesota and Western Wisconsin | Minnesota | 27 | Wright | 171 | 1969 | 7 | Delano | 23651 | 1994 | 9999 | Combustion Turbine | [5 empty] | Fossil | G | 2030 | Oil |  | 0 | 0 | 0 | 0 | 0 | 0 | 0 | 0 | 0 | 0 | 0 | 0 | 0 | 0 | 0 | 0 | 0 | 0 | 0 | 0 | 0 | 0 | 0 | 0 | 0 | 0 | 0 | 0 | 0 | 0 | 0 | 0 | 0 | 0 | 0 | 0 | 0 | 0 | 0 | 0 | 0.12956 | 0 | 0 | 0 | 0 | 0 | 0 | 0 | 0 | 0 | 3
1969_G_8 | MISO_Minnesota and Western Wisconsin | Minnesota | 27 | Wright | 171 | 1969 | 8 | Delano | 20344 | 1999 | 9999 | Combustion Turbine | [5 empty] | Fossil | G | 2030 | Oil |  | 0 | 0 | 0 | 0 | 0 | 0 | 0 | 0 | 0 | 0 | 0 | 0 | 0 | 0 | 0 | 0 | 0 | 0 | 0 | 0 | 0 | 0 | 0 | 0 | 0 | 0 | 0 | 0 | 0 | 0 | 0 | 0 | 0 | 0 | 0 | 0 | 0 | 0 | 0 | 0 | 0.13388 | 0 | 0 | 0 | 0 | 0 | 0 | 0 | 0 | 0 | 3.1
1969_G_9 | MISO_Minnesota and Western Wisconsin | Minnesota | 27 | Wright | 171 | 1969 | 9 | Delano | 17005 | 2002 | 9999 | Combustion Turbine | [5 empty] | Fossil | G | 2030 | Oil |  | 0 | 0 | 0 | 0 | 0 | 0 | 0 | 0 | 0 | 0 | 0 | 0 | 0 | 0 | 0 | 0 | 0 | 0 | 0 | 0 | 0 | 0 | 0 | 0 | 0 | 0 | 0 | 0 | 0 | 0 | 0 | 0 | 0 | 0 | 0 | 0 | 0 | 0 | 0 | 0 | 4.3186e-08 | 0 | 0 | 0 | 0 | 0 | 0 | 0 | 0 | 0 | 1e-06
197_G_1 | MISO_Arkansas | Arkansas | 5 | Garland | 51 | 197 | 1 | Blakely Mountain | 0 | 1955 | 9999 | Hydro | [5 empty] | Non-Fossil | G | 2030 | Hydro |  | 0 | 0 | 0 | 0 | 0 | 0 | 0 | 0 | 0 | 0 | 0 | 0 | 0 | 0 | 0 | 0 | 33.4498 | 42.1674 | 60.0196 | 135.6369 | 0 | 0 | 0 | 0 | 0 | 0 | 0 | 0 | 0 | 0 | 0 | 0 | 0 | 0 | 0 | 0 | 0 | 0 | 0 | 0 | 0.59281 | 0.046495 | 0.058613 | 0.083427 | 0.18854 | 0 | 0 | 0 | 0 | 0 | 37.5
197_G_2 | MISO_Arkansas | Arkansas | 5 | Garland | 51 | 197 | 2 | Blakely Mountain | 0 | 1955 | 9999 | Hydro | [5 empty] | Non-Fossil | G | 2030 | Hydro |  | 0 | 0 | 0 | 0 | 0 | 0 | 0 | 0 | 0 | 0 | 0 | 0 | 0 | 0 | 0 | 0 | 33.4498 | 42.1674 | 60.0196 | 135.6369 | 0 | 0 | 0 | 0 | 0 | 0 | 0 | 0 | 0 | 0 | 0 | 0 | 0 | 0 | 0 | 0 | 0 | 0 | 0 | 0 | 0.59281 | 0.046495 | 0.058613 | 0.083427 | 0.18854 | 0 | 0 | 0 | 0 | 0 | 37.5
1970_G_1 | MISO_Minnesota and Western Wisconsin | Minnesota | 27 | Becker | 5 | 1970 | 1 | Detroit Lakes | 18642 | 1968 | 9999 | Combustion Turbine | [5 empty] | Fossil | G | 2030 | Oil |  | 0 | 0 | 0 | 0 | 0 | 0 | 0 | 0 | 0 | 0 | 0 | 0 | 0 | 0 | 0 | 0 | 0 | 0 | 0 | 0 | 0 | 0 | 0 | 0 | 0 | 0 | 0 | 0 | 0 | 0 | 0 | 0 | 0 | 0 | 0 | 0 | 0 | 0 | 0 | 0 | 0.41458 | 0 | 0 | 0 | 0 | 0 | 0 | 0 | 0 | 0 | 9.6
1971_G_1 | MISO_Minnesota and Western Wisconsin | Minnesota | 27 | Sherburne | 141 | 1971 | 1 | Elk River City of | 23898 | 1948 | 9999 | Combustion Turbine | [5 empty] | Fossil | G | 2030 | Oil |  | 0 | 0 | 0 | 0 | 0 | 0 | 0 | 0 | 0 | 0 | 0 | 0 | 0 | 0 | 0 | 0 | 0 | 0 | 0 | 0 | 0 | 0 | 0 | 0 | 0 | 0 | 0 | 0 | 0 | 0 | 0 | 0 | 0 | 0 | 0 | 0 | 0 | 0 | 0 | 0 | 0.021593 | 0 | 0 | 0 | 0 | 0 | 0 | 0 | 0 | 0 | 0.5
1971_G_2 | MISO_Minnesota and Western Wisconsin | Minnesota | 27 | Sherburne | 141 | 1971 | 2 | Elk River City of | 23898 | 1948 | 9999 | Combustion Turbine | [5 empty] | Fossil | G | 2030 | Oil |  | 0 | 0 | 0 | 0 | 0 | 0 | 0 | 0 | 0 | 0 | 0 | 0 | 0 | 0 | 0 | 0 | 0 | 0 | 0 | 0 | 0 | 0 | 0 | 0 | 0 | 0 | 0 | 0 | 0 | 0 | 0 | 0 | 0 | 0 | 0 | 0 | 0 | 0 | 0 | 0 | 0.021593 | 0 | 0 | 0 | 0 | 0 | 0 | 0 | 0 | 0 | 0.5
1971_G_3 | MISO_Minnesota and Western Wisconsin | Minnesota | 27 | Sherburne | 141 | 1971 | 3 | Elk River City of | 23869 | 1962 | 9999 | Combustion Turbine | [5 empty] | Fossil | G | 2030 | Oil |  | 0 | 0 | 0 | 0 | 0 | 0 | 0 | 0 | 0 | 0 | 0 | 0 | 0 | 0 | 0 | 0 | 0 | 0 | 0 | 0 | 0 | 0 | 0 | 0 | 0 | 0 | 0 | 0 | 0 | 0 | 0 | 0 | 0 | 0 | 0 | 0 | 0 | 0 | 0 | 0 | 0.12956 | 0 | 0 | 0 | 0 | 0 | 0 | 0 | 0 | 0 | 3
1971_G_4 | MISO_Minnesota and Western Wisconsin | Minnesota | 27 | Sherburne | 141 | 1971 | 4 | Elk River City of | 20500 | 1972 | 9999 | Combustion Turbine | [5 empty] | Fossil | G | 2030 | Oil |  | 0 | 0 | 0 | 0 | 0 | 0 | 0 | 0 | 0 | 0 | 0 | 0 | 0 | 0 | 0 | 0 | 0 | 0 | 0 | 0 | 0 | 0 | 0 | 0 | 0 | 0 | 0 | 0 | 0 | 0 | 0 | 0 | 0 | 0 | 0 | 0 | 0 | 0 | 0 | 0 | 0.21593 | 0 | 0 | 0 | 0 | 0 | 0 | 0 | 0 | 0 | 5
1971_G_5 | MISO_Minnesota and Western Wisconsin | Minnesota | 27 | Sherburne | 141 | 1971 | 5 | Elk River City of | 13500 | 2002 | 9999 | Landfill Gas | [5 empty] | Non-Fossil | G | 2030 | LF Gas |  | 0.018223 | 0.025646 | 0.033031 | 0.0769 | 0 | 0 | 0 | 0 | 0 | 0 | 0 | 0 | 0 | 0 | 0 | 0 | 1.2294 | 1.7302 | 2.2285 | 5.1881 | 1.0502 | 1.4779 | 1.9036 | 4.4317 | 0 | 0 | 0 | 0 | 0.0021506 | 0.0030266 | 0.0038983 | 0.0090756 | 0 | 0 | 0 | 0 | 0 | 0 | 0 | 0 | 0.2169 | 0.0085285 | 0.012002 | 0.015459 | 0.03599 | 0 | 0 | 0 | 0 | 0 | 0.8
1971_G_6 | MISO_Minnesota and Western Wisconsin | Minnesota | 27 | Sherburne | 141 | 1971 | 6 | Elk River City of | 13500 | 2002 | 9999 | Landfill Gas | [5 empty] | Non-Fossil | G | 2030 | LF Gas |  | 0.018223 | 0.025646 | 0.033031 | 0.0769 | 0 | 0 | 0 | 0 | 0 | 0 | 0 | 0 | 0 | 0 | 0 | 0 | 1.2294 | 1.7302 | 2.2285 | 5.1881 | 1.0502 | 1.4779 | 1.9036 | 4.4317 | 0 | 0 | 0 | 0 | 0.0021506 | 0.0030266 | 0.0038983 | 0.0090756 | 0 | 0 | 0 | 0 | 0 | 0 | 0 | 0 | 0.2169 | 0.0085285 | 0.012002 | 0.015459 | 0.03599 | 0 | 0 | 0 | 0 | 0 | 0.8
1971_G_7 | MISO_Minnesota and Western Wisconsin | Minnesota | 27 | Sherburne | 141 | 1971 | 7 | Elk River City of | 13500 | 2002 | 9999 | Landfill Gas | [5 empty] | Non-Fossil | G | 2030 | LF Gas |  | 0.018223 | 0.025646 | 0.033031 | 0.0769 | 0 | 0 | 0 | 0 | 0 | 0 | 0 | 0 | 0 | 0 | 0 | 0 | 1.2294 | 1.7302 | 2.2285 | 5.1881 | 1.0502 | 1.4779 | 1.9036 | 4.4317 | 0 | 0 | 0 | 0 | 0.0021506 | 0.0030266 | 0.0038983 | 0.0090756 | 0 | 0 | 0 | 0 | 0 | 0 | 0 | 0 | 0.2169 | 0.0085285 | 0.012002 | 0.015459 | 0.03599 | 0 | 0 | 0 | 0 | 0 | 0.8
1971_G_8 | MISO_Minnesota and Western Wisconsin | Minnesota | 27 | Sherburne | 141 | 1971 | 8 | Elk River City of | 13500 | 2006 | 9999 | Landfill Gas | [5 empty] | Non-Fossil | G | 2030 | LF Gas |  | 0.018223 | 0.025646 | 0.033031 | 0.0769 | 0 | 0 | 0 | 0 | 0 | 0 | 0 | 0 | 0 | 0 | 0 | 0 | 1.2294 | 1.7302 | 2.2285 | 5.1881 | 1.0502 | 1.4779 | 1.9036 | 4.4317 | 0 | 0 | 0 | 0 | 0.0021506 | 0.0030266 | 0.0038983 | 0.0090756 | 0 | 0 | 0 | 0 | 0 | 0 | 0 | 0 | 0.2169 | 0.0085285 | 0.012002 | 0.015459 | 0.03599 | 0 | 0 | 0 | 0 | 0 | 0.8
1972_G_2A | MISO_Minnesota and Western Wisconsin | Minnesota | 27 | Renville | 129 | 1972 | 2A | Fairfax | 10745 | 2001 | 9999 | Combustion Turbine | [5 empty] | Fossil | G | 2030 | Oil |  | 0 | 0 | 0 | 0 | 0 | 0 | 0 | 0 | 0 | 0 | 0 | 0 | 0 | 0 | 0 | 0 | 0 | 0 | 0 | 0 | 0 | 0 | 0 | 0 | 0 | 0 | 0 | 0 | 0 | 0 | 0 | 0 | 0 | 0 | 0 | 0 | 0 | 0 | 0 | 0 | 0.082053 | 0 | 0 | 0 | 0 | 0 | 0 | 0 | 0 | 0 | 1.9
1973_G_10 | MISO_Minnesota and Western Wisconsin | Minnesota | 27 | Martin | 91 | 1973 | 10 | Fairmont (MN) | 10745 | 2014 | 9999 | Combustion Turbine | [5 empty] | Fossil | G | 2030 | NaturalGas |  | 0.0011766 | 0 | 0.0023252 | 0.0035018 | 0 | 0 | 0 | 0 | 0 | 0 | 0 | 0 | 0 | 0 | 0 | 0 | 0.1095 | 0 | 0.2164 | 0.3259 | 0.068876 | 0 | 0.13612 | 0.205 | 8.2359e-11 | 0 | 1.6277e-10 | 2.4513e-10 | 0.00062414 | 0 | 0.0012335 | 0.0018576 | 0 | 0 | 0 | 0 | 0 | 0 | 0 | 0 | 0.28071 | 0.00051683 | 0 | 0.0010214 | 0.0015383 | 0.0037952 | 0 | 0.0056808 | 0.009476 | 0 | 6.5
1973_G_11 | MISO_Minnesota and Western Wisconsin | Minnesota | 27 | Martin | 91 | 1973 | 11 | Fairmont (MN) | 10745 | 2014 | 9999 | Combustion Turbine | [5 empty] | Fossil | G | 2030 | NaturalGas |  | 0.0011766 | 0 | 0.0023252 | 0.0035018 | 0 | 0 | 0 | 0 | 0 | 0 | 0 | 0 | 0 | 0 | 0 | 0 | 0.1095 | 0 | 0.2164 | 0.3259 | 0.068876 | 0 | 0.13612 | 0.205 | 8.2359e-11 | 0 | 1.6277e-10 | 2.4513e-10 | 0.00062414 | 0 | 0.0012335 | 0.0018576 | 0 | 0 | 0 | 0 | 0 | 0 | 0 | 0 | 0.28071 | 0.00051683 | 0 | 0.0010214 | 0.0015383 | 0.0037952 | 0 | 0.0056808 | 0.009476 | 0 | 6.5
1973_G_12 | MISO_Minnesota and Western Wisconsin | Minnesota | 27 | Martin | 91 | 1973 | 12 | Fairmont (MN) | 10745 | 2014 | 9999 | Combustion Turbine | [5 empty] | Fossil | G | 2030 | NaturalGas |  | 0.0011766 | 0 | 0.0023252 | 0.0035018 | 0 | 0 | 0 | 0 | 0 | 0 | 0 | 0 | 0 | 0 | 0 | 0 | 0.1095 | 0 | 0.2164 | 0.3259 | 0.068876 | 0 | 0.13612 | 0.205 | 8.2359e-11 | 0 | 1.6277e-10 | 2.4513e-10 | 0.00062414 | 0 | 0.0012335 | 0.0018576 | 0 | 0 | 0 | 0 | 0 | 0 | 0 | 0 | 0.28071 | 0.00051683 | 0 | 0.0010214 | 0.0015383 | 0.0037952 | 0 | 0.0056808 | 0.009476 | 0 | 6.5
1973_G_6 | MISO_Minnesota and Western Wisconsin | Minnesota | 27 | Martin | 91 | 1973 | 6 | Fairmont (MN) | 10745 | 1975 | 9999 | Combustion Turbine | [5 empty] | Fossil | G | 2030 | NaturalGas |  | 0.0017437 | 0 | 0.0021464 | 0.0038901 | 0 | 0 | 0 | 0 | 0 | 0 | 0 | 0 | 0 | 0 | 0 | 0 | 0.16228 | 0 | 0.19976 | 0.36204 | 0.10208 | 0 | 0.12565 | 0.22773 | 1.2206e-10 | 0 | 1.5025e-10 | 2.7231e-10 | 0.0014384 | 0 | 0.0017705 | 0.0032089 | 0 | 0 | 0 | 0 | 0 | 0 | 0 | 0 | 0.25912 | 0.00076597 | 0 | 0.00094285 | 0.0017088 | 0.0056247 | 0 | 0.0052438 | 0.010868 | 0 | 6
1973_G_7 | MISO_Minnesota and Western Wisconsin | Minnesota | 27 | Martin | 91 | 1973 | 7 | Fairmont (MN) | 10745 | 1975 | 9999 | Combustion Turbine | [5 empty] | Fossil | G | 2030 | NaturalGas |  | 0.0017437 | 0 | 0.0021464 | 0.0038901 | 0 | 0 | 0 | 0 | 0 | 0 | 0 | 0 | 0 | 0 | 0 | 0 | 0.16228 | 0 | 0.19976 | 0.36204 | 0.10208 | 0 | 0.12565 | 0.22773 | 1.2206e-10 | 0 | 1.5025e-10 | 2.7231e-10 | 0.0014384 | 0 | 0.0017705 | 0.0032089 | 0 | 0 | 0 | 0 | 0 | 0 | 0 | 0 | 0.25912 | 0.00076597 | 0 | 0.00094285 | 0.0017088 | 0.0056247 | 0 | 0.0052438 | 0.010868 | 0 | 6
1973_G_9 | MISO_Minnesota and Western Wisconsin | Minnesota | 27 | Martin | 91 | 1973 | 9 | Fairmont (MN) | 10745 | 2014 | 9999 | Combustion Turbine | [5 empty] | Fossil | G | 2030 | NaturalGas |  | 0.0011766 | 0 | 0.0023252 | 0.0035018 | 0 | 0 | 0 | 0 | 0 | 0 | 0 | 0 | 0 | 0 | 0 | 0 | 0.1095 | 0 | 0.2164 | 0.3259 | 0.068876 | 0 | 0.13612 | 0.205 | 8.2359e-11 | 0 | 1.6277e-10 | 2.4513e-10 | 0.00062414 | 0 | 0.0012335 | 0.0018576 | 0 | 0 | 0 | 0 | 0 | 0 | 0 | 0 | 0.28071 | 0.00051683 | 0 | 0.0010214 | 0.0015383 | 0.0037952 | 0 | 0.0056808 | 0.009476 | 0 | 6.5
1975_G_10 | MISO_Minnesota and Western Wisconsin | Minnesota | 27 | McLeod | 85 | 1975 | 10 | Glencoe | 10745 | 1985 | 9999 | Combustion Turbine | [5 empty] | Fossil | G | 2030 | Oil |  | 0 | 0 | 0 | 0 | 0 | 0 | 0 | 0 | 0 | 0 | 0 | 0 | 0 | 0 | 0 | 0 | 0 | 0 | 0 | 0 | 0 | 0 | 0 | 0 | 0 | 0 | 0 | 0 | 0 | 0 | 0 | 0 | 0 | 0 | 0 | 0 | 0 | 0 | 0 | 0 | 0.24184 | 0 | 0 | 0 | 0 | 0 | 0 | 0 | 0 | 0 | 5.6
1975_G_11 | MISO_Minnesota and Western Wisconsin | Minnesota | 27 | McLeod | 85 | 1975 | 11 | Glencoe | 10745 | 1998 | 9999 | Combustion Turbine | [5 empty] | Fossil | G | 2030 | Oil |  | 0 | 0 | 0 | 0 | 0 | 0 | 0 | 0 | 0 | 0 | 0 | 0 | 0 | 0 | 0 | 0 | 0 | 0 | 0 | 0 | 0 | 0 | 0 | 0 | 0 | 0 | 0 | 0 | 0 | 0 | 0 | 0 | 0 | 0 | 0 | 0 | 0 | 0 | 0 | 0 | 0.20729 | 0 | 0 | 0 | 0 | 0 | 0 | 0 | 0 | 0 | 4.8
1975_G_12 | MISO_Minnesota and Western Wisconsin | Minnesota | 27 | McLeod | 85 | 1975 | 12 | Glencoe | 10745 | 1998 | 9999 | Combustion Turbine | [5 empty] | Fossil | G | 2030 | Oil |  | 0 | 0 | 0 | 0 | 0 | 0 | 0 | 0 | 0 | 0 | 0 | 0 | 0 | 0 | 0 | 0 | 0 | 0 | 0 | 0 | 0 | 0 | 0 | 0 | 0 | 0 | 0 | 0 | 0 | 0 | 0 | 0 | 0 | 0 | 0 | 0 | 0 | 0 | 0 | 0 | 0.20729 | 0 | 0 | 0 | 0 | 0 | 0 | 0 | 0 | 0 | 4.8
1975_G_14 | MISO_Minnesota and Western Wisconsin | Minnesota | 27 | McLeod | 85 | 1975 | 14 | Glencoe | 10745 | 2006 | 9999 | Combustion Turbine | [5 empty] | Fossil | G | 2030 | Oil |  | 0 | 0 | 0 | 0 | 0 | 0 | 0 | 0 | 0 | 0 | 0 | 0 | 0 | 0 | 0 | 0 | 0 | 0 | 0 | 0 | 0 | 0 | 0 | 0 | 0 | 0 | 0 | 0 | 0 | 0 | 0 | 0 | 0 | 0 | 0 | 0 | 0 | 0 | 0 | 0 | 0.20729 | 0 | 0 | 0 | 0 | 0 | 0 | 0 | 0 | 0 | 4.8
1975_G_5 | MISO_Minnesota and Western Wisconsin | Minnesota | 27 | McLeod | 85 | 1975 | 5 | Glencoe | 10745 | 1957 | 9999 | Combustion Turbine | [5 empty] | Fossil | G | 2030 | NaturalGas |  | 0.00015499 | 0 | 0.00035771 | 0.00051269 | 0 | 0 | 0 | 0 | 0 | 0 | 0 | 0 | 0 | 0 | 0 | 0 | 0.014425 | 0 | 0.033293 | 0.047718 | 0.0090729 | 0 | 0.02094 | 0.030013 | 1.0849e-11 | 0 | 2.5039e-11 | 3.5888e-11 | 0.00012483 | 0 | 0.0002881 | 0.00041292 | 0 | 0 | 0 | 0 | 0 | 0 | 0 | 0 | 0.043186 | 6.8086e-05 | 0 | 0.00015714 | 0.00022523 | 0.00049994 | 0 | 0.00087391 | 0.0013738 | 0 | 1
1975_G_7 | MISO_Minnesota and Western Wisconsin | Minnesota | 27 | McLeod | 85 | 1975 | 7 | Glencoe | 10745 | 1966 | 9999 | Combustion Turbine | [5 empty] | Fossil | G | 2030 | NaturalGas |  | 0.00049595 | 0 | 0.0011447 | 0.0016406 | 0 | 0 | 0 | 0 | 0 | 0 | 0 | 0 | 0 | 0 | 0 | 0 | 0.04616 | 0 | 0.10654 | 0.1527 | 0.029033 | 0 | 0.067008 | 0.096041 | 3.4717e-11 | 0 | 8.0126e-11 | 1.1484e-10 | 0.00039944 | 0 | 0.0009219 | 0.0013213 | 0 | 0 | 0 | 0 | 0 | 0 | 0 | 0 | 0.13819 | 0.00021787 | 0 | 0.00050285 | 0.00072073 | 0.0015998 | 0 | 0.0027965 | 0.0043963 | 0 | 3.2
1975_G_8 | MISO_Minnesota and Western Wisconsin | Minnesota | 27 | McLeod | 85 | 1975 | 8 | Glencoe | 10745 | 1969 | 9999 | Combustion Turbine | [5 empty] | Fossil | G | 2030 | NaturalGas |  | 0.00068194 | 0 | 0.0015739 | 0.0022558 | 0 | 0 | 0 | 0 | 0 | 0 | 0 | 0 | 0 | 0 | 0 | 0 | 0.06347 | 0 | 0.14649 | 0.20996 | 0.039921 | 0 | 0.092136 | 0.13206 | 4.7736e-11 | 0 | 1.1017e-10 | 1.5791e-10 | 0.00054923 | 0 | 0.0012676 | 0.0018169 | 0 | 0 | 0 | 0 | 0 | 0 | 0 | 0 | 0.19002 | 0.00029958 | 0 | 0.00069142 | 0.000991 | 0.0021997 | 0 | 0.0038452 | 0.0060449 | 0 | 4.4
1975_G_9 | MISO_Minnesota and Western Wisconsin | Minnesota | 27 | McLeod | 85 | 1975 | 9 | Glencoe | 10745 | 1973 | 9999 | Combustion Turbine | [5 empty] | Fossil | G | 2030 | NaturalGas |  | 0.00088342 | 0 | 0.0020389 | 0.0029223 | 0 | 0 | 0 | 0 | 0 | 0 | 0 | 0 | 0 | 0 | 0 | 0 | 0.082222 | 0 | 0.18977 | 0.27199 | 0.051715 | 0 | 0.11936 | 0.17107 | 6.1839e-11 | 0 | 1.4272e-10 | 2.0456e-10 | 0.0007115 | 0 | 0.0016421 | 0.0023536 | 0 | 0 | 0 | 0 | 0 | 0 | 0 | 0 | 0.24616 | 0.00038809 | 0 | 0.0008957 | 0.0012838 | 0.0028496 | 0 | 0.0049813 | 0.0078309 | 0 | 5.7
1976_G_7 | MISO_Minnesota and Western Wisconsin | Minnesota | 27 | Cook | 31 | 1976 | 7 | Grand Marais | 12255 | 2004 | 9999 | Combustion Turbine | [5 empty] | Fossil | G | 2030 | Oil |  | 0 | 0 | 0 | 0 | 0 | 0 | 0 | 0 | 0 | 0 | 0 | 0 | 0 | 0 | 0 | 0 | 0 | 0 | 0 | 0 | 0 | 0 | 0 | 0 | 0 | 0 | 0 | 0 | 0 | 0 | 0 | 0 | 0 | 0 | 0 | 0 | 0 | 0 | 0 | 0 | 0.10796 | 0 | 0 | 0 | 0 | 0 | 0 | 0 | 0 | 0 | 2.5
1976_G_8 | MISO_Minnesota and Western Wisconsin | Minnesota | 27 | Cook | 31 | 1976 | 8 | Grand Marais | 12229 | 2004 | 9999 | Combustion Turbine | [5 empty] | Fossil | G | 2030 | Oil |  | 0 | 0 | 0 | 0 | 0 | 0 | 0 | 0 | 0 | 0 | 0 | 0 | 0 | 0 | 0 | 0 | 0 | 0 | 0 | 0 | 0 | 0 | 0 | 0 | 0 | 0 | 0 | 0 | 0 | 0 | 0 | 0 | 0 | 0 | 0 | 0 | 0 | 0 | 0 | 0 | 0.077735 | 0 | 0 | 0 | 0 | 0 | 0 | 0 | 0 | 0 | 1.8
1976_G_9 | MISO_Minnesota and Western Wisconsin | Minnesota | 27 | Cook | 31 | 1976 | 9 | Grand Marais | 12229 | 2004 | 9999 | Combustion Turbine | [5 empty] | Fossil | G | 2030 | Oil |  | 0 | 0 | 0 | 0 | 0 | 0 | 0 | 0 | 0 | 0 | 0 | 0 | 0 | 0 | 0 | 0 | 0 | 0 | 0 | 0 | 0 | 0 | 0 | 0 | 0 | 0 | 0 | 0 | 0 | 0 | 0 | 0 | 0 | 0 | 0 | 0 | 0 | 0 | 0 | 0 | 0.077735 | 0 | 0 | 0 | 0 | 0 | 0 | 0 | 0 | 0 | 1.8
1977_G_1 | MISO_Minnesota and Western Wisconsin | Minnesota | 27 | Chippewa | 23 | 1977 | 1 | Granite Falls | 0 | 1940 | 9999 | Hydro | [5 empty] | Non-Fossil | G | 2030 | Hydro |  | 0 | 0 | 0 | 0 | 0 | 0 | 0 | 0 | 0 | 0 | 0 | 0 | 0 | 0 | 0 | 0 | 0.12945 | 0.21403 | 0.26889 | 0.61237 | 0 | 0 | 0 | 0 | 0 | 0 | 0 | 0 | 0 | 0 | 0 | 0 | 0 | 0 | 0 | 0 | 0 | 0 | 0 | 0 | 0.0031616 | 0.00017993 | 0.0002975 | 0.00037376 | 0.00085119 | 0 | 0 | 0 | 0 | 0 | 0.2
1977_G_2 | MISO_Minnesota and Western Wisconsin | Minnesota | 27 | Chippewa | 23 | 1977 | 2 | Granite Falls | 0 | 1932 | 9999 | Hydro | [5 empty] | Non-Fossil | G | 2030 | Hydro |  | 0 | 0 | 0 | 0 | 0 | 0 | 0 | 0 | 0 | 0 | 0 | 0 | 0 | 0 | 0 | 0 | 0.12945 | 0.21403 | 0.26889 | 0.61237 | 0 | 0 | 0 | 0 | 0 | 0 | 0 | 0 | 0 | 0 | 0 | 0 | 0 | 0 | 0 | 0 | 0 | 0 | 0 | 0 | 0.0031616 | 0.00017993 | 0.0002975 | 0.00037376 | 0.00085119 | 0 | 0 | 0 | 0 | 0 | 0.2
1977_G_HC3 | MISO_Minnesota and Western Wisconsin | Minnesota | 27 | Chippewa | 23 | 1977 | HC3 | Granite Falls | 0 | 1986 | 9999 | Hydro | [5 empty] | Non-Fossil | G | 2030 | Hydro |  | 0 | 0 | 0 | 0 | 0 | 0 | 0 | 0 | 0 | 0 | 0 | 0 | 0 | 0 | 0 | 0 | 0.45307 | 0.7491 | 0.94112 | 2.1433 | 0 | 0 | 0 | 0 | 0 | 0 | 0 | 0 | 0 | 0 | 0 | 0 | 0 | 0 | 0 | 0 | 0 | 0 | 0 | 0 | 0.011066 | 0.00062976 | 0.0010412 | 0.0013082 | 0.0029792 | 0 | 0 | 0 | 0 | 0 | 0.7
1979_B_1 | MISO_Minnesota and Western Wisconsin | Minnesota | 27 | St Louis | 137 | 1979 | 1 | Hibbing | 8665 | 1952 | 9999 | Coal Steam |  |  | ESPC |  |  | Fossil | B | 2030 | Coal |  | 0.11616 | 0.15746 | 0.21079 | 0.48441 | 0 | 0 | 0 | 0 | 0.11616 | 0.15746 | 0.21079 | 0.48441 | 0 | 0 | 0 | 0 | 13.4056 | 18.172 | 24.3263 | 55.9039 | 14.6097 | 19.8043 | 26.5114 | 60.9254 | 3.3482e-05 | 4.5387e-05 | 6.0758e-05 | 0.00013963 | 0.022055 | 0.029896 | 0.040022 | 0.091973 | 0.040507 | 0.054909 | 0.073506 | 0.16892 | 2.7994e-05 | 3.7948e-05 | 5.08e-05 | 0.00011674 | 0.4738 | 0.020389 | 0.027638 | 0.036999 | 0.085026 | 0.16936 | 0.22958 | 0.30733 | 0.70626 | 0 | 7.6
1979_B_2 | MISO_Minnesota and Western Wisconsin | Minnesota | 27 | St Louis | 137 | 1979 | 2 | Hibbing | 8665 | 1952 | 9999 | Coal Steam |  |  | ESPC |  |  | Fossil | B | 2030 | Coal |  | 0.11616 | 0.15746 | 0.21079 | 0.48441 | 0 | 0 | 0 | 0 | 0.11616 | 0.15746 | 0.21079 | 0.48441 | 0 | 0 | 0 | 0 | 13.4056 | 18.172 | 24.3263 | 55.9039 | 14.6097 | 19.8043 | 26.5114 | 60.9254 | 3.3482e-05 | 4.5387e-05 | 6.0758e-05 | 0.00013963 | 0.031307 | 0.042438 | 0.056811 | 0.13056 | 0.040507 | 0.054909 | 0.073506 | 0.16892 | 2.7994e-05 | 3.7948e-05 | 5.08e-05 | 0.00011674 | 0.4738 | 0.020389 | 0.027638 | 0.036999 | 0.085026 | 0.16936 | 0.22958 | 0.30733 | 0.70626 | 0 | 7.6
1979_B_3 | MISO_Minnesota and Western Wisconsin | Minnesota | 27 | St Louis | 137 | 1979 | 3 | Hibbing | 8665 | 1974 | 9999 | Coal Steam |  |  | ESPH + SNCR |  |  | Fossil | B | 2030 | Coal |  | 0.11616 | 0.15746 | 0.21079 | 0.48441 | 0 | 0 | 0 | 0 | 0.11616 | 0.15746 | 0.21079 | 0.48441 | 0 | 0 | 0 | 0 | 13.4056 | 18.172 | 24.3263 | 55.9039 | 14.6097 | 19.8043 | 26.5114 | 60.9254 | 3.3482e-05 | 4.5387e-05 | 6.0758e-05 | 0.00013963 | 0.026257 | 0.035593 | 0.047647 | 0.1095 | 0.040507 | 0.054909 | 0.073506 | 0.16892 | 0.00055989 | 0.00075896 | 0.001016 | 0.0023348 | 0.40152 | 0.030863 | 0.041836 | 0.056005 | 0.1287 | 0.16936 | 0.22958 | 0.30733 | 0.70626 | 0 | 7.6 | SNCR
1979_B_4 | MISO_Minnesota and Western Wisconsin | Minnesota | 27 | St Louis | 137 | 1979 | 4 | Hibbing | 8665 | 2006 | 9999 | Coal Steam |  |  | ESPC + Cyclone + SNCR |  |  | Fossil | B | 2030 | Coal |  | 0.11616 | 0.15746 | 0.21079 | 0.48441 | 0 | 0 | 0 | 0 | 0.11616 | 0.15746 | 0.21079 | 0.48441 | 0 | 0 | 0 | 0 | 13.4056 | 18.172 | 24.3263 | 55.9039 | 14.6097 | 19.8043 | 26.5114 | 60.9254 | 3.3482e-05 | 4.5387e-05 | 6.0758e-05 | 0.00013963 | 0.0086222 | 0.011688 | 0.015646 | 0.035956 | 0.040507 | 0.054909 | 0.073506 | 0.16892 | 2.7994e-05 | 3.7948e-05 | 5.08e-05 | 0.00011674 | 0.23098 | 0.030863 | 0.041836 | 0.056005 | 0.1287 | 0.16936 | 0.22958 | 0.30733 | 0.70626 | 0 | 7.6 | SNCR
198_G_1 | SPP West (Oklahoma, Arkansas, Louisiana) | Arkansas | 5 | Marion | 89 | 198 | 1 | Bull Shoals | 0 | 1952 | 9999 | Hydro | [5 empty] | Non-Fossil | G | 2030 | Hydro |  | 0 | 0 | 0 | 0 | 0 | 0 | 0 | 0 | 0 | 0 | 0 | 0 | 0 | 0 | 0 | 0 | 25.1258 | 25.2035 | 41.042 | 91.3713 | 0 | 0 | 0 | 0 | 0 | 0 | 0 | 0 | 0 | 0 | 0 | 0 | 0 | 0 | 0 | 0 | 0 | 0 | 0 | 0 | 0.71137 | 0.034925 | 0.035033 | 0.057048 | 0.12701 | 0 | 0 | 0 | 0 | 0 | 45
198_G_2 | SPP West (Oklahoma, Arkansas, Louisiana) | Arkansas | 5 | Marion | 89 | 198 | 2 | Bull Shoals | 0 | 1952 | 9999 | Hydro | [5 empty] | Non-Fossil | G | 2030 | Hydro |  | 0 | 0 | 0 | 0 | 0 | 0 | 0 | 0 | 0 | 0 | 0 | 0 | 0 | 0 | 0 | 0 | 25.1258 | 25.2035 | 41.042 | 91.3713 | 0 | 0 | 0 | 0 | 0 | 0 | 0 | 0 | 0 | 0 | 0 | 0 | 0 | 0 | 0 | 0 | 0 | 0 | 0 | 0 | 0.71137 | 0.034925 | 0.035033 | 0.057048 | 0.12701 | 0 | 0 | 0 | 0 | 0 | 45
198_G_3 | SPP West (Oklahoma, Arkansas, Louisiana) | Arkansas | 5 | Marion | 89 | 198 | 3 | Bull Shoals | 0 | 1952 | 9999 | Hydro | [5 empty] | Non-Fossil | G | 2030 | Hydro |  | 0 | 0 | 0 | 0 | 0 | 0 | 0 | 0 | 0 | 0 | 0 | 0 | 0 | 0 | 0 | 0 | 19.5423 | 19.6027 | 31.9216 | 71.0666 | 0 | 0 | 0 | 0 | 0 | 0 | 0 | 0 | 0 | 0 | 0 | 0 | 0 | 0 | 0 | 0 | 0 | 0 | 0 | 0 | 0.55329 | 0.027164 | 0.027248 | 0.044371 | 0.098783 | 0 | 0 | 0 | 0 | 0 | 35
198_G_4 | SPP West (Oklahoma, Arkansas, Louisiana) | Arkansas | 5 | Marion | 89 | 198 | 4 | Bull Shoals | 0 | 1953 | 9999 | Hydro | [5 empty] | Non-Fossil | G | 2030 | Hydro |  | 0 | 0 | 0 | 0 | 0 | 0 | 0 | 0 | 0 | 0 | 0 | 0 | 0 | 0 | 0 | 0 | 25.1258 | 25.2035 | 41.042 | 91.3713 | 0 | 0 | 0 | 0 | 0 | 0 | 0 | 0 | 0 | 0 | 0 | 0 | 0 | 0 | 0 | 0 | 0 | 0 | 0 | 0 | 0.71137 | 0.034925 | 0.035033 | 0.057048 | 0.12701 | 0 | 0 | 0 | 0 | 0 | 45
198_G_5 | SPP West (Oklahoma, Arkansas, Louisiana) | Arkansas | 5 | Marion | 89 | 198 | 5 | Bull Shoals | 0 | 1962 | 9999 | Hydro | [5 empty] | Non-Fossil | G | 2030 | Hydro |  | 0 | 0 | 0 | 0 | 0 | 0 | 0 | 0 | 0 | 0 | 0 | 0 | 0 | 0 | 0 | 0 | 27.9176 | 28.0039 | 45.6022 | 101.5237 | 0 | 0 | 0 | 0 | 0 | 0 | 0 | 0 | 0 | 0 | 0 | 0 | 0 | 0 | 0 | 0 | 0 | 0 | 0 | 0 | 0.79041 | 0.038805 | 0.038925 | 0.063387 | 0.14112 | 0 | 0 | 0 | 0 | 0 | 50
198_G_6 | SPP West (Oklahoma, Arkansas, Louisiana) | Arkansas | 5 | Marion | 89 | 198 | 6 | Bull Shoals | 0 | 1962 | 9999 | Hydro | [5 empty] | Non-Fossil | G | 2030 | Hydro |  | 0 | 0 | 0 | 0 | 0 | 0 | 0 | 0 | 0 | 0 | 0 | 0 | 0 | 0 | 0 | 0 | 27.9176 | 28.0039 | 45.6022 | 101.5237 | 0 | 0 | 0 | 0 | 0 | 0 | 0 | 0 | 0 | 0 | 0 | 0 | 0 | 0 | 0 | 0 | 0 | 0 | 0 | 0 | 0.79041 | 0.038805 | 0.038925 | 0.063387 | 0.14112 | 0 | 0 | 0 | 0 | 0 | 50
198_G_7 | SPP West (Oklahoma, Arkansas, Louisiana) | Arkansas | 5 | Marion | 89 | 198 | 7 | Bull Shoals | 0 | 1963 | 9999 | Hydro | [5 empty] | Non-Fossil | G | 2030 | Hydro |  | 0 | 0 | 0 | 0 | 0 | 0 | 0 | 0 | 0 | 0 | 0 | 0 | 0 | 0 | 0 | 0 | 27.9176 | 28.0039 | 45.6022 | 101.5237 | 0 | 0 | 0 | 0 | 0 | 0 | 0 | 0 | 0 | 0 | 0 | 0 | 0 | 0 | 0 | 0 | 0 | 0 | 0 | 0 | 0.79041 | 0.038805 | 0.038925 | 0.063387 | 0.14112 | 0 | 0 | 0 | 0 | 0 | 50
198_G_8 | SPP West (Oklahoma, Arkansas, Louisiana) | Arkansas | 5 | Marion | 89 | 198 | 8 | Bull Shoals | 0 | 1963 | 9999 | Hydro | [5 empty] | Non-Fossil | G | 2030 | Hydro |  | 0 | 0 | 0 | 0 | 0 | 0 | 0 | 0 | 0 | 0 | 0 | 0 | 0 | 0 | 0 | 0 | 27.9176 | 28.0039 | 45.6022 | 101.5237 | 0 | 0 | 0 | 0 | 0 | 0 | 0 | 0 | 0 | 0 | 0 | 0 | 0 | 0 | 0 | 0 | 0 | 0 | 0 | 0 | 0.79041 | 0.038805 | 0.038925 | 0.063387 | 0.14112 | 0 | 0 | 0 | 0 | 0 | 50
1980_G_10 | MISO_Minnesota and Western Wisconsin | Minnesota | 27 | McLeod | 85 | 1980 | 10 | Hutchinson Plant #1 | 10745 | 2013 | 9999 | Combustion Turbine | [5 empty] | Fossil | G | 2030 | NaturalGas |  | 0.0016834 | 0 | 0.0033269 | 0.0050103 | 0 | 0 | 0 | 0 | 0 | 0 | 0 | 0 | 0 | 0 | 0 | 0 | 0.15667 | 0 | 0.30962 | 0.46629 | 0.098546 | 0 | 0.19476 | 0.2933 | 1.1784e-10 | 0 | 2.3288e-10 | 3.5072e-10 | 0.000893 | 0 | 0.0017648 | 0.0026578 | 0 | 0 | 0 | 0 | 0 | 0 | 0 | 0 | 0.40163 | 0.00073947 | 0 | 0.0014614 | 0.0022009 | 0.0054301 | 0 | 0.0081279 | 0.013558 | 0 | 9.3
1980_G_11 | MISO_Minnesota and Western Wisconsin | Minnesota | 27 | McLeod | 85 | 1980 | 11 | Hutchinson Plant #1 | 10745 | 2019 | 9999 | Combustion Turbine | [5 empty] | Fossil | G | 2030 | NaturalGas |  | 0.0017739 | 0 | 0.0035057 | 0.0052796 | 0 | 0 | 0 | 0 | 0 | 0 | 0 | 0 | 0 | 0 | 0 | 0 | 0.16509 | 0 | 0.32627 | 0.49136 | 0.10384 | 0 | 0.20523 | 0.30907 | 1.2417e-10 | 0 | 2.454e-10 | 3.6957e-10 | 0.00094101 | 0 | 0.0018597 | 0.0028007 | 0 | 0 | 0 | 0 | 0 | 0 | 0 | 0 | 0.42322 | 0.00077923 | 0 | 0.00154 | 0.0023192 | 0.0057221 | 0 | 0.0085649 | 0.014287 | 0 | 9.8
1980_G_12 | MISO_Minnesota and Western Wisconsin | Minnesota | 27 | McLeod | 85 | 1980 | 12 | Hutchinson Plant #1 | 10745 | 2019 | 9999 | Combustion Turbine | [5 empty] | Fossil | G | 2030 | NaturalGas |  | 0.0017739 | 0 | 0.0035057 | 0.0052796 | 0 | 0 | 0 | 0 | 0 | 0 | 0 | 0 | 0 | 0 | 0 | 0 | 0.16509 | 0 | 0.32627 | 0.49136 | 0.10384 | 0 | 0.20523 | 0.30907 | 1.2417e-10 | 0 | 2.454e-10 | 3.6957e-10 | 0.00094101 | 0 | 0.0018597 | 0.0028007 | 0 | 0 | 0 | 0 | 0 | 0 | 0 | 0 | 0.42322 | 0.00077923 | 0 | 0.00154 | 0.0023192 | 0.0057221 | 0 | 0.0085649 | 0.014287 | 0 | 9.8
1980_G_3 | MISO_Minnesota and Western Wisconsin | Minnesota | 27 | McLeod | 85 | 1980 | 3 | Hutchinson Plant #1 | 10745 | 1968 | 9999 | Combustion Turbine | [5 empty] | Fossil | G | 2030 | NaturalGas |  | 0.00060445 | 0 | 0.001395 | 0.0019995 | 0 | 0 | 0 | 0 | 0 | 0 | 0 | 0 | 0 | 0 | 0 | 0 | 0.056257 | 0 | 0.12984 | 0.1861 | 0.035384 | 0 | 0.081666 | 0.11705 | 4.2311e-11 | 0 | 9.7653e-11 | 1.3996e-10 | 0.00031307 | 0 | 0.00072256 | 0.0010356 | 0 | 0 | 0 | 0 | 0 | 0 | 0 | 0 | 0.16843 | 0.00026553 | 0 | 0.00061285 | 0.00087839 | 0.0019498 | 0 | 0.0034082 | 0.005358 | 0 | 3.9
1980_G_4 | MISO_Minnesota and Western Wisconsin | Minnesota | 27 | McLeod | 85 | 1980 | 4 | Hutchinson Plant #1 | 10745 | 1968 | 9999 | Combustion Turbine | [5 empty] | Fossil | G | 2030 | NaturalGas |  | 1.5499e-10 | 0 | 3.5771e-10 | 5.1269e-10 | 0 | 0 | 0 | 0 | 0 | 0 | 0 | 0 | 0 | 0 | 0 | 0 | 1.4425e-08 | 0 | 3.3293e-08 | 4.7718e-08 | 9.0729e-09 | 0 | 2.094e-08 | 3.0013e-08 | 1.0849e-17 | 0 | 2.5039e-17 | 3.5888e-17 | 8.0274e-11 | 0 | 1.8527e-10 | 2.6555e-10 | 0 | 0 | 0 | 0 | 0 | 0 | 0 | 0 | 4.3186e-08 | 6.8086e-11 | 0 | 1.5714e-10 | 2.2523e-10 | 4.9994e-10 | 0 | 8.7391e-10 | 1.3738e-09 | 0 | 1e-06
1982_G_1 | MISO_Minnesota and Western Wisconsin | Minnesota | 27 | Waseca | 161 | 1982 | 1 | Janesville | 10745 | 1965 | 9999 | Combustion Turbine | [5 empty] | Fossil | G | 2030 | NaturalGas |  | 0.00013949 | 0 | 0.00032193 | 0.00046142 | 0 | 0 | 0 | 0 | 0 | 0 | 0 | 0 | 0 | 0 | 0 | 0 | 0.012982 | 0 | 0.029963 | 0.042946 | 0.0081656 | 0 | 0.018846 | 0.027012 | 9.7641e-12 | 0 | 2.2535e-11 | 3.23e-11 | 0.00011234 | 0 | 0.00025929 | 0.00037163 | 0 | 0 | 0 | 0 | 0 | 0 | 0 | 0 | 0.038867 | 6.1277e-05 | 0 | 0.00014143 | 0.0002027 | 0.00044994 | 0 | 0.00078652 | 0.0012365 | 0 | 0.9
1982_G_2 | MISO_Minnesota and Western Wisconsin | Minnesota | 27 | Waseca | 161 | 1982 | 2 | Janesville | 10745 | 1972 | 9999 | Combustion Turbine | [5 empty] | Fossil | G | 2030 | NaturalGas |  | 0.00017048 | 0 | 0.00039348 | 0.00056396 | 0 | 0 | 0 | 0 | 0 | 0 | 0 | 0 | 0 | 0 | 0 | 0 | 0.015867 | 0 | 0.036622 | 0.052489 | 0.0099802 | 0 | 0.023034 | 0.033014 | 1.1934e-11 | 0 | 2.7543e-11 | 3.9477e-11 | 0.00013731 | 0 | 0.0003169 | 0.00045421 | 0 | 0 | 0 | 0 | 0 | 0 | 0 | 0 | 0.047505 | 7.4894e-05 | 0 | 0.00017286 | 0.00024775 | 0.00054993 | 0 | 0.0009613 | 0.0015112 | 0 | 1.1
1982_G_3 | MISO_Minnesota and Western Wisconsin | Minnesota | 27 | Waseca | 161 | 1982 | 3 | Janesville | 10745 | 1955 | 9999 | Combustion Turbine | [5 empty] | Fossil | G | 2030 | NaturalGas |  | 7.7493e-05 | 0 | 0.00017885 | 0.00025635 | 0 | 0 | 0 | 0 | 0 | 0 | 0 | 0 | 0 | 0 | 0 | 0 | 0.0072125 | 0 | 0.016646 | 0.023859 | 0.0045364 | 0 | 0.01047 | 0.015006 | 5.4245e-12 | 0 | 1.252e-11 | 1.7944e-11 | 6.2413e-05 | 0 | 0.00014405 | 0.00020646 | 0 | 0 | 0 | 0 | 0 | 0 | 0 | 0 | 0.021593 | 3.4043e-05 | 0 | 7.8571e-05 | 0.00011261 | 0.00024997 | 0 | 0.00043695 | 0.00068692 | 0 | 0.5
1982_G_4 | MISO_Minnesota and Western Wisconsin | Minnesota | 27 | Waseca | 161 | 1982 | 4 | Janesville | 10745 | 1998 | 9999 | Combustion Turbine | [5 empty] | Fossil | G | 2030 | Oil |  | 0 | 0 | 0 | 0 | 0 | 0 | 0 | 0 | 0 | 0 | 0 | 0 | 0 | 0 | 0 | 0 | 0 | 0 | 0 | 0 | 0 | 0 | 0 | 0 | 0 | 0 | 0 | 0 | 0 | 0 | 0 | 0 | 0 | 0 | 0 | 0 | 0 | 0 | 0 | 0 | 0.077735 | 0 | 0 | 0 | 0 | 0 | 0 | 0 | 0 | 0 | 1.8
1983_G_5 | MISO_Minnesota and Western Wisconsin | Minnesota | 27 | Goodhue | 49 | 1983 | 5 | Kenyon Municipal | 16120 | 1997 | 9999 | Combustion Turbine | [5 empty] | Fossil | G | 2030 | Oil |  | 0 | 0 | 0 | 0 | 0 | 0 | 0 | 0 | 0 | 0 | 0 | 0 | 0 | 0 | 0 | 0 | 0 | 0 | 0 | 0 | 0 | 0 | 0 | 0 | 0 | 0 | 0 | 0 | 0 | 0 | 0 | 0 | 0 | 0 | 0 | 0 | 0 | 0 | 0 | 0 | 0.077735 | 0 | 0 | 0 | 0 | 0 | 0 | 0 | 0 | 0 | 1.8
1983_G_6 | MISO_Minnesota and Western Wisconsin | Minnesota | 27 | Goodhue | 49 | 1983 | 6 | Kenyon Municipal | 17551 | 1997 | 9999 | Combustion Turbine | [5 empty] | Fossil | G | 2030 | Oil |  | 0 | 0 | 0 | 0 | 0 | 0 | 0 | 0 | 0 | 0 | 0 | 0 | 0 | 0 | 0 | 0 | 0 | 0 | 0 | 0 | 0 | 0 | 0 | 0 | 0 | 0 | 0 | 0 | 0 | 0 | 0 | 0 | 0 | 0 | 0 | 0 | 0 | 0 | 0 | 0 | 0.077735 | 0 | 0 | 0 | 0 | 0 | 0 | 0 | 0 | 0 | 1.8
1983_G_7 | MISO_Minnesota and Western Wisconsin | Minnesota | 27 | Goodhue | 49 | 1983 | 7 | Kenyon Municipal | 17551 | 1997 | 9999 | Combustion Turbine | [5 empty] | Fossil | G | 2030 | Oil |  | 0 | 0 | 0 | 0 | 0 | 0 | 0 | 0 | 0 | 0 | 0 | 0 | 0 | 0 | 0 | 0 | 0 | 0 | 0 | 0 | 0 | 0 | 0 | 0 | 0 | 0 | 0 | 0 | 0 | 0 | 0 | 0 | 0 | 0 | 0 | 0 | 0 | 0 | 0 | 0 | 0.077735 | 0 | 0 | 0 | 0 | 0 | 0 | 0 | 0 | 0 | 1.8
1985_G_1 | MISO_Minnesota and Western Wisconsin | Minnesota | 27 | Blue Earth | 13 | 1985 | 1 | Lake Crystal | 10745 | 1952 | 9999 | Combustion Turbine | [5 empty] | Fossil | G | 2030 | Oil |  | 0 | 0 | 0 | 0 | 0 | 0 | 0 | 0 | 0 | 0 | 0 | 0 | 0 | 0 | 0 | 0 | 0 | 0 | 0 | 0 | 0 | 0 | 0 | 0 | 0 | 0 | 0 | 0 | 0 | 0 | 0 | 0 | 0 | 0 | 0 | 0 | 0 | 0 | 0 | 0 | 0.025912 | 0 | 0 | 0 | 0 | 0 | 0 | 0 | 0 | 0 | 0.6
1985_G_3 | MISO_Minnesota and Western Wisconsin | Minnesota | 27 | Blue Earth | 13 | 1985 | 3 | Lake Crystal | 10745 | 1971 | 9999 | Combustion Turbine | [5 empty] | Fossil | G | 2030 | NaturalGas |  | 0.00030997 | 0 | 0.00071541 | 0.0010254 | 0 | 0 | 0 | 0 | 0 | 0 | 0 | 0 | 0 | 0 | 0 | 0 | 0.02885 | 0 | 0.066585 | 0.095435 | 0.018146 | 0 | 0.04188 | 0.060026 | 2.1698e-11 | 0 | 5.0079e-11 | 7.1777e-11 | 0.00024965 | 0 | 0.00057619 | 0.00082584 | 0 | 0 | 0 | 0 | 0 | 0 | 0 | 0 | 0.086372 | 0.00013617 | 0 | 0.00031428 | 0.00045045 | 0.00099988 | 0 | 0.0017478 | 0.0027477 | 0 | 2
1985_G_4 | MISO_Minnesota and Western Wisconsin | Minnesota | 27 | Blue Earth | 13 | 1985 | 4 | Lake Crystal | 10745 | 1955 | 9999 | Combustion Turbine | [5 empty] | Fossil | G | 2030 | Oil |  | 0 | 0 | 0 | 0 | 0 | 0 | 0 | 0 | 0 | 0 | 0 | 0 | 0 | 0 | 0 | 0 | 0 | 0 | 0 | 0 | 0 | 0 | 0 | 0 | 0 | 0 | 0 | 0 | 0 | 0 | 0 | 0 | 0 | 0 | 0 | 0 | 0 | 0 | 0 | 0 | 0.051823 | 0 | 0 | 0 | 0 | 0 | 0 | 0 | 0 | 0 | 1.2
1985_G_5 | MISO_Minnesota and Western Wisconsin | Minnesota | 27 | Blue Earth | 13 | 1985 | 5 | Lake Crystal | 10745 | 1999 | 9999 | Combustion Turbine | [5 empty] | Fossil | G | 2030 | Oil |  | 0 | 0 | 0 | 0 | 0 | 0 | 0 | 0 | 0 | 0 | 0 | 0 | 0 | 0 | 0 | 0 | 0 | 0 | 0 | 0 | 0 | 0 | 0 | 0 | 0 | 0 | 0 | 0 | 0 | 0 | 0 | 0 | 0 | 0 | 0 | 0 | 0 | 0 | 0 | 0 | 0.086372 | 0 | 0 | 0 | 0 | 0 | 0 | 0 | 0 | 0 | 2
1987_G_2 | MISO_Minnesota and Western Wisconsin | Minnesota | 27 | Fillmore | 45 | 1987 | 2 | Lanesboro | 0 | 1923 | 9999 | Hydro | [5 empty] | Non-Fossil | G | 2030 | Hydro |  | 0 | 0 | 0 | 0 | 0 | 0 | 0 | 0 | 0 | 0 | 0 | 0 | 0 | 0 | 0 | 0 | 0.12945 | 0.21403 | 0.26889 | 0.61237 | 0 | 0 | 0 | 0 | 0 | 0 | 0 | 0 | 0 | 0 | 0 | 0 | 0 | 0 | 0 | 0 | 0 | 0 | 0 | 0 | 0.0031616 | 0.00017993 | 0.0002975 | 0.00037376 | 0.00085119 | 0 | 0 | 0 | 0 | 0 | 0.2
1987_G_4 | MISO_Minnesota and Western Wisconsin | Minnesota | 27 | Fillmore | 45 | 1987 | 4 | Lanesboro | 20687 | 2004 | 9999 | Combustion Turbine | [5 empty] | Fossil | G | 2030 | Oil |  | 0 | 0 | 0 | 0 | 0 | 0 | 0 | 0 | 0 | 0 | 0 | 0 | 0 | 0 | 0 | 0 | 0 | 0 | 0 | 0 | 0 | 0 | 0 | 0 | 0 | 0 | 0 | 0 | 0 | 0 | 0 | 0 | 0 | 0 | 0 | 0 | 0 | 0 | 0 | 0 | 0.09069 | 0 | 0 | 0 | 0 | 0 | 0 | 0 | 0 | 0 | 2.1
1989_G_5 | MISO_Minnesota and Western Wisconsin | Minnesota | 27 | Meeker | 93 | 1989 | 5 | Litchfield | 10745 | 1963 | 9999 | Combustion Turbine | [5 empty] | Fossil | G | 2030 | NaturalGas |  | 0.00032547 | 0 | 0.00075118 | 0.0010767 | 0 | 0 | 0 | 0 | 0 | 0 | 0 | 0 | 0 | 0 | 0 | 0 | 0.030292 | 0 | 0.069914 | 0.10021 | 0.019053 | 0 | 0.043974 | 0.063027 | 2.2783e-11 | 0 | 5.2583e-11 | 7.5366e-11 | 0.00026213 | 0 | 0.000605 | 0.00086713 | 0 | 0 | 0 | 0 | 0 | 0 | 0 | 0 | 0.09069 | 0.00014298 | 0 | 0.00033 | 0.00047298 | 0.0010499 | 0 | 0.0018352 | 0.0028851 | 0 | 2.1
1989_G_6 | MISO_Minnesota and Western Wisconsin | Minnesota | 27 | Meeker | 93 | 1989 | 6 | Litchfield | 10745 | 1963 | 9999 | Combustion Turbine | [5 empty] | Fossil | G | 2030 | NaturalGas |  | 0.00032547 | 0 | 0.00075118 | 0.0010767 | 0 | 0 | 0 | 0 | 0 | 0 | 0 | 0 | 0 | 0 | 0 | 0 | 0.030292 | 0 | 0.069914 | 0.10021 | 0.019053 | 0 | 0.043974 | 0.063027 | 2.2783e-11 | 0 | 5.2583e-11 | 7.5366e-11 | 0.00026213 | 0 | 0.000605 | 0.00086713 | 0 | 0 | 0 | 0 | 0 | 0 | 0 | 0 | 0.09069 | 0.00014298 | 0 | 0.00033 | 0.00047298 | 0.0010499 | 0 | 0.0018352 | 0.0028851 | 0 | 2.1
1989_G_QS 1 | MISO_Minnesota and Western Wisconsin | Minnesota | 27 | Meeker | 93 | 1989 | QS 1 | Litchfield | 10745 | 2010 | 9999 | Combustion Turbine | [5 empty] | Fossil | G | 2030 | Oil |  | 0 | 0 | 0 | 0 | 0 | 0 | 0 | 0 | 0 | 0 | 0 | 0 | 0 | 0 | 0 | 0 | 0 | 0 | 0 | 0 | 0 | 0 | 0 | 0 | 0 | 0 | 0 | 0 | 0 | 0 | 0 | 0 | 0 | 0 | 0 | 0 | 0 | 0 | 0 | 0 | 0.099328 | 0 | 0 | 0 | 0 | 0 | 0 | 0 | 0 | 0 | 2.3
1989_G_QS 2 | MISO_Minnesota and Western Wisconsin | Minnesota | 27 | Meeker | 93 | 1989 | QS 2 | Litchfield | 10745 | 2010 | 9999 | Combustion Turbine | [5 empty] | Fossil | G | 2030 | Oil |  | 0 | 0 | 0 | 0 | 0 | 0 | 0 | 0 | 0 | 0 | 0 | 0 | 0 | 0 | 0 | 0 | 0 | 0 | 0 | 0 | 0 | 0 | 0 | 0 | 0 | 0 | 0 | 0 | 0 | 0 | 0 | 0 | 0 | 0 | 0 | 0 | 0 | 0 | 0 | 0 | 0.099328 | 0 | 0 | 0 | 0 | 0 | 0 | 0 | 0 | 0 | 2.3
1989_G_QS 3 | MISO_Minnesota and Western Wisconsin | Minnesota | 27 | Meeker | 93 | 1989 | QS 3 | Litchfield | 10745 | 2010 | 9999 | Combustion Turbine | [5 empty] | Fossil | G | 2030 | Oil |  | 0 | 0 | 0 | 0 | 0 | 0 | 0 | 0 | 0 | 0 | 0 | 0 | 0 | 0 | 0 | 0 | 0 | 0 | 0 | 0 | 0 | 0 | 0 | 0 | 0 | 0 | 0 | 0 | 0 | 0 | 0 | 0 | 0 | 0 | 0 | 0 | 0 | 0 | 0 | 0 | 0.099328 | 0 | 0 | 0 | 0 | 0 | 0 | 0 | 0 | 0 | 2.3
1989_G_QS 4 | MISO_Minnesota and Western Wisconsin | Minnesota | 27 | Meeker | 93 | 1989 | QS 4 | Litchfield | 10745 | 2010 | 9999 | Combustion Turbine | [5 empty] | Fossil | G | 2030 | Oil |  | 0 | 0 | 0 | 0 | 0 | 0 | 0 | 0 | 0 | 0 | 0 | 0 | 0 | 0 | 0 | 0 | 0 | 0 | 0 | 0 | 0 | 0 | 0 | 0 | 0 | 0 | 0 | 0 | 0 | 0 | 0 | 0 | 0 | 0 | 0 | 0 | 0 | 0 | 0 | 0 | 0.099328 | 0 | 0 | 0 | 0 | 0 | 0 | 0 | 0 | 0 | 2.3
1989_G_QS 5 | MISO_Minnesota and Western Wisconsin | Minnesota | 27 | Meeker | 93 | 1989 | QS 5 | Litchfield | 10745 | 2010 | 9999 | Combustion Turbine | [5 empty] | Fossil | G | 2030 | Oil |  | 0 | 0 | 0 | 0 | 0 | 0 | 0 | 0 | 0 | 0 | 0 | 0 | 0 | 0 | 0 | 0 | 0 | 0 | 0 | 0 | 0 | 0 | 0 | 0 | 0 | 0 | 0 | 0 | 0 | 0 | 0 | 0 | 0 | 0 | 0 | 0 | 0 | 0 | 0 | 0 | 0.099328 | 0 | 0 | 0 | 0 | 0 | 0 | 0 | 0 | 0 | 2.3
199_G_1 | SPP West (Oklahoma, Arkansas, Louisiana) | Arkansas | 5 | Pope | 115 | 199 | 1 | Dardanelle | 0 | 1965 | 9999 | Hydro | [5 empty] | Non-Fossil | G | 2030 | Hydro |  | 0 | 0 | 0 | 0 | 0 | 0 | 0 | 0 | 0 | 0 | 0 | 0 | 0 | 0 | 0 | 0 | 21.7453 | 31.2733 | 44.4867 | 97.5053 | 0 | 0 | 0 | 0 | 0 | 0 | 0 | 0 | 0 | 0 | 0 | 0 | 0 | 0 | 0 | 0 | 0 | 0 | 0 | 0 | 0.55329 | 0.030226 | 0.04347 | 0.061836 | 0.13553 | 0 | 0 | 0 | 0 | 0 | 35
199_G_2 | SPP West (Oklahoma, Arkansas, Louisiana) | Arkansas | 5 | Pope | 115 | 199 | 2 | Dardanelle | 0 | 1965 | 9999 | Hydro | [5 empty] | Non-Fossil | G | 2030 | Hydro |  | 0 | 0 | 0 | 0 | 0 | 0 | 0 | 0 | 0 | 0 | 0 | 0 | 0 | 0 | 0 | 0 | 21.7453 | 31.2733 | 44.4867 | 97.5053 | 0 | 0 | 0 | 0 | 0 | 0 | 0 | 0 | 0 | 0 | 0 | 0 | 0 | 0 | 0 | 0 | 0 | 0 | 0 | 0 | 0.55329 | 0.030226 | 0.04347 | 0.061836 | 0.13553 | 0 | 0 | 0 | 0 | 0 | 35
199_G_3 | SPP West (Oklahoma, Arkansas, Louisiana) | Arkansas | 5 | Pope | 115 | 199 | 3 | Dardanelle | 0 | 1965 | 9999 | Hydro | [5 empty] | Non-Fossil | G | 2030 | Hydro |  | 0 | 0 | 0 | 0 | 0 | 0 | 0 | 0 | 0 | 0 | 0 | 0 | 0 | 0 | 0 | 0 | 21.7453 | 31.2733 | 44.4867 | 97.5053 | 0 | 0 | 0 | 0 | 0 | 0 | 0 | 0 | 0 | 0 | 0 | 0 | 0 | 0 | 0 | 0 | 0 | 0 | 0 | 0 | 0.55329 | 0.030226 | 0.04347 | 0.061836 | 0.13553 | 0 | 0 | 0 | 0 | 0 | 35
199_G_4 | SPP West (Oklahoma, Arkansas, Louisiana) | Arkansas | 5 | Pope | 115 | 199 | 4 | Dardanelle | 0 | 1966 | 9999 | Hydro | [5 empty] | Non-Fossil | G | 2030 | Hydro |  | 0 | 0 | 0 | 0 | 0 | 0 | 0 | 0 | 0 | 0 | 0 | 0 | 0 | 0 | 0 | 0 | 21.7453 | 31.2733 | 44.4867 | 97.5053 | 0 | 0 | 0 | 0 | 0 | 0 | 0 | 0 | 0 | 0 | 0 | 0 | 0 | 0 | 0 | 0 | 0 | 0 | 0 | 0 | 0.55329 | 0.030226 | 0.04347 | 0.061836 | 0.13553 | 0 | 0 | 0 | 0 | 0 | 35
1990_G_4C | MISO_Iowa | Minnesota | 27 | Rock | 133 | 1990 | 4C | Luverne | 12565 | 1967 | 9999 | Combustion Turbine | [5 empty] | Fossil | G | 2030 | Oil |  | 0 | 0 | 0 | 0 | 0 | 0 | 0 | 0 | 0 | 0 | 0 | 0 | 0 | 0 | 0 | 0 | 0 | 0 | 0 | 0 | 0 | 0 | 0 | 0 | 0 | 0 | 0 | 0 | 0 | 0 | 0 | 0 | 0 | 0 | 0 | 0 | 0 | 0 | 0 | 0 | 0.15094 | 0 | 0 | 0 | 0 | 0 | 0 | 0 | 0 | 0 | 3.5
1993_G_6 | SPP_WAUE | Minnesota | 27 | Lyon | 83 | 1993 | 6 | Marshall (MN) | 17762 | 1969 | 9999 | Combustion Turbine | [5 empty] | Fossil | G | 2030 | Oil |  | 0 | 0 | 0 | 0 | 0 | 0 | 0 | 0 | 0 | 0 | 0 | 0 | 0 | 0 | 0 | 0 | 0 | 0 | 0 | 0 | 0 | 0 | 0 | 0 | 0 | 0 | 0 | 0 | 0 | 0 | 0 | 0 | 0 | 0 | 0 | 0 | 0 | 0 | 0 | 0 | 0.67745 | 0 | 0 | 0 | 0 | 0 | 0 | 0 | 0 | 0 | 15.8
1994_G_1 | MISO_Minnesota and Western Wisconsin | Minnesota | 27 | Stearns | 145 | 1994 | 1 | Melrose | 25000 | 1945 | 9999 | Combustion Turbine | [5 empty] | Fossil | G | 2030 | Oil |  | 0 | 0 | 0 | 0 | 0 | 0 | 0 | 0 | 0 | 0 | 0 | 0 | 0 | 0 | 0 | 0 | 0 | 0 | 0 | 0 | 0 | 0 | 0 | 0 | 0 | 0 | 0 | 0 | 0 | 0 | 0 | 0 | 0 | 0 | 0 | 0 | 0 | 0 | 0 | 0 | 0.034549 | 0 | 0 | 0 | 0 | 0 | 0 | 0 | 0 | 0 | 0.8
1994_G_2 | MISO_Minnesota and Western Wisconsin | Minnesota | 27 | Stearns | 145 | 1994 | 2 | Melrose | 16234 | 1948 | 9999 | Combustion Turbine | [5 empty] | Fossil | G | 2030 | Oil |  | 0 | 0 | 0 | 0 | 0 | 0 | 0 | 0 | 0 | 0 | 0 | 0 | 0 | 0 | 0 | 0 | 0 | 0 | 0 | 0 | 0 | 0 | 0 | 0 | 0 | 0 | 0 | 0 | 0 | 0 | 0 | 0 | 0 | 0 | 0 | 0 | 0 | 0 | 0 | 0 | 0.047505 | 0 | 0 | 0 | 0 | 0 | 0 | 0 | 0 | 0 | 1.1
1994_G_3 | MISO_Minnesota and Western Wisconsin | Minnesota | 27 | Stearns | 145 | 1994 | 3 | Melrose | 16264 | 1969 | 9999 | Combustion Turbine | [5 empty] | Fossil | G | 2030 | Oil |  | 0 | 0 | 0 | 0 | 0 | 0 | 0 | 0 | 0 | 0 | 0 | 0 | 0 | 0 | 0 | 0 | 0 | 0 | 0 | 0 | 0 | 0 | 0 | 0 | 0 | 0 | 0 | 0 | 0 | 0 | 0 | 0 | 0 | 0 | 0 | 0 | 0 | 0 | 0 | 0 | 0.13388 | 0 | 0 | 0 | 0 | 0 | 0 | 0 | 0 | 0 | 3.1
1994_G_4 | MISO_Minnesota and Western Wisconsin | Minnesota | 27 | Stearns | 145 | 1994 | 4 | Melrose | 16420 | 1969 | 9999 | Combustion Turbine | [5 empty] | Fossil | G | 2030 | Oil |  | 0 | 0 | 0 | 0 | 0 | 0 | 0 | 0 | 0 | 0 | 0 | 0 | 0 | 0 | 0 | 0 | 0 | 0 | 0 | 0 | 0 | 0 | 0 | 0 | 0 | 0 | 0 | 0 | 0 | 0 | 0 | 0 | 0 | 0 | 0 | 0 | 0 | 0 | 0 | 0 | 0.13388 | 0 | 0 | 0 | 0 | 0 | 0 | 0 | 0 | 0 | 3.1
1996_G_1 | MISO_Minnesota and Western Wisconsin | Minnesota | 27 | Carlton | 17 | 1996 | 1 | Moose Lake | 11962 | 1973 | 9999 | Combustion Turbine | [5 empty] | Fossil | G | 2030 | Oil |  | 0 | 0 | 0 | 0 | 0 | 0 | 0 | 0 | 0 | 0 | 0 | 0 | 0 | 0 | 0 | 0 | 0 | 0 | 0 | 0 | 0 | 0 | 0 | 0 | 0 | 0 | 0 | 0 | 0 | 0 | 0 | 0 | 0 | 0 | 0 | 0 | 0 | 0 | 0 | 0 | 0.056142 | 0 | 0 | 0 | 0 | 0 | 0 | 0 | 0 | 0 | 1.3
1996_G_4 | MISO_Minnesota and Western Wisconsin | Minnesota | 27 | Carlton | 17 | 1996 | 4 | Moose Lake | 10745 | 1963 | 9999 | Combustion Turbine | [5 empty] | Fossil | G | 2030 | NaturalGas |  | 1.8101e-10 | 0 | 3.5773e-10 | 5.3874e-10 | 0 | 0 | 0 | 0 | 0 | 0 | 0 | 0 | 0 | 0 | 0 | 0 | 1.6846e-08 | 0 | 3.3293e-08 | 5.0139e-08 | 1.0596e-08 | 0 | 2.0941e-08 | 3.1538e-08 | 1.2671e-17 | 0 | 2.5041e-17 | 3.7712e-17 | 9.6021e-11 | 0 | 1.8977e-10 | 2.8579e-10 | 0 | 0 | 0 | 0 | 0 | 0 | 0 | 0 | 4.3186e-08 | 7.9513e-11 | 0 | 1.5714e-10 | 2.3665e-10 | 5.8388e-10 | 0 | 8.7397e-10 | 1.4578e-09 | 0 | 1e-06
1996_G_5 | MISO_Minnesota and Western Wisconsin | Minnesota | 27 | Carlton | 17 | 1996 | 5 | Moose Lake | 10745 | 2005 | 9999 | Combustion Turbine | [5 empty] | Fossil | G | 2030 | Oil |  | 0 | 0 | 0 | 0 | 0 | 0 | 0 | 0 | 0 | 0 | 0 | 0 | 0 | 0 | 0 | 0 | 0 | 0 | 0 | 0 | 0 | 0 | 0 | 0 | 0 | 0 | 0 | 0 | 0 | 0 | 0 | 0 | 0 | 0 | 0 | 0 | 0 | 0 | 0 | 0 | 0.099328 | 0 | 0 | 0 | 0 | 0 | 0 | 0 | 0 | 0 | 2.3
1996_G_6 | MISO_Minnesota and Western Wisconsin | Minnesota | 27 | Carlton | 17 | 1996 | 6 | Moose Lake | 10745 | 2005 | 9999 | Combustion Turbine | [5 empty] | Fossil | G | 2030 | Oil |  | 0 | 0 | 0 | 0 | 0 | 0 | 0 | 0 | 0 | 0 | 0 | 0 | 0 | 0 | 0 | 0 | 0 | 0 | 0 | 0 | 0 | 0 | 0 | 0 | 0 | 0 | 0 | 0 | 0 | 0 | 0 | 0 | 0 | 0 | 0 | 0 | 0 | 0 | 0 | 0 | 0.099328 | 0 | 0 | 0 | 0 | 0 | 0 | 0 | 0 | 0 | 2.3
1996_G_7 | MISO_Minnesota and Western Wisconsin | Minnesota | 27 | Carlton | 17 | 1996 | 7 | Moose Lake | 10745 | 2005 | 9999 | Combustion Turbine | [5 empty] | Fossil | G | 2030 | Oil |  | 0 | 0 | 0 | 0 | 0 | 0 | 0 | 0 | 0 | 0 | 0 | 0 | 0 | 0 | 0 | 0 | 0 | 0 | 0 | 0 | 0 | 0 | 0 | 0 | 0 | 0 | 0 | 0 | 0 | 0 | 0 | 0 | 0 | 0 | 0 | 0 | 0 | 0 | 0 | 0 | 0.099328 | 0 | 0 | 0 | 0 | 0 | 0 | 0 | 0 | 0 | 2.3
1997_G_2 | MISO_Minnesota and Western Wisconsin | Minnesota | 27 | Kanabec | 65 | 1997 | 2 | Mora | 18000 | 1957 | 9999 | Combustion Turbine | [5 empty] | Fossil | G | 2030 | Oil |  | 0 | 0 | 0 | 0 | 0 | 0 | 0 | 0 | 0 | 0 | 0 | 0 | 0 | 0 | 0 | 0 | 0 | 0 | 0 | 0 | 0 | 0 | 0 | 0 | 0 | 0 | 0 | 0 | 0 | 0 | 0 | 0 | 0 | 0 | 0 | 0 | 0 | 0 | 0 | 0 | 0.051823 | 0 | 0 | 0 | 0 | 0 | 0 | 0 | 0 | 0 | 1.2
1997_G_5 | MISO_Minnesota and Western Wisconsin | Minnesota | 27 | Kanabec | 65 | 1997 | 5 | Mora | 18000 | 1972 | 9999 | Combustion Turbine | [5 empty] | Fossil | G | 2030 | Oil |  | 0 | 0 | 0 | 0 | 0 | 0 | 0 | 0 | 0 | 0 | 0 | 0 | 0 | 0 | 0 | 0 | 0 | 0 | 0 | 0 | 0 | 0 | 0 | 0 | 0 | 0 | 0 | 0 | 0 | 0 | 0 | 0 | 0 | 0 | 0 | 0 | 0 | 0 | 0 | 0 | 0.24616 | 0 | 0 | 0 | 0 | 0 | 0 | 0 | 0 | 0 | 5.7
1997_G_6 | MISO_Minnesota and Western Wisconsin | Minnesota | 27 | Kanabec | 65 | 1997 | 6 | Mora | 20500 | 1975 | 9999 | Combustion Turbine | [5 empty] | Fossil | G | 2030 | Oil |  | 0 | 0 | 0 | 0 | 0 | 0 | 0 | 0 | 0 | 0 | 0 | 0 | 0 | 0 | 0 | 0 | 0 | 0 | 0 | 0 | 0 | 0 | 0 | 0 | 0 | 0 | 0 | 0 | 0 | 0 | 0 | 0 | 0 | 0 | 0 | 0 | 0 | 0 | 0 | 0 | 0.27207 | 0 | 0 | 0 | 0 | 0 | 0 | 0 | 0 | 0 | 6.3
1998_G_2 | MISO_Minnesota and Western Wisconsin | Minnesota | 27 | Cottonwood | 33 | 1998 | 2 | Mountain Lake | 10856 | 1954 | 9999 | Combustion Turbine | [5 empty] | Fossil | G | 2030 | NaturalGas |  | 0.00014093 | 0 | 0.00032526 | 0.00046619 | 0 | 0 | 0 | 0 | 0 | 0 | 0 | 0 | 0 | 0 | 0 | 0 | 0.012982 | 0 | 0.029963 | 0.042946 | 0.0082499 | 0 | 0.019041 | 0.027291 | 9.865e-12 | 0 | 2.2768e-11 | 3.2633e-11 | 0.0001135 | 0 | 0.00026196 | 0.00037547 | 0 | 0 | 0 | 0 | 0 | 0 | 0 | 0 | 0.038867 | 6.1277e-05 | 0 | 0.00014143 | 0.0002027 | 0.00045459 | 0 | 0.00079464 | 0.0012492 | 0 | 0.9
1998_G_4 | MISO_Minnesota and Western Wisconsin | Minnesota | 27 | Cottonwood | 33 | 1998 | 4 | Mountain Lake | 10932 | 1968 | 9999 | Combustion Turbine | [5 empty] | Fossil | G | 2030 | Oil |  | 0 | 0 | 0 | 0 | 0 | 0 | 0 | 0 | 0 | 0 | 0 | 0 | 0 | 0 | 0 | 0 | 0 | 0 | 0 | 0 | 0 | 0 | 0 | 0 | 0 | 0 | 0 | 0 | 0 | 0 | 0 | 0 | 0 | 0 | 0 | 0 | 0 | 0 | 0 | 0 | 0.077735 | 0 | 0 | 0 | 0 | 0 | 0 | 0 | 0 | 0 | 1.8
1998_G_5 | MISO_Minnesota and Western Wisconsin | Minnesota | 27 | Cottonwood | 33 | 1998 | 5 | Mountain Lake | 10951 | 1959 | 9999 | Combustion Turbine | [5 empty] | Fossil | G | 2030 | NaturalGas |  | 0.00018955 | 0 | 0.00043748 | 0.00062702 | 0 | 0 | 0 | 0 | 0 | 0 | 0 | 0 | 0 | 0 | 0 | 0 | 0.01731 | 0 | 0.039951 | 0.057261 | 0.011096 | 0 | 0.02561 | 0.036706 | 1.3268e-11 | 0 | 3.0623e-11 | 4.3892e-11 | 0.00015266 | 0 | 0.00035234 | 0.000505 | 0 | 0 | 0 | 0 | 0 | 0 | 0 | 0 | 0.051823 | 8.1703e-05 | 0 | 0.00018857 | 0.00027027 | 0.00061143 | 0 | 0.0010688 | 0.0016802 | 0 | 1.2
1998_G_6 | MISO_Minnesota and Western Wisconsin | Minnesota | 27 | Cottonwood | 33 | 1998 | 6 | Mountain Lake | 10906 | 1998 | 9999 | Combustion Turbine | [5 empty] | Fossil | G | 2030 | Oil |  | 0 | 0 | 0 | 0 | 0 | 0 | 0 | 0 | 0 | 0 | 0 | 0 | 0 | 0 | 0 | 0 | 0 | 0 | 0 | 0 | 0 | 0 | 0 | 0 | 0 | 0 | 0 | 0 | 0 | 0 | 0 | 0 | 0 | 0 | 0 | 0 | 0 | 0 | 0 | 0 | 0.077735 | 0 | 0 | 0 | 0 | 0 | 0 | 0 | 0 | 0 | 1.8
1998_G_7 | MISO_Minnesota and Western Wisconsin | Minnesota | 27 | Cottonwood | 33 | 1998 | 7 | Mountain Lake | 10906 | 1998 | 9999 | Combustion Turbine | [5 empty] | Fossil | G | 2030 | Oil |  | 0 | 0 | 0 | 0 | 0 | 0 | 0 | 0 | 0 | 0 | 0 | 0 | 0 | 0 | 0 | 0 | 0 | 0 | 0 | 0 | 0 | 0 | 0 | 0 | 0 | 0 | 0 | 0 | 0 | 0 | 0 | 0 | 0 | 0 | 0 | 0 | 0 | 0 | 0 | 0 | 0.077735 | 0 | 0 | 0 | 0 | 0 | 0 | 0 | 0 | 0 | 1.8
1998_G_8 | MISO_Minnesota and Western Wisconsin | Minnesota | 27 | Cottonwood | 33 | 1998 | 8 | Mountain Lake | 0 | 2007 | 9999 | Onshore Wind | [5 empty] | Non-Fossil | G | 2030 | Wind |  | 0 | 0 | 0 | 0 | 0 | 0 | 0 | 0 | 0 | 0 | 0 | 0 | 0 | 0 | 0 | 0 | 1.0315 | 1.4033 | 1.1683 | 3.6031 | 0 | 0 | 0 | 0 | 0 | 0 | 0 | 0 | 0 | 0 | 0 | 0 | 0 | 0 | 0 | 0 | 0 | 0 | 0 | 0 | 0.050688 | 0 | 0 | 0 | 0 | 0 | 0 | 0 | 0 | 0 | 1.2
1999_G_2 | MISO_Minnesota and Western Wisconsin | Minnesota | 27 | Le Sueur | 79 | 1999 | 2 | New Prague | 12283 | 1974 | 9999 | Combustion Turbine | [5 empty] | Fossil | G | 2030 | Oil |  | 0 | 0 | 0 | 0 | 0 | 0 | 0 | 0 | 0 | 0 | 0 | 0 | 0 | 0 | 0 | 0 | 0 | 0 | 0 | 0 | 0 | 0 | 0 | 0 | 0 | 0 | 0 | 0 | 0 | 0 | 0 | 0 | 0 | 0 | 0 | 0 | 0 | 0 | 0 | 0 | 0.19002 | 0 | 0 | 0 | 0 | 0 | 0 | 0 | 0 | 0 | 4.4
1999_G_3 | MISO_Minnesota and Western Wisconsin | Minnesota | 27 | Le Sueur | 79 | 1999 | 3 | New Prague | 12283 | 1962 | 9999 | Combustion Turbine | [5 empty] | Fossil | G | 2030 | Oil |  | 0 | 0 | 0 | 0 | 0 | 0 | 0 | 0 | 0 | 0 | 0 | 0 | 0 | 0 | 0 | 0 | 0 | 0 | 0 | 0 | 0 | 0 | 0 | 0 | 0 | 0 | 0 | 0 | 0 | 0 | 0 | 0 | 0 | 0 | 0 | 0 | 0 | 0 | 0 | 0 | 0.10365 | 0 | 0 | 0 | 0 | 0 | 0 | 0 | 0 | 0 | 2.4
1999_G_4 | MISO_Minnesota and Western Wisconsin | Minnesota | 27 | Le Sueur | 79 | 1999 | 4 | New Prague | 12283 | 1968 | 9999 | Combustion Turbine | [5 empty] | Fossil | G | 2030 | Oil |  | 0 | 0 | 0 | 0 | 0 | 0 | 0 | 0 | 0 | 0 | 0 | 0 | 0 | 0 | 0 | 0 | 0 | 0 | 0 | 0 | 0 | 0 | 0 | 0 | 0 | 0 | 0 | 0 | 0 | 0 | 0 | 0 | 0 | 0 | 0 | 0 | 0 | 0 | 0 | 0 | 0.15115 | 0 | 0 | 0 | 0 | 0 | 0 | 0 | 0 | 0 | 3.5
1999_G_5 | MISO_Minnesota and Western Wisconsin | Minnesota | 27 | Le Sueur | 79 | 1999 | 5 | New Prague | 12283 | 1944 | 9999 | Combustion Turbine | [5 empty] | Fossil | G | 2030 | NaturalGas |  | 0 | 0 | 0 | 0 | 0 | 0 | 0 | 0 | 0 | 0 | 0 | 0 | 0 | 0 | 0 | 0 | 0 | 0 | 0 | 0 | 0 | 0 | 0 | 0 | 0 | 0 | 0 | 0 | 0 | 0 | 0 | 0 | 0 | 0 | 0 | 0 | 0 | 0 | 0 | 0 | 0.025912 | 0 | 0 | 0 | 0 | 0 | 0 | 0 | 0 | 0 | 0.6
1999_G_6 | MISO_Minnesota and Western Wisconsin | Minnesota | 27 | Le Sueur | 79 | 1999 | 6 | New Prague | 12283 | 1982 | 9999 | Combustion Turbine | [5 empty] | Fossil | G | 2030 | Oil |  | 0 | 0 | 0 | 0 | 0 | 0 | 0 | 0 | 0 | 0 | 0 | 0 | 0 | 0 | 0 | 0 | 0 | 0 | 0 | 0 | 0 | 0 | 0 | 0 | 0 | 0 | 0 | 0 | 0 | 0 | 0 | 0 | 0 | 0 | 0 | 0 | 0 | 0 | 0 | 0 | 0.2548 | 0 | 0 | 0 | 0 | 0 | 0 | 0 | 0 | 0 | 5.9
2_G_1 | SERC_Southeastern | Alabama | 1 | Tuscaloosa | 125 | 2 | 1 | Bankhead Dam | 0 | 1963 | 9999 | Hydro | [5 empty] | Non-Fossil | G | 2030 | Hydro |  | 0 | 0 | 0 | 0 | 0 | 0 | 0 | 0 | 0 | 0 | 0 | 0 | 0 | 0 | 0 | 0 | 38.1055 | 39.5615 | 33.1568 | 110.8238 | 0 | 0 | 0 | 0 | 0 | 0 | 0 | 0 | 0 | 0 | 0 | 0 | 0 | 0 | 0 | 0 | 0 | 0 | 0 | 0 | 0.83784 | 0.052967 | 0.054991 | 0.046088 | 0.15405 | 0 | 0 | 0 | 0 | 0 | 53
20_G_1 | SERC_Southeastern | Alabama | 1 | Cherokee | 19 | 20 | 1 | Weiss Dam | 0 | 1962 | 9999 | Hydro | [5 empty] | Non-Fossil | G | 2030 | Hydro |  | 0 | 0 | 0 | 0 | 0 | 0 | 0 | 0 | 0 | 0 | 0 | 0 | 0 | 0 | 0 | 0 | 19.4122 | 20.154 | 16.8912 | 56.4574 | 0 | 0 | 0 | 0 | 0 | 0 | 0 | 0 | 0 | 0 | 0 | 0 | 0 | 0 | 0 | 0 | 0 | 0 | 0 | 0 | 0.42682 | 0.026983 | 0.028014 | 0.023479 | 0.078476 | 0 | 0 | 0 | 0 | 0 | 27
20_G_2 | SERC_Southeastern | Alabama | 1 | Cherokee | 19 | 20 | 2 | Weiss Dam | 0 | 1961 | 9999 | Hydro | [5 empty] | Non-Fossil | G | 2030 | Hydro |  | 0 | 0 | 0 | 0 | 0 | 0 | 0 | 0 | 0 | 0 | 0 | 0 | 0 | 0 | 0 | 0 | 19.4122 | 20.154 | 16.8912 | 56.4574 | 0 | 0 | 0 | 0 | 0 | 0 | 0 | 0 | 0 | 0 | 0 | 0 | 0 | 0 | 0 | 0 | 0 | 0 | 0 | 0 | 0.42682 | 0.026983 | 0.028014 | 0.023479 | 0.078476 | 0 | 0 | 0 | 0 | 0 | 27
20_G_3 | SERC_Southeastern | Alabama | 1 | Cherokee | 19 | 20 | 3 | Weiss Dam | 0 | 1961 | 9999 | Hydro | [5 empty] | Non-Fossil | G | 2030 | Hydro |  | 0 | 0 | 0 | 0 | 0 | 0 | 0 | 0 | 0 | 0 | 0 | 0 | 0 | 0 | 0 | 0 | 19.4122 | 20.154 | 16.8912 | 56.4574 | 0 | 0 | 0 | 0 | 0 | 0 | 0 | 0 | 0 | 0 | 0 | 0 | 0 | 0 | 0 | 0 | 0 | 0 | 0 | 0 | 0.42682 | 0.026983 | 0.028014 | 0.023479 | 0.078476 | 0 | 0 | 0 | 0 | 0 | 27
2001_B_1 | MISO_Minnesota and Western Wisconsin | Minnesota | 27 | Brown | 15 | 2001 | 1 | New Ulm | 8300 | 1941 | 9999 | O/G Steam | [5 empty] | Fossil | B | 2030 | NaturalGas |  | 0.0059803 | 0.0021593 | 0.031293 | 0.039433 | 0 | 0 | 0 | 0 | 0 | 0 | 0 | 0 | 0 | 0 | 0 | 0 | 0.72052 | 0.26015 | 3.7703 | 4.751 | 0.52275 | 0.18875 | 2.7354 | 3.4469 | 6.2509e-10 | 2.257e-10 | 3.2709e-09 | 4.1217e-09 | 0.0010297 | 0.0003718 | 0.0053884 | 0.0067899 | 0 | 0 | 0 | 0 | 0 | 0 | 0 | 0 | 0.081815 | 0.00063374 | 0.00022882 | 0.0033162 | 0.0041788 | 0.019291 | 0.0061887 | 0.076453 | 0.10193 | 0 | 1.6
2001_B_2 | MISO_Minnesota and Western Wisconsin | Minnesota | 27 | Brown | 15 | 2001 | 2 | New Ulm | 8300 | 1947 | 9999 | O/G Steam | [5 empty] | Fossil | B | 2030 | NaturalGas |  | 0.0059803 | 0.0021593 | 0.031293 | 0.039433 | 0 | 0 | 0 | 0 | 0 | 0 | 0 | 0 | 0 | 0 | 0 | 0 | 0.72052 | 0.26015 | 3.7703 | 4.751 | 0.52275 | 0.18875 | 2.7354 | 3.4469 | 6.2509e-10 | 2.257e-10 | 3.2709e-09 | 4.1217e-09 | 0.0010297 | 0.0003718 | 0.0053884 | 0.0067899 | 0 | 0 | 0 | 0 | 0 | 0 | 0 | 0 | 0.081815 | 0.00063374 | 0.00022882 | 0.0033162 | 0.0041788 | 0.019291 | 0.0061887 | 0.076453 | 0.10193 | 0 | 1.6
2001_B_4 | MISO_Minnesota and Western Wisconsin | Minnesota | 27 | Brown | 15 | 2001 | 4 | New Ulm | 8300 | 1965 | 9999 | O/G Steam | [5 empty] | Fossil | B | 2030 | NaturalGas |  | 0.055318 | 0.019973 | 0.28946 | 0.36476 | 0 | 0 | 0 | 0 | 0 | 0 | 0 | 0 | 0 | 0 | 0 | 0 | 6.6648 | 2.4064 | 34.8752 | 43.9464 | 4.8355 | 1.7459 | 25.3028 | 31.8841 | 5.7821e-09 | 2.0877e-09 | 3.0256e-08 | 3.8126e-08 | 0.011573 | 0.0041786 | 0.06056 | 0.076312 | 0 | 0 | 0 | 0 | 0 | 0 | 0 | 0 | 0.75679 | 0.0058621 | 0.0021166 | 0.030675 | 0.038654 | 0.17844 | 0.057246 | 0.70719 | 0.94287 | 0 | 14.8
2001_G_5 | MISO_Minnesota and Western Wisconsin | Minnesota | 27 | Brown | 15 | 2001 | 5 | New Ulm | 10745 | 1975 | 9999 | Combustion Turbine | [5 empty] | Fossil | G | 2030 | Oil |  | 0 | 0 | 0 | 0 | 0 | 0 | 0 | 0 | 0 | 0 | 0 | 0 | 0 | 0 | 0 | 0 | 0 | 0 | 0 | 0 | 0 | 0 | 0 | 0 | 0 | 0 | 0 | 0 | 0 | 0 | 0 | 0 | 0 | 0 | 0 | 0 | 0 | 0 | 0 | 0 | 0.99328 | 0 | 0 | 0 | 0 | 0 | 0 | 0 | 0 | 0 | 23
2001_G_7 | MISO_Minnesota and Western Wisconsin | Minnesota | 27 | Brown | 15 | 2001 | 7 | New Ulm | 10745 | 2001 | 9999 | Combustion Turbine |  |  |  | H2O |  | Fossil | G | 2030 | Oil |  | 0 | 0 | 0 | 0 | 0 | 0 | 0 | 0 | 0 | 0 | 0 | 0 | 0 | 0 | 0 | 0 | 0 | 0 | 0 | 0 | 0 | 0 | 0 | 0 | 0 | 0 | 0 | 0 | 0 | 0 | 0 | 0 | 0 | 0 | 0 | 0 | 0 | 0 | 0 | 0 | 0.49313 | 0 | 0 | 0 | 0 | 0 | 0 | 0 | 0 | 0 | 25
2002_G_3 | MISO_Minnesota and Western Wisconsin | Minnesota | 27 | Chisago | 25 | 2002 | 3 | North Branch (MN) | 10745 | 2003 | 9999 | Combustion Turbine | [5 empty] | Fossil | G | 2030 | Oil |  | 0 | 0 | 0 | 0 | 0 | 0 | 0 | 0 | 0 | 0 | 0 | 0 | 0 | 0 | 0 | 0 | 0 | 0 | 0 | 0 | 0 | 0 | 0 | 0 | 0 | 0 | 0 | 0 | 0 | 0 | 0 | 0 | 0 | 0 | 0 | 0 | 0 | 0 | 0 | 0 | 0.086372 | 0 | 0 | 0 | 0 | 0 | 0 | 0 | 0 | 0 | 2
2002_G_4 | MISO_Minnesota and Western Wisconsin | Minnesota | 27 | Chisago | 25 | 2002 | 4 | North Branch (MN) | 10745 | 2003 | 9999 | Combustion Turbine | [5 empty] | Fossil | G | 2030 | Oil |  | 0 | 0 | 0 | 0 | 0 | 0 | 0 | 0 | 0 | 0 | 0 | 0 | 0 | 0 | 0 | 0 | 0 | 0 | 0 | 0 | 0 | 0 | 0 | 0 | 0 | 0 | 0 | 0 | 0 | 0 | 0 | 0 | 0 | 0 | 0 | 0 | 0 | 0 | 0 | 0 | 0.086372 | 0 | 0 | 0 | 0 | 0 | 0 | 0 | 0 | 0 | 2
2002_G_5 | MISO_Minnesota and Western Wisconsin | Minnesota | 27 | Chisago | 25 | 2002 | 5 | North Branch (MN) | 10745 | 2011 | 9999 | Combustion Turbine | [5 empty] | Fossil | G | 2030 | Oil |  | 0 | 0 | 0 | 0 | 0 | 0 | 0 | 0 | 0 | 0 | 0 | 0 | 0 | 0 | 0 | 0 | 0 | 0 | 0 | 0 | 0 | 0 | 0 | 0 | 0 | 0 | 0 | 0 | 0 | 0 | 0 | 0 | 0 | 0 | 0 | 0 | 0 | 0 | 0 | 0 | 0.086372 | 0 | 0 | 0 | 0 | 0 | 0 | 0 | 0 | 0 | 2
2002_G_6 | MISO_Minnesota and Western Wisconsin | Minnesota | 27 | Chisago | 25 | 2002 | 6 | North Branch (MN) | 10745 | 2011 | 9999 | Combustion Turbine | [5 empty] | Fossil | G | 2030 | Oil |  | 0 | 0 | 0 | 0 | 0 | 0 | 0 | 0 | 0 | 0 | 0 | 0 | 0 | 0 | 0 | 0 | 0 | 0 | 0 | 0 | 0 | 0 | 0 | 0 | 0 | 0 | 0 | 0 | 0 | 0 | 0 | 0 | 0 | 0 | 0 | 0 | 0 | 0 | 0 | 0 | 0.086372 | 0 | 0 | 0 | 0 | 0 | 0 | 0 | 0 | 0 | 2
2002_G_7 | MISO_Minnesota and Western Wisconsin | Minnesota | 27 | Chisago | 25 | 2002 | 7 | North Branch (MN) | 10745 | 2011 | 9999 | Combustion Turbine | [5 empty] | Fossil | G | 2030 | Oil |  | 0 | 0 | 0 | 0 | 0 | 0 | 0 | 0 | 0 | 0 | 0 | 0 | 0 | 0 | 0 | 0 | 0 | 0 | 0 | 0 | 0 | 0 | 0 | 0 | 0 | 0 | 0 | 0 | 0 | 0 | 0 | 0 | 0 | 0 | 0 | 0 | 0 | 0 | 0 | 0 | 0.086372 | 0 | 0 | 0 | 0 | 0 | 0 | 0 | 0 | 0 | 2
2003_G_7 | MISO_Minnesota and Western Wisconsin | Minnesota | 27 | Steele | 147 | 2003 | 7 | Owatonna | 15704 | 1982 | 9999 | Combustion Turbine | [5 empty] | Fossil | G | 2030 | NaturalGas |  | 0 | 0 | 0 | 0 | 0 | 0 | 0 | 0 | 0 | 0 | 0 | 0 | 0 | 0 | 0 | 0 | 0 | 0 | 0 | 0 | 0 | 0 | 0 | 0 | 0 | 0 | 0 | 0 | 0 | 0 | 0 | 0 | 0 | 0 | 0 | 0 | 0 | 0 | 0 | 0 | 0.71689 | 0 | 0 | 0 | 0 | 0 | 0 | 0 | 0 | 0 | 16.6
2004_G_4 | MISO_Minnesota and Western Wisconsin | Minnesota | 27 | Fillmore | 45 | 2004 | 4 | Preston (MN) | 10745 | 1949 | 9999 | Combustion Turbine | [5 empty] | Fossil | G | 2030 | Oil |  | 0 | 0 | 0 | 0 | 0 | 0 | 0 | 0 | 0 | 0 | 0 | 0 | 0 | 0 | 0 | 0 | 0 | 0 | 0 | 0 | 0 | 0 | 0 | 0 | 0 | 0 | 0 | 0 | 0 | 0 | 0 | 0 | 0 | 0 | 0 | 0 | 0 | 0 | 0 | 0 | 0.034549 | 0 | 0 | 0 | 0 | 0 | 0 | 0 | 0 | 0 | 0.8
2004_G_5 | MISO_Minnesota and Western Wisconsin | Minnesota | 27 | Fillmore | 45 | 2004 | 5 | Preston (MN) | 10745 | 1954 | 9999 | Combustion Turbine | [5 empty] | Fossil | G | 2030 | NaturalGas |  | 0.00017048 | 0 | 0.00039348 | 0.00056396 | 0 | 0 | 0 | 0 | 0 | 0 | 0 | 0 | 0 | 0 | 0 | 0 | 0.015867 | 0 | 0.036622 | 0.052489 | 0.0099802 | 0 | 0.023034 | 0.033014 | 1.1934e-11 | 0 | 2.7543e-11 | 3.9477e-11 | 8.8302e-05 | 0 | 0.0002038 | 0.0002921 | 0 | 0 | 0 | 0 | 0 | 0 | 0 | 0 | 0.047505 | 7.4894e-05 | 0 | 0.00017286 | 0.00024775 | 0.00054993 | 0 | 0.0009613 | 0.0015112 | 0 | 1.1
2004_G_6 | MISO_Minnesota and Western Wisconsin | Minnesota | 27 | Fillmore | 45 | 2004 | 6 | Preston (MN) | 10745 | 1974 | 9999 | Combustion Turbine | [5 empty] | Fossil | G | 2030 | NaturalGas |  | 0.00034097 | 0 | 0.00078695 | 0.0011279 | 0 | 0 | 0 | 0 | 0 | 0 | 0 | 0 | 0 | 0 | 0 | 0 | 0.031735 | 0 | 0.073244 | 0.10498 | 0.01996 | 0 | 0.046068 | 0.066028 | 2.3868e-11 | 0 | 5.5087e-11 | 7.8954e-11 | 0.0001766 | 0 | 0.0004076 | 0.0005842 | 0 | 0 | 0 | 0 | 0 | 0 | 0 | 0 | 0.095009 | 0.00014979 | 0 | 0.00034571 | 0.0004955 | 0.0010999 | 0 | 0.0019226 | 0.0030225 | 0 | 2.2
2005_G_3 | MISO_Minnesota and Western Wisconsin | Minnesota | 27 | Mille Lacs | 95 | 2005 | 3 | Princeton (MN) | 25000 | 1978 | 9999 | Combustion Turbine | [5 empty] | Fossil | G | 2030 | Oil |  | 0 | 0 | 0 | 0 | 0 | 0 | 0 | 0 | 0 | 0 | 0 | 0 | 0 | 0 | 0 | 0 | 0 | 0 | 0 | 0 | 0 | 0 | 0 | 0 | 0 | 0 | 0 | 0 | 0 | 0 | 0 | 0 | 0 | 0 | 0 | 0 | 0 | 0 | 0 | 0 | 0.11228 | 0 | 0 | 0 | 0 | 0 | 0 | 0 | 0 | 0 | 2.6
2005_G_4 | MISO_Minnesota and Western Wisconsin | Minnesota | 27 | Mille Lacs | 95 | 2005 | 4 | Princeton (MN) | 25000 | 1967 | 9999 | Combustion Turbine | [5 empty] | Fossil | G | 2030 | Oil |  | 0 | 0 | 0 | 0 | 0 | 0 | 0 | 0 | 0 | 0 | 0 | 0 | 0 | 0 | 0 | 0 | 0 | 0 | 0 | 0 | 0 | 0 | 0 | 0 | 0 | 0 | 0 | 0 | 0 | 0 | 0 | 0 | 0 | 0 | 0 | 0 | 0 | 0 | 0 | 0 | 0.056142 | 0 | 0 | 0 | 0 | 0 | 0 | 0 | 0 | 0 | 1.3
2005_G_5 | MISO_Minnesota and Western Wisconsin | Minnesota | 27 | Mille Lacs | 95 | 2005 | 5 | Princeton (MN) | 25000 | 1953 | 9999 | Combustion Turbine | [5 empty] | Fossil | G | 2030 | Oil |  | 0 | 0 | 0 | 0 | 0 | 0 | 0 | 0 | 0 | 0 | 0 | 0 | 0 | 0 | 0 | 0 | 0 | 0 | 0 | 0 | 0 | 0 | 0 | 0 | 0 | 0 | 0 | 0 | 0 | 0 | 0 | 0 | 0 | 0 | 0 | 0 | 0 | 0 | 0 | 0 | 0.043186 | 0 | 0 | 0 | 0 | 0 | 0 | 0 | 0 | 0 | 1
2005_G_6 | MISO_Minnesota and Western Wisconsin | Minnesota | 27 | Mille Lacs | 95 | 2005 | 6 | Princeton (MN) | 25000 | 1963 | 9999 | Combustion Turbine | [5 empty] | Fossil | G | 2030 | Oil |  | 0 | 0 | 0 | 0 | 0 | 0 | 0 | 0 | 0 | 0 | 0 | 0 | 0 | 0 | 0 | 0 | 0 | 0 | 0 | 0 | 0 | 0 | 0 | 0 | 0 | 0 | 0 | 0 | 0 | 0 | 0 | 0 | 0 | 0 | 0 | 0 | 0 | 0 | 0 | 0 | 0.12524 | 0 | 0 | 0 | 0 | 0 | 0 | 0 | 0 | 0 | 2.9
2005_G_7 | MISO_Minnesota and Western Wisconsin | Minnesota | 27 | Mille Lacs | 95 | 2005 | 7 | Princeton (MN) | 20500 | 2003 | 9999 | Combustion Turbine | [5 empty] | Fossil | G | 2030 | Oil |  | 0 | 0 | 0 | 0 | 0 | 0 | 0 | 0 | 0 | 0 | 0 | 0 | 0 | 0 | 0 | 0 | 0 | 0 | 0 | 0 | 0 | 0 | 0 | 0 | 0 | 0 | 0 | 0 | 0 | 0 | 0 | 0 | 0 | 0 | 0 | 0 | 0 | 0 | 0 | 0 | 0.21593 | 0 | 0 | 0 | 0 | 0 | 0 | 0 | 0 | 0 | 5
2007_G_1 | MISO_Minnesota and Western Wisconsin | Minnesota | 27 | Wabasha | 157 | 2007 | 1 | Rochester Hydro | 0 | 1984 | 9999 | Hydro | [5 empty] | Non-Fossil | G | 2030 | Hydro |  | 0 | 0 | 0 | 0 | 0 | 0 | 0 | 0 | 0 | 0 | 0 | 0 | 0 | 0 | 0 | 0 | 0.84141 | 1.3912 | 1.7478 | 3.9804 | 0 | 0 | 0 | 0 | 0 | 0 | 0 | 0 | 0 | 0 | 0 | 0 | 0 | 0 | 0 | 0 | 0 | 0 | 0 | 0 | 0.020551 | 0.0011696 | 0.0019337 | 0.0024294 | 0.0055327 | 0 | 0 | 0 | 0 | 0 | 1.3
2007_G_2 | MISO_Minnesota and Western Wisconsin | Minnesota | 27 | Wabasha | 157 | 2007 | 2 | Rochester Hydro | 0 | 1984 | 9999 | Hydro | [5 empty] | Non-Fossil | G | 2030 | Hydro |  | 0 | 0 | 0 | 0 | 0 | 0 | 0 | 0 | 0 | 0 | 0 | 0 | 0 | 0 | 0 | 0 | 0.84141 | 1.3912 | 1.7478 | 3.9804 | 0 | 0 | 0 | 0 | 0 | 0 | 0 | 0 | 0 | 0 | 0 | 0 | 0 | 0 | 0 | 0 | 0 | 0 | 0 | 0 | 0.020551 | 0.0011696 | 0.0019337 | 0.0024294 | 0.0055327 | 0 | 0 | 0 | 0 | 0 | 1.3
2009_G_6 | MISO_Minnesota and Western Wisconsin | Minnesota | 27 | Redwood | 127 | 2009 | 6 | Redwood Falls | 10745 | 1970 | 9999 | Combustion Turbine | [5 empty] | Fossil | G | 2030 | Oil |  | 0 | 0 | 0 | 0 | 0 | 0 | 0 | 0 | 0 | 0 | 0 | 0 | 0 | 0 | 0 | 0 | 0 | 0 | 0 | 0 | 0 | 0 | 0 | 0 | 0 | 0 | 0 | 0 | 0 | 0 | 0 | 0 | 0 | 0 | 0 | 0 | 0 | 0 | 0 | 0 | 0.09069 | 0 | 0 | 0 | 0 | 0 | 0 | 0 | 0 | 0 | 2.1
2009_G_7 | MISO_Minnesota and Western Wisconsin | Minnesota | 27 | Redwood | 127 | 2009 | 7 | Redwood Falls | 10745 | 1974 | 9999 | Combustion Turbine | [5 empty] | Fossil | G | 2030 | NaturalGas |  | 0.00092992 | 0 | 0.0021462 | 0.0030761 | 0 | 0 | 0 | 0 | 0 | 0 | 0 | 0 | 0 | 0 | 0 | 0 | 0.08655 | 0 | 0.19976 | 0.28631 | 0.054437 | 0 | 0.12564 | 0.18008 | 6.5094e-11 | 0 | 1.5024e-10 | 2.1533e-10 | 0.00048165 | 0 | 0.0011116 | 0.0015933 | 0 | 0 | 0 | 0 | 0 | 0 | 0 | 0 | 0.25912 | 0.00040852 | 0 | 0.00094285 | 0.0013514 | 0.0029996 | 0 | 0.0052434 | 0.0082431 | 0 | 6
2009_G_8 | MISO_Minnesota and Western Wisconsin | Minnesota | 27 | Redwood | 127 | 2009 | 8 | Redwood Falls | 0 | 2013 | 9999 | Hydro | [5 empty] | Non-Fossil | G | 2030 | Hydro |  | 0 | 0 | 0 | 0 | 0 | 0 | 0 | 0 | 0 | 0 | 0 | 0 | 0 | 0 | 0 | 0 | 0.32362 | 0.53507 | 0.67223 | 1.5309 | 0 | 0 | 0 | 0 | 0 | 0 | 0 | 0 | 0 | 0 | 0 | 0 | 0 | 0 | 0 | 0 | 0 | 0 | 0 | 0 | 0.0079041 | 0.00044983 | 0.00074375 | 0.0009344 | 0.002128 | 0 | 0 | 0 | 0 | 0 | 0.5
201_G_1 | SPP West (Oklahoma, Arkansas, Louisiana) | Arkansas | 5 | Franklin | 47 | 201 | 1 | Thomas Fitzhugh | 8895 | 1963 | 9999 | Combined Cycle |  |  |  | LNB |  | Fossil | G | 2030 | NaturalGas |  | 0.083475 | 0.031358 | 0.38862 | 0.50345 | 0 | 0 | 0 | 0 | 0 | 0 | 0 | 0 | 0 | 0 | 0 | 0 | 9.3844 | 3.5254 | 43.6893 | 56.5991 | 4.8866 | 1.8357 | 22.7496 | 29.4719 | 5.8432e-09 | 2.1951e-09 | 2.7203e-08 | 3.5241e-08 | 0.003291 | 0.0012363 | 0.015321 | 0.019849 | 0 | 0 | 0 | 0 | 0 | 0 | 0 | 0 | 2.3725 | 0.037136 | 0.014065 | 0.14003 | 0.19124 | 0.21693 | 0.071201 | 0.80669 | 1.0948 | 0 | 61
201_G_2 | SPP West (Oklahoma, Arkansas, Louisiana) | Arkansas | 5 | Franklin | 47 | 201 | 2 | Thomas Fitzhugh | 8895 | 2002 | 9999 | Combined Cycle |  |  |  | DLNB + H2O + LNB |  | Fossil | G | 2030 | NaturalGas |  | 0.13821 | 0.051921 | 0.64345 | 0.83358 | 0 | 0 | 0 | 0 | 0 | 0 | 0 | 0 | 0 | 0 | 0 | 0 | 15.5382 | 5.8371 | 72.338 | 93.7133 | 8.0909 | 3.0395 | 37.6674 | 48.7977 | 9.6748e-09 | 3.6345e-09 | 4.5041e-08 | 5.8351e-08 | 0.005449 | 0.002047 | 0.025368 | 0.032864 | 0 | 0 | 0 | 0 | 0 | 0 | 0 | 0 | 3.9282 | 0.061488 | 0.023289 | 0.23186 | 0.31664 | 0.35918 | 0.11789 | 1.3357 | 1.8127 | 0 | 101
2011_G_1A | MISO_Minnesota and Western Wisconsin | Minnesota | 27 | Brown | 15 | 2011 | 1A | Sleepy Eye | 25000 | 1999 | 9999 | Combustion Turbine | [5 empty] | Fossil | G | 2030 | Oil |  | 0 | 0 | 0 | 0 | 0 | 0 | 0 | 0 | 0 | 0 | 0 | 0 | 0 | 0 | 0 | 0 | 0 | 0 | 0 | 0 | 0 | 0 | 0 | 0 | 0 | 0 | 0 | 0 | 0 | 0 | 0 | 0 | 0 | 0 | 0 | 0 | 0 | 0 | 0 | 0 | 0.077735 | 0 | 0 | 0 | 0 | 0 | 0 | 0 | 0 | 0 | 1.8
2011_G_5 | MISO_Minnesota and Western Wisconsin | Minnesota | 27 | Brown | 15 | 2011 | 5 | Sleepy Eye | 25000 | 1996 | 9999 | Combustion Turbine | [5 empty] | Fossil | G | 2030 | Oil |  | 0 | 0 | 0 | 0 | 0 | 0 | 0 | 0 | 0 | 0 | 0 | 0 | 0 | 0 | 0 | 0 | 0 | 0 | 0 | 0 | 0 | 0 | 0 | 0 | 0 | 0 | 0 | 0 | 0 | 0 | 0 | 0 | 0 | 0 | 0 | 0 | 0 | 0 | 0 | 0 | 0.077735 | 0 | 0 | 0 | 0 | 0 | 0 | 0 | 0 | 0 | 1.8
2011_G_6 | MISO_Minnesota and Western Wisconsin | Minnesota | 27 | Brown | 15 | 2011 | 6 | Sleepy Eye | 25000 | 2009 | 9999 | Combustion Turbine | [5 empty] | Fossil | G | 2030 | Oil |  | 0 | 0 | 0 | 0 | 0 | 0 | 0 | 0 | 0 | 0 | 0 | 0 | 0 | 0 | 0 | 0 | 0 | 0 | 0 | 0 | 0 | 0 | 0 | 0 | 0 | 0 | 0 | 0 | 0 | 0 | 0 | 0 | 0 | 0 | 0 | 0 | 0 | 0 | 0 | 0 | 0.086372 | 0 | 0 | 0 | 0 | 0 | 0 | 0 | 0 | 0 | 2
2011_G_7 | MISO_Minnesota and Western Wisconsin | Minnesota | 27 | Brown | 15 | 2011 | 7 | Sleepy Eye | 25000 | 2009 | 9999 | Combustion Turbine | [5 empty] | Fossil | G | 2030 | Oil |  | 0 | 0 | 0 | 0 | 0 | 0 | 0 | 0 | 0 | 0 | 0 | 0 | 0 | 0 | 0 | 0 | 0 | 0 | 0 | 0 | 0 | 0 | 0 | 0 | 0 | 0 | 0 | 0 | 0 | 0 | 0 | 0 | 0 | 0 | 0 | 0 | 0 | 0 | 0 | 0 | 0.086372 | 0 | 0 | 0 | 0 | 0 | 0 | 0 | 0 | 0 | 2
2011_G_IC4 | MISO_Minnesota and Western Wisconsin | Minnesota | 27 | Brown | 15 | 2011 | IC4 | Sleepy Eye | 25000 | 1995 | 9999 | Combustion Turbine | [5 empty] | Fossil | G | 2030 | Oil |  | 0 | 0 | 0 | 0 | 0 | 0 | 0 | 0 | 0 | 0 | 0 | 0 | 0 | 0 | 0 | 0 | 0 | 0 | 0 | 0 | 0 | 0 | 0 | 0 | 0 | 0 | 0 | 0 | 0 | 0 | 0 | 0 | 0 | 0 | 0 | 0 | 0 | 0 | 0 | 0 | 0.077735 | 0 | 0 | 0 | 0 | 0 | 0 | 0 | 0 | 0 | 1.8
2011_G_NEW | MISO_Minnesota and Western Wisconsin | Minnesota | 27 | Brown | 15 | 2011 | NEW | Sleepy Eye | 25000 | 2001 | 9999 | Combustion Turbine | [5 empty] | Fossil | G | 2030 | Oil |  | 0 | 0 | 0 | 0 | 0 | 0 | 0 | 0 | 0 | 0 | 0 | 0 | 0 | 0 | 0 | 0 | 0 | 0 | 0 | 0 | 0 | 0 | 0 | 0 | 0 | 0 | 0 | 0 | 0 | 0 | 0 | 0 | 0 | 0 | 0 | 0 | 0 | 0 | 0 | 0 | 0.077735 | 0 | 0 | 0 | 0 | 0 | 0 | 0 | 0 | 0 | 1.8
2012_G_5 | MISO_Iowa | Minnesota | 27 | Brown | 15 | 2012 | 5 | Springfield (MN) | 10745 | 1994 | 9999 | Combustion Turbine | [5 empty] | Fossil | G | 2030 | Oil |  | 0 | 0 | 0 | 0 | 0 | 0 | 0 | 0 | 0 | 0 | 0 | 0 | 0 | 0 | 0 | 0 | 0 | 0 | 0 | 0 | 0 | 0 | 0 | 0 | 0 | 0 | 0 | 0 | 0 | 0 | 0 | 0 | 0 | 0 | 0 | 0 | 0 | 0 | 0 | 0 | 0.035505 | 0 | 0 | 0 | 0 | 0 | 0 | 0 | 0 | 0 | 1.8
2012_G_6 | MISO_Iowa | Minnesota | 27 | Brown | 15 | 2012 | 6 | Springfield (MN) | 10745 | 1996 | 9999 | Combustion Turbine | [5 empty] | Fossil | G | 2030 | Oil |  | 0 | 0 | 0 | 0 | 0 | 0 | 0 | 0 | 0 | 0 | 0 | 0 | 0 | 0 | 0 | 0 | 0 | 0 | 0 | 0 | 0 | 0 | 0 | 0 | 0 | 0 | 0 | 0 | 0 | 0 | 0 | 0 | 0 | 0 | 0 | 0 | 0 | 0 | 0 | 0 | 0.035505 | 0 | 0 | 0 | 0 | 0 | 0 | 0 | 0 | 0 | 1.8
2012_G_7 | MISO_Iowa | Minnesota | 27 | Brown | 15 | 2012 | 7 | Springfield (MN) | 10745 | 1998 | 9999 | Combustion Turbine | [5 empty] | Fossil | G | 2030 | Oil |  | 0 | 0 | 0 | 0 | 0 | 0 | 0 | 0 | 0 | 0 | 0 | 0 | 0 | 0 | 0 | 0 | 0 | 0 | 0 | 0 | 0 | 0 | 0 | 0 | 0 | 0 | 0 | 0 | 0 | 0 | 0 | 0 | 0 | 0 | 0 | 0 | 0 | 0 | 0 | 0 | 0.035505 | 0 | 0 | 0 | 0 | 0 | 0 | 0 | 0 | 0 | 1.8
2012_G_8 | MISO_Iowa | Minnesota | 27 | Brown | 15 | 2012 | 8 | Springfield (MN) | 10745 | 1998 | 9999 | Combustion Turbine | [5 empty] | Fossil | G | 2030 | Oil |  | 0 | 0 | 0 | 0 | 0 | 0 | 0 | 0 | 0 | 0 | 0 | 0 | 0 | 0 | 0 | 0 | 0 | 0 | 0 | 0 | 0 | 0 | 0 | 0 | 0 | 0 | 0 | 0 | 0 | 0 | 0 | 0 | 0 | 0 | 0 | 0 | 0 | 0 | 0 | 0 | 0.035505 | 0 | 0 | 0 | 0 | 0 | 0 | 0 | 0 | 0 | 1.8
2012_G_9 | MISO_Iowa | Minnesota | 27 | Brown | 15 | 2012 | 9 | Springfield (MN) | 12283 | 2001 | 9999 | Combustion Turbine | [5 empty] | Fossil | G | 2030 | Oil |  | 0 | 0 | 0 | 0 | 0 | 0 | 0 | 0 | 0 | 0 | 0 | 0 | 0 | 0 | 0 | 0 | 0 | 0 | 0 | 0 | 0 | 0 | 0 | 0 | 0 | 0 | 0 | 0 | 0 | 0 | 0 | 0 | 0 | 0 | 0 | 0 | 0 | 0 | 0 | 0 | 0.077627 | 0 | 0 | 0 | 0 | 0 | 0 | 0 | 0 | 0 | 1.8
2013_G_2 | MISO_Minnesota and Western Wisconsin | Minnesota | 27 | Fillmore | 45 | 2013 | 2 | Spring Valley | 10745 | 1952 | 9999 | Combustion Turbine | [5 empty] | Fossil | G | 2030 | NaturalGas |  | 0.00017048 | 0 | 0.00039348 | 0.00056396 | 0 | 0 | 0 | 0 | 0 | 0 | 0 | 0 | 0 | 0 | 0 | 0 | 0.015867 | 0 | 0.036622 | 0.052489 | 0.0099802 | 0 | 0.023034 | 0.033014 | 1.1934e-11 | 0 | 2.7543e-11 | 3.9477e-11 | 0.00013731 | 0 | 0.0003169 | 0.00045421 | 0 | 0 | 0 | 0 | 0 | 0 | 0 | 0 | 0.047505 | 7.4894e-05 | 0 | 0.00017286 | 0.00024775 | 0.00054993 | 0 | 0.0009613 | 0.0015112 | 0 | 1.1
2013_G_3 | MISO_Minnesota and Western Wisconsin | Minnesota | 27 | Fillmore | 45 | 2013 | 3 | Spring Valley | 10745 | 1960 | 9999 | Combustion Turbine | [5 empty] | Fossil | G | 2030 | NaturalGas |  | 0.00030997 | 0 | 0.00071541 | 0.0010254 | 0 | 0 | 0 | 0 | 0 | 0 | 0 | 0 | 0 | 0 | 0 | 0 | 0.02885 | 0 | 0.066585 | 0.095435 | 0.018146 | 0 | 0.04188 | 0.060026 | 2.1698e-11 | 0 | 5.0079e-11 | 7.1777e-11 | 0.00024965 | 0 | 0.00057619 | 0.00082584 | 0 | 0 | 0 | 0 | 0 | 0 | 0 | 0 | 0.086372 | 0.00013617 | 0 | 0.00031428 | 0.00045045 | 0.00099988 | 0 | 0.0017478 | 0.0027477 | 0 | 2
2013_G_4 | MISO_Minnesota and Western Wisconsin | Minnesota | 27 | Fillmore | 45 | 2013 | 4 | Spring Valley | 10745 | 2009 | 9999 | Combustion Turbine | [5 empty] | Fossil | G | 2030 | Oil |  | 0 | 0 | 0 | 0 | 0 | 0 | 0 | 0 | 0 | 0 | 0 | 0 | 0 | 0 | 0 | 0 | 0 | 0 | 0 | 0 | 0 | 0 | 0 | 0 | 0 | 0 | 0 | 0 | 0 | 0 | 0 | 0 | 0 | 0 | 0 | 0 | 0 | 0 | 0 | 0 | 0.086372 | 0 | 0 | 0 | 0 | 0 | 0 | 0 | 0 | 0 | 2
2013_G_5 | MISO_Minnesota and Western Wisconsin | Minnesota | 27 | Fillmore | 45 | 2013 | 5 | Spring Valley | 10745 | 2009 | 9999 | Combustion Turbine | [5 empty] | Fossil | G | 2030 | Oil |  | 0 | 0 | 0 | 0 | 0 | 0 | 0 | 0 | 0 | 0 | 0 | 0 | 0 | 0 | 0 | 0 | 0 | 0 | 0 | 0 | 0 | 0 | 0 | 0 | 0 | 0 | 0 | 0 | 0 | 0 | 0 | 0 | 0 | 0 | 0 | 0 | 0 | 0 | 0 | 0 | 0.086372 | 0 | 0 | 0 | 0 | 0 | 0 | 0 | 0 | 0 | 2
2014_G_HY1 | MISO_Minnesota and Western Wisconsin | Minnesota | 27 | Pennington | 113 | 2014 | HY1 | Thief River Falls | 0 | 1927 | 9999 | Hydro | [5 empty] | Non-Fossil | G | 2030 | Hydro |  | 0 | 0 | 0 | 0 | 0 | 0 | 0 | 0 | 0 | 0 | 0 | 0 | 0 | 0 | 0 | 0 | 0.31942 | 0.54094 | 0.74705 | 1.6074 | 0 | 0 | 0 | 0 | 0 | 0 | 0 | 0 | 0 | 0 | 0 | 0 | 0 | 0 | 0 | 0 | 0 | 0 | 0 | 0 | 0.0047425 | 0.000444 | 0.00075191 | 0.0010384 | 0.0022343 | 0 | 0 | 0 | 0 | 0 | 0.3
2014_G_HY2 | MISO_Minnesota and Western Wisconsin | Minnesota | 27 | Pennington | 113 | 2014 | HY2 | Thief River Falls | 0 | 1927 | 9999 | Hydro | [5 empty] | Non-Fossil | G | 2030 | Hydro |  | 0 | 0 | 0 | 0 | 0 | 0 | 0 | 0 | 0 | 0 | 0 | 0 | 0 | 0 | 0 | 0 | 0.21295 | 0.36063 | 0.49803 | 1.0716 | 0 | 0 | 0 | 0 | 0 | 0 | 0 | 0 | 0 | 0 | 0 | 0 | 0 | 0 | 0 | 0 | 0 | 0 | 0 | 0 | 0.0031616 | 0.000296 | 0.00050127 | 0.00069227 | 0.0014895 | 0 | 0 | 0 | 0 | 0 | 0.2
2014_G_IC1 | MISO_Minnesota and Western Wisconsin | Minnesota | 27 | Pennington | 113 | 2014 | IC1 | Thief River Falls | 12625 | 1956 | 9999 | Combustion Turbine | [5 empty] | Fossil | G | 2030 | Oil |  | 0 | 0 | 0 | 0 | 0 | 0 | 0 | 0 | 0 | 0 | 0 | 0 | 0 | 0 | 0 | 0 | 0 | 0 | 0 | 0 | 0 | 0 | 0 | 0 | 0 | 0 | 0 | 0 | 0 | 0 | 0 | 0 | 0 | 0 | 0 | 0 | 0 | 0 | 0 | 0 | 0.082053 | 0 | 0 | 0 | 0 | 0 | 0 | 0 | 0 | 0 | 1.9
2014_G_IC2 | MISO_Minnesota and Western Wisconsin | Minnesota | 27 | Pennington | 113 | 2014 | IC2 | Thief River Falls | 12407 | 1952 | 9999 | Combustion Turbine | [5 empty] | Fossil | G | 2030 | Oil |  | 0 | 0 | 0 | 0 | 0 | 0 | 0 | 0 | 0 | 0 | 0 | 0 | 0 | 0 | 0 | 0 | 0 | 0 | 0 | 0 | 0 | 0 | 0 | 0 | 0 | 0 | 0 | 0 | 0 | 0 | 0 | 0 | 0 | 0 | 0 | 0 | 0 | 0 | 0 | 0 | 0.043186 | 0 | 0 | 0 | 0 | 0 | 0 | 0 | 0 | 0 | 1
2014_G_IC3A | MISO_Minnesota and Western Wisconsin | Minnesota | 27 | Pennington | 113 | 2014 | IC3A | Thief River Falls | 13155 | 2001 | 9999 | Combustion Turbine | [5 empty] | Fossil | G | 2030 | Oil |  | 0 | 0 | 0 | 0 | 0 | 0 | 0 | 0 | 0 | 0 | 0 | 0 | 0 | 0 | 0 | 0 | 0 | 0 | 0 | 0 | 0 | 0 | 0 | 0 | 0 | 0 | 0 | 0 | 0 | 0 | 0 | 0 | 0 | 0 | 0 | 0 | 0 | 0 | 0 | 0 | 0.051823 | 0 | 0 | 0 | 0 | 0 | 0 | 0 | 0 | 0 | 1.2
2014_G_IC4 | MISO_Minnesota and Western Wisconsin | Minnesota | 27 | Pennington | 113 | 2014 | IC4 | Thief River Falls | 13155 | 1948 | 9999 | Combustion Turbine | [5 empty] | Fossil | G | 2030 | Oil |  | 0 | 0 | 0 | 0 | 0 | 0 | 0 | 0 | 0 | 0 | 0 | 0 | 0 | 0 | 0 | 0 | 0 | 0 | 0 | 0 | 0 | 0 | 0 | 0 | 0 | 0 | 0 | 0 | 0 | 0 | 0 | 0 | 0 | 0 | 0 | 0 | 0 | 0 | 0 | 0 | 0.051823 | 0 | 0 | 0 | 0 | 0 | 0 | 0 | 0 | 0 | 1.2
2015_G_3 | MISO_Minnesota and Western Wisconsin | Minnesota | 27 | Martin | 91 | 2015 | 3 | Truman | 12857 | 1975 | 9999 | Combustion Turbine | [5 empty] | Fossil | G | 2030 | Oil |  | 0 | 0 | 0 | 0 | 0 | 0 | 0 | 0 | 0 | 0 | 0 | 0 | 0 | 0 | 0 | 0 | 0 | 0 | 0 | 0 | 0 | 0 | 0 | 0 | 0 | 0 | 0 | 0 | 0 | 0 | 0 | 0 | 0 | 0 | 0 | 0 | 0 | 0 | 0 | 0 | 0.086372 | 0 | 0 | 0 | 0 | 0 | 0 | 0 | 0 | 0 | 2
2015_G_6 | MISO_Minnesota and Western Wisconsin | Minnesota | 27 | Martin | 91 | 2015 | 6 | Truman | 13104 | 1997 | 9999 | Combustion Turbine | [5 empty] | Fossil | G | 2030 | Oil |  | 0 | 0 | 0 | 0 | 0 | 0 | 0 | 0 | 0 | 0 | 0 | 0 | 0 | 0 | 0 | 0 | 0 | 0 | 0 | 0 | 0 | 0 | 0 | 0 | 0 | 0 | 0 | 0 | 0 | 0 | 0 | 0 | 0 | 0 | 0 | 0 | 0 | 0 | 0 | 0 | 0.077735 | 0 | 0 | 0 | 0 | 0 | 0 | 0 | 0 | 0 | 1.8
2015_G_7 | MISO_Minnesota and Western Wisconsin | Minnesota | 27 | Martin | 91 | 2015 | 7 | Truman | 12817 | 2005 | 9999 | Combustion Turbine | [5 empty] | Fossil | G | 2030 | Oil |  | 0 | 0 | 0 | 0 | 0 | 0 | 0 | 0 | 0 | 0 | 0 | 0 | 0 | 0 | 0 | 0 | 0 | 0 | 0 | 0 | 0 | 0 | 0 | 0 | 0 | 0 | 0 | 0 | 0 | 0 | 0 | 0 | 0 | 0 | 0 | 0 | 0 | 0 | 0 | 0 | 0.095009 | 0 | 0 | 0 | 0 | 0 | 0 | 0 | 0 | 0 | 2.2
2018_B_10 | MISO_Minnesota and Western Wisconsin | Minnesota | 27 | St Louis | 137 | 2018 | 10 | Virginia | 18102 | 1993 | 9999 | Biomass |  |  |  | LNB |  | Non-Fossil | B | 2030 |  | Biomass Retirement | 0 | 0 | 0 | 0 | 0 | 0 | 0 | 0 | 0 | 0 | 0 | 0 | 0 | 0 | 0 | 0 | 0 | 0 | 0 | 0 | 0 | 0 | 0 | 0 | 0 | 0 | 0 | 0 | 0 | 0 | 0 | 0 | 0 | 0 | 0 | 0 | 0 | 0 | 0 | 0 | 0 | 0 | 0 | 0 | 0 | 0 | 0 | 0 | 0 | 0 | 6.2
2018_B_11 | MISO_Minnesota and Western Wisconsin | Minnesota | 27 | St Louis | 137 | 2018 | 11 | Virginia | 18102 | 2006 | 9999 | Biomass |  |  | ESPH + Cyclone + SNCR |  |  | Non-Fossil | B | 2030 |  | Biomass Retirement | 0 | 0 | 0 | 0 | 0 | 0 | 0 | 0 | 0 | 0 | 0 | 0 | 0 | 0 | 0 | 0 | 0 | 0 | 0 | 0 | 0 | 0 | 0 | 0 | 0 | 0 | 0 | 0 | 0 | 0 | 0 | 0 | 0 | 0 | 0 | 0 | 0 | 0 | 0 | 0 | 0 | 0 | 0 | 0 | 0 | 0 | 0 | 0 | 0 | 0 | 6.2 | SNCR
2018_B_7 | MISO_Minnesota and Western Wisconsin | Minnesota | 27 | St Louis | 137 | 2018 | 7 | Virginia | 18102 | 1954 | 9999 | Biomass |  |  | ESPH + Cyclone | OFA |  | Non-Fossil | B | 2030 |  | Biomass Retirement | 0 | 0 | 0 | 0 | 0 | 0 | 0 | 0 | 0 | 0 | 0 | 0 | 0 | 0 | 0 | 0 | 0 | 0 | 0 | 0 | 0 | 0 | 0 | 0 | 0 | 0 | 0 | 0 | 0 | 0 | 0 | 0 | 0 | 0 | 0 | 0 | 0 | 0 | 0 | 0 | 0 | 0 | 0 | 0 | 0 | 0 | 0 | 0 | 0 | 0 | 6.2
2018_B_9 | MISO_Minnesota and Western Wisconsin | Minnesota | 27 | St Louis | 137 | 2018 | 9 | Virginia | 18102 | 1975 | 9999 | Biomass |  |  | ESPH + Cyclone | OFA |  | Non-Fossil | B | 2030 |  | Biomass Retirement | 0 | 0 | 0 | 0 | 0 | 0 | 0 | 0 | 0 | 0 | 0 | 0 | 0 | 0 | 0 | 0 | 0 | 0 | 0 | 0 | 0 | 0 | 0 | 0 | 0 | 0 | 0 | 0 | 0 | 0 | 0 | 0 | 0 | 0 | 0 | 0 | 0 | 0 | 0 | 0 | 0 | 0 | 0 | 0 | 0 | 0 | 0 | 0 | 0 | 0 | 6.2
202_B_01 | MISO_Arkansas | Arkansas | 5 | Woodruff | 147 | 202 | 01 | Carl Bailey | 11635 | 1966 | 9999 | O/G Steam | wall | dry |  |  |  | Fossil | B | 2030 | NaturalGas |  | 0 | 0 | 1.1911 | 1.1911 | 0 | 0 | 0 | 0 | 0 | 0 | 0 | 0 | 0 | 0 | 0 | 0 | 0 | 0 | 102.3754 | 102.3754 | 0 | 0 | 69.7292 | 69.7292 | 0 | 0 | 8.338e-08 | 8.338e-08 | 0 | 0 | 0.10636 | 0.10636 | 0 | 0 | 0 | 0 | 0 | 0 | 0 | 0 | 6.4241 | 0 | 0 | 0.091822 | 0.091822 | 0 | 0 | 2.6998 | 2.6998 | 0 | 122
2020_G_1 | MISO_Minnesota and Western Wisconsin | Minnesota | 27 | Faribault | 43 | 2020 | 1 | Wells IC | 19018 | 1953 | 9999 | Combustion Turbine | [5 empty] | Fossil | G | 2030 | Oil |  | 0 | 0 | 0 | 0 | 0 | 0 | 0 | 0 | 0 | 0 | 0 | 0 | 0 | 0 | 0 | 0 | 0 | 0 | 0 | 0 | 0 | 0 | 0 | 0 | 0 | 0 | 0 | 0 | 0 | 0 | 0 | 0 | 0 | 0 | 0 | 0 | 0 | 0 | 0 | 0 | 0.056142 | 0 | 0 | 0 | 0 | 0 | 0 | 0 | 0 | 0 | 1.3
2020_G_2 | MISO_Minnesota and Western Wisconsin | Minnesota | 27 | Faribault | 43 | 2020 | 2 | Wells IC | 19018 | 1957 | 9999 | Combustion Turbine | [5 empty] | Fossil | G | 2030 | Oil |  | 0 | 0 | 0 | 0 | 0 | 0 | 0 | 0 | 0 | 0 | 0 | 0 | 0 | 0 | 0 | 0 | 0 | 0 | 0 | 0 | 0 | 0 | 0 | 0 | 0 | 0 | 0 | 0 | 0 | 0 | 0 | 0 | 0 | 0 | 0 | 0 | 0 | 0 | 0 | 0 | 0.056142 | 0 | 0 | 0 | 0 | 0 | 0 | 0 | 0 | 0 | 1.3
2020_G_3 | MISO_Minnesota and Western Wisconsin | Minnesota | 27 | Faribault | 43 | 2020 | 3 | Wells IC | 19007 | 1950 | 9999 | Combustion Turbine | [5 empty] | Fossil | G | 2030 | Oil |  | 0 | 0 | 0 | 0 | 0 | 0 | 0 | 0 | 0 | 0 | 0 | 0 | 0 | 0 | 0 | 0 | 0 | 0 | 0 | 0 | 0 | 0 | 0 | 0 | 0 | 0 | 0 | 0 | 0 | 0 | 0 | 0 | 0 | 0 | 0 | 0 | 0 | 0 | 0 | 0 | 4.3186e-08 | 0 | 0 | 0 | 0 | 0 | 0 | 0 | 0 | 0 | 1e-06
2020_G_4 | MISO_Minnesota and Western Wisconsin | Minnesota | 27 | Faribault | 43 | 2020 | 4 | Wells IC | 18994 | 1966 | 9999 | Combustion Turbine | [5 empty] | Fossil | G | 2030 | Oil |  | 0 | 0 | 0 | 0 | 0 | 0 | 0 | 0 | 0 | 0 | 0 | 0 | 0 | 0 | 0 | 0 | 0 | 0 | 0 | 0 | 0 | 0 | 0 | 0 | 0 | 0 | 0 | 0 | 0 | 0 | 0 | 0 | 0 | 0 | 0 | 0 | 0 | 0 | 0 | 0 | 0.09069 | 0 | 0 | 0 | 0 | 0 | 0 | 0 | 0 | 0 | 2.1
2020_G_5 | MISO_Minnesota and Western Wisconsin | Minnesota | 27 | Faribault | 43 | 2020 | 5 | Wells IC | 18958 | 1975 | 9999 | Combustion Turbine | [5 empty] | Fossil | G | 2030 | Oil |  | 0 | 0 | 0 | 0 | 0 | 0 | 0 | 0 | 0 | 0 | 0 | 0 | 0 | 0 | 0 | 0 | 0 | 0 | 0 | 0 | 0 | 0 | 0 | 0 | 0 | 0 | 0 | 0 | 0 | 0 | 0 | 0 | 0 | 0 | 0 | 0 | 0 | 0 | 0 | 0 | 0.099328 | 0 | 0 | 0 | 0 | 0 | 0 | 0 | 0 | 0 | 2.3
2021_G_5 | MISO_Iowa | Minnesota | 27 | Cottonwood | 33 | 2021 | 5 | Westbrook | 10745 | 2003 | 9999 | Combustion Turbine | [5 empty] | Fossil | G | 2030 | Oil |  | 0 | 0 | 0 | 0 | 0 | 0 | 0 | 0 | 0 | 0 | 0 | 0 | 0 | 0 | 0 | 0 | 0 | 0 | 0 | 0 | 0 | 0 | 0 | 0 | 0 | 0 | 0 | 0 | 0 | 0 | 0 | 0 | 0 | 0 | 0 | 0 | 0 | 0 | 0 | 0 | 0.03945 | 0 | 0 | 0 | 0 | 0 | 0 | 0 | 0 | 0 | 2
2022_G_WTG3 | MISO_Minnesota and Western Wisconsin | Minnesota | 27 | Kandiyohi | 67 | 2022 | WTG3 | Willmar | 0 | 2009 | 9999 | Onshore Wind | [5 empty] | Non-Fossil | G | 2030 | Wind |  | 0 | 0 | 0 | 0 | 0 | 0 | 0 | 0 | 0 | 0 | 0 | 0 | 0 | 0 | 0 | 0 | 1.7191 | 2.3388 | 1.9472 | 6.0051 | 0 | 0 | 0 | 0 | 0 | 0 | 0 | 0 | 0 | 0 | 0 | 0 | 0 | 0 | 0 | 0 | 0 | 0 | 0 | 0 | 0.08448 | 0 | 0 | 0 | 0 | 0 | 0 | 0 | 0 | 0 | 2
2022_G_WTG4 | MISO_Minnesota and Western Wisconsin | Minnesota | 27 | Kandiyohi | 67 | 2022 | WTG4 | Willmar | 0 | 2009 | 9999 | Onshore Wind | [5 empty] | Non-Fossil | G | 2030 | Wind |  | 0 | 0 | 0 | 0 | 0 | 0 | 0 | 0 | 0 | 0 | 0 | 0 | 0 | 0 | 0 | 0 | 1.7191 | 2.3388 | 1.9472 | 6.0051 | 0 | 0 | 0 | 0 | 0 | 0 | 0 | 0 | 0 | 0 | 0 | 0 | 0 | 0 | 0 | 0 | 0 | 0 | 0 | 0 | 0.08448 | 0 | 0 | 0 | 0 | 0 | 0 | 0 | 0 | 0 | 2
2023_G_CAT2 | MISO_Iowa | Minnesota | 27 | Cottonwood | 33 | 2023 | CAT2 | Windom | 10745 | 2001 | 9999 | Combustion Turbine | [5 empty] | Fossil | G | 2030 | Oil |  | 0 | 0 | 0 | 0 | 0 | 0 | 0 | 0 | 0 | 0 | 0 | 0 | 0 | 0 | 0 | 0 | 0 | 0 | 0 | 0 | 0 | 0 | 0 | 0 | 0 | 0 | 0 | 0 | 0 | 0 | 0 | 0 | 0 | 0 | 0 | 0 | 0 | 0 | 0 | 0 | 0.033533 | 0 | 0 | 0 | 0 | 0 | 0 | 0 | 0 | 0 | 1.7
2023_G_CAT3 | MISO_Iowa | Minnesota | 27 | Cottonwood | 33 | 2023 | CAT3 | Windom | 10745 | 2001 | 9999 | Combustion Turbine | [5 empty] | Fossil | G | 2030 | Oil |  | 0 | 0 | 0 | 0 | 0 | 0 | 0 | 0 | 0 | 0 | 0 | 0 | 0 | 0 | 0 | 0 | 0 | 0 | 0 | 0 | 0 | 0 | 0 | 0 | 0 | 0 | 0 | 0 | 0 | 0 | 0 | 0 | 0 | 0 | 0 | 0 | 0 | 0 | 0 | 0 | 0.033533 | 0 | 0 | 0 | 0 | 0 | 0 | 0 | 0 | 0 | 1.7
2023_G_CAT4 | MISO_Iowa | Minnesota | 27 | Cottonwood | 33 | 2023 | CAT4 | Windom | 10745 | 2001 | 9999 | Combustion Turbine | [5 empty] | Fossil | G | 2030 | Oil |  | 0 | 0 | 0 | 0 | 0 | 0 | 0 | 0 | 0 | 0 | 0 | 0 | 0 | 0 | 0 | 0 | 0 | 0 | 0 | 0 | 0 | 0 | 0 | 0 | 0 | 0 | 0 | 0 | 0 | 0 | 0 | 0 | 0 | 0 | 0 | 0 | 0 | 0 | 0 | 0 | 0.033533 | 0 | 0 | 0 | 0 | 0 | 0 | 0 | 0 | 0 | 1.7
2023_G_GT1 | MISO_Iowa | Minnesota | 27 | Cottonwood | 33 | 2023 | GT1 | Windom | 17036 | 1980 | 9999 | Combustion Turbine | [5 empty] | Fossil | G | 2030 | Oil |  | 0 | 0 | 0 | 0 | 0 | 0 | 0 | 0 | 0 | 0 | 0 | 0 | 0 | 0 | 0 | 0 | 0 | 0 | 0 | 0 | 0 | 0 | 0 | 0 | 0 | 0 | 0 | 0 | 0 | 0 | 0 | 0 | 0 | 0 | 0 | 0 | 0 | 0 | 0 | 0 | 0.10781 | 0 | 0 | 0 | 0 | 0 | 0 | 0 | 0 | 0 | 2.5
2024_G_1 | MISO_Minnesota and Western Wisconsin | Minnesota | 27 | Nobles | 105 | 2024 | 1 | Worthington | 10745 | 2002 | 9999 | Combustion Turbine | [5 empty] | Fossil | G | 2030 | Oil |  | 0 | 0 | 0 | 0 | 0 | 0 | 0 | 0 | 0 | 0 | 0 | 0 | 0 | 0 | 0 | 0 | 0 | 0 | 0 | 0 | 0 | 0 | 0 | 0 | 0 | 0 | 0 | 0 | 0 | 0 | 0 | 0 | 0 | 0 | 0 | 0 | 0 | 0 | 0 | 0 | 0.086372 | 0 | 0 | 0 | 0 | 0 | 0 | 0 | 0 | 0 | 2
2024_G_10 | MISO_Minnesota and Western Wisconsin | Minnesota | 27 | Nobles | 105 | 2024 | 10 | Worthington | 0 | 2002 | 9999 | Onshore Wind | [5 empty] | Non-Fossil | G | 2030 | Wind |  | 0 | 0 | 0 | 0 | 0 | 0 | 0 | 0 | 0 | 0 | 0 | 0 | 0 | 0 | 0 | 0 | 0.77359 | 1.0525 | 0.87624 | 2.7023 | 0 | 0 | 0 | 0 | 0 | 0 | 0 | 0 | 0 | 0 | 0 | 0 | 0 | 0 | 0 | 0 | 0 | 0 | 0 | 0 | 0.038016 | 0 | 0 | 0 | 0 | 0 | 0 | 0 | 0 | 0 | 0.9
2024_G_11 | MISO_Minnesota and Western Wisconsin | Minnesota | 27 | Nobles | 105 | 2024 | 11 | Worthington | 0 | 2002 | 9999 | Onshore Wind | [5 empty] | Non-Fossil | G | 2030 | Wind |  | 0 | 0 | 0 | 0 | 0 | 0 | 0 | 0 | 0 | 0 | 0 | 0 | 0 | 0 | 0 | 0 | 0.77359 | 1.0525 | 0.87624 | 2.7023 | 0 | 0 | 0 | 0 | 0 | 0 | 0 | 0 | 0 | 0 | 0 | 0 | 0 | 0 | 0 | 0 | 0 | 0 | 0 | 0 | 0.038016 | 0 | 0 | 0 | 0 | 0 | 0 | 0 | 0 | 0 | 0.9
2024_G_12 | MISO_Minnesota and Western Wisconsin | Minnesota | 27 | Nobles | 105 | 2024 | 12 | Worthington | 0 | 2003 | 9999 | Onshore Wind | [5 empty] | Non-Fossil | G | 2030 | Wind |  | 0 | 0 | 0 | 0 | 0 | 0 | 0 | 0 | 0 | 0 | 0 | 0 | 0 | 0 | 0 | 0 | 0.85954 | 1.1694 | 0.9736 | 3.0026 | 0 | 0 | 0 | 0 | 0 | 0 | 0 | 0 | 0 | 0 | 0 | 0 | 0 | 0 | 0 | 0 | 0 | 0 | 0 | 0 | 0.04224 | 0 | 0 | 0 | 0 | 0 | 0 | 0 | 0 | 0 | 1
2024_G_13 | MISO_Minnesota and Western Wisconsin | Minnesota | 27 | Nobles | 105 | 2024 | 13 | Worthington | 0 | 2003 | 9999 | Onshore Wind | [5 empty] | Non-Fossil | G | 2030 | Wind |  | 0 | 0 | 0 | 0 | 0 | 0 | 0 | 0 | 0 | 0 | 0 | 0 | 0 | 0 | 0 | 0 | 0.85954 | 1.1694 | 0.9736 | 3.0026 | 0 | 0 | 0 | 0 | 0 | 0 | 0 | 0 | 0 | 0 | 0 | 0 | 0 | 0 | 0 | 0 | 0 | 0 | 0 | 0 | 0.04224 | 0 | 0 | 0 | 0 | 0 | 0 | 0 | 0 | 0 | 1
2024_G_2 | MISO_Minnesota and Western Wisconsin | Minnesota | 27 | Nobles | 105 | 2024 | 2 | Worthington | 10745 | 2002 | 9999 | Combustion Turbine | [5 empty] | Fossil | G | 2030 | Oil |  | 0 | 0 | 0 | 0 | 0 | 0 | 0 | 0 | 0 | 0 | 0 | 0 | 0 | 0 | 0 | 0 | 0 | 0 | 0 | 0 | 0 | 0 | 0 | 0 | 0 | 0 | 0 | 0 | 0 | 0 | 0 | 0 | 0 | 0 | 0 | 0 | 0 | 0 | 0 | 0 | 0.086372 | 0 | 0 | 0 | 0 | 0 | 0 | 0 | 0 | 0 | 2
2024_G_3 | MISO_Minnesota and Western Wisconsin | Minnesota | 27 | Nobles | 105 | 2024 | 3 | Worthington | 10745 | 2002 | 9999 | Combustion Turbine | [5 empty] | Fossil | G | 2030 | Oil |  | 0 | 0 | 0 | 0 | 0 | 0 | 0 | 0 | 0 | 0 | 0 | 0 | 0 | 0 | 0 | 0 | 0 | 0 | 0 | 0 | 0 | 0 | 0 | 0 | 0 | 0 | 0 | 0 | 0 | 0 | 0 | 0 | 0 | 0 | 0 | 0 | 0 | 0 | 0 | 0 | 0.086372 | 0 | 0 | 0 | 0 | 0 | 0 | 0 | 0 | 0 | 2
2024_G_4 | MISO_Minnesota and Western Wisconsin | Minnesota | 27 | Nobles | 105 | 2024 | 4 | Worthington | 10745 | 2002 | 9999 | Combustion Turbine | [5 empty] | Fossil | G | 2030 | Oil |  | 0 | 0 | 0 | 0 | 0 | 0 | 0 | 0 | 0 | 0 | 0 | 0 | 0 | 0 | 0 | 0 | 0 | 0 | 0 | 0 | 0 | 0 | 0 | 0 | 0 | 0 | 0 | 0 | 0 | 0 | 0 | 0 | 0 | 0 | 0 | 0 | 0 | 0 | 0 | 0 | 0.086372 | 0 | 0 | 0 | 0 | 0 | 0 | 0 | 0 | 0 | 2
2024_G_5 | MISO_Minnesota and Western Wisconsin | Minnesota | 27 | Nobles | 105 | 2024 | 5 | Worthington | 10745 | 2002 | 9999 | Combustion Turbine | [5 empty] | Fossil | G | 2030 | Oil |  | 0 | 0 | 0 | 0 | 0 | 0 | 0 | 0 | 0 | 0 | 0 | 0 | 0 | 0 | 0 | 0 | 0 | 0 | 0 | 0 | 0 | 0 | 0 | 0 | 0 | 0 | 0 | 0 | 0 | 0 | 0 | 0 | 0 | 0 | 0 | 0 | 0 | 0 | 0 | 0 | 0.086372 | 0 | 0 | 0 | 0 | 0 | 0 | 0 | 0 | 0 | 2
2024_G_6 | MISO_Minnesota and Western Wisconsin | Minnesota | 27 | Nobles | 105 | 2024 | 6 | Worthington | 10745 | 2002 | 9999 | Combustion Turbine | [5 empty] | Fossil | G | 2030 | Oil |  | 0 | 0 | 0 | 0 | 0 | 0 | 0 | 0 | 0 | 0 | 0 | 0 | 0 | 0 | 0 | 0 | 0 | 0 | 0 | 0 | 0 | 0 | 0 | 0 | 0 | 0 | 0 | 0 | 0 | 0 | 0 | 0 | 0 | 0 | 0 | 0 | 0 | 0 | 0 | 0 | 0.086372 | 0 | 0 | 0 | 0 | 0 | 0 | 0 | 0 | 0 | 2
2024_G_7 | MISO_Minnesota and Western Wisconsin | Minnesota | 27 | Nobles | 105 | 2024 | 7 | Worthington | 10745 | 2002 | 9999 | Combustion Turbine | [5 empty] | Fossil | G | 2030 | Oil |  | 0 | 0 | 0 | 0 | 0 | 0 | 0 | 0 | 0 | 0 | 0 | 0 | 0 | 0 | 0 | 0 | 0 | 0 | 0 | 0 | 0 | 0 | 0 | 0 | 0 | 0 | 0 | 0 | 0 | 0 | 0 | 0 | 0 | 0 | 0 | 0 | 0 | 0 | 0 | 0 | 0.086372 | 0 | 0 | 0 | 0 | 0 | 0 | 0 | 0 | 0 | 2
2024_G_8 | MISO_Minnesota and Western Wisconsin | Minnesota | 27 | Nobles | 105 | 2024 | 8 | Worthington | 0 | 2002 | 9999 | Onshore Wind | [5 empty] | Non-Fossil | G | 2030 | Wind |  | 0 | 0 | 0 | 0 | 0 | 0 | 0 | 0 | 0 | 0 | 0 | 0 | 0 | 0 | 0 | 0 | 0.77359 | 1.0525 | 0.87624 | 2.7023 | 0 | 0 | 0 | 0 | 0 | 0 | 0 | 0 | 0 | 0 | 0 | 0 | 0 | 0 | 0 | 0 | 0 | 0 | 0 | 0 | 0.038016 | 0 | 0 | 0 | 0 | 0 | 0 | 0 | 0 | 0 | 0.9
2024_G_9 | MISO_Minnesota and Western Wisconsin | Minnesota | 27 | Nobles | 105 | 2024 | 9 | Worthington | 0 | 2002 | 9999 | Onshore Wind | [5 empty] | Non-Fossil | G | 2030 | Wind |  | 0 | 0 | 0 | 0 | 0 | 0 | 0 | 0 | 0 | 0 | 0 | 0 | 0 | 0 | 0 | 0 | 0.77359 | 1.0525 | 0.87624 | 2.7023 | 0 | 0 | 0 | 0 | 0 | 0 | 0 | 0 | 0 | 0 | 0 | 0 | 0 | 0 | 0 | 0 | 0 | 0 | 0 | 0 | 0.038016 | 0 | 0 | 0 | 0 | 0 | 0 | 0 | 0 | 0 | 0.9
203_B_01 | MISO_Arkansas | Arkansas | 5 | Ouachita | 103 | 203 | 01 | McClellan (AR) | 12180 | 1972 | 9999 | O/G Steam | wall | dry |  |  |  | Fossil | B | 2030 | NaturalGas |  | 0 | 0 | 0 | 0 | 0 | 0 | 0 | 0 | 0 | 0 | 0 | 0 | 0 | 0 | 0 | 0 | 0 | 0 | 0 | 0 | 0 | 0 | 0 | 0 | 0 | 0 | 0 | 0 | 0 | 0 | 0 | 0 | 0 | 0 | 0 | 0 | 0 | 0 | 0 | 0 | 7.1509 | 0 | 0 | 0 | 0 | 0 | 0 | 0 | 0 | 0 | 134
2038_G_GT1 | MISO_Minnesota and Western Wisconsin | Minnesota | 27 | Isanti | 59 | 2038 | GT1 | Cambridge CT | 11726 | 1978 | 9999 | Combustion Turbine | [5 empty] | Fossil | G | 2030 | Oil |  | 0 | 0 | 0 | 0 | 0 | 0 | 0 | 0 | 0 | 0 | 0 | 0 | 0 | 0 | 0 | 0 | 0 | 0 | 0 | 0 | 0 | 0 | 0 | 0 | 0 | 0 | 0 | 0 | 0 | 0 | 0 | 0 | 0 | 0 | 0 | 0 | 0 | 0 | 0 | 0 | 0.99328 | 0 | 0 | 0 | 0 | 0 | 0 | 0 | 0 | 0 | 23
2038_G_GT2 | MISO_Minnesota and Western Wisconsin | Minnesota | 27 | Isanti | 59 | 2038 | GT2 | Cambridge CT | 11721 | 2007 | 9999 | Combustion Turbine |  |  |  | DLNB |  | Fossil | G | 2030 | NaturalGas |  | 0 | 0 | 0 | 0 | 0 | 0 | 0 | 0 | 0 | 0 | 0 | 0 | 0 | 0 | 0 | 0 | 0 | 0 | 0 | 0 | 0 | 0 | 0 | 0 | 0 | 0 | 0 | 0 | 0 | 0 | 0 | 0 | 0 | 0 | 0 | 0 | 0 | 0 | 0 | 0 | 3.0416 | 0 | 0 | 0 | 0 | 0 | 0 | 0 | 0 | 0 | 154.2
2039_G_CT | MISO_Minnesota and Western Wisconsin | Minnesota | 27 | Sherburne | 141 | 2039 | CT | Elk River | 11468 | 2009 | 9999 | Combustion Turbine |  |  |  | DLNB |  | Fossil | G | 2030 | NaturalGas |  | 0 | 0 | 0.0079757 | 0.0079757 | 0 | 0 | 0 | 0 | 0 | 0 | 0 | 0 | 0 | 0 | 0 | 0 | 0 | 0 | 0.69548 | 0.69548 | 0 | 0 | 0.4669 | 0.4669 | 0 | 0 | 5.583e-10 | 5.583e-10 | 0 | 0 | 0.00020861 | 0.00020861 | 0 | 0 | 0 | 0 | 0 | 0 | 0 | 0 | 3.876 | 0 | 0 | 0.0032062 | 0.0032062 | 0 | 0 | 0.019485 | 0.019485 | 0 | 196.5
204_G_1 | MISO_Illinois | Illinois | 17 | DeWitt | 39 | 204 | 1 | Clinton Power Station | 10456 | 1987 | 9999 | Nuclear | [5 empty] | Non-Fossil | G | 2030 | Nuclear |  | 21.666 | 29.3695 | 39.0991 | 90.1345 | 0 | 0 | 0 | 0 | 0 | 0 | 0 | 0 | 0 | 0 | 0 | 0 | 2072.1113 | 2808.862 | 3739.3922 | 8620.3656 | 0 | 0 | 0 | 0 | 0 | 0 | 0 | 0 | 0 | 0 | 0 | 0 | 0 | 0 | 0 | 0 | 0 | 0 | 0 | 0 | 265.3326 | 0.30833 | 0.41796 | 0.55642 | 1.2827 | 15.0041 | 20.3389 | 27.0769 | 62.4199 | 0 | 1065
2042_G_5A | MISO_Minnesota and Western Wisconsin | Minnesota | 27 | Wright | 171 | 2042 | 5A | Maple Lake | 15795 | 1978 | 9999 | Combustion Turbine | [5 empty] | Fossil | G | 2030 | Oil |  | 0 | 0 | 0 | 0 | 0 | 0 | 0 | 0 | 0 | 0 | 0 | 0 | 0 | 0 | 0 | 0 | 0 | 0 | 0 | 0 | 0 | 0 | 0 | 0 | 0 | 0 | 0 | 0 | 0 | 0 | 0 | 0 | 0 | 0 | 0 | 0 | 0 | 0 | 0 | 0 | 0.92418 | 0 | 0 | 0 | 0 | 0 | 0 | 0 | 0 | 0 | 21.4
2047_G_1 | SERC_Southeastern | Mississippi | 28 | Jackson | 59 | 2047 | 1 | Chevron Oil | 11353 | 1967 | 9999 | Combustion Turbine | [5 empty] | Fossil | G | 2030 | NaturalGas |  | 0.013692 | 0.011926 | 0.0071611 | 0.032779 | 0 | 0 | 0 | 0 | 0 | 0 | 0 | 0 | 0 | 0 | 0 | 0 | 1.2061 | 1.0504 | 0.63077 | 2.8873 | 0.80156 | 0.69813 | 0.41921 | 1.9189 | 9.5847e-10 | 8.348e-10 | 5.0128e-10 | 2.2945e-09 | 0.0047928 | 0.0041743 | 0.0025066 | 0.011474 | 0 | 0 | 0 | 0 | 0 | 0 | 0 | 0 | 0.64789 | 0.0067057 | 0.0058405 | 0.0035071 | 0.016053 | 0.039338 | 0.02978 | 0.019129 | 0.088247 | 0 | 15
2047_G_2 | SERC_Southeastern | Mississippi | 28 | Jackson | 59 | 2047 | 2 | Chevron Oil | 11353 | 1967 | 9999 | Combustion Turbine | [5 empty] | Fossil | G | 2030 | NaturalGas |  | 0.013692 | 0.011926 | 0.0071611 | 0.032779 | 0 | 0 | 0 | 0 | 0 | 0 | 0 | 0 | 0 | 0 | 0 | 0 | 1.2061 | 1.0504 | 0.63077 | 2.8873 | 0.80156 | 0.69813 | 0.41921 | 1.9189 | 9.5847e-10 | 8.348e-10 | 5.0128e-10 | 2.2945e-09 | 0.0047928 | 0.0041743 | 0.0025066 | 0.011474 | 0 | 0 | 0 | 0 | 0 | 0 | 0 | 0 | 0.64789 | 0.0067057 | 0.0058405 | 0.0035071 | 0.016053 | 0.039338 | 0.02978 | 0.019129 | 0.088247 | 0 | 15
2047_G_3 | SERC_Southeastern | Mississippi | 28 | Jackson | 59 | 2047 | 3 | Chevron Oil | 11353 | 1971 | 9999 | Combustion Turbine | [5 empty] | Fossil | G | 2030 | NaturalGas |  | 0.014605 | 0.012721 | 0.0076386 | 0.034965 | 0 | 0 | 0 | 0 | 0 | 0 | 0 | 0 | 0 | 0 | 0 | 0 | 1.2865 | 1.1205 | 0.67282 | 3.0798 | 0.85499 | 0.74467 | 0.44716 | 2.0468 | 1.0224e-09 | 8.9045e-10 | 5.347e-10 | 2.4475e-09 | 0.0051123 | 0.0044526 | 0.0026737 | 0.012239 | 0 | 0 | 0 | 0 | 0 | 0 | 0 | 0 | 0.69108 | 0.0071528 | 0.0062298 | 0.0037409 | 0.017123 | 0.04196 | 0.031765 | 0.020405 | 0.09413 | 0 | 16
2047_G_4 | SERC_Southeastern | Mississippi | 28 | Jackson | 59 | 2047 | 4 | Chevron Oil | 11353 | 1971 | 9999 | Combustion Turbine | [5 empty] | Fossil | G | 2030 | NaturalGas |  | 0.014605 | 0.012721 | 0.0076386 | 0.034965 | 0 | 0 | 0 | 0 | 0 | 0 | 0 | 0 | 0 | 0 | 0 | 0 | 1.2865 | 1.1205 | 0.67282 | 3.0798 | 0.85499 | 0.74467 | 0.44716 | 2.0468 | 1.0224e-09 | 8.9045e-10 | 5.347e-10 | 2.4475e-09 | 0.0051123 | 0.0044526 | 0.0026737 | 0.012239 | 0 | 0 | 0 | 0 | 0 | 0 | 0 | 0 | 0.69108 | 0.0071528 | 0.0062298 | 0.0037409 | 0.017123 | 0.04196 | 0.031765 | 0.020405 | 0.09413 | 0 | 16
2047_G_5 | SERC_Southeastern | Mississippi | 28 | Jackson | 59 | 2047 | 5 | Chevron Oil | 11354 | 1994 | 9999 | Combustion Turbine |  |  |  | DLNB |  | Fossil | G | 2030 | NaturalGas |  | 0.06312 | 0.054976 | 0.033828 | 0.15192 | 0 | 0 | 0 | 0 | 0 | 0 | 0 | 0 | 0 | 0 | 0 | 0 | 5.5593 | 4.842 | 2.9794 | 13.3806 | 3.6951 | 3.2183 | 1.9803 | 8.8936 | 4.4184e-09 | 3.8483e-09 | 2.3679e-09 | 1.0635e-08 | 0.00095564 | 0.00083233 | 0.00051215 | 0.0023001 | 0 | 0 | 0 | 0 | 0 | 0 | 0 | 0 | 1.3808 | 0.03091 | 0.026921 | 0.016565 | 0.074396 | 0.18134 | 0.13728 | 0.090362 | 0.40899 | 0 | 70
2048_G_A | SERC_Southeastern | Mississippi | 28 | Lauderdale | 75 | 2048 | A | Sweatt | 14840 | 1971 | 9999 | Combustion Turbine | [5 empty] | Fossil | G | 2030 | NaturalGas |  | 0.0072522 | 0.012893 | 0 | 0.020145 | 0 | 0 | 0 | 0 | 0 | 0 | 0 | 0 | 0 | 0 | 0 | 0 | 0.48869 | 0.86879 | 0 | 1.3575 | 0.42454 | 0.75475 | 0 | 1.1793 | 5.0765e-10 | 9.025e-10 | 0 | 1.4102e-09 | 0.0025383 | 0.0045126 | 0 | 0.007051 | 0 | 0 | 0 | 0 | 0 | 0 | 0 | 0 | 1.3822 | 0.0027171 | 0.0048305 | 0 | 0.0075476 | 0.020835 | 0.032195 | 0 | 0.05303 | 0 | 32
2049_B_4 | SERC_Southeastern | Mississippi | 28 | Harrison | 47 | 2049 | 4 | Jack Watson | 11098 | 1968 | 9999 | O/G Steam | wall | dry |  | LNB + OFA |  | Fossil | B | 2030 | NaturalGas |  | 6.4021e-09 | 0 | 1.2257e-08 | 1.8659e-08 | 0 | 0 | 0 | 0 | 0 | 0 | 0 | 0 | 0 | 0 | 0 | 0 | 5.7234e-07 | 0 | 1.0958e-06 | 1.6681e-06 | 3.7478e-07 | 0 | 7.1753e-07 | 1.0923e-06 | 4.4815e-16 | 0 | 8.5799e-16 | 1.3061e-15 | 4.6975e-10 | 0 | 8.9935e-10 | 1.3691e-09 | 0 | 0 | 0 | 0 | 0 | 0 | 0 | 0 | 4.6703e-08 | 5.1817e-10 | 0 | 9.9206e-10 | 1.5102e-09 | 1.8393e-08 | 0 | 3.2742e-08 | 5.1135e-08 | 0 | 1.4917e-06
2049_B_5 | SERC_Southeastern | Mississippi | 28 | Harrison | 47 | 2049 | 5 | Jack Watson | 10838 | 1973 | 9999 | O/G Steam | wall | dry |  | LNB + OFA |  | Fossil | B | 2030 | NaturalGas |  | 3.001 | 0 | 5.7456 | 8.7466 | 0 | 0 | 0 | 0 | 0 | 0 | 0 | 0 | 0 | 0 | 0 | 0 | 274.7249 | 0 | 525.9717 | 800.6966 | 175.6793 | 0 | 336.3448 | 512.0241 | 2.1007e-07 | 0 | 4.0219e-07 | 6.1226e-07 | 0.4443 | 0 | 0.85062 | 1.2949 | 0 | 0 | 0 | 0 | 0 | 0 | 0 | 0 | 22.4177 | 0.24872 | 0 | 0.47619 | 0.72491 | 8.6217 | 0 | 15.3479 | 23.9696 | 0 | 716
2049_G_A | SERC_Southeastern | Mississippi | 28 | Harrison | 47 | 2049 | A | Jack Watson | 17054 | 1970 | 9999 | Combustion Turbine | [5 empty] | Fossil | G | 2030 | NaturalGas |  | 0.0085946 | 0 | 0 | 0.0085946 | 0 | 0 | 0 | 0 | 0 | 0 | 0 | 0 | 0 | 0 | 0 | 0 | 0.50396 | 0 | 0 | 0.50396 | 0.50313 | 0 | 0 | 0.50313 | 6.0162e-10 | 0 | 0 | 6.0162e-10 | 0.0030085 | 0 | 0 | 0.0030085 | 0 | 0 | 0 | 0 | 0 | 0 | 0 | 0 | 1.4254 | 0.002802 | 0 | 0 | 0.002802 | 0.024692 | 0 | 0 | 0.024692 | 0 | 33
2059_G_6 | MISO_Mississippi | Mississippi | 28 | Coahoma | 27 | 2059 | 6 | L L Wilkins | 13902 | 1996 | 9999 | Combined Cycle | [5 empty] | Fossil | G | 2030 | NaturalGas |  | 0.0016159 | 0 | 0.0030544 | 0.0046704 | 0 | 0 | 0 | 0 | 0 | 0 | 0 | 0 | 0 | 0 | 0 | 0 | 0.11624 | 0 | 0.21971 | 0.33595 | 0.094597 | 0 | 0.17881 | 0.2734 | 1.1311e-10 | 0 | 2.1381e-10 | 3.2693e-10 | 5.5286e-05 | 0 | 0.0001045 | 0.00015979 | 0 | 0 | 0 | 0 | 0 | 0 | 0 | 0 | 0.25416 | 0.00046664 | 0 | 0.00088205 | 0.0013487 | 0.0046218 | 0 | 0.008076 | 0.012698 | 0 | 6.8
2059_G_7 | MISO_Mississippi | Mississippi | 28 | Coahoma | 27 | 2059 | 7 | L L Wilkins | 13902 | 1961 | 9999 | Combined Cycle | [5 empty] | Fossil | G | 2030 | NaturalGas |  | 0.0017823 | 0 | 0.0033689 | 0.0051511 | 0 | 0 | 0 | 0 | 0 | 0 | 0 | 0 | 0 | 0 | 0 | 0 | 0.1282 | 0 | 0.24233 | 0.37053 | 0.10433 | 0 | 0.19721 | 0.30155 | 1.2476e-10 | 0 | 2.3582e-10 | 3.6058e-10 | 6.0977e-05 | 0 | 0.00011526 | 0.00017624 | 0 | 0 | 0 | 0 | 0 | 0 | 0 | 0 | 0.28032 | 0.00051468 | 0 | 0.00097285 | 0.0014875 | 0.0050976 | 0 | 0.0089073 | 0.014005 | 0 | 7.5
2059_G_8 | MISO_Mississippi | Mississippi | 28 | Coahoma | 27 | 2059 | 8 | L L Wilkins | 13902 | 1965 | 9999 | Combined Cycle | [5 empty] | Fossil | G | 2030 | NaturalGas |  | 0.0031368 | 0 | 0.0059292 | 0.009066 | 0 | 0 | 0 | 0 | 0 | 0 | 0 | 0 | 0 | 0 | 0 | 0 | 0.22564 | 0 | 0.4265 | 0.65214 | 0.18363 | 0 | 0.3471 | 0.53072 | 2.1958e-10 | 0 | 4.1504e-10 | 6.3462e-10 | 0.00010732 | 0 | 0.00020286 | 0.00031018 | 0 | 0 | 0 | 0 | 0 | 0 | 0 | 0 | 0.49336 | 0.00090584 | 0 | 0.0017122 | 0.0026181 | 0.0089718 | 0 | 0.015677 | 0.024649 | 0 | 13.2
2059_G_9 | MISO_Mississippi | Mississippi | 28 | Coahoma | 27 | 2059 | 9 | L L Wilkins | 15000 | 1971 | 9999 | Combined Cycle | [5 empty] | Fossil | G | 2030 | NaturalGas |  | 0.0056409 | 0 | 0.010662 | 0.016303 | 0 | 0 | 0 | 0 | 0 | 0 | 0 | 0 | 0 | 0 | 0 | 0 | 0.37606 | 0 | 0.71083 | 1.0869 | 0.33022 | 0 | 0.62418 | 0.9544 | 3.9486e-10 | 0 | 7.4637e-10 | 1.1412e-09 | 0.00045432 | 0 | 0.00085876 | 0.0013131 | 0 | 0 | 0 | 0 | 0 | 0 | 0 | 0 | 0.82227 | 0.0015097 | 0 | 0.0028537 | 0.0043634 | 0.016134 | 0 | 0.028192 | 0.044326 | 0 | 22
2067_G_2 | MISO_Mississippi | Mississippi | 28 | Yazoo | 163 | 2067 | 2 | Yazoo | 15000 | 1945 | 9999 | Combined Cycle | [5 empty] | Fossil | G | 2030 | NaturalGas |  | 0.0014359 | 0 | 0.0027141 | 0.00415 | 0 | 0 | 0 | 0 | 0 | 0 | 0 | 0 | 0 | 0 | 0 | 0 | 0.095725 | 0 | 0.18094 | 0.27666 | 0.084056 | 0 | 0.15888 | 0.24294 | 1.0051e-10 | 0 | 1.8999e-10 | 2.905e-10 | 4.9126e-05 | 0 | 9.2858e-05 | 0.00014198 | 0 | 0 | 0 | 0 | 0 | 0 | 0 | 0 | 0.20931 | 0.0003843 | 0 | 0.0007264 | 0.0011107 | 0.0041068 | 0 | 0.0071761 | 0.011283 | 0 | 5.6
2067_G_3 | MISO_Mississippi | Mississippi | 28 | Yazoo | 163 | 2067 | 3 | Yazoo | 15000 | 1954 | 9999 | Combined Cycle | [5 empty] | Fossil | G | 2030 | NaturalGas |  | 0.0033333 | 0 | 0.0063006 | 0.0096338 | 0 | 0 | 0 | 0 | 0 | 0 | 0 | 0 | 0 | 0 | 0 | 0 | 0.22222 | 0 | 0.42004 | 0.64226 | 0.19513 | 0 | 0.36883 | 0.56396 | 2.3333e-10 | 0 | 4.4104e-10 | 6.7437e-10 | 0.00011404 | 0 | 0.00021556 | 0.00032961 | 0 | 0 | 0 | 0 | 0 | 0 | 0 | 0 | 0.48589 | 0.00089211 | 0 | 0.0016863 | 0.0025784 | 0.0095337 | 0 | 0.016659 | 0.026192 | 0 | 13
2067_G_GT1 | MISO_Mississippi | Mississippi | 28 | Yazoo | 163 | 2067 | GT1 | Yazoo | 15000 | 1968 | 9999 | Combined Cycle | [5 empty] | Fossil | G | 2030 | NaturalGas |  | 0.0037692 | 0 | 0.0071245 | 0.010894 | 0 | 0 | 0 | 0 | 0 | 0 | 0 | 0 | 0 | 0 | 0 | 0 | 0.25128 | 0 | 0.47497 | 0.72624 | 0.22065 | 0 | 0.41707 | 0.63771 | 2.6384e-10 | 0 | 4.9871e-10 | 7.6256e-10 | 0.00012896 | 0 | 0.00024375 | 0.00037271 | 0 | 0 | 0 | 0 | 0 | 0 | 0 | 0 | 0.54943 | 0.0010088 | 0 | 0.0019068 | 0.0029156 | 0.01078 | 0 | 0.018837 | 0.029618 | 0 | 14.7
2070_G_1 | MISO_Mississippi | Mississippi | 28 | Jones | 67 | 2070 | 1 | Moselle | 8420 | 1970 | 9999 | Combined Cycle | wall |  | SCR |  |  | Fossil | G | 2030 | NaturalGas |  | 0.3051 | 0.059038 | 0.75485 | 1.119 | 0 | 0 | 0 | 0 | 0 | 0 | 0 | 0 | 0 | 0 | 0 | 0 | 36.235 | 7.0117 | 89.6502 | 132.8968 | 17.8605 | 3.4561 | 44.1892 | 65.5057 | 2.1357e-08 | 4.1327e-09 | 5.284e-08 | 7.8329e-08 | 0.00094384 | 0.00018264 | 0.0023352 | 0.0034617 | 0 | 0 | 0 | 0 | 0 | 0 | 0 | 0 | 2.2885 | 0.11931 | 0.028889 | 0.24324 | 0.39144 | 0.87263 | 0.14779 | 1.9958 | 3.0163 | 0 | 59 | SCR
2070_G_2 | MISO_Mississippi | Mississippi | 28 | Jones | 67 | 2070 | 2 | Moselle | 8420 | 1970 | 9999 | Combined Cycle | wall |  | SCR |  |  | Fossil | G | 2030 | NaturalGas |  | 0.3051 | 0.059038 | 0.75485 | 1.119 | 0 | 0 | 0 | 0 | 0 | 0 | 0 | 0 | 0 | 0 | 0 | 0 | 36.235 | 7.0117 | 89.6502 | 132.8968 | 17.8605 | 3.4561 | 44.1892 | 65.5057 | 2.1357e-08 | 4.1327e-09 | 5.284e-08 | 7.8329e-08 | 0.0010017 | 0.00019384 | 0.0024784 | 0.003674 | 0 | 0 | 0 | 0 | 0 | 0 | 0 | 0 | 2.2885 | 0.11931 | 0.028889 | 0.24324 | 0.39144 | 0.87263 | 0.14779 | 1.9958 | 3.0163 | 0 | 59 | SCR
2070_G_4 | MISO_Mississippi | Mississippi | 28 | Jones | 67 | 2070 | 4 | Moselle | 12700 | 1997 | 9999 | Combustion Turbine |  |  |  | DLNB |  | Fossil | G | 2030 | NaturalGas |  | 0.063445 | 0.010574 | 0.032777 | 0.1068 | 0 | 0 | 0 | 0 | 0 | 0 | 0 | 0 | 0 | 0 | 0 | 0 | 4.9957 | 0.83262 | 2.5809 | 8.4092 | 3.7141 | 0.61901 | 1.9188 | 6.2519 | 4.4412e-09 | 7.402e-10 | 2.2944e-09 | 7.4758e-09 | 0.0012254 | 0.00020424 | 0.0006331 | 0.0020628 | 0 | 0 | 0 | 0 | 0 | 0 | 0 | 0 | 1.4794 | 0.032572 | 0.0054287 | 0.016827 | 0.054828 | 0.18146 | 0.02647 | 0.086664 | 0.2946 | 0 | 75
2070_G_5 | MISO_Mississippi | Mississippi | 28 | Jones | 67 | 2070 | 5 | Moselle | 12700 | 2006 | 9999 | Combustion Turbine |  |  |  | DLNB |  | Fossil | G | 2030 | NaturalGas |  | 0.056788 | 0.010574 | 0.032777 | 0.10014 | 0 | 0 | 0 | 0 | 0 | 0 | 0 | 0 | 0 | 0 | 0 | 0 | 4.4715 | 0.83262 | 2.5809 | 7.885 | 3.3244 | 0.61901 | 1.9188 | 5.8622 | 3.9752e-09 | 7.402e-10 | 2.2944e-09 | 7.0098e-09 | 0.00068288 | 0.00012715 | 0.00039415 | 0.0012042 | 0 | 0 | 0 | 0 | 0 | 0 | 0 | 0 | 1.4794 | 0.029154 | 0.0054287 | 0.016827 | 0.051411 | 0.16242 | 0.02647 | 0.086664 | 0.27556 | 0 | 75
2070_G_GTG1 | MISO_Mississippi | Mississippi | 28 | Jones | 67 | 2070 | GTG1 | Moselle | 8420 | 2012 | 9999 | Combined Cycle |  |  | SCR | DLNB |  | Fossil | G | 2030 | NaturalGas |  | 0.38784 | 0.075049 | 0.95956 | 1.4224 | 0 | 0 | 0 | 0 | 0 | 0 | 0 | 0 | 0 | 0 | 0 | 0 | 46.0614 | 8.9131 | 113.9621 | 168.9366 | 22.704 | 4.3934 | 56.1727 | 83.27 | 2.7149e-08 | 5.2534e-09 | 6.7169e-08 | 9.9571e-08 | 0.0011998 | 0.00023217 | 0.0029685 | 0.0044004 | 0 | 0 | 0 | 0 | 0 | 0 | 0 | 0 | 2.9091 | 0.15167 | 0.036723 | 0.3092 | 0.4976 | 1.1093 | 0.18786 | 2.5371 | 3.8342 | 0 | 75 | SCR
2070_G_GTG2 | MISO_Mississippi | Mississippi | 28 | Jones | 67 | 2070 | GTG2 | Moselle | 8420 | 2012 | 9999 | Combined Cycle |  |  | SCR | DLNB |  | Fossil | G | 2030 | NaturalGas |  | 0.38784 | 0.075049 | 0.95956 | 1.4224 | 0 | 0 | 0 | 0 | 0 | 0 | 0 | 0 | 0 | 0 | 0 | 0 | 46.0614 | 8.9131 | 113.9621 | 168.9366 | 22.704 | 4.3934 | 56.1727 | 83.27 | 2.7149e-08 | 5.2534e-09 | 6.7169e-08 | 9.9571e-08 | 0.0012734 | 0.00024641 | 0.0031506 | 0.0046704 | 0 | 0 | 0 | 0 | 0 | 0 | 0 | 0 | 2.9091 | 0.15167 | 0.036723 | 0.3092 | 0.4976 | 1.1093 | 0.18786 | 2.5371 | 3.8342 | 0 | 75 | SCR
2079_B_5A | SPP North- (Kansas, Missouri) | Missouri | 29 | Jackson | 95 | 2079 | 5A | Hawthorn | 10285 | 2000 | 9999 | Coal Steam | wall | dry | Baghouse + Dry Scrubber + SCR + Mercury Control | LNBO | Dry Scrubber | Fossil | B | 2030 | Coal |  | 9.503 | 0 | 12.7059 | 22.2089 | 0 | 0 | 0 | 0 | 9.503 | 0 | 12.7059 | 22.2089 | 0 | 0 | 0 | 0 | 923.9654 | 0 | 1235.3834 | 2159.3488 | 1021.0957 | 0 | 1365.2509 | 2386.3466 | 0.0029715 | 0 | 0.003973 | 0.0069444 | 0.30638 | 0 | 0.40964 | 0.71602 | 0.37442 | 0 | 0.50062 | 0.87504 | 0.0047515 | 0 | 0.006353 | 0.011104 | 23.5602 | 5.5578 | 0 | 7.431 | 12.9888 | 13.3474 | 0 | 17.846 | 31.1934 | 0 | 564 | Scrubber / SCR / Mercury Control | Dry Scrubber
2079_G_6 | SPP North- (Kansas, Missouri) | Missouri | 29 | Jackson | 95 | 2079 | 6 | Hawthorn | 9784 | 1997 | 9999 | Combined Cycle |  |  | SCR | other |  | Fossil | G | 2030 | NaturalGas |  | 0.10674 | 0.028662 | 0.19943 | 0.33483 | 0 | 0 | 0 | 0 | 0 | 0 | 0 | 0 | 0 | 0 | 0 | 0 | 10.9097 | 2.9295 | 20.3829 | 34.222 | 6.2486 | 1.6779 | 11.6744 | 19.6008 | 7.4718e-09 | 2.0063e-09 | 1.396e-08 | 2.3438e-08 | 0.00069875 | 0.00018763 | 0.0011966 | 0.0020829 | 0 | 0 | 0 | 0 | 0 | 0 | 0 | 0 | 5.0553 | 0.045301 | 0.012292 | 0.084636 | 0.14223 | 0.29894 | 0.069901 | 0.43515 | 0.80399 | 0 | 124.1 | SCR
2079_G_7 | SPP North- (Kansas, Missouri) | Missouri | 29 | Jackson | 95 | 2079 | 7 | Hawthorn | 12917 | 2000 | 9999 | Combustion Turbine |  |  |  | other |  | Fossil | G | 2030 | NaturalGas |  | 0.018091 | 0.0043075 | 0.026493 | 0.048892 | 0 | 0 | 0 | 0 | 0 | 0 | 0 | 0 | 0 | 0 | 0 | 0 | 1.4006 | 0.33347 | 2.051 | 3.7851 | 1.0591 | 0.25216 | 1.5509 | 2.8621 | 1.2664e-09 | 3.0152e-10 | 1.8545e-09 | 3.4225e-09 | 0.00024016 | 5.7182e-05 | 0.0003517 | 0.00064904 | 0 | 0 | 0 | 0 | 0 | 0 | 0 | 0 | 1.5405 | 0.0091318 | 0.0021742 | 0.013373 | 0.024679 | 0.050668 | 0.010505 | 0.057808 | 0.11898 | 0 | 78.1
2079_G_8 | SPP North- (Kansas, Missouri) | Missouri | 29 | Jackson | 95 | 2079 | 8 | Hawthorn | 12917 | 2000 | 9999 | Combustion Turbine |  |  |  | other |  | Fossil | G | 2030 | NaturalGas |  | 0.018323 | 0.0043626 | 0.026833 | 0.049518 | 0 | 0 | 0 | 0 | 0 | 0 | 0 | 0 | 0 | 0 | 0 | 0 | 1.4185 | 0.33774 | 2.0773 | 3.8336 | 1.0726 | 0.25539 | 1.5708 | 2.8988 | 1.2826e-09 | 3.0538e-10 | 1.8783e-09 | 3.4663e-09 | 0.00024251 | 5.7739e-05 | 0.00035513 | 0.00065537 | 0 | 0 | 0 | 0 | 0 | 0 | 0 | 0 | 1.5603 | 0.0092488 | 0.0022021 | 0.013544 | 0.024995 | 0.051316 | 0.01064 | 0.058549 | 0.1205 | 0 | 79.1
2079_G_9 | SPP North- (Kansas, Missouri) | Missouri | 29 | Jackson | 95 | 2079 | 9 | Hawthorn | 9784 | 2000 | 9999 | Combined Cycle |  |  | SCR |  |  | Fossil | G | 2030 | NaturalGas |  | 0.094957 | 0.025498 | 0.17741 | 0.29786 | 0 | 0 | 0 | 0 | 0 | 0 | 0 | 0 | 0 | 0 | 0 | 0 | 9.7053 | 2.6061 | 18.1327 | 30.4441 | 5.5588 | 1.4926 | 10.3856 | 17.437 | 6.647e-09 | 1.7848e-09 | 1.2419e-08 | 2.0851e-08 | 0.00062161 | 0.00016692 | 0.0010645 | 0.001853 | 0 | 0 | 0 | 0 | 0 | 0 | 0 | 0 | 4.4972 | 0.0403 | 0.010935 | 0.075293 | 0.12653 | 0.26594 | 0.062184 | 0.38711 | 0.71523 | 0 | 110.4 | SCR
2081_G_11 | SPP North- (Kansas, Missouri) | Missouri | 29 | Jackson | 95 | 2081 | 11 | Northeast (MO) | 25000 | 1972 | 9999 | Combustion Turbine | [5 empty] | Fossil | G | 2030 | Oil |  | 0 | 0 | 0 | 0 | 0 | 0 | 0 | 0 | 0 | 0 | 0 | 0 | 0 | 0 | 0 | 0 | 0 | 0 | 0 | 0 | 0 | 0 | 0 | 0 | 0 | 0 | 0 | 0 | 0 | 0 | 0 | 0 | 0 | 0 | 0 | 0 | 0 | 0 | 0 | 0 | 2.0299 | 0 | 0 | 0 | 0 | 0 | 0 | 0 | 0 | 0 | 46.7
2081_G_12 | SPP North- (Kansas, Missouri) | Missouri | 29 | Jackson | 95 | 2081 | 12 | Northeast (MO) | 25000 | 1972 | 9999 | Combustion Turbine | [5 empty] | Fossil | G | 2030 | Oil |  | 0 | 0 | 0 | 0 | 0 | 0 | 0 | 0 | 0 | 0 | 0 | 0 | 0 | 0 | 0 | 0 | 0 | 0 | 0 | 0 | 0 | 0 | 0 | 0 | 0 | 0 | 0 | 0 | 0 | 0 | 0 | 0 | 0 | 0 | 0 | 0 | 0 | 0 | 0 | 0 | 1.7778 | 0 | 0 | 0 | 0 | 0 | 0 | 0 | 0 | 0 | 40.9
2081_G_13 | SPP North- (Kansas, Missouri) | Missouri | 29 | Jackson | 95 | 2081 | 13 | Northeast (MO) | 25000 | 1975 | 9999 | Combustion Turbine | [5 empty] | Fossil | G | 2030 | Oil |  | 0 | 0 | 0 | 0 | 0 | 0 | 0 | 0 | 0 | 0 | 0 | 0 | 0 | 0 | 0 | 0 | 0 | 0 | 0 | 0 | 0 | 0 | 0 | 0 | 0 | 0 | 0 | 0 | 0 | 0 | 0 | 0 | 0 | 0 | 0 | 0 | 0 | 0 | 0 | 0 | 4.3466e-08 | 0 | 0 | 0 | 0 | 0 | 0 | 0 | 0 | 0 | 1e-06
2081_G_14 | SPP North- (Kansas, Missouri) | Missouri | 29 | Jackson | 95 | 2081 | 14 | Northeast (MO) | 25000 | 1975 | 9999 | Combustion Turbine | [5 empty] | Fossil | G | 2030 | Oil |  | 0 | 0 | 0 | 0 | 0 | 0 | 0 | 0 | 0 | 0 | 0 | 0 | 0 | 0 | 0 | 0 | 0 | 0 | 0 | 0 | 0 | 0 | 0 | 0 | 0 | 0 | 0 | 0 | 0 | 0 | 0 | 0 | 0 | 0 | 0 | 0 | 0 | 0 | 0 | 0 | 4.3466e-08 | 0 | 0 | 0 | 0 | 0 | 0 | 0 | 0 | 0 | 1e-06
2081_G_15 | SPP North- (Kansas, Missouri) | Missouri | 29 | Jackson | 95 | 2081 | 15 | Northeast (MO) | 25000 | 1976 | 9999 | Combustion Turbine | [5 empty] | Fossil | G | 2030 | Oil |  | 0 | 0 | 0 | 0 | 0 | 0 | 0 | 0 | 0 | 0 | 0 | 0 | 0 | 0 | 0 | 0 | 0 | 0 | 0 | 0 | 0 | 0 | 0 | 0 | 0 | 0 | 0 | 0 | 0 | 0 | 0 | 0 | 0 | 0 | 0 | 0 | 0 | 0 | 0 | 0 | 4.3466e-08 | 0 | 0 | 0 | 0 | 0 | 0 | 0 | 0 | 0 | 1e-06
2081_G_16 | SPP North- (Kansas, Missouri) | Missouri | 29 | Jackson | 95 | 2081 | 16 | Northeast (MO) | 25000 | 1976 | 9999 | Combustion Turbine | [5 empty] | Fossil | G | 2030 | Oil |  | 0 | 0 | 0 | 0 | 0 | 0 | 0 | 0 | 0 | 0 | 0 | 0 | 0 | 0 | 0 | 0 | 0 | 0 | 0 | 0 | 0 | 0 | 0 | 0 | 0 | 0 | 0 | 0 | 0 | 0 | 0 | 0 | 0 | 0 | 0 | 0 | 0 | 0 | 0 | 0 | 4.3466e-08 | 0 | 0 | 0 | 0 | 0 | 0 | 0 | 0 | 0 | 1e-06
2081_G_17 | SPP North- (Kansas, Missouri) | Missouri | 29 | Jackson | 95 | 2081 | 17 | Northeast (MO) | 25000 | 1977 | 9999 | Combustion Turbine | [5 empty] | Fossil | G | 2030 | Oil |  | 0 | 0 | 0 | 0 | 0 | 0 | 0 | 0 | 0 | 0 | 0 | 0 | 0 | 0 | 0 | 0 | 0 | 0 | 0 | 0 | 0 | 0 | 0 | 0 | 0 | 0 | 0 | 0 | 0 | 0 | 0 | 0 | 0 | 0 | 0 | 0 | 0 | 0 | 0 | 0 | 4.3466e-08 | 0 | 0 | 0 | 0 | 0 | 0 | 0 | 0 | 0 | 1e-06
2081_G_18 | SPP North- (Kansas, Missouri) | Missouri | 29 | Jackson | 95 | 2081 | 18 | Northeast (MO) | 25000 | 1977 | 9999 | Combustion Turbine | [5 empty] | Fossil | G | 2030 | Oil |  | 0 | 0 | 0 | 0 | 0 | 0 | 0 | 0 | 0 | 0 | 0 | 0 | 0 | 0 | 0 | 0 | 0 | 0 | 0 | 0 | 0 | 0 | 0 | 0 | 0 | 0 | 0 | 0 | 0 | 0 | 0 | 0 | 0 | 0 | 0 | 0 | 0 | 0 | 0 | 0 | 4.3466e-08 | 0 | 0 | 0 | 0 | 0 | 0 | 0 | 0 | 0 | 1e-06
2081_G_19 | SPP North- (Kansas, Missouri) | Missouri | 29 | Jackson | 95 | 2081 | 19 | Northeast (MO) | 25000 | 1985 | 9999 | Combustion Turbine | [5 empty] | Fossil | G | 2030 | Oil |  | 0 | 0 | 0 | 0 | 0 | 0 | 0 | 0 | 0 | 0 | 0 | 0 | 0 | 0 | 0 | 0 | 0 | 0 | 0 | 0 | 0 | 0 | 0 | 0 | 0 | 0 | 0 | 0 | 0 | 0 | 0 | 0 | 0 | 0 | 0 | 0 | 0 | 0 | 0 | 0 | 0.086932 | 0 | 0 | 0 | 0 | 0 | 0 | 0 | 0 | 0 | 2
2082_G_1 | MISO_Missouri | Missouri | 29 | Cole | 51 | 2082 | 1 | Fairgrounds | 23497 | 1974 | 9999 | Combustion Turbine | [5 empty] | Fossil | G | 2030 | Oil |  | 0 | 0 | 0 | 0 | 0 | 0 | 0 | 0 | 0 | 0 | 0 | 0 | 0 | 0 | 0 | 0 | 0 | 0 | 0 | 0 | 0 | 0 | 0 | 0 | 0 | 0 | 0 | 0 | 0 | 0 | 0 | 0 | 0 | 0 | 0 | 0 | 0 | 0 | 0 | 0 | 2.3263 | 0 | 0 | 0 | 0 | 0 | 0 | 0 | 0 | 0 | 54
2090_G_1 | SPP North- (Kansas, Missouri) | Missouri | 29 | Vernon | 217 | 2090 | 1 | Nevada | 17445 | 1974 | 9999 | Combustion Turbine | [5 empty] | Fossil | G | 2030 | Oil |  | 0 | 0 | 0 | 0 | 0 | 0 | 0 | 0 | 0 | 0 | 0 | 0 | 0 | 0 | 0 | 0 | 0 | 0 | 0 | 0 | 0 | 0 | 0 | 0 | 0 | 0 | 0 | 0 | 0 | 0 | 0 | 0 | 0 | 0 | 0 | 0 | 0 | 0 | 0 | 0 | 4.3466e-08 | 0 | 0 | 0 | 0 | 0 | 0 | 0 | 0 | 0 | 1e-06
2092_G_3 | SPP North- (Kansas, Missouri) | Missouri | 29 | Cass | 37 | 2092 | 3 | Ralph Green | 23157 | 1981 | 9999 | Combustion Turbine |  |  |  | H2O |  | Fossil | G | 2030 | NaturalGas |  | 0.014021 | 0 | 0 | 0.014021 | 0 | 0 | 0 | 0 | 0 | 0 | 0 | 0 | 0 | 0 | 0 | 0 | 0.60546 | 0 | 0 | 0.60546 | 0.82077 | 0 | 0 | 0.82077 | 9.8145e-10 | 0 | 0 | 9.8145e-10 | 0.0012007 | 0 | 0 | 0.0012007 | 0 | 0 | 0 | 0 | 0 | 0 | 0 | 0 | 3.0817 | 0.0033664 | 0 | 0 | 0.0033664 | 0.039267 | 0 | 0 | 0.039267 | 0 | 70.9
2098_B_1 | SPP North- (Kansas, Missouri) | Missouri | 29 | Buchanan | 21 | 2098 | 1 | Lake Road (MO) | 10957 | 1961 | 9999 | O/G Steam | wall |  |  |  |  | Fossil | B | 2030 | NaturalGas |  | 0.0052818 | 0.0014183 | 0.0096078 | 0.016308 | 0 | 0 | 0 | 0 | 0 | 0 | 0 | 0 | 0 | 0 | 0 | 0 | 0.48205 | 0.12944 | 0.87686 | 1.4883 | 0.60038 | 0.16121 | 1.0921 | 1.8537 | 7.1791e-10 | 1.9277e-10 | 1.3059e-09 | 2.2166e-09 | 0.0011827 | 0.00031756 | 0.0021513 | 0.0036515 | 0 | 0 | 0 | 0 | 0 | 0 | 0 | 0 | 0.30444 | 0.00044889 | 0.00012054 | 0.00081655 | 0.001386 | 0.014792 | 0.0034588 | 0.020964 | 0.039215 | 0 | 5.6
2098_B_2 | SPP North- (Kansas, Missouri) | Missouri | 29 | Buchanan | 21 | 2098 | 2 | Lake Road (MO) | 10957 | 1961 | 9999 | O/G Steam | wall |  |  |  |  | Fossil | B | 2030 | NaturalGas |  | 0.0052818 | 0.0014183 | 0.0096078 | 0.016308 | 0 | 0 | 0 | 0 | 0 | 0 | 0 | 0 | 0 | 0 | 0 | 0 | 0.48205 | 0.12944 | 0.87686 | 1.4883 | 0.60038 | 0.16121 | 1.0921 | 1.8537 | 7.1791e-10 | 1.9277e-10 | 1.3059e-09 | 2.2166e-09 | 0.0011827 | 0.00031756 | 0.0021513 | 0.0036515 | 0 | 0 | 0 | 0 | 0 | 0 | 0 | 0 | 0.30444 | 0.00044889 | 0.00012054 | 0.00081655 | 0.001386 | 0.014792 | 0.0034588 | 0.020964 | 0.039215 | 0 | 5.6
2098_B_3 | SPP North- (Kansas, Missouri) | Missouri | 29 | Buchanan | 21 | 2098 | 3 | Lake Road (MO) | 10957 | 1938 | 9999 | O/G Steam | wall |  |  |  |  | Fossil | B | 2030 | NaturalGas |  | 0.0010375 | 0.00027859 | 0.0018872 | 0.0032033 | 0 | 0 | 0 | 0 | 0 | 0 | 0 | 0 | 0 | 0 | 0 | 0 | 0.094688 | 0.025425 | 0.17224 | 0.29235 | 0.11793 | 0.031667 | 0.21452 | 0.36412 | 1.4102e-10 | 3.7866e-11 | 2.5652e-10 | 4.354e-10 | 0.00023231 | 6.2379e-05 | 0.00042258 | 0.00071726 | 0 | 0 | 0 | 0 | 0 | 0 | 0 | 0 | 0.059802 | 8.8175e-05 | 2.3677e-05 | 0.00016039 | 0.00027225 | 0.0029056 | 0.00067942 | 0.004118 | 0.007703 | 0 | 1.1
2098_B_5 | SPP North- (Kansas, Missouri) | Missouri | 29 | Buchanan | 21 | 2098 | 5 | Lake Road (MO) | 10957 | 1957 | 9999 | O/G Steam | wall | dry |  |  |  | Fossil | B | 2030 | NaturalGas |  | 0.014619 | 0.0039255 | 0.026593 | 0.045138 | 0 | 0 | 0 | 0 | 0 | 0 | 0 | 0 | 0 | 0 | 0 | 0 | 1.3342 | 0.35827 | 2.427 | 4.1195 | 1.6626 | 0.44643 | 3.0243 | 5.1333 | 1.988e-09 | 5.3382e-10 | 3.6163e-09 | 6.1382e-09 | 0.003275 | 0.0008794 | 0.0059574 | 0.010112 | 0 | 0 | 0 | 0 | 0 | 0 | 0 | 0 | 0.84296 | 0.0012429 | 0.00033373 | 0.0022608 | 0.0038374 | 0.040943 | 0.0095736 | 0.058026 | 0.10854 | 0 | 15.5
2098_B_8 | SPP North- (Kansas, Missouri) | Missouri | 29 | Buchanan | 21 | 2098 | 8 | Lake Road (MO) | 10957 | 2006 | 9999 | O/G Steam | wall |  |  | FR + LNB |  | Fossil | B | 2030 | NaturalGas |  | 0.001792 | 0.00048119 | 0.0032598 | 0.005533 | 0 | 0 | 0 | 0 | 0 | 0 | 0 | 0 | 0 | 0 | 0 | 0 | 0.16355 | 0.043917 | 0.29751 | 0.50497 | 0.2027 | 0.054428 | 0.36871 | 0.62584 | 2.4238e-10 | 6.5083e-11 | 4.409e-10 | 7.4836e-10 | 0.00017385 | 4.6683e-05 | 0.00031625 | 0.00053679 | 0 | 0 | 0 | 0 | 0 | 0 | 0 | 0 | 0.040599 | 0.00015244 | 4.0933e-05 | 0.00027729 | 0.00047067 | 0.0050188 | 0.0011735 | 0.0071128 | 0.013305 | 0 | 1.9
2098_G_6 | SPP North- (Kansas, Missouri) | Missouri | 29 | Buchanan | 21 | 2098 | 6 | Lake Road (MO) | 21958 | 1989 | 9999 | Combustion Turbine |  |  |  | OFA |  | Fossil | G | 2030 | Oil |  | 0 | 0 | 0 | 0 | 0 | 0 | 0 | 0 | 0 | 0 | 0 | 0 | 0 | 0 | 0 | 0 | 0 | 0 | 0 | 0 | 0 | 0 | 0 | 0 | 0 | 0 | 0 | 0 | 0 | 0 | 0 | 0 | 0 | 0 | 0 | 0 | 0 | 0 | 0 | 0 | 0.86257 | 0 | 0 | 0 | 0 | 0 | 0 | 0 | 0 | 0 | 20.9
2098_G_7 | SPP North- (Kansas, Missouri) | Missouri | 29 | Buchanan | 21 | 2098 | 7 | Lake Road (MO) | 21739 | 1990 | 9999 | Combustion Turbine | [5 empty] | Fossil | G | 2030 | Oil |  | 0 | 0 | 0 | 0 | 0 | 0 | 0 | 0 | 0 | 0 | 0 | 0 | 0 | 0 | 0 | 0 | 0 | 0 | 0 | 0 | 0 | 0 | 0 | 0 | 0 | 0 | 0 | 0 | 0 | 0 | 0 | 0 | 0 | 0 | 0 | 0 | 0 | 0 | 0 | 0 | 0.87083 | 0 | 0 | 0 | 0 | 0 | 0 | 0 | 0 | 0 | 21.1
2099_G_1 | SERC_Delta_AECI | Missouri | 29 | Camden | 29 | 2099 | 1 | Niangua | 0 | 1930 | 9999 | Hydro | [5 empty] | Non-Fossil | G | 2030 | Hydro |  | 0 | 0 | 0 | 0 | 0 | 0 | 0 | 0 | 0 | 0 | 0 | 0 | 0 | 0 | 0 | 0 | 1.8177 | 1.8292 | 1.737 | 5.3839 | 0 | 0 | 0 | 0 | 0 | 0 | 0 | 0 | 0 | 0 | 0 | 0 | 0 | 0 | 0 | 0 | 0 | 0 | 0 | 0 | 0.023712 | 0.0025266 | 0.0025426 | 0.0024145 | 0.0074837 | 0 | 0 | 0 | 0 | 0 | 1.5
2099_G_2 | SERC_Delta_AECI | Missouri | 29 | Camden | 29 | 2099 | 2 | Niangua | 0 | 1930 | 9999 | Hydro | [5 empty] | Non-Fossil | G | 2030 | Hydro |  | 0 | 0 | 0 | 0 | 0 | 0 | 0 | 0 | 0 | 0 | 0 | 0 | 0 | 0 | 0 | 0 | 1.8177 | 1.8292 | 1.737 | 5.3839 | 0 | 0 | 0 | 0 | 0 | 0 | 0 | 0 | 0 | 0 | 0 | 0 | 0 | 0 | 0 | 0 | 0 | 0 | 0 | 0 | 0.023712 | 0.0025266 | 0.0025426 | 0.0024145 | 0.0074837 | 0 | 0 | 0 | 0 | 0 | 1.5
21_G_1 | SERC_Southeastern | Alabama | 1 | Elmore | 51 | 21 | 1 | Yates Dam | 0 | 1928 | 9999 | Hydro | [5 empty] | Non-Fossil | G | 2030 | Hydro |  | 0 | 0 | 0 | 0 | 0 | 0 | 0 | 0 | 0 | 0 | 0 | 0 | 0 | 0 | 0 | 0 | 21.9863 | 22.6941 | 17.752 | 62.4324 | 0 | 0 | 0 | 0 | 0 | 0 | 0 | 0 | 0 | 0 | 0 | 0 | 0 | 0 | 0 | 0 | 0 | 0 | 0 | 0 | 0.34778 | 0.030561 | 0.031545 | 0.024675 | 0.086781 | 0 | 0 | 0 | 0 | 0 | 22
21_G_2 | SERC_Southeastern | Alabama | 1 | Elmore | 51 | 21 | 2 | Yates Dam | 0 | 1928 | 9999 | Hydro | [5 empty] | Non-Fossil | G | 2030 | Hydro |  | 0 | 0 | 0 | 0 | 0 | 0 | 0 | 0 | 0 | 0 | 0 | 0 | 0 | 0 | 0 | 0 | 21.9863 | 22.6941 | 17.752 | 62.4324 | 0 | 0 | 0 | 0 | 0 | 0 | 0 | 0 | 0 | 0 | 0 | 0 | 0 | 0 | 0 | 0 | 0 | 0 | 0 | 0 | 0.34778 | 0.030561 | 0.031545 | 0.024675 | 0.086781 | 0 | 0 | 0 | 0 | 0 | 22
210_G_1 | SPP North- (Kansas, Missouri) | Kansas | 20 | Coffey | 31 | 210 | 1 | Wolf Creek Generating Station | 10456 | 1985 | 9999 | Nuclear | [5 empty] | Non-Fossil | G | 2030 | Nuclear |  | 23.033 | 31.2225 | 41.5661 | 95.8216 | 0 | 0 | 0 | 0 | 0 | 0 | 0 | 0 | 0 | 0 | 0 | 0 | 2202.8527 | 2986.0893 | 3975.332 | 9164.274 | 0 | 0 | 0 | 0 | 0 | 0 | 0 | 0 | 0 | 0 | 0 | 0 | 0 | 0 | 0 | 0 | 0 | 0 | 0 | 0 | 283.2921 | 0.27358 | 0.37085 | 0.49371 | 1.1381 | 15.9508 | 21.6222 | 28.7853 | 66.3584 | 0 | 1225
2103_B_1 | MISO_Missouri | Missouri | 29 | Franklin | 71 | 2103 | 1 | Labadie | 10396 | 1970 | 9999 | Coal Steam | tangential | dry | ESPC + Mercury Control | LNC3 |  | Fossil | B | 2030 |  | Coal Retirement | 0 | 0 | 0 | 0 | 0 | 0 | 0 | 0 | 0 | 0 | 0 | 0 | 0 | 0 | 0 | 0 | 0 | 0 | 0 | 0 | 0 | 0 | 0 | 0 | 0 | 0 | 0 | 0 | 0 | 0 | 0 | 0 | 0 | 0 | 0 | 0 | 0 | 0 | 0 | 0 | 0 | 0 | 0 | 0 | 0 | 0 | 0 | 0 | 0 | 0 | 593 | Mercury Control
2103_B_2 | MISO_Missouri | Missouri | 29 | Franklin | 71 | 2103 | 2 | Labadie | 10397 | 1971 | 9999 | Coal Steam | tangential | dry | ESPC + Mercury Control | LNC3 |  | Fossil | B | 2030 |  | Coal Retirement | 0 | 0 | 0 | 0 | 0 | 0 | 0 | 0 | 0 | 0 | 0 | 0 | 0 | 0 | 0 | 0 | 0 | 0 | 0 | 0 | 0 | 0 | 0 | 0 | 0 | 0 | 0 | 0 | 0 | 0 | 0 | 0 | 0 | 0 | 0 | 0 | 0 | 0 | 0 | 0 | 0 | 0 | 0 | 0 | 0 | 0 | 0 | 0 | 0 | 0 | 593 | Mercury Control
2103_B_3 | MISO_Missouri | Missouri | 29 | Franklin | 71 | 2103 | 3 | Labadie | 10427 | 1972 | 9999 | Coal Steam | tangential | dry | ESPC + Mercury Control | LNC3 |  | Fossil | B | 2030 |  | Coal Retirement | 0 | 0 | 0 | 0 | 0 | 0 | 0 | 0 | 0 | 0 | 0 | 0 | 0 | 0 | 0 | 0 | 0 | 0 | 0 | 0 | 0 | 0 | 0 | 0 | 0 | 0 | 0 | 0 | 0 | 0 | 0 | 0 | 0 | 0 | 0 | 0 | 0 | 0 | 0 | 0 | 0 | 0 | 0 | 0 | 0 | 0 | 0 | 0 | 0 | 0 | 593 | Mercury Control
2103_B_4 | MISO_Missouri | Missouri | 29 | Franklin | 71 | 2103 | 4 | Labadie | 10397 | 1973 | 9999 | Coal Steam | tangential | dry | ESPC + Mercury Control | LNC3 |  | Fossil | B | 2030 |  | Coal Retirement | 0 | 0 | 0 | 0 | 0 | 0 | 0 | 0 | 0 | 0 | 0 | 0 | 0 | 0 | 0 | 0 | 0 | 0 | 0 | 0 | 0 | 0 | 0 | 0 | 0 | 0 | 0 | 0 | 0 | 0 | 0 | 0 | 0 | 0 | 0 | 0 | 0 | 0 | 0 | 0 | 0 | 0 | 0 | 0 | 0 | 0 | 0 | 0 | 0 | 0 | 593 | Mercury Control
2104_G_GT2 | MISO_Missouri | Missouri | 29 | St Louis | 189 | 2104 | GT2 | Meramec | 12841 | 2000 | 9999 | Combustion Turbine |  |  |  | H2O |  | Fossil | G | 2030 | NaturalGas |  | 0.0073539 | 0 | 0.01875 | 0.026104 | 0 | 0 | 0 | 0 | 0 | 0 | 0 | 0 | 0 | 0 | 0 | 0 | 0.57269 | 0 | 1.4601 | 2.0328 | 0.4305 | 0 | 1.0976 | 1.5281 | 5.1477e-10 | 0 | 1.3125e-09 | 1.8273e-09 | 0.0025737 | 0 | 0.0065619 | 0.0091356 | 0 | 0 | 0 | 0 | 0 | 0 | 0 | 0 | 0.88763 | 0.0027031 | 0 | 0.0068919 | 0.009595 | 0.021138 | 0 | 0.041147 | 0.062285 | 0 | 45
2106_G_1 | MISO_Missouri | Missouri | 29 | Miller | 131 | 2106 | 1 | Osage Dam | 0 | 1931 | 9999 | Hydro | [5 empty] | Non-Fossil | G | 2030 | Hydro |  | 0 | 0 | 0 | 0 | 0 | 0 | 0 | 0 | 0 | 0 | 0 | 0 | 0 | 0 | 0 | 0 | 16.0785 | 24.1146 | 36.5963 | 76.7894 | 0 | 0 | 0 | 0 | 0 | 0 | 0 | 0 | 0 | 0 | 0 | 0 | 0 | 0 | 0 | 0 | 0 | 0 | 0 | 0 | 0.49006 | 0.022349 | 0.033519 | 0.050869 | 0.10674 | 0 | 0 | 0 | 0 | 0 | 31
2106_G_2 | MISO_Missouri | Missouri | 29 | Miller | 131 | 2106 | 2 | Osage Dam | 0 | 1931 | 9999 | Hydro | [5 empty] | Non-Fossil | G | 2030 | Hydro |  | 0 | 0 | 0 | 0 | 0 | 0 | 0 | 0 | 0 | 0 | 0 | 0 | 0 | 0 | 0 | 0 | 12.4478 | 18.6694 | 28.3326 | 59.4499 | 0 | 0 | 0 | 0 | 0 | 0 | 0 | 0 | 0 | 0 | 0 | 0 | 0 | 0 | 0 | 0 | 0 | 0 | 0 | 0 | 0.3794 | 0.017303 | 0.02595 | 0.039382 | 0.082635 | 0 | 0 | 0 | 0 | 0 | 24
2106_G_3 | MISO_Missouri | Missouri | 29 | Miller | 131 | 2106 | 3 | Osage Dam | 0 | 1931 | 9999 | Hydro | [5 empty] | Non-Fossil | G | 2030 | Hydro |  | 0 | 0 | 0 | 0 | 0 | 0 | 0 | 0 | 0 | 0 | 0 | 0 | 0 | 0 | 0 | 0 | 16.0785 | 24.1146 | 36.5963 | 76.7894 | 0 | 0 | 0 | 0 | 0 | 0 | 0 | 0 | 0 | 0 | 0 | 0 | 0 | 0 | 0 | 0 | 0 | 0 | 0 | 0 | 0.49006 | 0.022349 | 0.033519 | 0.050869 | 0.10674 | 0 | 0 | 0 | 0 | 0 | 31
2106_G_4 | MISO_Missouri | Missouri | 29 | Miller | 131 | 2106 | 4 | Osage Dam | 0 | 1931 | 9999 | Hydro | [5 empty] | Non-Fossil | G | 2030 | Hydro |  | 0 | 0 | 0 | 0 | 0 | 0 | 0 | 0 | 0 | 0 | 0 | 0 | 0 | 0 | 0 | 0 | 12.4478 | 18.6694 | 28.3326 | 59.4499 | 0 | 0 | 0 | 0 | 0 | 0 | 0 | 0 | 0 | 0 | 0 | 0 | 0 | 0 | 0 | 0 | 0 | 0 | 0 | 0 | 0.3794 | 0.017303 | 0.02595 | 0.039382 | 0.082635 | 0 | 0 | 0 | 0 | 0 | 24
2106_G_5 | MISO_Missouri | Missouri | 29 | Miller | 131 | 2106 | 5 | Osage Dam | 0 | 1931 | 9999 | Hydro | [5 empty] | Non-Fossil | G | 2030 | Hydro |  | 0 | 0 | 0 | 0 | 0 | 0 | 0 | 0 | 0 | 0 | 0 | 0 | 0 | 0 | 0 | 0 | 16.0785 | 24.1146 | 36.5963 | 76.7894 | 0 | 0 | 0 | 0 | 0 | 0 | 0 | 0 | 0 | 0 | 0 | 0 | 0 | 0 | 0 | 0 | 0 | 0 | 0 | 0 | 0.49006 | 0.022349 | 0.033519 | 0.050869 | 0.10674 | 0 | 0 | 0 | 0 | 0 | 31
2106_G_6 | MISO_Missouri | Missouri | 29 | Miller | 131 | 2106 | 6 | Osage Dam | 0 | 1931 | 9999 | Hydro | [5 empty] | Non-Fossil | G | 2030 | Hydro |  | 0 | 0 | 0 | 0 | 0 | 0 | 0 | 0 | 0 | 0 | 0 | 0 | 0 | 0 | 0 | 0 | 16.0785 | 24.1146 | 36.5963 | 76.7894 | 0 | 0 | 0 | 0 | 0 | 0 | 0 | 0 | 0 | 0 | 0 | 0 | 0 | 0 | 0 | 0 | 0 | 0 | 0 | 0 | 0.49006 | 0.022349 | 0.033519 | 0.050869 | 0.10674 | 0 | 0 | 0 | 0 | 0 | 31
2106_G_7 | MISO_Missouri | Missouri | 29 | Miller | 131 | 2106 | 7 | Osage Dam | 0 | 1953 | 9999 | Hydro | [5 empty] | Non-Fossil | G | 2030 | Hydro |  | 0 | 0 | 0 | 0 | 0 | 0 | 0 | 0 | 0 | 0 | 0 | 0 | 0 | 0 | 0 | 0 | 16.0785 | 24.1146 | 36.5963 | 76.7894 | 0 | 0 | 0 | 0 | 0 | 0 | 0 | 0 | 0 | 0 | 0 | 0 | 0 | 0 | 0 | 0 | 0 | 0 | 0 | 0 | 0.49006 | 0.022349 | 0.033519 | 0.050869 | 0.10674 | 0 | 0 | 0 | 0 | 0 | 31
2106_G_8 | MISO_Missouri | Missouri | 29 | Miller | 131 | 2106 | 8 | Osage Dam | 0 | 1953 | 9999 | Hydro | [5 empty] | Non-Fossil | G | 2030 | Hydro |  | 0 | 0 | 0 | 0 | 0 | 0 | 0 | 0 | 0 | 0 | 0 | 0 | 0 | 0 | 0 | 0 | 16.0785 | 24.1146 | 36.5963 | 76.7894 | 0 | 0 | 0 | 0 | 0 | 0 | 0 | 0 | 0 | 0 | 0 | 0 | 0 | 0 | 0 | 0 | 0 | 0 | 0 | 0 | 0.49006 | 0.022349 | 0.033519 | 0.050869 | 0.10674 | 0 | 0 | 0 | 0 | 0 | 31
2107_B_1 | MISO_Missouri | Missouri | 29 | St Charles | 183 | 2107 | 1 | Sioux | 11127 | 1967 | 9999 | Coal Steam | cyclone | wet | ESPC + Wet Scrubber + SNCR + Mercury Control | OFA + other | Wet Scrubber | Fossil | B | 2030 |  | Coal Retirement | 0 | 0 | 0 | 0 | 0 | 0 | 0 | 0 | 0 | 0 | 0 | 0 | 0 | 0 | 0 | 0 | 0 | 0 | 0 | 0 | 0 | 0 | 0 | 0 | 0 | 0 | 0 | 0 | 0 | 0 | 0 | 0 | 0 | 0 | 0 | 0 | 0 | 0 | 0 | 0 | 0 | 0 | 0 | 0 | 0 | 0 | 0 | 0 | 0 | 0 | 487 | Scrubber / SNCR / Mercury Control | Wet Scrubber
2107_B_2 | MISO_Missouri | Missouri | 29 | St Charles | 183 | 2107 | 2 | Sioux | 11339 | 1968 | 9999 | Coal Steam | cyclone | wet | ESPC + Wet Scrubber + SNCR + Mercury Control | OFA + other | Wet Scrubber | Fossil | B | 2030 |  | Coal Retirement | 0 | 0 | 0 | 0 | 0 | 0 | 0 | 0 | 0 | 0 | 0 | 0 | 0 | 0 | 0 | 0 | 0 | 0 | 0 | 0 | 0 | 0 | 0 | 0 | 0 | 0 | 0 | 0 | 0 | 0 | 0 | 0 | 0 | 0 | 0 | 0 | 0 | 0 | 0 | 0 | 0 | 0 | 0 | 0 | 0 | 0 | 0 | 0 | 0 | 0 | 487 | Scrubber / SNCR / Mercury Control | Wet Scrubber
2108_G_1 | MISO_Missouri | Missouri | 29 | Reynolds | 179 | 2108 | 1 | Taum Sauk | 0 | 1963 | 9999 | Pumped Storage | [5 empty] | Non-Fossil | G | 2030 | Pumps |  | 0 | 0 | 0 | 0 | 0 | 0 | 0 | 0 | 0 | 0 | 0 | 0 | 0 | 0 | 0 | 0 | 11.5491 | 14.6296 | 35.3229 | 61.5016 | 0 | 0 | 0 | 0 | 0 | 0 | 0 | 0 | 0 | 0 | 0 | 0 | 0 | 0 | 0 | 0 | 0 | 0 | 0 | 0 | 4.0228 | 0.00017551 | 0.00022232 | 0.0005368 | 0.00093463 | 0 | 0 | 0 | 0 | 0 | 220
2108_G_2 | MISO_Missouri | Missouri | 29 | Reynolds | 179 | 2108 | 2 | Taum Sauk | 0 | 1963 | 9999 | Pumped Storage | [5 empty] | Non-Fossil | G | 2030 | Pumps |  | 0 | 0 | 0 | 0 | 0 | 0 | 0 | 0 | 0 | 0 | 0 | 0 | 0 | 0 | 0 | 0 | 11.5491 | 14.6296 | 35.3229 | 61.5016 | 0 | 0 | 0 | 0 | 0 | 0 | 0 | 0 | 0 | 0 | 0 | 0 | 0 | 0 | 0 | 0 | 0 | 0 | 0 | 0 | 4.0228 | 0.00017551 | 0.00022232 | 0.0005368 | 0.00093463 | 0 | 0 | 0 | 0 | 0 | 220
2115_G_4 | SPP North- (Kansas, Missouri) | Missouri | 29 | Bates | 13 | 2115 | 4 | Butler Municipal Power Plant | 21625 | 1952 | 9999 | Combustion Turbine | [5 empty] | Fossil | G | 2030 | Oil |  | 0 | 0 | 0 | 0 | 0 | 0 | 0 | 0 | 0 | 0 | 0 | 0 | 0 | 0 | 0 | 0 | 0 | 0 | 0 | 0 | 0 | 0 | 0 | 0 | 0 | 0 | 0 | 0 | 0 | 0 | 0 | 0 | 0 | 0 | 0 | 0 | 0 | 0 | 0 | 0 | 4.3466e-08 | 0 | 0 | 0 | 0 | 0 | 0 | 0 | 0 | 0 | 1e-06
2115_G_5 | SPP North- (Kansas, Missouri) | Missouri | 29 | Bates | 13 | 2115 | 5 | Butler Municipal Power Plant | 21625 | 1959 | 9999 | Combustion Turbine | [5 empty] | Fossil | G | 2030 | Oil |  | 0 | 0 | 0 | 0 | 0 | 0 | 0 | 0 | 0 | 0 | 0 | 0 | 0 | 0 | 0 | 0 | 0 | 0 | 0 | 0 | 0 | 0 | 0 | 0 | 0 | 0 | 0 | 0 | 0 | 0 | 0 | 0 | 0 | 0 | 0 | 0 | 0 | 0 | 0 | 0 | 0.043466 | 0 | 0 | 0 | 0 | 0 | 0 | 0 | 0 | 0 | 1
2115_G_IC6 | SPP North- (Kansas, Missouri) | Missouri | 29 | Bates | 13 | 2115 | IC6 | Butler Municipal Power Plant | 21625 | 1965 | 9999 | Combustion Turbine | [5 empty] | Fossil | G | 2030 | Oil |  | 0 | 0 | 0 | 0 | 0 | 0 | 0 | 0 | 0 | 0 | 0 | 0 | 0 | 0 | 0 | 0 | 0 | 0 | 0 | 0 | 0 | 0 | 0 | 0 | 0 | 0 | 0 | 0 | 0 | 0 | 0 | 0 | 0 | 0 | 0 | 0 | 0 | 0 | 0 | 0 | 0.047813 | 0 | 0 | 0 | 0 | 0 | 0 | 0 | 0 | 0 | 1.1
2115_G_NG1 | SPP North- (Kansas, Missouri) | Missouri | 29 | Bates | 13 | 2115 | NG1 | Butler Municipal Power Plant | 19621 | 2000 | 9999 | Combustion Turbine | [5 empty] | Fossil | G | 2030 | Oil |  | 0 | 0 | 0 | 0 | 0 | 0 | 0 | 0 | 0 | 0 | 0 | 0 | 0 | 0 | 0 | 0 | 0 | 0 | 0 | 0 | 0 | 0 | 0 | 0 | 0 | 0 | 0 | 0 | 0 | 0 | 0 | 0 | 0 | 0 | 0 | 0 | 0 | 0 | 0 | 0 | 0.078239 | 0 | 0 | 0 | 0 | 0 | 0 | 0 | 0 | 0 | 1.8
2115_G_NG2 | SPP North- (Kansas, Missouri) | Missouri | 29 | Bates | 13 | 2115 | NG2 | Butler Municipal Power Plant | 15639 | 2000 | 9999 | Combustion Turbine | [5 empty] | Fossil | G | 2030 | Oil |  | 0 | 0 | 0 | 0 | 0 | 0 | 0 | 0 | 0 | 0 | 0 | 0 | 0 | 0 | 0 | 0 | 0 | 0 | 0 | 0 | 0 | 0 | 0 | 0 | 0 | 0 | 0 | 0 | 0 | 0 | 0 | 0 | 0 | 0 | 0 | 0 | 0 | 0 | 0 | 0 | 0.078239 | 0 | 0 | 0 | 0 | 0 | 0 | 0 | 0 | 0 | 1.8
2115_G_SG1 | SPP North- (Kansas, Missouri) | Missouri | 29 | Bates | 13 | 2115 | SG1 | Butler Municipal Power Plant | 18621 | 2000 | 9999 | Combustion Turbine | [5 empty] | Fossil | G | 2030 | Oil |  | 0 | 0 | 0 | 0 | 0 | 0 | 0 | 0 | 0 | 0 | 0 | 0 | 0 | 0 | 0 | 0 | 0 | 0 | 0 | 0 | 0 | 0 | 0 | 0 | 0 | 0 | 0 | 0 | 0 | 0 | 0 | 0 | 0 | 0 | 0 | 0 | 0 | 0 | 0 | 0 | 0.078239 | 0 | 0 | 0 | 0 | 0 | 0 | 0 | 0 | 0 | 1.8
2115_G_SG2 | SPP North- (Kansas, Missouri) | Missouri | 29 | Bates | 13 | 2115 | SG2 | Butler Municipal Power Plant | 15847 | 2000 | 9999 | Combustion Turbine | [5 empty] | Fossil | G | 2030 | Oil |  | 0 | 0 | 0 | 0 | 0 | 0 | 0 | 0 | 0 | 0 | 0 | 0 | 0 | 0 | 0 | 0 | 0 | 0 | 0 | 0 | 0 | 0 | 0 | 0 | 0 | 0 | 0 | 0 | 0 | 0 | 0 | 0 | 0 | 0 | 0 | 0 | 0 | 0 | 0 | 0 | 0.078239 | 0 | 0 | 0 | 0 | 0 | 0 | 0 | 0 | 0 | 1.8
2120_G_10 | SPP North- (Kansas, Missouri) | Missouri | 29 | Carroll | 33 | 2120 | 10 | Carrollton | 18000 | 1972 | 9999 | Combustion Turbine | [5 empty] | Fossil | G | 2030 | NaturalGas |  | 0.00097369 | 0 | 0 | 0.00097369 | 0 | 0 | 0 | 0 | 0 | 0 | 0 | 0 | 0 | 0 | 0 | 0 | 0.054094 | 0 | 0 | 0.054094 | 0.057 | 0 | 0 | 0.057 | 6.8158e-11 | 0 | 0 | 6.8158e-11 | 0.00051652 | 0 | 0 | 0.00051652 | 0 | 0 | 0 | 0 | 0 | 0 | 0 | 0 | 0.2608 | 0.00025532 | 0 | 0 | 0.00025532 | 0.0027269 | 0 | 0 | 0.0027269 | 0 | 6
2120_G_11 | SPP North- (Kansas, Missouri) | Missouri | 29 | Carroll | 33 | 2120 | 11 | Carrollton | 25000 | 2001 | 9999 | Combustion Turbine | [5 empty] | Fossil | G | 2030 | Oil |  | 0 | 0 | 0 | 0 | 0 | 0 | 0 | 0 | 0 | 0 | 0 | 0 | 0 | 0 | 0 | 0 | 0 | 0 | 0 | 0 | 0 | 0 | 0 | 0 | 0 | 0 | 0 | 0 | 0 | 0 | 0 | 0 | 0 | 0 | 0 | 0 | 0 | 0 | 0 | 0 | 0.078239 | 0 | 0 | 0 | 0 | 0 | 0 | 0 | 0 | 0 | 1.8
2120_G_3 | SPP North- (Kansas, Missouri) | Missouri | 29 | Carroll | 33 | 2120 | 3 | Carrollton | 18000 | 1947 | 9999 | Combustion Turbine | [5 empty] | Fossil | G | 2030 | NaturalGas |  | 0.00029211 | 0 | 0 | 0.00029211 | 0 | 0 | 0 | 0 | 0 | 0 | 0 | 0 | 0 | 0 | 0 | 0 | 0.016228 | 0 | 0 | 0.016228 | 0.0171 | 0 | 0 | 0.0171 | 2.0447e-11 | 0 | 0 | 2.0447e-11 | 0.00015495 | 0 | 0 | 0.00015495 | 0 | 0 | 0 | 0 | 0 | 0 | 0 | 0 | 0.078239 | 7.6597e-05 | 0 | 0 | 7.6597e-05 | 0.00081808 | 0 | 0 | 0.00081808 | 0 | 1.8
2120_G_7 | SPP North- (Kansas, Missouri) | Missouri | 29 | Carroll | 33 | 2120 | 7 | Carrollton | 18000 | 1959 | 9999 | Combustion Turbine | [5 empty] | Fossil | G | 2030 | NaturalGas |  | 0.0004057 | 0 | 0 | 0.0004057 | 0 | 0 | 0 | 0 | 0 | 0 | 0 | 0 | 0 | 0 | 0 | 0 | 0.022539 | 0 | 0 | 0.022539 | 0.02375 | 0 | 0 | 0.02375 | 2.8399e-11 | 0 | 0 | 2.8399e-11 | 0.00021521 | 0 | 0 | 0.00021521 | 0 | 0 | 0 | 0 | 0 | 0 | 0 | 0 | 0.10867 | 0.00010638 | 0 | 0 | 0.00010638 | 0.0011362 | 0 | 0 | 0.0011362 | 0 | 2.5
2120_G_8 | SPP North- (Kansas, Missouri) | Missouri | 29 | Carroll | 33 | 2120 | 8 | Carrollton | 18000 | 1966 | 9999 | Combustion Turbine | [5 empty] | Fossil | G | 2030 | NaturalGas |  | 0.00060044 | 0 | 0 | 0.00060044 | 0 | 0 | 0 | 0 | 0 | 0 | 0 | 0 | 0 | 0 | 0 | 0 | 0.033358 | 0 | 0 | 0.033358 | 0.03515 | 0 | 0 | 0.03515 | 4.2031e-11 | 0 | 0 | 4.2031e-11 | 0.00031852 | 0 | 0 | 0.00031852 | 0 | 0 | 0 | 0 | 0 | 0 | 0 | 0 | 0.16082 | 0.00015745 | 0 | 0 | 0.00015745 | 0.0016816 | 0 | 0 | 0.0016816 | 0 | 3.7
2120_G_9 | SPP North- (Kansas, Missouri) | Missouri | 29 | Carroll | 33 | 2120 | 9 | Carrollton | 18000 | 1970 | 9999 | Combustion Turbine | [5 empty] | Fossil | G | 2030 | NaturalGas |  | 0.00060044 | 0 | 0 | 0.00060044 | 0 | 0 | 0 | 0 | 0 | 0 | 0 | 0 | 0 | 0 | 0 | 0 | 0.033358 | 0 | 0 | 0.033358 | 0.03515 | 0 | 0 | 0.03515 | 4.2031e-11 | 0 | 0 | 4.2031e-11 | 0.00031852 | 0 | 0 | 0.00031852 | 0 | 0 | 0 | 0 | 0 | 0 | 0 | 0 | 0.16082 | 0.00015745 | 0 | 0 | 0.00015745 | 0.0016816 | 0 | 0 | 0.0016816 | 0 | 3.7
2121_G_10 | SPP West (Oklahoma, Arkansas, Louisiana) | Missouri | 29 | Jasper | 97 | 2121 | 10 | Carthage | 18000 | 1965 | 9999 | Combustion Turbine | [5 empty] | Fossil | G | 2030 | NaturalGas |  | 0.0015579 | 0 | 0.0010987 | 0.0026566 | 0 | 0 | 0 | 0 | 0 | 0 | 0 | 0 | 0 | 0 | 0 | 0 | 0.08655 | 0 | 0.061036 | 0.14759 | 0.091199 | 0 | 0.064315 | 0.15551 | 1.0905e-10 | 0 | 7.6906e-11 | 1.8596e-10 | 0.00082643 | 0 | 0.00058281 | 0.0014092 | 0 | 0 | 0 | 0 | 0 | 0 | 0 | 0 | 0.25919 | 0.00040852 | 0 | 0.00028809 | 0.00069661 | 0.0040486 | 0 | 0.0022806 | 0.0063292 | 0 | 6
2121_G_11 | SPP West (Oklahoma, Arkansas, Louisiana) | Missouri | 29 | Jasper | 97 | 2121 | 11 | Carthage | 18000 | 1970 | 9999 | Combustion Turbine | [5 empty] | Fossil | G | 2030 | NaturalGas |  | 0.0010386 | 0 | 0.00073244 | 0.001771 | 0 | 0 | 0 | 0 | 0 | 0 | 0 | 0 | 0 | 0 | 0 | 0 | 0.0577 | 0 | 0.040691 | 0.098391 | 0.0608 | 0 | 0.042877 | 0.10368 | 7.2702e-11 | 0 | 5.1271e-11 | 1.2397e-10 | 0.00055095 | 0 | 0.00038854 | 0.00093949 | 0 | 0 | 0 | 0 | 0 | 0 | 0 | 0 | 0.17279 | 0.00027234 | 0 | 0.00019206 | 0.0004644 | 0.0026991 | 0 | 0.0015204 | 0.0042194 | 0 | 4
2121_G_12 | SPP West (Oklahoma, Arkansas, Louisiana) | Missouri | 29 | Jasper | 97 | 2121 | 12 | Carthage | 18000 | 1971 | 9999 | Combustion Turbine | [5 empty] | Fossil | G | 2030 | NaturalGas |  | 0.0010386 | 0 | 0.00073244 | 0.001771 | 0 | 0 | 0 | 0 | 0 | 0 | 0 | 0 | 0 | 0 | 0 | 0 | 0.0577 | 0 | 0.040691 | 0.098391 | 0.0608 | 0 | 0.042877 | 0.10368 | 7.2702e-11 | 0 | 5.1271e-11 | 1.2397e-10 | 0.00055095 | 0 | 0.00038854 | 0.00093949 | 0 | 0 | 0 | 0 | 0 | 0 | 0 | 0 | 0.17279 | 0.00027234 | 0 | 0.00019206 | 0.0004644 | 0.0026991 | 0 | 0.0015204 | 0.0042194 | 0 | 4
2121_G_13 | SPP West (Oklahoma, Arkansas, Louisiana) | Missouri | 29 | Jasper | 97 | 2121 | 13 | Carthage | 18000 | 1976 | 9999 | Combustion Turbine | [5 empty] | Fossil | G | 2030 | NaturalGas |  | 0.0014281 | 0 | 0.0010071 | 0.0024352 | 0 | 0 | 0 | 0 | 0 | 0 | 0 | 0 | 0 | 0 | 0 | 0 | 0.079337 | 0 | 0.05595 | 0.13529 | 0.083599 | 0 | 0.058956 | 0.14256 | 9.9965e-11 | 0 | 7.0497e-11 | 1.7046e-10 | 0.00075756 | 0 | 0.00053424 | 0.0012918 | 0 | 0 | 0 | 0 | 0 | 0 | 0 | 0 | 0.23759 | 0.00037447 | 0 | 0.00026408 | 0.00063856 | 0.0037112 | 0 | 0.0020905 | 0.0058017 | 0 | 5.5
2121_G_14 | SPP West (Oklahoma, Arkansas, Louisiana) | Missouri | 29 | Jasper | 97 | 2121 | 14 | Carthage | 18000 | 1976 | 9999 | Combustion Turbine | [5 empty] | Fossil | G | 2030 | NaturalGas |  | 0.0014281 | 0 | 0.0010071 | 0.0024352 | 0 | 0 | 0 | 0 | 0 | 0 | 0 | 0 | 0 | 0 | 0 | 0 | 0.079337 | 0 | 0.05595 | 0.13529 | 0.083599 | 0 | 0.058956 | 0.14256 | 9.9965e-11 | 0 | 7.0497e-11 | 1.7046e-10 | 0.00075756 | 0 | 0.00053424 | 0.0012918 | 0 | 0 | 0 | 0 | 0 | 0 | 0 | 0 | 0.23759 | 0.00037447 | 0 | 0.00026408 | 0.00063856 | 0.0037112 | 0 | 0.0020905 | 0.0058017 | 0 | 5.5
2121_G_6 | SPP West (Oklahoma, Arkansas, Louisiana) | Missouri | 29 | Jasper | 97 | 2121 | 6 | Carthage | 18000 | 1946 | 9999 | Combustion Turbine | [5 empty] | Fossil | G | 2030 | NaturalGas |  | 0.0005193 | 0 | 0.00036622 | 0.00088552 | 0 | 0 | 0 | 0 | 0 | 0 | 0 | 0 | 0 | 0 | 0 | 0 | 0.02885 | 0 | 0.020345 | 0.049195 | 0.0304 | 0 | 0.021438 | 0.051838 | 3.6351e-11 | 0 | 2.5635e-11 | 6.1986e-11 | 0.00027548 | 0 | 0.00019427 | 0.00046975 | 0 | 0 | 0 | 0 | 0 | 0 | 0 | 0 | 0.086395 | 0.00013617 | 0 | 9.6031e-05 | 0.0002322 | 0.0013495 | 0 | 0.00076019 | 0.0021097 | 0 | 2
2121_G_7 | SPP West (Oklahoma, Arkansas, Louisiana) | Missouri | 29 | Jasper | 97 | 2121 | 7 | Carthage | 18000 | 1949 | 9999 | Combustion Turbine | [5 empty] | Fossil | G | 2030 | NaturalGas |  | 0.00057123 | 0 | 0.00040284 | 0.00097407 | 0 | 0 | 0 | 0 | 0 | 0 | 0 | 0 | 0 | 0 | 0 | 0 | 0.031735 | 0 | 0.02238 | 0.054115 | 0.03344 | 0 | 0.023582 | 0.057022 | 3.9986e-11 | 0 | 2.8199e-11 | 6.8185e-11 | 0.00030302 | 0 | 0.0002137 | 0.00051672 | 0 | 0 | 0 | 0 | 0 | 0 | 0 | 0 | 0.095035 | 0.00014979 | 0 | 0.00010563 | 0.00025542 | 0.0014845 | 0 | 0.00083621 | 0.0023207 | 0 | 2.2
2121_G_8 | SPP West (Oklahoma, Arkansas, Louisiana) | Missouri | 29 | Jasper | 97 | 2121 | 8 | Carthage | 18000 | 1952 | 9999 | Combustion Turbine | [5 empty] | Fossil | G | 2030 | NaturalGas |  | 0.00064912 | 0 | 0.00045777 | 0.0011069 | 0 | 0 | 0 | 0 | 0 | 0 | 0 | 0 | 0 | 0 | 0 | 0 | 0.036062 | 0 | 0.025432 | 0.061494 | 0.038 | 0 | 0.026798 | 0.064798 | 4.5439e-11 | 0 | 3.2044e-11 | 7.7483e-11 | 0.00034434 | 0 | 0.00024284 | 0.00058718 | 0 | 0 | 0 | 0 | 0 | 0 | 0 | 0 | 0.10799 | 0.00017021 | 0 | 0.00012004 | 0.00029025 | 0.0016869 | 0 | 0.00095024 | 0.0026372 | 0 | 2.5
2121_G_9 | SPP West (Oklahoma, Arkansas, Louisiana) | Missouri | 29 | Jasper | 97 | 2121 | 9 | Carthage | 18000 | 1957 | 9999 | Combustion Turbine | [5 empty] | Fossil | G | 2030 | NaturalGas |  | 0.0010386 | 0 | 0.00073244 | 0.001771 | 0 | 0 | 0 | 0 | 0 | 0 | 0 | 0 | 0 | 0 | 0 | 0 | 0.0577 | 0 | 0.040691 | 0.098391 | 0.0608 | 0 | 0.042877 | 0.10368 | 7.2702e-11 | 0 | 5.1271e-11 | 1.2397e-10 | 0.00055095 | 0 | 0.00038854 | 0.00093949 | 0 | 0 | 0 | 0 | 0 | 0 | 0 | 0 | 0.17279 | 0.00027234 | 0 | 0.00019206 | 0.0004644 | 0.0026991 | 0 | 0.0015204 | 0.0042194 | 0 | 4
2122_G_D1 | MISO_Missouri | Missouri | 29 | Livingston | 117 | 2122 | D1 | Chillicothe | 10880 | 2003 | 9999 | Combustion Turbine | [5 empty] | Fossil | G | 2030 | Oil |  | 0 | 0 | 0 | 0 | 0 | 0 | 0 | 0 | 0 | 0 | 0 | 0 | 0 | 0 | 0 | 0 | 0 | 0 | 0 | 0 | 0 | 0 | 0 | 0 | 0 | 0 | 0 | 0 | 0 | 0 | 0 | 0 | 0 | 0 | 0 | 0 | 0 | 0 | 0 | 0 | 0.03945 | 0 | 0 | 0 | 0 | 0 | 0 | 0 | 0 | 0 | 2
2122_G_D2 | MISO_Missouri | Missouri | 29 | Livingston | 117 | 2122 | D2 | Chillicothe | 10745 | 2003 | 9999 | Combustion Turbine | [5 empty] | Fossil | G | 2030 | Oil |  | 0 | 0 | 0 | 0 | 0 | 0 | 0 | 0 | 0 | 0 | 0 | 0 | 0 | 0 | 0 | 0 | 0 | 0 | 0 | 0 | 0 | 0 | 0 | 0 | 0 | 0 | 0 | 0 | 0 | 0 | 0 | 0 | 0 | 0 | 0 | 0 | 0 | 0 | 0 | 0 | 0.03945 | 0 | 0 | 0 | 0 | 0 | 0 | 0 | 0 | 0 | 2
2122_G_D3 | MISO_Missouri | Missouri | 29 | Livingston | 117 | 2122 | D3 | Chillicothe | 10745 | 2003 | 9999 | Combustion Turbine | [5 empty] | Fossil | G | 2030 | Oil |  | 0 | 0 | 0 | 0 | 0 | 0 | 0 | 0 | 0 | 0 | 0 | 0 | 0 | 0 | 0 | 0 | 0 | 0 | 0 | 0 | 0 | 0 | 0 | 0 | 0 | 0 | 0 | 0 | 0 | 0 | 0 | 0 | 0 | 0 | 0 | 0 | 0 | 0 | 0 | 0 | 0.03945 | 0 | 0 | 0 | 0 | 0 | 0 | 0 | 0 | 0 | 2
2122_G_D4 | MISO_Missouri | Missouri | 29 | Livingston | 117 | 2122 | D4 | Chillicothe | 10745 | 2003 | 9999 | Combustion Turbine | [5 empty] | Fossil | G | 2030 | Oil |  | 0 | 0 | 0 | 0 | 0 | 0 | 0 | 0 | 0 | 0 | 0 | 0 | 0 | 0 | 0 | 0 | 0 | 0 | 0 | 0 | 0 | 0 | 0 | 0 | 0 | 0 | 0 | 0 | 0 | 0 | 0 | 0 | 0 | 0 | 0 | 0 | 0 | 0 | 0 | 0 | 0.03945 | 0 | 0 | 0 | 0 | 0 | 0 | 0 | 0 | 0 | 2
2122_G_D5 | MISO_Missouri | Missouri | 29 | Livingston | 117 | 2122 | D5 | Chillicothe | 10745 | 2003 | 9999 | Combustion Turbine | [5 empty] | Fossil | G | 2030 | Oil |  | 0 | 0 | 0 | 0 | 0 | 0 | 0 | 0 | 0 | 0 | 0 | 0 | 0 | 0 | 0 | 0 | 0 | 0 | 0 | 0 | 0 | 0 | 0 | 0 | 0 | 0 | 0 | 0 | 0 | 0 | 0 | 0 | 0 | 0 | 0 | 0 | 0 | 0 | 0 | 0 | 0.03945 | 0 | 0 | 0 | 0 | 0 | 0 | 0 | 0 | 0 | 2
2122_G_GT1 | MISO_Missouri | Missouri | 29 | Livingston | 117 | 2122 | GT1 | Chillicothe | 16557 | 1986 | 9999 | Combustion Turbine | [5 empty] | Fossil | G | 2030 | NaturalGas |  | 0.0022476 | 0 | 0 | 0.0022476 | 0 | 0 | 0 | 0 | 0 | 0 | 0 | 0 | 0 | 0 | 0 | 0 | 0.13575 | 0 | 0 | 0.13575 | 0.13157 | 0 | 0 | 0.13157 | 1.5733e-10 | 0 | 0 | 1.5733e-10 | 0.00082365 | 0 | 0 | 0.00082365 | 0 | 0 | 0 | 0 | 0 | 0 | 0 | 0 | 1.6898 | 0.00064073 | 0 | 0 | 0.00064073 | 0.0064604 | 0 | 0 | 0.0064604 | 0 | 40
2122_G_GT2 | MISO_Missouri | Missouri | 29 | Livingston | 117 | 2122 | GT2 | Chillicothe | 16572 | 1986 | 9999 | Combustion Turbine | [5 empty] | Fossil | G | 2030 | NaturalGas |  | 0.0022496 | 0 | 0 | 0.0022496 | 0 | 0 | 0 | 0 | 0 | 0 | 0 | 0 | 0 | 0 | 0 | 0 | 0.13575 | 0 | 0 | 0.13575 | 0.13169 | 0 | 0 | 0.13169 | 1.5747e-10 | 0 | 0 | 1.5747e-10 | 0.00094501 | 0 | 0 | 0.00094501 | 0 | 0 | 0 | 0 | 0 | 0 | 0 | 0 | 1.6898 | 0.00064073 | 0 | 0 | 0.00064073 | 0.0064662 | 0 | 0 | 0.0064662 | 0 | 40
2123_B_8 | MISO_Missouri | Missouri | 29 | Boone | 19 | 2123 | 8 | Columbia (MO) | 13380 | 1970 | 9999 | O/G Steam | wall | dry |  | FR + LNB |  | Fossil | B | 2030 | NaturalGas |  | 0 | 0 | 0 | 0 | 0 | 0 | 0 | 0 | 0 | 0 | 0 | 0 | 0 | 0 | 0 | 0 | 0 | 0 | 0 | 0 | 0 | 0 | 0 | 0 | 0 | 0 | 0 | 0 | 0 | 0 | 0 | 0 | 0 | 0 | 0 | 0 | 0 | 0 | 0 | 0 | 1.9838 | 0 | 0 | 0 | 0 | 0 | 0 | 0 | 0 | 0 | 35
2123_G_6 | MISO_Missouri | Missouri | 29 | Boone | 19 | 2123 | 6 | Columbia (MO) | 16463 | 1963 | 9999 | Combustion Turbine |  |  |  | BOOS |  | Fossil | G | 2030 | NaturalGas |  | 0.0026687 | 0 | 0 | 0.0026687 | 0 | 0 | 0 | 0 | 0 | 0 | 0 | 0 | 0 | 0 | 0 | 0 | 0.16211 | 0 | 0 | 0.16211 | 0.15623 | 0 | 0 | 0.15623 | 1.8681e-10 | 0 | 0 | 1.8681e-10 | 0.00075892 | 0 | 0 | 0.00075892 | 0 | 0 | 0 | 0 | 0 | 0 | 0 | 0 | 0.53849 | 0.00081177 | 0 | 0 | 0.00081177 | 0.0076709 | 0 | 0 | 0.0076709 | 0 | 12.5
2123_G_DAN1 | MISO_Missouri | Missouri | 29 | Boone | 19 | 2123 | DAN1 | Columbia (MO) | 12958 | 2004 | 9999 | Combustion Turbine | [5 empty] | Fossil | G | 2030 | Oil |  | 0 | 0 | 0 | 0 | 0 | 0 | 0 | 0 | 0 | 0 | 0 | 0 | 0 | 0 | 0 | 0 | 0 | 0 | 0 | 0 | 0 | 0 | 0 | 0 | 0 | 0 | 0 | 0 | 0 | 0 | 0 | 0 | 0 | 0 | 0 | 0 | 0 | 0 | 0 | 0 | 0.086158 | 0 | 0 | 0 | 0 | 0 | 0 | 0 | 0 | 0 | 2
2123_G_LF1 | MISO_Missouri | Missouri | 29 | Boone | 19 | 2123 | LF1 | Columbia (MO) | 13500 | 2008 | 9999 | Landfill Gas | [5 empty] | Non-Fossil | G | 2030 | LF Gas |  | 0.024015 | 0.03121 | 0.041906 | 0.097131 | 0 | 0 | 0 | 0 | 0 | 0 | 0 | 0 | 0 | 0 | 0 | 0 | 1.7789 | 2.3118 | 3.1042 | 7.1949 | 1.3839 | 1.7986 | 2.415 | 5.5975 | 0 | 0 | 0 | 0 | 0.0028916 | 0.003758 | 0.0050459 | 0.011696 | 0 | 0 | 0 | 0 | 0 | 0 | 0 | 0 | 0.27133 | 0.01234 | 0.016037 | 0.021534 | 0.049911 | 0 | 0 | 0 | 0 | 0 | 1
2123_G_LF2 | MISO_Missouri | Missouri | 29 | Boone | 19 | 2123 | LF2 | Columbia (MO) | 13500 | 2008 | 9999 | Landfill Gas | [5 empty] | Non-Fossil | G | 2030 | LF Gas |  | 0.024015 | 0.03121 | 0.041906 | 0.097131 | 0 | 0 | 0 | 0 | 0 | 0 | 0 | 0 | 0 | 0 | 0 | 0 | 1.7789 | 2.3118 | 3.1042 | 7.1949 | 1.3839 | 1.7986 | 2.415 | 5.5975 | 0 | 0 | 0 | 0 | 0.0028916 | 0.003758 | 0.0050459 | 0.011696 | 0 | 0 | 0 | 0 | 0 | 0 | 0 | 0 | 0.27133 | 0.01234 | 0.016037 | 0.021534 | 0.049911 | 0 | 0 | 0 | 0 | 0 | 1
2123_G_LF3 | MISO_Missouri | Missouri | 29 | Boone | 19 | 2123 | LF3 | Columbia (MO) | 13500 | 2013 | 9999 | Landfill Gas | [5 empty] | Non-Fossil | G | 2030 | LF Gas |  | 0.024015 | 0.03121 | 0.041906 | 0.097131 | 0 | 0 | 0 | 0 | 0 | 0 | 0 | 0 | 0 | 0 | 0 | 0 | 1.7789 | 2.3118 | 3.1042 | 7.1949 | 1.3839 | 1.7986 | 2.415 | 5.5975 | 0 | 0 | 0 | 0 | 0.0028916 | 0.003758 | 0.0050459 | 0.011696 | 0 | 0 | 0 | 0 | 0 | 0 | 0 | 0 | 0.27133 | 0.01234 | 0.016037 | 0.021534 | 0.049911 | 0 | 0 | 0 | 0 | 0 | 1
2123_G_SF1 | MISO_Missouri | Missouri | 29 | Boone | 19 | 2123 | SF1 | Columbia (MO) | 12958 | 2008 | 9999 | Combustion Turbine | [5 empty] | Fossil | G | 2030 | Oil |  | 0 | 0 | 0 | 0 | 0 | 0 | 0 | 0 | 0 | 0 | 0 | 0 | 0 | 0 | 0 | 0 | 0 | 0 | 0 | 0 | 0 | 0 | 0 | 0 | 0 | 0 | 0 | 0 | 0 | 0 | 0 | 0 | 0 | 0 | 0 | 0 | 0 | 0 | 0 | 0 | 0.043079 | 0 | 0 | 0 | 0 | 0 | 0 | 0 | 0 | 0 | 1
2123_G_SF2 | MISO_Missouri | Missouri | 29 | Boone | 19 | 2123 | SF2 | Columbia (MO) | 12958 | 2008 | 9999 | Combustion Turbine | [5 empty] | Fossil | G | 2030 | Oil |  | 0 | 0 | 0 | 0 | 0 | 0 | 0 | 0 | 0 | 0 | 0 | 0 | 0 | 0 | 0 | 0 | 0 | 0 | 0 | 0 | 0 | 0 | 0 | 0 | 0 | 0 | 0 | 0 | 0 | 0 | 0 | 0 | 0 | 0 | 0 | 0 | 0 | 0 | 0 | 0 | 0.043079 | 0 | 0 | 0 | 0 | 0 | 0 | 0 | 0 | 0 | 1
2123_G_SH1 | MISO_Missouri | Missouri | 29 | Boone | 19 | 2123 | SH1 | Columbia (MO) | 12959 | 2002 | 9999 | Combustion Turbine | [5 empty] | Fossil | G | 2030 | Oil |  | 0 | 0 | 0 | 0 | 0 | 0 | 0 | 0 | 0 | 0 | 0 | 0 | 0 | 0 | 0 | 0 | 0 | 0 | 0 | 0 | 0 | 0 | 0 | 0 | 0 | 0 | 0 | 0 | 0 | 0 | 0 | 0 | 0 | 0 | 0 | 0 | 0 | 0 | 0 | 0 | 0.056003 | 0 | 0 | 0 | 0 | 0 | 0 | 0 | 0 | 0 | 1.3
2123_G_SH2 | MISO_Missouri | Missouri | 29 | Boone | 19 | 2123 | SH2 | Columbia (MO) | 12959 | 2002 | 9999 | Combustion Turbine | [5 empty] | Fossil | G | 2030 | Oil |  | 0 | 0 | 0 | 0 | 0 | 0 | 0 | 0 | 0 | 0 | 0 | 0 | 0 | 0 | 0 | 0 | 0 | 0 | 0 | 0 | 0 | 0 | 0 | 0 | 0 | 0 | 0 | 0 | 0 | 0 | 0 | 0 | 0 | 0 | 0 | 0 | 0 | 0 | 0 | 0 | 0.056003 | 0 | 0 | 0 | 0 | 0 | 0 | 0 | 0 | 0 | 1.3
2123_G_WTP1 | MISO_Missouri | Missouri | 29 | Boone | 19 | 2123 | WTP1 | Columbia (MO) | 12959 | 2004 | 9999 | Combustion Turbine | [5 empty] | Fossil | G | 2030 | Oil |  | 0 | 0 | 0 | 0 | 0 | 0 | 0 | 0 | 0 | 0 | 0 | 0 | 0 | 0 | 0 | 0 | 0 | 0 | 0 | 0 | 0 | 0 | 0 | 0 | 0 | 0 | 0 | 0 | 0 | 0 | 0 | 0 | 0 | 0 | 0 | 0 | 0 | 0 | 0 | 0 | 0.086158 | 0 | 0 | 0 | 0 | 0 | 0 | 0 | 0 | 0 | 2
2123_G_WTP2 | MISO_Missouri | Missouri | 29 | Boone | 19 | 2123 | WTP2 | Columbia (MO) | 12959 | 2004 | 9999 | Combustion Turbine | [5 empty] | Fossil | G | 2030 | Oil |  | 0 | 0 | 0 | 0 | 0 | 0 | 0 | 0 | 0 | 0 | 0 | 0 | 0 | 0 | 0 | 0 | 0 | 0 | 0 | 0 | 0 | 0 | 0 | 0 | 0 | 0 | 0 | 0 | 0 | 0 | 0 | 0 | 0 | 0 | 0 | 0 | 0 | 0 | 0 | 0 | 0.086158 | 0 | 0 | 0 | 0 | 0 | 0 | 0 | 0 | 0 | 2
2124_G_1 | SPP North- (Kansas, Missouri) | Missouri | 29 | Cedar | 39 | 2124 | 1 | Stockton Hydro | 0 | 1973 | 9999 | Hydro | [5 empty] | Non-Fossil | G | 2030 | Hydro |  | 0 | 0 | 0 | 0 | 0 | 0 | 0 | 0 | 0 | 0 | 0 | 0 | 0 | 0 | 0 | 0 | 6.0671 | 8.0487 | 13.3164 | 27.4322 | 0 | 0 | 0 | 0 | 0 | 0 | 0 | 0 | 0 | 0 | 0 | 0 | 0 | 0 | 0 | 0 | 0 | 0 | 0 | 0 | 0.82203 | 0.0084333 | 0.011188 | 0.01851 | 0.038131 | 0 | 0 | 0 | 0 | 0 | 52
2126_G_GT4 | MISO_Missouri | Missouri | 29 | Callaway | 27 | 2126 | GT4 | Fulton (MO) | 23583 | 1972 | 9999 | Combustion Turbine | [5 empty] | Fossil | G | 2030 | Oil |  | 0 | 0 | 0 | 0 | 0 | 0 | 0 | 0 | 0 | 0 | 0 | 0 | 0 | 0 | 0 | 0 | 0 | 0 | 0 | 0 | 0 | 0 | 0 | 0 | 0 | 0 | 0 | 0 | 0 | 0 | 0 | 0 | 0 | 0 | 0 | 0 | 0 | 0 | 0 | 0 | 0.64619 | 0 | 0 | 0 | 0 | 0 | 0 | 0 | 0 | 0 | 15
2126_G_IC1 | MISO_Missouri | Missouri | 29 | Callaway | 27 | 2126 | IC1 | Fulton (MO) | 11437 | 1966 | 9999 | Combustion Turbine | [5 empty] | Fossil | G | 2030 | NaturalGas |  | 0.00063414 | 0 | 0.0079358 | 0.00857 | 0 | 0 | 0 | 0 | 0 | 0 | 0 | 0 | 0 | 0 | 0 | 0 | 0.055446 | 0 | 0.69387 | 0.74932 | 0.037122 | 0 | 0.46456 | 0.50169 | 4.4389e-11 | 0 | 5.5551e-10 | 5.999e-10 | 0.00052309 | 0 | 0.0065461 | 0.0070692 | 0 | 0 | 0 | 0 | 0 | 0 | 0 | 0 | 0.17662 | 0.00026171 | 0 | 0.0032751 | 0.0035368 | 0.0018227 | 0 | 0.017415 | 0.019238 | 0 | 4.1
2126_G_IC3 | MISO_Missouri | Missouri | 29 | Callaway | 27 | 2126 | IC3 | Fulton (MO) | 12315 | 1975 | 9999 | Combustion Turbine | [5 empty] | Fossil | G | 2030 | Oil |  | 0 | 0 | 0 | 0 | 0 | 0 | 0 | 0 | 0 | 0 | 0 | 0 | 0 | 0 | 0 | 0 | 0 | 0 | 0 | 0 | 0 | 0 | 0 | 0 | 0 | 0 | 0 | 0 | 0 | 0 | 0 | 0 | 0 | 0 | 0 | 0 | 0 | 0 | 0 | 0 | 0.26709 | 0 | 0 | 0 | 0 | 0 | 0 | 0 | 0 | 0 | 6.2
2127_G_2A | SERC_Delta_AECI | Missouri | 29 | Daviess | 61 | 2127 | 2A | Gallatin (MO) | 17401 | 1993 | 9999 | Combustion Turbine | [5 empty] | Fossil | G | 2030 | Oil |  | 0 | 0 | 0 | 0 | 0 | 0 | 0 | 0 | 0 | 0 | 0 | 0 | 0 | 0 | 0 | 0 | 0 | 0 | 0 | 0 | 0 | 0 | 0 | 0 | 0 | 0 | 0 | 0 | 0 | 0 | 0 | 0 | 0 | 0 | 0 | 0 | 0 | 0 | 0 | 0 | 0.043047 | 0 | 0 | 0 | 0 | 0 | 0 | 0 | 0 | 0 | 1
2127_G_3A | SERC_Delta_AECI | Missouri | 29 | Daviess | 61 | 2127 | 3A | Gallatin (MO) | 17401 | 1993 | 9999 | Combustion Turbine | [5 empty] | Fossil | G | 2030 | Oil |  | 0 | 0 | 0 | 0 | 0 | 0 | 0 | 0 | 0 | 0 | 0 | 0 | 0 | 0 | 0 | 0 | 0 | 0 | 0 | 0 | 0 | 0 | 0 | 0 | 0 | 0 | 0 | 0 | 0 | 0 | 0 | 0 | 0 | 0 | 0 | 0 | 0 | 0 | 0 | 0 | 0.043047 | 0 | 0 | 0 | 0 | 0 | 0 | 0 | 0 | 0 | 1
2127_G_IC4 | SERC_Delta_AECI | Missouri | 29 | Daviess | 61 | 2127 | IC4 | Gallatin (MO) | 16012 | 1983 | 9999 | Combustion Turbine | [5 empty] | Fossil | G | 2030 | Oil |  | 0 | 0 | 0 | 0 | 0 | 0 | 0 | 0 | 0 | 0 | 0 | 0 | 0 | 0 | 0 | 0 | 0 | 0 | 0 | 0 | 0 | 0 | 0 | 0 | 0 | 0 | 0 | 0 | 0 | 0 | 0 | 0 | 0 | 0 | 0 | 0 | 0 | 0 | 0 | 0 | 0.10762 | 0 | 0 | 0 | 0 | 0 | 0 | 0 | 0 | 0 | 2.5
2127_G_IC6 | SERC_Delta_AECI | Missouri | 29 | Daviess | 61 | 2127 | IC6 | Gallatin (MO) | 15785 | 1977 | 9999 | Combustion Turbine | [5 empty] | Fossil | G | 2030 | Oil |  | 0 | 0 | 0 | 0 | 0 | 0 | 0 | 0 | 0 | 0 | 0 | 0 | 0 | 0 | 0 | 0 | 0 | 0 | 0 | 0 | 0 | 0 | 0 | 0 | 0 | 0 | 0 | 0 | 0 | 0 | 0 | 0 | 0 | 0 | 0 | 0 | 0 | 0 | 0 | 0 | 0.10762 | 0 | 0 | 0 | 0 | 0 | 0 | 0 | 0 | 0 | 2.5
2131_G_4 | SPP North- (Kansas, Missouri) | Missouri | 29 | Lafayette | 107 | 2131 | 4 | Higginsville | 15856 | 1996 | 9999 | Combustion Turbine |  |  |  | H2O |  | Fossil | G | 2030 | NaturalGas |  | 0.0080716 | 0 | 0 | 0.0080716 | 0 | 0 | 0 | 0 | 0 | 0 | 0 | 0 | 0 | 0 | 0 | 0 | 0.50906 | 0 | 0 | 0.50906 | 0.47251 | 0 | 0 | 0.47251 | 5.6501e-10 | 0 | 0 | 5.6501e-10 | 0.0028246 | 0 | 0 | 0.0028246 | 0 | 0 | 0 | 0 | 0 | 0 | 0 | 0 | 0.7397 | 0.0028303 | 0 | 0 | 0.0028303 | 0.022606 | 0 | 0 | 0.022606 | 0 | 37.5
2131_G_5 | SPP North- (Kansas, Missouri) | Missouri | 29 | Lafayette | 107 | 2131 | 5 | Higginsville | 15009 | 2004 | 9999 | Combustion Turbine | [5 empty] | Fossil | G | 2030 | NaturalGas |  | 0.00016238 | 0 | 0 | 0.00016238 | 0 | 0 | 0 | 0 | 0 | 0 | 0 | 0 | 0 | 0 | 0 | 0 | 0.010819 | 0 | 0 | 0.010819 | 0.0095056 | 0 | 0 | 0.0095056 | 1.1367e-11 | 0 | 0 | 1.1367e-11 | 8.2975e-06 | 0 | 0 | 8.2975e-06 | 0 | 0 | 0 | 0 | 0 | 0 | 0 | 0 | 0.052159 | 5.1064e-05 | 0 | 0 | 5.1064e-05 | 0.00045476 | 0 | 0 | 0.00045476 | 0 | 1.2
2131_G_6 | SPP North- (Kansas, Missouri) | Missouri | 29 | Lafayette | 107 | 2131 | 6 | Higginsville | 14348 | 2004 | 9999 | Combustion Turbine | [5 empty] | Fossil | G | 2030 | Oil |  | 0 | 0 | 0 | 0 | 0 | 0 | 0 | 0 | 0 | 0 | 0 | 0 | 0 | 0 | 0 | 0 | 0 | 0 | 0 | 0 | 0 | 0 | 0 | 0 | 0 | 0 | 0 | 0 | 0 | 0 | 0 | 0 | 0 | 0 | 0 | 0 | 0 | 0 | 0 | 0 | 0.1956 | 0 | 0 | 0 | 0 | 0 | 0 | 0 | 0 | 0 | 4.5
2134_G_1 | SPP North- (Kansas, Missouri) | Missouri | 29 | Jackson | 95 | 2134 | 1 | Jackson Square | 25000 | 1969 | 9999 | Combustion Turbine | [5 empty] | Fossil | G | 2030 | Oil |  | 0 | 0 | 0 | 0 | 0 | 0 | 0 | 0 | 0 | 0 | 0 | 0 | 0 | 0 | 0 | 0 | 0 | 0 | 0 | 0 | 0 | 0 | 0 | 0 | 0 | 0 | 0 | 0 | 0 | 0 | 0 | 0 | 0 | 0 | 0 | 0 | 0 | 0 | 0 | 0 | 0.65199 | 0 | 0 | 0 | 0 | 0 | 0 | 0 | 0 | 0 | 15
2134_G_2 | SPP North- (Kansas, Missouri) | Missouri | 29 | Jackson | 95 | 2134 | 2 | Jackson Square | 25000 | 1969 | 9999 | Combustion Turbine | [5 empty] | Fossil | G | 2030 | Oil |  | 0 | 0 | 0 | 0 | 0 | 0 | 0 | 0 | 0 | 0 | 0 | 0 | 0 | 0 | 0 | 0 | 0 | 0 | 0 | 0 | 0 | 0 | 0 | 0 | 0 | 0 | 0 | 0 | 0 | 0 | 0 | 0 | 0 | 0 | 0 | 0 | 0 | 0 | 0 | 0 | 0.65199 | 0 | 0 | 0 | 0 | 0 | 0 | 0 | 0 | 0 | 15
2135_G_1 | SPP North- (Kansas, Missouri) | Missouri | 29 | Jackson | 95 | 2135 | 1 | Station H | 24403 | 1972 | 9999 | Combustion Turbine | [5 empty] | Fossil | G | 2030 | NaturalGas |  | 0.0041506 | 0 | 0 | 0.0041506 | 0 | 0 | 0 | 0 | 0 | 0 | 0 | 0 | 0 | 0 | 0 | 0 | 0.16227 | 0 | 0 | 0.16227 | 0.24298 | 0 | 0 | 0.24298 | 2.9054e-10 | 0 | 0 | 2.9054e-10 | 0.0016323 | 0 | 0 | 0.0016323 | 0 | 0 | 0 | 0 | 0 | 0 | 0 | 0 | 0.82586 | 0.00083405 | 0 | 0 | 0.00083405 | 0.011624 | 0 | 0 | 0.011624 | 0 | 19
2135_G_2 | SPP North- (Kansas, Missouri) | Missouri | 29 | Jackson | 95 | 2135 | 2 | Station H | 24403 | 1974 | 9999 | Combustion Turbine | [5 empty] | Fossil | G | 2030 | NaturalGas |  | 2.1845e-10 | 0 | 0 | 2.1845e-10 | 0 | 0 | 0 | 0 | 0 | 0 | 0 | 0 | 0 | 0 | 0 | 0 | 8.5403e-09 | 0 | 0 | 8.5403e-09 | 1.2788e-08 | 0 | 0 | 1.2788e-08 | 1.5292e-17 | 0 | 0 | 1.5292e-17 | 8.5911e-11 | 0 | 0 | 8.5911e-11 | 0 | 0 | 0 | 0 | 0 | 0 | 0 | 0 | 4.3466e-08 | 4.3897e-11 | 0 | 0 | 4.3897e-11 | 6.1181e-10 | 0 | 0 | 6.1181e-10 | 0 | 1e-06
2136_G_1 | SPP North- (Kansas, Missouri) | Missouri | 29 | Jackson | 95 | 2136 | 1 | Station I | 23635 | 1972 | 9999 | Combustion Turbine | [5 empty] | Fossil | G | 2030 | Oil |  | 0 | 0 | 0 | 0 | 0 | 0 | 0 | 0 | 0 | 0 | 0 | 0 | 0 | 0 | 0 | 0 | 0 | 0 | 0 | 0 | 0 | 0 | 0 | 0 | 0 | 0 | 0 | 0 | 0 | 0 | 0 | 0 | 0 | 0 | 0 | 0 | 0 | 0 | 0 | 0 | 0.82586 | 0 | 0 | 0 | 0 | 0 | 0 | 0 | 0 | 0 | 19
2136_G_2 | SPP North- (Kansas, Missouri) | Missouri | 29 | Jackson | 95 | 2136 | 2 | Station I | 23677 | 1972 | 9999 | Combustion Turbine | [5 empty] | Fossil | G | 2030 | Oil |  | 0 | 0 | 0 | 0 | 0 | 0 | 0 | 0 | 0 | 0 | 0 | 0 | 0 | 0 | 0 | 0 | 0 | 0 | 0 | 0 | 0 | 0 | 0 | 0 | 0 | 0 | 0 | 0 | 0 | 0 | 0 | 0 | 0 | 0 | 0 | 0 | 0 | 0 | 0 | 0 | 0.82586 | 0 | 0 | 0 | 0 | 0 | 0 | 0 | 0 | 0 | 19
2137_G_10 | MISO_Missouri | Missouri | 29 | Cape Girardeau | 31 | 2137 | 10 | Jackson (MO) | 25000 | 2006 | 9999 | Combustion Turbine | [5 empty] | Fossil | G | 2030 | Oil |  | 0 | 0 | 0 | 0 | 0 | 0 | 0 | 0 | 0 | 0 | 0 | 0 | 0 | 0 | 0 | 0 | 0 | 0 | 0 | 0 | 0 | 0 | 0 | 0 | 0 | 0 | 0 | 0 | 0 | 0 | 0 | 0 | 0 | 0 | 0 | 0 | 0 | 0 | 0 | 0 | 0.086158 | 0 | 0 | 0 | 0 | 0 | 0 | 0 | 0 | 0 | 2
2137_G_11 | MISO_Missouri | Missouri | 29 | Cape Girardeau | 31 | 2137 | 11 | Jackson (MO) | 25000 | 2006 | 9999 | Combustion Turbine | [5 empty] | Fossil | G | 2030 | Oil |  | 0 | 0 | 0 | 0 | 0 | 0 | 0 | 0 | 0 | 0 | 0 | 0 | 0 | 0 | 0 | 0 | 0 | 0 | 0 | 0 | 0 | 0 | 0 | 0 | 0 | 0 | 0 | 0 | 0 | 0 | 0 | 0 | 0 | 0 | 0 | 0 | 0 | 0 | 0 | 0 | 0.086158 | 0 | 0 | 0 | 0 | 0 | 0 | 0 | 0 | 0 | 2
2137_G_12 | MISO_Missouri | Missouri | 29 | Cape Girardeau | 31 | 2137 | 12 | Jackson (MO) | 25000 | 2006 | 9999 | Combustion Turbine | [5 empty] | Fossil | G | 2030 | Oil |  | 0 | 0 | 0 | 0 | 0 | 0 | 0 | 0 | 0 | 0 | 0 | 0 | 0 | 0 | 0 | 0 | 0 | 0 | 0 | 0 | 0 | 0 | 0 | 0 | 0 | 0 | 0 | 0 | 0 | 0 | 0 | 0 | 0 | 0 | 0 | 0 | 0 | 0 | 0 | 0 | 0.086158 | 0 | 0 | 0 | 0 | 0 | 0 | 0 | 0 | 0 | 2
2137_G_3 | MISO_Missouri | Missouri | 29 | Cape Girardeau | 31 | 2137 | 3 | Jackson (MO) | 25000 | 1963 | 9999 | Combustion Turbine | [5 empty] | Fossil | G | 2030 | Oil |  | 0 | 0 | 0 | 0 | 0 | 0 | 0 | 0 | 0 | 0 | 0 | 0 | 0 | 0 | 0 | 0 | 0 | 0 | 0 | 0 | 0 | 0 | 0 | 0 | 0 | 0 | 0 | 0 | 0 | 0 | 0 | 0 | 0 | 0 | 0 | 0 | 0 | 0 | 0 | 0 | 0.043079 | 0 | 0 | 0 | 0 | 0 | 0 | 0 | 0 | 0 | 1
2137_G_4 | MISO_Missouri | Missouri | 29 | Cape Girardeau | 31 | 2137 | 4 | Jackson (MO) | 25000 | 1963 | 9999 | Combustion Turbine | [5 empty] | Fossil | G | 2030 | Oil |  | 0 | 0 | 0 | 0 | 0 | 0 | 0 | 0 | 0 | 0 | 0 | 0 | 0 | 0 | 0 | 0 | 0 | 0 | 0 | 0 | 0 | 0 | 0 | 0 | 0 | 0 | 0 | 0 | 0 | 0 | 0 | 0 | 0 | 0 | 0 | 0 | 0 | 0 | 0 | 0 | 0.043079 | 0 | 0 | 0 | 0 | 0 | 0 | 0 | 0 | 0 | 1
2137_G_5 | MISO_Missouri | Missouri | 29 | Cape Girardeau | 31 | 2137 | 5 | Jackson (MO) | 25000 | 1936 | 9999 | Combustion Turbine | [5 empty] | Fossil | G | 2030 | Oil |  | 0 | 0 | 0 | 0 | 0 | 0 | 0 | 0 | 0 | 0 | 0 | 0 | 0 | 0 | 0 | 0 | 0 | 0 | 0 | 0 | 0 | 0 | 0 | 0 | 0 | 0 | 0 | 0 | 0 | 0 | 0 | 0 | 0 | 0 | 0 | 0 | 0 | 0 | 0 | 0 | 0.025847 | 0 | 0 | 0 | 0 | 0 | 0 | 0 | 0 | 0 | 0.6
2137_G_6 | MISO_Missouri | Missouri | 29 | Cape Girardeau | 31 | 2137 | 6 | Jackson (MO) | 25000 | 1946 | 9999 | Combustion Turbine | [5 empty] | Fossil | G | 2030 | Oil |  | 0 | 0 | 0 | 0 | 0 | 0 | 0 | 0 | 0 | 0 | 0 | 0 | 0 | 0 | 0 | 0 | 0 | 0 | 0 | 0 | 0 | 0 | 0 | 0 | 0 | 0 | 0 | 0 | 0 | 0 | 0 | 0 | 0 | 0 | 0 | 0 | 0 | 0 | 0 | 0 | 0.043079 | 0 | 0 | 0 | 0 | 0 | 0 | 0 | 0 | 0 | 1
2137_G_7 | MISO_Missouri | Missouri | 29 | Cape Girardeau | 31 | 2137 | 7 | Jackson (MO) | 20500 | 1973 | 9999 | Combustion Turbine | [5 empty] | Fossil | G | 2030 | Oil |  | 0 | 0 | 0 | 0 | 0 | 0 | 0 | 0 | 0 | 0 | 0 | 0 | 0 | 0 | 0 | 0 | 0 | 0 | 0 | 0 | 0 | 0 | 0 | 0 | 0 | 0 | 0 | 0 | 0 | 0 | 0 | 0 | 0 | 0 | 0 | 0 | 0 | 0 | 0 | 0 | 0.28001 | 0 | 0 | 0 | 0 | 0 | 0 | 0 | 0 | 0 | 6.5
2137_G_8 | MISO_Missouri | Missouri | 29 | Cape Girardeau | 31 | 2137 | 8 | Jackson (MO) | 20500 | 1973 | 9999 | Combustion Turbine | [5 empty] | Fossil | G | 2030 | Oil |  | 0 | 0 | 0 | 0 | 0 | 0 | 0 | 0 | 0 | 0 | 0 | 0 | 0 | 0 | 0 | 0 | 0 | 0 | 0 | 0 | 0 | 0 | 0 | 0 | 0 | 0 | 0 | 0 | 0 | 0 | 0 | 0 | 0 | 0 | 0 | 0 | 0 | 0 | 0 | 0 | 0.28001 | 0 | 0 | 0 | 0 | 0 | 0 | 0 | 0 | 0 | 6.5
2137_G_9 | MISO_Missouri | Missouri | 29 | Cape Girardeau | 31 | 2137 | 9 | Jackson (MO) | 25000 | 1983 | 9999 | Combustion Turbine | [5 empty] | Fossil | G | 2030 | Oil |  | 0 | 0 | 0 | 0 | 0 | 0 | 0 | 0 | 0 | 0 | 0 | 0 | 0 | 0 | 0 | 0 | 0 | 0 | 0 | 0 | 0 | 0 | 0 | 0 | 0 | 0 | 0 | 0 | 0 | 0 | 0 | 0 | 0 | 0 | 0 | 0 | 0 | 0 | 0 | 0 | 0.11631 | 0 | 0 | 0 | 0 | 0 | 0 | 0 | 0 | 0 | 2.7
2138_G_10 | MISO_Missouri | Missouri | 29 | Clark | 45 | 2138 | 10 | Kahoka | 23645 | 1999 | 9999 | Combustion Turbine | [5 empty] | Fossil | G | 2030 | Oil |  | 0 | 0 | 0 | 0 | 0 | 0 | 0 | 0 | 0 | 0 | 0 | 0 | 0 | 0 | 0 | 0 | 0 | 0 | 0 | 0 | 0 | 0 | 0 | 0 | 0 | 0 | 0 | 0 | 0 | 0 | 0 | 0 | 0 | 0 | 0 | 0 | 0 | 0 | 0 | 0 | 0.047387 | 0 | 0 | 0 | 0 | 0 | 0 | 0 | 0 | 0 | 1.1
2138_G_11 | MISO_Missouri | Missouri | 29 | Clark | 45 | 2138 | 11 | Kahoka | 25000 | 1999 | 9999 | Combustion Turbine | [5 empty] | Fossil | G | 2030 | Oil |  | 0 | 0 | 0 | 0 | 0 | 0 | 0 | 0 | 0 | 0 | 0 | 0 | 0 | 0 | 0 | 0 | 0 | 0 | 0 | 0 | 0 | 0 | 0 | 0 | 0 | 0 | 0 | 0 | 0 | 0 | 0 | 0 | 0 | 0 | 0 | 0 | 0 | 0 | 0 | 0 | 0.047387 | 0 | 0 | 0 | 0 | 0 | 0 | 0 | 0 | 0 | 1.1
2138_G_12 | MISO_Missouri | Missouri | 29 | Clark | 45 | 2138 | 12 | Kahoka | 25000 | 1999 | 9999 | Combustion Turbine | [5 empty] | Fossil | G | 2030 | Oil |  | 0 | 0 | 0 | 0 | 0 | 0 | 0 | 0 | 0 | 0 | 0 | 0 | 0 | 0 | 0 | 0 | 0 | 0 | 0 | 0 | 0 | 0 | 0 | 0 | 0 | 0 | 0 | 0 | 0 | 0 | 0 | 0 | 0 | 0 | 0 | 0 | 0 | 0 | 0 | 0 | 0.047387 | 0 | 0 | 0 | 0 | 0 | 0 | 0 | 0 | 0 | 1.1
2138_G_3 | MISO_Missouri | Missouri | 29 | Clark | 45 | 2138 | 3 | Kahoka | 25000 | 1941 | 9999 | Combustion Turbine | [5 empty] | Fossil | G | 2030 | Oil |  | 0 | 0 | 0 | 0 | 0 | 0 | 0 | 0 | 0 | 0 | 0 | 0 | 0 | 0 | 0 | 0 | 0 | 0 | 0 | 0 | 0 | 0 | 0 | 0 | 0 | 0 | 0 | 0 | 0 | 0 | 0 | 0 | 0 | 0 | 0 | 0 | 0 | 0 | 0 | 0 | 0.0086158 | 0 | 0 | 0 | 0 | 0 | 0 | 0 | 0 | 0 | 0.2
2138_G_6 | MISO_Missouri | Missouri | 29 | Clark | 45 | 2138 | 6 | Kahoka | 25000 | 1952 | 9999 | Combustion Turbine | [5 empty] | Fossil | G | 2030 | Oil |  | 0 | 0 | 0 | 0 | 0 | 0 | 0 | 0 | 0 | 0 | 0 | 0 | 0 | 0 | 0 | 0 | 0 | 0 | 0 | 0 | 0 | 0 | 0 | 0 | 0 | 0 | 0 | 0 | 0 | 0 | 0 | 0 | 0 | 0 | 0 | 0 | 0 | 0 | 0 | 0 | 0.030155 | 0 | 0 | 0 | 0 | 0 | 0 | 0 | 0 | 0 | 0.7
2138_G_7 | MISO_Missouri | Missouri | 29 | Clark | 45 | 2138 | 7 | Kahoka | 18000 | 1956 | 9999 | Combustion Turbine | [5 empty] | Fossil | G | 2030 | Oil |  | 0 | 0 | 0 | 0 | 0 | 0 | 0 | 0 | 0 | 0 | 0 | 0 | 0 | 0 | 0 | 0 | 0 | 0 | 0 | 0 | 0 | 0 | 0 | 0 | 0 | 0 | 0 | 0 | 0 | 0 | 0 | 0 | 0 | 0 | 0 | 0 | 0 | 0 | 0 | 0 | 0.030155 | 0 | 0 | 0 | 0 | 0 | 0 | 0 | 0 | 0 | 0.7
2138_G_8 | MISO_Missouri | Missouri | 29 | Clark | 45 | 2138 | 8 | Kahoka | 18000 | 1969 | 9999 | Combustion Turbine | [5 empty] | Fossil | G | 2030 | Oil |  | 0 | 0 | 0 | 0 | 0 | 0 | 0 | 0 | 0 | 0 | 0 | 0 | 0 | 0 | 0 | 0 | 0 | 0 | 0 | 0 | 0 | 0 | 0 | 0 | 0 | 0 | 0 | 0 | 0 | 0 | 0 | 0 | 0 | 0 | 0 | 0 | 0 | 0 | 0 | 0 | 0.060311 | 0 | 0 | 0 | 0 | 0 | 0 | 0 | 0 | 0 | 1.4
2138_G_9 | MISO_Missouri | Missouri | 29 | Clark | 45 | 2138 | 9 | Kahoka | 18000 | 1982 | 9999 | Combustion Turbine | [5 empty] | Fossil | G | 2030 | Oil |  | 0 | 0 | 0 | 0 | 0 | 0 | 0 | 0 | 0 | 0 | 0 | 0 | 0 | 0 | 0 | 0 | 0 | 0 | 0 | 0 | 0 | 0 | 0 | 0 | 0 | 0 | 0 | 0 | 0 | 0 | 0 | 0 | 0 | 0 | 0 | 0 | 0 | 0 | 0 | 0 | 0.034463 | 0 | 0 | 0 | 0 | 0 | 0 | 0 | 0 | 0 | 0.8
2139_G_10 | SPP West (Oklahoma, Arkansas, Louisiana) | Missouri | 29 | Dunklin | 69 | 2139 | 10 | Kennett | 18000 | 1971 | 9999 | Combustion Turbine | [5 empty] | Fossil | G | 2030 | NaturalGas |  | 0.001454 | 0 | 0.0010254 | 0.0024794 | 0 | 0 | 0 | 0 | 0 | 0 | 0 | 0 | 0 | 0 | 0 | 0 | 0.08078 | 0 | 0.056967 | 0.13775 | 0.085119 | 0 | 0.060028 | 0.14515 | 1.0178e-10 | 0 | 7.1779e-11 | 1.7356e-10 | 0.00077133 | 0 | 0.00054396 | 0.0013153 | 0 | 0 | 0 | 0 | 0 | 0 | 0 | 0 | 0.24191 | 0.00038128 | 0 | 0.00026889 | 0.00065017 | 0.0037787 | 0 | 0.0021285 | 0.0059072 | 0 | 5.6
2139_G_11 | SPP West (Oklahoma, Arkansas, Louisiana) | Missouri | 29 | Dunklin | 69 | 2139 | 11 | Kennett | 18000 | 1975 | 9999 | Combustion Turbine | [5 empty] | Fossil | G | 2030 | NaturalGas |  | 0.001454 | 0 | 0.0010254 | 0.0024794 | 0 | 0 | 0 | 0 | 0 | 0 | 0 | 0 | 0 | 0 | 0 | 0 | 0.08078 | 0 | 0.056967 | 0.13775 | 0.085119 | 0 | 0.060028 | 0.14515 | 1.0178e-10 | 0 | 7.1779e-11 | 1.7356e-10 | 0.00077133 | 0 | 0.00054396 | 0.0013153 | 0 | 0 | 0 | 0 | 0 | 0 | 0 | 0 | 0.24191 | 0.00038128 | 0 | 0.00026889 | 0.00065017 | 0.0037787 | 0 | 0.0021285 | 0.0059072 | 0 | 5.6
2139_G_12 | SPP West (Oklahoma, Arkansas, Louisiana) | Missouri | 29 | Dunklin | 69 | 2139 | 12 | Kennett | 18000 | 2001 | 9999 | Combustion Turbine | [5 empty] | Fossil | G | 2030 | NaturalGas |  | 0.00148 | 0 | 0.0010437 | 0.0025237 | 0 | 0 | 0 | 0 | 0 | 0 | 0 | 0 | 0 | 0 | 0 | 0 | 0.082222 | 0 | 0.057985 | 0.14021 | 0.086639 | 0 | 0.0611 | 0.14774 | 1.036e-10 | 0 | 7.3061e-11 | 1.7666e-10 | 0.0007851 | 0 | 0.00055367 | 0.0013388 | 0 | 0 | 0 | 0 | 0 | 0 | 0 | 0 | 0.11243 | 0.00038809 | 0 | 0.00027369 | 0.00066178 | 0.0038462 | 0 | 0.0021665 | 0.0060127 | 0 | 5.7
2139_G_13 | SPP West (Oklahoma, Arkansas, Louisiana) | Missouri | 29 | Dunklin | 69 | 2139 | 13 | Kennett | 18000 | 2001 | 9999 | Combustion Turbine | [5 empty] | Fossil | G | 2030 | NaturalGas |  | 0.00148 | 0 | 0.0010437 | 0.0025237 | 0 | 0 | 0 | 0 | 0 | 0 | 0 | 0 | 0 | 0 | 0 | 0 | 0.082222 | 0 | 0.057985 | 0.14021 | 0.086639 | 0 | 0.0611 | 0.14774 | 1.036e-10 | 0 | 7.3061e-11 | 1.7666e-10 | 0.0007851 | 0 | 0.00055367 | 0.0013388 | 0 | 0 | 0 | 0 | 0 | 0 | 0 | 0 | 0.11243 | 0.00038809 | 0 | 0.00027369 | 0.00066178 | 0.0038462 | 0 | 0.0021665 | 0.0060127 | 0 | 5.7
2139_G_9 | SPP West (Oklahoma, Arkansas, Louisiana) | Missouri | 29 | Dunklin | 69 | 2139 | 9 | Kennett | 18000 | 1965 | 9999 | Combustion Turbine | [5 empty] | Fossil | G | 2030 | NaturalGas |  | 0.001454 | 0 | 0.0010254 | 0.0024794 | 0 | 0 | 0 | 0 | 0 | 0 | 0 | 0 | 0 | 0 | 0 | 0 | 0.08078 | 0 | 0.056967 | 0.13775 | 0.085119 | 0 | 0.060028 | 0.14515 | 1.0178e-10 | 0 | 7.1779e-11 | 1.7356e-10 | 0.00077133 | 0 | 0.00054396 | 0.0013153 | 0 | 0 | 0 | 0 | 0 | 0 | 0 | 0 | 0.24191 | 0.00038128 | 0 | 0.00026889 | 0.00065017 | 0.0037787 | 0 | 0.0021285 | 0.0059072 | 0 | 5.6
214_G_1 | WECC_Northern California (not including BANC) | California | 6 | Placer | 61 | 214 | 1 | Alta Powerhouse | 0 | 1902 | 9999 | Hydro | [5 empty] | Non-Fossil | G | 2030 | Hydro |  | 0 | 0 | 0 | 0 | 0 | 0 | 0 | 0 | 0 | 0 | 0 | 0 | 0 | 0 | 0 | 0 | 0.49483 | 0.78912 | 1.4954 | 2.7793 | 0 | 0 | 0 | 0 | 0 | 0 | 0 | 0 | 0 | 0 | 0 | 0 | 0 | 0 | 0 | 0 | 0 | 0 | 0 | 0 | 0.015808 | 0.00068781 | 0.0010969 | 0.0020786 | 0.0038632 | 0 | 0 | 0 | 0 | 0 | 1
2140_G_1 | SERC_Delta_AECI | Missouri | 29 | Macon | 121 | 2140 | 1 | La Plata | 25000 | 2013 | 9999 | Combustion Turbine | [5 empty] | Fossil | G | 2030 | Oil |  | 0 | 0 | 0 | 0 | 0 | 0 | 0 | 0 | 0 | 0 | 0 | 0 | 0 | 0 | 0 | 0 | 0 | 0 | 0 | 0 | 0 | 0 | 0 | 0 | 0 | 0 | 0 | 0 | 0 | 0 | 0 | 0 | 0 | 0 | 0 | 0 | 0 | 0 | 0 | 0 | 0.07318 | 0 | 0 | 0 | 0 | 0 | 0 | 0 | 0 | 0 | 1.7
2140_G_2 | SERC_Delta_AECI | Missouri | 29 | Macon | 121 | 2140 | 2 | La Plata | 25000 | 2013 | 9999 | Combustion Turbine | [5 empty] | Fossil | G | 2030 | Oil |  | 0 | 0 | 0 | 0 | 0 | 0 | 0 | 0 | 0 | 0 | 0 | 0 | 0 | 0 | 0 | 0 | 0 | 0 | 0 | 0 | 0 | 0 | 0 | 0 | 0 | 0 | 0 | 0 | 0 | 0 | 0 | 0 | 0 | 0 | 0 | 0 | 0 | 0 | 0 | 0 | 0.07318 | 0 | 0 | 0 | 0 | 0 | 0 | 0 | 0 | 0 | 1.7
2141_G_4 | SERC_Delta_AECI | Missouri | 29 | Macon | 121 | 2141 | 4 | Macon | 12283 | 1985 | 9999 | Combustion Turbine | [5 empty] | Fossil | G | 2030 | Oil |  | 0 | 0 | 0 | 0 | 0 | 0 | 0 | 0 | 0 | 0 | 0 | 0 | 0 | 0 | 0 | 0 | 0 | 0 | 0 | 0 | 0 | 0 | 0 | 0 | 0 | 0 | 0 | 0 | 0 | 0 | 0 | 0 | 0 | 0 | 0 | 0 | 0 | 0 | 0 | 0 | 0.030133 | 0 | 0 | 0 | 0 | 0 | 0 | 0 | 0 | 0 | 0.7
2142_G_2A | SPP West (Oklahoma, Arkansas, Louisiana) | Missouri | 29 | Dunklin | 69 | 2142 | 2A | Malden | 10745 | 1996 | 9999 | Combustion Turbine | [5 empty] | Fossil | G | 2030 | Oil |  | 0 | 0 | 0 | 0 | 0 | 0 | 0 | 0 | 0 | 0 | 0 | 0 | 0 | 0 | 0 | 0 | 0 | 0 | 0 | 0 | 0 | 0 | 0 | 0 | 0 | 0 | 0 | 0 | 0 | 0 | 0 | 0 | 0 | 0 | 0 | 0 | 0 | 0 | 0 | 0 | 0.077756 | 0 | 0 | 0 | 0 | 0 | 0 | 0 | 0 | 0 | 1.8
2142_G_3A | SPP West (Oklahoma, Arkansas, Louisiana) | Missouri | 29 | Dunklin | 69 | 2142 | 3A | Malden | 10745 | 1996 | 9999 | Combustion Turbine | [5 empty] | Fossil | G | 2030 | Oil |  | 0 | 0 | 0 | 0 | 0 | 0 | 0 | 0 | 0 | 0 | 0 | 0 | 0 | 0 | 0 | 0 | 0 | 0 | 0 | 0 | 0 | 0 | 0 | 0 | 0 | 0 | 0 | 0 | 0 | 0 | 0 | 0 | 0 | 0 | 0 | 0 | 0 | 0 | 0 | 0 | 0.077756 | 0 | 0 | 0 | 0 | 0 | 0 | 0 | 0 | 0 | 1.8
2142_G_4A | SPP West (Oklahoma, Arkansas, Louisiana) | Missouri | 29 | Dunklin | 69 | 2142 | 4A | Malden | 10745 | 1996 | 9999 | Combustion Turbine | [5 empty] | Fossil | G | 2030 | Oil |  | 0 | 0 | 0 | 0 | 0 | 0 | 0 | 0 | 0 | 0 | 0 | 0 | 0 | 0 | 0 | 0 | 0 | 0 | 0 | 0 | 0 | 0 | 0 | 0 | 0 | 0 | 0 | 0 | 0 | 0 | 0 | 0 | 0 | 0 | 0 | 0 | 0 | 0 | 0 | 0 | 0.077756 | 0 | 0 | 0 | 0 | 0 | 0 | 0 | 0 | 0 | 1.8
2142_G_5 | SPP West (Oklahoma, Arkansas, Louisiana) | Missouri | 29 | Dunklin | 69 | 2142 | 5 | Malden | 10745 | 1957 | 9999 | Combustion Turbine | [5 empty] | Fossil | G | 2030 | NaturalGas |  | 0.00074398 | 0.00022087 | 0.00098972 | 0.0019546 | 0 | 0 | 0 | 0 | 0 | 0 | 0 | 0 | 0 | 0 | 0 | 0 | 0.06924 | 0.020556 | 0.09211 | 0.18191 | 0.043553 | 0.01293 | 0.057938 | 0.11442 | 5.2079e-11 | 1.5461e-11 | 6.928e-11 | 1.3682e-10 | 0.0006137 | 0.00018219 | 0.0008164 | 0.0016123 | 0 | 0 | 0 | 0 | 0 | 0 | 0 | 0 | 0.051837 | 0.00032681 | 9.7022e-05 | 0.00043476 | 0.00085859 | 0.0019334 | 0.0005015 | 0.0020544 | 0.0044894 | 0 | 1.2
2142_G_6 | SPP West (Oklahoma, Arkansas, Louisiana) | Missouri | 29 | Dunklin | 69 | 2142 | 6 | Malden | 10745 | 1963 | 9999 | Combustion Turbine | [5 empty] | Fossil | G | 2030 | Oil |  | 0 | 0 | 0 | 0 | 0 | 0 | 0 | 0 | 0 | 0 | 0 | 0 | 0 | 0 | 0 | 0 | 0 | 0 | 0 | 0 | 0 | 0 | 0 | 0 | 0 | 0 | 0 | 0 | 0 | 0 | 0 | 0 | 0 | 0 | 0 | 0 | 0 | 0 | 0 | 0 | 0.077756 | 0 | 0 | 0 | 0 | 0 | 0 | 0 | 0 | 0 | 1.8
2142_G_7 | SPP West (Oklahoma, Arkansas, Louisiana) | Missouri | 29 | Dunklin | 69 | 2142 | 7 | Malden | 10745 | 1973 | 9999 | Combustion Turbine | [5 empty] | Fossil | G | 2030 | Oil |  | 0 | 0 | 0 | 0 | 0 | 0 | 0 | 0 | 0 | 0 | 0 | 0 | 0 | 0 | 0 | 0 | 0 | 0 | 0 | 0 | 0 | 0 | 0 | 0 | 0 | 0 | 0 | 0 | 0 | 0 | 0 | 0 | 0 | 0 | 0 | 0 | 0 | 0 | 0 | 0 | 0.10799 | 0 | 0 | 0 | 0 | 0 | 0 | 0 | 0 | 0 | 2.5
2142_G_8 | SPP West (Oklahoma, Arkansas, Louisiana) | Missouri | 29 | Dunklin | 69 | 2142 | 8 | Malden | 10745 | 1973 | 9999 | Combustion Turbine | [5 empty] | Fossil | G | 2030 | Oil |  | 0 | 0 | 0 | 0 | 0 | 0 | 0 | 0 | 0 | 0 | 0 | 0 | 0 | 0 | 0 | 0 | 0 | 0 | 0 | 0 | 0 | 0 | 0 | 0 | 0 | 0 | 0 | 0 | 0 | 0 | 0 | 0 | 0 | 0 | 0 | 0 | 0 | 0 | 0 | 0 | 0.16415 | 0 | 0 | 0 | 0 | 0 | 0 | 0 | 0 | 0 | 3.8
2144_G_10 | SPP North- (Kansas, Missouri) | Missouri | 29 | Saline | 195 | 2144 | 10 | Marshall (MO) | 10745 | 1990 | 9999 | Combustion Turbine | [5 empty] | Fossil | G | 2030 | NaturalGas |  | 0.0038449 | 0.0024412 | 0.012708 | 0.018994 | 0 | 0 | 0 | 0 | 0 | 0 | 0 | 0 | 0 | 0 | 0 | 0 | 0.35783 | 0.22719 | 1.1827 | 1.7677 | 0.22508 | 0.14291 | 0.74395 | 1.1119 | 2.6914e-10 | 1.7088e-10 | 8.8958e-10 | 1.3296e-09 | 0.00088011 | 0.0005588 | 0.002909 | 0.0043479 | 0 | 0 | 0 | 0 | 0 | 0 | 0 | 0 | 0.21161 | 0.001689 | 0.0010724 | 0.0055824 | 0.0083437 | 0.010768 | 0.0059536 | 0.02773 | 0.044451 | 0 | 6.3
2144_G_11 | SPP North- (Kansas, Missouri) | Missouri | 29 | Saline | 195 | 2144 | 11 | Marshall (MO) | 10745 | 1994 | 9999 | Combustion Turbine | [5 empty] | Fossil | G | 2030 | NaturalGas |  | 0.0038449 | 0.0024412 | 0.012708 | 0.018994 | 0 | 0 | 0 | 0 | 0 | 0 | 0 | 0 | 0 | 0 | 0 | 0 | 0.35783 | 0.22719 | 1.1827 | 1.7677 | 0.22508 | 0.14291 | 0.74395 | 1.1119 | 2.6914e-10 | 1.7088e-10 | 8.8958e-10 | 1.3296e-09 | 0.00088217 | 0.00056011 | 0.0029158 | 0.0043581 | 0 | 0 | 0 | 0 | 0 | 0 | 0 | 0 | 0.21161 | 0.001689 | 0.0010724 | 0.0055824 | 0.0083437 | 0.010768 | 0.0059536 | 0.02773 | 0.044451 | 0 | 6.3
2144_G_7 | SPP North- (Kansas, Missouri) | Missouri | 29 | Saline | 195 | 2144 | 7 | Marshall (MO) | 10745 | 1988 | 9999 | Combustion Turbine | [5 empty] | Fossil | G | 2030 | Oil |  | 0 | 0 | 0 | 0 | 0 | 0 | 0 | 0 | 0 | 0 | 0 | 0 | 0 | 0 | 0 | 0 | 0 | 0 | 0 | 0 | 0 | 0 | 0 | 0 | 0 | 0 | 0 | 0 | 0 | 0 | 0 | 0 | 0 | 0 | 0 | 0 | 0 | 0 | 0 | 0 | 0.037481 | 0 | 0 | 0 | 0 | 0 | 0 | 0 | 0 | 0 | 0.9
2144_G_8 | SPP North- (Kansas, Missouri) | Missouri | 29 | Saline | 195 | 2144 | 8 | Marshall (MO) | 10745 | 1988 | 9999 | Combustion Turbine | [5 empty] | Fossil | G | 2030 | Oil |  | 0 | 0 | 0 | 0 | 0 | 0 | 0 | 0 | 0 | 0 | 0 | 0 | 0 | 0 | 0 | 0 | 0 | 0 | 0 | 0 | 0 | 0 | 0 | 0 | 0 | 0 | 0 | 0 | 0 | 0 | 0 | 0 | 0 | 0 | 0 | 0 | 0 | 0 | 0 | 0 | 0.037481 | 0 | 0 | 0 | 0 | 0 | 0 | 0 | 0 | 0 | 0.9
2144_G_9 | SPP North- (Kansas, Missouri) | Missouri | 29 | Saline | 195 | 2144 | 9 | Marshall (MO) | 10745 | 1988 | 9999 | Combustion Turbine | [5 empty] | Fossil | G | 2030 | Oil |  | 0 | 0 | 0 | 0 | 0 | 0 | 0 | 0 | 0 | 0 | 0 | 0 | 0 | 0 | 0 | 0 | 0 | 0 | 0 | 0 | 0 | 0 | 0 | 0 | 0 | 0 | 0 | 0 | 0 | 0 | 0 | 0 | 0 | 0 | 0 | 0 | 0 | 0 | 0 | 0 | 0.037481 | 0 | 0 | 0 | 0 | 0 | 0 | 0 | 0 | 0 | 0.9
2144_G_GT1 | SPP North- (Kansas, Missouri) | Missouri | 29 | Saline | 195 | 2144 | GT1 | Marshall (MO) | 17619 | 1972 | 9999 | Combustion Turbine | [5 empty] | Fossil | G | 2030 | NaturalGas |  | 0.0022081 | 0 | 0 | 0.0022081 | 0 | 0 | 0 | 0 | 0 | 0 | 0 | 0 | 0 | 0 | 0 | 0 | 0.11956 | 0 | 0 | 0.11956 | 0.12926 | 0 | 0 | 0.12926 | 1.5457e-10 | 0 | 0 | 1.5457e-10 | 0.00053658 | 0 | 0 | 0.00053658 | 0 | 0 | 0 | 0 | 0 | 0 | 0 | 0 | 0.60853 | 0.00061456 | 0 | 0 | 0.00061456 | 0.0061842 | 0 | 0 | 0.0061842 | 0 | 14
2145_G_1 | SERC_Delta_AECI | Missouri | 29 | Scotland | 199 | 2145 | 1 | Memphis | 13183 | 1972 | 9999 | Combustion Turbine | [5 empty] | Fossil | G | 2030 | NaturalGas |  | 0.00018541 | 0 | 0.00013167 | 0.00031708 | 0 | 0 | 0 | 0 | 0 | 0 | 0 | 0 | 0 | 0 | 0 | 0 | 0.014064 | 0 | 0.0099878 | 0.024052 | 0.010854 | 0 | 0.0077079 | 0.018562 | 1.2979e-11 | 0 | 9.2168e-12 | 2.2196e-11 | 0.00015294 | 0 | 0.00010861 | 0.00026155 | 0 | 0 | 0 | 0 | 0 | 0 | 0 | 0 | 0.025828 | 6.6384e-05 | 0 | 4.7142e-05 | 0.00011353 | 0.00053624 | 0 | 0.00029612 | 0.00083236 | 0 | 0.6
2145_G_10 | SERC_Delta_AECI | Missouri | 29 | Scotland | 199 | 2145 | 10 | Memphis | 12436 | 1989 | 9999 | Combustion Turbine | [5 empty] | Fossil | G | 2030 | Oil |  | 0 | 0 | 0 | 0 | 0 | 0 | 0 | 0 | 0 | 0 | 0 | 0 | 0 | 0 | 0 | 0 | 0 | 0 | 0 | 0 | 0 | 0 | 0 | 0 | 0 | 0 | 0 | 0 | 0 | 0 | 0 | 0 | 0 | 0 | 0 | 0 | 0 | 0 | 0 | 0 | 0.043047 | 0 | 0 | 0 | 0 | 0 | 0 | 0 | 0 | 0 | 1
2145_G_11 | SERC_Delta_AECI | Missouri | 29 | Scotland | 199 | 2145 | 11 | Memphis | 12436 | 1989 | 9999 | Combustion Turbine | [5 empty] | Fossil | G | 2030 | Oil |  | 0 | 0 | 0 | 0 | 0 | 0 | 0 | 0 | 0 | 0 | 0 | 0 | 0 | 0 | 0 | 0 | 0 | 0 | 0 | 0 | 0 | 0 | 0 | 0 | 0 | 0 | 0 | 0 | 0 | 0 | 0 | 0 | 0 | 0 | 0 | 0 | 0 | 0 | 0 | 0 | 0.043047 | 0 | 0 | 0 | 0 | 0 | 0 | 0 | 0 | 0 | 1
2145_G_12 | SERC_Delta_AECI | Missouri | 29 | Scotland | 199 | 2145 | 12 | Memphis | 11299 | 1989 | 9999 | Combustion Turbine | [5 empty] | Fossil | G | 2030 | Oil |  | 0 | 0 | 0 | 0 | 0 | 0 | 0 | 0 | 0 | 0 | 0 | 0 | 0 | 0 | 0 | 0 | 0 | 0 | 0 | 0 | 0 | 0 | 0 | 0 | 0 | 0 | 0 | 0 | 0 | 0 | 0 | 0 | 0 | 0 | 0 | 0 | 0 | 0 | 0 | 0 | 0.017219 | 0 | 0 | 0 | 0 | 0 | 0 | 0 | 0 | 0 | 0.4
2145_G_13 | SERC_Delta_AECI | Missouri | 29 | Scotland | 199 | 2145 | 13 | Memphis | 12436 | 1990 | 9999 | Combustion Turbine | [5 empty] | Fossil | G | 2030 | Oil |  | 0 | 0 | 0 | 0 | 0 | 0 | 0 | 0 | 0 | 0 | 0 | 0 | 0 | 0 | 0 | 0 | 0 | 0 | 0 | 0 | 0 | 0 | 0 | 0 | 0 | 0 | 0 | 0 | 0 | 0 | 0 | 0 | 0 | 0 | 0 | 0 | 0 | 0 | 0 | 0 | 0.043047 | 0 | 0 | 0 | 0 | 0 | 0 | 0 | 0 | 0 | 1
2145_G_3 | SERC_Delta_AECI | Missouri | 29 | Scotland | 199 | 2145 | 3 | Memphis | 16997 | 1945 | 9999 | Combustion Turbine | [5 empty] | Fossil | G | 2030 | Oil |  | 0 | 0 | 0 | 0 | 0 | 0 | 0 | 0 | 0 | 0 | 0 | 0 | 0 | 0 | 0 | 0 | 0 | 0 | 0 | 0 | 0 | 0 | 0 | 0 | 0 | 0 | 0 | 0 | 0 | 0 | 0 | 0 | 0 | 0 | 0 | 0 | 0 | 0 | 0 | 0 | 0.0086094 | 0 | 0 | 0 | 0 | 0 | 0 | 0 | 0 | 0 | 0.2
2145_G_6 | SERC_Delta_AECI | Missouri | 29 | Scotland | 199 | 2145 | 6 | Memphis | 10745 | 1957 | 9999 | Combustion Turbine | [5 empty] | Fossil | G | 2030 | Oil |  | 0 | 0 | 0 | 0 | 0 | 0 | 0 | 0 | 0 | 0 | 0 | 0 | 0 | 0 | 0 | 0 | 0 | 0 | 0 | 0 | 0 | 0 | 0 | 0 | 0 | 0 | 0 | 0 | 0 | 0 | 0 | 0 | 0 | 0 | 0 | 0 | 0 | 0 | 0 | 0 | 0.038742 | 0 | 0 | 0 | 0 | 0 | 0 | 0 | 0 | 0 | 0.9
2145_G_7 | SERC_Delta_AECI | Missouri | 29 | Scotland | 199 | 2145 | 7 | Memphis | 11819 | 1960 | 9999 | Combustion Turbine | [5 empty] | Fossil | G | 2030 | Oil |  | 0 | 0 | 0 | 0 | 0 | 0 | 0 | 0 | 0 | 0 | 0 | 0 | 0 | 0 | 0 | 0 | 0 | 0 | 0 | 0 | 0 | 0 | 0 | 0 | 0 | 0 | 0 | 0 | 0 | 0 | 0 | 0 | 0 | 0 | 0 | 0 | 0 | 0 | 0 | 0 | 0.047352 | 0 | 0 | 0 | 0 | 0 | 0 | 0 | 0 | 0 | 1.1
2145_G_8 | SERC_Delta_AECI | Missouri | 29 | Scotland | 199 | 2145 | 8 | Memphis | 10745 | 1966 | 9999 | Combustion Turbine | [5 empty] | Fossil | G | 2030 | NaturalGas |  | 0.00070523 | 0 | 0.002364 | 0.0030692 | 0 | 0 | 0 | 0 | 0 | 0 | 0 | 0 | 0 | 0 | 0 | 0 | 0.065634 | 0 | 0.22001 | 0.28564 | 0.041284 | 0 | 0.13839 | 0.17967 | 4.9366e-11 | 0 | 1.6548e-10 | 2.1485e-10 | 0.00058173 | 0 | 0.00195 | 0.0025317 | 0 | 0 | 0 | 0 | 0 | 0 | 0 | 0 | 0.055961 | 0.00030979 | 0 | 0.0010384 | 0.0013482 | 0.0020397 | 0 | 0.0053165 | 0.0073562 | 0 | 1.3
2145_G_9 | SERC_Delta_AECI | Missouri | 29 | Scotland | 199 | 2145 | 9 | Memphis | 12169 | 1972 | 9999 | Combustion Turbine | [5 empty] | Fossil | G | 2030 | NaturalGas |  | 0.00037082 | 0 | 0.00026334 | 0.00063416 | 0 | 0 | 0 | 0 | 0 | 0 | 0 | 0 | 0 | 0 | 0 | 0 | 0.030473 | 0 | 0.02164 | 0.052113 | 0.021708 | 0 | 0.015416 | 0.037124 | 2.5958e-11 | 0 | 1.8434e-11 | 4.4391e-11 | 0.00030588 | 0 | 0.00021722 | 0.00052311 | 0 | 0 | 0 | 0 | 0 | 0 | 0 | 0 | 0.055961 | 0.00014383 | 0 | 0.00010214 | 0.00024597 | 0.0010725 | 0 | 0.00059224 | 0.0016647 | 0 | 1.3
2146_G_10 | SERC_Delta_AECI | Missouri | 29 | Monroe | 137 | 2146 | 10 | Monroe (MO) | 12283 | 1988 | 9999 | Combustion Turbine | [5 empty] | Fossil | G | 2030 | Oil |  | 0 | 0 | 0 | 0 | 0 | 0 | 0 | 0 | 0 | 0 | 0 | 0 | 0 | 0 | 0 | 0 | 0 | 0 | 0 | 0 | 0 | 0 | 0 | 0 | 0 | 0 | 0 | 0 | 0 | 0 | 0 | 0 | 0 | 0 | 0 | 0 | 0 | 0 | 0 | 0 | 4.3047e-08 | 0 | 0 | 0 | 0 | 0 | 0 | 0 | 0 | 0 | 1e-06
2146_G_11 | SERC_Delta_AECI | Missouri | 29 | Monroe | 137 | 2146 | 11 | Monroe (MO) | 12283 | 2003 | 9999 | Combustion Turbine | [5 empty] | Fossil | G | 2030 | Oil |  | 0 | 0 | 0 | 0 | 0 | 0 | 0 | 0 | 0 | 0 | 0 | 0 | 0 | 0 | 0 | 0 | 0 | 0 | 0 | 0 | 0 | 0 | 0 | 0 | 0 | 0 | 0 | 0 | 0 | 0 | 0 | 0 | 0 | 0 | 0 | 0 | 0 | 0 | 0 | 0 | 4.3047e-08 | 0 | 0 | 0 | 0 | 0 | 0 | 0 | 0 | 0 | 1e-06
2146_G_12 | SERC_Delta_AECI | Missouri | 29 | Monroe | 137 | 2146 | 12 | Monroe (MO) | 12283 | 2003 | 9999 | Combustion Turbine | [5 empty] | Fossil | G | 2030 | Oil |  | 0 | 0 | 0 | 0 | 0 | 0 | 0 | 0 | 0 | 0 | 0 | 0 | 0 | 0 | 0 | 0 | 0 | 0 | 0 | 0 | 0 | 0 | 0 | 0 | 0 | 0 | 0 | 0 | 0 | 0 | 0 | 0 | 0 | 0 | 0 | 0 | 0 | 0 | 0 | 0 | 4.3047e-08 | 0 | 0 | 0 | 0 | 0 | 0 | 0 | 0 | 0 | 1e-06
2146_G_5 | SERC_Delta_AECI | Missouri | 29 | Monroe | 137 | 2146 | 5 | Monroe (MO) | 12283 | 1985 | 9999 | Combustion Turbine | [5 empty] | Fossil | G | 2030 | Oil |  | 0 | 0 | 0 | 0 | 0 | 0 | 0 | 0 | 0 | 0 | 0 | 0 | 0 | 0 | 0 | 0 | 0 | 0 | 0 | 0 | 0 | 0 | 0 | 0 | 0 | 0 | 0 | 0 | 0 | 0 | 0 | 0 | 0 | 0 | 0 | 0 | 0 | 0 | 0 | 0 | 4.3047e-08 | 0 | 0 | 0 | 0 | 0 | 0 | 0 | 0 | 0 | 1e-06
2146_G_8 | SERC_Delta_AECI | Missouri | 29 | Monroe | 137 | 2146 | 8 | Monroe (MO) | 12283 | 1988 | 9999 | Combustion Turbine | [5 empty] | Fossil | G | 2030 | Oil |  | 0 | 0 | 0 | 0 | 0 | 0 | 0 | 0 | 0 | 0 | 0 | 0 | 0 | 0 | 0 | 0 | 0 | 0 | 0 | 0 | 0 | 0 | 0 | 0 | 0 | 0 | 0 | 0 | 0 | 0 | 0 | 0 | 0 | 0 | 0 | 0 | 0 | 0 | 0 | 0 | 4.3047e-08 | 0 | 0 | 0 | 0 | 0 | 0 | 0 | 0 | 0 | 1e-06
2146_G_9 | SERC_Delta_AECI | Missouri | 29 | Monroe | 137 | 2146 | 9 | Monroe (MO) | 12283 | 1988 | 9999 | Combustion Turbine | [5 empty] | Fossil | G | 2030 | Oil |  | 0 | 0 | 0 | 0 | 0 | 0 | 0 | 0 | 0 | 0 | 0 | 0 | 0 | 0 | 0 | 0 | 0 | 0 | 0 | 0 | 0 | 0 | 0 | 0 | 0 | 0 | 0 | 0 | 0 | 0 | 0 | 0 | 0 | 0 | 0 | 0 | 0 | 0 | 0 | 0 | 4.3047e-08 | 0 | 0 | 0 | 0 | 0 | 0 | 0 | 0 | 0 | 1e-06
215_G_1 | WECC_Northern California (not including BANC) | California | 6 | Calaveras | 9 | 215 | 1 | Angels | 0 | 1940 | 9999 | Hydro | [5 empty] | Non-Fossil | G | 2030 | Hydro |  | 0 | 0 | 0 | 0 | 0 | 0 | 0 | 0 | 0 | 0 | 0 | 0 | 0 | 0 | 0 | 0 | 0.34638 | 0.55238 | 1.0468 | 1.9455 | 0 | 0 | 0 | 0 | 0 | 0 | 0 | 0 | 0 | 0 | 0 | 0 | 0 | 0 | 0 | 0 | 0 | 0 | 0 | 0 | 0.011066 | 0.00048147 | 0.00076781 | 0.001455 | 0.0027043 | 0 | 0 | 0 | 0 | 0 | 0.7
2161_G_GT1 | SPP North- (Kansas, Missouri) | Missouri | 29 | Greene | 77 | 2161 | GT1 | James River Power Station | 14274 | 1989 | 9999 | Combustion Turbine |  |  |  | H2O |  | Fossil | G | 2030 | NaturalGas |  | 0.019198 | 0 | 0.028115 | 0.047313 | 0 | 0 | 0 | 0 | 0 | 0 | 0 | 0 | 0 | 0 | 0 | 0 | 1.345 | 0 | 1.9696 | 3.3146 | 1.1239 | 0 | 1.6458 | 2.7697 | 1.3439e-09 | 0 | 1.968e-09 | 3.3119e-09 | 0.0014609 | 0 | 0.0021394 | 0.0036003 | 0 | 0 | 0 | 0 | 0 | 0 | 0 | 0 | 3.0954 | 0.0081446 | 0 | 0.011927 | 0.020072 | 0.053768 | 0 | 0.061346 | 0.11511 | 0 | 75
2161_G_GT2 | SPP North- (Kansas, Missouri) | Missouri | 29 | Greene | 77 | 2161 | GT2 | James River Power Station | 14274 | 1992 | 9999 | Combustion Turbine |  |  |  | H2O |  | Fossil | G | 2030 | NaturalGas |  | 0.020478 | 0 | 0.029989 | 0.050467 | 0 | 0 | 0 | 0 | 0 | 0 | 0 | 0 | 0 | 0 | 0 | 0 | 1.4347 | 0 | 2.1009 | 3.5356 | 1.1988 | 0 | 1.7555 | 2.9543 | 1.4335e-09 | 0 | 2.0992e-09 | 3.5327e-09 | 0.001546 | 0 | 0.002264 | 0.00381 | 0 | 0 | 0 | 0 | 0 | 0 | 0 | 0 | 3.3017 | 0.0086876 | 0 | 0.012722 | 0.02141 | 0.057353 | 0 | 0.065436 | 0.12279 | 0 | 80
2164_G_1 | SERC_Delta_AECI | Missouri | 29 | Putnam | 171 | 2164 | 1 | Unionville City of | 13714 | 1970 | 9999 | Combustion Turbine | [5 empty] | Fossil | G | 2030 | Oil |  | 0 | 0 | 0 | 0 | 0 | 0 | 0 | 0 | 0 | 0 | 0 | 0 | 0 | 0 | 0 | 0 | 0 | 0 | 0 | 0 | 0 | 0 | 0 | 0 | 0 | 0 | 0 | 0 | 0 | 0 | 0 | 0 | 0 | 0 | 0 | 0 | 0 | 0 | 0 | 0 | 0.025828 | 0 | 0 | 0 | 0 | 0 | 0 | 0 | 0 | 0 | 0.6
2164_G_2 | SERC_Delta_AECI | Missouri | 29 | Putnam | 171 | 2164 | 2 | Unionville City of | 13607 | 1975 | 9999 | Combustion Turbine | [5 empty] | Fossil | G | 2030 | NaturalGas |  | 0.00054223 | 0 | 0.00038506 | 0.00092729 | 0 | 0 | 0 | 0 | 0 | 0 | 0 | 0 | 0 | 0 | 0 | 0 | 0.039849 | 0 | 0.028299 | 0.068148 | 0.031742 | 0 | 0.022541 | 0.054283 | 3.7956e-11 | 0 | 2.6954e-11 | 6.491e-11 | 0.00044727 | 0 | 0.00031763 | 0.0007649 | 0 | 0 | 0 | 0 | 0 | 0 | 0 | 0 | 0.07318 | 0.00018809 | 0 | 0.00013357 | 0.00032166 | 0.0015682 | 0 | 0.00086598 | 0.0024342 | 0 | 1.7
2164_G_3 | SERC_Delta_AECI | Missouri | 29 | Putnam | 171 | 2164 | 3 | Unionville City of | 17778 | 1935 | 9999 | Combustion Turbine | [5 empty] | Fossil | G | 2030 | Oil |  | 0 | 0 | 0 | 0 | 0 | 0 | 0 | 0 | 0 | 0 | 0 | 0 | 0 | 0 | 0 | 0 | 0 | 0 | 0 | 0 | 0 | 0 | 0 | 0 | 0 | 0 | 0 | 0 | 0 | 0 | 0 | 0 | 0 | 0 | 0 | 0 | 0 | 0 | 0 | 0 | 0.0086094 | 0 | 0 | 0 | 0 | 0 | 0 | 0 | 0 | 0 | 0.2
2164_G_4 | SERC_Delta_AECI | Missouri | 29 | Putnam | 171 | 2164 | 4 | Unionville City of | 14091 | 1970 | 9999 | Combustion Turbine | [5 empty] | Fossil | G | 2030 | Oil |  | 0 | 0 | 0 | 0 | 0 | 0 | 0 | 0 | 0 | 0 | 0 | 0 | 0 | 0 | 0 | 0 | 0 | 0 | 0 | 0 | 0 | 0 | 0 | 0 | 0 | 0 | 0 | 0 | 0 | 0 | 0 | 0 | 0 | 0 | 0 | 0 | 0 | 0 | 0 | 0 | 0.038742 | 0 | 0 | 0 | 0 | 0 | 0 | 0 | 0 | 0 | 0.9
2164_G_5 | SERC_Delta_AECI | Missouri | 29 | Putnam | 171 | 2164 | 5 | Unionville City of | 14085 | 1955 | 9999 | Combustion Turbine | [5 empty] | Fossil | G | 2030 | Oil |  | 0 | 0 | 0 | 0 | 0 | 0 | 0 | 0 | 0 | 0 | 0 | 0 | 0 | 0 | 0 | 0 | 0 | 0 | 0 | 0 | 0 | 0 | 0 | 0 | 0 | 0 | 0 | 0 | 0 | 0 | 0 | 0 | 0 | 0 | 0 | 0 | 0 | 0 | 0 | 0 | 0.012914 | 0 | 0 | 0 | 0 | 0 | 0 | 0 | 0 | 0 | 0.3
2164_G_6 | SERC_Delta_AECI | Missouri | 29 | Putnam | 171 | 2164 | 6 | Unionville City of | 14085 | 1955 | 9999 | Combustion Turbine | [5 empty] | Fossil | G | 2030 | Oil |  | 0 | 0 | 0 | 0 | 0 | 0 | 0 | 0 | 0 | 0 | 0 | 0 | 0 | 0 | 0 | 0 | 0 | 0 | 0 | 0 | 0 | 0 | 0 | 0 | 0 | 0 | 0 | 0 | 0 | 0 | 0 | 0 | 0 | 0 | 0 | 0 | 0 | 0 | 0 | 0 | 0.012914 | 0 | 0 | 0 | 0 | 0 | 0 | 0 | 0 | 0 | 0.3
2164_G_7 | SERC_Delta_AECI | Missouri | 29 | Putnam | 171 | 2164 | 7 | Unionville City of | 14091 | 1962 | 9999 | Combustion Turbine | [5 empty] | Fossil | G | 2030 | Oil |  | 0 | 0 | 0 | 0 | 0 | 0 | 0 | 0 | 0 | 0 | 0 | 0 | 0 | 0 | 0 | 0 | 0 | 0 | 0 | 0 | 0 | 0 | 0 | 0 | 0 | 0 | 0 | 0 | 0 | 0 | 0 | 0 | 0 | 0 | 0 | 0 | 0 | 0 | 0 | 0 | 0.038742 | 0 | 0 | 0 | 0 | 0 | 0 | 0 | 0 | 0 | 0.9
2164_G_8 | SERC_Delta_AECI | Missouri | 29 | Putnam | 171 | 2164 | 8 | Unionville City of | 13552 | 1967 | 9999 | Combustion Turbine | [5 empty] | Fossil | G | 2030 | NaturalGas |  | 0.00034943 | 0 | 0.00024815 | 0.00059758 | 0 | 0 | 0 | 0 | 0 | 0 | 0 | 0 | 0 | 0 | 0 | 0 | 0.025785 | 0 | 0.018311 | 0.044096 | 0.020456 | 0 | 0.014527 | 0.034983 | 2.446e-11 | 0 | 1.737e-11 | 4.1831e-11 | 0.00028824 | 0 | 0.00020469 | 0.00049293 | 0 | 0 | 0 | 0 | 0 | 0 | 0 | 0 | 0.047352 | 0.0001217 | 0 | 8.6428e-05 | 0.00020813 | 0.0010106 | 0 | 0.00055808 | 0.0015687 | 0 | 1.1
2164_G_9 | SERC_Delta_AECI | Missouri | 29 | Putnam | 171 | 2164 | 9 | Unionville City of | 12433 | 1994 | 9999 | Combustion Turbine | [5 empty] | Fossil | G | 2030 | Oil |  | 0 | 0 | 0 | 0 | 0 | 0 | 0 | 0 | 0 | 0 | 0 | 0 | 0 | 0 | 0 | 0 | 0 | 0 | 0 | 0 | 0 | 0 | 0 | 0 | 0 | 0 | 0 | 0 | 0 | 0 | 0 | 0 | 0 | 0 | 0 | 0 | 0 | 0 | 0 | 0 | 0.086094 | 0 | 0 | 0 | 0 | 0 | 0 | 0 | 0 | 0 | 2
2166_G_1 | SPP West (Oklahoma, Arkansas, Louisiana) | Missouri | 29 | Taney | 213 | 2166 | 1 | Table Rock | 0 | 1959 | 9999 | Hydro | [5 empty] | Non-Fossil | G | 2030 | Hydro |  | 0 | 0 | 0 | 0 | 0 | 0 | 0 | 0 | 0 | 0 | 0 | 0 | 0 | 0 | 0 | 0 | 29.5679 | 37.8429 | 51.3149 | 118.7258 | 0 | 0 | 0 | 0 | 0 | 0 | 0 | 0 | 0 | 0 | 0 | 0 | 0 | 0 | 0 | 0 | 0 | 0 | 0 | 0 | 0.83784 | 0.041099 | 0.052602 | 0.071328 | 0.16503 | 0 | 0 | 0 | 0 | 0 | 53
2166_G_2 | SPP West (Oklahoma, Arkansas, Louisiana) | Missouri | 29 | Taney | 213 | 2166 | 2 | Table Rock | 0 | 1959 | 9999 | Hydro | [5 empty] | Non-Fossil | G | 2030 | Hydro |  | 0 | 0 | 0 | 0 | 0 | 0 | 0 | 0 | 0 | 0 | 0 | 0 | 0 | 0 | 0 | 0 | 29.5679 | 37.8429 | 51.3149 | 118.7258 | 0 | 0 | 0 | 0 | 0 | 0 | 0 | 0 | 0 | 0 | 0 | 0 | 0 | 0 | 0 | 0 | 0 | 0 | 0 | 0 | 0.83784 | 0.041099 | 0.052602 | 0.071328 | 0.16503 | 0 | 0 | 0 | 0 | 0 | 53
2166_G_3 | SPP West (Oklahoma, Arkansas, Louisiana) | Missouri | 29 | Taney | 213 | 2166 | 3 | Table Rock | 0 | 1961 | 9999 | Hydro | [5 empty] | Non-Fossil | G | 2030 | Hydro |  | 0 | 0 | 0 | 0 | 0 | 0 | 0 | 0 | 0 | 0 | 0 | 0 | 0 | 0 | 0 | 0 | 32.0784 | 41.056 | 55.6718 | 128.8062 | 0 | 0 | 0 | 0 | 0 | 0 | 0 | 0 | 0 | 0 | 0 | 0 | 0 | 0 | 0 | 0 | 0 | 0 | 0 | 0 | 0.90897 | 0.044589 | 0.057068 | 0.077384 | 0.17904 | 0 | 0 | 0 | 0 | 0 | 57.5
2166_G_4 | SPP West (Oklahoma, Arkansas, Louisiana) | Missouri | 29 | Taney | 213 | 2166 | 4 | Table Rock | 0 | 1961 | 9999 | Hydro | [5 empty] | Non-Fossil | G | 2030 | Hydro |  | 0 | 0 | 0 | 0 | 0 | 0 | 0 | 0 | 0 | 0 | 0 | 0 | 0 | 0 | 0 | 0 | 29.5679 | 37.8429 | 51.3149 | 118.7258 | 0 | 0 | 0 | 0 | 0 | 0 | 0 | 0 | 0 | 0 | 0 | 0 | 0 | 0 | 0 | 0 | 0 | 0 | 0 | 0 | 0.83784 | 0.041099 | 0.052602 | 0.071328 | 0.16503 | 0 | 0 | 0 | 0 | 0 | 53
2167_B_1 | SERC_Delta_AECI | Missouri | 29 | New Madrid | 143 | 2167 | 1 | New Madrid | 9859 | 1972 | 9999 | Coal Steam | cyclone | wet | ESPC + SCR + Mercury Control | LNB + OFA |  | Fossil | B | 2030 | Coal |  | 9.3516 | 12.6767 | 17.5408 | 39.5691 | 0 | 0 | 0 | 0 | 9.3516 | 12.6767 | 17.5408 | 39.5691 | 0 | 0 | 0 | 0 | 948.539 | 1285.7973 | 1779.169 | 4013.5053 | 1002.0288 | 1358.3058 | 1879.4996 | 4239.8342 | 0.0026237 | 0.0035566 | 0.0049213 | 0.011102 | 3.2076 | 4.3481 | 0.60063 | 8.1563 | 2.4423 | 3.3106 | 4.5809 | 10.3338 | 0.0022842 | 0.0030964 | 0.0042845 | 0.0096651 | 35.9035 | 3.808 | 5.1619 | 7.1426 | 16.1125 | 15.0739 | 20.4335 | 28.274 | 63.7813 | 0 | 579 | SCR / Mercury Control
2167_B_2 | SERC_Delta_AECI | Missouri | 29 | New Madrid | 143 | 2167 | 2 | New Madrid | 9814 | 1977 | 9999 | Coal Steam | cyclone | wet | ESPC + SCR + Mercury Control | LNB + OFA |  | Fossil | B | 2030 | Coal |  | 9.2447 | 12.5316 | 17.3401 | 39.1164 | 0 | 0 | 0 | 0 | 9.2447 | 12.5316 | 17.3401 | 39.1164 | 0 | 0 | 0 | 0 | 941.986 | 1276.9144 | 1766.8777 | 3985.7781 | 990.5643 | 1342.765 | 1857.9957 | 4191.3251 | 0.0025937 | 0.0035159 | 0.004865 | 0.010975 | 2.8862 | 3.9124 | 0.79415 | 7.5928 | 2.4143 | 3.2728 | 4.5285 | 10.2156 | 0.0022581 | 0.003061 | 0.0042355 | 0.0095545 | 35.6554 | 3.7817 | 5.1263 | 7.0933 | 16.0012 | 14.9014 | 20.1997 | 27.9505 | 63.0516 | 0 | 575 | SCR / Mercury Control
2168_B_MB1 | SERC_Delta_AECI | Missouri | 29 | Randolph | 175 | 2168 | MB1 | Thomas Hill | 9907 | 1966 | 9999 | Coal Steam | cyclone | wet | ESPC + SCR + Mercury Control | LNB + OFA |  | Fossil | B | 2030 | Coal |  | 2.6422 | 2.9096 | 4.1958 | 9.7476 | 0 | 0 | 0 | 0 | 2.6422 | 2.9096 | 4.1958 | 9.7476 | 0 | 0 | 0 | 0 | 266.6999 | 293.6909 | 423.5153 | 983.906 | 283.1113 | 311.7632 | 449.5763 | 1044.4507 | 0.0007413 | 0.00081632 | 0.0011772 | 0.0027348 | 0.69085 | 0.76077 | 0.17909 | 1.6307 | 0.69003 | 0.75987 | 1.0958 | 2.5457 | 0.00064538 | 0.00071069 | 0.0010249 | 0.0023809 | 10.9441 | 1.0663 | 1.1743 | 1.6933 | 3.934 | 4.5065 | 4.9626 | 7.1562 | 16.6253 | 0 | 165 | SCR / Mercury Control
2168_B_MB2 | SERC_Delta_AECI | Missouri | 29 | Randolph | 175 | 2168 | MB2 | Thomas Hill | 9930 | 1969 | 9999 | Coal Steam | cyclone | wet | ESPC + SCR + Mercury Control | LNB + OFA |  | Fossil | B | 2030 | Coal |  | 4.3336 | 4.7722 | 6.8817 | 15.9876 | 0 | 0 | 0 | 0 | 4.3336 | 4.7722 | 6.8817 | 15.9876 | 0 | 0 | 0 | 0 | 436.418 | 480.5851 | 693.025 | 1610.028 | 464.3485 | 511.3423 | 737.3782 | 1713.069 | 0.0012159 | 0.0013389 | 0.0019308 | 0.0044855 | 1.1849 | 1.3048 | 0.26398 | 2.7537 | 1.1318 | 1.2463 | 1.7972 | 4.1753 | 0.0010585 | 0.0011657 | 0.0016809 | 0.0039051 | 17.9085 | 1.7449 | 1.9215 | 2.7709 | 6.4374 | 7.3914 | 8.1394 | 11.7374 | 27.2682 | 0 | 270 | SCR / Mercury Control
2168_B_MB3 | SERC_Delta_AECI | Missouri | 29 | Randolph | 175 | 2168 | MB3 | Thomas Hill | 9903 | 1982 | 9999 | Coal Steam | wall | dry | ESPC + SCR + Mercury Control | LNB + OFA |  | Fossil | B | 2030 | Coal |  | 11.6136 | 11.9298 | 17.4841 | 41.0275 | 0 | 0 | 0 | 0 | 11.6136 | 11.9298 | 17.4841 | 41.0275 | 0 | 0 | 0 | 0 | 1172.7381 | 1204.6626 | 1765.5406 | 4142.9413 | 1244.3999 | 1278.2753 | 1873.4265 | 4396.1017 | 0.0032583 | 0.003347 | 0.0049054 | 0.011511 | 0.7726 | 0.79363 | 0.69937 | 2.2656 | 3.033 | 3.1156 | 4.5661 | 10.7147 | 0.0028367 | 0.0029139 | 0.0042707 | 0.010021 | 38.9584 | 4.6926 | 4.8203 | 7.0646 | 16.5775 | 19.8081 | 20.3473 | 29.8207 | 69.9761 | 0 | 699 | SCR / Mercury Control
217_G_1 | WECC_Northern California (not including BANC) | California | 6 | Fresno | 19 | 217 | 1 | Balch 1 | 0 | 1927 | 9999 | Hydro | [5 empty] | Non-Fossil | G | 2030 | Hydro |  | 0 | 0 | 0 | 0 | 0 | 0 | 0 | 0 | 0 | 0 | 0 | 0 | 0 | 0 | 0 | 0 | 16.8242 | 26.83 | 50.8425 | 94.4966 | 0 | 0 | 0 | 0 | 0 | 0 | 0 | 0 | 0 | 0 | 0 | 0 | 0 | 0 | 0 | 0 | 0 | 0 | 0 | 0 | 0.53748 | 0.023386 | 0.037294 | 0.070671 | 0.13135 | 0 | 0 | 0 | 0 | 0 | 34
2176_G_GT1 | MISO_MT, SD, ND | Montana | 30 | Dawson | 21 | 2176 | GT1 | Glendive GT | 17225 | 1979 | 9999 | Combustion Turbine | [5 empty] | Fossil | G | 2030 | Oil |  | 0 | 0 | 0 | 0 | 0 | 0 | 0 | 0 | 0 | 0 | 0 | 0 | 0 | 0 | 0 | 0 | 0 | 0 | 0 | 0 | 0 | 0 | 0 | 0 | 0 | 0 | 0 | 0 | 0 | 0 | 0 | 0 | 0 | 0 | 0 | 0 | 0 | 0 | 0 | 0 | 1.4897 | 0 | 0 | 0 | 0 | 0 | 0 | 0 | 0 | 0 | 34.8
2176_G_GT-2 | MISO_MT, SD, ND | Montana | 30 | Dawson | 21 | 2176 | GT-2 | Glendive GT | 17224 | 2003 | 9999 | Combustion Turbine |  |  |  | DLNB |  | Fossil | G | 2030 | Oil |  | 0 | 0 | 0 | 0 | 0 | 0 | 0 | 0 | 0 | 0 | 0 | 0 | 0 | 0 | 0 | 0 | 0 | 0 | 0 | 0 | 0 | 0 | 0 | 0 | 0 | 0 | 0 | 0 | 0 | 0 | 0 | 0 | 0 | 0 | 0 | 0 | 0 | 0 | 0 | 0 | 1.7166 | 0 | 0 | 0 | 0 | 0 | 0 | 0 | 0 | 0 | 40.1
2177_G_1 | MISO_MT, SD, ND | Montana | 30 | Custer | 17 | 2177 | 1 | Miles City GT | 21852 | 1972 | 9999 | Combustion Turbine | [5 empty] | Fossil | G | 2030 | Oil |  | 0 | 0 | 0 | 0 | 0 | 0 | 0 | 0 | 0 | 0 | 0 | 0 | 0 | 0 | 0 | 0 | 0 | 0 | 0 | 0 | 0 | 0 | 0 | 0 | 0 | 0 | 0 | 0 | 0 | 0 | 0 | 0 | 0 | 0 | 0 | 0 | 0 | 0 | 0 | 0 | 1.0103 | 0 | 0 | 0 | 0 | 0 | 0 | 0 | 0 | 0 | 23.6
218_G_2 | WECC_Northern California (not including BANC) | California | 6 | Fresno | 19 | 218 | 2 | Balch 2 | 0 | 1958 | 9999 | Hydro | [5 empty] | Non-Fossil | G | 2030 | Hydro |  | 0 | 0 | 0 | 0 | 0 | 0 | 0 | 0 | 0 | 0 | 0 | 0 | 0 | 0 | 0 | 0 | 25.9785 | 41.4286 | 78.5067 | 145.9139 | 0 | 0 | 0 | 0 | 0 | 0 | 0 | 0 | 0 | 0 | 0 | 0 | 0 | 0 | 0 | 0 | 0 | 0 | 0 | 0 | 0.82993 | 0.03611 | 0.057586 | 0.10912 | 0.20282 | 0 | 0 | 0 | 0 | 0 | 52.5
218_G_3 | WECC_Northern California (not including BANC) | California | 6 | Fresno | 19 | 218 | 3 | Balch 2 | 0 | 1958 | 9999 | Hydro | [5 empty] | Non-Fossil | G | 2030 | Hydro |  | 0 | 0 | 0 | 0 | 0 | 0 | 0 | 0 | 0 | 0 | 0 | 0 | 0 | 0 | 0 | 0 | 25.9785 | 41.4286 | 78.5067 | 145.9139 | 0 | 0 | 0 | 0 | 0 | 0 | 0 | 0 | 0 | 0 | 0 | 0 | 0 | 0 | 0 | 0 | 0 | 0 | 0 | 0 | 0.82993 | 0.03611 | 0.057586 | 0.10912 | 0.20282 | 0 | 0 | 0 | 0 | 0 | 52.5
2181_G_BLA1 | WECC_Montana | Montana | 30 | Cascade | 13 | 2181 | BLA1 | Black Eagle | 0 | 1927 | 9999 | Hydro | [5 empty] | Non-Fossil | G | 2030 | Hydro |  | 0 | 0 | 0 | 0 | 0 | 0 | 0 | 0 | 0 | 0 | 0 | 0 | 0 | 0 | 0 | 0 | 5.4885 | 7.6052 | 12.3856 | 25.4793 | 0 | 0 | 0 | 0 | 0 | 0 | 0 | 0 | 0 | 0 | 0 | 0 | 0 | 0 | 0 | 0 | 0 | 0 | 0 | 0 | 0.11066 | 0.007629 | 0.010571 | 0.017216 | 0.035416 | 0 | 0 | 0 | 0 | 0 | 7
2181_G_BLA2 | WECC_Montana | Montana | 30 | Cascade | 13 | 2181 | BLA2 | Black Eagle | 0 | 1927 | 9999 | Hydro | [5 empty] | Non-Fossil | G | 2030 | Hydro |  | 0 | 0 | 0 | 0 | 0 | 0 | 0 | 0 | 0 | 0 | 0 | 0 | 0 | 0 | 0 | 0 | 5.4885 | 7.6052 | 12.3856 | 25.4793 | 0 | 0 | 0 | 0 | 0 | 0 | 0 | 0 | 0 | 0 | 0 | 0 | 0 | 0 | 0 | 0 | 0 | 0 | 0 | 0 | 0.11066 | 0.007629 | 0.010571 | 0.017216 | 0.035416 | 0 | 0 | 0 | 0 | 0 | 7
2181_G_BLA3 | WECC_Montana | Montana | 30 | Cascade | 13 | 2181 | BLA3 | Black Eagle | 0 | 1927 | 9999 | Hydro | [5 empty] | Non-Fossil | G | 2030 | Hydro |  | 0 | 0 | 0 | 0 | 0 | 0 | 0 | 0 | 0 | 0 | 0 | 0 | 0 | 0 | 0 | 0 | 5.4885 | 7.6052 | 12.3856 | 25.4793 | 0 | 0 | 0 | 0 | 0 | 0 | 0 | 0 | 0 | 0 | 0 | 0 | 0 | 0 | 0 | 0 | 0 | 0 | 0 | 0 | 0.11066 | 0.007629 | 0.010571 | 0.017216 | 0.035416 | 0 | 0 | 0 | 0 | 0 | 7
2182_G_COC1 | WECC_Montana | Montana | 30 | Cascade | 13 | 2182 | COC1 | Cochrane | 0 | 1958 | 9999 | Hydro | [5 empty] | Non-Fossil | G | 2030 | Hydro |  | 0 | 0 | 0 | 0 | 0 | 0 | 0 | 0 | 0 | 0 | 0 | 0 | 0 | 0 | 0 | 0 | 24.3061 | 33.6804 | 54.8506 | 112.837 | 0 | 0 | 0 | 0 | 0 | 0 | 0 | 0 | 0 | 0 | 0 | 0 | 0 | 0 | 0 | 0 | 0 | 0 | 0 | 0 | 0.49006 | 0.033785 | 0.046816 | 0.076242 | 0.15684 | 0 | 0 | 0 | 0 | 0 | 31
2182_G_COC2 | WECC_Montana | Montana | 30 | Cascade | 13 | 2182 | COC2 | Cochrane | 0 | 1958 | 9999 | Hydro | [5 empty] | Non-Fossil | G | 2030 | Hydro |  | 0 | 0 | 0 | 0 | 0 | 0 | 0 | 0 | 0 | 0 | 0 | 0 | 0 | 0 | 0 | 0 | 24.3061 | 33.6804 | 54.8506 | 112.837 | 0 | 0 | 0 | 0 | 0 | 0 | 0 | 0 | 0 | 0 | 0 | 0 | 0 | 0 | 0 | 0 | 0 | 0 | 0 | 0 | 0.49006 | 0.033785 | 0.046816 | 0.076242 | 0.15684 | 0 | 0 | 0 | 0 | 0 | 31
2185_G_HAU1 | WECC_Montana | Montana | 30 | Lewis and Clark | 49 | 2185 | HAU1 | Hauser | 0 | 1911 | 9999 | Hydro | [5 empty] | Non-Fossil | G | 2030 | Hydro |  | 0 | 0 | 0 | 0 | 0 | 0 | 0 | 0 | 0 | 0 | 0 | 0 | 0 | 0 | 0 | 0 | 2.1954 | 3.0421 | 4.9542 | 10.1917 | 0 | 0 | 0 | 0 | 0 | 0 | 0 | 0 | 0 | 0 | 0 | 0 | 0 | 0 | 0 | 0 | 0 | 0 | 0 | 0 | 0.044263 | 0.0030516 | 0.0042285 | 0.0068864 | 0.014167 | 0 | 0 | 0 | 0 | 0 | 2.8
2185_G_HAU2 | WECC_Montana | Montana | 30 | Lewis and Clark | 49 | 2185 | HAU2 | Hauser | 0 | 1911 | 9999 | Hydro | [5 empty] | Non-Fossil | G | 2030 | Hydro |  | 0 | 0 | 0 | 0 | 0 | 0 | 0 | 0 | 0 | 0 | 0 | 0 | 0 | 0 | 0 | 0 | 2.0386 | 2.8248 | 4.6004 | 9.4637 | 0 | 0 | 0 | 0 | 0 | 0 | 0 | 0 | 0 | 0 | 0 | 0 | 0 | 0 | 0 | 0 | 0 | 0 | 0 | 0 | 0.041101 | 0.0028336 | 0.0039265 | 0.0063945 | 0.013155 | 0 | 0 | 0 | 0 | 0 | 2.6
2185_G_HAU3 | WECC_Montana | Montana | 30 | Lewis and Clark | 49 | 2185 | HAU3 | Hauser | 0 | 1911 | 9999 | Hydro | [5 empty] | Non-Fossil | G | 2030 | Hydro |  | 0 | 0 | 0 | 0 | 0 | 0 | 0 | 0 | 0 | 0 | 0 | 0 | 0 | 0 | 0 | 0 | 2.1954 | 3.0421 | 4.9542 | 10.1917 | 0 | 0 | 0 | 0 | 0 | 0 | 0 | 0 | 0 | 0 | 0 | 0 | 0 | 0 | 0 | 0 | 0 | 0 | 0 | 0 | 0.044263 | 0.0030516 | 0.0042285 | 0.0068864 | 0.014167 | 0 | 0 | 0 | 0 | 0 | 2.8
2185_G_HAU5 | WECC_Montana | Montana | 30 | Lewis and Clark | 49 | 2185 | HAU5 | Hauser | 0 | 1911 | 9999 | Hydro | [5 empty] | Non-Fossil | G | 2030 | Hydro |  | 0 | 0 | 0 | 0 | 0 | 0 | 0 | 0 | 0 | 0 | 0 | 0 | 0 | 0 | 0 | 0 | 2.1954 | 3.0421 | 4.9542 | 10.1917 | 0 | 0 | 0 | 0 | 0 | 0 | 0 | 0 | 0 | 0 | 0 | 0 | 0 | 0 | 0 | 0 | 0 | 0 | 0 | 0 | 0.044263 | 0.0030516 | 0.0042285 | 0.0068864 | 0.014167 | 0 | 0 | 0 | 0 | 0 | 2.8
2185_G_HAU6 | WECC_Montana | Montana | 30 | Lewis and Clark | 49 | 2185 | HAU6 | Hauser | 0 | 1915 | 9999 | Hydro | [5 empty] | Non-Fossil | G | 2030 | Hydro |  | 0 | 0 | 0 | 0 | 0 | 0 | 0 | 0 | 0 | 0 | 0 | 0 | 0 | 0 | 0 | 0 | 2.9795 | 4.1286 | 6.7236 | 13.8316 | 0 | 0 | 0 | 0 | 0 | 0 | 0 | 0 | 0 | 0 | 0 | 0 | 0 | 0 | 0 | 0 | 0 | 0 | 0 | 0 | 0.060071 | 0.0041414 | 0.0057387 | 0.0093458 | 0.019226 | 0 | 0 | 0 | 0 | 0 | 3.8
2185_G_HAU7 | WECC_Montana | Montana | 30 | Lewis and Clark | 49 | 2185 | HAU7 | Hauser | 0 | 2019 | 9999 | Hydro | [5 empty] | Non-Fossil | G | 2030 | Hydro |  | 0 | 0 | 0 | 0 | 0 | 0 | 0 | 0 | 0 | 0 | 0 | 0 | 0 | 0 | 0 | 0 | 2.6658 | 3.694 | 6.0159 | 12.3757 | 0 | 0 | 0 | 0 | 0 | 0 | 0 | 0 | 0 | 0 | 0 | 0 | 0 | 0 | 0 | 0 | 0 | 0 | 0 | 0 | 0.053748 | 0.0037055 | 0.0051346 | 0.0083621 | 0.017202 | 0 | 0 | 0 | 0 | 0 | 3.4
2186_G_HOL1 | WECC_Montana | Montana | 30 | Cascade | 13 | 2186 | HOL1 | Holter | 0 | 1918 | 9999 | Hydro | [5 empty] | Non-Fossil | G | 2030 | Hydro |  | 0 | 0 | 0 | 0 | 0 | 0 | 0 | 0 | 0 | 0 | 0 | 0 | 0 | 0 | 0 | 0 | 10.4281 | 14.45 | 23.5327 | 48.4107 | 0 | 0 | 0 | 0 | 0 | 0 | 0 | 0 | 0 | 0 | 0 | 0 | 0 | 0 | 0 | 0 | 0 | 0 | 0 | 0 | 0.21025 | 0.014495 | 0.020085 | 0.03271 | 0.067291 | 0 | 0 | 0 | 0 | 0 | 13.3
2186_G_HOL2 | WECC_Montana | Montana | 30 | Cascade | 13 | 2186 | HOL2 | Holter | 0 | 1918 | 9999 | Hydro | [5 empty] | Non-Fossil | G | 2030 | Hydro |  | 0 | 0 | 0 | 0 | 0 | 0 | 0 | 0 | 0 | 0 | 0 | 0 | 0 | 0 | 0 | 0 | 10.4281 | 14.45 | 23.5327 | 48.4107 | 0 | 0 | 0 | 0 | 0 | 0 | 0 | 0 | 0 | 0 | 0 | 0 | 0 | 0 | 0 | 0 | 0 | 0 | 0 | 0 | 0.21025 | 0.014495 | 0.020085 | 0.03271 | 0.067291 | 0 | 0 | 0 | 0 | 0 | 13.3
2186_G_HOL3 | WECC_Montana | Montana | 30 | Cascade | 13 | 2186 | HOL3 | Holter | 0 | 1918 | 9999 | Hydro | [5 empty] | Non-Fossil | G | 2030 | Hydro |  | 0 | 0 | 0 | 0 | 0 | 0 | 0 | 0 | 0 | 0 | 0 | 0 | 0 | 0 | 0 | 0 | 10.4281 | 14.45 | 23.5327 | 48.4107 | 0 | 0 | 0 | 0 | 0 | 0 | 0 | 0 | 0 | 0 | 0 | 0 | 0 | 0 | 0 | 0 | 0 | 0 | 0 | 0 | 0.21025 | 0.014495 | 0.020085 | 0.03271 | 0.067291 | 0 | 0 | 0 | 0 | 0 | 13.3
2186_G_HOL4 | WECC_Montana | Montana | 30 | Cascade | 13 | 2186 | HOL4 | Holter | 0 | 1918 | 9999 | Hydro | [5 empty] | Non-Fossil | G | 2030 | Hydro |  | 0 | 0 | 0 | 0 | 0 | 0 | 0 | 0 | 0 | 0 | 0 | 0 | 0 | 0 | 0 | 0 | 10.4281 | 14.45 | 23.5327 | 48.4107 | 0 | 0 | 0 | 0 | 0 | 0 | 0 | 0 | 0 | 0 | 0 | 0 | 0 | 0 | 0 | 0 | 0 | 0 | 0 | 0 | 0.21025 | 0.014495 | 0.020085 | 0.03271 | 0.067291 | 0 | 0 | 0 | 0 | 0 | 13.3
2188_G_KER1 | WECC_Montana | Montana | 30 | Lake | 47 | 2188 | KER1 | Selis Ksanka Qlispe | 0 | 1938 | 9999 | Hydro | [5 empty] | Non-Fossil | G | 2030 | Hydro |  | 0 | 0 | 0 | 0 | 0 | 0 | 0 | 0 | 0 | 0 | 0 | 0 | 0 | 0 | 0 | 0 | 48.6121 | 67.3608 | 109.7011 | 225.674 | 0 | 0 | 0 | 0 | 0 | 0 | 0 | 0 | 0 | 0 | 0 | 0 | 0 | 0 | 0 | 0 | 0 | 0 | 0 | 0 | 0.98011 | 0.067571 | 0.093631 | 0.15248 | 0.31369 | 0 | 0 | 0 | 0 | 0 | 62
2188_G_KER2 | WECC_Montana | Montana | 30 | Lake | 47 | 2188 | KER2 | Selis Ksanka Qlispe | 0 | 1949 | 9999 | Hydro | [5 empty] | Non-Fossil | G | 2030 | Hydro |  | 0 | 0 | 0 | 0 | 0 | 0 | 0 | 0 | 0 | 0 | 0 | 0 | 0 | 0 | 0 | 0 | 48.6121 | 67.3608 | 109.7011 | 225.674 | 0 | 0 | 0 | 0 | 0 | 0 | 0 | 0 | 0 | 0 | 0 | 0 | 0 | 0 | 0 | 0 | 0 | 0 | 0 | 0 | 0.98011 | 0.067571 | 0.093631 | 0.15248 | 0.31369 | 0 | 0 | 0 | 0 | 0 | 62
2188_G_KER3 | WECC_Montana | Montana | 30 | Lake | 47 | 2188 | KER3 | Selis Ksanka Qlispe | 0 | 1954 | 9999 | Hydro | [5 empty] | Non-Fossil | G | 2030 | Hydro |  | 0 | 0 | 0 | 0 | 0 | 0 | 0 | 0 | 0 | 0 | 0 | 0 | 0 | 0 | 0 | 0 | 64.2934 | 89.09 | 145.0886 | 298.4721 | 0 | 0 | 0 | 0 | 0 | 0 | 0 | 0 | 0 | 0 | 0 | 0 | 0 | 0 | 0 | 0 | 0 | 0 | 0 | 0 | 1.2963 | 0.089368 | 0.12384 | 0.20167 | 0.41488 | 0 | 0 | 0 | 0 | 0 | 82
219_G_1 | WECC_Northern California (not including BANC) | California | 6 | Plumas | 63 | 219 | 1 | Belden | 0 | 1969 | 9999 | Hydro | [5 empty] | Non-Fossil | G | 2030 | Hydro |  | 0 | 0 | 0 | 0 | 0 | 0 | 0 | 0 | 0 | 0 | 0 | 0 | 0 | 0 | 0 | 0 | 61.8537 | 98.6395 | 186.9208 | 347.414 | 0 | 0 | 0 | 0 | 0 | 0 | 0 | 0 | 0 | 0 | 0 | 0 | 0 | 0 | 0 | 0 | 0 | 0 | 0 | 0 | 1.976 | 0.085977 | 0.13711 | 0.25982 | 0.48291 | 0 | 0 | 0 | 0 | 0 | 125
2191_G_MOR1 | WECC_Montana | Montana | 30 | Cascade | 13 | 2191 | MOR1 | Morony | 0 | 1930 | 9999 | Hydro | [5 empty] | Non-Fossil | G | 2030 | Hydro |  | 0 | 0 | 0 | 0 | 0 | 0 | 0 | 0 | 0 | 0 | 0 | 0 | 0 | 0 | 0 | 0 | 31.3765 | 42.6651 | 58.5107 | 132.5523 | 0 | 0 | 0 | 0 | 0 | 0 | 0 | 0 | 0 | 0 | 0 | 0 | 0 | 0 | 0 | 0 | 0 | 0 | 0 | 0 | 0.3873 | 0.043613 | 0.059305 | 0.08133 | 0.18425 | 0 | 0 | 0 | 0 | 0 | 24.5
2191_G_MOR2 | WECC_Montana | Montana | 30 | Cascade | 13 | 2191 | MOR2 | Morony | 0 | 1930 | 9999 | Hydro | [5 empty] | Non-Fossil | G | 2030 | Hydro |  | 0 | 0 | 0 | 0 | 0 | 0 | 0 | 0 | 0 | 0 | 0 | 0 | 0 | 0 | 0 | 0 | 31.3765 | 42.6651 | 58.5107 | 132.5523 | 0 | 0 | 0 | 0 | 0 | 0 | 0 | 0 | 0 | 0 | 0 | 0 | 0 | 0 | 0 | 0 | 0 | 0 | 0 | 0 | 0.3873 | 0.043613 | 0.059305 | 0.08133 | 0.18425 | 0 | 0 | 0 | 0 | 0 | 24.5
2192_G_MYS1 | WECC_Montana | Montana | 30 | Stillwater | 95 | 2192 | MYS1 | Mystic | 0 | 1925 | 9999 | Hydro | [5 empty] | Non-Fossil | G | 2030 | Hydro |  | 0 | 0 | 0 | 0 | 0 | 0 | 0 | 0 | 0 | 0 | 0 | 0 | 0 | 0 | 0 | 0 | 7.684 | 10.4486 | 14.3292 | 32.4618 | 0 | 0 | 0 | 0 | 0 | 0 | 0 | 0 | 0 | 0 | 0 | 0 | 0 | 0 | 0 | 0 | 0 | 0 | 0 | 0 | 0.094849 | 0.010681 | 0.014524 | 0.019918 | 0.045122 | 0 | 0 | 0 | 0 | 0 | 6
2192_G_MYS2 | WECC_Montana | Montana | 30 | Stillwater | 95 | 2192 | MYS2 | Mystic | 0 | 1925 | 9999 | Hydro | [5 empty] | Non-Fossil | G | 2030 | Hydro |  | 0 | 0 | 0 | 0 | 0 | 0 | 0 | 0 | 0 | 0 | 0 | 0 | 0 | 0 | 0 | 0 | 7.684 | 10.4486 | 14.3292 | 32.4618 | 0 | 0 | 0 | 0 | 0 | 0 | 0 | 0 | 0 | 0 | 0 | 0 | 0 | 0 | 0 | 0 | 0 | 0 | 0 | 0 | 0.094849 | 0.010681 | 0.014524 | 0.019918 | 0.045122 | 0 | 0 | 0 | 0 | 0 | 6
2193_G_RAI9 | WECC_Montana | Montana | 30 | Cascade | 13 | 2193 | RAI9 | Rainbow (MT) | 0 | 2013 | 9999 | Hydro | [5 empty] | Non-Fossil | G | 2030 | Hydro |  | 0 | 0 | 0 | 0 | 0 | 0 | 0 | 0 | 0 | 0 | 0 | 0 | 0 | 0 | 0 | 0 | 50.1803 | 69.5337 | 113.2399 | 232.9538 | 0 | 0 | 0 | 0 | 0 | 0 | 0 | 0 | 0 | 0 | 0 | 0 | 0 | 0 | 0 | 0 | 0 | 0 | 0 | 0 | 1.0117 | 0.069751 | 0.096652 | 0.1574 | 0.32381 | 0 | 0 | 0 | 0 | 0 | 64
2194_G_RYA1 | WECC_Montana | Montana | 30 | Cascade | 13 | 2194 | RYA1 | Ryan | 0 | 1915 | 9999 | Hydro | [5 empty] | Non-Fossil | G | 2030 | Hydro |  | 0 | 0 | 0 | 0 | 0 | 0 | 0 | 0 | 0 | 0 | 0 | 0 | 0 | 0 | 0 | 0 | 7.8407 | 10.8646 | 17.6937 | 36.399 | 0 | 0 | 0 | 0 | 0 | 0 | 0 | 0 | 0 | 0 | 0 | 0 | 0 | 0 | 0 | 0 | 0 | 0 | 0 | 0 | 0.15808 | 0.010899 | 0.015102 | 0.024594 | 0.050595 | 0 | 0 | 0 | 0 | 0 | 10
2194_G_RYA2 | WECC_Montana | Montana | 30 | Cascade | 13 | 2194 | RYA2 | Ryan | 0 | 1915 | 9999 | Hydro | [5 empty] | Non-Fossil | G | 2030 | Hydro |  | 0 | 0 | 0 | 0 | 0 | 0 | 0 | 0 | 0 | 0 | 0 | 0 | 0 | 0 | 0 | 0 | 9.4088 | 13.0376 | 21.2325 | 43.6788 | 0 | 0 | 0 | 0 | 0 | 0 | 0 | 0 | 0 | 0 | 0 | 0 | 0 | 0 | 0 | 0 | 0 | 0 | 0 | 0 | 0.1897 | 0.013078 | 0.018122 | 0.029513 | 0.060714 | 0 | 0 | 0 | 0 | 0 | 12
2194_G_RYA3 | WECC_Montana | Montana | 30 | Cascade | 13 | 2194 | RYA3 | Ryan | 0 | 1915 | 9999 | Hydro | [5 empty] | Non-Fossil | G | 2030 | Hydro |  | 0 | 0 | 0 | 0 | 0 | 0 | 0 | 0 | 0 | 0 | 0 | 0 | 0 | 0 | 0 | 0 | 9.4088 | 13.0376 | 21.2325 | 43.6788 | 0 | 0 | 0 | 0 | 0 | 0 | 0 | 0 | 0 | 0 | 0 | 0 | 0 | 0 | 0 | 0 | 0 | 0 | 0 | 0 | 0.1897 | 0.013078 | 0.018122 | 0.029513 | 0.060714 | 0 | 0 | 0 | 0 | 0 | 12
2194_G_RYA4 | WECC_Montana | Montana | 30 | Cascade | 13 | 2194 | RYA4 | Ryan | 0 | 1915 | 9999 | Hydro | [5 empty] | Non-Fossil | G | 2030 | Hydro |  | 0 | 0 | 0 | 0 | 0 | 0 | 0 | 0 | 0 | 0 | 0 | 0 | 0 | 0 | 0 | 0 | 9.4088 | 13.0376 | 21.2325 | 43.6788 | 0 | 0 | 0 | 0 | 0 | 0 | 0 | 0 | 0 | 0 | 0 | 0 | 0 | 0 | 0 | 0 | 0 | 0 | 0 | 0 | 0.1897 | 0.013078 | 0.018122 | 0.029513 | 0.060714 | 0 | 0 | 0 | 0 | 0 | 12
2194_G_RYA5 | WECC_Montana | Montana | 30 | Cascade | 13 | 2194 | RYA5 | Ryan | 0 | 1916 | 9999 | Hydro | [5 empty] | Non-Fossil | G | 2030 | Hydro |  | 0 | 0 | 0 | 0 | 0 | 0 | 0 | 0 | 0 | 0 | 0 | 0 | 0 | 0 | 0 | 0 | 9.0168 | 12.4943 | 20.3478 | 41.8589 | 0 | 0 | 0 | 0 | 0 | 0 | 0 | 0 | 0 | 0 | 0 | 0 | 0 | 0 | 0 | 0 | 0 | 0 | 0 | 0 | 0.18179 | 0.012533 | 0.017367 | 0.028283 | 0.058184 | 0 | 0 | 0 | 0 | 0 | 11.5
2194_G_RYA6 | WECC_Montana | Montana | 30 | Cascade | 13 | 2194 | RYA6 | Ryan | 0 | 1916 | 9999 | Hydro | [5 empty] | Non-Fossil | G | 2030 | Hydro |  | 0 | 0 | 0 | 0 | 0 | 0 | 0 | 0 | 0 | 0 | 0 | 0 | 0 | 0 | 0 | 0 | 9.0168 | 12.4943 | 20.3478 | 41.8589 | 0 | 0 | 0 | 0 | 0 | 0 | 0 | 0 | 0 | 0 | 0 | 0 | 0 | 0 | 0 | 0 | 0 | 0 | 0 | 0 | 0.18179 | 0.012533 | 0.017367 | 0.028283 | 0.058184 | 0 | 0 | 0 | 0 | 0 | 11.5
2195_G_TF1 | WECC_Montana | Montana | 30 | Sanders | 89 | 2195 | TF1 | Thompson Falls | 0 | 1917 | 9999 | Hydro | [5 empty] | Non-Fossil | G | 2030 | Hydro |  | 0 | 0 | 0 | 0 | 0 | 0 | 0 | 0 | 0 | 0 | 0 | 0 | 0 | 0 | 0 | 0 | 9.605 | 13.0607 | 17.9115 | 40.5772 | 0 | 0 | 0 | 0 | 0 | 0 | 0 | 0 | 0 | 0 | 0 | 0 | 0 | 0 | 0 | 0 | 0 | 0 | 0 | 0 | 0.11856 | 0.013351 | 0.018154 | 0.024897 | 0.056402 | 0 | 0 | 0 | 0 | 0 | 7.5
2195_G_TF2 | WECC_Montana | Montana | 30 | Sanders | 89 | 2195 | TF2 | Thompson Falls | 0 | 1917 | 9999 | Hydro | [5 empty] | Non-Fossil | G | 2030 | Hydro |  | 0 | 0 | 0 | 0 | 0 | 0 | 0 | 0 | 0 | 0 | 0 | 0 | 0 | 0 | 0 | 0 | 8.3244 | 11.3193 | 15.5233 | 35.1669 | 0 | 0 | 0 | 0 | 0 | 0 | 0 | 0 | 0 | 0 | 0 | 0 | 0 | 0 | 0 | 0 | 0 | 0 | 0 | 0 | 0.10275 | 0.011571 | 0.015734 | 0.021577 | 0.048882 | 0 | 0 | 0 | 0 | 0 | 6.5
2195_G_TF3 | WECC_Montana | Montana | 30 | Sanders | 89 | 2195 | TF3 | Thompson Falls | 0 | 1916 | 9999 | Hydro | [5 empty] | Non-Fossil | G | 2030 | Hydro |  | 0 | 0 | 0 | 0 | 0 | 0 | 0 | 0 | 0 | 0 | 0 | 0 | 0 | 0 | 0 | 0 | 9.605 | 13.0607 | 17.9115 | 40.5772 | 0 | 0 | 0 | 0 | 0 | 0 | 0 | 0 | 0 | 0 | 0 | 0 | 0 | 0 | 0 | 0 | 0 | 0 | 0 | 0 | 0.11856 | 0.013351 | 0.018154 | 0.024897 | 0.056402 | 0 | 0 | 0 | 0 | 0 | 7.5
2195_G_TF4 | WECC_Montana | Montana | 30 | Sanders | 89 | 2195 | TF4 | Thompson Falls | 0 | 1916 | 9999 | Hydro | [5 empty] | Non-Fossil | G | 2030 | Hydro |  | 0 | 0 | 0 | 0 | 0 | 0 | 0 | 0 | 0 | 0 | 0 | 0 | 0 | 0 | 0 | 0 | 8.3244 | 11.3193 | 15.5233 | 35.1669 | 0 | 0 | 0 | 0 | 0 | 0 | 0 | 0 | 0 | 0 | 0 | 0 | 0 | 0 | 0 | 0 | 0 | 0 | 0 | 0 | 0.10275 | 0.011571 | 0.015734 | 0.021577 | 0.048882 | 0 | 0 | 0 | 0 | 0 | 6.5
2195_G_TF5 | WECC_Montana | Montana | 30 | Sanders | 89 | 2195 | TF5 | Thompson Falls | 0 | 1915 | 9999 | Hydro | [5 empty] | Non-Fossil | G | 2030 | Hydro |  | 0 | 0 | 0 | 0 | 0 | 0 | 0 | 0 | 0 | 0 | 0 | 0 | 0 | 0 | 0 | 0 | 7.684 | 10.4486 | 14.3292 | 32.4618 | 0 | 0 | 0 | 0 | 0 | 0 | 0 | 0 | 0 | 0 | 0 | 0 | 0 | 0 | 0 | 0 | 0 | 0 | 0 | 0 | 0.094849 | 0.010681 | 0.014524 | 0.019918 | 0.045122 | 0 | 0 | 0 | 0 | 0 | 6
2195_G_TF6 | WECC_Montana | Montana | 30 | Sanders | 89 | 2195 | TF6 | Thompson Falls | 0 | 1915 | 9999 | Hydro | [5 empty] | Non-Fossil | G | 2030 | Hydro |  | 0 | 0 | 0 | 0 | 0 | 0 | 0 | 0 | 0 | 0 | 0 | 0 | 0 | 0 | 0 | 0 | 8.3244 | 11.3193 | 15.5233 | 35.1669 | 0 | 0 | 0 | 0 | 0 | 0 | 0 | 0 | 0 | 0 | 0 | 0 | 0 | 0 | 0 | 0 | 0 | 0 | 0 | 0 | 0.10275 | 0.011571 | 0.015734 | 0.021577 | 0.048882 | 0 | 0 | 0 | 0 | 0 | 6.5
2195_G_TF7 | WECC_Montana | Montana | 30 | Sanders | 89 | 2195 | TF7 | Thompson Falls | 0 | 1915 | 9999 | Hydro | [5 empty] | Non-Fossil | G | 2030 | Hydro |  | 0 | 0 | 0 | 0 | 0 | 0 | 0 | 0 | 0 | 0 | 0 | 0 | 0 | 0 | 0 | 0 | 67.8757 | 92.296 | 126.5742 | 286.7459 | 0 | 0 | 0 | 0 | 0 | 0 | 0 | 0 | 0 | 0 | 0 | 0 | 0 | 0 | 0 | 0 | 0 | 0 | 0 | 0 | 0.83784 | 0.094347 | 0.12829 | 0.17594 | 0.39858 | 0 | 0 | 0 | 0 | 0 | 53
2196_G_1 | WECC_Wyoming | Wyoming | 56 | Teton | 39 | 2196 | 1 | Old Faithful | 11214 | 1979 | 9999 | Combustion Turbine | [5 empty] | Fossil | G | 2030 | Oil |  | 0 | 0 | 0 | 0 | 0 | 0 | 0 | 0 | 0 | 0 | 0 | 0 | 0 | 0 | 0 | 0 | 0 | 0 | 0 | 0 | 0 | 0 | 0 | 0 | 0 | 0 | 0 | 0 | 0 | 0 | 0 | 0 | 0 | 0 | 0 | 0 | 0 | 0 | 0 | 0 | 0.044003 | 0 | 0 | 0 | 0 | 0 | 0 | 0 | 0 | 0 | 1
2196_G_2 | WECC_Wyoming | Wyoming | 56 | Teton | 39 | 2196 | 2 | Old Faithful | 11279 | 1979 | 9999 | Combustion Turbine | [5 empty] | Fossil | G | 2030 | Oil |  | 0 | 0 | 0 | 0 | 0 | 0 | 0 | 0 | 0 | 0 | 0 | 0 | 0 | 0 | 0 | 0 | 0 | 0 | 0 | 0 | 0 | 0 | 0 | 0 | 0 | 0 | 0 | 0 | 0 | 0 | 0 | 0 | 0 | 0 | 0 | 0 | 0 | 0 | 0 | 0 | 0.044003 | 0 | 0 | 0 | 0 | 0 | 0 | 0 | 0 | 0 | 1
2199_G_1 | WECC_Montana | Montana | 30 | Sanders | 89 | 2199 | 1 | Noxon Rapids | 0 | 1959 | 9999 | Hydro | [5 empty] | Non-Fossil | G | 2030 | Hydro |  | 0 | 0 | 0 | 0 | 0 | 0 | 0 | 0 | 0 | 0 | 0 | 0 | 0 | 0 | 0 | 0 | 89.3052 | 123.7483 | 201.5316 | 414.585 | 0 | 0 | 0 | 0 | 0 | 0 | 0 | 0 | 0 | 0 | 0 | 0 | 0 | 0 | 0 | 0 | 0 | 0 | 0 | 0 | 1.8006 | 0.12413 | 0.17201 | 0.28013 | 0.57627 | 0 | 0 | 0 | 0 | 0 | 113.9
2199_G_2 | WECC_Montana | Montana | 30 | Sanders | 89 | 2199 | 2 | Noxon Rapids | 0 | 1959 | 9999 | Hydro | [5 empty] | Non-Fossil | G | 2030 | Hydro |  | 0 | 0 | 0 | 0 | 0 | 0 | 0 | 0 | 0 | 0 | 0 | 0 | 0 | 0 | 0 | 0 | 88.5995 | 122.7704 | 199.9391 | 411.3091 | 0 | 0 | 0 | 0 | 0 | 0 | 0 | 0 | 0 | 0 | 0 | 0 | 0 | 0 | 0 | 0 | 0 | 0 | 0 | 0 | 1.7863 | 0.12315 | 0.17065 | 0.27792 | 0.57172 | 0 | 0 | 0 | 0 | 0 | 113
2199_G_3 | WECC_Montana | Montana | 30 | Sanders | 89 | 2199 | 3 | Noxon Rapids | 0 | 1959 | 9999 | Hydro | [5 empty] | Non-Fossil | G | 2030 | Hydro |  | 0 | 0 | 0 | 0 | 0 | 0 | 0 | 0 | 0 | 0 | 0 | 0 | 0 | 0 | 0 | 0 | 88.5995 | 122.7704 | 199.9391 | 411.3091 | 0 | 0 | 0 | 0 | 0 | 0 | 0 | 0 | 0 | 0 | 0 | 0 | 0 | 0 | 0 | 0 | 0 | 0 | 0 | 0 | 1.7863 | 0.12315 | 0.17065 | 0.27792 | 0.57172 | 0 | 0 | 0 | 0 | 0 | 113
2199_G_4 | WECC_Montana | Montana | 30 | Sanders | 89 | 2199 | 4 | Noxon Rapids | 0 | 1960 | 9999 | Hydro | [5 empty] | Non-Fossil | G | 2030 | Hydro |  | 0 | 0 | 0 | 0 | 0 | 0 | 0 | 0 | 0 | 0 | 0 | 0 | 0 | 0 | 0 | 0 | 88.5995 | 122.7704 | 199.9391 | 411.3091 | 0 | 0 | 0 | 0 | 0 | 0 | 0 | 0 | 0 | 0 | 0 | 0 | 0 | 0 | 0 | 0 | 0 | 0 | 0 | 0 | 1.7863 | 0.12315 | 0.17065 | 0.27792 | 0.57172 | 0 | 0 | 0 | 0 | 0 | 113
2199_G_5 | WECC_Montana | Montana | 30 | Sanders | 89 | 2199 | 5 | Noxon Rapids | 0 | 1977 | 9999 | Hydro | [5 empty] | Non-Fossil | G | 2030 | Hydro |  | 0 | 0 | 0 | 0 | 0 | 0 | 0 | 0 | 0 | 0 | 0 | 0 | 0 | 0 | 0 | 0 | 100.0469 | 138.6328 | 225.772 | 464.4517 | 0 | 0 | 0 | 0 | 0 | 0 | 0 | 0 | 0 | 0 | 0 | 0 | 0 | 0 | 0 | 0 | 0 | 0 | 0 | 0 | 2.0171 | 0.13907 | 0.1927 | 0.31382 | 0.64559 | 0 | 0 | 0 | 0 | 0 | 127.6
220_G_H1 | WECC_Northern California (not including BANC) | California | 6 | Plumas | 63 | 220 | H1 | Bucks Creek | 0 | 1928 | 9999 | Hydro | [5 empty] | Non-Fossil | G | 2030 | Hydro |  | 0 | 0 | 0 | 0 | 0 | 0 | 0 | 0 | 0 | 0 | 0 | 0 | 0 | 0 | 0 | 0 | 16.082 | 25.6463 | 48.5994 | 90.3276 | 0 | 0 | 0 | 0 | 0 | 0 | 0 | 0 | 0 | 0 | 0 | 0 | 0 | 0 | 0 | 0 | 0 | 0 | 0 | 0 | 0.51377 | 0.022354 | 0.035648 | 0.067553 | 0.12556 | 0 | 0 | 0 | 0 | 0 | 32.5
220_G_H2 | WECC_Northern California (not including BANC) | California | 6 | Plumas | 63 | 220 | H2 | Bucks Creek | 0 | 1928 | 9999 | Hydro | [5 empty] | Non-Fossil | G | 2030 | Hydro |  | 0 | 0 | 0 | 0 | 0 | 0 | 0 | 0 | 0 | 0 | 0 | 0 | 0 | 0 | 0 | 0 | 16.082 | 25.6463 | 48.5994 | 90.3276 | 0 | 0 | 0 | 0 | 0 | 0 | 0 | 0 | 0 | 0 | 0 | 0 | 0 | 0 | 0 | 0 | 0 | 0 | 0 | 0 | 0.51377 | 0.022354 | 0.035648 | 0.067553 | 0.12556 | 0 | 0 | 0 | 0 | 0 | 32.5
2203_G_1 | WECC_Montana | Montana | 30 | Flathead | 29 | 2203 | 1 | Hungry Horse | 0 | 1952 | 9999 | Hydro | [5 empty] | Non-Fossil | G | 2030 | Hydro |  | 0 | 0 | 0 | 0 | 0 | 0 | 0 | 0 | 0 | 0 | 0 | 0 | 0 | 0 | 0 | 0 | 83.8951 | 116.2516 | 189.3229 | 389.4696 | 0 | 0 | 0 | 0 | 0 | 0 | 0 | 0 | 0 | 0 | 0 | 0 | 0 | 0 | 0 | 0 | 0 | 0 | 0 | 0 | 1.6915 | 0.11661 | 0.16159 | 0.26316 | 0.54136 | 0 | 0 | 0 | 0 | 0 | 107
2203_G_2 | WECC_Montana | Montana | 30 | Flathead | 29 | 2203 | 2 | Hungry Horse | 0 | 1952 | 9999 | Hydro | [5 empty] | Non-Fossil | G | 2030 | Hydro |  | 0 | 0 | 0 | 0 | 0 | 0 | 0 | 0 | 0 | 0 | 0 | 0 | 0 | 0 | 0 | 0 | 83.8951 | 116.2516 | 189.3229 | 389.4696 | 0 | 0 | 0 | 0 | 0 | 0 | 0 | 0 | 0 | 0 | 0 | 0 | 0 | 0 | 0 | 0 | 0 | 0 | 0 | 0 | 1.6915 | 0.11661 | 0.16159 | 0.26316 | 0.54136 | 0 | 0 | 0 | 0 | 0 | 107
2203_G_3 | WECC_Montana | Montana | 30 | Flathead | 29 | 2203 | 3 | Hungry Horse | 0 | 1953 | 9999 | Hydro | [5 empty] | Non-Fossil | G | 2030 | Hydro |  | 0 | 0 | 0 | 0 | 0 | 0 | 0 | 0 | 0 | 0 | 0 | 0 | 0 | 0 | 0 | 0 | 83.8951 | 116.2516 | 189.3229 | 389.4696 | 0 | 0 | 0 | 0 | 0 | 0 | 0 | 0 | 0 | 0 | 0 | 0 | 0 | 0 | 0 | 0 | 0 | 0 | 0 | 0 | 1.6915 | 0.11661 | 0.16159 | 0.26316 | 0.54136 | 0 | 0 | 0 | 0 | 0 | 107
2203_G_4 | WECC_Montana | Montana | 30 | Flathead | 29 | 2203 | 4 | Hungry Horse | 0 | 1953 | 9999 | Hydro | [5 empty] | Non-Fossil | G | 2030 | Hydro |  | 0 | 0 | 0 | 0 | 0 | 0 | 0 | 0 | 0 | 0 | 0 | 0 | 0 | 0 | 0 | 0 | 83.8951 | 116.2516 | 189.3229 | 389.4696 | 0 | 0 | 0 | 0 | 0 | 0 | 0 | 0 | 0 | 0 | 0 | 0 | 0 | 0 | 0 | 0 | 0 | 0 | 0 | 0 | 1.6915 | 0.11661 | 0.16159 | 0.26316 | 0.54136 | 0 | 0 | 0 | 0 | 0 | 107
2204_G_1 | WECC_Montana | Montana | 30 | Big Horn | 3 | 2204 | 1 | Yellowtail | 0 | 1966 | 9999 | Hydro | [5 empty] | Non-Fossil | G | 2030 | Hydro |  | 0 | 0 | 0 | 0 | 0 | 0 | 0 | 0 | 0 | 0 | 0 | 0 | 0 | 0 | 0 | 0 | 56.3744 | 78.1168 | 127.2179 | 261.709 | 0 | 0 | 0 | 0 | 0 | 0 | 0 | 0 | 0 | 0 | 0 | 0 | 0 | 0 | 0 | 0 | 0 | 0 | 0 | 0 | 1.1366 | 0.07836 | 0.10858 | 0.17683 | 0.36378 | 0 | 0 | 0 | 0 | 0 | 71.9
2204_G_2 | WECC_Montana | Montana | 30 | Big Horn | 3 | 2204 | 2 | Yellowtail | 0 | 1966 | 9999 | Hydro | [5 empty] | Non-Fossil | G | 2030 | Hydro |  | 0 | 0 | 0 | 0 | 0 | 0 | 0 | 0 | 0 | 0 | 0 | 0 | 0 | 0 | 0 | 0 | 56.296 | 78.0081 | 127.041 | 261.3451 | 0 | 0 | 0 | 0 | 0 | 0 | 0 | 0 | 0 | 0 | 0 | 0 | 0 | 0 | 0 | 0 | 0 | 0 | 0 | 0 | 1.135 | 0.078251 | 0.10843 | 0.17659 | 0.36327 | 0 | 0 | 0 | 0 | 0 | 71.8
2204_G_3 | WECC_Montana | Montana | 30 | Big Horn | 3 | 2204 | 3 | Yellowtail | 0 | 1966 | 9999 | Hydro | [5 empty] | Non-Fossil | G | 2030 | Hydro |  | 0 | 0 | 0 | 0 | 0 | 0 | 0 | 0 | 0 | 0 | 0 | 0 | 0 | 0 | 0 | 0 | 56.3744 | 78.1168 | 127.2179 | 261.709 | 0 | 0 | 0 | 0 | 0 | 0 | 0 | 0 | 0 | 0 | 0 | 0 | 0 | 0 | 0 | 0 | 0 | 0 | 0 | 0 | 1.1366 | 0.07836 | 0.10858 | 0.17683 | 0.36378 | 0 | 0 | 0 | 0 | 0 | 71.9
2204_G_4 | WECC_Montana | Montana | 30 | Big Horn | 3 | 2204 | 4 | Yellowtail | 0 | 1966 | 9999 | Hydro | [5 empty] | Non-Fossil | G | 2030 | Hydro |  | 0 | 0 | 0 | 0 | 0 | 0 | 0 | 0 | 0 | 0 | 0 | 0 | 0 | 0 | 0 | 0 | 56.296 | 78.0081 | 127.041 | 261.3451 | 0 | 0 | 0 | 0 | 0 | 0 | 0 | 0 | 0 | 0 | 0 | 0 | 0 | 0 | 0 | 0 | 0 | 0 | 0 | 0 | 1.135 | 0.078251 | 0.10843 | 0.17659 | 0.36327 | 0 | 0 | 0 | 0 | 0 | 71.8
221_G_1 | WECC_Northern California (not including BANC) | California | 6 | Plumas | 63 | 221 | 1 | Butt Valley | 0 | 1958 | 9999 | Hydro | [5 empty] | Non-Fossil | G | 2030 | Hydro |  | 0 | 0 | 0 | 0 | 0 | 0 | 0 | 0 | 0 | 0 | 0 | 0 | 0 | 0 | 0 | 0 | 20.288 | 32.3538 | 61.31 | 113.9518 | 0 | 0 | 0 | 0 | 0 | 0 | 0 | 0 | 0 | 0 | 0 | 0 | 0 | 0 | 0 | 0 | 0 | 0 | 0 | 0 | 0.64814 | 0.0282 | 0.044972 | 0.085221 | 0.15839 | 0 | 0 | 0 | 0 | 0 | 41
2214_G_2 | SPP Nebraska | Nebraska | 31 | Custer | 41 | 2214 | 2 | Ansley | 11366 | 1976 | 9999 | Combustion Turbine | [5 empty] | Fossil | G | 2030 | NaturalGas |  | 3.0763e-10 | 6.1526e-11 | 2.4193e-10 | 6.1108e-10 | 0 | 0 | 0 | 0 | 0 | 0 | 0 | 0 | 0 | 0 | 0 | 0 | 2.7047e-08 | 5.4094e-09 | 2.127e-08 | 5.3726e-08 | 1.8009e-08 | 3.6017e-09 | 1.4162e-08 | 3.5773e-08 | 2.1534e-17 | 4.3068e-18 | 1.6935e-17 | 4.2776e-17 | 4.999e-10 | 9.9979e-11 | 3.9313e-10 | 9.93e-10 | 0 | 0 | 0 | 0 | 0 | 0 | 0 | 0 | 4.2938e-08 | 1.2766e-10 | 2.5532e-11 | 1.004e-10 | 2.5359e-10 | 9.5086e-10 | 1.6977e-10 | 5.9749e-10 | 1.7181e-09 | 0 | 1e-06
2214_G_3 | SPP Nebraska | Nebraska | 31 | Custer | 41 | 2214 | 3 | Ansley | 11753 | 1969 | 9999 | Combustion Turbine | [5 empty] | Fossil | G | 2030 | Oil |  | 0 | 0 | 0 | 0 | 0 | 0 | 0 | 0 | 0 | 0 | 0 | 0 | 0 | 0 | 0 | 0 | 0 | 0 | 0 | 0 | 0 | 0 | 0 | 0 | 0 | 0 | 0 | 0 | 0 | 0 | 0 | 0 | 0 | 0 | 0 | 0 | 0 | 0 | 0 | 0 | 0.021469 | 0 | 0 | 0 | 0 | 0 | 0 | 0 | 0 | 0 | 0.5
2215_G_1 | SPP Nebraska | Nebraska | 31 | Nemaha | 127 | 2215 | 1 | Auburn | 10745 | 1982 | 9999 | Combustion Turbine | [5 empty] | Fossil | G | 2030 | NaturalGas |  | 0.0006398 | 0.00012796 | 0.00050316 | 0.0012709 | 0 | 0 | 0 | 0 | 0 | 0 | 0 | 0 | 0 | 0 | 0 | 0 | 0.059503 | 0.011901 | 0.046795 | 0.1182 | 0.037454 | 0.0074908 | 0.029455 | 0.0744 | 4.4786e-11 | 8.9573e-12 | 3.5221e-11 | 8.8965e-11 | 0.0003394 | 6.788e-05 | 0.00026691 | 0.00067419 | 0 | 0 | 0 | 0 | 0 | 0 | 0 | 0 | 0.094463 | 0.00028085 | 5.6171e-05 | 0.00022087 | 0.0005579 | 0.0019776 | 0.0003531 | 0.0012427 | 0.0035733 | 0 | 2.2
2215_G_2 | SPP Nebraska | Nebraska | 31 | Nemaha | 127 | 2215 | 2 | Auburn | 10745 | 1949 | 9999 | Combustion Turbine | [5 empty] | Fossil | G | 2030 | NaturalGas |  | 0.00026174 | 5.2348e-05 | 0.00020584 | 0.00051992 | 0 | 0 | 0 | 0 | 0 | 0 | 0 | 0 | 0 | 0 | 0 | 0 | 0.024342 | 0.0048684 | 0.019143 | 0.048354 | 0.015322 | 0.0030644 | 0.01205 | 0.030436 | 1.8322e-11 | 3.6643e-12 | 1.4409e-11 | 3.6395e-11 | 0.00013885 | 2.7769e-05 | 0.00010919 | 0.00027581 | 0 | 0 | 0 | 0 | 0 | 0 | 0 | 0 | 0.038644 | 0.00011489 | 2.2979e-05 | 9.0356e-05 | 0.00022823 | 0.00080901 | 0.00014445 | 0.00050836 | 0.0014618 | 0 | 0.9
2215_G_4A | SPP Nebraska | Nebraska | 31 | Nemaha | 127 | 2215 | 4A | Auburn | 10745 | 1993 | 9999 | Combustion Turbine | [5 empty] | Fossil | G | 2030 | NaturalGas |  | 0.001076 | 0.00021521 | 0.00084622 | 0.0021375 | 0 | 0 | 0 | 0 | 0 | 0 | 0 | 0 | 0 | 0 | 0 | 0 | 0.10007 | 0.020015 | 0.0787 | 0.19879 | 0.062991 | 0.012598 | 0.049538 | 0.12513 | 7.5322e-11 | 1.5064e-11 | 5.9235e-11 | 1.4962e-10 | 0.00057081 | 0.00011416 | 0.0004489 | 0.0011339 | 0 | 0 | 0 | 0 | 0 | 0 | 0 | 0 | 0.15887 | 0.00047235 | 9.4469e-05 | 0.00037146 | 0.00093828 | 0.003326 | 0.00059384 | 0.0020899 | 0.0060097 | 0 | 3.7
2215_G_5 | SPP Nebraska | Nebraska | 31 | Nemaha | 127 | 2215 | 5 | Auburn | 10745 | 1973 | 9999 | Combustion Turbine | [5 empty] | Fossil | G | 2030 | NaturalGas |  | 0.00087246 | 0.00017449 | 0.00068612 | 0.0017331 | 0 | 0 | 0 | 0 | 0 | 0 | 0 | 0 | 0 | 0 | 0 | 0 | 0.08114 | 0.016228 | 0.063811 | 0.16118 | 0.051074 | 0.010215 | 0.040166 | 0.10145 | 6.1072e-11 | 1.2214e-11 | 4.8029e-11 | 1.2132e-10 | 0.00046282 | 9.2564e-05 | 0.00036397 | 0.00091935 | 0 | 0 | 0 | 0 | 0 | 0 | 0 | 0 | 0.12881 | 0.00038298 | 7.6597e-05 | 0.00030119 | 0.00076077 | 0.0026967 | 0.0004815 | 0.0016945 | 0.0048727 | 0 | 3
2215_G_6 | SPP Nebraska | Nebraska | 31 | Nemaha | 127 | 2215 | 6 | Auburn | 10745 | 1967 | 9999 | Combustion Turbine | [5 empty] | Fossil | G | 2030 | NaturalGas |  | 0.00072705 | 0.00014541 | 0.00057177 | 0.0014442 | 0 | 0 | 0 | 0 | 0 | 0 | 0 | 0 | 0 | 0 | 0 | 0 | 0.067617 | 0.013523 | 0.053176 | 0.13432 | 0.042562 | 0.0085123 | 0.033471 | 0.084545 | 5.0894e-11 | 1.0179e-11 | 4.0024e-11 | 1.011e-10 | 0.00038568 | 7.7136e-05 | 0.00030331 | 0.00076613 | 0 | 0 | 0 | 0 | 0 | 0 | 0 | 0 | 0.10734 | 0.00031915 | 6.3831e-05 | 0.00025099 | 0.00063397 | 0.0022473 | 0.00040125 | 0.0014121 | 0.0040606 | 0 | 2.5
2215_G_7 | SPP Nebraska | Nebraska | 31 | Nemaha | 127 | 2215 | 7 | Auburn | 10745 | 1987 | 9999 | Combustion Turbine | [5 empty] | Fossil | G | 2030 | NaturalGas |  | 0.0015123 | 0.00030245 | 0.0011893 | 0.003004 | 0 | 0 | 0 | 0 | 0 | 0 | 0 | 0 | 0 | 0 | 0 | 0 | 0.14064 | 0.028129 | 0.11061 | 0.27938 | 0.088528 | 0.017706 | 0.069621 | 0.17585 | 1.0586e-10 | 2.1172e-11 | 8.325e-11 | 2.1028e-10 | 0.00080222 | 0.00016044 | 0.00063088 | 0.0015935 | 0 | 0 | 0 | 0 | 0 | 0 | 0 | 0 | 0.22328 | 0.00066384 | 0.00013277 | 0.00052206 | 0.0013187 | 0.0046743 | 0.00083459 | 0.0029372 | 0.0084461 | 0 | 5.2
2216_G_1 | SPP Nebraska | Nebraska | 31 | Custer | 41 | 2216 | 1 | Arnold | 12590 | 1960 | 9999 | Combustion Turbine | [5 empty] | Fossil | G | 2030 | Oil |  | 0 | 0 | 0 | 0 | 0 | 0 | 0 | 0 | 0 | 0 | 0 | 0 | 0 | 0 | 0 | 0 | 0 | 0 | 0 | 0 | 0 | 0 | 0 | 0 | 0 | 0 | 0 | 0 | 0 | 0 | 0 | 0 | 0 | 0 | 0 | 0 | 0 | 0 | 0 | 0 | 0.021469 | 0 | 0 | 0 | 0 | 0 | 0 | 0 | 0 | 0 | 0.5
2216_G_3 | SPP Nebraska | Nebraska | 31 | Custer | 41 | 2216 | 3 | Arnold | 12283 | 1942 | 9999 | Combustion Turbine | [5 empty] | Fossil | G | 2030 | Oil |  | 0 | 0 | 0 | 0 | 0 | 0 | 0 | 0 | 0 | 0 | 0 | 0 | 0 | 0 | 0 | 0 | 0 | 0 | 0 | 0 | 0 | 0 | 0 | 0 | 0 | 0 | 0 | 0 | 0 | 0 | 0 | 0 | 0 | 0 | 0 | 0 | 0 | 0 | 0 | 0 | 0.0085875 | 0 | 0 | 0 | 0 | 0 | 0 | 0 | 0 | 0 | 0.2
2216_G_4 | SPP Nebraska | Nebraska | 31 | Custer | 41 | 2216 | 4 | Arnold | 12283 | 1946 | 9999 | Combustion Turbine | [5 empty] | Fossil | G | 2030 | Oil |  | 0 | 0 | 0 | 0 | 0 | 0 | 0 | 0 | 0 | 0 | 0 | 0 | 0 | 0 | 0 | 0 | 0 | 0 | 0 | 0 | 0 | 0 | 0 | 0 | 0 | 0 | 0 | 0 | 0 | 0 | 0 | 0 | 0 | 0 | 0 | 0 | 0 | 0 | 0 | 0 | 0.0085875 | 0 | 0 | 0 | 0 | 0 | 0 | 0 | 0 | 0 | 0.2
2217_G_1 | SPP Nebraska | Nebraska | 31 | Furnas | 65 | 2217 | 1 | Beaver City | 11532 | 1957 | 9999 | Combustion Turbine | [5 empty] | Fossil | G | 2030 | Oil |  | 0 | 0 | 0 | 0 | 0 | 0 | 0 | 0 | 0 | 0 | 0 | 0 | 0 | 0 | 0 | 0 | 0 | 0 | 0 | 0 | 0 | 0 | 0 | 0 | 0 | 0 | 0 | 0 | 0 | 0 | 0 | 0 | 0 | 0 | 0 | 0 | 0 | 0 | 0 | 0 | 0.017175 | 0 | 0 | 0 | 0 | 0 | 0 | 0 | 0 | 0 | 0.4
2217_G_2 | SPP Nebraska | Nebraska | 31 | Furnas | 65 | 2217 | 2 | Beaver City | 11398 | 1963 | 9999 | Combustion Turbine | [5 empty] | Fossil | G | 2030 | NaturalGas |  | 9.2484e-05 | 0 | 3.4785e-05 | 0.00012727 | 0 | 0 | 0 | 0 | 0 | 0 | 0 | 0 | 0 | 0 | 0 | 0 | 0.008114 | 0 | 0.0030518 | 0.011166 | 0.005414 | 0 | 0.0020363 | 0.0074503 | 6.474e-12 | 0 | 2.4349e-12 | 8.9089e-12 | 4.906e-05 | 0 | 1.8452e-05 | 6.7513e-05 | 0 | 0 | 0 | 0 | 0 | 0 | 0 | 0 | 0.012881 | 3.8298e-05 | 0 | 1.4405e-05 | 5.2703e-05 | 0.00028586 | 0 | 8.5908e-05 | 0.00037177 | 0 | 0.3
2217_G_3 | SPP Nebraska | Nebraska | 31 | Furnas | 65 | 2217 | 3 | Beaver City | 11664 | 1947 | 9999 | Combustion Turbine | [5 empty] | Fossil | G | 2030 | Oil |  | 0 | 0 | 0 | 0 | 0 | 0 | 0 | 0 | 0 | 0 | 0 | 0 | 0 | 0 | 0 | 0 | 0 | 0 | 0 | 0 | 0 | 0 | 0 | 0 | 0 | 0 | 0 | 0 | 0 | 0 | 0 | 0 | 0 | 0 | 0 | 0 | 0 | 0 | 0 | 0 | 0.0085875 | 0 | 0 | 0 | 0 | 0 | 0 | 0 | 0 | 0 | 0.2
2217_G_4 | SPP Nebraska | Nebraska | 31 | Furnas | 65 | 2217 | 4 | Beaver City | 10745 | 1967 | 9999 | Combustion Turbine | [5 empty] | Fossil | G | 2030 | NaturalGas |  | 0.00023249 | 0 | 8.7445e-05 | 0.00031994 | 0 | 0 | 0 | 0 | 0 | 0 | 0 | 0 | 0 | 0 | 0 | 0 | 0.021637 | 0 | 0.0081382 | 0.029776 | 0.01361 | 0 | 0.005119 | 0.018729 | 1.6275e-11 | 0 | 6.1211e-12 | 2.2396e-11 | 0.00012333 | 0 | 4.6387e-05 | 0.00016972 | 0 | 0 | 0 | 0 | 0 | 0 | 0 | 0 | 0.03435 | 0.00010213 | 0 | 3.8412e-05 | 0.00014054 | 0.00071862 | 0 | 0.00021596 | 0.00093459 | 0 | 0.8
222_G_1 | WECC_Northern California (not including BANC) | California | 6 | Plumas | 63 | 222 | 1 | Caribou 1 | 0 | 1921 | 9999 | Hydro | [5 empty] | Non-Fossil | G | 2030 | Hydro |  | 0 | 0 | 0 | 0 | 0 | 0 | 0 | 0 | 0 | 0 | 0 | 0 | 0 | 0 | 0 | 0 | 12.3707 | 19.7279 | 37.3842 | 69.4828 | 0 | 0 | 0 | 0 | 0 | 0 | 0 | 0 | 0 | 0 | 0 | 0 | 0 | 0 | 0 | 0 | 0 | 0 | 0 | 0 | 0.39521 | 0.017195 | 0.027422 | 0.051964 | 0.096581 | 0 | 0 | 0 | 0 | 0 | 25
222_G_2 | WECC_Northern California (not including BANC) | California | 6 | Plumas | 63 | 222 | 2 | Caribou 1 | 0 | 1921 | 9999 | Hydro | [5 empty] | Non-Fossil | G | 2030 | Hydro |  | 0 | 0 | 0 | 0 | 0 | 0 | 0 | 0 | 0 | 0 | 0 | 0 | 0 | 0 | 0 | 0 | 12.3707 | 19.7279 | 37.3842 | 69.4828 | 0 | 0 | 0 | 0 | 0 | 0 | 0 | 0 | 0 | 0 | 0 | 0 | 0 | 0 | 0 | 0 | 0 | 0 | 0 | 0 | 0.39521 | 0.017195 | 0.027422 | 0.051964 | 0.096581 | 0 | 0 | 0 | 0 | 0 | 25
222_G_3 | WECC_Northern California (not including BANC) | California | 6 | Plumas | 63 | 222 | 3 | Caribou 1 | 0 | 1924 | 9999 | Hydro | [5 empty] | Non-Fossil | G | 2030 | Hydro |  | 0 | 0 | 0 | 0 | 0 | 0 | 0 | 0 | 0 | 0 | 0 | 0 | 0 | 0 | 0 | 0 | 12.3707 | 19.7279 | 37.3842 | 69.4828 | 0 | 0 | 0 | 0 | 0 | 0 | 0 | 0 | 0 | 0 | 0 | 0 | 0 | 0 | 0 | 0 | 0 | 0 | 0 | 0 | 0.39521 | 0.017195 | 0.027422 | 0.051964 | 0.096581 | 0 | 0 | 0 | 0 | 0 | 25
2221_G_1 | SPP Nebraska | Nebraska | 31 | Custer | 41 | 2221 | 1 | Broken Bow | 10745 | 1936 | 9999 | Combustion Turbine | [5 empty] | Fossil | G | 2030 | Oil |  | 0 | 0 | 0 | 0 | 0 | 0 | 0 | 0 | 0 | 0 | 0 | 0 | 0 | 0 | 0 | 0 | 0 | 0 | 0 | 0 | 0 | 0 | 0 | 0 | 0 | 0 | 0 | 0 | 0 | 0 | 0 | 0 | 0 | 0 | 0 | 0 | 0 | 0 | 0 | 0 | 0.021469 | 0 | 0 | 0 | 0 | 0 | 0 | 0 | 0 | 0 | 0.5
2221_G_2 | SPP Nebraska | Nebraska | 31 | Custer | 41 | 2221 | 2 | Broken Bow | 10745 | 1970 | 9999 | Combustion Turbine | [5 empty] | Fossil | G | 2030 | NaturalGas |  | 0.0010179 | 0.00020357 | 0.00080048 | 0.0020219 | 0 | 0 | 0 | 0 | 0 | 0 | 0 | 0 | 0 | 0 | 0 | 0 | 0.094664 | 0.018933 | 0.074446 | 0.18804 | 0.059586 | 0.011917 | 0.04686 | 0.11836 | 7.1251e-11 | 1.425e-11 | 5.6033e-11 | 1.4153e-10 | 0.00053995 | 0.00010799 | 0.00042463 | 0.0010726 | 0 | 0 | 0 | 0 | 0 | 0 | 0 | 0 | 0.15028 | 0.00044681 | 8.9363e-05 | 0.00035139 | 0.00088756 | 0.0031462 | 0.00056174 | 0.001977 | 0.0056849 | 0 | 3.5
2221_G_3 | SPP Nebraska | Nebraska | 31 | Custer | 41 | 2221 | 3 | Broken Bow | 10745 | 1945 | 9999 | Combustion Turbine | [5 empty] | Fossil | G | 2030 | Oil |  | 0 | 0 | 0 | 0 | 0 | 0 | 0 | 0 | 0 | 0 | 0 | 0 | 0 | 0 | 0 | 0 | 0 | 0 | 0 | 0 | 0 | 0 | 0 | 0 | 0 | 0 | 0 | 0 | 0 | 0 | 0 | 0 | 0 | 0 | 0 | 0 | 0 | 0 | 0 | 0 | 0.030056 | 0 | 0 | 0 | 0 | 0 | 0 | 0 | 0 | 0 | 0.7
2221_G_4 | SPP Nebraska | Nebraska | 31 | Custer | 41 | 2221 | 4 | Broken Bow | 10745 | 1951 | 9999 | Combustion Turbine | [5 empty] | Fossil | G | 2030 | NaturalGas |  | 0.00020357 | 4.0715e-05 | 0.0001601 | 0.00040438 | 0 | 0 | 0 | 0 | 0 | 0 | 0 | 0 | 0 | 0 | 0 | 0 | 0.018933 | 0.0037866 | 0.014889 | 0.037609 | 0.011917 | 0.0023834 | 0.009372 | 0.023673 | 1.425e-11 | 2.85e-12 | 1.1207e-11 | 2.8307e-11 | 0.00010799 | 2.1598e-05 | 8.4927e-05 | 0.00021452 | 0 | 0 | 0 | 0 | 0 | 0 | 0 | 0 | 0.030056 | 8.9363e-05 | 1.7873e-05 | 7.0277e-05 | 0.00017751 | 0.00062923 | 0.00011235 | 0.00039539 | 0.001137 | 0 | 0.7
2221_G_5 | SPP Nebraska | Nebraska | 31 | Custer | 41 | 2221 | 5 | Broken Bow | 10745 | 1951 | 9999 | Combustion Turbine | [5 empty] | Fossil | G | 2030 | NaturalGas |  | 0.00029082 | 5.8164e-05 | 0.00022871 | 0.00057769 | 0 | 0 | 0 | 0 | 0 | 0 | 0 | 0 | 0 | 0 | 0 | 0 | 0.027047 | 0.0054094 | 0.02127 | 0.053726 | 0.017025 | 0.0034049 | 0.013389 | 0.033818 | 2.0357e-11 | 4.0715e-12 | 1.601e-11 | 4.0438e-11 | 0.00015427 | 3.0855e-05 | 0.00012132 | 0.00030645 | 0 | 0 | 0 | 0 | 0 | 0 | 0 | 0 | 0.042938 | 0.00012766 | 2.5532e-05 | 0.0001004 | 0.00025359 | 0.00089891 | 0.0001605 | 0.00056484 | 0.0016242 | 0 | 1
2221_G_6 | SPP Nebraska | Nebraska | 31 | Custer | 41 | 2221 | 6 | Broken Bow | 10745 | 1961 | 9999 | Combustion Turbine | [5 empty] | Fossil | G | 2030 | NaturalGas |  | 0.00058164 | 0.00011633 | 0.00045742 | 0.0011554 | 0 | 0 | 0 | 0 | 0 | 0 | 0 | 0 | 0 | 0 | 0 | 0 | 0.054094 | 0.010819 | 0.042541 | 0.10745 | 0.034049 | 0.0068098 | 0.026777 | 0.067636 | 4.0715e-11 | 8.143e-12 | 3.2019e-11 | 8.0877e-11 | 0.00030855 | 6.1709e-05 | 0.00024265 | 0.0006129 | 0 | 0 | 0 | 0 | 0 | 0 | 0 | 0 | 0.085875 | 0.00025532 | 5.1064e-05 | 0.00020079 | 0.00050718 | 0.0017978 | 0.000321 | 0.0011297 | 0.0032485 | 0 | 2
2222_G_1 | SPP Nebraska | Nebraska | 31 | Garfield | 71 | 2222 | 1 | Burwell | 11179 | 1972 | 9999 | Combustion Turbine | [5 empty] | Fossil | G | 2030 | Oil |  | 0 | 0 | 0 | 0 | 0 | 0 | 0 | 0 | 0 | 0 | 0 | 0 | 0 | 0 | 0 | 0 | 0 | 0 | 0 | 0 | 0 | 0 | 0 | 0 | 0 | 0 | 0 | 0 | 0 | 0 | 0 | 0 | 0 | 0 | 0 | 0 | 0 | 0 | 0 | 0 | 0.060113 | 0 | 0 | 0 | 0 | 0 | 0 | 0 | 0 | 0 | 1.4
2222_G_2 | SPP Nebraska | Nebraska | 31 | Garfield | 71 | 2222 | 2 | Burwell | 11518 | 1968 | 9999 | Combustion Turbine | [5 empty] | Fossil | G | 2030 | Oil |  | 0 | 0 | 0 | 0 | 0 | 0 | 0 | 0 | 0 | 0 | 0 | 0 | 0 | 0 | 0 | 0 | 0 | 0 | 0 | 0 | 0 | 0 | 0 | 0 | 0 | 0 | 0 | 0 | 0 | 0 | 0 | 0 | 0 | 0 | 0 | 0 | 0 | 0 | 0 | 0 | 0.047231 | 0 | 0 | 0 | 0 | 0 | 0 | 0 | 0 | 0 | 1.1
2222_G_3 | SPP Nebraska | Nebraska | 31 | Garfield | 71 | 2222 | 3 | Burwell | 11394 | 1960 | 9999 | Combustion Turbine | [5 empty] | Fossil | G | 2030 | Oil |  | 0 | 0 | 0 | 0 | 0 | 0 | 0 | 0 | 0 | 0 | 0 | 0 | 0 | 0 | 0 | 0 | 0 | 0 | 0 | 0 | 0 | 0 | 0 | 0 | 0 | 0 | 0 | 0 | 0 | 0 | 0 | 0 | 0 | 0 | 0 | 0 | 0 | 0 | 0 | 0 | 0.038644 | 0 | 0 | 0 | 0 | 0 | 0 | 0 | 0 | 0 | 0.9
2222_G_4 | SPP Nebraska | Nebraska | 31 | Garfield | 71 | 2222 | 4 | Burwell | 11651 | 1955 | 9999 | Combustion Turbine | [5 empty] | Fossil | G | 2030 | Oil |  | 0 | 0 | 0 | 0 | 0 | 0 | 0 | 0 | 0 | 0 | 0 | 0 | 0 | 0 | 0 | 0 | 0 | 0 | 0 | 0 | 0 | 0 | 0 | 0 | 0 | 0 | 0 | 0 | 0 | 0 | 0 | 0 | 0 | 0 | 0 | 0 | 0 | 0 | 0 | 0 | 0.030056 | 0 | 0 | 0 | 0 | 0 | 0 | 0 | 0 | 0 | 0.7
2223_G_CAT1 | SPP Nebraska | Nebraska | 31 | Furnas | 65 | 2223 | CAT1 | Cambridge | 18323 | 2005 | 9999 | Combustion Turbine | [5 empty] | Fossil | G | 2030 | Oil |  | 0 | 0 | 0 | 0 | 0 | 0 | 0 | 0 | 0 | 0 | 0 | 0 | 0 | 0 | 0 | 0 | 0 | 0 | 0 | 0 | 0 | 0 | 0 | 0 | 0 | 0 | 0 | 0 | 0 | 0 | 0 | 0 | 0 | 0 | 0 | 0 | 0 | 0 | 0 | 0 | 0.085875 | 0 | 0 | 0 | 0 | 0 | 0 | 0 | 0 | 0 | 2
2223_G_CAT2 | SPP Nebraska | Nebraska | 31 | Furnas | 65 | 2223 | CAT2 | Cambridge | 10745 | 2005 | 9999 | Combustion Turbine | [5 empty] | Fossil | G | 2030 | Oil |  | 0 | 0 | 0 | 0 | 0 | 0 | 0 | 0 | 0 | 0 | 0 | 0 | 0 | 0 | 0 | 0 | 0 | 0 | 0 | 0 | 0 | 0 | 0 | 0 | 0 | 0 | 0 | 0 | 0 | 0 | 0 | 0 | 0 | 0 | 0 | 0 | 0 | 0 | 0 | 0 | 0.085875 | 0 | 0 | 0 | 0 | 0 | 0 | 0 | 0 | 0 | 2
2225_G_1 | SPP Nebraska | Nebraska | 31 | Franklin | 61 | 2225 | 1 | Campbell Village | 12987 | 1927 | 9999 | Combustion Turbine | [5 empty] | Fossil | G | 2030 | Oil |  | 0 | 0 | 0 | 0 | 0 | 0 | 0 | 0 | 0 | 0 | 0 | 0 | 0 | 0 | 0 | 0 | 0 | 0 | 0 | 0 | 0 | 0 | 0 | 0 | 0 | 0 | 0 | 0 | 0 | 0 | 0 | 0 | 0 | 0 | 0 | 0 | 0 | 0 | 0 | 0 | 4.2938e-08 | 0 | 0 | 0 | 0 | 0 | 0 | 0 | 0 | 0 | 1e-06
2225_G_2 | SPP Nebraska | Nebraska | 31 | Franklin | 61 | 2225 | 2 | Campbell Village | 12987 | 1937 | 9999 | Combustion Turbine | [5 empty] | Fossil | G | 2030 | Oil |  | 0 | 0 | 0 | 0 | 0 | 0 | 0 | 0 | 0 | 0 | 0 | 0 | 0 | 0 | 0 | 0 | 0 | 0 | 0 | 0 | 0 | 0 | 0 | 0 | 0 | 0 | 0 | 0 | 0 | 0 | 0 | 0 | 0 | 0 | 0 | 0 | 0 | 0 | 0 | 0 | 4.2938e-08 | 0 | 0 | 0 | 0 | 0 | 0 | 0 | 0 | 0 | 1e-06
2225_G_3 | SPP Nebraska | Nebraska | 31 | Franklin | 61 | 2225 | 3 | Campbell Village | 12987 | 1946 | 9999 | Combustion Turbine | [5 empty] | Fossil | G | 2030 | Oil |  | 0 | 0 | 0 | 0 | 0 | 0 | 0 | 0 | 0 | 0 | 0 | 0 | 0 | 0 | 0 | 0 | 0 | 0 | 0 | 0 | 0 | 0 | 0 | 0 | 0 | 0 | 0 | 0 | 0 | 0 | 0 | 0 | 0 | 0 | 0 | 0 | 0 | 0 | 0 | 0 | 4.2938e-08 | 0 | 0 | 0 | 0 | 0 | 0 | 0 | 0 | 0 | 1e-06
2225_G_IC4 | SPP Nebraska | Nebraska | 31 | Franklin | 61 | 2225 | IC4 | Campbell Village | 25000 | 1983 | 9999 | Combustion Turbine | [5 empty] | Fossil | G | 2030 | Oil |  | 0 | 0 | 0 | 0 | 0 | 0 | 0 | 0 | 0 | 0 | 0 | 0 | 0 | 0 | 0 | 0 | 0 | 0 | 0 | 0 | 0 | 0 | 0 | 0 | 0 | 0 | 0 | 0 | 0 | 0 | 0 | 0 | 0 | 0 | 0 | 0 | 0 | 0 | 0 | 0 | 0.042938 | 0 | 0 | 0 | 0 | 0 | 0 | 0 | 0 | 0 | 1
2226_B_1 | SPP Nebraska | Nebraska | 31 | Gosper | 73 | 2226 | 1 | Canaday | 9741 | 1958 | 9999 | O/G Steam | tangential |  |  |  |  | Fossil | B | 2030 |  | O/G Retirement | 0 | 0 | 0 | 0 | 0 | 0 | 0 | 0 | 0 | 0 | 0 | 0 | 0 | 0 | 0 | 0 | 0 | 0 | 0 | 0 | 0 | 0 | 0 | 0 | 0 | 0 | 0 | 0 | 0 | 0 | 0 | 0 | 0 | 0 | 0 | 0 | 0 | 0 | 0 | 0 | 0 | 0 | 0 | 0 | 0 | 0 | 0 | 0 | 0 | 0 | 99
2227_G_1 | SPP Nebraska | Nebraska | 31 | Lincoln | 111 | 2227 | 1 | Jeffrey | 0 | 1941 | 9999 | Hydro | [5 empty] | Non-Fossil | G | 2030 | Hydro |  | 0 | 0 | 0 | 0 | 0 | 0 | 0 | 0 | 0 | 0 | 0 | 0 | 0 | 0 | 0 | 0 | 8.4741 | 13.2297 | 19.5131 | 41.2169 | 0 | 0 | 0 | 0 | 0 | 0 | 0 | 0 | 0 | 0 | 0 | 0 | 0 | 0 | 0 | 0 | 0 | 0 | 0 | 0 | 0.16599 | 0.011779 | 0.018389 | 0.027123 | 0.057291 | 0 | 0 | 0 | 0 | 0 | 10.5
2227_G_2 | SPP Nebraska | Nebraska | 31 | Lincoln | 111 | 2227 | 2 | Jeffrey | 0 | 1941 | 9999 | Hydro | [5 empty] | Non-Fossil | G | 2030 | Hydro |  | 0 | 0 | 0 | 0 | 0 | 0 | 0 | 0 | 0 | 0 | 0 | 0 | 0 | 0 | 0 | 0 | 8.4741 | 13.2297 | 19.5131 | 41.2169 | 0 | 0 | 0 | 0 | 0 | 0 | 0 | 0 | 0 | 0 | 0 | 0 | 0 | 0 | 0 | 0 | 0 | 0 | 0 | 0 | 0.16599 | 0.011779 | 0.018389 | 0.027123 | 0.057291 | 0 | 0 | 0 | 0 | 0 | 10.5
2228_G_1 | SPP Nebraska | Nebraska | 31 | Gosper | 73 | 2228 | 1 | Johnson 1 | 0 | 1941 | 9999 | Hydro | [5 empty] | Non-Fossil | G | 2030 | Hydro |  | 0 | 0 | 0 | 0 | 0 | 0 | 0 | 0 | 0 | 0 | 0 | 0 | 0 | 0 | 0 | 0 | 8.0706 | 12.5997 | 18.5839 | 39.2542 | 0 | 0 | 0 | 0 | 0 | 0 | 0 | 0 | 0 | 0 | 0 | 0 | 0 | 0 | 0 | 0 | 0 | 0 | 0 | 0 | 0.15808 | 0.011218 | 0.017514 | 0.025832 | 0.054563 | 0 | 0 | 0 | 0 | 0 | 10
2228_G_2 | SPP Nebraska | Nebraska | 31 | Gosper | 73 | 2228 | 2 | Johnson 1 | 0 | 1941 | 9999 | Hydro | [5 empty] | Non-Fossil | G | 2030 | Hydro |  | 0 | 0 | 0 | 0 | 0 | 0 | 0 | 0 | 0 | 0 | 0 | 0 | 0 | 0 | 0 | 0 | 8.0706 | 12.5997 | 18.5839 | 39.2542 | 0 | 0 | 0 | 0 | 0 | 0 | 0 | 0 | 0 | 0 | 0 | 0 | 0 | 0 | 0 | 0 | 0 | 0 | 0 | 0 | 0.15808 | 0.011218 | 0.017514 | 0.025832 | 0.054563 | 0 | 0 | 0 | 0 | 0 | 10
2229_G_1 | SPP Nebraska | Nebraska | 31 | Gosper | 73 | 2229 | 1 | Johnson 2 | 0 | 1941 | 9999 | Hydro | [5 empty] | Non-Fossil | G | 2030 | Hydro |  | 0 | 0 | 0 | 0 | 0 | 0 | 0 | 0 | 0 | 0 | 0 | 0 | 0 | 0 | 0 | 0 | 18.1588 | 28.3494 | 41.8137 | 88.3219 | 0 | 0 | 0 | 0 | 0 | 0 | 0 | 0 | 0 | 0 | 0 | 0 | 0 | 0 | 0 | 0 | 0 | 0 | 0 | 0 | 0.35569 | 0.025241 | 0.039406 | 0.058121 | 0.12277 | 0 | 0 | 0 | 0 | 0 | 22.5
223_G_4 | WECC_Northern California (not including BANC) | California | 6 | Plumas | 63 | 223 | 4 | Caribou 2 | 0 | 1958 | 9999 | Hydro | [5 empty] | Non-Fossil | G | 2030 | Hydro |  | 0 | 0 | 0 | 0 | 0 | 0 | 0 | 0 | 0 | 0 | 0 | 0 | 0 | 0 | 0 | 0 | 29.6898 | 47.347 | 89.722 | 166.7587 | 0 | 0 | 0 | 0 | 0 | 0 | 0 | 0 | 0 | 0 | 0 | 0 | 0 | 0 | 0 | 0 | 0 | 0 | 0 | 0 | 0.94849 | 0.041269 | 0.065812 | 0.12471 | 0.23179 | 0 | 0 | 0 | 0 | 0 | 60
223_G_5 | WECC_Northern California (not including BANC) | California | 6 | Plumas | 63 | 223 | 5 | Caribou 2 | 0 | 1958 | 9999 | Hydro | [5 empty] | Non-Fossil | G | 2030 | Hydro |  | 0 | 0 | 0 | 0 | 0 | 0 | 0 | 0 | 0 | 0 | 0 | 0 | 0 | 0 | 0 | 0 | 29.6898 | 47.347 | 89.722 | 166.7587 | 0 | 0 | 0 | 0 | 0 | 0 | 0 | 0 | 0 | 0 | 0 | 0 | 0 | 0 | 0 | 0 | 0 | 0 | 0 | 0 | 0.94849 | 0.041269 | 0.065812 | 0.12471 | 0.23179 | 0 | 0 | 0 | 0 | 0 | 60
2230_G_5 | SPP Nebraska | Nebraska | 31 | Deuel | 49 | 2230 | 5 | Chappell | 12708 | 1982 | 9999 | Combustion Turbine | [5 empty] | Fossil | G | 2030 | Oil |  | 0 | 0 | 0 | 0 | 0 | 0 | 0 | 0 | 0 | 0 | 0 | 0 | 0 | 0 | 0 | 0 | 0 | 0 | 0 | 0 | 0 | 0 | 0 | 0 | 0 | 0 | 0 | 0 | 0 | 0 | 0 | 0 | 0 | 0 | 0 | 0 | 0 | 0 | 0 | 0 | 0.042938 | 0 | 0 | 0 | 0 | 0 | 0 | 0 | 0 | 0 | 1
2231_G_7 | SPP Nebraska | Nebraska | 31 | Saline | 151 | 2231 | 7 | Crete | 14241 | 1973 | 9999 | Combustion Turbine | [5 empty] | Fossil | G | 2030 | NaturalGas |  | 8.9072e-11 | 0 | 0 | 8.9072e-11 | 0 | 0 | 0 | 0 | 0 | 0 | 0 | 0 | 0 | 0 | 0 | 0 | 6.3109e-09 | 0 | 0 | 6.3109e-09 | 5.2143e-09 | 0 | 0 | 5.2143e-09 | 6.2351e-18 | 0 | 0 | 6.2351e-18 | 4.7251e-11 | 0 | 0 | 4.7251e-11 | 0 | 0 | 0 | 0 | 0 | 0 | 0 | 0 | 4.2938e-08 | 2.9788e-11 | 0 | 0 | 2.9788e-11 | 2.7532e-10 | 0 | 0 | 2.7532e-10 | 0 | 1e-06
2232_G_2 | SPP Nebraska | Nebraska | 31 | Frontier | 63 | 2232 | 2 | Curtis | 18000 | 1955 | 9999 | Combustion Turbine | [5 empty] | Fossil | G | 2030 | NaturalGas |  | 9.0067e-05 | 0 | 0 | 9.0067e-05 | 0 | 0 | 0 | 0 | 0 | 0 | 0 | 0 | 0 | 0 | 0 | 0 | 0.0050487 | 0 | 0 | 0.0050487 | 0.0052725 | 0 | 0 | 0.0052725 | 6.3047e-12 | 0 | 0 | 6.3047e-12 | 0.0001465 | 0 | 0 | 0.0001465 | 0 | 0 | 0 | 0 | 0 | 0 | 0 | 0 | 0.03435 | 2.383e-05 | 0 | 0 | 2.383e-05 | 0.00027839 | 0 | 0 | 0.00027839 | 0 | 0.8
2232_G_3 | SPP Nebraska | Nebraska | 31 | Frontier | 63 | 2232 | 3 | Curtis | 18000 | 1969 | 9999 | Combustion Turbine | [5 empty] | Fossil | G | 2030 | NaturalGas |  | 0.00011258 | 0 | 0 | 0.00011258 | 0 | 0 | 0 | 0 | 0 | 0 | 0 | 0 | 0 | 0 | 0 | 0 | 0.0063109 | 0 | 0 | 0.0063109 | 0.0065906 | 0 | 0 | 0.0065906 | 7.8808e-12 | 0 | 0 | 7.8808e-12 | 8.4704e-05 | 0 | 0 | 8.4704e-05 | 0 | 0 | 0 | 0 | 0 | 0 | 0 | 0 | 0.042938 | 2.9788e-05 | 0 | 0 | 2.9788e-05 | 0.00034799 | 0 | 0 | 0.00034799 | 0 | 1
2232_G_4 | SPP Nebraska | Nebraska | 31 | Frontier | 63 | 2232 | 4 | Curtis | 18000 | 1975 | 9999 | Combustion Turbine | [5 empty] | Fossil | G | 2030 | NaturalGas |  | 1.1258e-10 | 0 | 0 | 1.1258e-10 | 0 | 0 | 0 | 0 | 0 | 0 | 0 | 0 | 0 | 0 | 0 | 0 | 6.3109e-09 | 0 | 0 | 6.3109e-09 | 6.5906e-09 | 0 | 0 | 6.5906e-09 | 7.8808e-18 | 0 | 0 | 7.8808e-18 | 6.2152e-11 | 0 | 0 | 6.2152e-11 | 0 | 0 | 0 | 0 | 0 | 0 | 0 | 0 | 4.2938e-08 | 2.9788e-11 | 0 | 0 | 2.9788e-11 | 3.4799e-10 | 0 | 0 | 3.4799e-10 | 0 | 1e-06
2233_G_1 | SPP Nebraska | Nebraska | 31 | Butler | 23 | 2233 | 1 | David City | 10745 | 1960 | 9999 | Combustion Turbine | [5 empty] | Fossil | G | 2030 | NaturalGas |  | 0.00037807 | 7.5613e-05 | 0.00029732 | 0.000751 | 0 | 0 | 0 | 0 | 0 | 0 | 0 | 0 | 0 | 0 | 0 | 0 | 0.035161 | 0.0070322 | 0.027651 | 0.069844 | 0.022132 | 0.0044264 | 0.017405 | 0.043964 | 2.6465e-11 | 5.2929e-12 | 2.0812e-11 | 5.257e-11 | 0.00020055 | 4.0111e-05 | 0.00015772 | 0.00039839 | 0 | 0 | 0 | 0 | 0 | 0 | 0 | 0 | 0.055819 | 0.00016596 | 3.3192e-05 | 0.00013051 | 0.00032967 | 0.0011686 | 0.00020865 | 0.0007343 | 0.0021115 | 0 | 1.3
2233_G_2 | SPP Nebraska | Nebraska | 31 | Butler | 23 | 2233 | 2 | David City | 10745 | 1949 | 9999 | Combustion Turbine | [5 empty] | Fossil | G | 2030 | Oil |  | 0 | 0 | 0 | 0 | 0 | 0 | 0 | 0 | 0 | 0 | 0 | 0 | 0 | 0 | 0 | 0 | 0 | 0 | 0 | 0 | 0 | 0 | 0 | 0 | 0 | 0 | 0 | 0 | 0 | 0 | 0 | 0 | 0 | 0 | 0 | 0 | 0 | 0 | 0 | 0 | 0.03435 | 0 | 0 | 0 | 0 | 0 | 0 | 0 | 0 | 0 | 0.8
2233_G_3 | SPP Nebraska | Nebraska | 31 | Butler | 23 | 2233 | 3 | David City | 10745 | 1955 | 9999 | Combustion Turbine | [5 empty] | Fossil | G | 2030 | NaturalGas |  | 0.00026174 | 5.2348e-05 | 0.00020584 | 0.00051992 | 0 | 0 | 0 | 0 | 0 | 0 | 0 | 0 | 0 | 0 | 0 | 0 | 0.024342 | 0.0048684 | 0.019143 | 0.048354 | 0.015322 | 0.0030644 | 0.01205 | 0.030436 | 1.8322e-11 | 3.6643e-12 | 1.4409e-11 | 3.6395e-11 | 0.00013885 | 2.7769e-05 | 0.00010919 | 0.00027581 | 0 | 0 | 0 | 0 | 0 | 0 | 0 | 0 | 0.038644 | 0.00011489 | 2.2979e-05 | 9.0356e-05 | 0.00022823 | 0.00080901 | 0.00014445 | 0.00050836 | 0.0014618 | 0 | 0.9
2233_G_4 | SPP Nebraska | Nebraska | 31 | Butler | 23 | 2233 | 4 | David City | 10745 | 1966 | 9999 | Combustion Turbine | [5 empty] | Fossil | G | 2030 | NaturalGas |  | 0.00052348 | 0.0001047 | 0.00041167 | 0.0010398 | 0 | 0 | 0 | 0 | 0 | 0 | 0 | 0 | 0 | 0 | 0 | 0 | 0.048684 | 0.0097369 | 0.038287 | 0.096708 | 0.030644 | 0.0061289 | 0.024099 | 0.060873 | 3.6643e-11 | 7.3287e-12 | 2.8817e-11 | 7.2789e-11 | 0.00027769 | 5.5538e-05 | 0.00021838 | 0.00055161 | 0 | 0 | 0 | 0 | 0 | 0 | 0 | 0 | 0.077288 | 0.00022979 | 4.5958e-05 | 0.00018071 | 0.00045646 | 0.001618 | 0.0002889 | 0.0010167 | 0.0029236 | 0 | 1.8
2233_G_5 | SPP Nebraska | Nebraska | 31 | Butler | 23 | 2233 | 5 | David City | 10745 | 1996 | 9999 | Combustion Turbine | [5 empty] | Fossil | G | 2030 | Oil |  | 0 | 0 | 0 | 0 | 0 | 0 | 0 | 0 | 0 | 0 | 0 | 0 | 0 | 0 | 0 | 0 | 0 | 0 | 0 | 0 | 0 | 0 | 0 | 0 | 0 | 0 | 0 | 0 | 0 | 0 | 0 | 0 | 0 | 0 | 0 | 0 | 0 | 0 | 0 | 0 | 0.055819 | 0 | 0 | 0 | 0 | 0 | 0 | 0 | 0 | 0 | 1.3
2233_G_6 | SPP Nebraska | Nebraska | 31 | Butler | 23 | 2233 | 6 | David City | 10745 | 1996 | 9999 | Combustion Turbine | [5 empty] | Fossil | G | 2030 | Oil |  | 0 | 0 | 0 | 0 | 0 | 0 | 0 | 0 | 0 | 0 | 0 | 0 | 0 | 0 | 0 | 0 | 0 | 0 | 0 | 0 | 0 | 0 | 0 | 0 | 0 | 0 | 0 | 0 | 0 | 0 | 0 | 0 | 0 | 0 | 0 | 0 | 0 | 0 | 0 | 0 | 0.055819 | 0 | 0 | 0 | 0 | 0 | 0 | 0 | 0 | 0 | 1.3
2233_G_7 | SPP Nebraska | Nebraska | 31 | Butler | 23 | 2233 | 7 | David City | 10745 | 1996 | 9999 | Combustion Turbine | [5 empty] | Fossil | G | 2030 | Oil |  | 0 | 0 | 0 | 0 | 0 | 0 | 0 | 0 | 0 | 0 | 0 | 0 | 0 | 0 | 0 | 0 | 0 | 0 | 0 | 0 | 0 | 0 | 0 | 0 | 0 | 0 | 0 | 0 | 0 | 0 | 0 | 0 | 0 | 0 | 0 | 0 | 0 | 0 | 0 | 0 | 0.055819 | 0 | 0 | 0 | 0 | 0 | 0 | 0 | 0 | 0 | 1.3
2234_G_1A | SPP Nebraska | Nebraska | 31 | Thayer | 169 | 2234 | 1A | Deshler | 10745 | 2001 | 9999 | Combustion Turbine | [5 empty] | Fossil | G | 2030 | Oil |  | 0 | 0 | 0 | 0 | 0 | 0 | 0 | 0 | 0 | 0 | 0 | 0 | 0 | 0 | 0 | 0 | 0 | 0 | 0 | 0 | 0 | 0 | 0 | 0 | 0 | 0 | 0 | 0 | 0 | 0 | 0 | 0 | 0 | 0 | 0 | 0 | 0 | 0 | 0 | 0 | 4.2938e-08 | 0 | 0 | 0 | 0 | 0 | 0 | 0 | 0 | 0 | 1e-06
2234_G_2 | SPP Nebraska | Nebraska | 31 | Thayer | 169 | 2234 | 2 | Deshler | 10745 | 1950 | 9999 | Combustion Turbine | [5 empty] | Fossil | G | 2030 | Oil |  | 0 | 0 | 0 | 0 | 0 | 0 | 0 | 0 | 0 | 0 | 0 | 0 | 0 | 0 | 0 | 0 | 0 | 0 | 0 | 0 | 0 | 0 | 0 | 0 | 0 | 0 | 0 | 0 | 0 | 0 | 0 | 0 | 0 | 0 | 0 | 0 | 0 | 0 | 0 | 0 | 4.2938e-08 | 0 | 0 | 0 | 0 | 0 | 0 | 0 | 0 | 0 | 1e-06
2234_G_4 | SPP Nebraska | Nebraska | 31 | Thayer | 169 | 2234 | 4 | Deshler | 10745 | 1956 | 9999 | Combustion Turbine | [5 empty] | Fossil | G | 2030 | Oil |  | 0 | 0 | 0 | 0 | 0 | 0 | 0 | 0 | 0 | 0 | 0 | 0 | 0 | 0 | 0 | 0 | 0 | 0 | 0 | 0 | 0 | 0 | 0 | 0 | 0 | 0 | 0 | 0 | 0 | 0 | 0 | 0 | 0 | 0 | 0 | 0 | 0 | 0 | 0 | 0 | 0.025763 | 0 | 0 | 0 | 0 | 0 | 0 | 0 | 0 | 0 | 0.6
2234_G_5 | SPP Nebraska | Nebraska | 31 | Thayer | 169 | 2234 | 5 | Deshler | 10745 | 1999 | 9999 | Combustion Turbine | [5 empty] | Fossil | G | 2030 | Oil |  | 0 | 0 | 0 | 0 | 0 | 0 | 0 | 0 | 0 | 0 | 0 | 0 | 0 | 0 | 0 | 0 | 0 | 0 | 0 | 0 | 0 | 0 | 0 | 0 | 0 | 0 | 0 | 0 | 0 | 0 | 0 | 0 | 0 | 0 | 0 | 0 | 0 | 0 | 0 | 0 | 0.047231 | 0 | 0 | 0 | 0 | 0 | 0 | 0 | 0 | 0 | 1.1
2235_G_2 | SPP Nebraska | Nebraska | 31 | Dixon | 51 | 2235 | 2 | Emerson | 11198 | 1968 | 9999 | Combustion Turbine | [5 empty] | Fossil | G | 2030 | NaturalGas |  | 0.00033339 | 6.6678e-05 | 0.00026219 | 0.00066225 | 0 | 0 | 0 | 0 | 0 | 0 | 0 | 0 | 0 | 0 | 0 | 0 | 0.029752 | 0.0059503 | 0.023397 | 0.059099 | 0.019517 | 0.0039033 | 0.015348 | 0.038768 | 2.3337e-11 | 4.6674e-12 | 1.8353e-11 | 4.6358e-11 | 0.00075394 | 0.00015079 | 0.00059292 | 0.0014976 | 0 | 0 | 0 | 0 | 0 | 0 | 0 | 0 | 0.047231 | 0.00014043 | 2.8085e-05 | 0.00011044 | 0.00027895 | 0.0010305 | 0.00018399 | 0.00064752 | 0.001862 | 0 | 1.1
2235_G_3 | SPP Nebraska | Nebraska | 31 | Dixon | 51 | 2235 | 3 | Emerson | 12846 | 1947 | 9999 | Combustion Turbine | [5 empty] | Fossil | G | 2030 | Oil |  | 0 | 0 | 0 | 0 | 0 | 0 | 0 | 0 | 0 | 0 | 0 | 0 | 0 | 0 | 0 | 0 | 0 | 0 | 0 | 0 | 0 | 0 | 0 | 0 | 0 | 0 | 0 | 0 | 0 | 0 | 0 | 0 | 0 | 0 | 0 | 0 | 0 | 0 | 0 | 0 | 0.0042938 | 0 | 0 | 0 | 0 | 0 | 0 | 0 | 0 | 0 | 0.1
2235_G_4 | SPP Nebraska | Nebraska | 31 | Dixon | 51 | 2235 | 4 | Emerson | 11370 | 1960 | 9999 | Combustion Turbine | [5 empty] | Fossil | G | 2030 | NaturalGas |  | 0.00012309 | 2.4619e-05 | 9.6805e-05 | 0.00024452 | 0 | 0 | 0 | 0 | 0 | 0 | 0 | 0 | 0 | 0 | 0 | 0 | 0.010819 | 0.0021637 | 0.0085081 | 0.021491 | 0.007206 | 0.0014412 | 0.0056669 | 0.014314 | 8.6166e-12 | 1.7233e-12 | 6.7763e-12 | 1.7116e-11 | 6.5299e-05 | 1.306e-05 | 5.1352e-05 | 0.00012971 | 0 | 0 | 0 | 0 | 0 | 0 | 0 | 0 | 0.017175 | 5.1064e-05 | 1.0213e-05 | 4.0158e-05 | 0.00010144 | 0.00038048 | 6.7934e-05 | 0.00023908 | 0.00068749 | 0 | 0.4
2237_G_1 | SPP Nebraska | Nebraska | 31 | Richardson | 147 | 2237 | 1 | Falls City | 18340 | 1930 | 9999 | Combustion Turbine | [5 empty] | Fossil | G | 2030 | Oil |  | 0 | 0 | 0 | 0 | 0 | 0 | 0 | 0 | 0 | 0 | 0 | 0 | 0 | 0 | 0 | 0 | 0 | 0 | 0 | 0 | 0 | 0 | 0 | 0 | 0 | 0 | 0 | 0 | 0 | 0 | 0 | 0 | 0 | 0 | 0 | 0 | 0 | 0 | 0 | 0 | 0.025763 | 0 | 0 | 0 | 0 | 0 | 0 | 0 | 0 | 0 | 0.6
2237_G_2 | SPP Nebraska | Nebraska | 31 | Richardson | 147 | 2237 | 2 | Falls City | 18403 | 1937 | 9999 | Combustion Turbine | [5 empty] | Fossil | G | 2030 | Oil |  | 0 | 0 | 0 | 0 | 0 | 0 | 0 | 0 | 0 | 0 | 0 | 0 | 0 | 0 | 0 | 0 | 0 | 0 | 0 | 0 | 0 | 0 | 0 | 0 | 0 | 0 | 0 | 0 | 0 | 0 | 0 | 0 | 0 | 0 | 0 | 0 | 0 | 0 | 0 | 0 | 0.038644 | 0 | 0 | 0 | 0 | 0 | 0 | 0 | 0 | 0 | 0.9
2237_G_3 | SPP Nebraska | Nebraska | 31 | Richardson | 147 | 2237 | 3 | Falls City | 18000 | 1965 | 9999 | Combustion Turbine | [5 empty] | Fossil | G | 2030 | NaturalGas |  | 0.00025894 | 0 | 0 | 0.00025894 | 0 | 0 | 0 | 0 | 0 | 0 | 0 | 0 | 0 | 0 | 0 | 0 | 0.014515 | 0 | 0 | 0.014515 | 0.015158 | 0 | 0 | 0.015158 | 1.8126e-11 | 0 | 0 | 1.8126e-11 | 0.00013736 | 0 | 0 | 0.00013736 | 0 | 0 | 0 | 0 | 0 | 0 | 0 | 0 | 0.098756 | 6.8511e-05 | 0 | 0 | 6.8511e-05 | 0.00080037 | 0 | 0 | 0.00080037 | 0 | 2.3
2237_G_4 | SPP Nebraska | Nebraska | 31 | Richardson | 147 | 2237 | 4 | Falls City | 18000 | 1946 | 9999 | Combustion Turbine | [5 empty] | Fossil | G | 2030 | NaturalGas |  | 9.0067e-05 | 0 | 0 | 9.0067e-05 | 0 | 0 | 0 | 0 | 0 | 0 | 0 | 0 | 0 | 0 | 0 | 0 | 0.0050487 | 0 | 0 | 0.0050487 | 0.0052725 | 0 | 0 | 0.0052725 | 6.3047e-12 | 0 | 0 | 6.3047e-12 | 4.7778e-05 | 0 | 0 | 4.7778e-05 | 0 | 0 | 0 | 0 | 0 | 0 | 0 | 0 | 0.03435 | 2.383e-05 | 0 | 0 | 2.383e-05 | 0.00027839 | 0 | 0 | 0.00027839 | 0 | 0.8
2237_G_5 | SPP Nebraska | Nebraska | 31 | Richardson | 147 | 2237 | 5 | Falls City | 18000 | 1950 | 9999 | Combustion Turbine | [5 empty] | Fossil | G | 2030 | NaturalGas |  | 0.00015762 | 0 | 0 | 0.00015762 | 0 | 0 | 0 | 0 | 0 | 0 | 0 | 0 | 0 | 0 | 0 | 0 | 0.0088353 | 0 | 0 | 0.0088353 | 0.0092269 | 0 | 0 | 0.0092269 | 1.1033e-11 | 0 | 0 | 1.1033e-11 | 8.3612e-05 | 0 | 0 | 8.3612e-05 | 0 | 0 | 0 | 0 | 0 | 0 | 0 | 0 | 0.060113 | 4.1703e-05 | 0 | 0 | 4.1703e-05 | 0.00048718 | 0 | 0 | 0.00048718 | 0 | 1.4
2237_G_6 | SPP Nebraska | Nebraska | 31 | Richardson | 147 | 2237 | 6 | Falls City | 18000 | 1958 | 9999 | Combustion Turbine | [5 empty] | Fossil | G | 2030 | NaturalGas |  | 0.00022517 | 0 | 0 | 0.00022517 | 0 | 0 | 0 | 0 | 0 | 0 | 0 | 0 | 0 | 0 | 0 | 0 | 0.012622 | 0 | 0 | 0.012622 | 0.013181 | 0 | 0 | 0.013181 | 1.5762e-11 | 0 | 0 | 1.5762e-11 | 0.00011945 | 0 | 0 | 0.00011945 | 0 | 0 | 0 | 0 | 0 | 0 | 0 | 0 | 0.085875 | 5.9575e-05 | 0 | 0 | 5.9575e-05 | 0.00069598 | 0 | 0 | 0.00069598 | 0 | 2
2237_G_7 | SPP Nebraska | Nebraska | 31 | Richardson | 147 | 2237 | 7 | Falls City | 18000 | 1972 | 9999 | Combustion Turbine | [5 empty] | Fossil | G | 2030 | NaturalGas |  | 0.00066424 | 0 | 0 | 0.00066424 | 0 | 0 | 0 | 0 | 0 | 0 | 0 | 0 | 0 | 0 | 0 | 0 | 0.037234 | 0 | 0 | 0.037234 | 0.038885 | 0 | 0 | 0.038885 | 4.6497e-11 | 0 | 0 | 4.6497e-11 | 0.00096012 | 0 | 0 | 0.00096012 | 0 | 0 | 0 | 0 | 0 | 0 | 0 | 0 | 0.25333 | 0.00017575 | 0 | 0 | 0.00017575 | 0.0020531 | 0 | 0 | 0.0020531 | 0 | 5.9
2237_G_8 | SPP Nebraska | Nebraska | 31 | Richardson | 147 | 2237 | 8 | Falls City | 18000 | 1982 | 9999 | Combustion Turbine | [5 empty] | Fossil | G | 2030 | NaturalGas |  | 0.0006755 | 0 | 0 | 0.0006755 | 0 | 0 | 0 | 0 | 0 | 0 | 0 | 0 | 0 | 0 | 0 | 0 | 0.037866 | 0 | 0 | 0.037866 | 0.039544 | 0 | 0 | 0.039544 | 4.7285e-11 | 0 | 0 | 4.7285e-11 | 0.00035834 | 0 | 0 | 0.00035834 | 0 | 0 | 0 | 0 | 0 | 0 | 0 | 0 | 0.25763 | 0.00017873 | 0 | 0 | 0.00017873 | 0.0020879 | 0 | 0 | 0.0020879 | 0 | 6
2237_G_9 | SPP Nebraska | Nebraska | 31 | Richardson | 147 | 2237 | 9 | Falls City | 10745 | 2018 | 9999 | Combustion Turbine | [5 empty] | Fossil | G | 2030 | NaturalGas |  | 0.0027046 | 0.00054093 | 0.002127 | 0.0053725 | 0 | 0 | 0 | 0 | 0 | 0 | 0 | 0 | 0 | 0 | 0 | 0 | 0.25154 | 0.050307 | 0.19781 | 0.49966 | 0.15833 | 0.031666 | 0.12451 | 0.31451 | 1.8932e-10 | 3.7865e-11 | 1.4889e-10 | 3.7608e-10 | 0.0014347 | 0.00028695 | 0.0011283 | 0.00285 | 0 | 0 | 0 | 0 | 0 | 0 | 0 | 0 | 0.39932 | 0.0011872 | 0.00023745 | 0.00093368 | 0.0023584 | 0.0083598 | 0.0014926 | 0.005253 | 0.015105 | 0 | 9.3
2238_G_1 | SPP Nebraska | Nebraska | 31 | Franklin | 61 | 2238 | 1 | Franklin (NE) | 13824 | 1963 | 9999 | Combustion Turbine | [5 empty] | Fossil | G | 2030 | NaturalGas |  | 5.1878e-05 | 0 | 0 | 5.1878e-05 | 0 | 0 | 0 | 0 | 0 | 0 | 0 | 0 | 0 | 0 | 0 | 0 | 0.0037866 | 0 | 0 | 0.0037866 | 0.003037 | 0 | 0 | 0.003037 | 3.6315e-12 | 0 | 0 | 3.6315e-12 | 2.752e-05 | 0 | 0 | 2.752e-05 | 0 | 0 | 0 | 0 | 0 | 0 | 0 | 0 | 0.025763 | 1.7873e-05 | 0 | 0 | 1.7873e-05 | 0.00016035 | 0 | 0 | 0.00016035 | 0 | 0.6
2238_G_2 | SPP Nebraska | Nebraska | 31 | Franklin | 61 | 2238 | 2 | Franklin (NE) | 13659 | 1974 | 9999 | Combustion Turbine | [5 empty] | Fossil | G | 2030 | NaturalGas |  | 0.00011106 | 0 | 0 | 0.00011106 | 0 | 0 | 0 | 0 | 0 | 0 | 0 | 0 | 0 | 0 | 0 | 0 | 0.0082042 | 0 | 0 | 0.0082042 | 0.0065016 | 0 | 0 | 0.0065016 | 7.7743e-12 | 0 | 0 | 7.7743e-12 | 5.0733e-06 | 0 | 0 | 5.0733e-06 | 0 | 0 | 0 | 0 | 0 | 0 | 0 | 0 | 0.055819 | 3.8724e-05 | 0 | 0 | 3.8724e-05 | 0.00034328 | 0 | 0 | 0.00034328 | 0 | 1.3
2238_G_3 | SPP Nebraska | Nebraska | 31 | Franklin | 61 | 2238 | 3 | Franklin (NE) | 13737 | 1969 | 9999 | Combustion Turbine | [5 empty] | Fossil | G | 2030 | NaturalGas |  | 9.4512e-05 | 0 | 0 | 9.4512e-05 | 0 | 0 | 0 | 0 | 0 | 0 | 0 | 0 | 0 | 0 | 0 | 0 | 0.006942 | 0 | 0 | 0.006942 | 0.0055327 | 0 | 0 | 0.0055327 | 6.6158e-12 | 0 | 0 | 6.6158e-12 | 5.0136e-05 | 0 | 0 | 5.0136e-05 | 0 | 0 | 0 | 0 | 0 | 0 | 0 | 0 | 0.047231 | 3.2766e-05 | 0 | 0 | 3.2766e-05 | 0.00029213 | 0 | 0 | 0.00029213 | 0 | 1.1
2238_G_4 | SPP Nebraska | Nebraska | 31 | Franklin | 61 | 2238 | 4 | Franklin (NE) | 13643 | 1955 | 9999 | Combustion Turbine | [5 empty] | Fossil | G | 2030 | NaturalGas |  | 7.6799e-05 | 0 | 0 | 7.6799e-05 | 0 | 0 | 0 | 0 | 0 | 0 | 0 | 0 | 0 | 0 | 0 | 0 | 0.0056798 | 0 | 0 | 0.0056798 | 0.0044958 | 0 | 0 | 0.0044958 | 5.3759e-12 | 0 | 0 | 5.3759e-12 | 4.074e-05 | 0 | 0 | 4.074e-05 | 0 | 0 | 0 | 0 | 0 | 0 | 0 | 0 | 0.038644 | 2.6809e-05 | 0 | 0 | 2.6809e-05 | 0.00023738 | 0 | 0 | 0.00023738 | 0 | 0.9
2240_B_6 | SPP Nebraska | Nebraska | 31 | Dodge | 53 | 2240 | 6 | Lon Wright | 12282 | 1958 | 9999 | Coal Steam | wall | dry | Baghouse |  |  | Fossil | B | 2030 | Coal |  | 0.33579 | 0.28548 | 0.41507 | 1.0363 | 0 | 0 | 0 | 0 | 0.33579 | 0.28548 | 0.41507 | 1.0363 | 0 | 0 | 0 | 0 | 27.3403 | 23.2437 | 33.7946 | 84.3786 | 35.9803 | 30.589 | 44.4743 | 111.0436 | 9.4211e-05 | 8.0095e-05 | 0.00011645 | 0.00029076 | 0.10977 | 0.093326 | 0.13569 | 0.33879 | 0.087696 | 0.074555 | 0.1084 | 0.27065 | 8.202e-05 | 6.9731e-05 | 0.00010138 | 0.00025313 | 0.98017 | 0.041626 | 0.035389 | 0.051453 | 0.12847 | 0.44021 | 0.37425 | 0.54414 | 1.3586 | 0 | 15.5
2240_B_7 | SPP Nebraska | Nebraska | 31 | Dodge | 53 | 2240 | 7 | Lon Wright | 12341 | 1963 | 9999 | Coal Steam | wall | dry | Baghouse |  |  | Fossil | B | 2030 | Coal |  | 0.45713 | 0.38864 | 0.56505 | 1.4108 | 0 | 0 | 0 | 0 | 0.45713 | 0.38864 | 0.56505 | 1.4108 | 0 | 0 | 0 | 0 | 37.0417 | 31.4914 | 45.7863 | 114.3194 | 48.9816 | 41.6423 | 60.5449 | 151.1688 | 0.00012825 | 0.00010904 | 0.00015853 | 0.00039582 | 0.15172 | 0.12899 | 0.18754 | 0.46825 | 0.11938 | 0.1015 | 0.14757 | 0.36845 | 0.00011166 | 9.4928e-05 | 0.00013802 | 0.0003446 | 1.328 | 0.056396 | 0.047946 | 0.06971 | 0.17405 | 0.59928 | 0.50949 | 0.74076 | 1.8495 | 0 | 21
2240_B_8 | SPP Nebraska | Nebraska | 31 | Dodge | 53 | 2240 | 8 | Lon Wright | 12240 | 1976 | 9999 | Coal Steam | wall | dry | ESPH + Baghouse + Wet Scrubber + Mercury Control | LNB + OFA | Wet Scrubber | Fossil | B | 2030 |  | Coal Retirement | 0 | 0 | 0 | 0 | 0 | 0 | 0 | 0 | 0 | 0 | 0 | 0 | 0 | 0 | 0 | 0 | 0 | 0 | 0 | 0 | 0 | 0 | 0 | 0 | 0 | 0 | 0 | 0 | 0 | 0 | 0 | 0 | 0 | 0 | 0 | 0 | 0 | 0 | 0 | 0 | 0 | 0 | 0 | 0 | 0 | 0 | 0 | 0 | 0 | 0 | 82 | Scrubber / Mercury Control | Wet Scrubber
2240_G_5OT | SPP Nebraska | Nebraska | 31 | Dodge | 53 | 2240 | 5OT | Lon Wright | 14432 | 2003 | 9999 | Combustion Turbine |  |  |  | DLNB + H2O |  | Fossil | G | 2030 | NaturalGas |  | 0.003257 | 0 | 0 | 0.003257 | 0 | 0 | 0 | 0 | 0 | 0 | 0 | 0 | 0 | 0 | 0 | 0 | 0.22568 | 0 | 0 | 0.22568 | 0.19067 | 0 | 0 | 0.19067 | 2.2799e-10 | 0 | 0 | 2.2799e-10 | 0.00114 | 0 | 0 | 0.00114 | 0 | 0 | 0 | 0 | 0 | 0 | 0 | 0 | 0.74956 | 0.0012548 | 0 | 0 | 0.0012548 | 0.010067 | 0 | 0 | 0.010067 | 0 | 38
2240_G_CTNWD | SPP Nebraska | Nebraska | 31 | Dodge | 53 | 2240 | CTNWD | Lon Wright | 0 | 2017 | 9999 | Onshore Wind | [5 empty] | Non-Fossil | G | 2030 | Wind |  | 0 | 0 | 0 | 0 | 0 | 0 | 0 | 0 | 0 | 0 | 0 | 0 | 0 | 0 | 0 | 0 | 43.5855 | 56.9661 | 54.1271 | 154.6788 | 0 | 0 | 0 | 0 | 0 | 0 | 0 | 0 | 0 | 0 | 0 | 0 | 0 | 0 | 0 | 0 | 0 | 0 | 0 | 0 | 1.7219 | 0 | 0 | 0 | 0 | 0 | 0 | 0 | 0 | 0 | 40.9
2240_G_SLR1 | SPP Nebraska | Nebraska | 31 | Dodge | 53 | 2240 | SLR1 | Lon Wright | 0 | 2018 | 9999 | Solar PV | [5 empty] | Non-Fossil | G | 2030 | Solar |  | 0 | 0 | 0 | 0 | 0 | 0 | 0 | 0 | 0 | 0 | 0 | 0 | 0 | 0 | 0 | 0 | 0.30083 | 0.64803 | 1.2421 | 2.191 | 0 | 0 | 0 | 0 | 0 | 0 | 0 | 0 | 0 | 0 | 0 | 0 | 0 | 0 | 0 | 0 | 0 | 0 | 0 | 0 | 0.041078 | 0 | 0 | 0 | 0 | 0 | 0 | 0 | 0 | 0 | 1.3
2240_G_SLR2 | SPP Nebraska | Nebraska | 31 | Dodge | 53 | 2240 | SLR2 | Lon Wright | 0 | 2018 | 9999 | Solar PV | [5 empty] | Non-Fossil | G | 2030 | Solar |  | 0 | 0 | 0 | 0 | 0 | 0 | 0 | 0 | 0 | 0 | 0 | 0 | 0 | 0 | 0 | 0 | 0.23141 | 0.49848 | 0.95547 | 1.6854 | 0 | 0 | 0 | 0 | 0 | 0 | 0 | 0 | 0 | 0 | 0 | 0 | 0 | 0 | 0 | 0 | 0 | 0 | 0 | 0 | 0.031598 | 0 | 0 | 0 | 0 | 0 | 0 | 0 | 0 | 0 | 1
2241_G_GT1 | SPP Nebraska | Nebraska | 31 | Hall | 79 | 2241 | GT1 | C W Burdick | 25000 | 1968 | 9999 | Combustion Turbine | [5 empty] | Fossil | G | 2030 | Oil |  | 0 | 0 | 0 | 0 | 0 | 0 | 0 | 0 | 0 | 0 | 0 | 0 | 0 | 0 | 0 | 0 | 0 | 0 | 0 | 0 | 0 | 0 | 0 | 0 | 0 | 0 | 0 | 0 | 0 | 0 | 0 | 0 | 0 | 0 | 0 | 0 | 0 | 0 | 0 | 0 | 0.58395 | 0 | 0 | 0 | 0 | 0 | 0 | 0 | 0 | 0 | 13.6
2241_G_GT2 | SPP Nebraska | Nebraska | 31 | Hall | 79 | 2241 | GT2 | C W Burdick | 25000 | 2003 | 9999 | Combustion Turbine |  |  |  | DLNB + H2O |  | Fossil | G | 2030 | Oil |  | 0 | 0 | 0 | 0 | 0 | 0 | 0 | 0 | 0 | 0 | 0 | 0 | 0 | 0 | 0 | 0 | 0 | 0 | 0 | 0 | 0 | 0 | 0 | 0 | 0 | 0 | 0 | 0 | 0 | 0 | 0 | 0 | 0 | 0 | 0 | 0 | 0 | 0 | 0 | 0 | 0.67066 | 0 | 0 | 0 | 0 | 0 | 0 | 0 | 0 | 0 | 34
2241_G_GT3 | SPP Nebraska | Nebraska | 31 | Hall | 79 | 2241 | GT3 | C W Burdick | 25000 | 2003 | 9999 | Combustion Turbine |  |  |  | DLNB + H2O |  | Fossil | G | 2030 | Oil |  | 0 | 0 | 0 | 0 | 0 | 0 | 0 | 0 | 0 | 0 | 0 | 0 | 0 | 0 | 0 | 0 | 0 | 0 | 0 | 0 | 0 | 0 | 0 | 0 | 0 | 0 | 0 | 0 | 0 | 0 | 0 | 0 | 0 | 0 | 0 | 0 | 0 | 0 | 0 | 0 | 0.67066 | 0 | 0 | 0 | 0 | 0 | 0 | 0 | 0 | 0 | 34
2243_G_1 | SPP Nebraska | Nebraska | 31 | Adams | 1 | 2243 | 1 | Don Henry | 25000 | 1972 | 9999 | Combustion Turbine | [5 empty] | Fossil | G | 2030 | Oil |  | 0 | 0 | 0 | 0 | 0 | 0 | 0 | 0 | 0 | 0 | 0 | 0 | 0 | 0 | 0 | 0 | 0 | 0 | 0 | 0 | 0 | 0 | 0 | 0 | 0 | 0 | 0 | 0 | 0 | 0 | 0 | 0 | 0 | 0 | 0 | 0 | 0 | 0 | 0 | 0 | 0.77288 | 0 | 0 | 0 | 0 | 0 | 0 | 0 | 0 | 0 | 18
2244_B_4 | SPP Nebraska | Nebraska | 31 | Adams | 1 | 2244 | 4 | North Denver | 14500 | 1957 | 9999 | O/G Steam | [5 empty] | Fossil | B | 2030 | NaturalGas |  | 0.0038831 | 0 | 0 | 0.0038831 | 0 | 0 | 0 | 0 | 0 | 0 | 0 | 0 | 0 | 0 | 0 | 0 | 0.2678 | 0 | 0 | 0.2678 | 0.22732 | 0 | 0 | 0.22732 | 2.7182e-10 | 0 | 0 | 2.7182e-10 | 0.00044778 | 0 | 0 | 0.00044778 | 0 | 0 | 0 | 0 | 0 | 0 | 0 | 0 | 0.81008 | 0.00023555 | 0 | 0 | 0.00023555 | 0.012003 | 0 | 0 | 0.012003 | 0 | 16
2244_B_5 | SPP Nebraska | Nebraska | 31 | Adams | 1 | 2244 | 5 | North Denver | 14500 | 1957 | 9999 | O/G Steam | [5 empty] | Fossil | B | 2030 | NaturalGas |  | 0 | 0 | 0 | 0 | 0 | 0 | 0 | 0 | 0 | 0 | 0 | 0 | 0 | 0 | 0 | 0 | 0 | 0 | 0 | 0 | 0 | 0 | 0 | 0 | 0 | 0 | 0 | 0 | 0 | 0 | 0 | 0 | 0 | 0 | 0 | 0 | 0 | 0 | 0 | 0 | 1.2658 | 0 | 0 | 0 | 0 | 0 | 0 | 0 | 0 | 0 | 25
2248_G_1 | WECC_Wyoming | Nebraska | 31 | Kimball | 105 | 2248 | 1 | Kimball | 10745 | 1956 | 9999 | Combustion Turbine | [5 empty] | Fossil | G | 2030 | Oil |  | 0 | 0 | 0 | 0 | 0 | 0 | 0 | 0 | 0 | 0 | 0 | 0 | 0 | 0 | 0 | 0 | 0 | 0 | 0 | 0 | 0 | 0 | 0 | 0 | 0 | 0 | 0 | 0 | 0 | 0 | 0 | 0 | 0 | 0 | 0 | 0 | 0 | 0 | 0 | 0 | 0.030802 | 0 | 0 | 0 | 0 | 0 | 0 | 0 | 0 | 0 | 0.7
2248_G_2 | WECC_Wyoming | Nebraska | 31 | Kimball | 105 | 2248 | 2 | Kimball | 10745 | 1955 | 9999 | Combustion Turbine | [5 empty] | Fossil | G | 2030 | Oil |  | 0 | 0 | 0 | 0 | 0 | 0 | 0 | 0 | 0 | 0 | 0 | 0 | 0 | 0 | 0 | 0 | 0 | 0 | 0 | 0 | 0 | 0 | 0 | 0 | 0 | 0 | 0 | 0 | 0 | 0 | 0 | 0 | 0 | 0 | 0 | 0 | 0 | 0 | 0 | 0 | 0.030802 | 0 | 0 | 0 | 0 | 0 | 0 | 0 | 0 | 0 | 0.7
2248_G_3 | WECC_Wyoming | Nebraska | 31 | Kimball | 105 | 2248 | 3 | Kimball | 10745 | 1959 | 9999 | Combustion Turbine | [5 empty] | Fossil | G | 2030 | Oil |  | 0 | 0 | 0 | 0 | 0 | 0 | 0 | 0 | 0 | 0 | 0 | 0 | 0 | 0 | 0 | 0 | 0 | 0 | 0 | 0 | 0 | 0 | 0 | 0 | 0 | 0 | 0 | 0 | 0 | 0 | 0 | 0 | 0 | 0 | 0 | 0 | 0 | 0 | 0 | 0 | 0.044003 | 0 | 0 | 0 | 0 | 0 | 0 | 0 | 0 | 0 | 1
2248_G_4 | WECC_Wyoming | Nebraska | 31 | Kimball | 105 | 2248 | 4 | Kimball | 10745 | 1960 | 9999 | Combustion Turbine | [5 empty] | Fossil | G | 2030 | Oil |  | 0 | 0 | 0 | 0 | 0 | 0 | 0 | 0 | 0 | 0 | 0 | 0 | 0 | 0 | 0 | 0 | 0 | 0 | 0 | 0 | 0 | 0 | 0 | 0 | 0 | 0 | 0 | 0 | 0 | 0 | 0 | 0 | 0 | 0 | 0 | 0 | 0 | 0 | 0 | 0 | 0.044003 | 0 | 0 | 0 | 0 | 0 | 0 | 0 | 0 | 0 | 1
2248_G_5 | WECC_Wyoming | Nebraska | 31 | Kimball | 105 | 2248 | 5 | Kimball | 10745 | 1944 | 9999 | Combustion Turbine | [5 empty] | Fossil | G | 2030 | Oil |  | 0 | 0 | 0 | 0 | 0 | 0 | 0 | 0 | 0 | 0 | 0 | 0 | 0 | 0 | 0 | 0 | 0 | 0 | 0 | 0 | 0 | 0 | 0 | 0 | 0 | 0 | 0 | 0 | 0 | 0 | 0 | 0 | 0 | 0 | 0 | 0 | 0 | 0 | 0 | 0 | 0.026402 | 0 | 0 | 0 | 0 | 0 | 0 | 0 | 0 | 0 | 0.6
2248_G_6 | WECC_Wyoming | Nebraska | 31 | Kimball | 105 | 2248 | 6 | Kimball | 10745 | 1974 | 9999 | Combustion Turbine | [5 empty] | Fossil | G | 2030 | Oil |  | 0 | 0 | 0 | 0 | 0 | 0 | 0 | 0 | 0 | 0 | 0 | 0 | 0 | 0 | 0 | 0 | 0 | 0 | 0 | 0 | 0 | 0 | 0 | 0 | 0 | 0 | 0 | 0 | 0 | 0 | 0 | 0 | 0 | 0 | 0 | 0 | 0 | 0 | 0 | 0 | 0.15841 | 0 | 0 | 0 | 0 | 0 | 0 | 0 | 0 | 0 | 3.6
2249_G_1 | SPP Nebraska | Nebraska | 31 | Cedar | 27 | 2249 | 1 | Laurel | 18000 | 1974 | 9999 | Combustion Turbine | [5 empty] | Fossil | G | 2030 | NaturalGas |  | 0.00012384 | 0 | 0 | 0.00012384 | 0 | 0 | 0 | 0 | 0 | 0 | 0 | 0 | 0 | 0 | 0 | 0 | 0.006942 | 0 | 0 | 0.006942 | 0.0072497 | 0 | 0 | 0.0072497 | 8.6689e-12 | 0 | 0 | 8.6689e-12 | 6.5695e-05 | 0 | 0 | 6.5695e-05 | 0 | 0 | 0 | 0 | 0 | 0 | 0 | 0 | 0.047231 | 3.2766e-05 | 0 | 0 | 3.2766e-05 | 0.00038279 | 0 | 0 | 0.00038279 | 0 | 1.1
2249_G_2 | SPP Nebraska | Nebraska | 31 | Cedar | 27 | 2249 | 2 | Laurel | 18000 | 1970 | 9999 | Combustion Turbine | [5 empty] | Fossil | G | 2030 | NaturalGas |  | 7.8808e-05 | 0 | 0 | 7.8808e-05 | 0 | 0 | 0 | 0 | 0 | 0 | 0 | 0 | 0 | 0 | 0 | 0 | 0.0044176 | 0 | 0 | 0.0044176 | 0.0046134 | 0 | 0 | 0.0046134 | 5.5166e-12 | 0 | 0 | 5.5166e-12 | 4.1806e-05 | 0 | 0 | 4.1806e-05 | 0 | 0 | 0 | 0 | 0 | 0 | 0 | 0 | 0.030056 | 2.0851e-05 | 0 | 0 | 2.0851e-05 | 0.00024359 | 0 | 0 | 0.00024359 | 0 | 0.7
2249_G_7 | SPP Nebraska | Nebraska | 31 | Cedar | 27 | 2249 | 7 | Laurel | 18000 | 1992 | 9999 | Combustion Turbine | [5 empty] | Fossil | G | 2030 | NaturalGas |  | 0.00012384 | 0 | 0 | 0.00012384 | 0 | 0 | 0 | 0 | 0 | 0 | 0 | 0 | 0 | 0 | 0 | 0 | 0.006942 | 0 | 0 | 0.006942 | 0.0072497 | 0 | 0 | 0.0072497 | 8.6689e-12 | 0 | 0 | 8.6689e-12 | 6.5695e-05 | 0 | 0 | 6.5695e-05 | 0 | 0 | 0 | 0 | 0 | 0 | 0 | 0 | 0.047231 | 3.2766e-05 | 0 | 0 | 3.2766e-05 | 0.00038279 | 0 | 0 | 0.00038279 | 0 | 1.1
225_G_1 | WECC_Northern California (not including BANC) | California | 6 | El Dorado | 17 | 225 | 1 | Chili Bar | 0 | 1965 | 9999 | Hydro | [5 empty] | Non-Fossil | G | 2030 | Hydro |  | 0 | 0 | 0 | 0 | 0 | 0 | 0 | 0 | 0 | 0 | 0 | 0 | 0 | 0 | 0 | 0 | 3.4638 | 5.5238 | 10.4676 | 19.4552 | 0 | 0 | 0 | 0 | 0 | 0 | 0 | 0 | 0 | 0 | 0 | 0 | 0 | 0 | 0 | 0 | 0 | 0 | 0 | 0 | 0.11066 | 0.0048147 | 0.0076781 | 0.01455 | 0.027043 | 0 | 0 | 0 | 0 | 0 | 7
2250_G_1 | SPP Nebraska | Nebraska | 31 | Lancaster | 109 | 2250 | 1 | J Street | 25000 | 1972 | 9999 | Combustion Turbine |  |  |  | H2O |  | Fossil | G | 2030 | Oil |  | 0 | 0 | 0 | 0 | 0 | 0 | 0 | 0 | 0 | 0 | 0 | 0 | 0 | 0 | 0 | 0 | 0 | 0 | 0 | 0 | 0 | 0 | 0 | 0 | 0 | 0 | 0 | 0 | 0 | 0 | 0 | 0 | 0 | 0 | 0 | 0 | 0 | 0 | 0 | 0 | 1.2452 | 0 | 0 | 0 | 0 | 0 | 0 | 0 | 0 | 0 | 29
2253_G_2 | SPP Nebraska | Nebraska | 31 | Burt | 21 | 2253 | 2 | Lyons | 25000 | 1953 | 9999 | Combustion Turbine | [5 empty] | Fossil | G | 2030 | Oil |  | 0 | 0 | 0 | 0 | 0 | 0 | 0 | 0 | 0 | 0 | 0 | 0 | 0 | 0 | 0 | 0 | 0 | 0 | 0 | 0 | 0 | 0 | 0 | 0 | 0 | 0 | 0 | 0 | 0 | 0 | 0 | 0 | 0 | 0 | 0 | 0 | 0 | 0 | 0 | 0 | 0.0085875 | 0 | 0 | 0 | 0 | 0 | 0 | 0 | 0 | 0 | 0.2
2253_G_3 | SPP Nebraska | Nebraska | 31 | Burt | 21 | 2253 | 3 | Lyons | 25000 | 1960 | 9999 | Combustion Turbine | [5 empty] | Fossil | G | 2030 | Oil |  | 0 | 0 | 0 | 0 | 0 | 0 | 0 | 0 | 0 | 0 | 0 | 0 | 0 | 0 | 0 | 0 | 0 | 0 | 0 | 0 | 0 | 0 | 0 | 0 | 0 | 0 | 0 | 0 | 0 | 0 | 0 | 0 | 0 | 0 | 0 | 0 | 0 | 0 | 0 | 0 | 0.012881 | 0 | 0 | 0 | 0 | 0 | 0 | 0 | 0 | 0 | 0.3
2253_G_4A | SPP Nebraska | Nebraska | 31 | Burt | 21 | 2253 | 4A | Lyons | 25000 | 1967 | 9999 | Combustion Turbine | [5 empty] | Fossil | G | 2030 | Oil |  | 0 | 0 | 0 | 0 | 0 | 0 | 0 | 0 | 0 | 0 | 0 | 0 | 0 | 0 | 0 | 0 | 0 | 0 | 0 | 0 | 0 | 0 | 0 | 0 | 0 | 0 | 0 | 0 | 0 | 0 | 0 | 0 | 0 | 0 | 0 | 0 | 0 | 0 | 0 | 0 | 0.025763 | 0 | 0 | 0 | 0 | 0 | 0 | 0 | 0 | 0 | 0.6
2255_G_10 | SPP Nebraska | Nebraska | 31 | Otoe | 131 | 2255 | 10 | Nebraska City # 1 | 12283 | 1979 | 9999 | Combustion Turbine | [5 empty] | Fossil | G | 2030 | NaturalGas |  | 0.0011561 | 0 | 0 | 0.0011561 | 0 | 0 | 0 | 0 | 0 | 0 | 0 | 0 | 0 | 0 | 0 | 0 | 0.094123 | 0 | 0 | 0.094123 | 0.067679 | 0 | 0 | 0.067679 | 8.0928e-11 | 0 | 0 | 8.0928e-11 | 0.00061329 | 0 | 0 | 0.00061329 | 0 | 0 | 0 | 0 | 0 | 0 | 0 | 0 | 0.24904 | 0.00044426 | 0 | 0 | 0.00044426 | 0.0035735 | 0 | 0 | 0.0035735 | 0 | 5.8
2255_G_2 | SPP Nebraska | Nebraska | 31 | Otoe | 131 | 2255 | 2 | Nebraska City # 1 | 12283 | 1953 | 9999 | Combustion Turbine | [5 empty] | Fossil | G | 2030 | Oil |  | 0 | 0 | 0 | 0 | 0 | 0 | 0 | 0 | 0 | 0 | 0 | 0 | 0 | 0 | 0 | 0 | 0 | 0 | 0 | 0 | 0 | 0 | 0 | 0 | 0 | 0 | 0 | 0 | 0 | 0 | 0 | 0 | 0 | 0 | 0 | 0 | 0 | 0 | 0 | 0 | 0.042938 | 0 | 0 | 0 | 0 | 0 | 0 | 0 | 0 | 0 | 1
2255_G_3 | SPP Nebraska | Nebraska | 31 | Otoe | 131 | 2255 | 3 | Nebraska City # 1 | 12283 | 1955 | 9999 | Combustion Turbine | [5 empty] | Fossil | G | 2030 | NaturalGas |  | 0.00039866 | 0 | 0 | 0.00039866 | 0 | 0 | 0 | 0 | 0 | 0 | 0 | 0 | 0 | 0 | 0 | 0 | 0.032456 | 0 | 0 | 0.032456 | 0.023338 | 0 | 0 | 0.023338 | 2.7906e-11 | 0 | 0 | 2.7906e-11 | 0.00021148 | 0 | 0 | 0.00021148 | 0 | 0 | 0 | 0 | 0 | 0 | 0 | 0 | 0.085875 | 0.00015319 | 0 | 0 | 0.00015319 | 0.0012322 | 0 | 0 | 0.0012322 | 0 | 2
2255_G_4 | SPP Nebraska | Nebraska | 31 | Otoe | 131 | 2255 | 4 | Nebraska City # 1 | 12283 | 1957 | 9999 | Combustion Turbine | [5 empty] | Fossil | G | 2030 | NaturalGas |  | 0.00053819 | 0 | 0 | 0.00053819 | 0 | 0 | 0 | 0 | 0 | 0 | 0 | 0 | 0 | 0 | 0 | 0 | 0.043816 | 0 | 0 | 0.043816 | 0.031506 | 0 | 0 | 0.031506 | 3.7673e-11 | 0 | 0 | 3.7673e-11 | 0.0002855 | 0 | 0 | 0.0002855 | 0 | 0 | 0 | 0 | 0 | 0 | 0 | 0 | 0.11593 | 0.00020681 | 0 | 0 | 0.00020681 | 0.0016635 | 0 | 0 | 0.0016635 | 0 | 2.7
2255_G_5 | SPP Nebraska | Nebraska | 31 | Otoe | 131 | 2255 | 5 | Nebraska City # 1 | 12283 | 1964 | 9999 | Combustion Turbine | [5 empty] | Fossil | G | 2030 | NaturalGas |  | 0.00033886 | 0 | 0 | 0.00033886 | 0 | 0 | 0 | 0 | 0 | 0 | 0 | 0 | 0 | 0 | 0 | 0 | 0.027588 | 0 | 0 | 0.027588 | 0.019837 | 0 | 0 | 0.019837 | 2.372e-11 | 0 | 0 | 2.372e-11 | 0.00017976 | 0 | 0 | 0.00017976 | 0 | 0 | 0 | 0 | 0 | 0 | 0 | 0 | 0.072994 | 0.00013021 | 0 | 0 | 0.00013021 | 0.0010474 | 0 | 0 | 0.0010474 | 0 | 1.7
2255_G_8 | SPP Nebraska | Nebraska | 31 | Otoe | 131 | 2255 | 8 | Nebraska City # 1 | 12283 | 1971 | 9999 | Combustion Turbine | [5 empty] | Fossil | G | 2030 | NaturalGas |  | 0.00071759 | 0 | 0 | 0.00071759 | 0 | 0 | 0 | 0 | 0 | 0 | 0 | 0 | 0 | 0 | 0 | 0 | 0.058421 | 0 | 0 | 0.058421 | 0.042008 | 0 | 0 | 0.042008 | 5.0231e-11 | 0 | 0 | 5.0231e-11 | 0.00038066 | 0 | 0 | 0.00038066 | 0 | 0 | 0 | 0 | 0 | 0 | 0 | 0 | 0.15458 | 0.00027575 | 0 | 0 | 0.00027575 | 0.002218 | 0 | 0 | 0.002218 | 0 | 3.6
2255_G_9 | SPP Nebraska | Nebraska | 31 | Otoe | 131 | 2255 | 9 | Nebraska City # 1 | 12283 | 1974 | 9999 | Combustion Turbine | [5 empty] | Fossil | G | 2030 | NaturalGas |  | 0.0011561 | 0 | 0 | 0.0011561 | 0 | 0 | 0 | 0 | 0 | 0 | 0 | 0 | 0 | 0 | 0 | 0 | 0.094123 | 0 | 0 | 0.094123 | 0.067679 | 0 | 0 | 0.067679 | 8.0928e-11 | 0 | 0 | 8.0928e-11 | 0.00061329 | 0 | 0 | 0.00061329 | 0 | 0 | 0 | 0 | 0 | 0 | 0 | 0 | 0.24904 | 0.00044426 | 0 | 0 | 0.00044426 | 0.0035735 | 0 | 0 | 0.0035735 | 0 | 5.8
2256_G_6 | SPP Nebraska | Nebraska | 31 | Otoe | 131 | 2256 | 6 | Syracuse # 2 | 12283 | 1969 | 9999 | Combustion Turbine | [5 empty] | Fossil | G | 2030 | NaturalGas |  | 0.00031893 | 0 | 0 | 0.00031893 | 0 | 0 | 0 | 0 | 0 | 0 | 0 | 0 | 0 | 0 | 0 | 0 | 0.025965 | 0 | 0 | 0.025965 | 0.01867 | 0 | 0 | 0.01867 | 2.2325e-11 | 0 | 0 | 2.2325e-11 | 0.00016918 | 0 | 0 | 0.00016918 | 0 | 0 | 0 | 0 | 0 | 0 | 0 | 0 | 0.0687 | 0.00012255 | 0 | 0 | 0.00012255 | 0.00098578 | 0 | 0 | 0.00098578 | 0 | 1.6
2256_G_7 | SPP Nebraska | Nebraska | 31 | Otoe | 131 | 2256 | 7 | Syracuse # 2 | 12283 | 1970 | 9999 | Combustion Turbine | [5 empty] | Fossil | G | 2030 | NaturalGas |  | 0.00031893 | 0 | 0 | 0.00031893 | 0 | 0 | 0 | 0 | 0 | 0 | 0 | 0 | 0 | 0 | 0 | 0 | 0.025965 | 0 | 0 | 0.025965 | 0.01867 | 0 | 0 | 0.01867 | 2.2325e-11 | 0 | 0 | 2.2325e-11 | 0.00016918 | 0 | 0 | 0.00016918 | 0 | 0 | 0 | 0 | 0 | 0 | 0 | 0 | 0.0687 | 0.00012255 | 0 | 0 | 0.00012255 | 0.00098578 | 0 | 0 | 0.00098578 | 0 | 1.6
2260_G_1 | SPP Nebraska | Nebraska | 31 | Platte | 141 | 2260 | 1 | Columbus | 0 | 1936 | 9999 | Hydro | [5 empty] | Non-Fossil | G | 2030 | Hydro |  | 0 | 0 | 0 | 0 | 0 | 0 | 0 | 0 | 0 | 0 | 0 | 0 | 0 | 0 | 0 | 0 | 12.1059 | 18.8996 | 27.8758 | 58.8813 | 0 | 0 | 0 | 0 | 0 | 0 | 0 | 0 | 0 | 0 | 0 | 0 | 0 | 0 | 0 | 0 | 0 | 0 | 0 | 0 | 0.23712 | 0.016827 | 0.02627 | 0.038747 | 0.081845 | 0 | 0 | 0 | 0 | 0 | 15
2260_G_2 | SPP Nebraska | Nebraska | 31 | Platte | 141 | 2260 | 2 | Columbus | 0 | 1936 | 9999 | Hydro | [5 empty] | Non-Fossil | G | 2030 | Hydro |  | 0 | 0 | 0 | 0 | 0 | 0 | 0 | 0 | 0 | 0 | 0 | 0 | 0 | 0 | 0 | 0 | 12.1059 | 18.8996 | 27.8758 | 58.8813 | 0 | 0 | 0 | 0 | 0 | 0 | 0 | 0 | 0 | 0 | 0 | 0 | 0 | 0 | 0 | 0 | 0 | 0 | 0 | 0 | 0.23712 | 0.016827 | 0.02627 | 0.038747 | 0.081845 | 0 | 0 | 0 | 0 | 0 | 15
2260_G_3 | SPP Nebraska | Nebraska | 31 | Platte | 141 | 2260 | 3 | Columbus | 0 | 1936 | 9999 | Hydro | [5 empty] | Non-Fossil | G | 2030 | Hydro |  | 0 | 0 | 0 | 0 | 0 | 0 | 0 | 0 | 0 | 0 | 0 | 0 | 0 | 0 | 0 | 0 | 12.1059 | 18.8996 | 27.8758 | 58.8813 | 0 | 0 | 0 | 0 | 0 | 0 | 0 | 0 | 0 | 0 | 0 | 0 | 0 | 0 | 0 | 0 | 0 | 0 | 0 | 0 | 0.23712 | 0.016827 | 0.02627 | 0.038747 | 0.081845 | 0 | 0 | 0 | 0 | 0 | 15
2268_G_1 | SPP Nebraska | Nebraska | 31 | Buffalo | 19 | 2268 | 1 | Kearney | 0 | 1921 | 9999 | Hydro | [5 empty] | Non-Fossil | G | 2030 | Hydro |  | 0 | 0 | 0 | 0 | 0 | 0 | 0 | 0 | 0 | 0 | 0 | 0 | 0 | 0 | 0 | 0 | 0.66066 | 1.0208 | 1.5361 | 3.2175 | 0 | 0 | 0 | 0 | 0 | 0 | 0 | 0 | 0 | 0 | 0 | 0 | 0 | 0 | 0 | 0 | 0 | 0 | 0 | 0 | 0.015808 | 0.00091832 | 0.0014188 | 0.0021352 | 0.0044724 | 0 | 0 | 0 | 0 | 0 | 1
227_G_1 | WECC_Northern California (not including BANC) | California | 6 | Shasta | 89 | 227 | 1 | Coleman PH | 0 | 1979 | 9999 | Hydro | [5 empty] | Non-Fossil | G | 2030 | Hydro |  | 0 | 0 | 0 | 0 | 0 | 0 | 0 | 0 | 0 | 0 | 0 | 0 | 0 | 0 | 0 | 0 | 6.4328 | 10.2585 | 19.4398 | 36.1311 | 0 | 0 | 0 | 0 | 0 | 0 | 0 | 0 | 0 | 0 | 0 | 0 | 0 | 0 | 0 | 0 | 0 | 0 | 0 | 0 | 0.20551 | 0.0089416 | 0.014259 | 0.027021 | 0.050222 | 0 | 0 | 0 | 0 | 0 | 13
2273_G_1 | SPP Nebraska | Nebraska | 31 | Platte | 141 | 2273 | 1 | Monroe (NE) | 0 | 1936 | 9999 | Hydro | [5 empty] | Non-Fossil | G | 2030 | Hydro |  | 0 | 0 | 0 | 0 | 0 | 0 | 0 | 0 | 0 | 0 | 0 | 0 | 0 | 0 | 0 | 0 | 0.66066 | 1.0208 | 1.5361 | 3.2175 | 0 | 0 | 0 | 0 | 0 | 0 | 0 | 0 | 0 | 0 | 0 | 0 | 0 | 0 | 0 | 0 | 0 | 0 | 0 | 0 | 0.015808 | 0.00091832 | 0.0014188 | 0.0021352 | 0.0044724 | 0 | 0 | 0 | 0 | 0 | 1
2273_G_2 | SPP Nebraska | Nebraska | 31 | Platte | 141 | 2273 | 2 | Monroe (NE) | 0 | 1936 | 9999 | Hydro | [5 empty] | Non-Fossil | G | 2030 | Hydro |  | 0 | 0 | 0 | 0 | 0 | 0 | 0 | 0 | 0 | 0 | 0 | 0 | 0 | 0 | 0 | 0 | 0.66066 | 1.0208 | 1.5361 | 3.2175 | 0 | 0 | 0 | 0 | 0 | 0 | 0 | 0 | 0 | 0 | 0 | 0 | 0 | 0 | 0 | 0 | 0 | 0 | 0 | 0 | 0.015808 | 0.00091832 | 0.0014188 | 0.0021352 | 0.0044724 | 0 | 0 | 0 | 0 | 0 | 1
2273_G_3 | SPP Nebraska | Nebraska | 31 | Platte | 141 | 2273 | 3 | Monroe (NE) | 0 | 1936 | 9999 | Hydro | [5 empty] | Non-Fossil | G | 2030 | Hydro |  | 0 | 0 | 0 | 0 | 0 | 0 | 0 | 0 | 0 | 0 | 0 | 0 | 0 | 0 | 0 | 0 | 0.66066 | 1.0208 | 1.5361 | 3.2175 | 0 | 0 | 0 | 0 | 0 | 0 | 0 | 0 | 0 | 0 | 0 | 0 | 0 | 0 | 0 | 0 | 0 | 0 | 0 | 0 | 0.015808 | 0.00091832 | 0.0014188 | 0.0021352 | 0.0044724 | 0 | 0 | 0 | 0 | 0 | 1
2274_G_1 | SPP Nebraska | Nebraska | 31 | Lincoln | 111 | 2274 | 1 | North Platte | 0 | 1935 | 9999 | Hydro | [5 empty] | Non-Fossil | G | 2030 | Hydro |  | 0 | 0 | 0 | 0 | 0 | 0 | 0 | 0 | 0 | 0 | 0 | 0 | 0 | 0 | 0 | 0 | 7.928 | 12.249 | 18.4333 | 38.6103 | 0 | 0 | 0 | 0 | 0 | 0 | 0 | 0 | 0 | 0 | 0 | 0 | 0 | 0 | 0 | 0 | 0 | 0 | 0 | 0 | 0.1897 | 0.01102 | 0.017026 | 0.025622 | 0.053668 | 0 | 0 | 0 | 0 | 0 | 12
2274_G_2 | SPP Nebraska | Nebraska | 31 | Lincoln | 111 | 2274 | 2 | North Platte | 0 | 1935 | 9999 | Hydro | [5 empty] | Non-Fossil | G | 2030 | Hydro |  | 0 | 0 | 0 | 0 | 0 | 0 | 0 | 0 | 0 | 0 | 0 | 0 | 0 | 0 | 0 | 0 | 7.928 | 12.249 | 18.4333 | 38.6103 | 0 | 0 | 0 | 0 | 0 | 0 | 0 | 0 | 0 | 0 | 0 | 0 | 0 | 0 | 0 | 0 | 0 | 0 | 0 | 0 | 0.1897 | 0.01102 | 0.017026 | 0.025622 | 0.053668 | 0 | 0 | 0 | 0 | 0 | 12
2277_B_1 | SPP Nebraska | Nebraska | 31 | Lancaster | 109 | 2277 | 1 | Sheldon | 11681 | 1968 | 9999 | Coal Steam | cyclone | wet | Baghouse | OFA |  | Fossil | B | 2030 |  | Coal Retirement | 0 | 0 | 0 | 0 | 0 | 0 | 0 | 0 | 0 | 0 | 0 | 0 | 0 | 0 | 0 | 0 | 0 | 0 | 0 | 0 | 0 | 0 | 0 | 0 | 0 | 0 | 0 | 0 | 0 | 0 | 0 | 0 | 0 | 0 | 0 | 0 | 0 | 0 | 0 | 0 | 0 | 0 | 0 | 0 | 0 | 0 | 0 | 0 | 0 | 0 | 104
2277_B_2 | SPP Nebraska | Nebraska | 31 | Lancaster | 109 | 2277 | 2 | Sheldon | 11706 | 1961 | 9999 | Coal Steam | cyclone | wet | Baghouse | OFA |  | Fossil | B | 2030 | Coal |  | 2.2935 | 2.0466 | 4.2368 | 8.5769 | 0 | 0 | 0 | 0 | 2.2935 | 2.0466 | 4.2368 | 8.5769 | 0 | 0 | 0 | 0 | 195.9268 | 174.8375 | 361.9323 | 732.6965 | 245.7506 | 219.2983 | 453.9709 | 919.0197 | 0.00064348 | 0.00057421 | 0.0011887 | 0.0024064 | 0.41272 | 0.36829 | 0.76241 | 1.5434 | 0.59897 | 0.5345 | 1.1065 | 2.2399 | 0.00056021 | 0.00049991 | 0.0010349 | 0.002095 | 7.2036 | 0.29818 | 0.26608 | 0.55081 | 1.1151 | 3.0067 | 2.6831 | 5.5543 | 11.2441 | 0 | 115
2278_G_1 | SPP Nebraska | Nebraska | 31 | Boyd | 15 | 2278 | 1 | Spencer Hydro | 0 | 1927 | 9999 | Hydro | [5 empty] | Non-Fossil | G | 2030 | Hydro |  | 0 | 0 | 0 | 0 | 0 | 0 | 0 | 0 | 0 | 0 | 0 | 0 | 0 | 0 | 0 | 0 | 6.6066e-07 | 1.0208e-06 | 1.5361e-06 | 3.2175e-06 | 0 | 0 | 0 | 0 | 0 | 0 | 0 | 0 | 0 | 0 | 0 | 0 | 0 | 0 | 0 | 0 | 0 | 0 | 0 | 0 | 1.5808e-08 | 9.1832e-10 | 1.4188e-09 | 2.1352e-09 | 4.4724e-09 | 0 | 0 | 0 | 0 | 0 | 1e-06
2278_G_2 | SPP Nebraska | Nebraska | 31 | Boyd | 15 | 2278 | 2 | Spencer Hydro | 0 | 1952 | 9999 | Hydro | [5 empty] | Non-Fossil | G | 2030 | Hydro |  | 0 | 0 | 0 | 0 | 0 | 0 | 0 | 0 | 0 | 0 | 0 | 0 | 0 | 0 | 0 | 0 | 6.6066e-07 | 1.0208e-06 | 1.5361e-06 | 3.2175e-06 | 0 | 0 | 0 | 0 | 0 | 0 | 0 | 0 | 0 | 0 | 0 | 0 | 0 | 0 | 0 | 0 | 0 | 0 | 0 | 0 | 1.5808e-08 | 9.1832e-10 | 1.4188e-09 | 2.1352e-09 | 4.4724e-09 | 0 | 0 | 0 | 0 | 0 | 1e-06
2291_B_4 | SPP Nebraska | Nebraska | 31 | Douglas | 55 | 2291 | 4 | North Omaha | 10592 | 1963 | 9999 | Coal Steam | tangential | dry | ESPC + Mercury Control + DSI |  |  | Fossil | B | 2030 | Coal | Coal to Gas | 0.054137 | 0.046025 | 0.086709 | 0.18687 | 0 | 0 | 0 | 0 | 0.054137 | 0.046025 | 0.086709 | 0.18687 | 0 | 0 | 0 | 0 | 5.1111 | 4.3453 | 8.1862 | 17.6427 | 5.8008 | 4.9316 | 9.2908 | 20.0232 | 1.5189e-05 | 1.2913e-05 | 2.4327e-05 | 5.2429e-05 | 0.008349 | 0.007098 | 0.013372 | 0.028819 | 0.013201 | 0.011223 | 0.021143 | 0.045567 | 2.7069e-05 | 2.3013e-05 | 4.3354e-05 | 9.3436e-05 | 6.2977 | 0.025067 | 0.021311 | 0.040149 | 0.086527 | 0.062117 | 0.052809 | 0.099489 | 0.21442 | 0 | 120 | Mercury Control / DSI / Coal to Gas
2291_B_5 | SPP Nebraska | Nebraska | 31 | Douglas | 55 | 2291 | 5 | North Omaha | 10811 | 1968 | 9999 | Coal Steam | wall | dry | ESPC + Mercury Control + DSI | LNB |  | Fossil | B | 2030 | NaturalGas | Coal to Gas | 0 | 0 | 0 | 0 | 0 | 0 | 0 | 0 | 0 | 0 | 0 | 0 | 0 | 0 | 0 | 0 | 0 | 0 | 0 | 0 | 0 | 0 | 0 | 0 | 0 | 0 | 0 | 0 | 0 | 0 | 0 | 0 | 0 | 0 | 0 | 0 | 0 | 0 | 0 | 0 | 11.1221 | 0 | 0 | 0 | 0 | 0 | 0 | 0 | 0 | 0 | 216 | Mercury Control / DSI / Coal to Gas
2292_G_1 | SPP Nebraska | Nebraska | 31 | Sarpy | 153 | 2292 | 1 | Sarpy County | 13381 | 1972 | 9999 | Combustion Turbine | [5 empty] | Fossil | G | 2030 | NaturalGas |  | 0.0063065 | 0 | 0 | 0.0063065 | 0 | 0 | 0 | 0 | 0 | 0 | 0 | 0 | 0 | 0 | 0 | 0 | 0.4713 | 0 | 0 | 0.4713 | 0.36918 | 0 | 0 | 0.36918 | 4.4146e-10 | 0 | 0 | 4.4146e-10 | 0.00093806 | 0 | 0 | 0.00093806 | 0 | 0 | 0 | 0 | 0 | 0 | 0 | 0 | 2.3744 | 0.0027052 | 0 | 0 | 0.0027052 | 0.019493 | 0 | 0 | 0.019493 | 0 | 55.3
2292_G_2 | SPP Nebraska | Nebraska | 31 | Sarpy | 153 | 2292 | 2 | Sarpy County | 13382 | 1972 | 9999 | Combustion Turbine | [5 empty] | Fossil | G | 2030 | NaturalGas |  | 0.0064324 | 0 | 0 | 0.0064324 | 0 | 0 | 0 | 0 | 0 | 0 | 0 | 0 | 0 | 0 | 0 | 0 | 0.48068 | 0 | 0 | 0.48068 | 0.37655 | 0 | 0 | 0.37655 | 4.5027e-10 | 0 | 0 | 4.5027e-10 | 0.00078865 | 0 | 0 | 0.00078865 | 0 | 0 | 0 | 0 | 0 | 0 | 0 | 0 | 2.4217 | 0.002759 | 0 | 0 | 0.002759 | 0.019882 | 0 | 0 | 0.019882 | 0 | 56.4
2292_G_3 | SPP Nebraska | Nebraska | 31 | Sarpy | 153 | 2292 | 3 | Sarpy County | 13381 | 1996 | 9999 | Combustion Turbine |  |  |  | DLNB + H2O |  | Fossil | G | 2030 | NaturalGas |  | 0.012282 | 0 | 0 | 0.012282 | 0 | 0 | 0 | 0 | 0 | 0 | 0 | 0 | 0 | 0 | 0 | 0 | 0.91789 | 0 | 0 | 0.91789 | 0.719 | 0 | 0 | 0.719 | 8.5976e-10 | 0 | 0 | 8.5976e-10 | 0.00034863 | 0 | 0 | 0.00034863 | 0 | 0 | 0 | 0 | 0 | 0 | 0 | 0 | 4.6244 | 0.0052686 | 0 | 0 | 0.0052686 | 0.037964 | 0 | 0 | 0.037964 | 0 | 107.7
2292_G_4 | SPP Nebraska | Nebraska | 31 | Sarpy | 153 | 2292 | 4 | Sarpy County | 13381 | 2000 | 9999 | Combustion Turbine |  |  |  | H2O |  | Fossil | G | 2030 | NaturalGas |  | 0.005588 | 0 | 0 | 0.005588 | 0 | 0 | 0 | 0 | 0 | 0 | 0 | 0 | 0 | 0 | 0 | 0 | 0.41761 | 0 | 0 | 0.41761 | 0.32712 | 0 | 0 | 0.32712 | 3.9116e-10 | 0 | 0 | 3.9116e-10 | 0.00022134 | 0 | 0 | 0.00022134 | 0 | 0 | 0 | 0 | 0 | 0 | 0 | 0 | 2.1039 | 0.002397 | 0 | 0 | 0.002397 | 0.017272 | 0 | 0 | 0.017272 | 0 | 49
2292_G_5 | SPP Nebraska | Nebraska | 31 | Sarpy | 153 | 2292 | 5 | Sarpy County | 13381 | 2000 | 9999 | Combustion Turbine |  |  |  | H2O |  | Fossil | G | 2030 | NaturalGas |  | 0.0054854 | 0 | 0 | 0.0054854 | 0 | 0 | 0 | 0 | 0 | 0 | 0 | 0 | 0 | 0 | 0 | 0 | 0.40994 | 0 | 0 | 0.40994 | 0.32112 | 0 | 0 | 0.32112 | 3.8398e-10 | 0 | 0 | 3.8398e-10 | 0.00020894 | 0 | 0 | 0.00020894 | 0 | 0 | 0 | 0 | 0 | 0 | 0 | 0 | 2.0653 | 0.002353 | 0 | 0 | 0.002353 | 0.016955 | 0 | 0 | 0.016955 | 0 | 48.1
2292_G_BSD | SPP Nebraska | Nebraska | 31 | Sarpy | 153 | 2292 | BSD | Sarpy County | 12125 | 1996 | 9999 | Combustion Turbine | [5 empty] | Fossil | G | 2030 | Oil |  | 0 | 0 | 0 | 0 | 0 | 0 | 0 | 0 | 0 | 0 | 0 | 0 | 0 | 0 | 0 | 0 | 0 | 0 | 0 | 0 | 0 | 0 | 0 | 0 | 0 | 0 | 0 | 0 | 0 | 0 | 0 | 0 | 0 | 0 | 0 | 0 | 0 | 0 | 0 | 0 | 0.14599 | 0 | 0 | 0 | 0 | 0 | 0 | 0 | 0 | 0 | 3.4
2294_G_1 | SPP Nebraska | Nebraska | 31 | Valley | 175 | 2294 | 1 | Ord | 10745 | 1973 | 9999 | Combustion Turbine | [5 empty] | Fossil | G | 2030 | NaturalGas |  | 0.0014541 | 0.00029082 | 0.0011435 | 0.0028885 | 0 | 0 | 0 | 0 | 0 | 0 | 0 | 0 | 0 | 0 | 0 | 0 | 0.13523 | 0.027047 | 0.10635 | 0.26863 | 0.085123 | 0.017025 | 0.066943 | 0.16909 | 1.0179e-10 | 2.0357e-11 | 8.0048e-11 | 2.0219e-10 | 0.0011995 | 0.00023989 | 0.00094328 | 0.0023826 | 0 | 0 | 0 | 0 | 0 | 0 | 0 | 0 | 0.21469 | 0.00063831 | 0.00012766 | 0.00050198 | 0.0012679 | 0.0044945 | 0.00080249 | 0.0028242 | 0.0081212 | 0 | 5
2294_G_2 | SPP Nebraska | Nebraska | 31 | Valley | 175 | 2294 | 2 | Ord | 10745 | 1966 | 9999 | Combustion Turbine | [5 empty] | Fossil | G | 2030 | NaturalGas |  | 0.00029082 | 5.8164e-05 | 0.00022871 | 0.00057769 | 0 | 0 | 0 | 0 | 0 | 0 | 0 | 0 | 0 | 0 | 0 | 0 | 0.027047 | 0.0054094 | 0.02127 | 0.053726 | 0.017025 | 0.0034049 | 0.013389 | 0.033818 | 2.0357e-11 | 4.0715e-12 | 1.601e-11 | 4.0438e-11 | 0.00023989 | 4.7978e-05 | 0.00018866 | 0.00047653 | 0 | 0 | 0 | 0 | 0 | 0 | 0 | 0 | 0.042938 | 0.00012766 | 2.5532e-05 | 0.0001004 | 0.00025359 | 0.00089891 | 0.0001605 | 0.00056484 | 0.0016242 | 0 | 1
2294_G_3 | SPP Nebraska | Nebraska | 31 | Valley | 175 | 2294 | 3 | Ord | 10745 | 1963 | 9999 | Combustion Turbine | [5 empty] | Fossil | G | 2030 | NaturalGas |  | 0.00058164 | 0.00011633 | 0.00045742 | 0.0011554 | 0 | 0 | 0 | 0 | 0 | 0 | 0 | 0 | 0 | 0 | 0 | 0 | 0.054094 | 0.010819 | 0.042541 | 0.10745 | 0.034049 | 0.0068098 | 0.026777 | 0.067636 | 4.0715e-11 | 8.143e-12 | 3.2019e-11 | 8.0877e-11 | 0.00047978 | 9.5957e-05 | 0.00037731 | 0.00095305 | 0 | 0 | 0 | 0 | 0 | 0 | 0 | 0 | 0.085875 | 0.00025532 | 5.1064e-05 | 0.00020079 | 0.00050718 | 0.0017978 | 0.000321 | 0.0011297 | 0.0032485 | 0 | 2
2294_G_4A | SPP Nebraska | Nebraska | 31 | Valley | 175 | 2294 | 4A | Ord | 10745 | 1997 | 9999 | Combustion Turbine | [5 empty] | Fossil | G | 2030 | Oil |  | 0 | 0 | 0 | 0 | 0 | 0 | 0 | 0 | 0 | 0 | 0 | 0 | 0 | 0 | 0 | 0 | 0 | 0 | 0 | 0 | 0 | 0 | 0 | 0 | 0 | 0 | 0 | 0 | 0 | 0 | 0 | 0 | 0 | 0 | 0 | 0 | 0 | 0 | 0 | 0 | 0.060113 | 0 | 0 | 0 | 0 | 0 | 0 | 0 | 0 | 0 | 1.4
2294_G_5A | SPP Nebraska | Nebraska | 31 | Valley | 175 | 2294 | 5A | Ord | 10745 | 1997 | 9999 | Combustion Turbine | [5 empty] | Fossil | G | 2030 | Oil |  | 0 | 0 | 0 | 0 | 0 | 0 | 0 | 0 | 0 | 0 | 0 | 0 | 0 | 0 | 0 | 0 | 0 | 0 | 0 | 0 | 0 | 0 | 0 | 0 | 0 | 0 | 0 | 0 | 0 | 0 | 0 | 0 | 0 | 0 | 0 | 0 | 0 | 0 | 0 | 0 | 0.060113 | 0 | 0 | 0 | 0 | 0 | 0 | 0 | 0 | 0 | 1.4
2295_G_2 | SPP Nebraska | Nebraska | 31 | Furnas | 65 | 2295 | 2 | Oxford (NE) | 12747 | 1953 | 9999 | Combustion Turbine | [5 empty] | Fossil | G | 2030 | NaturalGas |  | 3.9864e-05 | 0 | 0 | 3.9864e-05 | 0 | 0 | 0 | 0 | 0 | 0 | 0 | 0 | 0 | 0 | 0 | 0 | 0.0031555 | 0 | 0 | 0.0031555 | 0.0023336 | 0 | 0 | 0.0023336 | 2.7905e-12 | 0 | 0 | 2.7905e-12 | 2.1147e-05 | 0 | 0 | 2.1147e-05 | 0 | 0 | 0 | 0 | 0 | 0 | 0 | 0 | 0.021469 | 1.4894e-05 | 0 | 0 | 1.4894e-05 | 0.00012322 | 0 | 0 | 0.00012322 | 0 | 0.5
2295_G_3 | SPP Nebraska | Nebraska | 31 | Furnas | 65 | 2295 | 3 | Oxford (NE) | 12570 | 1956 | 9999 | Combustion Turbine | [5 empty] | Fossil | G | 2030 | NaturalGas |  | 6.2897e-05 | 0 | 0 | 6.2897e-05 | 0 | 0 | 0 | 0 | 0 | 0 | 0 | 0 | 0 | 0 | 0 | 0 | 0.0050487 | 0 | 0 | 0.0050487 | 0.003682 | 0 | 0 | 0.003682 | 4.4028e-12 | 0 | 0 | 4.4028e-12 | 3.3365e-05 | 0 | 0 | 3.3365e-05 | 0 | 0 | 0 | 0 | 0 | 0 | 0 | 0 | 0.03435 | 2.383e-05 | 0 | 0 | 2.383e-05 | 0.00019441 | 0 | 0 | 0.00019441 | 0 | 0.8
2295_G_4 | SPP Nebraska | Nebraska | 31 | Furnas | 65 | 2295 | 4 | Oxford (NE) | 12747 | 1956 | 9999 | Combustion Turbine | [5 empty] | Fossil | G | 2030 | NaturalGas |  | 3.9864e-05 | 0 | 0 | 3.9864e-05 | 0 | 0 | 0 | 0 | 0 | 0 | 0 | 0 | 0 | 0 | 0 | 0 | 0.0031555 | 0 | 0 | 0.0031555 | 0.0023336 | 0 | 0 | 0.0023336 | 2.7905e-12 | 0 | 0 | 2.7905e-12 | 2.1147e-05 | 0 | 0 | 2.1147e-05 | 0 | 0 | 0 | 0 | 0 | 0 | 0 | 0 | 0.021469 | 1.4894e-05 | 0 | 0 | 1.4894e-05 | 0.00012322 | 0 | 0 | 0.00012322 | 0 | 0.5
2295_G_5 | SPP Nebraska | Nebraska | 31 | Furnas | 65 | 2295 | 5 | Oxford (NE) | 12425 | 1972 | 9999 | Combustion Turbine | [5 empty] | Fossil | G | 2030 | NaturalGas |  | 9.3257e-05 | 0 | 0 | 9.3257e-05 | 0 | 0 | 0 | 0 | 0 | 0 | 0 | 0 | 0 | 0 | 0 | 0 | 0.0075731 | 0 | 0 | 0.0075731 | 0.0054592 | 0 | 0 | 0.0054592 | 6.528e-12 | 0 | 0 | 6.528e-12 | 4.947e-05 | 0 | 0 | 4.947e-05 | 0 | 0 | 0 | 0 | 0 | 0 | 0 | 0 | 0.051525 | 3.5745e-05 | 0 | 0 | 3.5745e-05 | 0.00028825 | 0 | 0 | 0.00028825 | 0 | 1.2
2296_G_1 | SPP Nebraska | Nebraska | 31 | Thurston | 173 | 2296 | 1 | Pender | 13870 | 1968 | 9999 | Combustion Turbine | [5 empty] | Fossil | G | 2030 | NaturalGas |  | 0.0001041 | 0 | 0 | 0.0001041 | 0 | 0 | 0 | 0 | 0 | 0 | 0 | 0 | 0 | 0 | 0 | 0 | 0.0075731 | 0 | 0 | 0.0075731 | 0.0060941 | 0 | 0 | 0.0060941 | 7.2872e-12 | 0 | 0 | 7.2872e-12 | 5.5224e-05 | 0 | 0 | 5.5224e-05 | 0 | 0 | 0 | 0 | 0 | 0 | 0 | 0 | 0.051525 | 3.5745e-05 | 0 | 0 | 3.5745e-05 | 0.00032177 | 0 | 0 | 0.00032177 | 0 | 1.2
2296_G_2 | SPP Nebraska | Nebraska | 31 | Thurston | 173 | 2296 | 2 | Pender | 13544 | 1973 | 9999 | Combustion Turbine | [5 empty] | Fossil | G | 2030 | NaturalGas |  | 0.00043959 | 0 | 0 | 0.00043959 | 0 | 0 | 0 | 0 | 0 | 0 | 0 | 0 | 0 | 0 | 0 | 0 | 0.032456 | 0 | 0 | 0.032456 | 0.025733 | 0 | 0 | 0.025733 | 3.0771e-11 | 0 | 0 | 3.0771e-11 | 0.00023319 | 0 | 0 | 0.00023319 | 0 | 0 | 0 | 0 | 0 | 0 | 0 | 0 | 0.085875 | 0.00015319 | 0 | 0 | 0.00015319 | 0.0013587 | 0 | 0 | 0.0013587 | 0 | 2
2296_G_3 | SPP Nebraska | Nebraska | 31 | Thurston | 173 | 2296 | 3 | Pender | 13853 | 1953 | 9999 | Combustion Turbine | [5 empty] | Fossil | G | 2030 | NaturalGas |  | 4.3323e-05 | 0 | 0 | 4.3323e-05 | 0 | 0 | 0 | 0 | 0 | 0 | 0 | 0 | 0 | 0 | 0 | 0 | 0.0031555 | 0 | 0 | 0.0031555 | 0.0025361 | 0 | 0 | 0.0025361 | 3.0326e-12 | 0 | 0 | 3.0326e-12 | 2.2982e-05 | 0 | 0 | 2.2982e-05 | 0 | 0 | 0 | 0 | 0 | 0 | 0 | 0 | 0.021469 | 1.4894e-05 | 0 | 0 | 1.4894e-05 | 0.00013391 | 0 | 0 | 0.00013391 | 0 | 0.5
2296_G_4 | SPP Nebraska | Nebraska | 31 | Thurston | 173 | 2296 | 4 | Pender | 14113 | 1961 | 9999 | Combustion Turbine | [5 empty] | Fossil | G | 2030 | NaturalGas |  | 7.0617e-05 | 0 | 0 | 7.0617e-05 | 0 | 0 | 0 | 0 | 0 | 0 | 0 | 0 | 0 | 0 | 0 | 0 | 0.0050487 | 0 | 0 | 0.0050487 | 0.0041339 | 0 | 0 | 0.0041339 | 4.9432e-12 | 0 | 0 | 4.9432e-12 | 3.7461e-05 | 0 | 0 | 3.7461e-05 | 0 | 0 | 0 | 0 | 0 | 0 | 0 | 0 | 0.03435 | 2.383e-05 | 0 | 0 | 2.383e-05 | 0.00021827 | 0 | 0 | 0.00021827 | 0 | 0.8
2297_G_1 | SPP Nebraska | Nebraska | 31 | Pierce | 139 | 2297 | 1 | Plainview Muncipal Power | 10745 | 1949 | 9999 | Combustion Turbine | [5 empty] | Fossil | G | 2030 | Oil |  | 0 | 0 | 0 | 0 | 0 | 0 | 0 | 0 | 0 | 0 | 0 | 0 | 0 | 0 | 0 | 0 | 0 | 0 | 0 | 0 | 0 | 0 | 0 | 0 | 0 | 0 | 0 | 0 | 0 | 0 | 0 | 0 | 0 | 0 | 0 | 0 | 0 | 0 | 0 | 0 | 0.047231 | 0 | 0 | 0 | 0 | 0 | 0 | 0 | 0 | 0 | 1.1
2297_G_3 | SPP Nebraska | Nebraska | 31 | Pierce | 139 | 2297 | 3 | Plainview Muncipal Power | 10745 | 1958 | 9999 | Combustion Turbine | [5 empty] | Fossil | G | 2030 | Oil |  | 0 | 0 | 0 | 0 | 0 | 0 | 0 | 0 | 0 | 0 | 0 | 0 | 0 | 0 | 0 | 0 | 0 | 0 | 0 | 0 | 0 | 0 | 0 | 0 | 0 | 0 | 0 | 0 | 0 | 0 | 0 | 0 | 0 | 0 | 0 | 0 | 0 | 0 | 0 | 0 | 0.038644 | 0 | 0 | 0 | 0 | 0 | 0 | 0 | 0 | 0 | 0.9
2297_G_4 | SPP Nebraska | Nebraska | 31 | Pierce | 139 | 2297 | 4 | Plainview Muncipal Power | 10873 | 1963 | 9999 | Combustion Turbine | [5 empty] | Fossil | G | 2030 | Oil |  | 0 | 0 | 0 | 0 | 0 | 0 | 0 | 0 | 0 | 0 | 0 | 0 | 0 | 0 | 0 | 0 | 0 | 0 | 0 | 0 | 0 | 0 | 0 | 0 | 0 | 0 | 0 | 0 | 0 | 0 | 0 | 0 | 0 | 0 | 0 | 0 | 0 | 0 | 0 | 0 | 0.051525 | 0 | 0 | 0 | 0 | 0 | 0 | 0 | 0 | 0 | 1.2
2297_G_5 | SPP Nebraska | Nebraska | 31 | Pierce | 139 | 2297 | 5 | Plainview Muncipal Power | 10745 | 1999 | 9999 | Combustion Turbine | [5 empty] | Fossil | G | 2030 | Oil |  | 0 | 0 | 0 | 0 | 0 | 0 | 0 | 0 | 0 | 0 | 0 | 0 | 0 | 0 | 0 | 0 | 0 | 0 | 0 | 0 | 0 | 0 | 0 | 0 | 0 | 0 | 0 | 0 | 0 | 0 | 0 | 0 | 0 | 0 | 0 | 0 | 0 | 0 | 0 | 0 | 0.077288 | 0 | 0 | 0 | 0 | 0 | 0 | 0 | 0 | 0 | 1.8
2299_G_2 | SPP Nebraska | Nebraska | 31 | Webster | 181 | 2299 | 2 | Red Cloud | 16978 | 1953 | 9999 | Combustion Turbine | [5 empty] | Fossil | G | 2030 | Oil |  | 0 | 0 | 0 | 0 | 0 | 0 | 0 | 0 | 0 | 0 | 0 | 0 | 0 | 0 | 0 | 0 | 0 | 0 | 0 | 0 | 0 | 0 | 0 | 0 | 0 | 0 | 0 | 0 | 0 | 0 | 0 | 0 | 0 | 0 | 0 | 0 | 0 | 0 | 0 | 0 | 0.025763 | 0 | 0 | 0 | 0 | 0 | 0 | 0 | 0 | 0 | 0.6
2299_G_3 | SPP Nebraska | Nebraska | 31 | Webster | 181 | 2299 | 3 | Red Cloud | 17050 | 1960 | 9999 | Combustion Turbine | [5 empty] | Fossil | G | 2030 | Oil |  | 0 | 0 | 0 | 0 | 0 | 0 | 0 | 0 | 0 | 0 | 0 | 0 | 0 | 0 | 0 | 0 | 0 | 0 | 0 | 0 | 0 | 0 | 0 | 0 | 0 | 0 | 0 | 0 | 0 | 0 | 0 | 0 | 0 | 0 | 0 | 0 | 0 | 0 | 0 | 0 | 0.051525 | 0 | 0 | 0 | 0 | 0 | 0 | 0 | 0 | 0 | 1.2
2299_G_4 | SPP Nebraska | Nebraska | 31 | Webster | 181 | 2299 | 4 | Red Cloud | 17050 | 1968 | 9999 | Combustion Turbine | [5 empty] | Fossil | G | 2030 | Oil |  | 0 | 0 | 0 | 0 | 0 | 0 | 0 | 0 | 0 | 0 | 0 | 0 | 0 | 0 | 0 | 0 | 0 | 0 | 0 | 0 | 0 | 0 | 0 | 0 | 0 | 0 | 0 | 0 | 0 | 0 | 0 | 0 | 0 | 0 | 0 | 0 | 0 | 0 | 0 | 0 | 0.051525 | 0 | 0 | 0 | 0 | 0 | 0 | 0 | 0 | 0 | 1.2
2299_G_5 | SPP Nebraska | Nebraska | 31 | Webster | 181 | 2299 | 5 | Red Cloud | 17054 | 1973 | 9999 | Combustion Turbine | [5 empty] | Fossil | G | 2030 | Oil |  | 0 | 0 | 0 | 0 | 0 | 0 | 0 | 0 | 0 | 0 | 0 | 0 | 0 | 0 | 0 | 0 | 0 | 0 | 0 | 0 | 0 | 0 | 0 | 0 | 0 | 0 | 0 | 0 | 0 | 0 | 0 | 0 | 0 | 0 | 0 | 0 | 0 | 0 | 0 | 0 | 4.2938e-08 | 0 | 0 | 0 | 0 | 0 | 0 | 0 | 0 | 0 | 1e-06
2300_G_1 | SPP Nebraska | Nebraska | 31 | Custer | 41 | 2300 | 1 | Sargent | 25000 | 1968 | 9999 | Combustion Turbine | [5 empty] | Fossil | G | 2030 | Oil |  | 0 | 0 | 0 | 0 | 0 | 0 | 0 | 0 | 0 | 0 | 0 | 0 | 0 | 0 | 0 | 0 | 0 | 0 | 0 | 0 | 0 | 0 | 0 | 0 | 0 | 0 | 0 | 0 | 0 | 0 | 0 | 0 | 0 | 0 | 0 | 0 | 0 | 0 | 0 | 0 | 0.047231 | 0 | 0 | 0 | 0 | 0 | 0 | 0 | 0 | 0 | 1.1
2300_G_3 | SPP Nebraska | Nebraska | 31 | Custer | 41 | 2300 | 3 | Sargent | 25000 | 1964 | 9999 | Combustion Turbine | [5 empty] | Fossil | G | 2030 | Oil |  | 0 | 0 | 0 | 0 | 0 | 0 | 0 | 0 | 0 | 0 | 0 | 0 | 0 | 0 | 0 | 0 | 0 | 0 | 0 | 0 | 0 | 0 | 0 | 0 | 0 | 0 | 0 | 0 | 0 | 0 | 0 | 0 | 0 | 0 | 0 | 0 | 0 | 0 | 0 | 0 | 0.038644 | 0 | 0 | 0 | 0 | 0 | 0 | 0 | 0 | 0 | 0.9
2300_G_4 | SPP Nebraska | Nebraska | 31 | Custer | 41 | 2300 | 4 | Sargent | 25000 | 1954 | 9999 | Combustion Turbine | [5 empty] | Fossil | G | 2030 | Oil |  | 0 | 0 | 0 | 0 | 0 | 0 | 0 | 0 | 0 | 0 | 0 | 0 | 0 | 0 | 0 | 0 | 0 | 0 | 0 | 0 | 0 | 0 | 0 | 0 | 0 | 0 | 0 | 0 | 0 | 0 | 0 | 0 | 0 | 0 | 0 | 0 | 0 | 0 | 0 | 0 | 0.017175 | 0 | 0 | 0 | 0 | 0 | 0 | 0 | 0 | 0 | 0.4
2302_G_1 | SPP Nebraska | Nebraska | 31 | Cheyenne | 33 | 2302 | 1 | Sidney (NE) | 11693 | 1949 | 9999 | Combustion Turbine | [5 empty] | Fossil | G | 2030 | NaturalGas |  | 7.3135e-05 | 0 | 0 | 7.3135e-05 | 0 | 0 | 0 | 0 | 0 | 0 | 0 | 0 | 0 | 0 | 0 | 0 | 0.0063109 | 0 | 0 | 0.0063109 | 0.0042813 | 0 | 0 | 0.0042813 | 5.1195e-12 | 0 | 0 | 5.1195e-12 | 3.8797e-05 | 0 | 0 | 3.8797e-05 | 0 | 0 | 0 | 0 | 0 | 0 | 0 | 0 | 0.042938 | 2.9788e-05 | 0 | 0 | 2.9788e-05 | 0.00022606 | 0 | 0 | 0.00022606 | 0 | 1
2302_G_3 | SPP Nebraska | Nebraska | 31 | Cheyenne | 33 | 2302 | 3 | Sidney (NE) | 11688 | 1931 | 9999 | Combustion Turbine | [5 empty] | Fossil | G | 2030 | Oil |  | 0 | 0 | 0 | 0 | 0 | 0 | 0 | 0 | 0 | 0 | 0 | 0 | 0 | 0 | 0 | 0 | 0 | 0 | 0 | 0 | 0 | 0 | 0 | 0 | 0 | 0 | 0 | 0 | 0 | 0 | 0 | 0 | 0 | 0 | 0 | 0 | 0 | 0 | 0 | 0 | 0.025763 | 0 | 0 | 0 | 0 | 0 | 0 | 0 | 0 | 0 | 0.6
2302_G_5 | SPP Nebraska | Nebraska | 31 | Cheyenne | 33 | 2302 | 5 | Sidney (NE) | 12345 | 1955 | 9999 | Combustion Turbine | [5 empty] | Fossil | G | 2030 | NaturalGas |  | 0.00019303 | 0 | 0 | 0.00019303 | 0 | 0 | 0 | 0 | 0 | 0 | 0 | 0 | 0 | 0 | 0 | 0 | 0.015777 | 0 | 0 | 0.015777 | 0.0113 | 0 | 0 | 0.0113 | 1.3512e-11 | 0 | 0 | 1.3512e-11 | 0.0001024 | 0 | 0 | 0.0001024 | 0 | 0 | 0 | 0 | 0 | 0 | 0 | 0 | 0.10734 | 7.4469e-05 | 0 | 0 | 7.4469e-05 | 0.00059665 | 0 | 0 | 0.00059665 | 0 | 2.5
2303_G_1 | SPP Nebraska | Nebraska | 31 | Greeley | 77 | 2303 | 1 | Spalding | 0 | 1919 | 9999 | Hydro | [5 empty] | Non-Fossil | G | 2030 | Hydro |  | 0 | 0 | 0 | 0 | 0 | 0 | 0 | 0 | 0 | 0 | 0 | 0 | 0 | 0 | 0 | 0 | 0.066066 | 0.10208 | 0.15361 | 0.32175 | 0 | 0 | 0 | 0 | 0 | 0 | 0 | 0 | 0 | 0 | 0 | 0 | 0 | 0 | 0 | 0 | 0 | 0 | 0 | 0 | 0.0015808 | 9.1832e-05 | 0.00014188 | 0.00021352 | 0.00044724 | 0 | 0 | 0 | 0 | 0 | 0.1
2303_G_2 | SPP Nebraska | Nebraska | 31 | Greeley | 77 | 2303 | 2 | Spalding | 0 | 1956 | 9999 | Hydro | [5 empty] | Non-Fossil | G | 2030 | Hydro |  | 0 | 0 | 0 | 0 | 0 | 0 | 0 | 0 | 0 | 0 | 0 | 0 | 0 | 0 | 0 | 0 | 0.066066 | 0.10208 | 0.15361 | 0.32175 | 0 | 0 | 0 | 0 | 0 | 0 | 0 | 0 | 0 | 0 | 0 | 0 | 0 | 0 | 0 | 0 | 0 | 0 | 0 | 0 | 0.0015808 | 9.1832e-05 | 0.00014188 | 0.00021352 | 0.00044724 | 0 | 0 | 0 | 0 | 0 | 0.1
2303_G_4 | SPP Nebraska | Nebraska | 31 | Greeley | 77 | 2303 | 4 | Spalding | 13228 | 1947 | 9999 | Combustion Turbine | [5 empty] | Fossil | G | 2030 | Oil |  | 0 | 0 | 0 | 0 | 0 | 0 | 0 | 0 | 0 | 0 | 0 | 0 | 0 | 0 | 0 | 0 | 0 | 0 | 0 | 0 | 0 | 0 | 0 | 0 | 0 | 0 | 0 | 0 | 0 | 0 | 0 | 0 | 0 | 0 | 0 | 0 | 0 | 0 | 0 | 0 | 0.0085875 | 0 | 0 | 0 | 0 | 0 | 0 | 0 | 0 | 0 | 0.2
2303_G_5 | SPP Nebraska | Nebraska | 31 | Greeley | 77 | 2303 | 5 | Spalding | 13219 | 1959 | 9999 | Combustion Turbine | [5 empty] | Fossil | G | 2030 | Oil |  | 0 | 0 | 0 | 0 | 0 | 0 | 0 | 0 | 0 | 0 | 0 | 0 | 0 | 0 | 0 | 0 | 0 | 0 | 0 | 0 | 0 | 0 | 0 | 0 | 0 | 0 | 0 | 0 | 0 | 0 | 0 | 0 | 0 | 0 | 0 | 0 | 0 | 0 | 0 | 0 | 0.017175 | 0 | 0 | 0 | 0 | 0 | 0 | 0 | 0 | 0 | 0.4
2303_G_6 | SPP Nebraska | Nebraska | 31 | Greeley | 77 | 2303 | 6 | Spalding | 15106 | 1975 | 9999 | Combustion Turbine | [5 empty] | Fossil | G | 2030 | Oil |  | 0 | 0 | 0 | 0 | 0 | 0 | 0 | 0 | 0 | 0 | 0 | 0 | 0 | 0 | 0 | 0 | 0 | 0 | 0 | 0 | 0 | 0 | 0 | 0 | 0 | 0 | 0 | 0 | 0 | 0 | 0 | 0 | 0 | 0 | 0 | 0 | 0 | 0 | 0 | 0 | 0.055819 | 0 | 0 | 0 | 0 | 0 | 0 | 0 | 0 | 0 | 1.3
2305_G_1 | SPP Nebraska | Nebraska | 31 | Holt | 89 | 2305 | 1 | Stuart (NE) | 14085 | 1952 | 9999 | Combustion Turbine | [5 empty] | Fossil | G | 2030 | Oil |  | 0 | 0 | 0 | 0 | 0 | 0 | 0 | 0 | 0 | 0 | 0 | 0 | 0 | 0 | 0 | 0 | 0 | 0 | 0 | 0 | 0 | 0 | 0 | 0 | 0 | 0 | 0 | 0 | 0 | 0 | 0 | 0 | 0 | 0 | 0 | 0 | 0 | 0 | 0 | 0 | 0.030056 | 0 | 0 | 0 | 0 | 0 | 0 | 0 | 0 | 0 | 0.7
2305_G_2 | SPP Nebraska | Nebraska | 31 | Holt | 89 | 2305 | 2 | Stuart (NE) | 12843 | 1960 | 9999 | Combustion Turbine | [5 empty] | Fossil | G | 2030 | Oil |  | 0 | 0 | 0 | 0 | 0 | 0 | 0 | 0 | 0 | 0 | 0 | 0 | 0 | 0 | 0 | 0 | 0 | 0 | 0 | 0 | 0 | 0 | 0 | 0 | 0 | 0 | 0 | 0 | 0 | 0 | 0 | 0 | 0 | 0 | 0 | 0 | 0 | 0 | 0 | 0 | 0.0085875 | 0 | 0 | 0 | 0 | 0 | 0 | 0 | 0 | 0 | 0.2
2305_G_3 | SPP Nebraska | Nebraska | 31 | Holt | 89 | 2305 | 3 | Stuart (NE) | 12843 | 1952 | 9999 | Combustion Turbine | [5 empty] | Fossil | G | 2030 | Oil |  | 0 | 0 | 0 | 0 | 0 | 0 | 0 | 0 | 0 | 0 | 0 | 0 | 0 | 0 | 0 | 0 | 0 | 0 | 0 | 0 | 0 | 0 | 0 | 0 | 0 | 0 | 0 | 0 | 0 | 0 | 0 | 0 | 0 | 0 | 0 | 0 | 0 | 0 | 0 | 0 | 0.0085875 | 0 | 0 | 0 | 0 | 0 | 0 | 0 | 0 | 0 | 0.2
2305_G_5 | SPP Nebraska | Nebraska | 31 | Holt | 89 | 2305 | 5 | Stuart (NE) | 13226 | 1997 | 9999 | Combustion Turbine | [5 empty] | Fossil | G | 2030 | Oil |  | 0 | 0 | 0 | 0 | 0 | 0 | 0 | 0 | 0 | 0 | 0 | 0 | 0 | 0 | 0 | 0 | 0 | 0 | 0 | 0 | 0 | 0 | 0 | 0 | 0 | 0 | 0 | 0 | 0 | 0 | 0 | 0 | 0 | 0 | 0 | 0 | 0 | 0 | 0 | 0 | 0.03435 | 0 | 0 | 0 | 0 | 0 | 0 | 0 | 0 | 0 | 0.8
2308_G_1 | SPP Nebraska | Nebraska | 31 | Johnson | 97 | 2308 | 1 | Tecumseh | 11724 | 1948 | 9999 | Combustion Turbine | [5 empty] | Fossil | G | 2030 | Oil |  | 0 | 0 | 0 | 0 | 0 | 0 | 0 | 0 | 0 | 0 | 0 | 0 | 0 | 0 | 0 | 0 | 0 | 0 | 0 | 0 | 0 | 0 | 0 | 0 | 0 | 0 | 0 | 0 | 0 | 0 | 0 | 0 | 0 | 0 | 0 | 0 | 0 | 0 | 0 | 0 | 0.025763 | 0 | 0 | 0 | 0 | 0 | 0 | 0 | 0 | 0 | 0.6
2308_G_2 | SPP Nebraska | Nebraska | 31 | Johnson | 97 | 2308 | 2 | Tecumseh | 11710 | 1968 | 9999 | Combustion Turbine | [5 empty] | Fossil | G | 2030 | NaturalGas |  | 0.00010254 | 0 | 0 | 0.00010254 | 0 | 0 | 0 | 0 | 0 | 0 | 0 | 0 | 0 | 0 | 0 | 0 | 0.0088353 | 0 | 0 | 0.0088353 | 0.0060026 | 0 | 0 | 0.0060026 | 7.1777e-12 | 0 | 0 | 7.1777e-12 | 1.6575e-05 | 0 | 0 | 1.6575e-05 | 0 | 0 | 0 | 0 | 0 | 0 | 0 | 0 | 0.060113 | 4.1703e-05 | 0 | 0 | 4.1703e-05 | 0.00031694 | 0 | 0 | 0.00031694 | 0 | 1.4
2308_G_3 | SPP Nebraska | Nebraska | 31 | Johnson | 97 | 2308 | 3 | Tecumseh | 11720 | 1953 | 9999 | Combustion Turbine | [5 empty] | Fossil | G | 2030 | NaturalGas |  | 7.3304e-05 | 0 | 0 | 7.3304e-05 | 0 | 0 | 0 | 0 | 0 | 0 | 0 | 0 | 0 | 0 | 0 | 0 | 0.0063109 | 0 | 0 | 0.0063109 | 0.0042912 | 0 | 0 | 0.0042912 | 5.1313e-12 | 0 | 0 | 5.1313e-12 | 6.0467e-05 | 0 | 0 | 6.0467e-05 | 0 | 0 | 0 | 0 | 0 | 0 | 0 | 0 | 0.042938 | 2.9788e-05 | 0 | 0 | 2.9788e-05 | 0.00022658 | 0 | 0 | 0.00022658 | 0 | 1
2308_G_4 | SPP Nebraska | Nebraska | 31 | Johnson | 97 | 2308 | 4 | Tecumseh | 11716 | 1960 | 9999 | Combustion Turbine | [5 empty] | Fossil | G | 2030 | NaturalGas |  | 8.7935e-05 | 0 | 0 | 8.7935e-05 | 0 | 0 | 0 | 0 | 0 | 0 | 0 | 0 | 0 | 0 | 0 | 0 | 0.0075731 | 0 | 0 | 0.0075731 | 0.0051477 | 0 | 0 | 0.0051477 | 6.1555e-12 | 0 | 0 | 6.1555e-12 | 7.2536e-05 | 0 | 0 | 7.2536e-05 | 0 | 0 | 0 | 0 | 0 | 0 | 0 | 0 | 0.051525 | 3.5745e-05 | 0 | 0 | 3.5745e-05 | 0.0002718 | 0 | 0 | 0.0002718 | 0 | 1.2
2308_G_5A | SPP Nebraska | Nebraska | 31 | Johnson | 97 | 2308 | 5A | Tecumseh | 11732 | 1993 | 9999 | Combustion Turbine | [5 empty] | Fossil | G | 2030 | NaturalGas |  | 0.00017611 | 0 | 0 | 0.00017611 | 0 | 0 | 0 | 0 | 0 | 0 | 0 | 0 | 0 | 0 | 0 | 0 | 0.015146 | 0 | 0 | 0.015146 | 0.01031 | 0 | 0 | 0.01031 | 1.2328e-11 | 0 | 0 | 1.2328e-11 | 0.00014527 | 0 | 0 | 0.00014527 | 0 | 0 | 0 | 0 | 0 | 0 | 0 | 0 | 0.10305 | 7.149e-05 | 0 | 0 | 7.149e-05 | 0.00054435 | 0 | 0 | 0.00054435 | 0 | 2.4
231_G_1 | WECC_Northern California (not including BANC) | California | 6 | Butte | 7 | 231 | 1 | Cresta | 0 | 1949 | 9999 | Hydro | [5 empty] | Non-Fossil | G | 2030 | Hydro |  | 0 | 0 | 0 | 0 | 0 | 0 | 0 | 0 | 0 | 0 | 0 | 0 | 0 | 0 | 0 | 0 | 17.319 | 27.6191 | 52.3378 | 97.2759 | 0 | 0 | 0 | 0 | 0 | 0 | 0 | 0 | 0 | 0 | 0 | 0 | 0 | 0 | 0 | 0 | 0 | 0 | 0 | 0 | 0.55329 | 0.024073 | 0.038391 | 0.07275 | 0.13521 | 0 | 0 | 0 | 0 | 0 | 35
231_G_2 | WECC_Northern California (not including BANC) | California | 6 | Butte | 7 | 231 | 2 | Cresta | 0 | 1950 | 9999 | Hydro | [5 empty] | Non-Fossil | G | 2030 | Hydro |  | 0 | 0 | 0 | 0 | 0 | 0 | 0 | 0 | 0 | 0 | 0 | 0 | 0 | 0 | 0 | 0 | 17.319 | 27.6191 | 52.3378 | 97.2759 | 0 | 0 | 0 | 0 | 0 | 0 | 0 | 0 | 0 | 0 | 0 | 0 | 0 | 0 | 0 | 0 | 0 | 0 | 0 | 0 | 0.55329 | 0.024073 | 0.038391 | 0.07275 | 0.13521 | 0 | 0 | 0 | 0 | 0 | 35
2310_G_1 | SPP Nebraska | Nebraska | 31 | Saunders | 155 | 2310 | 1 | Wahoo | 10745 | 1960 | 9999 | Combustion Turbine | [5 empty] | Fossil | G | 2030 | NaturalGas |  | 0.00061072 | 0.00012214 | 0.00048029 | 0.0012132 | 0 | 0 | 0 | 0 | 0 | 0 | 0 | 0 | 0 | 0 | 0 | 0 | 0.056798 | 0.01136 | 0.044668 | 0.11283 | 0.035752 | 0.0071503 | 0.028116 | 0.071018 | 4.2751e-11 | 8.5501e-12 | 3.362e-11 | 8.4921e-11 | 0.00032397 | 6.4795e-05 | 0.00025478 | 0.00064355 | 0 | 0 | 0 | 0 | 0 | 0 | 0 | 0 | 0.090169 | 0.00026809 | 5.3618e-05 | 0.00021083 | 0.00053254 | 0.0018877 | 0.00033705 | 0.0011862 | 0.0034109 | 0 | 2.1
2310_G_2 | SPP Nebraska | Nebraska | 31 | Saunders | 155 | 2310 | 2 | Wahoo | 10745 | 1936 | 9999 | Combustion Turbine | [5 empty] | Fossil | G | 2030 | Oil |  | 0 | 0 | 0 | 0 | 0 | 0 | 0 | 0 | 0 | 0 | 0 | 0 | 0 | 0 | 0 | 0 | 0 | 0 | 0 | 0 | 0 | 0 | 0 | 0 | 0 | 0 | 0 | 0 | 0 | 0 | 0 | 0 | 0 | 0 | 0 | 0 | 0 | 0 | 0 | 0 | 0.017175 | 0 | 0 | 0 | 0 | 0 | 0 | 0 | 0 | 0 | 0.4
2310_G_3 | SPP Nebraska | Nebraska | 31 | Saunders | 155 | 2310 | 3 | Wahoo | 10745 | 1973 | 9999 | Combustion Turbine | [5 empty] | Fossil | G | 2030 | NaturalGas |  | 0.0012796 | 0.00025592 | 0.0010063 | 0.0025418 | 0 | 0 | 0 | 0 | 0 | 0 | 0 | 0 | 0 | 0 | 0 | 0 | 0.11901 | 0.023801 | 0.093589 | 0.2364 | 0.074908 | 0.014982 | 0.05891 | 0.1488 | 8.9573e-11 | 1.7915e-11 | 7.0442e-11 | 1.7793e-10 | 0.0006788 | 0.00013576 | 0.00053383 | 0.0013484 | 0 | 0 | 0 | 0 | 0 | 0 | 0 | 0 | 0.18893 | 0.00056171 | 0.00011234 | 0.00044174 | 0.0011158 | 0.0039552 | 0.00070619 | 0.0024853 | 0.0071467 | 0 | 4.4
2310_G_4 | SPP Nebraska | Nebraska | 31 | Saunders | 155 | 2310 | 4 | Wahoo | 10745 | 1947 | 9999 | Combustion Turbine | [5 empty] | Fossil | G | 2030 | NaturalGas |  | 0.0003199 | 6.398e-05 | 0.00025158 | 0.00063546 | 0 | 0 | 0 | 0 | 0 | 0 | 0 | 0 | 0 | 0 | 0 | 0 | 0.029752 | 0.0059503 | 0.023397 | 0.059099 | 0.018727 | 0.0037454 | 0.014727 | 0.0372 | 2.2393e-11 | 4.4786e-12 | 1.7611e-11 | 4.4482e-11 | 0.0001697 | 3.394e-05 | 0.00013346 | 0.0003371 | 0 | 0 | 0 | 0 | 0 | 0 | 0 | 0 | 0.047231 | 0.00014043 | 2.8085e-05 | 0.00011044 | 0.00027895 | 0.0009888 | 0.00017655 | 0.00062133 | 0.0017867 | 0 | 1.1
2310_G_5 | SPP Nebraska | Nebraska | 31 | Saunders | 155 | 2310 | 5 | Wahoo | 10745 | 1952 | 9999 | Combustion Turbine | [5 empty] | Fossil | G | 2030 | NaturalGas |  | 0.0006398 | 0.00012796 | 0.00050316 | 0.0012709 | 0 | 0 | 0 | 0 | 0 | 0 | 0 | 0 | 0 | 0 | 0 | 0 | 0.059503 | 0.011901 | 0.046795 | 0.1182 | 0.037454 | 0.0074908 | 0.029455 | 0.0744 | 4.4786e-11 | 8.9573e-12 | 3.5221e-11 | 8.8965e-11 | 0.0003394 | 6.788e-05 | 0.00026691 | 0.00067419 | 0 | 0 | 0 | 0 | 0 | 0 | 0 | 0 | 0.094463 | 0.00028085 | 5.6171e-05 | 0.00022087 | 0.0005579 | 0.0019776 | 0.0003531 | 0.0012427 | 0.0035733 | 0 | 2.2
2310_G_6 | SPP Nebraska | Nebraska | 31 | Saunders | 155 | 2310 | 6 | Wahoo | 10745 | 1969 | 9999 | Combustion Turbine | [5 empty] | Fossil | G | 2030 | NaturalGas |  | 0.00098879 | 0.00019776 | 0.00077761 | 0.0019642 | 0 | 0 | 0 | 0 | 0 | 0 | 0 | 0 | 0 | 0 | 0 | 0 | 0.091959 | 0.018392 | 0.072319 | 0.18267 | 0.057884 | 0.011577 | 0.045521 | 0.11498 | 6.9215e-11 | 1.3843e-11 | 5.4433e-11 | 1.3749e-10 | 0.00052453 | 0.00010491 | 0.0004125 | 0.0010419 | 0 | 0 | 0 | 0 | 0 | 0 | 0 | 0 | 0.14599 | 0.00043405 | 8.6809e-05 | 0.00034135 | 0.0008622 | 0.0030563 | 0.00054569 | 0.0019205 | 0.0055224 | 0 | 3.4
2311_G_2 | SPP Nebraska | Nebraska | 31 | Dixon | 51 | 2311 | 2 | Wakefield | 11178 | 1915 | 9999 | Combustion Turbine | [5 empty] | Fossil | G | 2030 | NaturalGas |  | 0.00015127 | 3.0254e-05 | 0.00011896 | 0.00030049 | 0 | 0 | 0 | 0 | 0 | 0 | 0 | 0 | 0 | 0 | 0 | 0 | 0.013523 | 0.0027047 | 0.010635 | 0.026863 | 0.0088553 | 0.0017711 | 0.0069641 | 0.01759 | 1.0589e-11 | 2.1178e-12 | 8.3274e-12 | 2.1034e-11 | 8.0245e-05 | 1.6049e-05 | 6.3107e-05 | 0.0001594 | 0 | 0 | 0 | 0 | 0 | 0 | 0 | 0 | 0.021469 | 6.3831e-05 | 1.2766e-05 | 5.0198e-05 | 0.00012679 | 0.00046756 | 8.3483e-05 | 0.0002938 | 0.00084485 | 0 | 0.5
2311_G_5 | SPP Nebraska | Nebraska | 31 | Dixon | 51 | 2311 | 5 | Wakefield | 10745 | 1966 | 9999 | Combustion Turbine | [5 empty] | Fossil | G | 2030 | NaturalGas |  | 0.00029082 | 5.8164e-05 | 0.00022871 | 0.00057769 | 0 | 0 | 0 | 0 | 0 | 0 | 0 | 0 | 0 | 0 | 0 | 0 | 0.027047 | 0.0054094 | 0.02127 | 0.053726 | 0.017025 | 0.0034049 | 0.013389 | 0.033818 | 2.0357e-11 | 4.0715e-12 | 1.601e-11 | 4.0438e-11 | 0.00040643 | 8.1285e-05 | 0.00031962 | 0.00080734 | 0 | 0 | 0 | 0 | 0 | 0 | 0 | 0 | 0.042938 | 0.00012766 | 2.5532e-05 | 0.0001004 | 0.00025359 | 0.00089891 | 0.0001605 | 0.00056484 | 0.0016242 | 0 | 1
2311_G_6 | SPP Nebraska | Nebraska | 31 | Dixon | 51 | 2311 | 6 | Wakefield | 10789 | 1971 | 9999 | Combustion Turbine | [5 empty] | Fossil | G | 2030 | NaturalGas |  | 0.00032121 | 6.4242e-05 | 0.00025261 | 0.00063806 | 0 | 0 | 0 | 0 | 0 | 0 | 0 | 0 | 0 | 0 | 0 | 0 | 0.029752 | 0.0059503 | 0.023397 | 0.059099 | 0.018804 | 0.0037608 | 0.014788 | 0.037352 | 2.2485e-11 | 4.497e-12 | 1.7683e-11 | 4.4664e-11 | 0.0001704 | 3.4079e-05 | 0.000134 | 0.00033848 | 0 | 0 | 0 | 0 | 0 | 0 | 0 | 0 | 0.047231 | 0.00014043 | 2.8085e-05 | 0.00011044 | 0.00027895 | 0.00099285 | 0.00017727 | 0.00062387 | 0.001794 | 0 | 1.1
2311_G_IC4 | SPP Nebraska | Nebraska | 31 | Dixon | 51 | 2311 | IC4 | Wakefield | 10745 | 1961 | 9999 | Combustion Turbine | [5 empty] | Fossil | G | 2030 | NaturalGas |  | 0.00017449 | 3.4898e-05 | 0.00013722 | 0.00034662 | 0 | 0 | 0 | 0 | 0 | 0 | 0 | 0 | 0 | 0 | 0 | 0 | 0.016228 | 0.0032456 | 0.012762 | 0.032236 | 0.010215 | 0.002043 | 0.0080331 | 0.020291 | 1.2214e-11 | 2.4429e-12 | 9.6057e-12 | 2.4263e-11 | 9.2564e-05 | 1.8513e-05 | 7.2794e-05 | 0.00018387 | 0 | 0 | 0 | 0 | 0 | 0 | 0 | 0 | 0.025763 | 7.6597e-05 | 1.5319e-05 | 6.0237e-05 | 0.00015215 | 0.00053934 | 9.6299e-05 | 0.00033891 | 0.00097455 | 0 | 0.6
2312_G_1 | SPP Nebraska | Nebraska | 31 | Wayne | 179 | 2312 | 1 | Wayne IC | 10745 | 1951 | 9999 | Combustion Turbine | [5 empty] | Fossil | G | 2030 | Oil |  | 0 | 0 | 0 | 0 | 0 | 0 | 0 | 0 | 0 | 0 | 0 | 0 | 0 | 0 | 0 | 0 | 0 | 0 | 0 | 0 | 0 | 0 | 0 | 0 | 0 | 0 | 0 | 0 | 0 | 0 | 0 | 0 | 0 | 0 | 0 | 0 | 0 | 0 | 0 | 0 | 0.03435 | 0 | 0 | 0 | 0 | 0 | 0 | 0 | 0 | 0 | 0.8
2312_G_2 | SPP Nebraska | Nebraska | 31 | Wayne | 179 | 2312 | 2 | Wayne IC | 21591 | 1947 | 9999 | Combustion Turbine | [5 empty] | Fossil | G | 2030 | Oil |  | 0 | 0 | 0 | 0 | 0 | 0 | 0 | 0 | 0 | 0 | 0 | 0 | 0 | 0 | 0 | 0 | 0 | 0 | 0 | 0 | 0 | 0 | 0 | 0 | 0 | 0 | 0 | 0 | 0 | 0 | 0 | 0 | 0 | 0 | 0 | 0 | 0 | 0 | 0 | 0 | 0.038644 | 0 | 0 | 0 | 0 | 0 | 0 | 0 | 0 | 0 | 0.9
2312_G_3 | SPP Nebraska | Nebraska | 31 | Wayne | 179 | 2312 | 3 | Wayne IC | 10745 | 1956 | 9999 | Combustion Turbine | [5 empty] | Fossil | G | 2030 | Oil |  | 0 | 0 | 0 | 0 | 0 | 0 | 0 | 0 | 0 | 0 | 0 | 0 | 0 | 0 | 0 | 0 | 0 | 0 | 0 | 0 | 0 | 0 | 0 | 0 | 0 | 0 | 0 | 0 | 0 | 0 | 0 | 0 | 0 | 0 | 0 | 0 | 0 | 0 | 0 | 0 | 0.077288 | 0 | 0 | 0 | 0 | 0 | 0 | 0 | 0 | 0 | 1.8
2312_G_4 | SPP Nebraska | Nebraska | 31 | Wayne | 179 | 2312 | 4 | Wayne IC | 10745 | 1960 | 9999 | Combustion Turbine | [5 empty] | Fossil | G | 2030 | Oil |  | 0 | 0 | 0 | 0 | 0 | 0 | 0 | 0 | 0 | 0 | 0 | 0 | 0 | 0 | 0 | 0 | 0 | 0 | 0 | 0 | 0 | 0 | 0 | 0 | 0 | 0 | 0 | 0 | 0 | 0 | 0 | 0 | 0 | 0 | 0 | 0 | 0 | 0 | 0 | 0 | 0.081581 | 0 | 0 | 0 | 0 | 0 | 0 | 0 | 0 | 0 | 1.9
2312_G_5 | SPP Nebraska | Nebraska | 31 | Wayne | 179 | 2312 | 5 | Wayne IC | 10745 | 1966 | 9999 | Combustion Turbine | [5 empty] | Fossil | G | 2030 | Oil |  | 0 | 0 | 0 | 0 | 0 | 0 | 0 | 0 | 0 | 0 | 0 | 0 | 0 | 0 | 0 | 0 | 0 | 0 | 0 | 0 | 0 | 0 | 0 | 0 | 0 | 0 | 0 | 0 | 0 | 0 | 0 | 0 | 0 | 0 | 0 | 0 | 0 | 0 | 0 | 0 | 0.14169 | 0 | 0 | 0 | 0 | 0 | 0 | 0 | 0 | 0 | 3.3
2312_G_6 | SPP Nebraska | Nebraska | 31 | Wayne | 179 | 2312 | 6 | Wayne IC | 10745 | 1968 | 9999 | Combustion Turbine | [5 empty] | Fossil | G | 2030 | Oil |  | 0 | 0 | 0 | 0 | 0 | 0 | 0 | 0 | 0 | 0 | 0 | 0 | 0 | 0 | 0 | 0 | 0 | 0 | 0 | 0 | 0 | 0 | 0 | 0 | 0 | 0 | 0 | 0 | 0 | 0 | 0 | 0 | 0 | 0 | 0 | 0 | 0 | 0 | 0 | 0 | 0.21039 | 0 | 0 | 0 | 0 | 0 | 0 | 0 | 0 | 0 | 4.9
2312_G_7 | SPP Nebraska | Nebraska | 31 | Wayne | 179 | 2312 | 7 | Wayne IC | 10745 | 1998 | 9999 | Combustion Turbine | [5 empty] | Fossil | G | 2030 | Oil |  | 0 | 0 | 0 | 0 | 0 | 0 | 0 | 0 | 0 | 0 | 0 | 0 | 0 | 0 | 0 | 0 | 0 | 0 | 0 | 0 | 0 | 0 | 0 | 0 | 0 | 0 | 0 | 0 | 0 | 0 | 0 | 0 | 0 | 0 | 0 | 0 | 0 | 0 | 0 | 0 | 0.14169 | 0 | 0 | 0 | 0 | 0 | 0 | 0 | 0 | 0 | 3.3
2312_G_8 | SPP Nebraska | Nebraska | 31 | Wayne | 179 | 2312 | 8 | Wayne IC | 10745 | 1998 | 9999 | Combustion Turbine | [5 empty] | Fossil | G | 2030 | Oil |  | 0 | 0 | 0 | 0 | 0 | 0 | 0 | 0 | 0 | 0 | 0 | 0 | 0 | 0 | 0 | 0 | 0 | 0 | 0 | 0 | 0 | 0 | 0 | 0 | 0 | 0 | 0 | 0 | 0 | 0 | 0 | 0 | 0 | 0 | 0 | 0 | 0 | 0 | 0 | 0 | 0.14169 | 0 | 0 | 0 | 0 | 0 | 0 | 0 | 0 | 0 | 3.3
2313_G_2 | SPP Nebraska | Nebraska | 31 | Cuming | 39 | 2313 | 2 | West Point Municipal | 18000 | 1947 | 9999 | Combustion Turbine | [5 empty] | Fossil | G | 2030 | NaturalGas |  | 0.00010133 | 0 | 0 | 0.00010133 | 0 | 0 | 0 | 0 | 0 | 0 | 0 | 0 | 0 | 0 | 0 | 0 | 0.0056798 | 0 | 0 | 0.0056798 | 0.0059316 | 0 | 0 | 0.0059316 | 7.0928e-12 | 0 | 0 | 7.0928e-12 | 5.375e-05 | 0 | 0 | 5.375e-05 | 0 | 0 | 0 | 0 | 0 | 0 | 0 | 0 | 0.038644 | 2.6809e-05 | 0 | 0 | 2.6809e-05 | 0.00031319 | 0 | 0 | 0.00031319 | 0 | 0.9
2313_G_3 | SPP Nebraska | Nebraska | 31 | Cuming | 39 | 2313 | 3 | West Point Municipal | 18000 | 1959 | 9999 | Combustion Turbine | [5 empty] | Fossil | G | 2030 | NaturalGas |  | 0.0001351 | 0 | 0 | 0.0001351 | 0 | 0 | 0 | 0 | 0 | 0 | 0 | 0 | 0 | 0 | 0 | 0 | 0.0075731 | 0 | 0 | 0.0075731 | 0.0079088 | 0 | 0 | 0.0079088 | 9.457e-12 | 0 | 0 | 9.457e-12 | 2.1465e-05 | 0 | 0 | 2.1465e-05 | 0 | 0 | 0 | 0 | 0 | 0 | 0 | 0 | 0.051525 | 3.5745e-05 | 0 | 0 | 3.5745e-05 | 0.00041759 | 0 | 0 | 0.00041759 | 0 | 1.2
2313_G_4 | SPP Nebraska | Nebraska | 31 | Cuming | 39 | 2313 | 4 | West Point Municipal | 18000 | 1965 | 9999 | Combustion Turbine | [5 empty] | Fossil | G | 2030 | NaturalGas |  | 0.00025894 | 0 | 0 | 0.00025894 | 0 | 0 | 0 | 0 | 0 | 0 | 0 | 0 | 0 | 0 | 0 | 0 | 0.014515 | 0 | 0 | 0.014515 | 0.015158 | 0 | 0 | 0.015158 | 1.8126e-11 | 0 | 0 | 1.8126e-11 | 1.2015e-05 | 0 | 0 | 1.2015e-05 | 0 | 0 | 0 | 0 | 0 | 0 | 0 | 0 | 0.098756 | 6.8511e-05 | 0 | 0 | 6.8511e-05 | 0.00080037 | 0 | 0 | 0.00080037 | 0 | 2.3
2315_G_4 | SPP Nebraska | Nebraska | 31 | Saline | 151 | 2315 | 4 | Wilber | 13673 | 1960 | 9999 | Combustion Turbine | [5 empty] | Fossil | G | 2030 | Oil |  | 0 | 0 | 0 | 0 | 0 | 0 | 0 | 0 | 0 | 0 | 0 | 0 | 0 | 0 | 0 | 0 | 0 | 0 | 0 | 0 | 0 | 0 | 0 | 0 | 0 | 0 | 0 | 0 | 0 | 0 | 0 | 0 | 0 | 0 | 0 | 0 | 0 | 0 | 0 | 0 | 0.038644 | 0 | 0 | 0 | 0 | 0 | 0 | 0 | 0 | 0 | 0.9
2315_G_5 | SPP Nebraska | Nebraska | 31 | Saline | 151 | 2315 | 5 | Wilber | 13493 | 1960 | 9999 | Combustion Turbine | [5 empty] | Fossil | G | 2030 | Oil |  | 0 | 0 | 0 | 0 | 0 | 0 | 0 | 0 | 0 | 0 | 0 | 0 | 0 | 0 | 0 | 0 | 0 | 0 | 0 | 0 | 0 | 0 | 0 | 0 | 0 | 0 | 0 | 0 | 0 | 0 | 0 | 0 | 0 | 0 | 0 | 0 | 0 | 0 | 0 | 0 | 0.025763 | 0 | 0 | 0 | 0 | 0 | 0 | 0 | 0 | 0 | 0.6
2315_G_6 | SPP Nebraska | Nebraska | 31 | Saline | 151 | 2315 | 6 | Wilber | 14222 | 1997 | 9999 | Combustion Turbine | [5 empty] | Fossil | G | 2030 | Oil |  | 0 | 0 | 0 | 0 | 0 | 0 | 0 | 0 | 0 | 0 | 0 | 0 | 0 | 0 | 0 | 0 | 0 | 0 | 0 | 0 | 0 | 0 | 0 | 0 | 0 | 0 | 0 | 0 | 0 | 0 | 0 | 0 | 0 | 0 | 0 | 0 | 0 | 0 | 0 | 0 | 0.0687 | 0 | 0 | 0 | 0 | 0 | 0 | 0 | 0 | 0 | 1.6
2316_G_3 | SPP Nebraska | Nebraska | 31 | Cuming | 39 | 2316 | 3 | Wisner | 13937 | 1969 | 9999 | Combustion Turbine | [5 empty] | Fossil | G | 2030 | Oil |  | 0 | 0 | 0 | 0 | 0 | 0 | 0 | 0 | 0 | 0 | 0 | 0 | 0 | 0 | 0 | 0 | 0 | 0 | 0 | 0 | 0 | 0 | 0 | 0 | 0 | 0 | 0 | 0 | 0 | 0 | 0 | 0 | 0 | 0 | 0 | 0 | 0 | 0 | 0 | 0 | 0.03435 | 0 | 0 | 0 | 0 | 0 | 0 | 0 | 0 | 0 | 0.8
2316_G_4 | SPP Nebraska | Nebraska | 31 | Cuming | 39 | 2316 | 4 | Wisner | 14301 | 2010 | 9999 | Combustion Turbine | [5 empty] | Fossil | G | 2030 | Oil |  | 0 | 0 | 0 | 0 | 0 | 0 | 0 | 0 | 0 | 0 | 0 | 0 | 0 | 0 | 0 | 0 | 0 | 0 | 0 | 0 | 0 | 0 | 0 | 0 | 0 | 0 | 0 | 0 | 0 | 0 | 0 | 0 | 0 | 0 | 0 | 0 | 0 | 0 | 0 | 0 | 0.064406 | 0 | 0 | 0 | 0 | 0 | 0 | 0 | 0 | 0 | 1.5
2316_G_5 | SPP Nebraska | Nebraska | 31 | Cuming | 39 | 2316 | 5 | Wisner | 13697 | 2010 | 9999 | Combustion Turbine | [5 empty] | Fossil | G | 2030 | Oil |  | 0 | 0 | 0 | 0 | 0 | 0 | 0 | 0 | 0 | 0 | 0 | 0 | 0 | 0 | 0 | 0 | 0 | 0 | 0 | 0 | 0 | 0 | 0 | 0 | 0 | 0 | 0 | 0 | 0 | 0 | 0 | 0 | 0 | 0 | 0 | 0 | 0 | 0 | 0 | 0 | 0.064406 | 0 | 0 | 0 | 0 | 0 | 0 | 0 | 0 | 0 | 1.5
232_G_1 | WECC_Northern California (not including BANC) | California | 6 | Butte | 7 | 232 | 1 | De Sabla | 0 | 1963 | 9999 | Hydro | [5 empty] | Non-Fossil | G | 2030 | Hydro |  | 0 | 0 | 0 | 0 | 0 | 0 | 0 | 0 | 0 | 0 | 0 | 0 | 0 | 0 | 0 | 0 | 9.3243 | 14.5134 | 28.4632 | 52.3009 | 0 | 0 | 0 | 0 | 0 | 0 | 0 | 0 | 0 | 0 | 0 | 0 | 0 | 0 | 0 | 0 | 0 | 0 | 0 | 0 | 0.29245 | 0.012961 | 0.020174 | 0.039564 | 0.072698 | 0 | 0 | 0 | 0 | 0 | 18.5
2322_G_10 | WECC_Southern Nevada | Nevada | 32 | Clark | 3 | 2322 | 10 | Clark (NVE) | 9392 | 1994 | 9999 | Combined Cycle |  |  |  | LNB |  | Fossil | G | 2030 | NaturalGas |  | 0 | 0 | 0.015047 | 0.015047 | 0 | 0 | 0 | 0 | 0 | 0 | 0 | 0 | 0 | 0 | 0 | 0 | 0 | 0 | 1.6021 | 1.6021 | 0 | 0 | 0.88083 | 0.88083 | 0 | 0 | 1.0533e-09 | 1.0533e-09 | 0 | 0 | 0.00056995 | 0.00056995 | 0 | 0 | 0 | 0 | 0 | 0 | 0 | 0 | 3.3503 | 0 | 0 | 0.0064316 | 0.0064316 | 0 | 0 | 0.038724 | 0.038724 | 0 | 85
2322_G_11 | WECC_Southern Nevada | Nevada | 32 | Clark | 3 | 2322 | 11 | Clark (NVE) | 10971 | 2008 | 9999 | Combustion Turbine | [5 empty] | Fossil | G | 2030 | NaturalGas |  | 0 | 0.19514 | 0.77674 | 0.97188 | 0 | 0 | 0 | 0 | 0 | 0 | 0 | 0 | 0 | 0 | 0 | 0 | 0 | 17.7868 | 70.7992 | 88.586 | 0 | 11.4235 | 45.4703 | 56.8937 | 0 | 1.366e-08 | 5.4372e-08 | 6.8031e-08 | 0 | 0.0026724 | 0.010637 | 0.01331 | 0 | 0 | 0 | 0 | 0 | 0 | 0 | 0 | 2.4851 | 0 | 0.086547 | 0.3445 | 0.43104 | 0 | 0.47879 | 1.999 | 2.4778 | 0 | 52
2322_G_12 | WECC_Southern Nevada | Nevada | 32 | Clark | 3 | 2322 | 12 | Clark (NVE) | 10971 | 2008 | 9999 | Combustion Turbine | [5 empty] | Fossil | G | 2030 | NaturalGas |  | 0 | 0.19514 | 0.77674 | 0.97188 | 0 | 0 | 0 | 0 | 0 | 0 | 0 | 0 | 0 | 0 | 0 | 0 | 0 | 17.7868 | 70.7992 | 88.586 | 0 | 11.4235 | 45.4703 | 56.8937 | 0 | 1.366e-08 | 5.4372e-08 | 6.8031e-08 | 0 | 0.0022509 | 0.0089597 | 0.011211 | 0 | 0 | 0 | 0 | 0 | 0 | 0 | 0 | 2.4851 | 0 | 0.086547 | 0.3445 | 0.43104 | 0 | 0.47879 | 1.999 | 2.4778 | 0 | 52
2322_G_13 | WECC_Southern Nevada | Nevada | 32 | Clark | 3 | 2322 | 13 | Clark (NVE) | 10971 | 2008 | 9999 | Combustion Turbine | [5 empty] | Fossil | G | 2030 | NaturalGas |  | 0 | 0.19514 | 0.77674 | 0.97188 | 0 | 0 | 0 | 0 | 0 | 0 | 0 | 0 | 0 | 0 | 0 | 0 | 0 | 17.7868 | 70.7992 | 88.586 | 0 | 11.4235 | 45.4703 | 56.8937 | 0 | 1.366e-08 | 5.4372e-08 | 6.8031e-08 | 0 | 0.0024636 | 0.0098063 | 0.01227 | 0 | 0 | 0 | 0 | 0 | 0 | 0 | 0 | 2.4851 | 0 | 0.086547 | 0.3445 | 0.43104 | 0 | 0.47879 | 1.999 | 2.4778 | 0 | 52
2322_G_14 | WECC_Southern Nevada | Nevada | 32 | Clark | 3 | 2322 | 14 | Clark (NVE) | 10971 | 2008 | 9999 | Combustion Turbine | [5 empty] | Fossil | G | 2030 | NaturalGas |  | 0 | 0.19514 | 0.77674 | 0.97188 | 0 | 0 | 0 | 0 | 0 | 0 | 0 | 0 | 0 | 0 | 0 | 0 | 0 | 17.7868 | 70.7992 | 88.586 | 0 | 11.4235 | 45.4703 | 56.8937 | 0 | 1.366e-08 | 5.4372e-08 | 6.8031e-08 | 0 | 0.0023709 | 0.0094374 | 0.011808 | 0 | 0 | 0 | 0 | 0 | 0 | 0 | 0 | 2.4851 | 0 | 0.086547 | 0.3445 | 0.43104 | 0 | 0.47879 | 1.999 | 2.4778 | 0 | 52
2322_G_15 | WECC_Southern Nevada | Nevada | 32 | Clark | 3 | 2322 | 15 | Clark (NVE) | 10971 | 2008 | 9999 | Combustion Turbine | [5 empty] | Fossil | G | 2030 | NaturalGas |  | 0 | 0.19514 | 0.77674 | 0.97188 | 0 | 0 | 0 | 0 | 0 | 0 | 0 | 0 | 0 | 0 | 0 | 0 | 0 | 17.7868 | 70.7992 | 88.586 | 0 | 11.4235 | 45.4703 | 56.8937 | 0 | 1.366e-08 | 5.4372e-08 | 6.8031e-08 | 0 | 0.0020441 | 0.0081363 | 0.01018 | 0 | 0 | 0 | 0 | 0 | 0 | 0 | 0 | 2.4851 | 0 | 0.086547 | 0.3445 | 0.43104 | 0 | 0.47879 | 1.999 | 2.4778 | 0 | 52
2322_G_16 | WECC_Southern Nevada | Nevada | 32 | Clark | 3 | 2322 | 16 | Clark (NVE) | 10971 | 2008 | 9999 | Combustion Turbine | [5 empty] | Fossil | G | 2030 | NaturalGas |  | 0 | 0.19514 | 0.77674 | 0.97188 | 0 | 0 | 0 | 0 | 0 | 0 | 0 | 0 | 0 | 0 | 0 | 0 | 0 | 17.7868 | 70.7992 | 88.586 | 0 | 11.4235 | 45.4703 | 56.8937 | 0 | 1.366e-08 | 5.4372e-08 | 6.8031e-08 | 0 | 0.0021699 | 0.0086373 | 0.010807 | 0 | 0 | 0 | 0 | 0 | 0 | 0 | 0 | 2.4851 | 0 | 0.086547 | 0.3445 | 0.43104 | 0 | 0.47879 | 1.999 | 2.4778 | 0 | 52
2322_G_17 | WECC_Southern Nevada | Nevada | 32 | Clark | 3 | 2322 | 17 | Clark (NVE) | 10971 | 2008 | 9999 | Combustion Turbine | [5 empty] | Fossil | G | 2030 | NaturalGas |  | 0 | 0.19514 | 0.77674 | 0.97188 | 0 | 0 | 0 | 0 | 0 | 0 | 0 | 0 | 0 | 0 | 0 | 0 | 0 | 17.7868 | 70.7992 | 88.586 | 0 | 11.4235 | 45.4703 | 56.8937 | 0 | 1.366e-08 | 5.4372e-08 | 6.8031e-08 | 0 | 0.0020685 | 0.0082334 | 0.010302 | 0 | 0 | 0 | 0 | 0 | 0 | 0 | 0 | 2.4851 | 0 | 0.086547 | 0.3445 | 0.43104 | 0 | 0.47879 | 1.999 | 2.4778 | 0 | 52
2322_G_18 | WECC_Southern Nevada | Nevada | 32 | Clark | 3 | 2322 | 18 | Clark (NVE) | 10971 | 2008 | 9999 | Combustion Turbine | [5 empty] | Fossil | G | 2030 | NaturalGas |  | 0 | 0.19514 | 0.77674 | 0.97188 | 0 | 0 | 0 | 0 | 0 | 0 | 0 | 0 | 0 | 0 | 0 | 0 | 0 | 17.7868 | 70.7992 | 88.586 | 0 | 11.4235 | 45.4703 | 56.8937 | 0 | 1.366e-08 | 5.4372e-08 | 6.8031e-08 | 0 | 0.0023212 | 0.0092393 | 0.01156 | 0 | 0 | 0 | 0 | 0 | 0 | 0 | 0 | 2.4851 | 0 | 0.086547 | 0.3445 | 0.43104 | 0 | 0.47879 | 1.999 | 2.4778 | 0 | 52
2322_G_19 | WECC_Southern Nevada | Nevada | 32 | Clark | 3 | 2322 | 19 | Clark (NVE) | 10971 | 2008 | 9999 | Combustion Turbine | [5 empty] | Fossil | G | 2030 | NaturalGas |  | 0 | 0.19514 | 0.77674 | 0.97188 | 0 | 0 | 0 | 0 | 0 | 0 | 0 | 0 | 0 | 0 | 0 | 0 | 0 | 17.7868 | 70.7992 | 88.586 | 0 | 11.4235 | 45.4703 | 56.8937 | 0 | 1.366e-08 | 5.4372e-08 | 6.8031e-08 | 0 | 0.0024148 | 0.0096121 | 0.012027 | 0 | 0 | 0 | 0 | 0 | 0 | 0 | 0 | 2.4851 | 0 | 0.086547 | 0.3445 | 0.43104 | 0 | 0.47879 | 1.999 | 2.4778 | 0 | 52
2322_G_20 | WECC_Southern Nevada | Nevada | 32 | Clark | 3 | 2322 | 20 | Clark (NVE) | 10971 | 2008 | 9999 | Combustion Turbine | [5 empty] | Fossil | G | 2030 | NaturalGas |  | 0 | 0.19514 | 0.77674 | 0.97188 | 0 | 0 | 0 | 0 | 0 | 0 | 0 | 0 | 0 | 0 | 0 | 0 | 0 | 17.7868 | 70.7992 | 88.586 | 0 | 11.4235 | 45.4703 | 56.8937 | 0 | 1.366e-08 | 5.4372e-08 | 6.8031e-08 | 0 | 0.0022685 | 0.0090296 | 0.011298 | 0 | 0 | 0 | 0 | 0 | 0 | 0 | 0 | 2.4851 | 0 | 0.086547 | 0.3445 | 0.43104 | 0 | 0.47879 | 1.999 | 2.4778 | 0 | 52
2322_G_21 | WECC_Southern Nevada | Nevada | 32 | Clark | 3 | 2322 | 21 | Clark (NVE) | 10971 | 2008 | 9999 | Combustion Turbine | [5 empty] | Fossil | G | 2030 | NaturalGas |  | 0 | 0.19514 | 0.77674 | 0.97188 | 0 | 0 | 0 | 0 | 0 | 0 | 0 | 0 | 0 | 0 | 0 | 0 | 0 | 17.7868 | 70.7992 | 88.586 | 0 | 11.4235 | 45.4703 | 56.8937 | 0 | 1.366e-08 | 5.4372e-08 | 6.8031e-08 | 0 | 0.0025124 | 0.010001 | 0.012513 | 0 | 0 | 0 | 0 | 0 | 0 | 0 | 0 | 2.4851 | 0 | 0.086547 | 0.3445 | 0.43104 | 0 | 0.47879 | 1.999 | 2.4778 | 0 | 52
2322_G_22 | WECC_Southern Nevada | Nevada | 32 | Clark | 3 | 2322 | 22 | Clark (NVE) | 10971 | 2008 | 9999 | Combustion Turbine | [5 empty] | Fossil | G | 2030 | NaturalGas |  | 0 | 0.19514 | 0.77674 | 0.97188 | 0 | 0 | 0 | 0 | 0 | 0 | 0 | 0 | 0 | 0 | 0 | 0 | 0 | 17.7868 | 70.7992 | 88.586 | 0 | 11.4235 | 45.4703 | 56.8937 | 0 | 1.366e-08 | 5.4372e-08 | 6.8031e-08 | 0 | 0.0025339 | 0.010086 | 0.01262 | 0 | 0 | 0 | 0 | 0 | 0 | 0 | 0 | 2.4851 | 0 | 0.086547 | 0.3445 | 0.43104 | 0 | 0.47879 | 1.999 | 2.4778 | 0 | 52
2322_G_9 | WECC_Southern Nevada | Nevada | 32 | Clark | 3 | 2322 | 9 | Clark (NVE) | 9392 | 1993 | 9999 | Combined Cycle |  |  |  | LNB |  | Fossil | G | 2030 | NaturalGas |  | 0 | 0 | 0.015047 | 0.015047 | 0 | 0 | 0 | 0 | 0 | 0 | 0 | 0 | 0 | 0 | 0 | 0 | 0 | 0 | 1.6021 | 1.6021 | 0 | 0 | 0.88083 | 0.88083 | 0 | 0 | 1.0533e-09 | 1.0533e-09 | 0 | 0 | 0.00056995 | 0.00056995 | 0 | 0 | 0 | 0 | 0 | 0 | 0 | 0 | 3.3503 | 0 | 0 | 0.0064316 | 0.0064316 | 0 | 0 | 0.038724 | 0.038724 | 0 | 85
2322_G_GT4 | WECC_Southern Nevada | Nevada | 32 | Clark | 3 | 2322 | GT4 | Clark (NVE) | 10971 | 1973 | 9999 | Combustion Turbine | [5 empty] | Fossil | G | 2030 | NaturalGas |  | 0 | 0.2064 | 0.82155 | 1.0279 | 0 | 0 | 0 | 0 | 0 | 0 | 0 | 0 | 0 | 0 | 0 | 0 | 0 | 18.813 | 74.8838 | 93.6968 | 0 | 12.0825 | 48.0935 | 60.176 | 0 | 1.4448e-08 | 5.7508e-08 | 7.1956e-08 | 0 | 0.04363 | 0.17367 | 0.2173 | 0 | 0 | 0 | 0 | 0 | 0 | 0 | 0 | 2.6285 | 0 | 0.09154 | 0.36437 | 0.45591 | 0 | 0.50641 | 2.1144 | 2.6208 | 0 | 55
2322_G_GT5 | WECC_Southern Nevada | Nevada | 32 | Clark | 3 | 2322 | GT5 | Clark (NVE) | 9392 | 1979 | 9999 | Combined Cycle | [5 empty] | Fossil | G | 2030 | NaturalGas |  | 0 | 0 | 0.012922 | 0.012922 | 0 | 0 | 0 | 0 | 0 | 0 | 0 | 0 | 0 | 0 | 0 | 0 | 0 | 0 | 1.3759 | 1.3759 | 0 | 0 | 0.75648 | 0.75648 | 0 | 0 | 9.0457e-10 | 9.0457e-10 | 0 | 0 | 0.00048949 | 0.00048949 | 0 | 0 | 0 | 0 | 0 | 0 | 0 | 0 | 2.8773 | 0 | 0 | 0.0055236 | 0.0055236 | 0 | 0 | 0.033257 | 0.033257 | 0 | 73
2322_G_GT6 | WECC_Southern Nevada | Nevada | 32 | Clark | 3 | 2322 | GT6 | Clark (NVE) | 9392 | 1979 | 9999 | Combined Cycle | [5 empty] | Fossil | G | 2030 | NaturalGas |  | 0 | 0 | 0.012922 | 0.012922 | 0 | 0 | 0 | 0 | 0 | 0 | 0 | 0 | 0 | 0 | 0 | 0 | 0 | 0 | 1.3759 | 1.3759 | 0 | 0 | 0.75648 | 0.75648 | 0 | 0 | 9.0457e-10 | 9.0457e-10 | 0 | 0 | 0.00048949 | 0.00048949 | 0 | 0 | 0 | 0 | 0 | 0 | 0 | 0 | 2.8773 | 0 | 0 | 0.0055236 | 0.0055236 | 0 | 0 | 0.033257 | 0.033257 | 0 | 73
2322_G_GT7 | WECC_Southern Nevada | Nevada | 32 | Clark | 3 | 2322 | GT7 | Clark (NVE) | 9392 | 1980 | 9999 | Combined Cycle | [5 empty] | Fossil | G | 2030 | NaturalGas |  | 0 | 0 | 0.012922 | 0.012922 | 0 | 0 | 0 | 0 | 0 | 0 | 0 | 0 | 0 | 0 | 0 | 0 | 0 | 0 | 1.3759 | 1.3759 | 0 | 0 | 0.75648 | 0.75648 | 0 | 0 | 9.0457e-10 | 9.0457e-10 | 0 | 0 | 0.00048949 | 0.00048949 | 0 | 0 | 0 | 0 | 0 | 0 | 0 | 0 | 2.8773 | 0 | 0 | 0.0055236 | 0.0055236 | 0 | 0 | 0.033257 | 0.033257 | 0 | 73
2322_G_GT8 | WECC_Southern Nevada | Nevada | 32 | Clark | 3 | 2322 | GT8 | Clark (NVE) | 9392 | 1982 | 9999 | Combined Cycle | [5 empty] | Fossil | G | 2030 | NaturalGas |  | 0 | 0 | 0.012922 | 0.012922 | 0 | 0 | 0 | 0 | 0 | 0 | 0 | 0 | 0 | 0 | 0 | 0 | 0 | 0 | 1.3759 | 1.3759 | 0 | 0 | 0.75648 | 0.75648 | 0 | 0 | 9.0457e-10 | 9.0457e-10 | 0 | 0 | 0.00048949 | 0.00048949 | 0 | 0 | 0 | 0 | 0 | 0 | 0 | 0 | 2.8773 | 0 | 0 | 0.0055236 | 0.0055236 | 0 | 0 | 0.033257 | 0.033257 | 0 | 73
233_G_1 | WECC_Northern California (not including BANC) | California | 6 | Nevada | 57 | 233 | 1 | Deer Creek PH | 0 | 1908 | 9999 | Hydro | [5 empty] | Non-Fossil | G | 2030 | Hydro |  | 0 | 0 | 0 | 0 | 0 | 0 | 0 | 0 | 0 | 0 | 0 | 0 | 0 | 0 | 0 | 0 | 2.8205 | 4.498 | 8.5236 | 15.8421 | 0 | 0 | 0 | 0 | 0 | 0 | 0 | 0 | 0 | 0 | 0 | 0 | 0 | 0 | 0 | 0 | 0 | 0 | 0 | 0 | 0.090107 | 0.0039205 | 0.0062522 | 0.011848 | 0.02202 | 0 | 0 | 0 | 0 | 0 | 5.7
2330_B_1 | WECC_Northern Nevada | Nevada | 32 | Lyon | 19 | 2330 | 1 | Fort Churchill | 11713 | 1968 | 9999 | O/G Steam | wall | dry |  | LNBO |  | Fossil | B | 2030 |  | O/G Retirement | 0 | 0 | 0 | 0 | 0 | 0 | 0 | 0 | 0 | 0 | 0 | 0 | 0 | 0 | 0 | 0 | 0 | 0 | 0 | 0 | 0 | 0 | 0 | 0 | 0 | 0 | 0 | 0 | 0 | 0 | 0 | 0 | 0 | 0 | 0 | 0 | 0 | 0 | 0 | 0 | 0 | 0 | 0 | 0 | 0 | 0 | 0 | 0 | 0 | 0 | 113
2330_B_2 | WECC_Northern Nevada | Nevada | 32 | Lyon | 19 | 2330 | 2 | Fort Churchill | 11713 | 1971 | 9999 | O/G Steam | wall | dry |  | LNBO |  | Fossil | B | 2030 |  | O/G Retirement | 0 | 0 | 0 | 0 | 0 | 0 | 0 | 0 | 0 | 0 | 0 | 0 | 0 | 0 | 0 | 0 | 0 | 0 | 0 | 0 | 0 | 0 | 0 | 0 | 0 | 0 | 0 | 0 | 0 | 0 | 0 | 0 | 0 | 0 | 0 | 0 | 0 | 0 | 0 | 0 | 0 | 0 | 0 | 0 | 0 | 0 | 0 | 0 | 0 | 0 | 113
2336_B_3 | WECC_Northern Nevada | Nevada | 32 | Storey | 29 | 2336 | 3 | Tracy | 12280 | 1974 | 9999 | O/G Steam | wall | dry |  | LNB |  | Fossil | B | 2030 | NaturalGas |  | 0 | 0 | 0 | 0 | 0 | 0 | 0 | 0 | 0 | 0 | 0 | 0 | 0 | 0 | 0 | 0 | 0 | 0 | 0 | 0 | 0 | 0 | 0 | 0 | 0 | 0 | 0 | 0 | 0 | 0 | 0 | 0 | 0 | 0 | 0 | 0 | 0 | 0 | 0 | 0 | 4.8646 | 0 | 0 | 0 | 0 | 0 | 0 | 0 | 0 | 0 | 108
2336_G_10 | WECC_Northern Nevada | Nevada | 32 | Storey | 29 | 2336 | 10 | Tracy | 7673 | 2008 | 9999 | Combined Cycle |  |  | SCR | DLNB |  | Fossil | G | 2030 | NaturalGas |  | 3.5481 | 3.3771 | 4.0416 | 10.9668 | 0 | 0 | 0 | 0 | 0 | 0 | 0 | 0 | 0 | 0 | 0 | 0 | 462.4092 | 440.1333 | 526.7307 | 1429.2732 | 207.7038 | 197.6979 | 236.5955 | 641.9973 | 2.4836e-07 | 2.364e-07 | 2.8291e-07 | 7.6768e-07 | 0.0091018 | 0.0086634 | 0.010368 | 0.028133 | 0 | 0 | 0 | 0 | 0 | 0 | 0 | 0 | 8.3077 | 1.0566 | 1.0771 | 1.2566 | 3.3903 | 10.9696 | 8.3035 | 9.443 | 28.716 | 0 | 263 | SCR
2336_G_4 | WECC_Northern Nevada | Nevada | 32 | Storey | 29 | 2336 | 4 | Tracy | 7673 | 1994 | 9999 | Combined Cycle |  |  |  | LNB + STM |  | Fossil | G | 2030 | NaturalGas |  | 0.86341 | 1.1704 | 1.6184 | 3.6522 | 0 | 0 | 0 | 0 | 0 | 0 | 0 | 0 | 0 | 0 | 0 | 0 | 112.5254 | 152.5345 | 210.9234 | 475.9834 | 50.5439 | 68.515 | 94.742 | 213.801 | 6.0439e-08 | 8.1928e-08 | 1.1329e-07 | 2.5566e-07 | 0.065114 | 0.088265 | 0.12205 | 0.27543 | 0 | 0 | 0 | 0 | 0 | 0 | 0 | 0 | 2.4855 | 0.24034 | 0.3258 | 0.45051 | 1.0166 | 2.6694 | 2.8777 | 3.7813 | 9.3284 | 0 | 64
2336_G_5 | WECC_Northern Nevada | Nevada | 32 | Storey | 29 | 2336 | 5 | Tracy | 7673 | 1996 | 9999 | Combined Cycle |  |  |  | LNB + STM |  | Fossil | G | 2030 | NaturalGas |  | 0.53963 | 0.7315 | 1.0115 | 2.2826 | 0 | 0 | 0 | 0 | 0 | 0 | 0 | 0 | 0 | 0 | 0 | 0 | 70.3284 | 95.334 | 131.8272 | 297.4896 | 31.5899 | 42.8219 | 59.2138 | 133.6256 | 3.7774e-08 | 5.1205e-08 | 7.0806e-08 | 1.5978e-07 | 0.040696 | 0.055166 | 0.076283 | 0.17214 | 0 | 0 | 0 | 0 | 0 | 0 | 0 | 0 | 1.5535 | 0.15021 | 0.20362 | 0.28157 | 0.6354 | 1.6684 | 1.7986 | 2.3633 | 5.8303 | 0 | 40
2336_G_8 | WECC_Northern Nevada | Nevada | 32 | Storey | 29 | 2336 | 8 | Tracy | 7673 | 2008 | 9999 | Combined Cycle |  |  | SCR | DLNB |  | Fossil | G | 2030 | NaturalGas |  | 1.9562 | 1.8619 | 2.2283 | 6.0463 | 0 | 0 | 0 | 0 | 0 | 0 | 0 | 0 | 0 | 0 | 0 | 0 | 254.9404 | 242.659 | 290.4029 | 788.0023 | 114.5135 | 108.997 | 130.4424 | 353.9529 | 1.3693e-07 | 1.3033e-07 | 1.5598e-07 | 4.2324e-07 | 0.0050181 | 0.0047764 | 0.0057161 | 0.015511 | 0 | 0 | 0 | 0 | 0 | 0 | 0 | 0 | 4.5803 | 0.58255 | 0.59382 | 0.69278 | 1.8692 | 6.0479 | 4.578 | 5.2062 | 15.832 | 0 | 145 | SCR
2336_G_9 | WECC_Northern Nevada | Nevada | 32 | Storey | 29 | 2336 | 9 | Tracy | 7673 | 2008 | 9999 | Combined Cycle |  |  | SCR | DLNB |  | Fossil | G | 2030 | NaturalGas |  | 1.9562 | 1.8619 | 2.2283 | 6.0463 | 0 | 0 | 0 | 0 | 0 | 0 | 0 | 0 | 0 | 0 | 0 | 0 | 254.9404 | 242.659 | 290.4029 | 788.0023 | 114.5135 | 108.997 | 130.4424 | 353.9529 | 1.3693e-07 | 1.3033e-07 | 1.5598e-07 | 4.2324e-07 | 0.0050181 | 0.0047764 | 0.0057161 | 0.015511 | 0 | 0 | 0 | 0 | 0 | 0 | 0 | 0 | 4.5803 | 0.58255 | 0.59382 | 0.69278 | 1.8692 | 6.0479 | 4.578 | 5.2062 | 15.832 | 0 | 145 | SCR
2336_G_GT3 | WECC_Northern Nevada | Nevada | 32 | Storey | 29 | 2336 | GT3 | Tracy | 13489 | 1994 | 9999 | Combustion Turbine | [5 empty] | Fossil | G | 2030 | NaturalGas |  | 0 | 0 | 0.001673 | 0.001673 | 0 | 0 | 0 | 0 | 0 | 0 | 0 | 0 | 0 | 0 | 0 | 0 | 0 | 0 | 0.12403 | 0.12403 | 0 | 0 | 0.097936 | 0.097936 | 0 | 0 | 1.1711e-10 | 1.1711e-10 | 0 | 0 | 2.1724e-05 | 2.1724e-05 | 0 | 0 | 0 | 0 | 0 | 0 | 0 | 0 | 1.3078 | 0 | 0 | 0.00063749 | 0.00063749 | 0 | 0 | 0.0039088 | 0.0039088 | 0 | 66.3
2336_G_GT4 | WECC_Northern Nevada | Nevada | 32 | Storey | 29 | 2336 | GT4 | Tracy | 13489 | 1994 | 9999 | Combustion Turbine | [5 empty] | Fossil | G | 2030 | NaturalGas |  | 0 | 0 | 0.001673 | 0.001673 | 0 | 0 | 0 | 0 | 0 | 0 | 0 | 0 | 0 | 0 | 0 | 0 | 0 | 0 | 0.12403 | 0.12403 | 0 | 0 | 0.097936 | 0.097936 | 0 | 0 | 1.1711e-10 | 1.1711e-10 | 0 | 0 | 2.8106e-05 | 2.8106e-05 | 0 | 0 | 0 | 0 | 0 | 0 | 0 | 0 | 1.3078 | 0 | 0 | 0.00063749 | 0.00063749 | 0 | 0 | 0.0039088 | 0.0039088 | 0 | 66.3
2349_G_GEN1 | ISONE_MA, VT, NH, RI (Rest of ISO New England) | New Hampshire | 33 | Grafton | 9 | 2349 | GEN1 | Comerford | 0 | 1930 | 9999 | Hydro | [5 empty] | Non-Fossil | G | 2030 | Hydro |  | 0 | 0 | 0 | 0 | 0 | 0 | 0 | 0 | 0 | 0 | 0 | 0 | 0 | 0 | 0 | 0 | 12.6263 | 20.3921 | 19.696 | 52.7144 | 0 | 0 | 0 | 0 | 0 | 0 | 0 | 0 | 0 | 0 | 0 | 0 | 0 | 0 | 0 | 0 | 0 | 0 | 0 | 0 | 0.35569 | 0.017551 | 0.028345 | 0.027377 | 0.073273 | 0 | 0 | 0 | 0 | 0 | 22.5
2349_G_GEN2 | ISONE_MA, VT, NH, RI (Rest of ISO New England) | New Hampshire | 33 | Grafton | 9 | 2349 | GEN2 | Comerford | 0 | 1930 | 9999 | Hydro | [5 empty] | Non-Fossil | G | 2030 | Hydro |  | 0 | 0 | 0 | 0 | 0 | 0 | 0 | 0 | 0 | 0 | 0 | 0 | 0 | 0 | 0 | 0 | 26.8238 | 43.3219 | 41.8431 | 111.9889 | 0 | 0 | 0 | 0 | 0 | 0 | 0 | 0 | 0 | 0 | 0 | 0 | 0 | 0 | 0 | 0 | 0 | 0 | 0 | 0 | 0.75563 | 0.037285 | 0.060218 | 0.058162 | 0.15566 | 0 | 0 | 0 | 0 | 0 | 47.8
2349_G_GEN3 | ISONE_MA, VT, NH, RI (Rest of ISO New England) | New Hampshire | 33 | Grafton | 9 | 2349 | GEN3 | Comerford | 0 | 1930 | 9999 | Hydro | [5 empty] | Non-Fossil | G | 2030 | Hydro |  | 0 | 0 | 0 | 0 | 0 | 0 | 0 | 0 | 0 | 0 | 0 | 0 | 0 | 0 | 0 | 0 | 26.8238 | 43.3219 | 41.8431 | 111.9889 | 0 | 0 | 0 | 0 | 0 | 0 | 0 | 0 | 0 | 0 | 0 | 0 | 0 | 0 | 0 | 0 | 0 | 0 | 0 | 0 | 0.75563 | 0.037285 | 0.060218 | 0.058162 | 0.15566 | 0 | 0 | 0 | 0 | 0 | 47.8
2349_G_GEN4 | ISONE_MA, VT, NH, RI (Rest of ISO New England) | New Hampshire | 33 | Grafton | 9 | 2349 | GEN4 | Comerford | 0 | 1930 | 9999 | Hydro | [5 empty] | Non-Fossil | G | 2030 | Hydro |  | 0 | 0 | 0 | 0 | 0 | 0 | 0 | 0 | 0 | 0 | 0 | 0 | 0 | 0 | 0 | 0 | 26.8238 | 43.3219 | 41.8431 | 111.9889 | 0 | 0 | 0 | 0 | 0 | 0 | 0 | 0 | 0 | 0 | 0 | 0 | 0 | 0 | 0 | 0 | 0 | 0 | 0 | 0 | 0.75563 | 0.037285 | 0.060218 | 0.058162 | 0.15566 | 0 | 0 | 0 | 0 | 0 | 47.8
235_G_1 | WECC_Northern California (not including BANC) | California | 6 | Placer | 61 | 235 | 1 | Drum 1 | 0 | 1913 | 9999 | Hydro | [5 empty] | Non-Fossil | G | 2030 | Hydro |  | 0 | 0 | 0 | 0 | 0 | 0 | 0 | 0 | 0 | 0 | 0 | 0 | 0 | 0 | 0 | 0 | 6.5317 | 10.4163 | 19.7388 | 36.6869 | 0 | 0 | 0 | 0 | 0 | 0 | 0 | 0 | 0 | 0 | 0 | 0 | 0 | 0 | 0 | 0 | 0 | 0 | 0 | 0 | 0.20867 | 0.0090791 | 0.014479 | 0.027437 | 0.050995 | 0 | 0 | 0 | 0 | 0 | 13.2
235_G_2 | WECC_Northern California (not including BANC) | California | 6 | Placer | 61 | 235 | 2 | Drum 1 | 0 | 1913 | 9999 | Hydro | [5 empty] | Non-Fossil | G | 2030 | Hydro |  | 0 | 0 | 0 | 0 | 0 | 0 | 0 | 0 | 0 | 0 | 0 | 0 | 0 | 0 | 0 | 0 | 6.5317 | 10.4163 | 19.7388 | 36.6869 | 0 | 0 | 0 | 0 | 0 | 0 | 0 | 0 | 0 | 0 | 0 | 0 | 0 | 0 | 0 | 0 | 0 | 0 | 0 | 0 | 0.20867 | 0.0090791 | 0.014479 | 0.027437 | 0.050995 | 0 | 0 | 0 | 0 | 0 | 13.2
235_G_3 | WECC_Northern California (not including BANC) | California | 6 | Placer | 61 | 235 | 3 | Drum 1 | 0 | 1922 | 9999 | Hydro | [5 empty] | Non-Fossil | G | 2030 | Hydro |  | 0 | 0 | 0 | 0 | 0 | 0 | 0 | 0 | 0 | 0 | 0 | 0 | 0 | 0 | 0 | 0 | 6.5317 | 10.4163 | 19.7388 | 36.6869 | 0 | 0 | 0 | 0 | 0 | 0 | 0 | 0 | 0 | 0 | 0 | 0 | 0 | 0 | 0 | 0 | 0 | 0 | 0 | 0 | 0.20867 | 0.0090791 | 0.014479 | 0.027437 | 0.050995 | 0 | 0 | 0 | 0 | 0 | 13.2
235_G_4 | WECC_Northern California (not including BANC) | California | 6 | Placer | 61 | 235 | 4 | Drum 1 | 0 | 1928 | 9999 | Hydro | [5 empty] | Non-Fossil | G | 2030 | Hydro |  | 0 | 0 | 0 | 0 | 0 | 0 | 0 | 0 | 0 | 0 | 0 | 0 | 0 | 0 | 0 | 0 | 7.1255 | 11.3633 | 21.5333 | 40.0221 | 0 | 0 | 0 | 0 | 0 | 0 | 0 | 0 | 0 | 0 | 0 | 0 | 0 | 0 | 0 | 0 | 0 | 0 | 0 | 0 | 0.22764 | 0.0099045 | 0.015795 | 0.029931 | 0.055631 | 0 | 0 | 0 | 0 | 0 | 14.4
2351_G_GEN1 | ISONE_MA, VT, NH, RI (Rest of ISO New England) | New Hampshire | 33 | Grafton | 9 | 2351 | GEN1 | S C Moore | 0 | 1957 | 9999 | Hydro | [5 empty] | Non-Fossil | G | 2030 | Hydro |  | 0 | 0 | 0 | 0 | 0 | 0 | 0 | 0 | 0 | 0 | 0 | 0 | 0 | 0 | 0 | 0 | 26.4871 | 42.7782 | 41.3179 | 110.5832 | 0 | 0 | 0 | 0 | 0 | 0 | 0 | 0 | 0 | 0 | 0 | 0 | 0 | 0 | 0 | 0 | 0 | 0 | 0 | 0 | 0.74615 | 0.036817 | 0.059462 | 0.057432 | 0.15371 | 0 | 0 | 0 | 0 | 0 | 47.2
2351_G_GEN2 | ISONE_MA, VT, NH, RI (Rest of ISO New England) | New Hampshire | 33 | Grafton | 9 | 2351 | GEN2 | S C Moore | 0 | 1957 | 9999 | Hydro | [5 empty] | Non-Fossil | G | 2030 | Hydro |  | 0 | 0 | 0 | 0 | 0 | 0 | 0 | 0 | 0 | 0 | 0 | 0 | 0 | 0 | 0 | 0 | 26.4871 | 42.7782 | 41.3179 | 110.5832 | 0 | 0 | 0 | 0 | 0 | 0 | 0 | 0 | 0 | 0 | 0 | 0 | 0 | 0 | 0 | 0 | 0 | 0 | 0 | 0 | 0.74615 | 0.036817 | 0.059462 | 0.057432 | 0.15371 | 0 | 0 | 0 | 0 | 0 | 47.2
2351_G_GEN3 | ISONE_MA, VT, NH, RI (Rest of ISO New England) | New Hampshire | 33 | Grafton | 9 | 2351 | GEN3 | S C Moore | 0 | 1957 | 9999 | Hydro | [5 empty] | Non-Fossil | G | 2030 | Hydro |  | 0 | 0 | 0 | 0 | 0 | 0 | 0 | 0 | 0 | 0 | 0 | 0 | 0 | 0 | 0 | 0 | 26.4871 | 42.7782 | 41.3179 | 110.5832 | 0 | 0 | 0 | 0 | 0 | 0 | 0 | 0 | 0 | 0 | 0 | 0 | 0 | 0 | 0 | 0 | 0 | 0 | 0 | 0 | 0.74615 | 0.036817 | 0.059462 | 0.057432 | 0.15371 | 0 | 0 | 0 | 0 | 0 | 47.2
2351_G_GEN4 | ISONE_MA, VT, NH, RI (Rest of ISO New England) | New Hampshire | 33 | Grafton | 9 | 2351 | GEN4 | S C Moore | 0 | 1957 | 9999 | Hydro | [5 empty] | Non-Fossil | G | 2030 | Hydro |  | 0 | 0 | 0 | 0 | 0 | 0 | 0 | 0 | 0 | 0 | 0 | 0 | 0 | 0 | 0 | 0 | 26.4871 | 42.7782 | 41.3179 | 110.5832 | 0 | 0 | 0 | 0 | 0 | 0 | 0 | 0 | 0 | 0 | 0 | 0 | 0 | 0 | 0 | 0 | 0 | 0 | 0 | 0 | 0.74615 | 0.036817 | 0.059462 | 0.057432 | 0.15371 | 0 | 0 | 0 | 0 | 0 | 47.2
2352_G_1 | ISONE_MA, VT, NH, RI (Rest of ISO New England) | Vermont | 50 | Windham | 25 | 2352 | 1 | Vernon Dam | 0 | 1909 | 9999 | Hydro | [5 empty] | Non-Fossil | G | 2030 | Hydro |  | 0 | 0 | 0 | 0 | 0 | 0 | 0 | 0 | 0 | 0 | 0 | 0 | 0 | 0 | 0 | 0 | 2.5417 | 3.6211 | 3.5785 | 9.7413 | 0 | 0 | 0 | 0 | 0 | 0 | 0 | 0 | 0 | 0 | 0 | 0 | 0 | 0 | 0 | 0 | 0 | 0 | 0 | 0 | 0.03794 | 0.0035329 | 0.0050333 | 0.0049742 | 0.01354 | 0 | 0 | 0 | 0 | 0 | 2.4
2352_G_10 | ISONE_MA, VT, NH, RI (Rest of ISO New England) | Vermont | 50 | Windham | 25 | 2352 | 10 | Vernon Dam | 0 | 1921 | 9999 | Hydro | [5 empty] | Non-Fossil | G | 2030 | Hydro |  | 0 | 0 | 0 | 0 | 0 | 0 | 0 | 0 | 0 | 0 | 0 | 0 | 0 | 0 | 0 | 0 | 4.2361 | 6.0352 | 5.9642 | 16.2355 | 0 | 0 | 0 | 0 | 0 | 0 | 0 | 0 | 0 | 0 | 0 | 0 | 0 | 0 | 0 | 0 | 0 | 0 | 0 | 0 | 0.063233 | 0.0058882 | 0.0083889 | 0.0082903 | 0.022567 | 0 | 0 | 0 | 0 | 0 | 4
2352_G_2 | ISONE_MA, VT, NH, RI (Rest of ISO New England) | Vermont | 50 | Windham | 25 | 2352 | 2 | Vernon Dam | 0 | 1909 | 9999 | Hydro | [5 empty] | Non-Fossil | G | 2030 | Hydro |  | 0 | 0 | 0 | 0 | 0 | 0 | 0 | 0 | 0 | 0 | 0 | 0 | 0 | 0 | 0 | 0 | 2.5417 | 3.6211 | 3.5785 | 9.7413 | 0 | 0 | 0 | 0 | 0 | 0 | 0 | 0 | 0 | 0 | 0 | 0 | 0 | 0 | 0 | 0 | 0 | 0 | 0 | 0 | 0.03794 | 0.0035329 | 0.0050333 | 0.0049742 | 0.01354 | 0 | 0 | 0 | 0 | 0 | 2.4
2352_G_3 | ISONE_MA, VT, NH, RI (Rest of ISO New England) | Vermont | 50 | Windham | 25 | 2352 | 3 | Vernon Dam | 0 | 1909 | 9999 | Hydro | [5 empty] | Non-Fossil | G | 2030 | Hydro |  | 0 | 0 | 0 | 0 | 0 | 0 | 0 | 0 | 0 | 0 | 0 | 0 | 0 | 0 | 0 | 0 | 2.5417 | 3.6211 | 3.5785 | 9.7413 | 0 | 0 | 0 | 0 | 0 | 0 | 0 | 0 | 0 | 0 | 0 | 0 | 0 | 0 | 0 | 0 | 0 | 0 | 0 | 0 | 0.03794 | 0.0035329 | 0.0050333 | 0.0049742 | 0.01354 | 0 | 0 | 0 | 0 | 0 | 2.4
2352_G_4 | ISONE_MA, VT, NH, RI (Rest of ISO New England) | Vermont | 50 | Windham | 25 | 2352 | 4 | Vernon Dam | 0 | 1909 | 9999 | Hydro | [5 empty] | Non-Fossil | G | 2030 | Hydro |  | 0 | 0 | 0 | 0 | 0 | 0 | 0 | 0 | 0 | 0 | 0 | 0 | 0 | 0 | 0 | 0 | 2.5417 | 3.6211 | 3.5785 | 9.7413 | 0 | 0 | 0 | 0 | 0 | 0 | 0 | 0 | 0 | 0 | 0 | 0 | 0 | 0 | 0 | 0 | 0 | 0 | 0 | 0 | 0.03794 | 0.0035329 | 0.0050333 | 0.0049742 | 0.01354 | 0 | 0 | 0 | 0 | 0 | 2.4
2352_G_5 | ISONE_MA, VT, NH, RI (Rest of ISO New England) | Vermont | 50 | Windham | 25 | 2352 | 5 | Vernon Dam | 0 | 2008 | 9999 | Hydro | [5 empty] | Non-Fossil | G | 2030 | Hydro |  | 0 | 0 | 0 | 0 | 0 | 0 | 0 | 0 | 0 | 0 | 0 | 0 | 0 | 0 | 0 | 0 | 3.8125 | 5.4316 | 5.3678 | 14.612 | 0 | 0 | 0 | 0 | 0 | 0 | 0 | 0 | 0 | 0 | 0 | 0 | 0 | 0 | 0 | 0 | 0 | 0 | 0 | 0 | 0.05691 | 0.0052994 | 0.00755 | 0.0074613 | 0.020311 | 0 | 0 | 0 | 0 | 0 | 3.6
2352_G_6A | ISONE_MA, VT, NH, RI (Rest of ISO New England) | Vermont | 50 | Windham | 25 | 2352 | 6A | Vernon Dam | 0 | 2008 | 9999 | Hydro | [5 empty] | Non-Fossil | G | 2030 | Hydro |  | 0 | 0 | 0 | 0 | 0 | 0 | 0 | 0 | 0 | 0 | 0 | 0 | 0 | 0 | 0 | 0 | 4.7656 | 6.7895 | 6.7098 | 18.265 | 0 | 0 | 0 | 0 | 0 | 0 | 0 | 0 | 0 | 0 | 0 | 0 | 0 | 0 | 0 | 0 | 0 | 0 | 0 | 0 | 0.071137 | 0.0066243 | 0.0094375 | 0.0093266 | 0.025388 | 0 | 0 | 0 | 0 | 0 | 4.5
2352_G_7A | ISONE_MA, VT, NH, RI (Rest of ISO New England) | Vermont | 50 | Windham | 25 | 2352 | 7A | Vernon Dam | 0 | 2008 | 9999 | Hydro | [5 empty] | Non-Fossil | G | 2030 | Hydro |  | 0 | 0 | 0 | 0 | 0 | 0 | 0 | 0 | 0 | 0 | 0 | 0 | 0 | 0 | 0 | 0 | 4.7656 | 6.7895 | 6.7098 | 18.265 | 0 | 0 | 0 | 0 | 0 | 0 | 0 | 0 | 0 | 0 | 0 | 0 | 0 | 0 | 0 | 0 | 0 | 0 | 0 | 0 | 0.071137 | 0.0066243 | 0.0094375 | 0.0093266 | 0.025388 | 0 | 0 | 0 | 0 | 0 | 4.5
2352_G_8 | ISONE_MA, VT, NH, RI (Rest of ISO New England) | Vermont | 50 | Windham | 25 | 2352 | 8 | Vernon Dam | 0 | 2008 | 9999 | Hydro | [5 empty] | Non-Fossil | G | 2030 | Hydro |  | 0 | 0 | 0 | 0 | 0 | 0 | 0 | 0 | 0 | 0 | 0 | 0 | 0 | 0 | 0 | 0 | 3.8125 | 5.4316 | 5.3678 | 14.612 | 0 | 0 | 0 | 0 | 0 | 0 | 0 | 0 | 0 | 0 | 0 | 0 | 0 | 0 | 0 | 0 | 0 | 0 | 0 | 0 | 0.05691 | 0.0052994 | 0.00755 | 0.0074613 | 0.020311 | 0 | 0 | 0 | 0 | 0 | 3.6
2352_G_9 | ISONE_MA, VT, NH, RI (Rest of ISO New England) | Vermont | 50 | Windham | 25 | 2352 | 9 | Vernon Dam | 0 | 1921 | 9999 | Hydro | [5 empty] | Non-Fossil | G | 2030 | Hydro |  | 0 | 0 | 0 | 0 | 0 | 0 | 0 | 0 | 0 | 0 | 0 | 0 | 0 | 0 | 0 | 0 | 4.2361 | 6.0352 | 5.9642 | 16.2355 | 0 | 0 | 0 | 0 | 0 | 0 | 0 | 0 | 0 | 0 | 0 | 0 | 0 | 0 | 0 | 0 | 0 | 0 | 0 | 0 | 0.063233 | 0.0058882 | 0.0083889 | 0.0082903 | 0.022567 | 0 | 0 | 0 | 0 | 0 | 4
2353_G_GEN1 | ISONE_MA, VT, NH, RI (Rest of ISO New England) | Vermont | 50 | Windsor | 27 | 2353 | GEN1 | Wilder | 0 | 1950 | 9999 | Hydro | [5 empty] | Non-Fossil | G | 2030 | Hydro |  | 0 | 0 | 0 | 0 | 0 | 0 | 0 | 0 | 0 | 0 | 0 | 0 | 0 | 0 | 0 | 0 | 18.4914 | 26.3402 | 26.2334 | 71.065 | 0 | 0 | 0 | 0 | 0 | 0 | 0 | 0 | 0 | 0 | 0 | 0 | 0 | 0 | 0 | 0 | 0 | 0 | 0 | 0 | 0.28613 | 0.025703 | 0.036613 | 0.036464 | 0.09878 | 0 | 0 | 0 | 0 | 0 | 18.1
2353_G_GEN2 | ISONE_MA, VT, NH, RI (Rest of ISO New England) | Vermont | 50 | Windsor | 27 | 2353 | GEN2 | Wilder | 0 | 1950 | 9999 | Hydro | [5 empty] | Non-Fossil | G | 2030 | Hydro |  | 0 | 0 | 0 | 0 | 0 | 0 | 0 | 0 | 0 | 0 | 0 | 0 | 0 | 0 | 0 | 0 | 18.4914 | 26.3402 | 26.2334 | 71.065 | 0 | 0 | 0 | 0 | 0 | 0 | 0 | 0 | 0 | 0 | 0 | 0 | 0 | 0 | 0 | 0 | 0 | 0 | 0 | 0 | 0.28613 | 0.025703 | 0.036613 | 0.036464 | 0.09878 | 0 | 0 | 0 | 0 | 0 | 18.1
2353_G_GEN3 | ISONE_MA, VT, NH, RI (Rest of ISO New England) | Vermont | 50 | Windsor | 27 | 2353 | GEN3 | Wilder | 0 | 1987 | 9999 | Hydro | [5 empty] | Non-Fossil | G | 2030 | Hydro |  | 0 | 0 | 0 | 0 | 0 | 0 | 0 | 0 | 0 | 0 | 0 | 0 | 0 | 0 | 0 | 0 | 2.8605 | 4.0747 | 4.0582 | 10.9935 | 0 | 0 | 0 | 0 | 0 | 0 | 0 | 0 | 0 | 0 | 0 | 0 | 0 | 0 | 0 | 0 | 0 | 0 | 0 | 0 | 0.044263 | 0.0039762 | 0.0056639 | 0.0056409 | 0.015281 | 0 | 0 | 0 | 0 | 0 | 2.8
2354_G_1 | ISONE_MA, VT, NH, RI (Rest of ISO New England) | New Hampshire | 33 | Hillsborough | 11 | 2354 | 1 | Amoskeag | 0 | 1924 | 9999 | Hydro | [5 empty] | Non-Fossil | G | 2030 | Hydro |  | 0 | 0 | 0 | 0 | 0 | 0 | 0 | 0 | 0 | 0 | 0 | 0 | 0 | 0 | 0 | 0 | 7.3934 | 11.3945 | 10.8495 | 29.6374 | 0 | 0 | 0 | 0 | 0 | 0 | 0 | 0 | 0 | 0 | 0 | 0 | 0 | 0 | 0 | 0 | 0 | 0 | 0 | 0 | 0.098011 | 0.010277 | 0.015838 | 0.015081 | 0.041196 | 0 | 0 | 0 | 0 | 0 | 6.2
2354_G_2 | ISONE_MA, VT, NH, RI (Rest of ISO New England) | New Hampshire | 33 | Hillsborough | 11 | 2354 | 2 | Amoskeag | 0 | 1922 | 9999 | Hydro | [5 empty] | Non-Fossil | G | 2030 | Hydro |  | 0 | 0 | 0 | 0 | 0 | 0 | 0 | 0 | 0 | 0 | 0 | 0 | 0 | 0 | 0 | 0 | 6.3201 | 9.7405 | 9.2746 | 25.3352 | 0 | 0 | 0 | 0 | 0 | 0 | 0 | 0 | 0 | 0 | 0 | 0 | 0 | 0 | 0 | 0 | 0 | 0 | 0 | 0 | 0.083784 | 0.008785 | 0.013539 | 0.012892 | 0.035216 | 0 | 0 | 0 | 0 | 0 | 5.3
2354_G_3 | ISONE_MA, VT, NH, RI (Rest of ISO New England) | New Hampshire | 33 | Hillsborough | 11 | 2354 | 3 | Amoskeag | 0 | 1922 | 9999 | Hydro | [5 empty] | Non-Fossil | G | 2030 | Hydro |  | 0 | 0 | 0 | 0 | 0 | 0 | 0 | 0 | 0 | 0 | 0 | 0 | 0 | 0 | 0 | 0 | 6.3201 | 9.7405 | 9.2746 | 25.3352 | 0 | 0 | 0 | 0 | 0 | 0 | 0 | 0 | 0 | 0 | 0 | 0 | 0 | 0 | 0 | 0 | 0 | 0 | 0 | 0 | 0.083784 | 0.008785 | 0.013539 | 0.012892 | 0.035216 | 0 | 0 | 0 | 0 | 0 | 5.3
2355_G_1 | ISONE_MA, VT, NH, RI (Rest of ISO New England) | New Hampshire | 33 | Grafton | 9 | 2355 | 1 | Ayers Island | 0 | 1925 | 9999 | Hydro | [5 empty] | Non-Fossil | G | 2030 | Hydro |  | 0 | 0 | 0 | 0 | 0 | 0 | 0 | 0 | 0 | 0 | 0 | 0 | 0 | 0 | 0 | 0 | 1.5713 | 2.5377 | 2.4511 | 6.56 | 0 | 0 | 0 | 0 | 0 | 0 | 0 | 0 | 0 | 0 | 0 | 0 | 0 | 0 | 0 | 0 | 0 | 0 | 0 | 0 | 0.044263 | 0.0021841 | 0.0035274 | 0.003407 | 0.0091184 | 0 | 0 | 0 | 0 | 0 | 2.8
2355_G_2 | ISONE_MA, VT, NH, RI (Rest of ISO New England) | New Hampshire | 33 | Grafton | 9 | 2355 | 2 | Ayers Island | 0 | 1925 | 9999 | Hydro | [5 empty] | Non-Fossil | G | 2030 | Hydro |  | 0 | 0 | 0 | 0 | 0 | 0 | 0 | 0 | 0 | 0 | 0 | 0 | 0 | 0 | 0 | 0 | 1.5713 | 2.5377 | 2.4511 | 6.56 | 0 | 0 | 0 | 0 | 0 | 0 | 0 | 0 | 0 | 0 | 0 | 0 | 0 | 0 | 0 | 0 | 0 | 0 | 0 | 0 | 0.044263 | 0.0021841 | 0.0035274 | 0.003407 | 0.0091184 | 0 | 0 | 0 | 0 | 0 | 2.8
2355_G_3 | ISONE_MA, VT, NH, RI (Rest of ISO New England) | New Hampshire | 33 | Grafton | 9 | 2355 | 3 | Ayers Island | 0 | 1925 | 9999 | Hydro | [5 empty] | Non-Fossil | G | 2030 | Hydro |  | 0 | 0 | 0 | 0 | 0 | 0 | 0 | 0 | 0 | 0 | 0 | 0 | 0 | 0 | 0 | 0 | 1.5713 | 2.5377 | 2.4511 | 6.56 | 0 | 0 | 0 | 0 | 0 | 0 | 0 | 0 | 0 | 0 | 0 | 0 | 0 | 0 | 0 | 0 | 0 | 0 | 0 | 0 | 0.044263 | 0.0021841 | 0.0035274 | 0.003407 | 0.0091184 | 0 | 0 | 0 | 0 | 0 | 2.8
2356_G_1 | ISONE_MA, VT, NH, RI (Rest of ISO New England) | New Hampshire | 33 | Merrimack | 13 | 2356 | 1 | Eastman Falls | 0 | 1937 | 9999 | Hydro | [5 empty] | Non-Fossil | G | 2030 | Hydro |  | 0 | 0 | 0 | 0 | 0 | 0 | 0 | 0 | 0 | 0 | 0 | 0 | 0 | 0 | 0 | 0 | 2.1465 | 3.3081 | 3.1499 | 8.6044 | 0 | 0 | 0 | 0 | 0 | 0 | 0 | 0 | 0 | 0 | 0 | 0 | 0 | 0 | 0 | 0 | 0 | 0 | 0 | 0 | 0.028455 | 0.0029836 | 0.0045982 | 0.0043783 | 0.01196 | 0 | 0 | 0 | 0 | 0 | 1.8
2356_G_2 | ISONE_MA, VT, NH, RI (Rest of ISO New England) | New Hampshire | 33 | Merrimack | 13 | 2356 | 2 | Eastman Falls | 0 | 1983 | 9999 | Hydro | [5 empty] | Non-Fossil | G | 2030 | Hydro |  | 0 | 0 | 0 | 0 | 0 | 0 | 0 | 0 | 0 | 0 | 0 | 0 | 0 | 0 | 0 | 0 | 4.5314 | 6.9837 | 6.6497 | 18.1649 | 0 | 0 | 0 | 0 | 0 | 0 | 0 | 0 | 0 | 0 | 0 | 0 | 0 | 0 | 0 | 0 | 0 | 0 | 0 | 0 | 0.060071 | 0.0062987 | 0.0097074 | 0.0092431 | 0.025249 | 0 | 0 | 0 | 0 | 0 | 3.8
2357_G_1 | ISONE_MA, VT, NH, RI (Rest of ISO New England) | New Hampshire | 33 | Merrimack | 13 | 2357 | 1 | Garvins Falls | 0 | 1981 | 9999 | Hydro | [5 empty] | Non-Fossil | G | 2030 | Hydro |  | 0 | 0 | 0 | 0 | 0 | 0 | 0 | 0 | 0 | 0 | 0 | 0 | 0 | 0 | 0 | 0 | 4.0544 | 6.2486 | 5.9497 | 16.2528 | 0 | 0 | 0 | 0 | 0 | 0 | 0 | 0 | 0 | 0 | 0 | 0 | 0 | 0 | 0 | 0 | 0 | 0 | 0 | 0 | 0.053748 | 0.0056356 | 0.0086856 | 0.0082701 | 0.022591 | 0 | 0 | 0 | 0 | 0 | 3.4
2357_G_2 | ISONE_MA, VT, NH, RI (Rest of ISO New England) | New Hampshire | 33 | Merrimack | 13 | 2357 | 2 | Garvins Falls | 0 | 1981 | 9999 | Hydro | [5 empty] | Non-Fossil | G | 2030 | Hydro |  | 0 | 0 | 0 | 0 | 0 | 0 | 0 | 0 | 0 | 0 | 0 | 0 | 0 | 0 | 0 | 0 | 3.9352 | 6.0648 | 5.7747 | 15.7747 | 0 | 0 | 0 | 0 | 0 | 0 | 0 | 0 | 0 | 0 | 0 | 0 | 0 | 0 | 0 | 0 | 0 | 0 | 0 | 0 | 0.052167 | 0.0054699 | 0.0084301 | 0.0080269 | 0.021927 | 0 | 0 | 0 | 0 | 0 | 3.3
2357_G_3 | ISONE_MA, VT, NH, RI (Rest of ISO New England) | New Hampshire | 33 | Merrimack | 13 | 2357 | 3 | Garvins Falls | 0 | 1925 | 9999 | Hydro | [5 empty] | Non-Fossil | G | 2030 | Hydro |  | 0 | 0 | 0 | 0 | 0 | 0 | 0 | 0 | 0 | 0 | 0 | 0 | 0 | 0 | 0 | 0 | 2.8619 | 4.4108 | 4.1998 | 11.4725 | 0 | 0 | 0 | 0 | 0 | 0 | 0 | 0 | 0 | 0 | 0 | 0 | 0 | 0 | 0 | 0 | 0 | 0 | 0 | 0 | 0.03794 | 0.0039781 | 0.006131 | 0.0058377 | 0.015947 | 0 | 0 | 0 | 0 | 0 | 2.4
2357_G_4 | ISONE_MA, VT, NH, RI (Rest of ISO New England) | New Hampshire | 33 | Merrimack | 13 | 2357 | 4 | Garvins Falls | 0 | 1925 | 9999 | Hydro | [5 empty] | Non-Fossil | G | 2030 | Hydro |  | 0 | 0 | 0 | 0 | 0 | 0 | 0 | 0 | 0 | 0 | 0 | 0 | 0 | 0 | 0 | 0 | 3.8159 | 5.881 | 5.5997 | 15.2967 | 0 | 0 | 0 | 0 | 0 | 0 | 0 | 0 | 0 | 0 | 0 | 0 | 0 | 0 | 0 | 0 | 0 | 0 | 0 | 0 | 0.050586 | 0.0053041 | 0.0081747 | 0.0077837 | 0.021262 | 0 | 0 | 0 | 0 | 0 | 3.2
2358_G_1 | ISONE_MA, VT, NH, RI (Rest of ISO New England) | New Hampshire | 33 | Coos | 7 | 2358 | 1 | Gorham | 0 | 1917 | 9999 | Hydro | [5 empty] | Non-Fossil | G | 2030 | Hydro |  | 0 | 0 | 0 | 0 | 0 | 0 | 0 | 0 | 0 | 0 | 0 | 0 | 0 | 0 | 0 | 0 | 0.22447 | 0.36253 | 0.35015 | 0.93715 | 0 | 0 | 0 | 0 | 0 | 0 | 0 | 0 | 0 | 0 | 0 | 0 | 0 | 0 | 0 | 0 | 0 | 0 | 0 | 0 | 0.0063233 | 0.00031201 | 0.00050391 | 0.00048671 | 0.0013026 | 0 | 0 | 0 | 0 | 0 | 0.4
2358_G_2 | ISONE_MA, VT, NH, RI (Rest of ISO New England) | New Hampshire | 33 | Coos | 7 | 2358 | 2 | Gorham | 0 | 1917 | 9999 | Hydro | [5 empty] | Non-Fossil | G | 2030 | Hydro |  | 0 | 0 | 0 | 0 | 0 | 0 | 0 | 0 | 0 | 0 | 0 | 0 | 0 | 0 | 0 | 0 | 0.22447 | 0.36253 | 0.35015 | 0.93715 | 0 | 0 | 0 | 0 | 0 | 0 | 0 | 0 | 0 | 0 | 0 | 0 | 0 | 0 | 0 | 0 | 0 | 0 | 0 | 0 | 0.0063233 | 0.00031201 | 0.00050391 | 0.00048671 | 0.0013026 | 0 | 0 | 0 | 0 | 0 | 0.4
2358_G_3 | ISONE_MA, VT, NH, RI (Rest of ISO New England) | New Hampshire | 33 | Coos | 7 | 2358 | 3 | Gorham | 0 | 1923 | 9999 | Hydro | [5 empty] | Non-Fossil | G | 2030 | Hydro |  | 0 | 0 | 0 | 0 | 0 | 0 | 0 | 0 | 0 | 0 | 0 | 0 | 0 | 0 | 0 | 0 | 0.3367 | 0.54379 | 0.52523 | 1.4057 | 0 | 0 | 0 | 0 | 0 | 0 | 0 | 0 | 0 | 0 | 0 | 0 | 0 | 0 | 0 | 0 | 0 | 0 | 0 | 0 | 0.0094849 | 0.00046801 | 0.00075587 | 0.00073007 | 0.0019539 | 0 | 0 | 0 | 0 | 0 | 0.6
2358_G_4 | ISONE_MA, VT, NH, RI (Rest of ISO New England) | New Hampshire | 33 | Coos | 7 | 2358 | 4 | Gorham | 0 | 1923 | 9999 | Hydro | [5 empty] | Non-Fossil | G | 2030 | Hydro |  | 0 | 0 | 0 | 0 | 0 | 0 | 0 | 0 | 0 | 0 | 0 | 0 | 0 | 0 | 0 | 0 | 0.3367 | 0.54379 | 0.52523 | 1.4057 | 0 | 0 | 0 | 0 | 0 | 0 | 0 | 0 | 0 | 0 | 0 | 0 | 0 | 0 | 0 | 0 | 0 | 0 | 0 | 0 | 0.0094849 | 0.00046801 | 0.00075587 | 0.00073007 | 0.0019539 | 0 | 0 | 0 | 0 | 0 | 0.6
2359_G_1 | ISONE_MA, VT, NH, RI (Rest of ISO New England) | New Hampshire | 33 | Merrimack | 13 | 2359 | 1 | Hooksett | 0 | 1927 | 9999 | Hydro | [5 empty] | Non-Fossil | G | 2030 | Hydro |  | 0 | 0 | 0 | 0 | 0 | 0 | 0 | 0 | 0 | 0 | 0 | 0 | 0 | 0 | 0 | 0 | 1.908 | 2.9405 | 2.7999 | 7.6484 | 0 | 0 | 0 | 0 | 0 | 0 | 0 | 0 | 0 | 0 | 0 | 0 | 0 | 0 | 0 | 0 | 0 | 0 | 0 | 0 | 0.025293 | 0.0026521 | 0.0040873 | 0.0038918 | 0.010631 | 0 | 0 | 0 | 0 | 0 | 1.6
236_G_5 | WECC_Northern California (not including BANC) | California | 6 | Placer | 61 | 236 | 5 | Drum 2 | 0 | 1965 | 9999 | Hydro | [5 empty] | Non-Fossil | G | 2030 | Hydro |  | 0 | 0 | 0 | 0 | 0 | 0 | 0 | 0 | 0 | 0 | 0 | 0 | 0 | 0 | 0 | 0 | 24.4941 | 39.0613 | 74.0206 | 137.576 | 0 | 0 | 0 | 0 | 0 | 0 | 0 | 0 | 0 | 0 | 0 | 0 | 0 | 0 | 0 | 0 | 0 | 0 | 0 | 0 | 0.78251 | 0.034047 | 0.054295 | 0.10289 | 0.19123 | 0 | 0 | 0 | 0 | 0 | 49.5
2360_G_1 | ISONE_MA, VT, NH, RI (Rest of ISO New England) | New Hampshire | 33 | Hillsborough | 11 | 2360 | 1 | Jackman | 0 | 1926 | 9999 | Hydro | [5 empty] | Non-Fossil | G | 2030 | Hydro |  | 0 | 0 | 0 | 0 | 0 | 0 | 0 | 0 | 0 | 0 | 0 | 0 | 0 | 0 | 0 | 0 | 2.0202 | 3.2627 | 3.1514 | 8.4343 | 0 | 0 | 0 | 0 | 0 | 0 | 0 | 0 | 0 | 0 | 0 | 0 | 0 | 0 | 0 | 0 | 0 | 0 | 0 | 0 | 0.05691 | 0.0028081 | 0.0045352 | 0.0043804 | 0.011724 | 0 | 0 | 0 | 0 | 0 | 3.6
2362_G_GT1 | ISONE_MA, VT, NH, RI (Rest of ISO New England) | New Hampshire | 33 | Coos | 7 | 2362 | GT1 | Lost Nation | 17847 | 1969 | 9999 | Combustion Turbine | [5 empty] | Fossil | G | 2030 | Oil |  | 0 | 0 | 0 | 0 | 0 | 0 | 0 | 0 | 0 | 0 | 0 | 0 | 0 | 0 | 0 | 0 | 0 | 0 | 0 | 0 | 0 | 0 | 0 | 0 | 0 | 0 | 0 | 0 | 0 | 0 | 0 | 0 | 0 | 0 | 0 | 0 | 0 | 0 | 0 | 0 | 0.63226 | 0 | 0 | 0 | 0 | 0 | 0 | 0 | 0 | 0 | 14
2364_B_1 | ISONE_MA, VT, NH, RI (Rest of ISO New England) | New Hampshire | 33 | Merrimack | 13 | 2364 | 1 | Merrimack | 11390 | 1960 | 9999 | Coal Steam | cyclone | wet | ESPC + Wet Scrubber + SCR | NH3 | Wet Scrubber | Fossil | B | 2030 |  | Coal Retirement | 0 | 0 | 0 | 0 | 0 | 0 | 0 | 0 | 0 | 0 | 0 | 0 | 0 | 0 | 0 | 0 | 0 | 0 | 0 | 0 | 0 | 0 | 0 | 0 | 0 | 0 | 0 | 0 | 0 | 0 | 0 | 0 | 0 | 0 | 0 | 0 | 0 | 0 | 0 | 0 | 0 | 0 | 0 | 0 | 0 | 0 | 0 | 0 | 0 | 0 | 108 | Scrubber / SCR | Wet Scrubber
2364_B_2 | ISONE_MA, VT, NH, RI (Rest of ISO New England) | New Hampshire | 33 | Merrimack | 13 | 2364 | 2 | Merrimack | 10988 | 1968 | 9999 | Coal Steam | cyclone | wet | ESPC + Wet Scrubber + SCR | NH3 | Wet Scrubber | Fossil | B | 2030 |  | Coal Retirement | 0 | 0 | 0 | 0 | 0 | 0 | 0 | 0 | 0 | 0 | 0 | 0 | 0 | 0 | 0 | 0 | 0 | 0 | 0 | 0 | 0 | 0 | 0 | 0 | 0 | 0 | 0 | 0 | 0 | 0 | 0 | 0 | 0 | 0 | 0 | 0 | 0 | 0 | 0 | 0 | 0 | 0 | 0 | 0 | 0 | 0 | 0 | 0 | 0 | 0 | 330 | Scrubber / SCR | Wet Scrubber
2364_G_GT1 | ISONE_MA, VT, NH, RI (Rest of ISO New England) | New Hampshire | 33 | Merrimack | 13 | 2364 | GT1 | Merrimack | 15313 | 1968 | 9999 | Combustion Turbine | [5 empty] | Fossil | G | 2030 | Oil |  | 0 | 0 | 0 | 0 | 0 | 0 | 0 | 0 | 0 | 0 | 0 | 0 | 0 | 0 | 0 | 0 | 0 | 0 | 0 | 0 | 0 | 0 | 0 | 0 | 0 | 0 | 0 | 0 | 0 | 0 | 0 | 0 | 0 | 0 | 0 | 0 | 0 | 0 | 0 | 0 | 0.75872 | 0 | 0 | 0 | 0 | 0 | 0 | 0 | 0 | 0 | 16.8
2364_G_GT2 | ISONE_MA, VT, NH, RI (Rest of ISO New England) | New Hampshire | 33 | Merrimack | 13 | 2364 | GT2 | Merrimack | 15322 | 1969 | 9999 | Combustion Turbine | [5 empty] | Fossil | G | 2030 | Oil |  | 0 | 0 | 0 | 0 | 0 | 0 | 0 | 0 | 0 | 0 | 0 | 0 | 0 | 0 | 0 | 0 | 0 | 0 | 0 | 0 | 0 | 0 | 0 | 0 | 0 | 0 | 0 | 0 | 0 | 0 | 0 | 0 | 0 | 0 | 0 | 0 | 0 | 0 | 0 | 0 | 0.75872 | 0 | 0 | 0 | 0 | 0 | 0 | 0 | 0 | 0 | 16.8
2367_B_4 | ISONE_MA, VT, NH, RI (Rest of ISO New England) | New Hampshire | 33 | Rockingham | 15 | 2367 | 4 | Schiller | 14500 | 1952 | 9999 | Coal Steam | wall | dry | ESPC + SNCR + Mercury Control + DSI | LNB + NH3 + OFA |  | Fossil | B | 2030 |  | Coal Retirement | 0 | 0 | 0 | 0 | 0 | 0 | 0 | 0 | 0 | 0 | 0 | 0 | 0 | 0 | 0 | 0 | 0 | 0 | 0 | 0 | 0 | 0 | 0 | 0 | 0 | 0 | 0 | 0 | 0 | 0 | 0 | 0 | 0 | 0 | 0 | 0 | 0 | 0 | 0 | 0 | 0 | 0 | 0 | 0 | 0 | 0 | 0 | 0 | 0 | 0 | 48 | SNCR / Mercury Control / DSI
2367_B_5W | ISONE_MA, VT, NH, RI (Rest of ISO New England) | New Hampshire | 33 | Rockingham | 15 | 2367 | 5W | Schiller | 15792 | 2006 | 9999 | Biomass | vertical | dry | Baghouse + Cyclone + SNCR | NH3 |  | Non-Fossil | B | 2030 |  | Biomass Retirement | 0 | 0 | 0 | 0 | 0 | 0 | 0 | 0 | 0 | 0 | 0 | 0 | 0 | 0 | 0 | 0 | 0 | 0 | 0 | 0 | 0 | 0 | 0 | 0 | 0 | 0 | 0 | 0 | 0 | 0 | 0 | 0 | 0 | 0 | 0 | 0 | 0 | 0 | 0 | 0 | 0 | 0 | 0 | 0 | 0 | 0 | 0 | 0 | 0 | 0 | 43 | SNCR
2367_B_6 | ISONE_MA, VT, NH, RI (Rest of ISO New England) | New Hampshire | 33 | Rockingham | 15 | 2367 | 6 | Schiller | 14500 | 1957 | 9999 | Coal Steam | wall | dry | ESPC + SNCR + Mercury Control + DSI | LNB + NH3 + OFA |  | Fossil | B | 2030 |  | Coal Retirement | 0 | 0 | 0 | 0 | 0 | 0 | 0 | 0 | 0 | 0 | 0 | 0 | 0 | 0 | 0 | 0 | 0 | 0 | 0 | 0 | 0 | 0 | 0 | 0 | 0 | 0 | 0 | 0 | 0 | 0 | 0 | 0 | 0 | 0 | 0 | 0 | 0 | 0 | 0 | 0 | 0 | 0 | 0 | 0 | 0 | 0 | 0 | 0 | 0 | 0 | 48 | SNCR / Mercury Control / DSI
2367_G_GT1 | ISONE_MA, VT, NH, RI (Rest of ISO New England) | New Hampshire | 33 | Rockingham | 15 | 2367 | GT1 | Schiller | 15699 | 1970 | 9999 | Combustion Turbine | [5 empty] | Fossil | G | 2030 | Oil |  | 0 | 0 | 0 | 0 | 0 | 0 | 0 | 0 | 0 | 0 | 0 | 0 | 0 | 0 | 0 | 0 | 0 | 0 | 0 | 0 | 0 | 0 | 0 | 0 | 0 | 0 | 0 | 0 | 0 | 0 | 0 | 0 | 0 | 0 | 0 | 0 | 0 | 0 | 0 | 0 | 0.76775 | 0 | 0 | 0 | 0 | 0 | 0 | 0 | 0 | 0 | 17
2368_G_1 | ISONE_MA, VT, NH, RI (Rest of ISO New England) | New Hampshire | 33 | Coos | 7 | 2368 | 1 | Smith (NH) | 0 | 1948 | 9999 | Hydro | [5 empty] | Non-Fossil | G | 2030 | Hydro |  | 0 | 0 | 0 | 0 | 0 | 0 | 0 | 0 | 0 | 0 | 0 | 0 | 0 | 0 | 0 | 0 | 6.5657 | 10.6039 | 10.2419 | 27.4115 | 0 | 0 | 0 | 0 | 0 | 0 | 0 | 0 | 0 | 0 | 0 | 0 | 0 | 0 | 0 | 0 | 0 | 0 | 0 | 0 | 0.18496 | 0.0091263 | 0.014739 | 0.014236 | 0.038102 | 0 | 0 | 0 | 0 | 0 | 11.7
2369_G_GT1 | ISONE_MA, VT, NH, RI (Rest of ISO New England) | New Hampshire | 33 | Carroll | 3 | 2369 | GT1 | White Lake | 14626 | 1968 | 9999 | Combustion Turbine | [5 empty] | Fossil | G | 2030 | Oil |  | 0 | 0 | 0 | 0 | 0 | 0 | 0 | 0 | 0 | 0 | 0 | 0 | 0 | 0 | 0 | 0 | 0 | 0 | 0 | 0 | 0 | 0 | 0 | 0 | 0 | 0 | 0 | 0 | 0 | 0 | 0 | 0 | 0 | 0 | 0 | 0 | 0 | 0 | 0 | 0 | 0.79033 | 0 | 0 | 0 | 0 | 0 | 0 | 0 | 0 | 0 | 17.5
237_G_1 | WECC_Northern California (not including BANC) | California | 6 | Placer | 61 | 237 | 1 | Dutch Flat | 0 | 1943 | 9999 | Hydro | [5 empty] | Non-Fossil | G | 2030 | Hydro |  | 0 | 0 | 0 | 0 | 0 | 0 | 0 | 0 | 0 | 0 | 0 | 0 | 0 | 0 | 0 | 0 | 10.8862 | 17.3606 | 32.8981 | 61.1449 | 0 | 0 | 0 | 0 | 0 | 0 | 0 | 0 | 0 | 0 | 0 | 0 | 0 | 0 | 0 | 0 | 0 | 0 | 0 | 0 | 0.34778 | 0.015132 | 0.024131 | 0.045728 | 0.084991 | 0 | 0 | 0 | 0 | 0 | 22
2379_G_CA1 | PJM_EMAAC | New Jersey | 34 | Cumberland | 11 | 2379 | CA1 | Carlls Corner | 15982 | 1973 | 9999 | Combustion Turbine |  |  |  | H2O |  | Fossil | G | 2030 | NaturalGas |  | 0 | 0 | 0.0016162 | 0.0016162 | 0 | 0 | 0 | 0 | 0 | 0 | 0 | 0 | 0 | 0 | 0 | 0 | 0 | 0 | 0.10113 | 0.10113 | 0 | 0 | 0.094615 | 0.094615 | 0 | 0 | 1.1314e-10 | 1.1314e-10 | 0 | 0 | 0.00057793 | 0.00057793 | 0 | 0 | 0 | 0 | 0 | 0 | 0 | 0 | 1.7526 | 0 | 0 | 0.00047733 | 0.00047733 | 0 | 0 | 0.0034056 | 0.0034056 | 0 | 37.4
2379_G_CA2 | PJM_EMAAC | New Jersey | 34 | Cumberland | 11 | 2379 | CA2 | Carlls Corner | 15982 | 1973 | 9999 | Combustion Turbine |  |  |  | H2O |  | Fossil | G | 2030 | NaturalGas |  | 0 | 0 | 0.0017805 | 0.0017805 | 0 | 0 | 0 | 0 | 0 | 0 | 0 | 0 | 0 | 0 | 0 | 0 | 0 | 0 | 0.1114 | 0.1114 | 0 | 0 | 0.10423 | 0.10423 | 0 | 0 | 1.2463e-10 | 1.2463e-10 | 0 | 0 | 0.00064609 | 0.00064609 | 0 | 0 | 0 | 0 | 0 | 0 | 0 | 0 | 1.9307 | 0 | 0 | 0.00052583 | 0.00052583 | 0 | 0 | 0.0037516 | 0.0037516 | 0 | 41.2
238_G_1 | WECC_Northern California (not including BANC) | California | 6 | El Dorado | 17 | 238 | 1 | El Dorado | 0 | 1924 | 9999 | Hydro | [5 empty] | Non-Fossil | G | 2030 | Hydro |  | 0 | 0 | 0 | 0 | 0 | 0 | 0 | 0 | 0 | 0 | 0 | 0 | 0 | 0 | 0 | 0 | 5.1462 | 8.2068 | 15.5518 | 28.9048 | 0 | 0 | 0 | 0 | 0 | 0 | 0 | 0 | 0 | 0 | 0 | 0 | 0 | 0 | 0 | 0 | 0 | 0 | 0 | 0 | 0.16441 | 0.0071533 | 0.011407 | 0.021617 | 0.040178 | 0 | 0 | 0 | 0 | 0 | 10.4
238_G_2 | WECC_Northern California (not including BANC) | California | 6 | El Dorado | 17 | 238 | 2 | El Dorado | 0 | 1924 | 9999 | Hydro | [5 empty] | Non-Fossil | G | 2030 | Hydro |  | 0 | 0 | 0 | 0 | 0 | 0 | 0 | 0 | 0 | 0 | 0 | 0 | 0 | 0 | 0 | 0 | 5.1462 | 8.2068 | 15.5518 | 28.9048 | 0 | 0 | 0 | 0 | 0 | 0 | 0 | 0 | 0 | 0 | 0 | 0 | 0 | 0 | 0 | 0 | 0 | 0 | 0 | 0 | 0.16441 | 0.0071533 | 0.011407 | 0.021617 | 0.040178 | 0 | 0 | 0 | 0 | 0 | 10.4
239_G_1 | WECC_Northern California (not including BANC) | California | 6 | Amador | 5 | 239 | 1 | Electra | 0 | 1948 | 9999 | Hydro | [5 empty] | Non-Fossil | G | 2030 | Hydro |  | 0 | 0 | 0 | 0 | 0 | 0 | 0 | 0 | 0 | 0 | 0 | 0 | 0 | 0 | 0 | 0 | 15.1913 | 24.2259 | 45.9077 | 85.3249 | 0 | 0 | 0 | 0 | 0 | 0 | 0 | 0 | 0 | 0 | 0 | 0 | 0 | 0 | 0 | 0 | 0 | 0 | 0 | 0 | 0.48531 | 0.021116 | 0.033674 | 0.063812 | 0.1186 | 0 | 0 | 0 | 0 | 0 | 30.7
239_G_2 | WECC_Northern California (not including BANC) | California | 6 | Amador | 5 | 239 | 2 | Electra | 0 | 1948 | 9999 | Hydro | [5 empty] | Non-Fossil | G | 2030 | Hydro |  | 0 | 0 | 0 | 0 | 0 | 0 | 0 | 0 | 0 | 0 | 0 | 0 | 0 | 0 | 0 | 0 | 15.1913 | 24.2259 | 45.9077 | 85.3249 | 0 | 0 | 0 | 0 | 0 | 0 | 0 | 0 | 0 | 0 | 0 | 0 | 0 | 0 | 0 | 0 | 0 | 0 | 0 | 0 | 0.48531 | 0.021116 | 0.033674 | 0.063812 | 0.1186 | 0 | 0 | 0 | 0 | 0 | 30.7
239_G_3 | WECC_Northern California (not including BANC) | California | 6 | Amador | 5 | 239 | 3 | Electra | 0 | 1948 | 9999 | Hydro | [5 empty] | Non-Fossil | G | 2030 | Hydro |  | 0 | 0 | 0 | 0 | 0 | 0 | 0 | 0 | 0 | 0 | 0 | 0 | 0 | 0 | 0 | 0 | 18.1108 | 28.8817 | 54.7304 | 101.7228 | 0 | 0 | 0 | 0 | 0 | 0 | 0 | 0 | 0 | 0 | 0 | 0 | 0 | 0 | 0 | 0 | 0 | 0 | 0 | 0 | 0.57858 | 0.025174 | 0.040146 | 0.076075 | 0.14139 | 0 | 0 | 0 | 0 | 0 | 36.6
2390_G_GT1 | PJM_EMAAC | New Jersey | 34 | Middlesex | 23 | 2390 | GT1 | Sayreville | 22524 | 1972 | 9999 | Combustion Turbine |  |  |  | H2O |  | Fossil | G | 2030 | NaturalGas |  | 0 | 0 | 0.0030596 | 0.0030596 | 0 | 0 | 0 | 0 | 0 | 0 | 0 | 0 | 0 | 0 | 0 | 0 | 0 | 0 | 0.13584 | 0.13584 | 0 | 0 | 0.17911 | 0.17911 | 0 | 0 | 2.1417e-10 | 2.1417e-10 | 0 | 0 | 0.0002291 | 0.0002291 | 0 | 0 | 0 | 0 | 0 | 0 | 0 | 0 | 2.3431 | 0 | 0 | 0.00075525 | 0.00075525 | 0 | 0 | 0.0064469 | 0.0064469 | 0 | 50
2390_G_GT2 | PJM_EMAAC | New Jersey | 34 | Middlesex | 23 | 2390 | GT2 | Sayreville | 22529 | 1972 | 9999 | Combustion Turbine |  |  |  | H2O |  | Fossil | G | 2030 | NaturalGas |  | 0 | 0 | 0.0030603 | 0.0030603 | 0 | 0 | 0 | 0 | 0 | 0 | 0 | 0 | 0 | 0 | 0 | 0 | 0 | 0 | 0.13584 | 0.13584 | 0 | 0 | 0.17915 | 0.17915 | 0 | 0 | 2.1422e-10 | 2.1422e-10 | 0 | 0 | 0.00022947 | 0.00022947 | 0 | 0 | 0 | 0 | 0 | 0 | 0 | 0 | 2.3431 | 0 | 0 | 0.00075525 | 0.00075525 | 0 | 0 | 0.0064483 | 0.0064483 | 0 | 50
2390_G_GT3 | PJM_EMAAC | New Jersey | 34 | Middlesex | 23 | 2390 | GT3 | Sayreville | 22529 | 1972 | 9999 | Combustion Turbine |  |  |  | H2O |  | Fossil | G | 2030 | NaturalGas |  | 0 | 0 | 0.0030603 | 0.0030603 | 0 | 0 | 0 | 0 | 0 | 0 | 0 | 0 | 0 | 0 | 0 | 0 | 0 | 0 | 0.13584 | 0.13584 | 0 | 0 | 0.17915 | 0.17915 | 0 | 0 | 2.1422e-10 | 2.1422e-10 | 0 | 0 | 0.00022914 | 0.00022914 | 0 | 0 | 0 | 0 | 0 | 0 | 0 | 0 | 2.3431 | 0 | 0 | 0.00075525 | 0.00075525 | 0 | 0 | 0.0064483 | 0.0064483 | 0 | 50
2390_G_GT4 | PJM_EMAAC | New Jersey | 34 | Middlesex | 23 | 2390 | GT4 | Sayreville | 22529 | 1973 | 9999 | Combustion Turbine |  |  |  | H2O |  | Fossil | G | 2030 | NaturalGas |  | 0 | 0 | 0.0030603 | 0.0030603 | 0 | 0 | 0 | 0 | 0 | 0 | 0 | 0 | 0 | 0 | 0 | 0 | 0 | 0 | 0.13584 | 0.13584 | 0 | 0 | 0.17915 | 0.17915 | 0 | 0 | 2.1422e-10 | 2.1422e-10 | 0 | 0 | 0.00022934 | 0.00022934 | 0 | 0 | 0 | 0 | 0 | 0 | 0 | 0 | 2.3431 | 0 | 0 | 0.00075525 | 0.00075525 | 0 | 0 | 0.0064483 | 0.0064483 | 0 | 50
2393_G_4 | PJM_EMAAC | New Jersey | 34 | Hunterdon | 19 | 2393 | 4 | Gilbert | 10938 | 1974 | 9999 | Combined Cycle |  |  |  | DLNB |  | Fossil | G | 2030 | NaturalGas |  | 0.0071138 | 0 | 0.084436 | 0.09155 | 0 | 0 | 0 | 0 | 0 | 0 | 0 | 0 | 0 | 0 | 0 | 0 | 0.65037 | 0 | 7.7195 | 8.3699 | 0.41644 | 0 | 4.9429 | 5.3593 | 4.9797e-10 | 0 | 5.9105e-09 | 6.4085e-09 | 0.00012082 | 0 | 0.0014341 | 0.0015549 | 0 | 0 | 0 | 0 | 0 | 0 | 0 | 0 | 1.8452 | 0.002611 | 0 | 0.030654 | 0.033265 | 0.022869 | 0 | 0.17792 | 0.20078 | 0 | 47
2393_G_5 | PJM_EMAAC | New Jersey | 34 | Hunterdon | 19 | 2393 | 5 | Gilbert | 10938 | 1974 | 9999 | Combined Cycle |  |  |  | DLNB |  | Fossil | G | 2030 | NaturalGas |  | 0.0071138 | 0 | 0.084436 | 0.09155 | 0 | 0 | 0 | 0 | 0 | 0 | 0 | 0 | 0 | 0 | 0 | 0 | 0.65037 | 0 | 7.7195 | 8.3699 | 0.41644 | 0 | 4.9429 | 5.3593 | 4.9797e-10 | 0 | 5.9105e-09 | 6.4085e-09 | 0.00012082 | 0 | 0.0014341 | 0.0015549 | 0 | 0 | 0 | 0 | 0 | 0 | 0 | 0 | 1.8452 | 0.002611 | 0 | 0.030654 | 0.033265 | 0.022869 | 0 | 0.17792 | 0.20078 | 0 | 47
2393_G_6 | PJM_EMAAC | New Jersey | 34 | Hunterdon | 19 | 2393 | 6 | Gilbert | 10938 | 1974 | 9999 | Combined Cycle |  |  |  | DLNB |  | Fossil | G | 2030 | NaturalGas |  | 0.0074165 | 0 | 0.088029 | 0.095446 | 0 | 0 | 0 | 0 | 0 | 0 | 0 | 0 | 0 | 0 | 0 | 0 | 0.67805 | 0 | 8.048 | 8.7261 | 0.43416 | 0 | 5.1532 | 5.5874 | 5.1916e-10 | 0 | 6.1621e-09 | 6.6812e-09 | 0.00012596 | 0 | 0.0014951 | 0.0016211 | 0 | 0 | 0 | 0 | 0 | 0 | 0 | 0 | 1.9238 | 0.0027221 | 0 | 0.031958 | 0.03468 | 0.023842 | 0 | 0.18549 | 0.20933 | 0 | 49
2393_G_7 | PJM_EMAAC | New Jersey | 34 | Hunterdon | 19 | 2393 | 7 | Gilbert | 10938 | 1974 | 9999 | Combined Cycle |  |  |  | DLNB |  | Fossil | G | 2030 | NaturalGas |  | 0.0071138 | 0 | 0.084436 | 0.09155 | 0 | 0 | 0 | 0 | 0 | 0 | 0 | 0 | 0 | 0 | 0 | 0 | 0.65037 | 0 | 7.7195 | 8.3699 | 0.41644 | 0 | 4.9429 | 5.3593 | 4.9797e-10 | 0 | 5.9105e-09 | 6.4085e-09 | 0.00012082 | 0 | 0.0014341 | 0.0015549 | 0 | 0 | 0 | 0 | 0 | 0 | 0 | 0 | 1.8452 | 0.002611 | 0 | 0.030654 | 0.033265 | 0.022869 | 0 | 0.17792 | 0.20078 | 0 | 47
2393_G_8 | PJM_EMAAC | New Jersey | 34 | Hunterdon | 19 | 2393 | 8 | Gilbert | 10938 | 1977 | 9999 | Combined Cycle |  |  |  | DLNB |  | Fossil | G | 2030 | NaturalGas |  | 0.015741 | 0 | 0.18684 | 0.20258 | 0 | 0 | 0 | 0 | 0 | 0 | 0 | 0 | 0 | 0 | 0 | 0 | 1.4391 | 0 | 17.0815 | 18.5207 | 0.92149 | 0 | 10.9375 | 11.859 | 1.1019e-09 | 0 | 1.3079e-08 | 1.4181e-08 | 0.00026735 | 0 | 0.0031733 | 0.0034407 | 0 | 0 | 0 | 0 | 0 | 0 | 0 | 0 | 4.0831 | 0.0057775 | 0 | 0.06783 | 0.073607 | 0.050603 | 0 | 0.39369 | 0.44429 | 0 | 104
2393_G_9 | PJM_EMAAC | New Jersey | 34 | Hunterdon | 19 | 2393 | 9 | Gilbert | 16221 | 1996 | 9999 | Combustion Turbine |  |  |  | DLNB + H2O |  | Fossil | G | 2030 | Oil |  | 0 | 0 | 0 | 0 | 0 | 0 | 0 | 0 | 0 | 0 | 0 | 0 | 0 | 0 | 0 | 0 | 0 | 0 | 0 | 0 | 0 | 0 | 0 | 0 | 0 | 0 | 0 | 0 | 0 | 0 | 0 | 0 | 0 | 0 | 0 | 0 | 0 | 0 | 0 | 0 | 2.9588 | 0 | 0 | 0 | 0 | 0 | 0 | 0 | 0 | 0 | 150
2398_G_1101 | PJM_EMAAC | New Jersey | 34 | Bergen | 3 | 2398 | 1101 | Bergen Generating Station | 7813 | 1995 | 9999 | Combined Cycle |  |  |  | DLNB + H2O |  | Fossil | G | 2030 | NaturalGas |  | 0.4869 | 0.37717 | 1.8784 | 2.7425 | 0 | 0 | 0 | 0 | 0 | 0 | 0 | 0 | 0 | 0 | 0 | 0 | 62.3188 | 48.2748 | 240.4213 | 351.0149 | 28.5029 | 22.0796 | 109.9622 | 160.5447 | 3.4083e-08 | 2.6402e-08 | 1.3149e-07 | 1.9197e-07 | 0.0084037 | 0.0065099 | 0.032421 | 0.047334 | 0 | 0 | 0 | 0 | 0 | 0 | 0 | 0 | 4.3187 | 0.19857 | 0.15514 | 0.5377 | 0.89141 | 1.5652 | 0.90753 | 3.958 | 6.4307 | 0 | 110
2398_G_1201 | PJM_EMAAC | New Jersey | 34 | Bergen | 3 | 2398 | 1201 | Bergen Generating Station | 7813 | 1995 | 9999 | Combined Cycle |  |  |  | DLNB + H2O |  | Fossil | G | 2030 | NaturalGas |  | 0.4869 | 0.37717 | 1.8784 | 2.7425 | 0 | 0 | 0 | 0 | 0 | 0 | 0 | 0 | 0 | 0 | 0 | 0 | 62.3188 | 48.2748 | 240.4213 | 351.0149 | 28.5029 | 22.0796 | 109.9622 | 160.5447 | 3.4083e-08 | 2.6402e-08 | 1.3149e-07 | 1.9197e-07 | 0.0084037 | 0.0065099 | 0.032421 | 0.047334 | 0 | 0 | 0 | 0 | 0 | 0 | 0 | 0 | 4.3187 | 0.19857 | 0.15514 | 0.5377 | 0.89141 | 1.5652 | 0.90753 | 3.958 | 6.4307 | 0 | 110
2398_G_1301 | PJM_EMAAC | New Jersey | 34 | Bergen | 3 | 2398 | 1301 | Bergen Generating Station | 7813 | 1995 | 9999 | Combined Cycle |  |  |  | DLNB + H2O |  | Fossil | G | 2030 | NaturalGas |  | 0.4869 | 0.37717 | 1.8784 | 2.7425 | 0 | 0 | 0 | 0 | 0 | 0 | 0 | 0 | 0 | 0 | 0 | 0 | 62.3188 | 48.2748 | 240.4213 | 351.0149 | 28.5029 | 22.0796 | 109.9622 | 160.5447 | 3.4083e-08 | 2.6402e-08 | 1.3149e-07 | 1.9197e-07 | 0.0084037 | 0.0065099 | 0.032421 | 0.047334 | 0 | 0 | 0 | 0 | 0 | 0 | 0 | 0 | 4.3187 | 0.19857 | 0.15514 | 0.5377 | 0.89141 | 1.5652 | 0.90753 | 3.958 | 6.4307 | 0 | 110
2398_G_1401 | PJM_EMAAC | New Jersey | 34 | Bergen | 3 | 2398 | 1401 | Bergen Generating Station | 7813 | 1995 | 9999 | Combined Cycle |  |  |  | DLNB + H2O |  | Fossil | G | 2030 | NaturalGas |  | 0.4869 | 0.37717 | 1.8784 | 2.7425 | 0 | 0 | 0 | 0 | 0 | 0 | 0 | 0 | 0 | 0 | 0 | 0 | 62.3188 | 48.2748 | 240.4213 | 351.0149 | 28.5029 | 22.0796 | 109.9622 | 160.5447 | 3.4083e-08 | 2.6402e-08 | 1.3149e-07 | 1.9197e-07 | 0.0084037 | 0.0065099 | 0.032421 | 0.047334 | 0 | 0 | 0 | 0 | 0 | 0 | 0 | 0 | 4.3187 | 0.19857 | 0.15514 | 0.5377 | 0.89141 | 1.5652 | 0.90753 | 3.958 | 6.4307 | 0 | 110
2398_G_1501 | PJM_EMAAC | New Jersey | 34 | Bergen | 3 | 2398 | 1501 | Bergen Generating Station | 7813 | 1959 | 9999 | Combined Cycle | other |  |  | LNB |  | Fossil | G | 2030 | NaturalGas |  | 0.87641 | 0.67891 | 3.3811 | 4.9365 | 0 | 0 | 0 | 0 | 0 | 0 | 0 | 0 | 0 | 0 | 0 | 0 | 112.1738 | 86.8946 | 432.7584 | 631.8268 | 51.3053 | 39.7433 | 197.932 | 288.9805 | 6.1349e-08 | 4.7524e-08 | 2.3668e-07 | 3.4555e-07 | 0.015127 | 0.011718 | 0.058358 | 0.085202 | 0 | 0 | 0 | 0 | 0 | 0 | 0 | 0 | 7.7736 | 0.35743 | 0.27925 | 0.96786 | 1.6045 | 2.8174 | 1.6336 | 7.1244 | 11.5753 | 0 | 198
2398_G_2101 | PJM_EMAAC | New Jersey | 34 | Bergen | 3 | 2398 | 2101 | Bergen Generating Station | 7813 | 2002 | 9999 | Combined Cycle |  |  | SCR | DLNB + H2O |  | Fossil | G | 2030 | NaturalGas |  | 0.55681 | 0.16463 | 3.4339 | 4.1554 | 0 | 0 | 0 | 0 | 0 | 0 | 0 | 0 | 0 | 0 | 0 | 0 | 71.2674 | 21.0707 | 439.5159 | 531.8541 | 32.5958 | 9.6372 | 201.0227 | 243.2557 | 3.8977e-08 | 1.1524e-08 | 2.4038e-07 | 2.9088e-07 | 0.0028261 | 0.00083554 | 0.017429 | 0.02109 | 0 | 0 | 0 | 0 | 0 | 0 | 0 | 0 | 5.6006 | 0.23772 | 0.086814 | 1.0043 | 1.3289 | 1.79 | 0.39611 | 7.2357 | 9.4217 | 0 | 177.3 | SCR
2398_G_2201 | PJM_EMAAC | New Jersey | 34 | Bergen | 3 | 2398 | 2201 | Bergen Generating Station | 7813 | 2002 | 9999 | Combined Cycle |  |  | SCR | DLNB + H2O |  | Fossil | G | 2030 | NaturalGas |  | 0.55681 | 0.16463 | 3.4339 | 4.1554 | 0 | 0 | 0 | 0 | 0 | 0 | 0 | 0 | 0 | 0 | 0 | 0 | 71.2674 | 21.0707 | 439.5159 | 531.8541 | 32.5958 | 9.6372 | 201.0227 | 243.2557 | 3.8977e-08 | 1.1524e-08 | 2.4038e-07 | 2.9088e-07 | 0.0028261 | 0.00083554 | 0.017429 | 0.02109 | 0 | 0 | 0 | 0 | 0 | 0 | 0 | 0 | 5.6006 | 0.23772 | 0.086814 | 1.0043 | 1.3289 | 1.79 | 0.39611 | 7.2357 | 9.4217 | 0 | 177.3 | SCR
2398_G_2301 | PJM_EMAAC | New Jersey | 34 | Bergen | 3 | 2398 | 2301 | Bergen Generating Station | 7813 | 2002 | 9999 | Combined Cycle |  |  | SCR | LNB |  | Fossil | G | 2030 | NaturalGas |  | 0.74242 | 0.2195 | 4.5786 | 5.5405 | 0 | 0 | 0 | 0 | 0 | 0 | 0 | 0 | 0 | 0 | 0 | 0 | 95.0233 | 28.0942 | 586.0212 | 709.1387 | 43.4611 | 12.8495 | 268.0303 | 324.3409 | 5.1969e-08 | 1.5365e-08 | 3.205e-07 | 3.8784e-07 | 0.0037681 | 0.0011141 | 0.023238 | 0.02812 | 0 | 0 | 0 | 0 | 0 | 0 | 0 | 0 | 7.4674 | 0.31696 | 0.11575 | 1.3391 | 1.7718 | 2.3866 | 0.52815 | 9.6475 | 12.5623 | 0 | 236.4 | SCR
2399_G_121 | PJM_EMAAC | New Jersey | 34 | Burlington | 5 | 2399 | 121 | PSEG Burlington Generating Station | 10745 | 2000 | 9999 | Combustion Turbine |  |  |  | H2O |  | Fossil | G | 2030 | NaturalGas |  | 0.0068919 | 0 | 0.032358 | 0.03925 | 0 | 0 | 0 | 0 | 0 | 0 | 0 | 0 | 0 | 0 | 0 | 0 | 0.64141 | 0 | 3.0114 | 3.6528 | 0.40345 | 0 | 1.8942 | 2.2977 | 4.8244e-10 | 0 | 2.265e-09 | 2.7475e-09 | 0.00036159 | 0 | 0.0016977 | 0.0020592 | 0 | 0 | 0 | 0 | 0 | 0 | 0 | 0 | 0.82846 | 0.0030275 | 0 | 0.014214 | 0.017241 | 0.022155 | 0 | 0.068181 | 0.090337 | 0 | 42
2399_G_122 | PJM_EMAAC | New Jersey | 34 | Burlington | 5 | 2399 | 122 | PSEG Burlington Generating Station | 10745 | 2000 | 9999 | Combustion Turbine |  |  |  | H2O |  | Fossil | G | 2030 | NaturalGas |  | 0.0068919 | 0 | 0.032358 | 0.03925 | 0 | 0 | 0 | 0 | 0 | 0 | 0 | 0 | 0 | 0 | 0 | 0 | 0.64141 | 0 | 3.0114 | 3.6528 | 0.40345 | 0 | 1.8942 | 2.2977 | 4.8244e-10 | 0 | 2.265e-09 | 2.7475e-09 | 0.00036662 | 0 | 0.0017213 | 0.0020879 | 0 | 0 | 0 | 0 | 0 | 0 | 0 | 0 | 0.82846 | 0.0030275 | 0 | 0.014214 | 0.017241 | 0.022155 | 0 | 0.068181 | 0.090337 | 0 | 42
2399_G_123 | PJM_EMAAC | New Jersey | 34 | Burlington | 5 | 2399 | 123 | PSEG Burlington Generating Station | 10745 | 2000 | 9999 | Combustion Turbine |  |  |  | H2O |  | Fossil | G | 2030 | NaturalGas |  | 0.0068919 | 0 | 0.032358 | 0.03925 | 0 | 0 | 0 | 0 | 0 | 0 | 0 | 0 | 0 | 0 | 0 | 0 | 0.64141 | 0 | 3.0114 | 3.6528 | 0.40345 | 0 | 1.8942 | 2.2977 | 4.8244e-10 | 0 | 2.265e-09 | 2.7475e-09 | 0.00035862 | 0 | 0.0016837 | 0.0020424 | 0 | 0 | 0 | 0 | 0 | 0 | 0 | 0 | 0.82846 | 0.0030275 | 0 | 0.014214 | 0.017241 | 0.022155 | 0 | 0.068181 | 0.090337 | 0 | 42
2399_G_124 | PJM_EMAAC | New Jersey | 34 | Burlington | 5 | 2399 | 124 | PSEG Burlington Generating Station | 10745 | 2000 | 9999 | Combustion Turbine |  |  |  | H2O |  | Fossil | G | 2030 | NaturalGas |  | 0.0068919 | 0 | 0.032358 | 0.03925 | 0 | 0 | 0 | 0 | 0 | 0 | 0 | 0 | 0 | 0 | 0 | 0 | 0.64141 | 0 | 3.0114 | 3.6528 | 0.40345 | 0 | 1.8942 | 2.2977 | 4.8244e-10 | 0 | 2.265e-09 | 2.7475e-09 | 0.00037864 | 0 | 0.0017777 | 0.0021564 | 0 | 0 | 0 | 0 | 0 | 0 | 0 | 0 | 0.82846 | 0.0030275 | 0 | 0.014214 | 0.017241 | 0.022155 | 0 | 0.068181 | 0.090337 | 0 | 42
240_G_H1 | WECC_Northern California (not including BANC) | California | 6 | Fresno | 19 | 240 | H1 | Haas | 0 | 1958 | 9999 | Hydro | [5 empty] | Non-Fossil | G | 2030 | Hydro |  | 0 | 0 | 0 | 0 | 0 | 0 | 0 | 0 | 0 | 0 | 0 | 0 | 0 | 0 | 0 | 0 | 35.6277 | 56.8164 | 107.6664 | 200.1105 | 0 | 0 | 0 | 0 | 0 | 0 | 0 | 0 | 0 | 0 | 0 | 0 | 0 | 0 | 0 | 0 | 0 | 0 | 0 | 0 | 1.1382 | 0.049523 | 0.078975 | 0.14966 | 0.27815 | 0 | 0 | 0 | 0 | 0 | 72
240_G_H2 | WECC_Northern California (not including BANC) | California | 6 | Fresno | 19 | 240 | H2 | Haas | 0 | 1958 | 9999 | Hydro | [5 empty] | Non-Fossil | G | 2030 | Hydro |  | 0 | 0 | 0 | 0 | 0 | 0 | 0 | 0 | 0 | 0 | 0 | 0 | 0 | 0 | 0 | 0 | 35.6277 | 56.8164 | 107.6664 | 200.1105 | 0 | 0 | 0 | 0 | 0 | 0 | 0 | 0 | 0 | 0 | 0 | 0 | 0 | 0 | 0 | 0 | 0 | 0 | 0 | 0 | 1.1382 | 0.049523 | 0.078975 | 0.14966 | 0.27815 | 0 | 0 | 0 | 0 | 0 | 72
2401_G_9 | PJM_EMAAC | New Jersey | 34 | Essex | 13 | 2401 | 9 | PSEG Essex Generating Station | 17054 | 1990 | 9999 | Combustion Turbine |  |  |  | H2O |  | Fossil | G | 2030 | NaturalGas |  | 0 | 0 | 0.016262 | 0.016262 | 0 | 0 | 0 | 0 | 0 | 0 | 0 | 0 | 0 | 0 | 0 | 0 | 0 | 0 | 0.95357 | 0.95357 | 0 | 0 | 0.95199 | 0.95199 | 0 | 0 | 1.1384e-09 | 1.1384e-09 | 0 | 0 | 0.00089361 | 0.00089361 | 0 | 0 | 0 | 0 | 0 | 0 | 0 | 0 | 2.8814 | 0 | 0 | 0.0062173 | 0.0062173 | 0 | 0 | 0.034266 | 0.034266 | 0 | 81
2404_G_131 | PJM_EMAAC | New Jersey | 34 | Hudson | 17 | 2404 | 131 | PSEG Kearny Generating Station | 10745 | 2012 | 9999 | Combustion Turbine |  |  | SCR | H2O |  | Fossil | G | 2030 | NaturalGas |  | 0.007696 | 0 | 0.039517 | 0.047213 | 0 | 0 | 0 | 0 | 0 | 0 | 0 | 0 | 0 | 0 | 0 | 0 | 0.71624 | 0 | 3.6777 | 4.3939 | 0.45052 | 0 | 2.3133 | 2.7638 | 5.3872e-10 | 0 | 2.7662e-09 | 3.3049e-09 | 2.8167e-05 | 0 | 0.00014463 | 0.0001728 | 0 | 0 | 0 | 0 | 0 | 0 | 0 | 0 | 1.0245 | 0.003703 | 0 | 0.019014 | 0.022717 | 0.02474 | 0 | 0.083266 | 0.10801 | 0 | 46.9 | SCR
2404_G_132 | PJM_EMAAC | New Jersey | 34 | Hudson | 17 | 2404 | 132 | PSEG Kearny Generating Station | 10745 | 2012 | 9999 | Combustion Turbine |  |  | SCR | H2O |  | Fossil | G | 2030 | NaturalGas |  | 0.007696 | 0 | 0.039517 | 0.047213 | 0 | 0 | 0 | 0 | 0 | 0 | 0 | 0 | 0 | 0 | 0 | 0 | 0.71624 | 0 | 3.6777 | 4.3939 | 0.45052 | 0 | 2.3133 | 2.7638 | 5.3872e-10 | 0 | 2.7662e-09 | 3.3049e-09 | 3.2092e-05 | 0 | 0.00016478 | 0.00019688 | 0 | 0 | 0 | 0 | 0 | 0 | 0 | 0 | 1.0245 | 0.003703 | 0 | 0.019014 | 0.022717 | 0.02474 | 0 | 0.083266 | 0.10801 | 0 | 46.9 | SCR
2404_G_133 | PJM_EMAAC | New Jersey | 34 | Hudson | 17 | 2404 | 133 | PSEG Kearny Generating Station | 10745 | 2012 | 9999 | Combustion Turbine |  |  | SCR | H2O |  | Fossil | G | 2030 | NaturalGas |  | 0.007696 | 0 | 0.039517 | 0.047213 | 0 | 0 | 0 | 0 | 0 | 0 | 0 | 0 | 0 | 0 | 0 | 0 | 0.71624 | 0 | 3.6777 | 4.3939 | 0.45052 | 0 | 2.3133 | 2.7638 | 5.3872e-10 | 0 | 2.7662e-09 | 3.3049e-09 | 3.0707e-05 | 0 | 0.00015767 | 0.00018838 | 0 | 0 | 0 | 0 | 0 | 0 | 0 | 0 | 1.0245 | 0.003703 | 0 | 0.019014 | 0.022717 | 0.02474 | 0 | 0.083266 | 0.10801 | 0 | 46.9 | SCR
2404_G_134 | PJM_EMAAC | New Jersey | 34 | Hudson | 17 | 2404 | 134 | PSEG Kearny Generating Station | 10745 | 2012 | 9999 | Combustion Turbine |  |  | SCR | H2O |  | Fossil | G | 2030 | NaturalGas |  | 0.007696 | 0 | 0.039517 | 0.047213 | 0 | 0 | 0 | 0 | 0 | 0 | 0 | 0 | 0 | 0 | 0 | 0 | 0.71624 | 0 | 3.6777 | 4.3939 | 0.45052 | 0 | 2.3133 | 2.7638 | 5.3872e-10 | 0 | 2.7662e-09 | 3.3049e-09 | 2.9245e-05 | 0 | 0.00015016 | 0.00017941 | 0 | 0 | 0 | 0 | 0 | 0 | 0 | 0 | 1.0245 | 0.003703 | 0 | 0.019014 | 0.022717 | 0.02474 | 0 | 0.083266 | 0.10801 | 0 | 46.9 | SCR
2404_G_141 | PJM_EMAAC | New Jersey | 34 | Hudson | 17 | 2404 | 141 | PSEG Kearny Generating Station | 10745 | 2012 | 9999 | Combustion Turbine |  |  | SCR | H2O |  | Fossil | G | 2030 | NaturalGas |  | 0.007696 | 0 | 0.039517 | 0.047213 | 0 | 0 | 0 | 0 | 0 | 0 | 0 | 0 | 0 | 0 | 0 | 0 | 0.71624 | 0 | 3.6777 | 4.3939 | 0.45052 | 0 | 2.3133 | 2.7638 | 5.3872e-10 | 0 | 2.7662e-09 | 3.3049e-09 | 2.8937e-05 | 0 | 0.00014858 | 0.00017752 | 0 | 0 | 0 | 0 | 0 | 0 | 0 | 0 | 1.0245 | 0.003703 | 0 | 0.019014 | 0.022717 | 0.02474 | 0 | 0.083266 | 0.10801 | 0 | 46.9 | SCR
2404_G_142 | PJM_EMAAC | New Jersey | 34 | Hudson | 17 | 2404 | 142 | PSEG Kearny Generating Station | 10745 | 2012 | 9999 | Combustion Turbine |  |  | SCR | H2O |  | Fossil | G | 2030 | NaturalGas |  | 0.007696 | 0 | 0.039517 | 0.047213 | 0 | 0 | 0 | 0 | 0 | 0 | 0 | 0 | 0 | 0 | 0 | 0 | 0.71624 | 0 | 3.6777 | 4.3939 | 0.45052 | 0 | 2.3133 | 2.7638 | 5.3872e-10 | 0 | 2.7662e-09 | 3.3049e-09 | 2.7013e-05 | 0 | 0.0001387 | 0.00016572 | 0 | 0 | 0 | 0 | 0 | 0 | 0 | 0 | 1.0245 | 0.003703 | 0 | 0.019014 | 0.022717 | 0.02474 | 0 | 0.083266 | 0.10801 | 0 | 46.9 | SCR
2404_G_N121 | PJM_EMAAC | New Jersey | 34 | Hudson | 17 | 2404 | N121 | PSEG Kearny Generating Station | 10745 | 2001 | 9999 | Combustion Turbine |  |  |  | H2O |  | Fossil | G | 2030 | NaturalGas |  | 0.0073022 | 0 | 0.037494 | 0.044797 | 0 | 0 | 0 | 0 | 0 | 0 | 0 | 0 | 0 | 0 | 0 | 0 | 0.67959 | 0 | 3.4895 | 4.1691 | 0.42747 | 0 | 2.1949 | 2.6224 | 5.1115e-10 | 0 | 2.6246e-09 | 3.1358e-09 | 0.0003719 | 0 | 0.0019096 | 0.0022815 | 0 | 0 | 0 | 0 | 0 | 0 | 0 | 0 | 0.87777 | 0.0032077 | 0 | 0.01647 | 0.019678 | 0.023474 | 0 | 0.079005 | 0.10248 | 0 | 44.5
2404_G_N122 | PJM_EMAAC | New Jersey | 34 | Hudson | 17 | 2404 | N122 | PSEG Kearny Generating Station | 10745 | 2001 | 9999 | Combustion Turbine |  |  |  | H2O |  | Fossil | G | 2030 | NaturalGas |  | 0.0073022 | 0 | 0.037494 | 0.044797 | 0 | 0 | 0 | 0 | 0 | 0 | 0 | 0 | 0 | 0 | 0 | 0 | 0.67959 | 0 | 3.4895 | 4.1691 | 0.42747 | 0 | 2.1949 | 2.6224 | 5.1115e-10 | 0 | 2.6246e-09 | 3.1358e-09 | 0.0003704 | 0 | 0.0019019 | 0.0022723 | 0 | 0 | 0 | 0 | 0 | 0 | 0 | 0 | 0.87777 | 0.0032077 | 0 | 0.01647 | 0.019678 | 0.023474 | 0 | 0.079005 | 0.10248 | 0 | 44.5
2404_G_N123 | PJM_EMAAC | New Jersey | 34 | Hudson | 17 | 2404 | N123 | PSEG Kearny Generating Station | 10745 | 2001 | 9999 | Combustion Turbine |  |  |  | H2O |  | Fossil | G | 2030 | NaturalGas |  | 0.0073022 | 0 | 0.037494 | 0.044797 | 0 | 0 | 0 | 0 | 0 | 0 | 0 | 0 | 0 | 0 | 0 | 0 | 0.67959 | 0 | 3.4895 | 4.1691 | 0.42747 | 0 | 2.1949 | 2.6224 | 5.1115e-10 | 0 | 2.6246e-09 | 3.1358e-09 | 0.00036642 | 0 | 0.0018815 | 0.0022479 | 0 | 0 | 0 | 0 | 0 | 0 | 0 | 0 | 0.87777 | 0.0032077 | 0 | 0.01647 | 0.019678 | 0.023474 | 0 | 0.079005 | 0.10248 | 0 | 44.5
2404_G_N124 | PJM_EMAAC | New Jersey | 34 | Hudson | 17 | 2404 | N124 | PSEG Kearny Generating Station | 10745 | 2001 | 9999 | Combustion Turbine |  |  |  | H2O |  | Fossil | G | 2030 | NaturalGas |  | 0.0073022 | 0 | 0.037494 | 0.044797 | 0 | 0 | 0 | 0 | 0 | 0 | 0 | 0 | 0 | 0 | 0 | 0 | 0.67959 | 0 | 3.4895 | 4.1691 | 0.42747 | 0 | 2.1949 | 2.6224 | 5.1115e-10 | 0 | 2.6246e-09 | 3.1358e-09 | 0.00032801 | 0 | 0.0016843 | 0.0020123 | 0 | 0 | 0 | 0 | 0 | 0 | 0 | 0 | 0.87777 | 0.0032077 | 0 | 0.01647 | 0.019678 | 0.023474 | 0 | 0.079005 | 0.10248 | 0 | 44.5
2406_G_1001 | PJM_EMAAC | New Jersey | 34 | Union | 39 | 2406 | 1001 | PSEG Linden Generating Station | 7298 | 2006 | 9999 | Combined Cycle |  |  | SCR | LNB |  | Fossil | G | 2030 | NaturalGas |  | 1.402 | 0.84548 | 4.313 | 6.5605 | 0 | 0 | 0 | 0 | 0 | 0 | 0 | 0 | 0 | 0 | 0 | 0 | 192.1137 | 115.8504 | 590.9791 | 898.9433 | 82.0758 | 49.4942 | 252.481 | 384.051 | 9.8143e-08 | 5.9183e-08 | 3.0191e-07 | 4.5923e-07 | 0.0056294 | 0.0033947 | 0.017317 | 0.026341 | 0 | 0 | 0 | 0 | 0 | 0 | 0 | 0 | 9.3989 | 0.54446 | 0.40042 | 1.4218 | 2.3667 | 4.5071 | 2.0343 | 9.0879 | 15.6293 | 0 | 238.4 | SCR
2406_G_1101 | PJM_EMAAC | New Jersey | 34 | Union | 39 | 2406 | 1101 | PSEG Linden Generating Station | 7298 | 2006 | 9999 | Combined Cycle |  |  | SCR | DLNB + H2O |  | Fossil | G | 2030 | NaturalGas |  | 1.1074 | 0.6678 | 3.4066 | 5.1818 | 0 | 0 | 0 | 0 | 0 | 0 | 0 | 0 | 0 | 0 | 0 | 0 | 151.7408 | 91.5043 | 466.7843 | 710.0294 | 64.8275 | 39.0929 | 199.4219 | 303.3423 | 7.7518e-08 | 4.6746e-08 | 2.3846e-07 | 3.6273e-07 | 0.0044463 | 0.0026813 | 0.013678 | 0.020805 | 0 | 0 | 0 | 0 | 0 | 0 | 0 | 0 | 7.4237 | 0.43004 | 0.31627 | 1.123 | 1.8693 | 3.56 | 1.6068 | 7.178 | 12.3448 | 0 | 188.3 | SCR
2406_G_1201 | PJM_EMAAC | New Jersey | 34 | Union | 39 | 2406 | 1201 | PSEG Linden Generating Station | 7298 | 2006 | 9999 | Combined Cycle |  |  | SCR | DLNB + H2O |  | Fossil | G | 2030 | NaturalGas |  | 1.1074 | 0.6678 | 3.4066 | 5.1818 | 0 | 0 | 0 | 0 | 0 | 0 | 0 | 0 | 0 | 0 | 0 | 0 | 151.7408 | 91.5043 | 466.7843 | 710.0294 | 64.8275 | 39.0929 | 199.4219 | 303.3423 | 7.7518e-08 | 4.6746e-08 | 2.3846e-07 | 3.6273e-07 | 0.0044463 | 0.0026813 | 0.013678 | 0.020805 | 0 | 0 | 0 | 0 | 0 | 0 | 0 | 0 | 7.4237 | 0.43004 | 0.31627 | 1.123 | 1.8693 | 3.56 | 1.6068 | 7.178 | 12.3448 | 0 | 188.3 | SCR
2406_G_2001 | PJM_EMAAC | New Jersey | 34 | Union | 39 | 2406 | 2001 | PSEG Linden Generating Station | 7298 | 2006 | 9999 | Combined Cycle |  |  | SCR | LNB |  | Fossil | G | 2030 | NaturalGas |  | 1.402 | 0.84548 | 4.313 | 6.5605 | 0 | 0 | 0 | 0 | 0 | 0 | 0 | 0 | 0 | 0 | 0 | 0 | 192.1137 | 115.8504 | 590.9791 | 898.9433 | 82.0758 | 49.4942 | 252.481 | 384.051 | 9.8143e-08 | 5.9183e-08 | 3.0191e-07 | 4.5923e-07 | 0.0053481 | 0.0032251 | 0.016452 | 0.025025 | 0 | 0 | 0 | 0 | 0 | 0 | 0 | 0 | 9.3989 | 0.54446 | 0.40042 | 1.4218 | 2.3667 | 4.5071 | 2.0343 | 9.0879 | 15.6293 | 0 | 238.4 | SCR
2406_G_2101 | PJM_EMAAC | New Jersey | 34 | Union | 39 | 2406 | 2101 | PSEG Linden Generating Station | 7298 | 2006 | 9999 | Combined Cycle |  |  | SCR | DLNB + H2O |  | Fossil | G | 2030 | NaturalGas |  | 1.1074 | 0.6678 | 3.4066 | 5.1818 | 0 | 0 | 0 | 0 | 0 | 0 | 0 | 0 | 0 | 0 | 0 | 0 | 151.7408 | 91.5043 | 466.7843 | 710.0294 | 64.8275 | 39.0929 | 199.4219 | 303.3423 | 7.7518e-08 | 4.6746e-08 | 2.3846e-07 | 3.6273e-07 | 0.0042242 | 0.0025473 | 0.012994 | 0.019766 | 0 | 0 | 0 | 0 | 0 | 0 | 0 | 0 | 7.4237 | 0.43004 | 0.31627 | 1.123 | 1.8693 | 3.56 | 1.6068 | 7.178 | 12.3448 | 0 | 188.3 | SCR
2406_G_2201 | PJM_EMAAC | New Jersey | 34 | Union | 39 | 2406 | 2201 | PSEG Linden Generating Station | 7298 | 2006 | 9999 | Combined Cycle |  |  | SCR | DLNB + H2O |  | Fossil | G | 2030 | NaturalGas |  | 1.1074 | 0.6678 | 3.4066 | 5.1818 | 0 | 0 | 0 | 0 | 0 | 0 | 0 | 0 | 0 | 0 | 0 | 0 | 151.7408 | 91.5043 | 466.7843 | 710.0294 | 64.8275 | 39.0929 | 199.4219 | 303.3423 | 7.7518e-08 | 4.6746e-08 | 2.3846e-07 | 3.6273e-07 | 0.0042242 | 0.0025473 | 0.012994 | 0.019766 | 0 | 0 | 0 | 0 | 0 | 0 | 0 | 0 | 7.4237 | 0.43004 | 0.31627 | 1.123 | 1.8693 | 3.56 | 1.6068 | 7.178 | 12.3448 | 0 | 188.3 | SCR
2406_G_5 | PJM_EMAAC | New Jersey | 34 | Union | 39 | 2406 | 5 | PSEG Linden Generating Station | 12987 | 2000 | 9999 | Combustion Turbine |  |  |  | DLNB + H2O |  | Fossil | G | 2030 | NaturalGas |  | 0 | 0 | 0.013149 | 0.013149 | 0 | 0 | 0 | 0 | 0 | 0 | 0 | 0 | 0 | 0 | 0 | 0 | 0 | 0 | 1.0124 | 1.0124 | 0 | 0 | 0.76971 | 0.76971 | 0 | 0 | 9.204e-10 | 9.204e-10 | 0 | 0 | 0.00042963 | 0.00042963 | 0 | 0 | 0 | 0 | 0 | 0 | 0 | 0 | 1.6964 | 0 | 0 | 0.0066011 | 0.0066011 | 0 | 0 | 0.027705 | 0.027705 | 0 | 86
2406_G_6 | PJM_EMAAC | New Jersey | 34 | Union | 39 | 2406 | 6 | PSEG Linden Generating Station | 12987 | 2000 | 9999 | Combustion Turbine |  |  |  | DLNB + H2O |  | Fossil | G | 2030 | NaturalGas |  | 0 | 0 | 0.013149 | 0.013149 | 0 | 0 | 0 | 0 | 0 | 0 | 0 | 0 | 0 | 0 | 0 | 0 | 0 | 0 | 1.0124 | 1.0124 | 0 | 0 | 0.76971 | 0.76971 | 0 | 0 | 9.204e-10 | 9.204e-10 | 0 | 0 | 0.00050983 | 0.00050983 | 0 | 0 | 0 | 0 | 0 | 0 | 0 | 0 | 1.6964 | 0 | 0 | 0.0066011 | 0.0066011 | 0 | 0 | 0.027705 | 0.027705 | 0 | 86
2406_G_7 | PJM_EMAAC | New Jersey | 34 | Union | 39 | 2406 | 7 | PSEG Linden Generating Station | 12987 | 1995 | 9999 | Combustion Turbine |  |  |  | DLNB + H2O |  | Fossil | G | 2030 | NaturalGas |  | 0 | 0 | 0.012843 | 0.012843 | 0 | 0 | 0 | 0 | 0 | 0 | 0 | 0 | 0 | 0 | 0 | 0 | 0 | 0 | 0.98889 | 0.98889 | 0 | 0 | 0.75181 | 0.75181 | 0 | 0 | 8.9899e-10 | 8.9899e-10 | 0 | 0 | 0.00066429 | 0.00066429 | 0 | 0 | 0 | 0 | 0 | 0 | 0 | 0 | 1.6569 | 0 | 0 | 0.0064476 | 0.0064476 | 0 | 0 | 0.027061 | 0.027061 | 0 | 84
2406_G_8 | PJM_EMAAC | New Jersey | 34 | Union | 39 | 2406 | 8 | PSEG Linden Generating Station | 12986 | 1995 | 9999 | Combustion Turbine |  |  |  | DLNB + H2O |  | Fossil | G | 2030 | NaturalGas |  | 0 | 0 | 0.012261 | 0.012261 | 0 | 0 | 0 | 0 | 0 | 0 | 0 | 0 | 0 | 0 | 0 | 0 | 0 | 0 | 0.94416 | 0.94416 | 0 | 0 | 0.71775 | 0.71775 | 0 | 0 | 8.5826e-10 | 8.5826e-10 | 0 | 0 | 0.00059079 | 0.00059079 | 0 | 0 | 0 | 0 | 0 | 0 | 0 | 0 | 1.582 | 0 | 0 | 0.0061559 | 0.0061559 | 0 | 0 | 0.025835 | 0.025835 | 0 | 80.2
241_G_1 | WECC_Northern California (not including BANC) | California | 6 | Placer | 61 | 241 | 1 | Halsey | 0 | 1916 | 9999 | Hydro | [5 empty] | Non-Fossil | G | 2030 | Hydro |  | 0 | 0 | 0 | 0 | 0 | 0 | 0 | 0 | 0 | 0 | 0 | 0 | 0 | 0 | 0 | 0 | 5.4431 | 8.6803 | 16.449 | 30.5724 | 0 | 0 | 0 | 0 | 0 | 0 | 0 | 0 | 0 | 0 | 0 | 0 | 0 | 0 | 0 | 0 | 0 | 0 | 0 | 0 | 0.17389 | 0.0075659 | 0.012066 | 0.022864 | 0.042496 | 0 | 0 | 0 | 0 | 0 | 11
2410_G_1 | PJM_EMAAC | New Jersey | 34 | Salem | 33 | 2410 | 1 | PSEG Salem Generating Station | 10456 | 1977 | 9999 | Nuclear | [5 empty] | Non-Fossil | G | 2030 | Nuclear |  | 22.621 | 30.664 | 40.8225 | 94.1075 | 0 | 0 | 0 | 0 | 0 | 0 | 0 | 0 | 0 | 0 | 0 | 0 | 2163.4463 | 2932.6716 | 3904.2179 | 9000.3359 | 0 | 0 | 0 | 0 | 0 | 0 | 0 | 0 | 0 | 0 | 0 | 0 | 0 | 0 | 0 | 0 | 0 | 0 | 0 | 0 | 201.4773 | 0.30945 | 0.41948 | 0.55845 | 1.2874 | 15.6655 | 21.2354 | 28.2704 | 65.1713 | 0 | 1170.2
2410_G_2 | PJM_EMAAC | New Jersey | 34 | Salem | 33 | 2410 | 2 | PSEG Salem Generating Station | 10456 | 1981 | 9999 | Nuclear | [5 empty] | Non-Fossil | G | 2030 | Nuclear |  | 21.3398 | 28.9273 | 38.5105 | 88.7777 | 0 | 0 | 0 | 0 | 0 | 0 | 0 | 0 | 0 | 0 | 0 | 0 | 2040.9179 | 2766.5775 | 3683.0996 | 8490.595 | 0 | 0 | 0 | 0 | 0 | 0 | 0 | 0 | 0 | 0 | 0 | 0 | 0 | 0 | 0 | 0 | 0 | 0 | 0 | 0 | 237.615 | 0.27989 | 0.37941 | 0.5051 | 1.1644 | 14.7783 | 20.0327 | 26.6693 | 61.4803 | 0 | 1158
2410_G_3 | PJM_EMAAC | New Jersey | 34 | Salem | 33 | 2410 | 3 | PSEG Salem Generating Station | 17445 | 1971 | 9999 | Combustion Turbine | [5 empty] | Fossil | G | 2030 | Oil |  | 0 | 0 | 0 | 0 | 0 | 0 | 0 | 0 | 0 | 0 | 0 | 0 | 0 | 0 | 0 | 0 | 0 | 0 | 0 | 0 | 0 | 0 | 0 | 0 | 0 | 0 | 0 | 0 | 0 | 0 | 0 | 0 | 0 | 0 | 0 | 0 | 0 | 0 | 0 | 0 | 1.7995 | 0 | 0 | 0 | 0 | 0 | 0 | 0 | 0 | 0 | 38.4
2411_G_701 | PJM_EMAAC | New Jersey | 34 | Middlesex | 23 | 2411 | 701 | PSEG Sewaren Generating Station | 7050 | 2018 | 9999 | Combined Cycle |  |  | SCR |  |  | Fossil | G | 2030 | NaturalGas |  | 3.2542 | 4.1353 | 7.6209 | 15.0104 | 0 | 0 | 0 | 0 | 0 | 0 | 0 | 0 | 0 | 0 | 0 | 0 | 461.5821 | 586.5714 | 1080.9827 | 2129.1362 | 190.4982 | 242.0821 | 446.1291 | 878.7094 | 2.2779e-07 | 2.8947e-07 | 5.3346e-07 | 1.0507e-06 | 0.010481 | 0.013319 | 0.024546 | 0.048347 | 0 | 0 | 0 | 0 | 0 | 0 | 0 | 0 | 10.3609 | 1.0547 | 1.3404 | 2.4701 | 4.8652 | 10.4611 | 9.9502 | 16.0581 | 36.4693 | 0 | 328 | SCR
2411_G_702 | PJM_EMAAC | New Jersey | 34 | Middlesex | 23 | 2411 | 702 | PSEG Sewaren Generating Station | 7050 | 2018 | 9999 | Combined Cycle |  |  | SCR |  |  | Fossil | G | 2030 | NaturalGas |  | 1.9495 | 2.4774 | 4.5656 | 8.9925 | 0 | 0 | 0 | 0 | 0 | 0 | 0 | 0 | 0 | 0 | 0 | 0 | 276.5271 | 351.4063 | 647.6009 | 1275.5343 | 114.1247 | 145.0279 | 267.2694 | 526.4219 | 1.3647e-07 | 1.7342e-07 | 3.1959e-07 | 6.2948e-07 | 0.0062792 | 0.0079795 | 0.014705 | 0.028964 | 0 | 0 | 0 | 0 | 0 | 0 | 0 | 0 | 6.2071 | 0.63188 | 0.80298 | 1.4798 | 2.9147 | 6.2671 | 5.961 | 9.6201 | 21.8483 | 0 | 196.5 | SCR
242_G_2 | WECC_Northern California (not including BANC) | California | 6 | Plumas | 63 | 242 | 2 | Hamilton Branch | 0 | 1921 | 9999 | Hydro | [5 empty] | Non-Fossil | G | 2030 | Hydro |  | 0 | 0 | 0 | 0 | 0 | 0 | 0 | 0 | 0 | 0 | 0 | 0 | 0 | 0 | 0 | 0 | 1.1876 | 1.8939 | 3.5889 | 6.6703 | 0 | 0 | 0 | 0 | 0 | 0 | 0 | 0 | 0 | 0 | 0 | 0 | 0 | 0 | 0 | 0 | 0 | 0 | 0 | 0 | 0.03794 | 0.0016508 | 0.0026325 | 0.0049885 | 0.0092718 | 0 | 0 | 0 | 0 | 0 | 2.4
243_G_1 | WECC_Northern California (not including BANC) | California | 6 | Shasta | 89 | 243 | 1 | Hat Creek 1 | 0 | 1921 | 9999 | Hydro | [5 empty] | Non-Fossil | G | 2030 | Hydro |  | 0 | 0 | 0 | 0 | 0 | 0 | 0 | 0 | 0 | 0 | 0 | 0 | 0 | 0 | 0 | 0 | 4.2841 | 6.6683 | 13.0777 | 24.0302 | 0 | 0 | 0 | 0 | 0 | 0 | 0 | 0 | 0 | 0 | 0 | 0 | 0 | 0 | 0 | 0 | 0 | 0 | 0 | 0 | 0.13437 | 0.005955 | 0.009269 | 0.018178 | 0.033402 | 0 | 0 | 0 | 0 | 0 | 8.5
2434_G_11 | PJM_EMAAC | New Jersey | 34 | Cumberland | 11 | 2434 | 11 | Howard Down | 10745 | 2012 | 9999 | Combustion Turbine |  |  | SCR | H2O |  | Fossil | G | 2030 | NaturalGas |  | 0.0090841 | 0 | 0.04656 | 0.055644 | 0 | 0 | 0 | 0 | 0 | 0 | 0 | 0 | 0 | 0 | 0 | 0 | 0.84543 | 0 | 4.3332 | 5.1786 | 0.53178 | 0 | 2.7256 | 3.2574 | 6.3589e-10 | 0 | 3.2592e-09 | 3.8951e-09 | 5.5277e-05 | 0 | 0.00028332 | 0.0003386 | 0 | 0 | 0 | 0 | 0 | 0 | 0 | 0 | 1.2014 | 0.0043708 | 0 | 0.022403 | 0.026773 | 0.029202 | 0 | 0.098107 | 0.12731 | 0 | 55 | SCR
244_G_1 | WECC_Northern California (not including BANC) | California | 6 | Shasta | 89 | 244 | 1 | Hat Creek 2 | 0 | 1921 | 9999 | Hydro | [5 empty] | Non-Fossil | G | 2030 | Hydro |  | 0 | 0 | 0 | 0 | 0 | 0 | 0 | 0 | 0 | 0 | 0 | 0 | 0 | 0 | 0 | 0 | 4.2841 | 6.6683 | 13.0777 | 24.0302 | 0 | 0 | 0 | 0 | 0 | 0 | 0 | 0 | 0 | 0 | 0 | 0 | 0 | 0 | 0 | 0 | 0 | 0 | 0 | 0 | 0.13437 | 0.005955 | 0.009269 | 0.018178 | 0.033402 | 0 | 0 | 0 | 0 | 0 | 8.5
2442_B_4 | WECC_New Mexico | New Mexico | 88 | San Juan | 780 | 2442 | 4 | Four Corners | 9771 | 1969 | 9999 | Coal Steam | cell | dry | Baghouse + Wet Scrubber + SCR | LNB + LNCB | Wet Scrubber | Fossil | B | 2030 | Coal |  | 12.6227 | 4.7049 | 23.4998 | 40.8274 | 0 | 0 | 0 | 0 | 12.6227 | 4.7049 | 23.4998 | 40.8274 | 0 | 0 | 0 | 0 | 1291.8574 | 481.5164 | 2405.0562 | 4178.43 | 1330.0099 | 495.7371 | 2476.0849 | 4301.8319 | 0.0054565 | 0.0020338 | 0.010158 | 0.017649 | 0.36726 | 0.13689 | 0.68373 | 1.1879 | 0.95981 | 0.35775 | 1.7869 | 3.1044 | 0.0063114 | 0.0023524 | 0.01175 | 0.020414 | 58.7861 | 6.537 | 2.4366 | 12.17 | 21.1436 | 18.174 | 6.774 | 33.8346 | 58.7826 | 0 | 770 | Scrubber / SCR | Wet Scrubber
2442_B_5 | WECC_New Mexico | New Mexico | 88 | San Juan | 780 | 2442 | 5 | Four Corners | 9766 | 1963 | 9999 | Coal Steam | cell | dry | Baghouse + Wet Scrubber + SCR | LNB + LNCB | Wet Scrubber | Fossil | B | 2030 | Coal |  | 12.6163 | 12.4971 | 23.4878 | 48.6012 | 0 | 0 | 0 | 0 | 12.6163 | 12.4971 | 23.4878 | 48.6012 | 0 | 0 | 0 | 0 | 1291.8574 | 1279.6565 | 2405.0562 | 4976.5701 | 1329.3293 | 1316.7746 | 2474.8179 | 5120.9218 | 0.0054537 | 0.0054022 | 0.010153 | 0.021009 | 0.40744 | 0.40359 | 0.75854 | 1.5696 | 0.95932 | 0.95026 | 1.786 | 3.6956 | 0.0063081 | 0.0062486 | 0.011744 | 0.024301 | 58.7861 | 6.537 | 6.4753 | 12.17 | 25.1823 | 18.1647 | 17.9931 | 33.8173 | 69.9751 | 0 | 770 | Scrubber / SCR | Wet Scrubber
2444_B_7 | WECC_New Mexico | New Mexico | 35 | Dona Ana | 13 | 2444 | 7 | Rio Grande | 12258 | 1972 | 9999 | O/G Steam | wall | dry |  | FR + LNB |  | Fossil | B | 2030 | NaturalGas |  | 6.4333e-09 | 9.6355e-09 | 2.2455e-08 | 3.8524e-08 | 0 | 0 | 0 | 0 | 0 | 0 | 0 | 0 | 0 | 0 | 0 | 0 | 5.2482e-07 | 7.8606e-07 | 1.8319e-06 | 3.1428e-06 | 3.766e-07 | 5.6406e-07 | 1.3145e-06 | 2.2552e-06 | 4.5033e-16 | 6.7448e-16 | 1.5719e-15 | 2.6967e-15 | 6.7238e-10 | 1.0071e-09 | 2.3469e-09 | 4.0264e-09 | 0 | 0 | 0 | 0 | 0 | 0 | 0 | 0 | 5.2882e-08 | 4.6161e-10 | 6.9138e-10 | 1.6113e-09 | 2.7643e-09 | 1.7634e-08 | 2.1332e-08 | 4.8181e-08 | 8.7148e-08 | 0 | 1e-06
2444_B_8 | WECC_New Mexico | New Mexico | 35 | Dona Ana | 13 | 2444 | 8 | Rio Grande | 12258 | 1972 | 9999 | O/G Steam | wall | dry |  | FR + LNB |  | Fossil | B | 2030 | NaturalGas |  | 0.91353 | 1.3682 | 3.1887 | 5.4704 | 0 | 0 | 0 | 0 | 0 | 0 | 0 | 0 | 0 | 0 | 0 | 0 | 74.525 | 111.62 | 260.13 | 446.275 | 53.4779 | 80.0966 | 186.6649 | 320.2395 | 6.3947e-08 | 9.5777e-08 | 2.2321e-07 | 3.8293e-07 | 0.095477 | 0.143 | 0.33326 | 0.57174 | 0 | 0 | 0 | 0 | 0 | 0 | 0 | 0 | 7.5092 | 0.065549 | 0.098177 | 0.2288 | 0.39253 | 2.5041 | 3.0292 | 6.8417 | 12.375 | 0 | 142
2444_G_9 | WECC_New Mexico | New Mexico | 35 | Dona Ana | 13 | 2444 | 9 | Rio Grande | 10745 | 2013 | 9999 | Combustion Turbine |  |  | SCR | DLNB |  | Fossil | G | 2030 | NaturalGas |  | 0 | 0 | 0.18389 | 0.18389 | 0 | 0 | 0 | 0 | 0 | 0 | 0 | 0 | 0 | 0 | 0 | 0 | 0 | 0 | 17.1141 | 17.1141 | 0 | 0 | 10.765 | 10.765 | 0 | 0 | 1.2872e-08 | 1.2872e-08 | 0 | 0 | 0.00060684 | 0.00060684 | 0 | 0 | 0 | 0 | 0 | 0 | 0 | 0 | 1.9201 | 0 | 0 | 0.11347 | 0.11347 | 0 | 0 | 0.39456 | 0.39456 | 0 | 87.9 | SCR
2446_B_051B | SPP SPS (Texas Panhandle) | New Mexico | 35 | Lea | 25 | 2446 | 051B | Maddox | 10994 | 1967 | 9999 | O/G Steam | tangential |  |  | OFA |  | Fossil | B | 2030 |  | O/G Retirement | 0 | 0 | 0 | 0 | 0 | 0 | 0 | 0 | 0 | 0 | 0 | 0 | 0 | 0 | 0 | 0 | 0 | 0 | 0 | 0 | 0 | 0 | 0 | 0 | 0 | 0 | 0 | 0 | 0 | 0 | 0 | 0 | 0 | 0 | 0 | 0 | 0 | 0 | 0 | 0 | 0 | 0 | 0 | 0 | 0 | 0 | 0 | 0 | 0 | 0 | 112
2450_B_1 | WECC_New Mexico | New Mexico | 35 | Bernalillo | 1 | 2450 | 1 | Reeves | 12772 | 1959 | 9999 | O/G Steam | wall | dry |  | BF + LA |  | Fossil | B | 2030 | NaturalGas |  | 0 | 0 | 0 | 0 | 0 | 0 | 0 | 0 | 0 | 0 | 0 | 0 | 0 | 0 | 0 | 0 | 0 | 0 | 0 | 0 | 0 | 0 | 0 | 0 | 0 | 0 | 0 | 0 | 0 | 0 | 0 | 0 | 0 | 0 | 0 | 0 | 0 | 0 | 0 | 0 | 2.3268 | 0 | 0 | 0 | 0 | 0 | 0 | 0 | 0 | 0 | 44
2450_B_2 | WECC_New Mexico | New Mexico | 35 | Bernalillo | 1 | 2450 | 2 | Reeves | 13416 | 1960 | 9999 | O/G Steam | wall | dry |  | BF + LA |  | Fossil | B | 2030 | NaturalGas |  | 0 | 0 | 0 | 0 | 0 | 0 | 0 | 0 | 0 | 0 | 0 | 0 | 0 | 0 | 0 | 0 | 0 | 0 | 0 | 0 | 0 | 0 | 0 | 0 | 0 | 0 | 0 | 0 | 0 | 0 | 0 | 0 | 0 | 0 | 0 | 0 | 0 | 0 | 0 | 0 | 2.3268 | 0 | 0 | 0 | 0 | 0 | 0 | 0 | 0 | 0 | 44
2450_B_3 | WECC_New Mexico | New Mexico | 35 | Bernalillo | 1 | 2450 | 3 | Reeves | 12802 | 1962 | 9999 | O/G Steam | wall | dry |  | BF + LA |  | Fossil | B | 2030 | NaturalGas |  | 0 | 0 | 0 | 0 | 0 | 0 | 0 | 0 | 0 | 0 | 0 | 0 | 0 | 0 | 0 | 0 | 0 | 0 | 0 | 0 | 0 | 0 | 0 | 0 | 0 | 0 | 0 | 0 | 0 | 0 | 0 | 0 | 0 | 0 | 0 | 0 | 0 | 0 | 0 | 0 | 3.4902 | 0 | 0 | 0 | 0 | 0 | 0 | 0 | 0 | 0 | 66
2454_G_3 | SPP SPS (Texas Panhandle) | New Mexico | 35 | Lea | 25 | 2454 | 3 | Cunningham | 11753 | 1998 | 9999 | Combustion Turbine |  |  |  | DLNB |  | Fossil | G | 2030 | NaturalGas |  | 0.014894 | 0.0021278 | 0.019179 | 0.036201 | 0 | 0 | 0 | 0 | 0 | 0 | 0 | 0 | 0 | 0 | 0 | 0 | 1.2673 | 0.18104 | 1.6319 | 3.0802 | 0.87192 | 0.12456 | 1.1227 | 2.1192 | 1.0426e-09 | 1.4894e-10 | 1.3425e-09 | 2.5341e-09 | 0.00045286 | 6.4695e-05 | 0.00058314 | 0.0011007 | 0 | 0 | 0 | 0 | 0 | 0 | 0 | 0 | 2.0909 | 0.0082627 | 0.0011804 | 0.01064 | 0.020083 | 0.041022 | 0.0050359 | 0.042055 | 0.088113 | 0 | 106
2454_G_4 | SPP SPS (Texas Panhandle) | New Mexico | 35 | Lea | 25 | 2454 | 4 | Cunningham | 11755 | 1998 | 9999 | Combustion Turbine |  |  |  | DLNB |  | Fossil | G | 2030 | NaturalGas |  | 0.014475 | 0.0020679 | 0.01864 | 0.035183 | 0 | 0 | 0 | 0 | 0 | 0 | 0 | 0 | 0 | 0 | 0 | 0 | 1.2314 | 0.17592 | 1.5857 | 2.993 | 0.84738 | 0.12105 | 1.0912 | 2.0596 | 1.0133e-09 | 1.4475e-10 | 1.3048e-09 | 2.4628e-09 | 0.00040249 | 5.7498e-05 | 0.00051827 | 0.00097826 | 0 | 0 | 0 | 0 | 0 | 0 | 0 | 0 | 2.0317 | 0.0080288 | 0.001147 | 0.010339 | 0.019514 | 0.039868 | 0.0048942 | 0.040871 | 0.085634 | 0 | 103
246_G_IC1 | WECC_Northern California (not including BANC) | California | 6 | Humboldt | 23 | 246 | IC1 | Humboldt Bay | 10745 | 2010 | 9999 | Combustion Turbine | [5 empty] | Fossil | G | 2030 | Oil |  | 0 | 0 | 0 | 0 | 0 | 0 | 0 | 0 | 0 | 0 | 0 | 0 | 0 | 0 | 0 | 0 | 0 | 0 | 0 | 0 | 0 | 0 | 0 | 0 | 0 | 0 | 0 | 0 | 0 | 0 | 0 | 0 | 0 | 0 | 0 | 0 | 0 | 0 | 0 | 0 | 0.32152 | 0 | 0 | 0 | 0 | 0 | 0 | 0 | 0 | 0 | 16.3
246_G_IC10 | WECC_Northern California (not including BANC) | California | 6 | Humboldt | 23 | 246 | IC10 | Humboldt Bay | 10745 | 2010 | 9999 | Combustion Turbine | [5 empty] | Fossil | G | 2030 | Oil |  | 0 | 0 | 0 | 0 | 0 | 0 | 0 | 0 | 0 | 0 | 0 | 0 | 0 | 0 | 0 | 0 | 0 | 0 | 0 | 0 | 0 | 0 | 0 | 0 | 0 | 0 | 0 | 0 | 0 | 0 | 0 | 0 | 0 | 0 | 0 | 0 | 0 | 0 | 0 | 0 | 0.32152 | 0 | 0 | 0 | 0 | 0 | 0 | 0 | 0 | 0 | 16.3
246_G_IC2 | WECC_Northern California (not including BANC) | California | 6 | Humboldt | 23 | 246 | IC2 | Humboldt Bay | 10745 | 2010 | 9999 | Combustion Turbine | [5 empty] | Fossil | G | 2030 | Oil |  | 0 | 0 | 0 | 0 | 0 | 0 | 0 | 0 | 0 | 0 | 0 | 0 | 0 | 0 | 0 | 0 | 0 | 0 | 0 | 0 | 0 | 0 | 0 | 0 | 0 | 0 | 0 | 0 | 0 | 0 | 0 | 0 | 0 | 0 | 0 | 0 | 0 | 0 | 0 | 0 | 0.32152 | 0 | 0 | 0 | 0 | 0 | 0 | 0 | 0 | 0 | 16.3
246_G_IC3 | WECC_Northern California (not including BANC) | California | 6 | Humboldt | 23 | 246 | IC3 | Humboldt Bay | 10745 | 2011 | 9999 | Combustion Turbine | [5 empty] | Fossil | G | 2030 | Oil |  | 0 | 0 | 0 | 0 | 0 | 0 | 0 | 0 | 0 | 0 | 0 | 0 | 0 | 0 | 0 | 0 | 0 | 0 | 0 | 0 | 0 | 0 | 0 | 0 | 0 | 0 | 0 | 0 | 0 | 0 | 0 | 0 | 0 | 0 | 0 | 0 | 0 | 0 | 0 | 0 | 0.32152 | 0 | 0 | 0 | 0 | 0 | 0 | 0 | 0 | 0 | 16.3
246_G_IC4 | WECC_Northern California (not including BANC) | California | 6 | Humboldt | 23 | 246 | IC4 | Humboldt Bay | 10745 | 2010 | 9999 | Combustion Turbine | [5 empty] | Fossil | G | 2030 | Oil |  | 0 | 0 | 0 | 0 | 0 | 0 | 0 | 0 | 0 | 0 | 0 | 0 | 0 | 0 | 0 | 0 | 0 | 0 | 0 | 0 | 0 | 0 | 0 | 0 | 0 | 0 | 0 | 0 | 0 | 0 | 0 | 0 | 0 | 0 | 0 | 0 | 0 | 0 | 0 | 0 | 0.32152 | 0 | 0 | 0 | 0 | 0 | 0 | 0 | 0 | 0 | 16.3
246_G_IC5 | WECC_Northern California (not including BANC) | California | 6 | Humboldt | 23 | 246 | IC5 | Humboldt Bay | 10745 | 2010 | 9999 | Combustion Turbine | [5 empty] | Fossil | G | 2030 | Oil |  | 0 | 0 | 0 | 0 | 0 | 0 | 0 | 0 | 0 | 0 | 0 | 0 | 0 | 0 | 0 | 0 | 0 | 0 | 0 | 0 | 0 | 0 | 0 | 0 | 0 | 0 | 0 | 0 | 0 | 0 | 0 | 0 | 0 | 0 | 0 | 0 | 0 | 0 | 0 | 0 | 0.32152 | 0 | 0 | 0 | 0 | 0 | 0 | 0 | 0 | 0 | 16.3
246_G_IC6 | WECC_Northern California (not including BANC) | California | 6 | Humboldt | 23 | 246 | IC6 | Humboldt Bay | 10745 | 2010 | 9999 | Combustion Turbine | [5 empty] | Fossil | G | 2030 | Oil |  | 0 | 0 | 0 | 0 | 0 | 0 | 0 | 0 | 0 | 0 | 0 | 0 | 0 | 0 | 0 | 0 | 0 | 0 | 0 | 0 | 0 | 0 | 0 | 0 | 0 | 0 | 0 | 0 | 0 | 0 | 0 | 0 | 0 | 0 | 0 | 0 | 0 | 0 | 0 | 0 | 0.32152 | 0 | 0 | 0 | 0 | 0 | 0 | 0 | 0 | 0 | 16.3
246_G_IC7 | WECC_Northern California (not including BANC) | California | 6 | Humboldt | 23 | 246 | IC7 | Humboldt Bay | 10745 | 2010 | 9999 | Combustion Turbine | [5 empty] | Fossil | G | 2030 | Oil |  | 0 | 0 | 0 | 0 | 0 | 0 | 0 | 0 | 0 | 0 | 0 | 0 | 0 | 0 | 0 | 0 | 0 | 0 | 0 | 0 | 0 | 0 | 0 | 0 | 0 | 0 | 0 | 0 | 0 | 0 | 0 | 0 | 0 | 0 | 0 | 0 | 0 | 0 | 0 | 0 | 0.32152 | 0 | 0 | 0 | 0 | 0 | 0 | 0 | 0 | 0 | 16.3
246_G_IC8 | WECC_Northern California (not including BANC) | California | 6 | Humboldt | 23 | 246 | IC8 | Humboldt Bay | 10745 | 2010 | 9999 | Combustion Turbine | [5 empty] | Fossil | G | 2030 | Oil |  | 0 | 0 | 0 | 0 | 0 | 0 | 0 | 0 | 0 | 0 | 0 | 0 | 0 | 0 | 0 | 0 | 0 | 0 | 0 | 0 | 0 | 0 | 0 | 0 | 0 | 0 | 0 | 0 | 0 | 0 | 0 | 0 | 0 | 0 | 0 | 0 | 0 | 0 | 0 | 0 | 0.32152 | 0 | 0 | 0 | 0 | 0 | 0 | 0 | 0 | 0 | 16.3
246_G_IC9 | WECC_Northern California (not including BANC) | California | 6 | Humboldt | 23 | 246 | IC9 | Humboldt Bay | 10745 | 2010 | 9999 | Combustion Turbine | [5 empty] | Fossil | G | 2030 | Oil |  | 0 | 0 | 0 | 0 | 0 | 0 | 0 | 0 | 0 | 0 | 0 | 0 | 0 | 0 | 0 | 0 | 0 | 0 | 0 | 0 | 0 | 0 | 0 | 0 | 0 | 0 | 0 | 0 | 0 | 0 | 0 | 0 | 0 | 0 | 0 | 0 | 0 | 0 | 0 | 0 | 0.32941 | 0 | 0 | 0 | 0 | 0 | 0 | 0 | 0 | 0 | 16.7
248_G_1 | WECC_Northern California (not including BANC) | California | 6 | Tehama | 103 | 248 | 1 | Inskip | 0 | 1979 | 9999 | Hydro | [5 empty] | Non-Fossil | G | 2030 | Hydro |  | 0 | 0 | 0 | 0 | 0 | 0 | 0 | 0 | 0 | 0 | 0 | 0 | 0 | 0 | 0 | 0 | 3.9586 | 6.3129 | 11.9629 | 22.2345 | 0 | 0 | 0 | 0 | 0 | 0 | 0 | 0 | 0 | 0 | 0 | 0 | 0 | 0 | 0 | 0 | 0 | 0 | 0 | 0 | 0.12647 | 0.0055025 | 0.008775 | 0.016628 | 0.030906 | 0 | 0 | 0 | 0 | 0 | 8
2480_B_1 | NY_Zone G-I (Downstate NY) | New York | 36 | Orange | 71 | 2480 | 1 | Danskammer Generating Station | 12463 | 1951 | 9999 | O/G Steam | tangential | dry | ESPC | BF + LA + LNB |  | Fossil | B | 2030 | NaturalGas |  | 0 | 0 | 0 | 0 | 0 | 0 | 0 | 0 | 0 | 0 | 0 | 0 | 0 | 0 | 0 | 0 | 0 | 0 | 0 | 0 | 0 | 0 | 0 | 0 | 0 | 0 | 0 | 0 | 0 | 0 | 0 | 0 | 0 | 0 | 0 | 0 | 0 | 0 | 0 | 0 | 2.1107 | 0 | 0 | 0 | 0 | 0 | 0 | 0 | 0 | 0 | 71
2480_B_2 | NY_Zone G-I (Downstate NY) | New York | 36 | Orange | 71 | 2480 | 2 | Danskammer Generating Station | 12463 | 1954 | 9999 | O/G Steam | tangential | dry | ESPC | BF + LA |  | Fossil | B | 2030 | NaturalGas |  | 0 | 0 | 0 | 0 | 0 | 0 | 0 | 0 | 0 | 0 | 0 | 0 | 0 | 0 | 0 | 0 | 0 | 0 | 0 | 0 | 0 | 0 | 0 | 0 | 0 | 0 | 0 | 0 | 0 | 0 | 0 | 0 | 0 | 0 | 0 | 0 | 0 | 0 | 0 | 0 | 1.962 | 0 | 0 | 0 | 0 | 0 | 0 | 0 | 0 | 0 | 66
2480_B_3 | NY_Zone G-I (Downstate NY) | New York | 36 | Orange | 71 | 2480 | 3 | Danskammer Generating Station | 11798 | 1987 | 9999 | O/G Steam | tangential | dry |  | LNC2 |  | Fossil | B | 2030 | NaturalGas |  | 0 | 0 | 0 | 0 | 0 | 0 | 0 | 0 | 0 | 0 | 0 | 0 | 0 | 0 | 0 | 0 | 0 | 0 | 0 | 0 | 0 | 0 | 0 | 0 | 0 | 0 | 0 | 0 | 0 | 0 | 0 | 0 | 0 | 0 | 0 | 0 | 0 | 0 | 0 | 0 | 4.7681 | 0 | 0 | 0 | 0 | 0 | 0 | 0 | 0 | 0 | 138
2480_B_4 | NY_Zone G-I (Downstate NY) | New York | 36 | Orange | 71 | 2480 | 4 | Danskammer Generating Station | 11798 | 1987 | 9999 | O/G Steam | tangential | dry |  | LNC2 |  | Fossil | B | 2030 | NaturalGas |  | 0 | 0 | 0 | 0 | 0 | 0 | 0 | 0 | 0 | 0 | 0 | 0 | 0 | 0 | 0 | 0 | 0 | 0 | 0 | 0 | 0 | 0 | 0 | 0 | 0 | 0 | 0 | 0 | 0 | 0 | 0 | 0 | 0 | 0 | 0 | 0 | 0 | 0 | 0 | 0 | 7.6703 | 0 | 0 | 0 | 0 | 0 | 0 | 0 | 0 | 0 | 222
2480_G_5 | NY_Zone G-I (Downstate NY) | New York | 36 | Orange | 71 | 2480 | 5 | Danskammer Generating Station | 14775 | 1967 | 9999 | Combustion Turbine | [5 empty] | Fossil | G | 2030 | Oil |  | 0 | 0 | 0 | 0 | 0 | 0 | 0 | 0 | 0 | 0 | 0 | 0 | 0 | 0 | 0 | 0 | 0 | 0 | 0 | 0 | 0 | 0 | 0 | 0 | 0 | 0 | 0 | 0 | 0 | 0 | 0 | 0 | 0 | 0 | 0 | 0 | 0 | 0 | 0 | 0 | 0.1161 | 0 | 0 | 0 | 0 | 0 | 0 | 0 | 0 | 0 | 2.5
2480_G_6 | NY_Zone G-I (Downstate NY) | New York | 36 | Orange | 71 | 2480 | 6 | Danskammer Generating Station | 14775 | 1967 | 9999 | Combustion Turbine | [5 empty] | Fossil | G | 2030 | Oil |  | 0 | 0 | 0 | 0 | 0 | 0 | 0 | 0 | 0 | 0 | 0 | 0 | 0 | 0 | 0 | 0 | 0 | 0 | 0 | 0 | 0 | 0 | 0 | 0 | 0 | 0 | 0 | 0 | 0 | 0 | 0 | 0 | 0 | 0 | 0 | 0 | 0 | 0 | 0 | 0 | 0.1161 | 0 | 0 | 0 | 0 | 0 | 0 | 0 | 0 | 0 | 2.5
2481_G_1 | NY_Zone G-I (Downstate NY) | New York | 36 | Ulster | 111 | 2481 | 1 | Dashville | 0 | 1920 | 9999 | Hydro | [5 empty] | Non-Fossil | G | 2030 | Hydro |  | 0 | 0 | 0 | 0 | 0 | 0 | 0 | 0 | 0 | 0 | 0 | 0 | 0 | 0 | 0 | 0 | 1.1001 | 1.4897 | 1.8394 | 4.4291 | 0 | 0 | 0 | 0 | 0 | 0 | 0 | 0 | 0 | 0 | 0 | 0 | 0 | 0 | 0 | 0 | 0 | 0 | 0 | 0 | 0.03794 | 0.0015291 | 0.0020707 | 0.0025567 | 0.0061565 | 0 | 0 | 0 | 0 | 0 | 2.4
2481_G_2 | NY_Zone G-I (Downstate NY) | New York | 36 | Ulster | 111 | 2481 | 2 | Dashville | 0 | 1920 | 9999 | Hydro | [5 empty] | Non-Fossil | G | 2030 | Hydro |  | 0 | 0 | 0 | 0 | 0 | 0 | 0 | 0 | 0 | 0 | 0 | 0 | 0 | 0 | 0 | 0 | 1.1001 | 1.4897 | 1.8394 | 4.4291 | 0 | 0 | 0 | 0 | 0 | 0 | 0 | 0 | 0 | 0 | 0 | 0 | 0 | 0 | 0 | 0 | 0 | 0 | 0 | 0 | 0.03794 | 0.0015291 | 0.0020707 | 0.0025567 | 0.0061565 | 0 | 0 | 0 | 0 | 0 | 2.4
2483_G_H1 | NY_Zone G-I (Downstate NY) | New York | 36 | Sullivan | 105 | 2483 | H1 | Neversink | 0 | 1953 | 9999 | Hydro | [5 empty] | Non-Fossil | G | 2030 | Hydro |  | 0 | 0 | 0 | 0 | 0 | 0 | 0 | 0 | 0 | 0 | 0 | 0 | 0 | 0 | 0 | 0 | 11.4589 | 15.5177 | 19.1602 | 46.1368 | 0 | 0 | 0 | 0 | 0 | 0 | 0 | 0 | 0 | 0 | 0 | 0 | 0 | 0 | 0 | 0 | 0 | 0 | 0 | 0 | 0.39521 | 0.015928 | 0.02157 | 0.026633 | 0.06413 | 0 | 0 | 0 | 0 | 0 | 25
2485_G_GT1 | NY_Zone G-I (Downstate NY) | New York | 36 | Greene | 39 | 2485 | GT1 | South Cairo | 15553 | 1970 | 9999 | Combustion Turbine | [5 empty] | Fossil | G | 2030 | Oil |  | 0 | 0 | 0 | 0 | 0 | 0 | 0 | 0 | 0 | 0 | 0 | 0 | 0 | 0 | 0 | 0 | 0 | 0 | 0 | 0 | 0 | 0 | 0 | 0 | 0 | 0 | 0 | 0 | 0 | 0 | 0 | 0 | 0 | 0 | 0 | 0 | 0 | 0 | 0 | 0 | 0.93346 | 0 | 0 | 0 | 0 | 0 | 0 | 0 | 0 | 0 | 20.1
2486_G_H1 | NY_Zone G-I (Downstate NY) | New York | 36 | Ulster | 111 | 2486 | H1 | Sturgeon | 0 | 1924 | 9999 | Hydro | [5 empty] | Non-Fossil | G | 2030 | Hydro |  | 0 | 0 | 0 | 0 | 0 | 0 | 0 | 0 | 0 | 0 | 0 | 0 | 0 | 0 | 0 | 0 | 4.9886 | 6.7437 | 8.3018 | 20.0341 | 0 | 0 | 0 | 0 | 0 | 0 | 0 | 0 | 0 | 0 | 0 | 0 | 0 | 0 | 0 | 0 | 0 | 0 | 0 | 0 | 0.07588 | 0.0069341 | 0.0093738 | 0.011539 | 0.027847 | 0 | 0 | 0 | 0 | 0 | 4.8
2486_G_H2 | NY_Zone G-I (Downstate NY) | New York | 36 | Ulster | 111 | 2486 | H2 | Sturgeon | 0 | 1924 | 9999 | Hydro | [5 empty] | Non-Fossil | G | 2030 | Hydro |  | 0 | 0 | 0 | 0 | 0 | 0 | 0 | 0 | 0 | 0 | 0 | 0 | 0 | 0 | 0 | 0 | 4.9886 | 6.7437 | 8.3018 | 20.0341 | 0 | 0 | 0 | 0 | 0 | 0 | 0 | 0 | 0 | 0 | 0 | 0 | 0 | 0 | 0 | 0 | 0 | 0 | 0 | 0 | 0.07588 | 0.0069341 | 0.0093738 | 0.011539 | 0.027847 | 0 | 0 | 0 | 0 | 0 | 4.8
2486_G_H3 | NY_Zone G-I (Downstate NY) | New York | 36 | Ulster | 111 | 2486 | H3 | Sturgeon | 0 | 1924 | 9999 | Hydro | [5 empty] | Non-Fossil | G | 2030 | Hydro |  | 0 | 0 | 0 | 0 | 0 | 0 | 0 | 0 | 0 | 0 | 0 | 0 | 0 | 0 | 0 | 0 | 4.9886 | 6.7437 | 8.3018 | 20.0341 | 0 | 0 | 0 | 0 | 0 | 0 | 0 | 0 | 0 | 0 | 0 | 0 | 0 | 0 | 0 | 0 | 0 | 0 | 0 | 0 | 0.07588 | 0.0069341 | 0.0093738 | 0.011539 | 0.027847 | 0 | 0 | 0 | 0 | 0 | 4.8
2487_G_GT1 | NY_Zone G-I (Downstate NY) | New York | 36 | Greene | 39 | 2487 | GT1 | West Coxsackie | 14222 | 1969 | 9999 | Combustion Turbine | [5 empty] | Fossil | G | 2030 | NaturalGas |  | 0 | 0 | 0.010552 | 0.010552 | 0 | 0 | 0 | 0 | 0 | 0 | 0 | 0 | 0 | 0 | 0 | 0 | 0 | 0 | 0.74197 | 0.74197 | 0 | 0 | 0.61773 | 0.61773 | 0 | 0 | 7.3866e-10 | 7.3866e-10 | 0 | 0 | 0.00048488 | 0.00048488 | 0 | 0 | 0 | 0 | 0 | 0 | 0 | 0 | 0.91024 | 0 | 0 | 0.0041254 | 0.0041254 | 0 | 0 | 0.022015 | 0.022015 | 0 | 19.6
249_G_1 | WECC_Northern California (not including BANC) | California | 6 | Shasta | 89 | 249 | 1 | James B Black | 0 | 1966 | 9999 | Hydro | [5 empty] | Non-Fossil | G | 2030 | Hydro |  | 0 | 0 | 0 | 0 | 0 | 0 | 0 | 0 | 0 | 0 | 0 | 0 | 0 | 0 | 0 | 0 | 42.5553 | 67.864 | 128.6015 | 239.0208 | 0 | 0 | 0 | 0 | 0 | 0 | 0 | 0 | 0 | 0 | 0 | 0 | 0 | 0 | 0 | 0 | 0 | 0 | 0 | 0 | 1.3595 | 0.059152 | 0.094331 | 0.17876 | 0.33224 | 0 | 0 | 0 | 0 | 0 | 86
249_G_2 | WECC_Northern California (not including BANC) | California | 6 | Shasta | 89 | 249 | 2 | James B Black | 0 | 1965 | 9999 | Hydro | [5 empty] | Non-Fossil | G | 2030 | Hydro |  | 0 | 0 | 0 | 0 | 0 | 0 | 0 | 0 | 0 | 0 | 0 | 0 | 0 | 0 | 0 | 0 | 42.5553 | 67.864 | 128.6015 | 239.0208 | 0 | 0 | 0 | 0 | 0 | 0 | 0 | 0 | 0 | 0 | 0 | 0 | 0 | 0 | 0 | 0 | 0 | 0 | 0 | 0 | 1.3595 | 0.059152 | 0.094331 | 0.17876 | 0.33224 | 0 | 0 | 0 | 0 | 0 | 86
2490_B_20 | NY_Zone J (NYC) | New York | 36 | Richmond | 85 | 2490 | 20 | Arthur Kill Generating Station | 11412 | 1959 | 9999 | O/G Steam | wall | dry |  | LA + LNB + OFA |  | Fossil | B | 2030 | NaturalGas |  | 0 | 0 | 0 | 0 | 0 | 0 | 0 | 0 | 0 | 0 | 0 | 0 | 0 | 0 | 0 | 0 | 0 | 0 | 0 | 0 | 0 | 0 | 0 | 0 | 0 | 0 | 0 | 0 | 0 | 0 | 0 | 0 | 0 | 0 | 0 | 0 | 0 | 0 | 0 | 0 | 18.0165 | 0 | 0 | 0 | 0 | 0 | 0 | 0 | 0 | 0 | 338
2490_B_30 | NY_Zone J (NYC) | New York | 36 | Richmond | 85 | 2490 | 30 | Arthur Kill Generating Station | 11227 | 1969 | 9999 | O/G Steam | tangential | dry |  | LA + LNB + OFA |  | Fossil | B | 2030 | NaturalGas |  | 0 | 0 | 0 | 0 | 0 | 0 | 0 | 0 | 0 | 0 | 0 | 0 | 0 | 0 | 0 | 0 | 0 | 0 | 0 | 0 | 0 | 0 | 0 | 0 | 0 | 0 | 0 | 0 | 0 | 0 | 0 | 0 | 0 | 0 | 0 | 0 | 0 | 0 | 0 | 0 | 27.078 | 0 | 0 | 0 | 0 | 0 | 0 | 0 | 0 | 0 | 508
2490_G_GT1 | NY_Zone J (NYC) | New York | 36 | Richmond | 85 | 2490 | GT1 | Arthur Kill Generating Station | 19635 | 1970 | 9999 | Combustion Turbine | [5 empty] | Fossil | G | 2030 | NaturalGas |  | 0 | 0 | 0.0016865 | 0.0016865 | 0 | 0 | 0 | 0 | 0 | 0 | 0 | 0 | 0 | 0 | 0 | 0 | 0 | 0 | 0.085892 | 0.085892 | 0 | 0 | 0.098727 | 0.098727 | 0 | 0 | 1.1805e-10 | 1.1805e-10 | 0 | 0 | 7.7494e-05 | 7.7494e-05 | 0 | 0 | 0 | 0 | 0 | 0 | 0 | 0 | 0.56953 | 0 | 0 | 0.00047756 | 0.00047756 | 0 | 0 | 0.0035235 | 0.0035235 | 0 | 12
2493_B_60 | NY_Zone J (NYC) | New York | 36 | New York | 61 | 2493 | 60 | East River | 8300 | 1951 | 9999 | O/G Steam | wall | dry |  | LNB |  | Fossil | B | 2030 | NaturalGas |  | 0 | 0 | 3.0936 | 3.0936 | 0 | 0 | 0 | 0 | 0 | 0 | 0 | 0 | 0 | 0 | 0 | 0 | 0 | 0 | 372.7207 | 372.7207 | 0 | 0 | 208.8521 | 208.8521 | 0 | 0 | 2.4974e-07 | 2.4974e-07 | 0 | 0 | 0.14271 | 0.14271 | 0 | 0 | 0 | 0 | 0 | 0 | 0 | 0 | 7.7319 | 0 | 0 | 0.32783 | 0.32783 | 0 | 0 | 6.4633 | 6.4633 | 0 | 145
2493_B_70 | NY_Zone J (NYC) | New York | 36 | New York | 61 | 2493 | 70 | East River | 9437 | 1955 | 9999 | O/G Steam | wall | dry |  | LNB |  | Fossil | B | 2030 | NaturalGas |  | 0 | 0 | 3.1918 | 3.1918 | 0 | 0 | 0 | 0 | 0 | 0 | 0 | 0 | 0 | 0 | 0 | 0 | 0 | 0 | 338.2251 | 338.2251 | 0 | 0 | 186.8497 | 186.8497 | 0 | 0 | 2.2343e-07 | 2.2343e-07 | 0 | 0 | 0.12767 | 0.12767 | 0 | 0 | 0 | 0 | 0 | 0 | 0 | 0 | 9.7055 | 0 | 0 | 0.29749 | 0.29749 | 0 | 0 | 6.6686 | 6.6686 | 0 | 182
2493_G_1 | NY_Zone J (NYC) | New York | 36 | New York | 61 | 2493 | 1 | East River | 10745 | 2005 | 9999 | Combustion Turbine |  |  | SCR | NH3 |  | Fossil | G | 2030 | NaturalGas |  | 0 | 0 | 0.44858 | 0.44858 | 0 | 0 | 0 | 0 | 0 | 0 | 0 | 0 | 0 | 0 | 0 | 0 | 0 | 0 | 41.7477 | 41.7477 | 0 | 0 | 26.2598 | 26.2598 | 0 | 0 | 3.1401e-08 | 3.1401e-08 | 0 | 0 | 0.0016956 | 0.0016956 | 0 | 0 | 0 | 0 | 0 | 0 | 0 | 0 | 3.3827 | 0 | 0 | 0.19705 | 0.19705 | 0 | 0 | 0.9372 | 0.9372 | 0 | 154.7 | SCR
2493_G_2 | NY_Zone J (NYC) | New York | 36 | New York | 61 | 2493 | 2 | East River | 10745 | 2005 | 9999 | Combustion Turbine |  |  | SCR | NH3 |  | Fossil | G | 2030 | NaturalGas |  | 0 | 0 | 0.44394 | 0.44394 | 0 | 0 | 0 | 0 | 0 | 0 | 0 | 0 | 0 | 0 | 0 | 0 | 0 | 0 | 41.3159 | 41.3159 | 0 | 0 | 25.9882 | 25.9882 | 0 | 0 | 3.1076e-08 | 3.1076e-08 | 0 | 0 | 0.0016981 | 0.0016981 | 0 | 0 | 0 | 0 | 0 | 0 | 0 | 0 | 3.3478 | 0 | 0 | 0.19501 | 0.19501 | 0 | 0 | 0.92751 | 0.92751 | 0 | 153.1 | SCR
2494_G_GT11 | NY_Zone J (NYC) | New York | 36 | Kings | 47 | 2494 | GT11 | Gowanus Gas Turbines Generating | 17321 | 1971 | 9999 | Combustion Turbine | [5 empty] | Fossil | G | 2030 | Oil |  | 0 | 0 | 0 | 0 | 0 | 0 | 0 | 0 | 0 | 0 | 0 | 0 | 0 | 0 | 0 | 0 | 0 | 0 | 0 | 0 | 0 | 0 | 0 | 0 | 0 | 0 | 0 | 0 | 0 | 0 | 0 | 0 | 0 | 0 | 0 | 0 | 0 | 0 | 0 | 0 | 0.88752 | 0 | 0 | 0 | 0 | 0 | 0 | 0 | 0 | 0 | 18.7
2494_G_GT12 | NY_Zone J (NYC) | New York | 36 | Kings | 47 | 2494 | GT12 | Gowanus Gas Turbines Generating | 17315 | 1971 | 9999 | Combustion Turbine | [5 empty] | Fossil | G | 2030 | Oil |  | 0 | 0 | 0 | 0 | 0 | 0 | 0 | 0 | 0 | 0 | 0 | 0 | 0 | 0 | 0 | 0 | 0 | 0 | 0 | 0 | 0 | 0 | 0 | 0 | 0 | 0 | 0 | 0 | 0 | 0 | 0 | 0 | 0 | 0 | 0 | 0 | 0 | 0 | 0 | 0 | 0.90651 | 0 | 0 | 0 | 0 | 0 | 0 | 0 | 0 | 0 | 19.1
2494_G_GT13 | NY_Zone J (NYC) | New York | 36 | Kings | 47 | 2494 | GT13 | Gowanus Gas Turbines Generating | 17325 | 1971 | 9999 | Combustion Turbine | [5 empty] | Fossil | G | 2030 | Oil |  | 0 | 0 | 0 | 0 | 0 | 0 | 0 | 0 | 0 | 0 | 0 | 0 | 0 | 0 | 0 | 0 | 0 | 0 | 0 | 0 | 0 | 0 | 0 | 0 | 0 | 0 | 0 | 0 | 0 | 0 | 0 | 0 | 0 | 0 | 0 | 0 | 0 | 0 | 0 | 0 | 0.84481 | 0 | 0 | 0 | 0 | 0 | 0 | 0 | 0 | 0 | 17.8
2494_G_GT14 | NY_Zone J (NYC) | New York | 36 | Kings | 47 | 2494 | GT14 | Gowanus Gas Turbines Generating | 17316 | 1971 | 9999 | Combustion Turbine | [5 empty] | Fossil | G | 2030 | Oil |  | 0 | 0 | 0 | 0 | 0 | 0 | 0 | 0 | 0 | 0 | 0 | 0 | 0 | 0 | 0 | 0 | 0 | 0 | 0 | 0 | 0 | 0 | 0 | 0 | 0 | 0 | 0 | 0 | 0 | 0 | 0 | 0 | 0 | 0 | 0 | 0 | 0 | 0 | 0 | 0 | 0.76887 | 0 | 0 | 0 | 0 | 0 | 0 | 0 | 0 | 0 | 16.2
2494_G_GT15 | NY_Zone J (NYC) | New York | 36 | Kings | 47 | 2494 | GT15 | Gowanus Gas Turbines Generating | 17324 | 1971 | 9999 | Combustion Turbine | [5 empty] | Fossil | G | 2030 | Oil |  | 0 | 0 | 0 | 0 | 0 | 0 | 0 | 0 | 0 | 0 | 0 | 0 | 0 | 0 | 0 | 0 | 0 | 0 | 0 | 0 | 0 | 0 | 0 | 0 | 0 | 0 | 0 | 0 | 0 | 0 | 0 | 0 | 0 | 0 | 0 | 0 | 0 | 0 | 0 | 0 | 0.81633 | 0 | 0 | 0 | 0 | 0 | 0 | 0 | 0 | 0 | 17.2
2494_G_GT16 | NY_Zone J (NYC) | New York | 36 | Kings | 47 | 2494 | GT16 | Gowanus Gas Turbines Generating | 17321 | 1971 | 9999 | Combustion Turbine | [5 empty] | Fossil | G | 2030 | Oil |  | 0 | 0 | 0 | 0 | 0 | 0 | 0 | 0 | 0 | 0 | 0 | 0 | 0 | 0 | 0 | 0 | 0 | 0 | 0 | 0 | 0 | 0 | 0 | 0 | 0 | 0 | 0 | 0 | 0 | 0 | 0 | 0 | 0 | 0 | 0 | 0 | 0 | 0 | 0 | 0 | 0.77362 | 0 | 0 | 0 | 0 | 0 | 0 | 0 | 0 | 0 | 16.3
2494_G_GT17 | NY_Zone J (NYC) | New York | 36 | Kings | 47 | 2494 | GT17 | Gowanus Gas Turbines Generating | 17317 | 1971 | 9999 | Combustion Turbine | [5 empty] | Fossil | G | 2030 | Oil |  | 0 | 0 | 0 | 0 | 0 | 0 | 0 | 0 | 0 | 0 | 0 | 0 | 0 | 0 | 0 | 0 | 0 | 0 | 0 | 0 | 0 | 0 | 0 | 0 | 0 | 0 | 0 | 0 | 0 | 0 | 0 | 0 | 0 | 0 | 0 | 0 | 0 | 0 | 0 | 0 | 0.7926 | 0 | 0 | 0 | 0 | 0 | 0 | 0 | 0 | 0 | 16.7
2494_G_GT18 | NY_Zone J (NYC) | New York | 36 | Kings | 47 | 2494 | GT18 | Gowanus Gas Turbines Generating | 17327 | 1971 | 9999 | Combustion Turbine | [5 empty] | Fossil | G | 2030 | Oil |  | 0 | 0 | 0 | 0 | 0 | 0 | 0 | 0 | 0 | 0 | 0 | 0 | 0 | 0 | 0 | 0 | 0 | 0 | 0 | 0 | 0 | 0 | 0 | 0 | 0 | 0 | 0 | 0 | 0 | 0 | 0 | 0 | 0 | 0 | 0 | 0 | 0 | 0 | 0 | 0 | 0.71666 | 0 | 0 | 0 | 0 | 0 | 0 | 0 | 0 | 0 | 15.1
2494_G_GT21 | NY_Zone J (NYC) | New York | 36 | Kings | 47 | 2494 | GT21 | Gowanus Gas Turbines Generating | 17313 | 1971 | 9999 | Combustion Turbine | [5 empty] | Fossil | G | 2030 | NaturalGas |  | 0 | 0 | 0.010235 | 0.010235 | 0 | 0 | 0 | 0 | 0 | 0 | 0 | 0 | 0 | 0 | 0 | 0 | 0 | 0 | 0.59118 | 0.59118 | 0 | 0 | 0.59916 | 0.59916 | 0 | 0 | 7.1646e-10 | 7.1646e-10 | 0 | 0 | 0.0004703 | 0.0004703 | 0 | 0 | 0 | 0 | 0 | 0 | 0 | 0 | 0.81158 | 0 | 0 | 0.0038395 | 0.0038395 | 0 | 0 | 0.021384 | 0.021384 | 0 | 17.1
2494_G_GT22 | NY_Zone J (NYC) | New York | 36 | Kings | 47 | 2494 | GT22 | Gowanus Gas Turbines Generating | 17312 | 1971 | 9999 | Combustion Turbine | [5 empty] | Fossil | G | 2030 | NaturalGas |  | 0 | 0 | 0.011072 | 0.011072 | 0 | 0 | 0 | 0 | 0 | 0 | 0 | 0 | 0 | 0 | 0 | 0 | 0 | 0 | 0.63958 | 0.63958 | 0 | 0 | 0.64818 | 0.64818 | 0 | 0 | 7.7507e-10 | 7.7507e-10 | 0 | 0 | 0.00050878 | 0.00050878 | 0 | 0 | 0 | 0 | 0 | 0 | 0 | 0 | 0.87803 | 0 | 0 | 0.0041539 | 0.0041539 | 0 | 0 | 0.023133 | 0.023133 | 0 | 18.5
2494_G_GT23 | NY_Zone J (NYC) | New York | 36 | Kings | 47 | 2494 | GT23 | Gowanus Gas Turbines Generating | 17313 | 1971 | 9999 | Combustion Turbine | [5 empty] | Fossil | G | 2030 | NaturalGas |  | 0 | 0 | 0.011971 | 0.011971 | 0 | 0 | 0 | 0 | 0 | 0 | 0 | 0 | 0 | 0 | 0 | 0 | 0 | 0 | 0.69144 | 0.69144 | 0 | 0 | 0.70078 | 0.70078 | 0 | 0 | 8.3796e-10 | 8.3796e-10 | 0 | 0 | 0.00055006 | 0.00055006 | 0 | 0 | 0 | 0 | 0 | 0 | 0 | 0 | 0.94922 | 0 | 0 | 0.0044907 | 0.0044907 | 0 | 0 | 0.02501 | 0.02501 | 0 | 20
2494_G_GT24 | NY_Zone J (NYC) | New York | 36 | Kings | 47 | 2494 | GT24 | Gowanus Gas Turbines Generating | 17313 | 1971 | 9999 | Combustion Turbine | [5 empty] | Fossil | G | 2030 | NaturalGas |  | 0 | 0 | 0.010415 | 0.010415 | 0 | 0 | 0 | 0 | 0 | 0 | 0 | 0 | 0 | 0 | 0 | 0 | 0 | 0 | 0.60155 | 0.60155 | 0 | 0 | 0.60967 | 0.60967 | 0 | 0 | 7.2903e-10 | 7.2903e-10 | 0 | 0 | 0.00047855 | 0.00047855 | 0 | 0 | 0 | 0 | 0 | 0 | 0 | 0 | 0.82582 | 0 | 0 | 0.0039069 | 0.0039069 | 0 | 0 | 0.021759 | 0.021759 | 0 | 17.4
2494_G_GT25 | NY_Zone J (NYC) | New York | 36 | Kings | 47 | 2494 | GT25 | Gowanus Gas Turbines Generating | 17324 | 1971 | 9999 | Combustion Turbine | [5 empty] | Fossil | G | 2030 | NaturalGas |  | 0 | 0 | 0.01126 | 0.01126 | 0 | 0 | 0 | 0 | 0 | 0 | 0 | 0 | 0 | 0 | 0 | 0 | 0 | 0 | 0.64995 | 0.64995 | 0 | 0 | 0.65915 | 0.65915 | 0 | 0 | 7.8818e-10 | 7.8818e-10 | 0 | 0 | 0.00051739 | 0.00051739 | 0 | 0 | 0 | 0 | 0 | 0 | 0 | 0 | 0.89227 | 0 | 0 | 0.0042212 | 0.0042212 | 0 | 0 | 0.023525 | 0.023525 | 0 | 18.8
2494_G_GT26 | NY_Zone J (NYC) | New York | 36 | Kings | 47 | 2494 | GT26 | Gowanus Gas Turbines Generating | 17312 | 1971 | 9999 | Combustion Turbine | [5 empty] | Fossil | G | 2030 | NaturalGas |  | 0 | 0 | 0.01209 | 0.01209 | 0 | 0 | 0 | 0 | 0 | 0 | 0 | 0 | 0 | 0 | 0 | 0 | 0 | 0 | 0.69835 | 0.69835 | 0 | 0 | 0.70774 | 0.70774 | 0 | 0 | 8.4629e-10 | 8.4629e-10 | 0 | 0 | 0.00055553 | 0.00055553 | 0 | 0 | 0 | 0 | 0 | 0 | 0 | 0 | 0.95871 | 0 | 0 | 0.0045356 | 0.0045356 | 0 | 0 | 0.025259 | 0.025259 | 0 | 20.2
2494_G_GT27 | NY_Zone J (NYC) | New York | 36 | Kings | 47 | 2494 | GT27 | Gowanus Gas Turbines Generating | 17315 | 1971 | 9999 | Combustion Turbine | [5 empty] | Fossil | G | 2030 | NaturalGas |  | 0 | 0 | 0.011434 | 0.011434 | 0 | 0 | 0 | 0 | 0 | 0 | 0 | 0 | 0 | 0 | 0 | 0 | 0 | 0 | 0.66032 | 0.66032 | 0 | 0 | 0.66932 | 0.66932 | 0 | 0 | 8.0035e-10 | 8.0035e-10 | 0 | 0 | 0.00052537 | 0.00052537 | 0 | 0 | 0 | 0 | 0 | 0 | 0 | 0 | 0.90651 | 0 | 0 | 0.0042886 | 0.0042886 | 0 | 0 | 0.023888 | 0.023888 | 0 | 19.1
2494_G_GT28 | NY_Zone J (NYC) | New York | 36 | Kings | 47 | 2494 | GT28 | Gowanus Gas Turbines Generating | 17316 | 1971 | 9999 | Combustion Turbine | [5 empty] | Fossil | G | 2030 | NaturalGas |  | 0 | 0 | 0.0096382 | 0.0096382 | 0 | 0 | 0 | 0 | 0 | 0 | 0 | 0 | 0 | 0 | 0 | 0 | 0 | 0 | 0.55661 | 0.55661 | 0 | 0 | 0.56422 | 0.56422 | 0 | 0 | 6.7468e-10 | 6.7468e-10 | 0 | 0 | 0.00044288 | 0.00044288 | 0 | 0 | 0 | 0 | 0 | 0 | 0 | 0 | 0.76412 | 0 | 0 | 0.003615 | 0.003615 | 0 | 0 | 0.020137 | 0.020137 | 0 | 16.1
2494_G_GT31 | NY_Zone J (NYC) | New York | 36 | Kings | 47 | 2494 | GT31 | Gowanus Gas Turbines Generating | 17316 | 1971 | 9999 | Combustion Turbine | [5 empty] | Fossil | G | 2030 | NaturalGas |  | 0 | 0 | 0.0099974 | 0.0099974 | 0 | 0 | 0 | 0 | 0 | 0 | 0 | 0 | 0 | 0 | 0 | 0 | 0 | 0 | 0.57735 | 0.57735 | 0 | 0 | 0.58525 | 0.58525 | 0 | 0 | 6.9982e-10 | 6.9982e-10 | 0 | 0 | 0.00045938 | 0.00045938 | 0 | 0 | 0 | 0 | 0 | 0 | 0 | 0 | 0.7926 | 0 | 0 | 0.0037497 | 0.0037497 | 0 | 0 | 0.020887 | 0.020887 | 0 | 16.7
2494_G_GT32 | NY_Zone J (NYC) | New York | 36 | Kings | 47 | 2494 | GT32 | Gowanus Gas Turbines Generating | 17316 | 1971 | 9999 | Combustion Turbine | [5 empty] | Fossil | G | 2030 | NaturalGas |  | 0 | 0 | 0.010057 | 0.010057 | 0 | 0 | 0 | 0 | 0 | 0 | 0 | 0 | 0 | 0 | 0 | 0 | 0 | 0 | 0.58081 | 0.58081 | 0 | 0 | 0.58875 | 0.58875 | 0 | 0 | 7.0401e-10 | 7.0401e-10 | 0 | 0 | 0.00046213 | 0.00046213 | 0 | 0 | 0 | 0 | 0 | 0 | 0 | 0 | 0.79735 | 0 | 0 | 0.0037722 | 0.0037722 | 0 | 0 | 0.021012 | 0.021012 | 0 | 16.8
2494_G_GT33 | NY_Zone J (NYC) | New York | 36 | Kings | 47 | 2494 | GT33 | Gowanus Gas Turbines Generating | 17320 | 1971 | 9999 | Combustion Turbine | [5 empty] | Fossil | G | 2030 | NaturalGas |  | 0 | 0 | 0.010838 | 0.010838 | 0 | 0 | 0 | 0 | 0 | 0 | 0 | 0 | 0 | 0 | 0 | 0 | 0 | 0 | 0.62575 | 0.62575 | 0 | 0 | 0.63446 | 0.63446 | 0 | 0 | 7.5866e-10 | 7.5866e-10 | 0 | 0 | 0.00049801 | 0.00049801 | 0 | 0 | 0 | 0 | 0 | 0 | 0 | 0 | 0.85904 | 0 | 0 | 0.0040641 | 0.0040641 | 0 | 0 | 0.022644 | 0.022644 | 0 | 18.1
2494_G_GT34 | NY_Zone J (NYC) | New York | 36 | Kings | 47 | 2494 | GT34 | Gowanus Gas Turbines Generating | 17319 | 1971 | 9999 | Combustion Turbine | [5 empty] | Fossil | G | 2030 | NaturalGas |  | 0 | 0 | 0.0096998 | 0.0096998 | 0 | 0 | 0 | 0 | 0 | 0 | 0 | 0 | 0 | 0 | 0 | 0 | 0 | 0 | 0.56007 | 0.56007 | 0 | 0 | 0.56782 | 0.56782 | 0 | 0 | 6.7898e-10 | 6.7898e-10 | 0 | 0 | 0.0004457 | 0.0004457 | 0 | 0 | 0 | 0 | 0 | 0 | 0 | 0 | 0.76887 | 0 | 0 | 0.0036375 | 0.0036375 | 0 | 0 | 0.020265 | 0.020265 | 0 | 16.2
2494_G_GT35 | NY_Zone J (NYC) | New York | 36 | Kings | 47 | 2494 | GT35 | Gowanus Gas Turbines Generating | 17317 | 1971 | 9999 | Combustion Turbine | [5 empty] | Fossil | G | 2030 | NaturalGas |  | 0 | 0 | 0.010357 | 0.010357 | 0 | 0 | 0 | 0 | 0 | 0 | 0 | 0 | 0 | 0 | 0 | 0 | 0 | 0 | 0.59809 | 0.59809 | 0 | 0 | 0.60631 | 0.60631 | 0 | 0 | 7.25e-10 | 7.25e-10 | 0 | 0 | 0.00047591 | 0.00047591 | 0 | 0 | 0 | 0 | 0 | 0 | 0 | 0 | 0.82108 | 0 | 0 | 0.0038844 | 0.0038844 | 0 | 0 | 0.021639 | 0.021639 | 0 | 17.3
2494_G_GT36 | NY_Zone J (NYC) | New York | 36 | Kings | 47 | 2494 | GT36 | Gowanus Gas Turbines Generating | 17318 | 1971 | 9999 | Combustion Turbine | [5 empty] | Fossil | G | 2030 | NaturalGas |  | 0 | 0 | 0.0092801 | 0.0092801 | 0 | 0 | 0 | 0 | 0 | 0 | 0 | 0 | 0 | 0 | 0 | 0 | 0 | 0 | 0.53586 | 0.53586 | 0 | 0 | 0.54326 | 0.54326 | 0 | 0 | 6.4961e-10 | 6.4961e-10 | 0 | 0 | 0.00042642 | 0.00042642 | 0 | 0 | 0 | 0 | 0 | 0 | 0 | 0 | 0.73565 | 0 | 0 | 0.0034803 | 0.0034803 | 0 | 0 | 0.019389 | 0.019389 | 0 | 15.5
2494_G_GT37 | NY_Zone J (NYC) | New York | 36 | Kings | 47 | 2494 | GT37 | Gowanus Gas Turbines Generating | 17314 | 1971 | 9999 | Combustion Turbine | [5 empty] | Fossil | G | 2030 | NaturalGas |  | 0 | 0 | 0.010715 | 0.010715 | 0 | 0 | 0 | 0 | 0 | 0 | 0 | 0 | 0 | 0 | 0 | 0 | 0 | 0 | 0.61884 | 0.61884 | 0 | 0 | 0.62723 | 0.62723 | 0 | 0 | 7.5002e-10 | 7.5002e-10 | 0 | 0 | 0.00049233 | 0.00049233 | 0 | 0 | 0 | 0 | 0 | 0 | 0 | 0 | 0.84955 | 0 | 0 | 0.0040192 | 0.0040192 | 0 | 0 | 0.022386 | 0.022386 | 0 | 17.9
2494_G_GT38 | NY_Zone J (NYC) | New York | 36 | Kings | 47 | 2494 | GT38 | Gowanus Gas Turbines Generating | 17321 | 1971 | 9999 | Combustion Turbine | [5 empty] | Fossil | G | 2030 | NaturalGas |  | 0 | 0 | 0.010539 | 0.010539 | 0 | 0 | 0 | 0 | 0 | 0 | 0 | 0 | 0 | 0 | 0 | 0 | 0 | 0 | 0.60847 | 0.60847 | 0 | 0 | 0.61697 | 0.61697 | 0 | 0 | 7.3775e-10 | 7.3775e-10 | 0 | 0 | 0.00048428 | 0.00048428 | 0 | 0 | 0 | 0 | 0 | 0 | 0 | 0 | 0.83531 | 0 | 0 | 0.0039518 | 0.0039518 | 0 | 0 | 0.022019 | 0.022019 | 0 | 17.6
2494_G_GT41 | NY_Zone J (NYC) | New York | 36 | Kings | 47 | 2494 | GT41 | Gowanus Gas Turbines Generating | 17313 | 1971 | 9999 | Combustion Turbine | [5 empty] | Fossil | G | 2030 | Oil |  | 0 | 0 | 0 | 0 | 0 | 0 | 0 | 0 | 0 | 0 | 0 | 0 | 0 | 0 | 0 | 0 | 0 | 0 | 0 | 0 | 0 | 0 | 0 | 0 | 0 | 0 | 0 | 0 | 0 | 0 | 0 | 0 | 0 | 0 | 0 | 0 | 0 | 0 | 0 | 0 | 0.86379 | 0 | 0 | 0 | 0 | 0 | 0 | 0 | 0 | 0 | 18.2
2494_G_GT42 | NY_Zone J (NYC) | New York | 36 | Kings | 47 | 2494 | GT42 | Gowanus Gas Turbines Generating | 17314 | 1971 | 9999 | Combustion Turbine | [5 empty] | Fossil | G | 2030 | Oil |  | 0 | 0 | 0 | 0 | 0 | 0 | 0 | 0 | 0 | 0 | 0 | 0 | 0 | 0 | 0 | 0 | 0 | 0 | 0 | 0 | 0 | 0 | 0 | 0 | 0 | 0 | 0 | 0 | 0 | 0 | 0 | 0 | 0 | 0 | 0 | 0 | 0 | 0 | 0 | 0 | 0.84955 | 0 | 0 | 0 | 0 | 0 | 0 | 0 | 0 | 0 | 17.9
2494_G_GT43 | NY_Zone J (NYC) | New York | 36 | Kings | 47 | 2494 | GT43 | Gowanus Gas Turbines Generating | 17311 | 1971 | 9999 | Combustion Turbine | [5 empty] | Fossil | G | 2030 | Oil |  | 0 | 0 | 0 | 0 | 0 | 0 | 0 | 0 | 0 | 0 | 0 | 0 | 0 | 0 | 0 | 0 | 0 | 0 | 0 | 0 | 0 | 0 | 0 | 0 | 0 | 0 | 0 | 0 | 0 | 0 | 0 | 0 | 0 | 0 | 0 | 0 | 0 | 0 | 0 | 0 | 0.77836 | 0 | 0 | 0 | 0 | 0 | 0 | 0 | 0 | 0 | 16.4
2494_G_GT44 | NY_Zone J (NYC) | New York | 36 | Kings | 47 | 2494 | GT44 | Gowanus Gas Turbines Generating | 17314 | 1971 | 9999 | Combustion Turbine | [5 empty] | Fossil | G | 2030 | Oil |  | 0 | 0 | 0 | 0 | 0 | 0 | 0 | 0 | 0 | 0 | 0 | 0 | 0 | 0 | 0 | 0 | 0 | 0 | 0 | 0 | 0 | 0 | 0 | 0 | 0 | 0 | 0 | 0 | 0 | 0 | 0 | 0 | 0 | 0 | 0 | 0 | 0 | 0 | 0 | 0 | 0.78311 | 0 | 0 | 0 | 0 | 0 | 0 | 0 | 0 | 0 | 16.5
2494_G_GT45 | NY_Zone J (NYC) | New York | 36 | Kings | 47 | 2494 | GT45 | Gowanus Gas Turbines Generating | 17314 | 1971 | 9999 | Combustion Turbine | [5 empty] | Fossil | G | 2030 | Oil |  | 0 | 0 | 0 | 0 | 0 | 0 | 0 | 0 | 0 | 0 | 0 | 0 | 0 | 0 | 0 | 0 | 0 | 0 | 0 | 0 | 0 | 0 | 0 | 0 | 0 | 0 | 0 | 0 | 0 | 0 | 0 | 0 | 0 | 0 | 0 | 0 | 0 | 0 | 0 | 0 | 0.76887 | 0 | 0 | 0 | 0 | 0 | 0 | 0 | 0 | 0 | 16.2
2494_G_GT46 | NY_Zone J (NYC) | New York | 36 | Kings | 47 | 2494 | GT46 | Gowanus Gas Turbines Generating | 17313 | 1971 | 9999 | Combustion Turbine | [5 empty] | Fossil | G | 2030 | Oil |  | 0 | 0 | 0 | 0 | 0 | 0 | 0 | 0 | 0 | 0 | 0 | 0 | 0 | 0 | 0 | 0 | 0 | 0 | 0 | 0 | 0 | 0 | 0 | 0 | 0 | 0 | 0 | 0 | 0 | 0 | 0 | 0 | 0 | 0 | 0 | 0 | 0 | 0 | 0 | 0 | 0.8543 | 0 | 0 | 0 | 0 | 0 | 0 | 0 | 0 | 0 | 18
2494_G_GT47 | NY_Zone J (NYC) | New York | 36 | Kings | 47 | 2494 | GT47 | Gowanus Gas Turbines Generating | 17318 | 1971 | 9999 | Combustion Turbine | [5 empty] | Fossil | G | 2030 | Oil |  | 0 | 0 | 0 | 0 | 0 | 0 | 0 | 0 | 0 | 0 | 0 | 0 | 0 | 0 | 0 | 0 | 0 | 0 | 0 | 0 | 0 | 0 | 0 | 0 | 0 | 0 | 0 | 0 | 0 | 0 | 0 | 0 | 0 | 0 | 0 | 0 | 0 | 0 | 0 | 0 | 0.78785 | 0 | 0 | 0 | 0 | 0 | 0 | 0 | 0 | 0 | 16.6
2494_G_GT48 | NY_Zone J (NYC) | New York | 36 | Kings | 47 | 2494 | GT48 | Gowanus Gas Turbines Generating | 17314 | 1971 | 9999 | Combustion Turbine | [5 empty] | Fossil | G | 2030 | Oil |  | 0 | 0 | 0 | 0 | 0 | 0 | 0 | 0 | 0 | 0 | 0 | 0 | 0 | 0 | 0 | 0 | 0 | 0 | 0 | 0 | 0 | 0 | 0 | 0 | 0 | 0 | 0 | 0 | 0 | 0 | 0 | 0 | 0 | 0 | 0 | 0 | 0 | 0 | 0 | 0 | 0.78785 | 0 | 0 | 0 | 0 | 0 | 0 | 0 | 0 | 0 | 16.6
2496_G_GT3 | NY_Zone J (NYC) | New York | 36 | Kings | 47 | 2496 | GT3 | Hudson Avenue | 20335 | 1970 | 9999 | Combustion Turbine | [5 empty] | Fossil | G | 2030 | Oil |  | 0 | 0 | 0 | 0 | 0 | 0 | 0 | 0 | 0 | 0 | 0 | 0 | 0 | 0 | 0 | 0 | 0 | 0 | 0 | 0 | 0 | 0 | 0 | 0 | 0 | 0 | 0 | 0 | 0 | 0 | 0 | 0 | 0 | 0 | 0 | 0 | 0 | 0 | 0 | 0 | 0.7926 | 0 | 0 | 0 | 0 | 0 | 0 | 0 | 0 | 0 | 16.7
2496_G_GT5 | NY_Zone J (NYC) | New York | 36 | Kings | 47 | 2496 | GT5 | Hudson Avenue | 20160 | 1970 | 9999 | Combustion Turbine | [5 empty] | Fossil | G | 2030 | Oil |  | 0 | 0 | 0 | 0 | 0 | 0 | 0 | 0 | 0 | 0 | 0 | 0 | 0 | 0 | 0 | 0 | 0 | 0 | 0 | 0 | 0 | 0 | 0 | 0 | 0 | 0 | 0 | 0 | 0 | 0 | 0 | 0 | 0 | 0 | 0 | 0 | 0 | 0 | 0 | 0 | 0.69768 | 0 | 0 | 0 | 0 | 0 | 0 | 0 | 0 | 0 | 14.7
2499_G_NT11 | NY_Zone J (NYC) | New York | 36 | Kings | 47 | 2499 | NT11 | Narrows Gas Turbines Generating | 17193 | 1972 | 9999 | Combustion Turbine | [5 empty] | Fossil | G | 2030 | NaturalGas |  | 0 | 0 | 0.01165 | 0.01165 | 0 | 0 | 0 | 0 | 0 | 0 | 0 | 0 | 0 | 0 | 0 | 0 | 0 | 0 | 0.67761 | 0.67761 | 0 | 0 | 0.682 | 0.682 | 0 | 0 | 8.1551e-10 | 8.1551e-10 | 0 | 0 | 0.00053532 | 0.00053532 | 0 | 0 | 0 | 0 | 0 | 0 | 0 | 0 | 0.93024 | 0 | 0 | 0.0044009 | 0.0044009 | 0 | 0 | 0.02434 | 0.02434 | 0 | 19.6
2499_G_NT12 | NY_Zone J (NYC) | New York | 36 | Kings | 47 | 2499 | NT12 | Narrows Gas Turbines Generating | 17192 | 1972 | 9999 | Combustion Turbine | [5 empty] | Fossil | G | 2030 | NaturalGas |  | 0 | 0 | 0.010461 | 0.010461 | 0 | 0 | 0 | 0 | 0 | 0 | 0 | 0 | 0 | 0 | 0 | 0 | 0 | 0 | 0.60847 | 0.60847 | 0 | 0 | 0.61237 | 0.61237 | 0 | 0 | 7.3225e-10 | 7.3225e-10 | 0 | 0 | 0.00048067 | 0.00048067 | 0 | 0 | 0 | 0 | 0 | 0 | 0 | 0 | 0.83531 | 0 | 0 | 0.0039518 | 0.0039518 | 0 | 0 | 0.021855 | 0.021855 | 0 | 17.6
2499_G_NT13 | NY_Zone J (NYC) | New York | 36 | Kings | 47 | 2499 | NT13 | Narrows Gas Turbines Generating | 17192 | 1972 | 9999 | Combustion Turbine | [5 empty] | Fossil | G | 2030 | NaturalGas |  | 0 | 0 | 0.011055 | 0.011055 | 0 | 0 | 0 | 0 | 0 | 0 | 0 | 0 | 0 | 0 | 0 | 0 | 0 | 0 | 0.64304 | 0.64304 | 0 | 0 | 0.64717 | 0.64717 | 0 | 0 | 7.7386e-10 | 7.7386e-10 | 0 | 0 | 0.00050798 | 0.00050798 | 0 | 0 | 0 | 0 | 0 | 0 | 0 | 0 | 0.88278 | 0 | 0 | 0.0041763 | 0.0041763 | 0 | 0 | 0.023097 | 0.023097 | 0 | 18.6
2499_G_NT14 | NY_Zone J (NYC) | New York | 36 | Kings | 47 | 2499 | NT14 | Narrows Gas Turbines Generating | 17195 | 1972 | 9999 | Combustion Turbine | [5 empty] | Fossil | G | 2030 | NaturalGas |  | 0 | 0 | 0.011116 | 0.011116 | 0 | 0 | 0 | 0 | 0 | 0 | 0 | 0 | 0 | 0 | 0 | 0 | 0 | 0 | 0.6465 | 0.6465 | 0 | 0 | 0.65076 | 0.65076 | 0 | 0 | 7.7815e-10 | 7.7815e-10 | 0 | 0 | 0.0005108 | 0.0005108 | 0 | 0 | 0 | 0 | 0 | 0 | 0 | 0 | 0.88752 | 0 | 0 | 0.0041988 | 0.0041988 | 0 | 0 | 0.023225 | 0.023225 | 0 | 18.7
2499_G_NT15 | NY_Zone J (NYC) | New York | 36 | Kings | 47 | 2499 | NT15 | Narrows Gas Turbines Generating | 17190 | 1972 | 9999 | Combustion Turbine | [5 empty] | Fossil | G | 2030 | NaturalGas |  | 0 | 0 | 0.012242 | 0.012242 | 0 | 0 | 0 | 0 | 0 | 0 | 0 | 0 | 0 | 0 | 0 | 0 | 0 | 0 | 0.71218 | 0.71218 | 0 | 0 | 0.71667 | 0.71667 | 0 | 0 | 8.5697e-10 | 8.5697e-10 | 0 | 0 | 0.00056254 | 0.00056254 | 0 | 0 | 0 | 0 | 0 | 0 | 0 | 0 | 0.9777 | 0 | 0 | 0.0046254 | 0.0046254 | 0 | 0 | 0.025578 | 0.025578 | 0 | 20.6
2499_G_NT16 | NY_Zone J (NYC) | New York | 36 | Kings | 47 | 2499 | NT16 | Narrows Gas Turbines Generating | 17193 | 1972 | 9999 | Combustion Turbine | [5 empty] | Fossil | G | 2030 | NaturalGas |  | 0 | 0 | 0.009332 | 0.009332 | 0 | 0 | 0 | 0 | 0 | 0 | 0 | 0 | 0 | 0 | 0 | 0 | 0 | 0 | 0.54278 | 0.54278 | 0 | 0 | 0.5463 | 0.5463 | 0 | 0 | 6.5324e-10 | 6.5324e-10 | 0 | 0 | 0.00042881 | 0.00042881 | 0 | 0 | 0 | 0 | 0 | 0 | 0 | 0 | 0.74514 | 0 | 0 | 0.0035252 | 0.0035252 | 0 | 0 | 0.019497 | 0.019497 | 0 | 15.7
2499_G_NT17 | NY_Zone J (NYC) | New York | 36 | Kings | 47 | 2499 | NT17 | Narrows Gas Turbines Generating | 17185 | 1972 | 9999 | Combustion Turbine | [5 empty] | Fossil | G | 2030 | NaturalGas |  | 0 | 0 | 0.011764 | 0.011764 | 0 | 0 | 0 | 0 | 0 | 0 | 0 | 0 | 0 | 0 | 0 | 0 | 0 | 0 | 0.68452 | 0.68452 | 0 | 0 | 0.68864 | 0.68864 | 0 | 0 | 8.2345e-10 | 8.2345e-10 | 0 | 0 | 0.00054053 | 0.00054053 | 0 | 0 | 0 | 0 | 0 | 0 | 0 | 0 | 0.93973 | 0 | 0 | 0.0044458 | 0.0044458 | 0 | 0 | 0.024577 | 0.024577 | 0 | 19.8
2499_G_NT18 | NY_Zone J (NYC) | New York | 36 | Kings | 47 | 2499 | NT18 | Narrows Gas Turbines Generating | 17192 | 1972 | 9999 | Combustion Turbine | [5 empty] | Fossil | G | 2030 | NaturalGas |  | 0 | 0 | 0.010342 | 0.010342 | 0 | 0 | 0 | 0 | 0 | 0 | 0 | 0 | 0 | 0 | 0 | 0 | 0 | 0 | 0.60155 | 0.60155 | 0 | 0 | 0.60541 | 0.60541 | 0 | 0 | 7.2393e-10 | 7.2393e-10 | 0 | 0 | 0.00047521 | 0.00047521 | 0 | 0 | 0 | 0 | 0 | 0 | 0 | 0 | 0.82582 | 0 | 0 | 0.0039069 | 0.0039069 | 0 | 0 | 0.021607 | 0.021607 | 0 | 17.4
2499_G_NT21 | NY_Zone J (NYC) | New York | 36 | Kings | 47 | 2499 | NT21 | Narrows Gas Turbines Generating | 17192 | 1972 | 9999 | Combustion Turbine | [5 empty] | Fossil | G | 2030 | NaturalGas |  | 0 | 0 | 0.011293 | 0.011293 | 0 | 0 | 0 | 0 | 0 | 0 | 0 | 0 | 0 | 0 | 0 | 0 | 0 | 0 | 0.65687 | 0.65687 | 0 | 0 | 0.66108 | 0.66108 | 0 | 0 | 7.905e-10 | 7.905e-10 | 0 | 0 | 0.00051891 | 0.00051891 | 0 | 0 | 0 | 0 | 0 | 0 | 0 | 0 | 0.90176 | 0 | 0 | 0.0042662 | 0.0042662 | 0 | 0 | 0.023594 | 0.023594 | 0 | 19
2499_G_NT22 | NY_Zone J (NYC) | New York | 36 | Kings | 47 | 2499 | NT22 | Narrows Gas Turbines Generating | 17192 | 1972 | 9999 | Combustion Turbine | [5 empty] | Fossil | G | 2030 | NaturalGas |  | 0 | 0 | 0.0096881 | 0.0096881 | 0 | 0 | 0 | 0 | 0 | 0 | 0 | 0 | 0 | 0 | 0 | 0 | 0 | 0 | 0.56352 | 0.56352 | 0 | 0 | 0.56714 | 0.56714 | 0 | 0 | 6.7817e-10 | 6.7817e-10 | 0 | 0 | 0.00044517 | 0.00044517 | 0 | 0 | 0 | 0 | 0 | 0 | 0 | 0 | 0.77362 | 0 | 0 | 0.0036599 | 0.0036599 | 0 | 0 | 0.020241 | 0.020241 | 0 | 16.3
2499_G_NT23 | NY_Zone J (NYC) | New York | 36 | Kings | 47 | 2499 | NT23 | Narrows Gas Turbines Generating | 17192 | 1972 | 9999 | Combustion Turbine | [5 empty] | Fossil | G | 2030 | NaturalGas |  | 0 | 0 | 0.01052 | 0.01052 | 0 | 0 | 0 | 0 | 0 | 0 | 0 | 0 | 0 | 0 | 0 | 0 | 0 | 0 | 0.61192 | 0.61192 | 0 | 0 | 0.61585 | 0.61585 | 0 | 0 | 7.3641e-10 | 7.3641e-10 | 0 | 0 | 0.0004834 | 0.0004834 | 0 | 0 | 0 | 0 | 0 | 0 | 0 | 0 | 0.84006 | 0 | 0 | 0.0039743 | 0.0039743 | 0 | 0 | 0.021979 | 0.021979 | 0 | 17.7
2499_G_NT24 | NY_Zone J (NYC) | New York | 36 | Kings | 47 | 2499 | NT24 | Narrows Gas Turbines Generating | 17193 | 1972 | 9999 | Combustion Turbine | [5 empty] | Fossil | G | 2030 | NaturalGas |  | 0 | 0 | 0.010699 | 0.010699 | 0 | 0 | 0 | 0 | 0 | 0 | 0 | 0 | 0 | 0 | 0 | 0 | 0 | 0 | 0.62229 | 0.62229 | 0 | 0 | 0.62633 | 0.62633 | 0 | 0 | 7.4894e-10 | 7.4894e-10 | 0 | 0 | 0.00049162 | 0.00049162 | 0 | 0 | 0 | 0 | 0 | 0 | 0 | 0 | 0.8543 | 0 | 0 | 0.0040416 | 0.0040416 | 0 | 0 | 0.022353 | 0.022353 | 0 | 18
2499_G_NT25 | NY_Zone J (NYC) | New York | 36 | Kings | 47 | 2499 | NT25 | Narrows Gas Turbines Generating | 17192 | 1972 | 9999 | Combustion Turbine | [5 empty] | Fossil | G | 2030 | NaturalGas |  | 0 | 0 | 0.010936 | 0.010936 | 0 | 0 | 0 | 0 | 0 | 0 | 0 | 0 | 0 | 0 | 0 | 0 | 0 | 0 | 0.63612 | 0.63612 | 0 | 0 | 0.64021 | 0.64021 | 0 | 0 | 7.6554e-10 | 7.6554e-10 | 0 | 0 | 0.00050252 | 0.00050252 | 0 | 0 | 0 | 0 | 0 | 0 | 0 | 0 | 0.87328 | 0 | 0 | 0.0041314 | 0.0041314 | 0 | 0 | 0.022849 | 0.022849 | 0 | 18.4
2499_G_NT26 | NY_Zone J (NYC) | New York | 36 | Kings | 47 | 2499 | NT26 | Narrows Gas Turbines Generating | 17190 | 1972 | 9999 | Combustion Turbine | [5 empty] | Fossil | G | 2030 | NaturalGas |  | 0 | 0 | 0.0098652 | 0.0098652 | 0 | 0 | 0 | 0 | 0 | 0 | 0 | 0 | 0 | 0 | 0 | 0 | 0 | 0 | 0.57389 | 0.57389 | 0 | 0 | 0.57751 | 0.57751 | 0 | 0 | 6.9057e-10 | 6.9057e-10 | 0 | 0 | 0.00045331 | 0.00045331 | 0 | 0 | 0 | 0 | 0 | 0 | 0 | 0 | 0.78785 | 0 | 0 | 0.0037273 | 0.0037273 | 0 | 0 | 0.020611 | 0.020611 | 0 | 16.6
2499_G_NT27 | NY_Zone J (NYC) | New York | 36 | Kings | 47 | 2499 | NT27 | Narrows Gas Turbines Generating | 17191 | 1972 | 9999 | Combustion Turbine | [5 empty] | Fossil | G | 2030 | NaturalGas |  | 0 | 0 | 0.011233 | 0.011233 | 0 | 0 | 0 | 0 | 0 | 0 | 0 | 0 | 0 | 0 | 0 | 0 | 0 | 0 | 0.65341 | 0.65341 | 0 | 0 | 0.65757 | 0.65757 | 0 | 0 | 7.8629e-10 | 7.8629e-10 | 0 | 0 | 0.00051615 | 0.00051615 | 0 | 0 | 0 | 0 | 0 | 0 | 0 | 0 | 0.89701 | 0 | 0 | 0.0042437 | 0.0042437 | 0 | 0 | 0.023468 | 0.023468 | 0 | 18.9
2499_G_NT28 | NY_Zone J (NYC) | New York | 36 | Kings | 47 | 2499 | NT28 | Narrows Gas Turbines Generating | 17192 | 1972 | 9999 | Combustion Turbine | [5 empty] | Fossil | G | 2030 | NaturalGas |  | 0 | 0 | 0.0098069 | 0.0098069 | 0 | 0 | 0 | 0 | 0 | 0 | 0 | 0 | 0 | 0 | 0 | 0 | 0 | 0 | 0.57044 | 0.57044 | 0 | 0 | 0.5741 | 0.5741 | 0 | 0 | 6.8649e-10 | 6.8649e-10 | 0 | 0 | 0.00045063 | 0.00045063 | 0 | 0 | 0 | 0 | 0 | 0 | 0 | 0 | 0.78311 | 0 | 0 | 0.0037048 | 0.0037048 | 0 | 0 | 0.020489 | 0.020489 | 0 | 16.5
250_G_H1 | WECC_Northern California (not including BANC) | California | 6 | Fresno | 19 | 250 | H1 | Kerckhoff | 0 | 1920 | 9999 | Hydro | [5 empty] | Non-Fossil | G | 2030 | Hydro |  | 0 | 0 | 0 | 0 | 0 | 0 | 0 | 0 | 0 | 0 | 0 | 0 | 0 | 0 | 0 | 0 | 6.2349 | 9.9429 | 18.8416 | 35.0193 | 0 | 0 | 0 | 0 | 0 | 0 | 0 | 0 | 0 | 0 | 0 | 0 | 0 | 0 | 0 | 0 | 0 | 0 | 0 | 0 | 0.19918 | 0.0086664 | 0.013821 | 0.02619 | 0.048677 | 0 | 0 | 0 | 0 | 0 | 12.6
250_G_H3 | WECC_Northern California (not including BANC) | California | 6 | Fresno | 19 | 250 | H3 | Kerckhoff | 0 | 1920 | 9999 | Hydro | [5 empty] | Non-Fossil | G | 2030 | Hydro |  | 0 | 0 | 0 | 0 | 0 | 0 | 0 | 0 | 0 | 0 | 0 | 0 | 0 | 0 | 0 | 0 | 6.2349 | 9.9429 | 18.8416 | 35.0193 | 0 | 0 | 0 | 0 | 0 | 0 | 0 | 0 | 0 | 0 | 0 | 0 | 0 | 0 | 0 | 0 | 0 | 0 | 0 | 0 | 0.19918 | 0.0086664 | 0.013821 | 0.02619 | 0.048677 | 0 | 0 | 0 | 0 | 0 | 12.6
2500_B_10 | NY_Zone J (NYC) | New York | 36 | Queens | 81 | 2500 | 10 | Ravenswood | 11015 | 1963 | 9999 | O/G Steam | tangential | dry |  | OFA |  | Fossil | B | 2030 | NaturalGas |  | 0 | 0 | 0 | 0 | 0 | 0 | 0 | 0 | 0 | 0 | 0 | 0 | 0 | 0 | 0 | 0 | 0 | 0 | 0 | 0 | 0 | 0 | 0 | 0 | 0 | 0 | 0 | 0 | 0 | 0 | 0 | 0 | 0 | 0 | 0 | 0 | 0 | 0 | 0 | 0 | 19.6184 | 0 | 0 | 0 | 0 | 0 | 0 | 0 | 0 | 0 | 368
2500_B_20 | NY_Zone J (NYC) | New York | 36 | Queens | 81 | 2500 | 20 | Ravenswood | 11033 | 1963 | 9999 | O/G Steam | tangential | dry |  | OFA |  | Fossil | B | 2030 | NaturalGas |  | 0 | 0 | 0 | 0 | 0 | 0 | 0 | 0 | 0 | 0 | 0 | 0 | 0 | 0 | 0 | 0 | 0 | 0 | 0 | 0 | 0 | 0 | 0 | 0 | 0 | 0 | 0 | 0 | 0 | 0 | 0 | 0 | 0 | 0 | 0 | 0 | 0 | 0 | 0 | 0 | 19.8316 | 0 | 0 | 0 | 0 | 0 | 0 | 0 | 0 | 0 | 372
2500_B_30 | NY_Zone J (NYC) | New York | 36 | Queens | 81 | 2500 | 30 | Ravenswood | 11031 | 1965 | 9999 | O/G Steam | tangential | dry |  | OFA |  | Fossil | B | 2030 | NaturalGas |  | 0 | 0 | 0 | 0 | 0 | 0 | 0 | 0 | 0 | 0 | 0 | 0 | 0 | 0 | 0 | 0 | 0 | 0 | 0 | 0 | 0 | 0 | 0 | 0 | 0 | 0 | 0 | 0 | 0 | 0 | 0 | 0 | 0 | 0 | 0 | 0 | 0 | 0 | 0 | 0 | 51.8715 | 0 | 0 | 0 | 0 | 0 | 0 | 0 | 0 | 0 | 973
2500_G_4 | NY_Zone J (NYC) | New York | 36 | Queens | 81 | 2500 | 4 | Ravenswood | 7425 | 2003 | 9999 | Combined Cycle |  |  | SCR | DLNB + NH3 |  | Fossil | G | 2030 | NaturalGas |  | 0.041477 | 2.3067 | 4.1526 | 6.5008 | 0 | 0 | 0 | 0 | 0 | 0 | 0 | 0 | 0 | 0 | 0 | 0 | 5.5861 | 310.6621 | 559.2767 | 875.5249 | 2.4281 | 135.0322 | 243.0949 | 380.5552 | 2.9034e-09 | 1.6147e-07 | 2.9068e-07 | 4.5505e-07 | 0.0001481 | 0.008236 | 0.014827 | 0.023211 | 0 | 0 | 0 | 0 | 0 | 0 | 0 | 0 | 5.3617 | 0.023047 | 0.70988 | 1.278 | 2.0109 | 0.26775 | 6.5817 | 8.676 | 15.5255 | 0 | 169.7 | SCR
2500_G_4S | NY_Zone J (NYC) | New York | 36 | Queens | 81 | 2500 | 4S | Ravenswood | 7425 | 2003 | 9999 | Combined Cycle | other |  | SCR | LNB |  | Fossil | G | 2030 | NaturalGas |  | 0.026463 | 1.0752 | 1.9356 | 3.0372 | 0 | 0 | 0 | 0 | 0 | 0 | 0 | 0 | 0 | 0 | 0 | 0 | 3.5641 | 144.8048 | 260.6882 | 409.057 | 1.5492 | 62.9408 | 113.3106 | 177.8005 | 1.8524e-09 | 7.5262e-08 | 1.3549e-07 | 2.1261e-07 | 9.4488e-05 | 0.003839 | 0.0069112 | 0.010845 | 0 | 0 | 0 | 0 | 0 | 0 | 0 | 0 | 2.4992 | 0.014684 | 0.33089 | 0.59569 | 0.94126 | 0.17083 | 3.0679 | 4.044 | 7.2827 | 0 | 79.1 | SCR
2500_G_GT1 | NY_Zone J (NYC) | New York | 36 | Queens | 81 | 2500 | GT1 | Ravenswood | 16896 | 1967 | 9999 | Combustion Turbine | [5 empty] | Fossil | G | 2030 | NaturalGas |  | 0 | 0 | 0.0094693 | 0.0094693 | 0 | 0 | 0 | 0 | 0 | 0 | 0 | 0 | 0 | 0 | 0 | 0 | 0 | 0 | 0.56045 | 0.56045 | 0 | 0 | 0.55433 | 0.55433 | 0 | 0 | 6.6285e-10 | 6.6285e-10 | 0 | 0 | 0.00043511 | 0.00043511 | 0 | 0 | 0 | 0 | 0 | 0 | 0 | 0 | 0.41291 | 0 | 0 | 0.0026453 | 0.0026453 | 0 | 0 | 0.019784 | 0.019784 | 0 | 8.7
2500_G_GT10 | NY_Zone J (NYC) | New York | 36 | Queens | 81 | 2500 | GT10 | Ravenswood | 16885 | 1969 | 9999 | Combustion Turbine | [5 empty] | Fossil | G | 2030 | NaturalGas |  | 0 | 0 | 0.020627 | 0.020627 | 0 | 0 | 0 | 0 | 0 | 0 | 0 | 0 | 0 | 0 | 0 | 0 | 0 | 0 | 1.2368 | 1.2368 | 0 | 0 | 1.2075 | 1.2075 | 0 | 0 | 1.4439e-09 | 1.4439e-09 | 0 | 0 | 0.00094781 | 0.00094781 | 0 | 0 | 0 | 0 | 0 | 0 | 0 | 0 | 0.91125 | 0 | 0 | 0.0061587 | 0.0061587 | 0 | 0 | 0.043096 | 0.043096 | 0 | 19.2
2500_G_GT11 | NY_Zone J (NYC) | New York | 36 | Queens | 81 | 2500 | GT11 | Ravenswood | 16888 | 1969 | 9999 | Combustion Turbine | [5 empty] | Fossil | G | 2030 | NaturalGas |  | 0 | 0 | 0.018589 | 0.018589 | 0 | 0 | 0 | 0 | 0 | 0 | 0 | 0 | 0 | 0 | 0 | 0 | 0 | 0 | 1.1145 | 1.1145 | 0 | 0 | 1.0882 | 1.0882 | 0 | 0 | 1.3012e-09 | 1.3012e-09 | 0 | 0 | 0.00085417 | 0.00085417 | 0 | 0 | 0 | 0 | 0 | 0 | 0 | 0 | 0.82108 | 0 | 0 | 0.0055492 | 0.0055492 | 0 | 0 | 0.038838 | 0.038838 | 0 | 17.3
2500_G_GT9 | NY_Zone J (NYC) | New York | 36 | Queens | 81 | 2500 | GT9 | Ravenswood | 16213 | 1969 | 9999 | Combustion Turbine | [5 empty] | Fossil | G | 2030 | NaturalGas |  | 0 | 0 | 1.0316e-09 | 1.0316e-09 | 0 | 0 | 0 | 0 | 0 | 0 | 0 | 0 | 0 | 0 | 0 | 0 | 0 | 0 | 6.4419e-08 | 6.4419e-08 | 0 | 0 | 6.0388e-08 | 6.0388e-08 | 0 | 0 | 7.221e-17 | 7.221e-17 | 0 | 0 | 1.8962e-10 | 1.8962e-10 | 0 | 0 | 0 | 0 | 0 | 0 | 0 | 0 | 4.7461e-08 | 0 | 0 | 3.2076e-10 | 3.2076e-10 | 0 | 0 | 2.1552e-09 | 2.1552e-09 | 0 | 1e-06
2503_G_GT1 | NY_Zone J (NYC) | New York | 36 | New York | 61 | 2503 | GT1 | 59th Street | 18360 | 1969 | 9999 | Combustion Turbine | [5 empty] | Fossil | G | 2030 | NaturalGas |  | 0 | 0 | 0.0098385 | 0.0098385 | 0 | 0 | 0 | 0 | 0 | 0 | 0 | 0 | 0 | 0 | 0 | 0 | 0 | 0 | 0.53586 | 0.53586 | 0 | 0 | 0.57594 | 0.57594 | 0 | 0 | 6.8869e-10 | 6.8869e-10 | 0 | 0 | 0.00045208 | 0.00045208 | 0 | 0 | 0 | 0 | 0 | 0 | 0 | 0 | 0.73565 | 0 | 0 | 0.0034803 | 0.0034803 | 0 | 0 | 0.020555 | 0.020555 | 0 | 15.5
2504_G_GT1 | NY_Zone J (NYC) | New York | 36 | New York | 61 | 2504 | GT1 | 74th Street | 13865 | 1968 | 9999 | Combustion Turbine | [5 empty] | Fossil | G | 2030 | Oil |  | 0 | 0 | 0 | 0 | 0 | 0 | 0 | 0 | 0 | 0 | 0 | 0 | 0 | 0 | 0 | 0 | 0 | 0 | 0 | 0 | 0 | 0 | 0 | 0 | 0 | 0 | 0 | 0 | 0 | 0 | 0 | 0 | 0 | 0 | 0 | 0 | 0 | 0 | 0 | 0 | 0.90176 | 0 | 0 | 0 | 0 | 0 | 0 | 0 | 0 | 0 | 19
2504_G_GT2 | NY_Zone J (NYC) | New York | 36 | New York | 61 | 2504 | GT2 | 74th Street | 13867 | 1968 | 9999 | Combustion Turbine | [5 empty] | Fossil | G | 2030 | Oil |  | 0 | 0 | 0 | 0 | 0 | 0 | 0 | 0 | 0 | 0 | 0 | 0 | 0 | 0 | 0 | 0 | 0 | 0 | 0 | 0 | 0 | 0 | 0 | 0 | 0 | 0 | 0 | 0 | 0 | 0 | 0 | 0 | 0 | 0 | 0 | 0 | 0 | 0 | 0 | 0 | 0.89701 | 0 | 0 | 0 | 0 | 0 | 0 | 0 | 0 | 0 | 18.9
2511_B_10 | NY_Zone K (LI) | New York | 36 | Nassau | 59 | 2511 | 10 | E F Barrett | 10937 | 1956 | 9999 | O/G Steam | tangential | dry |  |  |  | Fossil | B | 2030 |  | O/G Retirement | 0 | 0 | 0 | 0 | 0 | 0 | 0 | 0 | 0 | 0 | 0 | 0 | 0 | 0 | 0 | 0 | 0 | 0 | 0 | 0 | 0 | 0 | 0 | 0 | 0 | 0 | 0 | 0 | 0 | 0 | 0 | 0 | 0 | 0 | 0 | 0 | 0 | 0 | 0 | 0 | 0 | 0 | 0 | 0 | 0 | 0 | 0 | 0 | 0 | 0 | 193
2511_B_20 | NY_Zone K (LI) | New York | 36 | Nassau | 59 | 2511 | 20 | E F Barrett | 11042 | 1963 | 9999 | O/G Steam | tangential | dry |  | OFA |  | Fossil | B | 2030 |  | O/G Retirement | 0 | 0 | 0 | 0 | 0 | 0 | 0 | 0 | 0 | 0 | 0 | 0 | 0 | 0 | 0 | 0 | 0 | 0 | 0 | 0 | 0 | 0 | 0 | 0 | 0 | 0 | 0 | 0 | 0 | 0 | 0 | 0 | 0 | 0 | 0 | 0 | 0 | 0 | 0 | 0 | 0 | 0 | 0 | 0 | 0 | 0 | 0 | 0 | 0 | 0 | 193
2511_G_10 | NY_Zone K (LI) | New York | 36 | Nassau | 59 | 2511 | 10 | E F Barrett | 16042 | 1971 | 9999 | Combustion Turbine | [5 empty] | Fossil | G | 2030 | NaturalGas |  | 0 | 0 | 0.021758 | 0.021758 | 0 | 0 | 0 | 0 | 0 | 0 | 0 | 0 | 0 | 0 | 0 | 0 | 0 | 0 | 1.3563 | 1.3563 | 0 | 0 | 1.2737 | 1.2737 | 0 | 0 | 1.5231e-09 | 1.5231e-09 | 0 | 0 | 0.00099978 | 0.00099978 | 0 | 0 | 0 | 0 | 0 | 0 | 0 | 0 | 1.8708 | 0 | 0 | 0.0064018 | 0.0064018 | 0 | 0 | 0.045458 | 0.045458 | 0 | 39.6
2511_G_11 | NY_Zone K (LI) | New York | 36 | Nassau | 59 | 2511 | 11 | E F Barrett | 16043 | 1971 | 9999 | Combustion Turbine | [5 empty] | Fossil | G | 2030 | NaturalGas |  | 0 | 0 | 0.022034 | 0.022034 | 0 | 0 | 0 | 0 | 0 | 0 | 0 | 0 | 0 | 0 | 0 | 0 | 0 | 0 | 1.3734 | 1.3734 | 0 | 0 | 1.2899 | 1.2899 | 0 | 0 | 1.5424e-09 | 1.5424e-09 | 0 | 0 | 0.0010125 | 0.0010125 | 0 | 0 | 0 | 0 | 0 | 0 | 0 | 0 | 1.8945 | 0 | 0 | 0.0064826 | 0.0064826 | 0 | 0 | 0.046035 | 0.046035 | 0 | 40.1
2511_G_12 | NY_Zone K (LI) | New York | 36 | Nassau | 59 | 2511 | 12 | E F Barrett | 16043 | 1971 | 9999 | Combustion Turbine | [5 empty] | Fossil | G | 2030 | NaturalGas |  | 0 | 0 | 0.022474 | 0.022474 | 0 | 0 | 0 | 0 | 0 | 0 | 0 | 0 | 0 | 0 | 0 | 0 | 0 | 0 | 1.4008 | 1.4008 | 0 | 0 | 1.3156 | 1.3156 | 0 | 0 | 1.5732e-09 | 1.5732e-09 | 0 | 0 | 0.0010327 | 0.0010327 | 0 | 0 | 0 | 0 | 0 | 0 | 0 | 0 | 1.9322 | 0 | 0 | 0.006612 | 0.006612 | 0 | 0 | 0.046954 | 0.046954 | 0 | 40.9
2511_G_3 | NY_Zone K (LI) | New York | 36 | Nassau | 59 | 2511 | 3 | E F Barrett | 16043 | 1970 | 9999 | Combustion Turbine | [5 empty] | Fossil | G | 2030 | NaturalGas |  | 0 | 0 | 0.0093817 | 0.0093817 | 0 | 0 | 0 | 0 | 0 | 0 | 0 | 0 | 0 | 0 | 0 | 0 | 0 | 0 | 0.58478 | 0.58478 | 0 | 0 | 0.5492 | 0.5492 | 0 | 0 | 6.5672e-10 | 6.5672e-10 | 0 | 0 | 0.00043109 | 0.00043109 | 0 | 0 | 0 | 0 | 0 | 0 | 0 | 0 | 0.81258 | 0 | 0 | 0.0032514 | 0.0032514 | 0 | 0 | 0.019601 | 0.019601 | 0 | 17.2
2511_G_4 | NY_Zone K (LI) | New York | 36 | Nassau | 59 | 2511 | 4 | E F Barrett | 16042 | 1970 | 9999 | Combustion Turbine | [5 empty] | Fossil | G | 2030 | NaturalGas |  | 0 | 0 | 0.0093265 | 0.0093265 | 0 | 0 | 0 | 0 | 0 | 0 | 0 | 0 | 0 | 0 | 0 | 0 | 0 | 0 | 0.58138 | 0.58138 | 0 | 0 | 0.54598 | 0.54598 | 0 | 0 | 6.5286e-10 | 6.5286e-10 | 0 | 0 | 0.00042855 | 0.00042855 | 0 | 0 | 0 | 0 | 0 | 0 | 0 | 0 | 0.80786 | 0 | 0 | 0.0032325 | 0.0032325 | 0 | 0 | 0.019486 | 0.019486 | 0 | 17.1
2511_G_5 | NY_Zone K (LI) | New York | 36 | Nassau | 59 | 2511 | 5 | E F Barrett | 16043 | 1970 | 9999 | Combustion Turbine | [5 empty] | Fossil | G | 2030 | NaturalGas |  | 0 | 0 | 0.0094362 | 0.0094362 | 0 | 0 | 0 | 0 | 0 | 0 | 0 | 0 | 0 | 0 | 0 | 0 | 0 | 0 | 0.58818 | 0.58818 | 0 | 0 | 0.5524 | 0.5524 | 0 | 0 | 6.6054e-10 | 6.6054e-10 | 0 | 0 | 0.00043359 | 0.00043359 | 0 | 0 | 0 | 0 | 0 | 0 | 0 | 0 | 0.81731 | 0 | 0 | 0.0032703 | 0.0032703 | 0 | 0 | 0.019715 | 0.019715 | 0 | 17.3
2511_G_6 | NY_Zone K (LI) | New York | 36 | Nassau | 59 | 2511 | 6 | E F Barrett | 16045 | 1970 | 9999 | Combustion Turbine | [5 empty] | Fossil | G | 2030 | NaturalGas |  | 0 | 0 | 0.0097101 | 0.0097101 | 0 | 0 | 0 | 0 | 0 | 0 | 0 | 0 | 0 | 0 | 0 | 0 | 0 | 0 | 0.60518 | 0.60518 | 0 | 0 | 0.56843 | 0.56843 | 0 | 0 | 6.7971e-10 | 6.7971e-10 | 0 | 0 | 0.00044618 | 0.00044618 | 0 | 0 | 0 | 0 | 0 | 0 | 0 | 0 | 0.84093 | 0 | 0 | 0.0033648 | 0.0033648 | 0 | 0 | 0.020287 | 0.020287 | 0 | 17.8
2511_G_8 | NY_Zone K (LI) | New York | 36 | Nassau | 59 | 2511 | 8 | E F Barrett | 16042 | 1970 | 9999 | Combustion Turbine | [5 empty] | Fossil | G | 2030 | NaturalGas |  | 0 | 0 | 0.0092175 | 0.0092175 | 0 | 0 | 0 | 0 | 0 | 0 | 0 | 0 | 0 | 0 | 0 | 0 | 0 | 0 | 0.57458 | 0.57458 | 0 | 0 | 0.53959 | 0.53959 | 0 | 0 | 6.4522e-10 | 6.4522e-10 | 0 | 0 | 0.00042354 | 0.00042354 | 0 | 0 | 0 | 0 | 0 | 0 | 0 | 0 | 0.79841 | 0 | 0 | 0.0031947 | 0.0031947 | 0 | 0 | 0.019258 | 0.019258 | 0 | 16.9
2511_G_9 | NY_Zone K (LI) | New York | 36 | Nassau | 59 | 2511 | 9 | E F Barrett | 16044 | 1971 | 9999 | Combustion Turbine | [5 empty] | Fossil | G | 2030 | NaturalGas |  | 0 | 0 | 0.022365 | 0.022365 | 0 | 0 | 0 | 0 | 0 | 0 | 0 | 0 | 0 | 0 | 0 | 0 | 0 | 0 | 1.394 | 1.394 | 0 | 0 | 1.3093 | 1.3093 | 0 | 0 | 1.5656e-09 | 1.5656e-09 | 0 | 0 | 0.0010277 | 0.0010277 | 0 | 0 | 0 | 0 | 0 | 0 | 0 | 0 | 1.9228 | 0 | 0 | 0.0065796 | 0.0065796 | 0 | 0 | 0.046727 | 0.046727 | 0 | 40.7
2511_G_GT1 | NY_Zone K (LI) | New York | 36 | Nassau | 59 | 2511 | GT1 | E F Barrett | 16046 | 1970 | 9999 | Combustion Turbine | [5 empty] | Fossil | G | 2030 | NaturalGas |  | 0 | 0 | 0.0094925 | 0.0094925 | 0 | 0 | 0 | 0 | 0 | 0 | 0 | 0 | 0 | 0 | 0 | 0 | 0 | 0 | 0.59158 | 0.59158 | 0 | 0 | 0.55569 | 0.55569 | 0 | 0 | 6.6448e-10 | 6.6448e-10 | 0 | 0 | 0.00043618 | 0.00043618 | 0 | 0 | 0 | 0 | 0 | 0 | 0 | 0 | 0.82203 | 0 | 0 | 0.0032892 | 0.0032892 | 0 | 0 | 0.019832 | 0.019832 | 0 | 17.4
2511_G_GT2 | NY_Zone K (LI) | New York | 36 | Nassau | 59 | 2511 | GT2 | E F Barrett | 16050 | 1970 | 9999 | Combustion Turbine | [5 empty] | Fossil | G | 2030 | NaturalGas |  | 0 | 0 | 0.0095495 | 0.0095495 | 0 | 0 | 0 | 0 | 0 | 0 | 0 | 0 | 0 | 0 | 0 | 0 | 0 | 0 | 0.59498 | 0.59498 | 0 | 0 | 0.55903 | 0.55903 | 0 | 0 | 6.6846e-10 | 6.6846e-10 | 0 | 0 | 0.0004388 | 0.0004388 | 0 | 0 | 0 | 0 | 0 | 0 | 0 | 0 | 0.82676 | 0 | 0 | 0.0033081 | 0.0033081 | 0 | 0 | 0.019951 | 0.019951 | 0 | 17.5
2512_G_1 | NY_Zone K (LI) | New York | 36 | Suffolk | 103 | 2512 | 1 | East Hampton | 13958 | 1970 | 9999 | Combustion Turbine | [5 empty] | Fossil | G | 2030 | Oil |  | 0 | 0 | 0 | 0 | 0 | 0 | 0 | 0 | 0 | 0 | 0 | 0 | 0 | 0 | 0 | 0 | 0 | 0 | 0 | 0 | 0 | 0 | 0 | 0 | 0 | 0 | 0 | 0 | 0 | 0 | 0 | 0 | 0 | 0 | 0 | 0 | 0 | 0 | 0 | 0 | 0.90707 | 0 | 0 | 0 | 0 | 0 | 0 | 0 | 0 | 0 | 19.2
2512_G_2 | NY_Zone K (LI) | New York | 36 | Suffolk | 103 | 2512 | 2 | East Hampton | 10800 | 1962 | 9999 | Combustion Turbine | [5 empty] | Fossil | G | 2030 | Oil |  | 0 | 0 | 0 | 0 | 0 | 0 | 0 | 0 | 0 | 0 | 0 | 0 | 0 | 0 | 0 | 0 | 0 | 0 | 0 | 0 | 0 | 0 | 0 | 0 | 0 | 0 | 0 | 0 | 0 | 0 | 0 | 0 | 0 | 0 | 0 | 0 | 0 | 0 | 0 | 0 | 0.094487 | 0 | 0 | 0 | 0 | 0 | 0 | 0 | 0 | 0 | 2
2512_G_3 | NY_Zone K (LI) | New York | 36 | Suffolk | 103 | 2512 | 3 | East Hampton | 10800 | 1962 | 9999 | Combustion Turbine | [5 empty] | Fossil | G | 2030 | Oil |  | 0 | 0 | 0 | 0 | 0 | 0 | 0 | 0 | 0 | 0 | 0 | 0 | 0 | 0 | 0 | 0 | 0 | 0 | 0 | 0 | 0 | 0 | 0 | 0 | 0 | 0 | 0 | 0 | 0 | 0 | 0 | 0 | 0 | 0 | 0 | 0 | 0 | 0 | 0 | 0 | 0.094487 | 0 | 0 | 0 | 0 | 0 | 0 | 0 | 0 | 0 | 2
2512_G_4 | NY_Zone K (LI) | New York | 36 | Suffolk | 103 | 2512 | 4 | East Hampton | 10800 | 1962 | 9999 | Combustion Turbine | [5 empty] | Fossil | G | 2030 | Oil |  | 0 | 0 | 0 | 0 | 0 | 0 | 0 | 0 | 0 | 0 | 0 | 0 | 0 | 0 | 0 | 0 | 0 | 0 | 0 | 0 | 0 | 0 | 0 | 0 | 0 | 0 | 0 | 0 | 0 | 0 | 0 | 0 | 0 | 0 | 0 | 0 | 0 | 0 | 0 | 0 | 0.094487 | 0 | 0 | 0 | 0 | 0 | 0 | 0 | 0 | 0 | 2
2514_G_GT2 | NY_Zone K (LI) | New York | 36 | Nassau | 59 | 2514 | GT2 | Glenwood | 15453 | 1972 | 9999 | Combustion Turbine | [5 empty] | Fossil | G | 2030 | Oil |  | 0 | 0 | 0 | 0 | 0 | 0 | 0 | 0 | 0 | 0 | 0 | 0 | 0 | 0 | 0 | 0 | 0 | 0 | 0 | 0 | 0 | 0 | 0 | 0 | 0 | 0 | 0 | 0 | 0 | 0 | 0 | 0 | 0 | 0 | 0 | 0 | 0 | 0 | 0 | 0 | 2.3149 | 0 | 0 | 0 | 0 | 0 | 0 | 0 | 0 | 0 | 49
2514_G_GT3 | NY_Zone K (LI) | New York | 36 | Nassau | 59 | 2514 | GT3 | Glenwood | 15482 | 1972 | 9999 | Combustion Turbine | [5 empty] | Fossil | G | 2030 | Oil |  | 0 | 0 | 0 | 0 | 0 | 0 | 0 | 0 | 0 | 0 | 0 | 0 | 0 | 0 | 0 | 0 | 0 | 0 | 0 | 0 | 0 | 0 | 0 | 0 | 0 | 0 | 0 | 0 | 0 | 0 | 0 | 0 | 0 | 0 | 0 | 0 | 0 | 0 | 0 | 0 | 2.6031 | 0 | 0 | 0 | 0 | 0 | 0 | 0 | 0 | 0 | 55.1
2516_B_1 | NY_Zone K (LI) | New York | 36 | Suffolk | 103 | 2516 | 1 | Northport | 10733 | 1967 | 9999 | O/G Steam | tangential | dry |  | OFA + LNC2 |  | Fossil | B | 2030 | NaturalGas |  | 0 | 0 | 4.5982 | 4.5982 | 0 | 0 | 0 | 0 | 0 | 0 | 0 | 0 | 0 | 0 | 0 | 0 | 0 | 0 | 428.4195 | 428.4195 | 0 | 0 | 269.1802 | 269.1802 | 0 | 0 | 3.2188e-07 | 3.2188e-07 | 0 | 0 | 0.14834 | 0.14834 | 0 | 0 | 0 | 0 | 0 | 0 | 0 | 0 | 21.3042 | 0 | 0 | 0.37682 | 0.37682 | 0 | 0 | 9.6069 | 9.6069 | 0 | 400
2516_B_2 | NY_Zone K (LI) | New York | 36 | Suffolk | 103 | 2516 | 2 | Northport | 10794 | 1968 | 9999 | O/G Steam | tangential |  | ESPC | OFA + LNC2 |  | Fossil | B | 2030 | NaturalGas |  | 0 | 0 | 2.0564 | 2.0564 | 0 | 0 | 0 | 0 | 0 | 0 | 0 | 0 | 0 | 0 | 0 | 0 | 0 | 0 | 190.5154 | 190.5154 | 0 | 0 | 120.383 | 120.383 | 0 | 0 | 1.4395e-07 | 1.4395e-07 | 0 | 0 | 0.063091 | 0.063091 | 0 | 0 | 0 | 0 | 0 | 0 | 0 | 0 | 8.8945 | 0 | 0 | 0.16757 | 0.16757 | 0 | 0 | 4.2964 | 4.2964 | 0 | 399
2516_B_3 | NY_Zone K (LI) | New York | 36 | Suffolk | 103 | 2516 | 3 | Northport | 10707 | 1972 | 9999 | O/G Steam | tangential | dry | ESPC | OFA + LNC2 |  | Fossil | B | 2030 | NaturalGas |  | 0 | 0 | 4.7637 | 4.7637 | 0 | 0 | 0 | 0 | 0 | 0 | 0 | 0 | 0 | 0 | 0 | 0 | 0 | 0 | 444.9162 | 444.9162 | 0 | 0 | 278.868 | 278.868 | 0 | 0 | 3.3346e-07 | 3.3346e-07 | 0 | 0 | 0.15299 | 0.15299 | 0 | 0 | 0 | 0 | 0 | 0 | 0 | 0 | 20.7717 | 0 | 0 | 0.39133 | 0.39133 | 0 | 0 | 9.9527 | 9.9527 | 0 | 390
2516_B_4 | NY_Zone K (LI) | New York | 36 | Suffolk | 103 | 2516 | 4 | Northport | 10605 | 1977 | 9999 | O/G Steam | tangential | dry | ESPC | OFA + LNC2 |  | Fossil | B | 2030 | NaturalGas |  | 0 | 0 | 4.948 | 4.948 | 0 | 0 | 0 | 0 | 0 | 0 | 0 | 0 | 0 | 0 | 0 | 0 | 0 | 0 | 466.5708 | 466.5708 | 0 | 0 | 289.6549 | 289.6549 | 0 | 0 | 3.4636e-07 | 3.4636e-07 | 0 | 0 | 0.12313 | 0.12313 | 0 | 0 | 0 | 0 | 0 | 0 | 0 | 0 | 17.635 | 0 | 0 | 0.41038 | 0.41038 | 0 | 0 | 10.3377 | 10.3377 | 0 | 392
2516_G_GT1 | NY_Zone K (LI) | New York | 36 | Suffolk | 103 | 2516 | GT1 | Northport | 25000 | 1967 | 9999 | Combustion Turbine | [5 empty] | Fossil | G | 2030 | Oil |  | 0 | 0 | 0 | 0 | 0 | 0 | 0 | 0 | 0 | 0 | 0 | 0 | 0 | 0 | 0 | 0 | 0 | 0 | 0 | 0 | 0 | 0 | 0 | 0 | 0 | 0 | 0 | 0 | 0 | 0 | 0 | 0 | 0 | 0 | 0 | 0 | 0 | 0 | 0 | 0 | 0.55747 | 0 | 0 | 0 | 0 | 0 | 0 | 0 | 0 | 0 | 11.8
2517_B_3 | NY_Zone K (LI) | New York | 36 | Suffolk | 103 | 2517 | 3 | Port Jefferson | 11953 | 1958 | 9999 | O/G Steam | tangential | dry | ESPC | OFA + LNC2 |  | Fossil | B | 2030 |  | O/G Retirement | 0 | 0 | 0 | 0 | 0 | 0 | 0 | 0 | 0 | 0 | 0 | 0 | 0 | 0 | 0 | 0 | 0 | 0 | 0 | 0 | 0 | 0 | 0 | 0 | 0 | 0 | 0 | 0 | 0 | 0 | 0 | 0 | 0 | 0 | 0 | 0 | 0 | 0 | 0 | 0 | 0 | 0 | 0 | 0 | 0 | 0 | 0 | 0 | 0 | 0 | 190
2517_B_4 | NY_Zone K (LI) | New York | 36 | Suffolk | 103 | 2517 | 4 | Port Jefferson | 11684 | 1960 | 9999 | O/G Steam | tangential | dry | ESPC | OFA + LNC2 |  | Fossil | B | 2030 |  | O/G Retirement | 0 | 0 | 0 | 0 | 0 | 0 | 0 | 0 | 0 | 0 | 0 | 0 | 0 | 0 | 0 | 0 | 0 | 0 | 0 | 0 | 0 | 0 | 0 | 0 | 0 | 0 | 0 | 0 | 0 | 0 | 0 | 0 | 0 | 0 | 0 | 0 | 0 | 0 | 0 | 0 | 0 | 0 | 0 | 0 | 0 | 0 | 0 | 0 | 0 | 0 | 190
2517_G_GT1 | NY_Zone K (LI) | New York | 36 | Suffolk | 103 | 2517 | GT1 | Port Jefferson | 10804 | 1966 | 9999 | Combustion Turbine | [5 empty] | Fossil | G | 2030 | Oil |  | 0 | 0 | 0 | 0 | 0 | 0 | 0 | 0 | 0 | 0 | 0 | 0 | 0 | 0 | 0 | 0 | 0 | 0 | 0 | 0 | 0 | 0 | 0 | 0 | 0 | 0 | 0 | 0 | 0 | 0 | 0 | 0 | 0 | 0 | 0 | 0 | 0 | 0 | 0 | 0 | 0.57164 | 0 | 0 | 0 | 0 | 0 | 0 | 0 | 0 | 0 | 12.1
2517_G_GT2 | NY_Zone K (LI) | New York | 36 | Suffolk | 103 | 2517 | GT2 | Port Jefferson | 10808 | 2002 | 9999 | Combustion Turbine |  |  | SCR | H2O |  | Fossil | G | 2030 | NaturalGas |  | 0 | 0 | 0.092715 | 0.092715 | 0 | 0 | 0 | 0 | 0 | 0 | 0 | 0 | 0 | 0 | 0 | 0 | 0 | 0 | 8.5784 | 8.5784 | 0 | 0 | 5.4275 | 5.4275 | 0 | 0 | 6.49e-09 | 6.49e-09 | 0 | 0 | 0.00059708 | 0.00059708 | 0 | 0 | 0 | 0 | 0 | 0 | 0 | 0 | 0.8847 | 0 | 0 | 0.04435 | 0.04435 | 0 | 0 | 0.19371 | 0.19371 | 0 | 40.5 | SCR
2517_G_GT3 | NY_Zone K (LI) | New York | 36 | Suffolk | 103 | 2517 | GT3 | Port Jefferson | 10810 | 2002 | 9999 | Combustion Turbine |  |  | SCR | H2O |  | Fossil | G | 2030 | NaturalGas |  | 0 | 0 | 0.094106 | 0.094106 | 0 | 0 | 0 | 0 | 0 | 0 | 0 | 0 | 0 | 0 | 0 | 0 | 0 | 0 | 8.7054 | 8.7054 | 0 | 0 | 5.509 | 5.509 | 0 | 0 | 6.5874e-09 | 6.5874e-09 | 0 | 0 | 0.00065404 | 0.00065404 | 0 | 0 | 0 | 0 | 0 | 0 | 0 | 0 | 0.8978 | 0 | 0 | 0.045007 | 0.045007 | 0 | 0 | 0.19661 | 0.19661 | 0 | 41.1 | SCR
2518_G_GT1 | NY_Zone K (LI) | New York | 36 | Suffolk | 103 | 2518 | GT1 | Shoreham | 16203 | 1971 | 9999 | Combustion Turbine |  |  | SCR |  |  | Fossil | G | 2030 | Oil |  | 0 | 0 | 0 | 0 | 0 | 0 | 0 | 0 | 0 | 0 | 0 | 0 | 0 | 0 | 0 | 0 | 0 | 0 | 0 | 0 | 0 | 0 | 0 | 0 | 0 | 0 | 0 | 0 | 0 | 0 | 0 | 0 | 0 | 0 | 0 | 0 | 0 | 0 | 0 | 0 | 2.4582 | 0 | 0 | 0 | 0 | 0 | 0 | 0 | 0 | 0 | 49.8 | SCR
2518_G_GT2 | NY_Zone K (LI) | New York | 36 | Suffolk | 103 | 2518 | GT2 | Shoreham | 16208 | 1966 | 9999 | Combustion Turbine |  |  | SCR |  |  | Fossil | G | 2030 | Oil |  | 0 | 0 | 0 | 0 | 0 | 0 | 0 | 0 | 0 | 0 | 0 | 0 | 0 | 0 | 0 | 0 | 0 | 0 | 0 | 0 | 0 | 0 | 0 | 0 | 0 | 0 | 0 | 0 | 0 | 0 | 0 | 0 | 0 | 0 | 0 | 0 | 0 | 0 | 0 | 0 | 0.78486 | 0 | 0 | 0 | 0 | 0 | 0 | 0 | 0 | 0 | 15.9 | SCR
2519_G_1 | NY_Zone K (LI) | New York | 36 | Suffolk | 103 | 2519 | 1 | South Hampton | 25000 | 1963 | 9999 | Combustion Turbine | [5 empty] | Fossil | G | 2030 | Oil |  | 0 | 0 | 0 | 0 | 0 | 0 | 0 | 0 | 0 | 0 | 0 | 0 | 0 | 0 | 0 | 0 | 0 | 0 | 0 | 0 | 0 | 0 | 0 | 0 | 0 | 0 | 0 | 0 | 0 | 0 | 0 | 0 | 0 | 0 | 0 | 0 | 0 | 0 | 0 | 0 | 0.40157 | 0 | 0 | 0 | 0 | 0 | 0 | 0 | 0 | 0 | 8.5
2520_G_1 | NY_Zone K (LI) | New York | 36 | Suffolk | 103 | 2520 | 1 | Southold | 25000 | 1964 | 9999 | Combustion Turbine | [5 empty] | Fossil | G | 2030 | Oil |  | 0 | 0 | 0 | 0 | 0 | 0 | 0 | 0 | 0 | 0 | 0 | 0 | 0 | 0 | 0 | 0 | 0 | 0 | 0 | 0 | 0 | 0 | 0 | 0 | 0 | 0 | 0 | 0 | 0 | 0 | 0 | 0 | 0 | 0 | 0 | 0 | 0 | 0 | 0 | 0 | 0.47243 | 0 | 0 | 0 | 0 | 0 | 0 | 0 | 0 | 0 | 10
2522_G_1 | NY_Zone D (North) | New York | 36 | Clinton | 19 | 2522 | 1 | Cadyville | 0 | 1921 | 9999 | Hydro | [5 empty] | Non-Fossil | G | 2030 | Hydro |  | 0 | 0 | 0 | 0 | 0 | 0 | 0 | 0 | 0 | 0 | 0 | 0 | 0 | 0 | 0 | 0 | 1.276 | 1.7232 | 2.1207 | 5.1199 | 0 | 0 | 0 | 0 | 0 | 0 | 0 | 0 | 0 | 0 | 0 | 0 | 0 | 0 | 0 | 0 | 0 | 0 | 0 | 0 | 0.01897 | 0.0017736 | 0.0023953 | 0.0029478 | 0.0071167 | 0 | 0 | 0 | 0 | 0 | 1.2
2522_G_2 | NY_Zone D (North) | New York | 36 | Clinton | 19 | 2522 | 2 | Cadyville | 0 | 1921 | 9999 | Hydro | [5 empty] | Non-Fossil | G | 2030 | Hydro |  | 0 | 0 | 0 | 0 | 0 | 0 | 0 | 0 | 0 | 0 | 0 | 0 | 0 | 0 | 0 | 0 | 1.276 | 1.7232 | 2.1207 | 5.1199 | 0 | 0 | 0 | 0 | 0 | 0 | 0 | 0 | 0 | 0 | 0 | 0 | 0 | 0 | 0 | 0 | 0 | 0 | 0 | 0 | 0.01897 | 0.0017736 | 0.0023953 | 0.0029478 | 0.0071167 | 0 | 0 | 0 | 0 | 0 | 1.2
2522_G_3 | NY_Zone D (North) | New York | 36 | Clinton | 19 | 2522 | 3 | Cadyville | 0 | 1986 | 9999 | Hydro | [5 empty] | Non-Fossil | G | 2030 | Hydro |  | 0 | 0 | 0 | 0 | 0 | 0 | 0 | 0 | 0 | 0 | 0 | 0 | 0 | 0 | 0 | 0 | 3.2963 | 4.4517 | 5.4785 | 13.2265 | 0 | 0 | 0 | 0 | 0 | 0 | 0 | 0 | 0 | 0 | 0 | 0 | 0 | 0 | 0 | 0 | 0 | 0 | 0 | 0 | 0.049006 | 0.0045819 | 0.0061879 | 0.0076151 | 0.018385 | 0 | 0 | 0 | 0 | 0 | 3.1
2527_B_6 | NY_Zone C&E | New York | 36 | Yates | 123 | 2527 | 6 | Greenidge Generation LLC | 11153 | 1953 | 9999 | O/G Steam | tangential | wet | SCR | LNC1 |  | Fossil | B | 2030 |  | O/G Retirement | 0 | 0 | 0 | 0 | 0 | 0 | 0 | 0 | 0 | 0 | 0 | 0 | 0 | 0 | 0 | 0 | 0 | 0 | 0 | 0 | 0 | 0 | 0 | 0 | 0 | 0 | 0 | 0 | 0 | 0 | 0 | 0 | 0 | 0 | 0 | 0 | 0 | 0 | 0 | 0 | 0 | 0 | 0 | 0 | 0 | 0 | 0 | 0 | 0 | 0 | 104 | SCR
2528_G_1 | NY_Zone D (North) | New York | 36 | Essex | 31 | 2528 | 1 | Harris Lake | 15223 | 1967 | 9999 | Combustion Turbine | [5 empty] | Fossil | G | 2030 | Oil |  | 0 | 0 | 0 | 0 | 0 | 0 | 0 | 0 | 0 | 0 | 0 | 0 | 0 | 0 | 0 | 0 | 0 | 0 | 0 | 0 | 0 | 0 | 0 | 0 | 0 | 0 | 0 | 0 | 0 | 0 | 0 | 0 | 0 | 0 | 0 | 0 | 0 | 0 | 0 | 0 | 0.076247 | 0 | 0 | 0 | 0 | 0 | 0 | 0 | 0 | 0 | 1.7
2528_G_2 | NY_Zone D (North) | New York | 36 | Essex | 31 | 2528 | 2 | Harris Lake | 15013 | 2017 | 9999 | Combustion Turbine | [5 empty] | Fossil | G | 2030 | Oil |  | 0 | 0 | 0 | 0 | 0 | 0 | 0 | 0 | 0 | 0 | 0 | 0 | 0 | 0 | 0 | 0 | 0 | 0 | 0 | 0 | 0 | 0 | 0 | 0 | 0 | 0 | 0 | 0 | 0 | 0 | 0 | 0 | 0 | 0 | 0 | 0 | 0 | 0 | 0 | 0 | 0.10316 | 0 | 0 | 0 | 0 | 0 | 0 | 0 | 0 | 0 | 2.3
2530_G_1 | NY_Zone D (North) | New York | 36 | Clinton | 19 | 2530 | 1 | High Falls - Saranac NY | 0 | 1948 | 9999 | Hydro | [5 empty] | Non-Fossil | G | 2030 | Hydro |  | 0 | 0 | 0 | 0 | 0 | 0 | 0 | 0 | 0 | 0 | 0 | 0 | 0 | 0 | 0 | 0 | 4.2533 | 5.7441 | 7.069 | 17.0664 | 0 | 0 | 0 | 0 | 0 | 0 | 0 | 0 | 0 | 0 | 0 | 0 | 0 | 0 | 0 | 0 | 0 | 0 | 0 | 0 | 0.063233 | 0.0059121 | 0.0079843 | 0.0098259 | 0.023722 | 0 | 0 | 0 | 0 | 0 | 4
2530_G_2 | NY_Zone D (North) | New York | 36 | Clinton | 19 | 2530 | 2 | High Falls - Saranac NY | 0 | 1949 | 9999 | Hydro | [5 empty] | Non-Fossil | G | 2030 | Hydro |  | 0 | 0 | 0 | 0 | 0 | 0 | 0 | 0 | 0 | 0 | 0 | 0 | 0 | 0 | 0 | 0 | 4.2533 | 5.7441 | 7.069 | 17.0664 | 0 | 0 | 0 | 0 | 0 | 0 | 0 | 0 | 0 | 0 | 0 | 0 | 0 | 0 | 0 | 0 | 0 | 0 | 0 | 0 | 0.063233 | 0.0059121 | 0.0079843 | 0.0098259 | 0.023722 | 0 | 0 | 0 | 0 | 0 | 4
2530_G_3 | NY_Zone D (North) | New York | 36 | Clinton | 19 | 2530 | 3 | High Falls - Saranac NY | 0 | 1956 | 9999 | Hydro | [5 empty] | Non-Fossil | G | 2030 | Hydro |  | 0 | 0 | 0 | 0 | 0 | 0 | 0 | 0 | 0 | 0 | 0 | 0 | 0 | 0 | 0 | 0 | 7.4433 | 10.0522 | 12.3708 | 29.8663 | 0 | 0 | 0 | 0 | 0 | 0 | 0 | 0 | 0 | 0 | 0 | 0 | 0 | 0 | 0 | 0 | 0 | 0 | 0 | 0 | 0.11066 | 0.010346 | 0.013973 | 0.017195 | 0.041514 | 0 | 0 | 0 | 0 | 0 | 7
2532_G_1 | NY_Zone D (North) | New York | 36 | Clinton | 19 | 2532 | 1 | Kent Falls | 0 | 1928 | 9999 | Hydro | [5 empty] | Non-Fossil | G | 2030 | Hydro |  | 0 | 0 | 0 | 0 | 0 | 0 | 0 | 0 | 0 | 0 | 0 | 0 | 0 | 0 | 0 | 0 | 4.0406 | 5.4569 | 6.7156 | 16.2131 | 0 | 0 | 0 | 0 | 0 | 0 | 0 | 0 | 0 | 0 | 0 | 0 | 0 | 0 | 0 | 0 | 0 | 0 | 0 | 0 | 0.060071 | 0.0056165 | 0.0075851 | 0.0093346 | 0.022536 | 0 | 0 | 0 | 0 | 0 | 3.8
2532_G_2 | NY_Zone D (North) | New York | 36 | Clinton | 19 | 2532 | 2 | Kent Falls | 0 | 1928 | 9999 | Hydro | [5 empty] | Non-Fossil | G | 2030 | Hydro |  | 0 | 0 | 0 | 0 | 0 | 0 | 0 | 0 | 0 | 0 | 0 | 0 | 0 | 0 | 0 | 0 | 4.0406 | 5.4569 | 6.7156 | 16.2131 | 0 | 0 | 0 | 0 | 0 | 0 | 0 | 0 | 0 | 0 | 0 | 0 | 0 | 0 | 0 | 0 | 0 | 0 | 0 | 0 | 0.060071 | 0.0056165 | 0.0075851 | 0.0093346 | 0.022536 | 0 | 0 | 0 | 0 | 0 | 3.8
2532_G_3 | NY_Zone D (North) | New York | 36 | Clinton | 19 | 2532 | 3 | Kent Falls | 0 | 1985 | 9999 | Hydro | [5 empty] | Non-Fossil | G | 2030 | Hydro |  | 0 | 0 | 0 | 0 | 0 | 0 | 0 | 0 | 0 | 0 | 0 | 0 | 0 | 0 | 0 | 0 | 6.38 | 8.6162 | 10.6035 | 25.5997 | 0 | 0 | 0 | 0 | 0 | 0 | 0 | 0 | 0 | 0 | 0 | 0 | 0 | 0 | 0 | 0 | 0 | 0 | 0 | 0 | 0.094849 | 0.0088682 | 0.011976 | 0.014739 | 0.035584 | 0 | 0 | 0 | 0 | 0 | 6
2539_G_5 | NY_Zone F (Capital) | New York | 36 | Albany | 1 | 2539 | 5 | Bethlehem Energy Center | 7056 | 2005 | 9999 | Combined Cycle |  |  | SCR | LNB |  | Fossil | G | 2030 | NaturalGas |  | 2.2653 | 2.724 | 4.2462 | 9.2356 | 0 | 0 | 0 | 0 | 0 | 0 | 0 | 0 | 0 | 0 | 0 | 0 | 321.0491 | 386.0572 | 601.791 | 1308.8973 | 132.612 | 159.4641 | 248.5747 | 540.6508 | 1.5857e-07 | 1.9068e-07 | 2.9724e-07 | 6.4649e-07 | 0.0081785 | 0.0098346 | 0.01533 | 0.033343 | 0 | 0 | 0 | 0 | 0 | 0 | 0 | 0 | 5.7713 | 0.73362 | 0.88216 | 1.3751 | 2.9909 | 9.9361 | 7.2698 | 8.8587 | 26.0646 | 0 | 182.6 | SCR
2539_G_6 | NY_Zone F (Capital) | New York | 36 | Albany | 1 | 2539 | 6 | Bethlehem Energy Center | 7056 | 2005 | 9999 | Combined Cycle |  |  | SCR | LNB |  | Fossil | G | 2030 | NaturalGas |  | 2.2653 | 2.724 | 4.2462 | 9.2356 | 0 | 0 | 0 | 0 | 0 | 0 | 0 | 0 | 0 | 0 | 0 | 0 | 321.0491 | 386.0572 | 601.791 | 1308.8973 | 132.612 | 159.4641 | 248.5747 | 540.6508 | 1.5857e-07 | 1.9068e-07 | 2.9724e-07 | 6.4649e-07 | 0.0081785 | 0.0098346 | 0.01533 | 0.033343 | 0 | 0 | 0 | 0 | 0 | 0 | 0 | 0 | 5.7713 | 0.73362 | 0.88216 | 1.3751 | 2.9909 | 9.9361 | 7.2698 | 8.8587 | 26.0646 | 0 | 182.6 | SCR
2539_G_7 | NY_Zone F (Capital) | New York | 36 | Albany | 1 | 2539 | 7 | Bethlehem Energy Center | 7056 | 2005 | 9999 | Combined Cycle |  |  | SCR | LNB |  | Fossil | G | 2030 | NaturalGas |  | 2.2653 | 2.724 | 4.2462 | 9.2356 | 0 | 0 | 0 | 0 | 0 | 0 | 0 | 0 | 0 | 0 | 0 | 0 | 321.0491 | 386.0572 | 601.791 | 1308.8973 | 132.612 | 159.4641 | 248.5747 | 540.6508 | 1.5857e-07 | 1.9068e-07 | 2.9724e-07 | 6.4649e-07 | 0.0081785 | 0.0098346 | 0.01533 | 0.033343 | 0 | 0 | 0 | 0 | 0 | 0 | 0 | 0 | 5.7713 | 0.73362 | 0.88216 | 1.3751 | 2.9909 | 9.9361 | 7.2698 | 8.8587 | 26.0646 | 0 | 182.6 | SCR
2539_G_8 | NY_Zone F (Capital) | New York | 36 | Albany | 1 | 2539 | 8 | Bethlehem Energy Center | 7056 | 2005 | 9999 | Combined Cycle |  |  | SCR | LNB |  | Fossil | G | 2030 | NaturalGas |  | 3.1883 | 3.8339 | 5.9764 | 12.9986 | 0 | 0 | 0 | 0 | 0 | 0 | 0 | 0 | 0 | 0 | 0 | 0 | 451.86 | 543.3554 | 846.9895 | 1842.2048 | 186.6445 | 224.4374 | 349.856 | 760.9379 | 2.2318e-07 | 2.6837e-07 | 4.1835e-07 | 9.099e-07 | 0.011511 | 0.013842 | 0.021577 | 0.046929 | 0 | 0 | 0 | 0 | 0 | 0 | 0 | 0 | 8.1229 | 1.0325 | 1.2416 | 1.9354 | 4.2095 | 13.9846 | 10.2318 | 12.4682 | 36.6846 | 0 | 257 | SCR
254_G_H1 | WECC_Northern California (not including BANC) | California | 6 | Fresno | 19 | 254 | H1 | Kings River PH | 0 | 1962 | 9999 | Hydro | [5 empty] | Non-Fossil | G | 2030 | Hydro |  | 0 | 0 | 0 | 0 | 0 | 0 | 0 | 0 | 0 | 0 | 0 | 0 | 0 | 0 | 0 | 0 | 25.7311 | 41.0341 | 77.759 | 144.5242 | 0 | 0 | 0 | 0 | 0 | 0 | 0 | 0 | 0 | 0 | 0 | 0 | 0 | 0 | 0 | 0 | 0 | 0 | 0 | 0 | 0.82203 | 0.035766 | 0.057037 | 0.10809 | 0.20089 | 0 | 0 | 0 | 0 | 0 | 52
2540_G_1 | NY_Zone D (North) | New York | 36 | St Lawrence | 89 | 2540 | 1 | Allens Falls | 0 | 1927 | 9999 | Hydro | [5 empty] | Non-Fossil | G | 2030 | Hydro |  | 0 | 0 | 0 | 0 | 0 | 0 | 0 | 0 | 0 | 0 | 0 | 0 | 0 | 0 | 0 | 0 | 6.5855 | 7.4104 | 9.2934 | 23.2893 | 0 | 0 | 0 | 0 | 0 | 0 | 0 | 0 | 0 | 0 | 0 | 0 | 0 | 0 | 0 | 0 | 0 | 0 | 0 | 0 | 0.055329 | 0.0091539 | 0.0103 | 0.012918 | 0.032372 | 0 | 0 | 0 | 0 | 0 | 3.5
2543_G_1 | NY_Zone F (Capital) | New York | 36 | Herkimer | 43 | 2543 | 1 | Beardslee | 0 | 1924 | 9999 | Hydro | [5 empty] | Non-Fossil | G | 2030 | Hydro |  | 0 | 0 | 0 | 0 | 0 | 0 | 0 | 0 | 0 | 0 | 0 | 0 | 0 | 0 | 0 | 0 | 9.4518 | 12.7154 | 14.6243 | 36.7916 | 0 | 0 | 0 | 0 | 0 | 0 | 0 | 0 | 0 | 0 | 0 | 0 | 0 | 0 | 0 | 0 | 0 | 0 | 0 | 0 | 0.13437 | 0.013138 | 0.017674 | 0.020328 | 0.05114 | 0 | 0 | 0 | 0 | 0 | 8.5
2543_G_2 | NY_Zone F (Capital) | New York | 36 | Herkimer | 43 | 2543 | 2 | Beardslee | 0 | 1924 | 9999 | Hydro | [5 empty] | Non-Fossil | G | 2030 | Hydro |  | 0 | 0 | 0 | 0 | 0 | 0 | 0 | 0 | 0 | 0 | 0 | 0 | 0 | 0 | 0 | 0 | 9.007 | 12.1171 | 13.9361 | 35.0602 | 0 | 0 | 0 | 0 | 0 | 0 | 0 | 0 | 0 | 0 | 0 | 0 | 0 | 0 | 0 | 0 | 0 | 0 | 0 | 0 | 0.12805 | 0.01252 | 0.016843 | 0.019371 | 0.048734 | 0 | 0 | 0 | 0 | 0 | 8.1
2544_G_1 | NY_Zone C&E | New York | 36 | Lewis | 49 | 2544 | 1 | Belfort | 0 | 1903 | 9999 | Hydro | [5 empty] | Non-Fossil | G | 2030 | Hydro |  | 0 | 0 | 0 | 0 | 0 | 0 | 0 | 0 | 0 | 0 | 0 | 0 | 0 | 0 | 0 | 0 | 0.43854 | 0.59363 | 0.73295 | 1.7651 | 0 | 0 | 0 | 0 | 0 | 0 | 0 | 0 | 0 | 0 | 0 | 0 | 0 | 0 | 0 | 0 | 0 | 0 | 0 | 0 | 0.0063233 | 0.00060957 | 0.00082515 | 0.0010188 | 0.0024535 | 0 | 0 | 0 | 0 | 0 | 0.4
2544_G_2 | NY_Zone C&E | New York | 36 | Lewis | 49 | 2544 | 2 | Belfort | 0 | 1915 | 9999 | Hydro | [5 empty] | Non-Fossil | G | 2030 | Hydro |  | 0 | 0 | 0 | 0 | 0 | 0 | 0 | 0 | 0 | 0 | 0 | 0 | 0 | 0 | 0 | 0 | 0.54817 | 0.74204 | 0.91619 | 2.2064 | 0 | 0 | 0 | 0 | 0 | 0 | 0 | 0 | 0 | 0 | 0 | 0 | 0 | 0 | 0 | 0 | 0 | 0 | 0 | 0 | 0.0079041 | 0.00076196 | 0.0010314 | 0.0012735 | 0.0030669 | 0 | 0 | 0 | 0 | 0 | 0.5
2544_G_3 | NY_Zone C&E | New York | 36 | Lewis | 49 | 2544 | 3 | Belfort | 0 | 1918 | 9999 | Hydro | [5 empty] | Non-Fossil | G | 2030 | Hydro |  | 0 | 0 | 0 | 0 | 0 | 0 | 0 | 0 | 0 | 0 | 0 | 0 | 0 | 0 | 0 | 0 | 0.98671 | 1.3357 | 1.6491 | 3.9715 | 0 | 0 | 0 | 0 | 0 | 0 | 0 | 0 | 0 | 0 | 0 | 0 | 0 | 0 | 0 | 0 | 0 | 0 | 0 | 0 | 0.014227 | 0.0013715 | 0.0018566 | 0.0022923 | 0.0055204 | 0 | 0 | 0 | 0 | 0 | 0.9
2545_G_1 | NY_Zone C&E | New York | 36 | Oswego | 75 | 2545 | 1 | Bennetts Bridge | 0 | 1932 | 9999 | Hydro | [5 empty] | Non-Fossil | G | 2030 | Hydro |  | 0 | 0 | 0 | 0 | 0 | 0 | 0 | 0 | 0 | 0 | 0 | 0 | 0 | 0 | 0 | 0 | 9.2093 | 12.4663 | 15.392 | 37.0675 | 0 | 0 | 0 | 0 | 0 | 0 | 0 | 0 | 0 | 0 | 0 | 0 | 0 | 0 | 0 | 0 | 0 | 0 | 0 | 0 | 0.13279 | 0.012801 | 0.017328 | 0.021395 | 0.051524 | 0 | 0 | 0 | 0 | 0 | 8.4
2545_G_2 | NY_Zone C&E | New York | 36 | Oswego | 75 | 2545 | 2 | Bennetts Bridge | 0 | 1932 | 9999 | Hydro | [5 empty] | Non-Fossil | G | 2030 | Hydro |  | 0 | 0 | 0 | 0 | 0 | 0 | 0 | 0 | 0 | 0 | 0 | 0 | 0 | 0 | 0 | 0 | 9.2093 | 12.4663 | 15.392 | 37.0675 | 0 | 0 | 0 | 0 | 0 | 0 | 0 | 0 | 0 | 0 | 0 | 0 | 0 | 0 | 0 | 0 | 0 | 0 | 0 | 0 | 0.13279 | 0.012801 | 0.017328 | 0.021395 | 0.051524 | 0 | 0 | 0 | 0 | 0 | 8.4
2545_G_3 | NY_Zone C&E | New York | 36 | Oswego | 75 | 2545 | 3 | Bennetts Bridge | 0 | 1966 | 9999 | Hydro | [5 empty] | Non-Fossil | G | 2030 | Hydro |  | 0 | 0 | 0 | 0 | 0 | 0 | 0 | 0 | 0 | 0 | 0 | 0 | 0 | 0 | 0 | 0 | 6.907 | 9.3497 | 11.544 | 27.8006 | 0 | 0 | 0 | 0 | 0 | 0 | 0 | 0 | 0 | 0 | 0 | 0 | 0 | 0 | 0 | 0 | 0 | 0 | 0 | 0 | 0.099592 | 0.0096007 | 0.012996 | 0.016046 | 0.038643 | 0 | 0 | 0 | 0 | 0 | 6.3
2545_G_4 | NY_Zone C&E | New York | 36 | Oswego | 75 | 2545 | 4 | Bennetts Bridge | 0 | 1966 | 9999 | Hydro | [5 empty] | Non-Fossil | G | 2030 | Hydro |  | 0 | 0 | 0 | 0 | 0 | 0 | 0 | 0 | 0 | 0 | 0 | 0 | 0 | 0 | 0 | 0 | 7.8937 | 10.6854 | 13.1931 | 31.7722 | 0 | 0 | 0 | 0 | 0 | 0 | 0 | 0 | 0 | 0 | 0 | 0 | 0 | 0 | 0 | 0 | 0 | 0 | 0 | 0 | 0.11382 | 0.010972 | 0.014853 | 0.018338 | 0.044163 | 0 | 0 | 0 | 0 | 0 | 7.2
2546_G_1 | NY_Zone C&E | New York | 36 | Jefferson | 45 | 2546 | 1 | Black River | 0 | 1920 | 9999 | Hydro | [5 empty] | Non-Fossil | G | 2030 | Hydro |  | 0 | 0 | 0 | 0 | 0 | 0 | 0 | 0 | 0 | 0 | 0 | 0 | 0 | 0 | 0 | 0 | 1.6445 | 2.2261 | 2.7486 | 6.6192 | 0 | 0 | 0 | 0 | 0 | 0 | 0 | 0 | 0 | 0 | 0 | 0 | 0 | 0 | 0 | 0 | 0 | 0 | 0 | 0 | 0.023712 | 0.0022859 | 0.0030943 | 0.0038205 | 0.0092007 | 0 | 0 | 0 | 0 | 0 | 1.5
2546_G_2 | NY_Zone C&E | New York | 36 | Jefferson | 45 | 2546 | 2 | Black River | 0 | 1920 | 9999 | Hydro | [5 empty] | Non-Fossil | G | 2030 | Hydro |  | 0 | 0 | 0 | 0 | 0 | 0 | 0 | 0 | 0 | 0 | 0 | 0 | 0 | 0 | 0 | 0 | 1.6445 | 2.2261 | 2.7486 | 6.6192 | 0 | 0 | 0 | 0 | 0 | 0 | 0 | 0 | 0 | 0 | 0 | 0 | 0 | 0 | 0 | 0 | 0 | 0 | 0 | 0 | 0.023712 | 0.0022859 | 0.0030943 | 0.0038205 | 0.0092007 | 0 | 0 | 0 | 0 | 0 | 1.5
2546_G_3 | NY_Zone C&E | New York | 36 | Jefferson | 45 | 2546 | 3 | Black River | 0 | 1920 | 9999 | Hydro | [5 empty] | Non-Fossil | G | 2030 | Hydro |  | 0 | 0 | 0 | 0 | 0 | 0 | 0 | 0 | 0 | 0 | 0 | 0 | 0 | 0 | 0 | 0 | 1.6445 | 2.2261 | 2.7486 | 6.6192 | 0 | 0 | 0 | 0 | 0 | 0 | 0 | 0 | 0 | 0 | 0 | 0 | 0 | 0 | 0 | 0 | 0 | 0 | 0 | 0 | 0.023712 | 0.0022859 | 0.0030943 | 0.0038205 | 0.0092007 | 0 | 0 | 0 | 0 | 0 | 1.5
2547_G_1 | NY_Zone C&E | New York | 36 | St Lawrence | 89 | 2547 | 1 | Blake | 0 | 1957 | 9999 | Hydro | [5 empty] | Non-Fossil | G | 2030 | Hydro |  | 0 | 0 | 0 | 0 | 0 | 0 | 0 | 0 | 0 | 0 | 0 | 0 | 0 | 0 | 0 | 0 | 15.5681 | 21.0739 | 26.0198 | 62.6618 | 0 | 0 | 0 | 0 | 0 | 0 | 0 | 0 | 0 | 0 | 0 | 0 | 0 | 0 | 0 | 0 | 0 | 0 | 0 | 0 | 0.22448 | 0.02164 | 0.029293 | 0.036167 | 0.0871 | 0 | 0 | 0 | 0 | 0 | 14.2
2548_G_1 | NY_Zone C&E | New York | 36 | St Lawrence | 89 | 2548 | 1 | Browns Falls | 0 | 1923 | 9999 | Hydro | [5 empty] | Non-Fossil | G | 2030 | Hydro |  | 0 | 0 | 0 | 0 | 0 | 0 | 0 | 0 | 0 | 0 | 0 | 0 | 0 | 0 | 0 | 0 | 8.6611 | 11.7242 | 14.4758 | 34.8611 | 0 | 0 | 0 | 0 | 0 | 0 | 0 | 0 | 0 | 0 | 0 | 0 | 0 | 0 | 0 | 0 | 0 | 0 | 0 | 0 | 0.12489 | 0.012039 | 0.016297 | 0.020121 | 0.048457 | 0 | 0 | 0 | 0 | 0 | 7.9
2548_G_2 | NY_Zone C&E | New York | 36 | St Lawrence | 89 | 2548 | 2 | Browns Falls | 0 | 1923 | 9999 | Hydro | [5 empty] | Non-Fossil | G | 2030 | Hydro |  | 0 | 0 | 0 | 0 | 0 | 0 | 0 | 0 | 0 | 0 | 0 | 0 | 0 | 0 | 0 | 0 | 8.6611 | 11.7242 | 14.4758 | 34.8611 | 0 | 0 | 0 | 0 | 0 | 0 | 0 | 0 | 0 | 0 | 0 | 0 | 0 | 0 | 0 | 0 | 0 | 0 | 0 | 0 | 0.12489 | 0.012039 | 0.016297 | 0.020121 | 0.048457 | 0 | 0 | 0 | 0 | 0 | 7.9
255_G_1 | WECC_Northern California (not including BANC) | California | 6 | Butte | 7 | 255 | 1 | Lime Saddle | 0 | 1906 | 9999 | Hydro | [5 empty] | Non-Fossil | G | 2030 | Hydro |  | 0 | 0 | 0 | 0 | 0 | 0 | 0 | 0 | 0 | 0 | 0 | 0 | 0 | 0 | 0 | 0 | 0.49483 | 0.78912 | 1.4954 | 2.7793 | 0 | 0 | 0 | 0 | 0 | 0 | 0 | 0 | 0 | 0 | 0 | 0 | 0 | 0 | 0 | 0 | 0 | 0 | 0 | 0 | 0.015808 | 0.00068781 | 0.0010969 | 0.0020786 | 0.0038632 | 0 | 0 | 0 | 0 | 0 | 1
255_G_2 | WECC_Northern California (not including BANC) | California | 6 | Butte | 7 | 255 | 2 | Lime Saddle | 0 | 1906 | 9999 | Hydro | [5 empty] | Non-Fossil | G | 2030 | Hydro |  | 0 | 0 | 0 | 0 | 0 | 0 | 0 | 0 | 0 | 0 | 0 | 0 | 0 | 0 | 0 | 0 | 0.49483 | 0.78912 | 1.4954 | 2.7793 | 0 | 0 | 0 | 0 | 0 | 0 | 0 | 0 | 0 | 0 | 0 | 0 | 0 | 0 | 0 | 0 | 0 | 0 | 0 | 0 | 0.015808 | 0.00068781 | 0.0010969 | 0.0020786 | 0.0038632 | 0 | 0 | 0 | 0 | 0 | 1
2550_G_1 | NY_Zone D (North) | New York | 36 | Franklin | 33 | 2550 | 1 | Chasm | 0 | 1913 | 9999 | Hydro | [5 empty] | Non-Fossil | G | 2030 | Hydro |  | 0 | 0 | 0 | 0 | 0 | 0 | 0 | 0 | 0 | 0 | 0 | 0 | 0 | 0 | 0 | 0 | 0.94079 | 1.0586 | 1.3276 | 3.327 | 0 | 0 | 0 | 0 | 0 | 0 | 0 | 0 | 0 | 0 | 0 | 0 | 0 | 0 | 0 | 0 | 0 | 0 | 0 | 0 | 0.0079041 | 0.0013077 | 0.0014715 | 0.0018454 | 0.0046246 | 0 | 0 | 0 | 0 | 0 | 0.5
2550_G_2 | NY_Zone D (North) | New York | 36 | Franklin | 33 | 2550 | 2 | Chasm | 0 | 1913 | 9999 | Hydro | [5 empty] | Non-Fossil | G | 2030 | Hydro |  | 0 | 0 | 0 | 0 | 0 | 0 | 0 | 0 | 0 | 0 | 0 | 0 | 0 | 0 | 0 | 0 | 0.94079 | 1.0586 | 1.3276 | 3.327 | 0 | 0 | 0 | 0 | 0 | 0 | 0 | 0 | 0 | 0 | 0 | 0 | 0 | 0 | 0 | 0 | 0 | 0 | 0 | 0 | 0.0079041 | 0.0013077 | 0.0014715 | 0.0018454 | 0.0046246 | 0 | 0 | 0 | 0 | 0 | 0.5
2550_G_3 | NY_Zone D (North) | New York | 36 | Franklin | 33 | 2550 | 3 | Chasm | 0 | 1926 | 9999 | Hydro | [5 empty] | Non-Fossil | G | 2030 | Hydro |  | 0 | 0 | 0 | 0 | 0 | 0 | 0 | 0 | 0 | 0 | 0 | 0 | 0 | 0 | 0 | 0 | 1.1289 | 1.2704 | 1.5932 | 3.9925 | 0 | 0 | 0 | 0 | 0 | 0 | 0 | 0 | 0 | 0 | 0 | 0 | 0 | 0 | 0 | 0 | 0 | 0 | 0 | 0 | 0.0094849 | 0.0015692 | 0.0017658 | 0.0022145 | 0.0055495 | 0 | 0 | 0 | 0 | 0 | 0.6
2551_G_1 | NY_Zone C&E | New York | 36 | St Lawrence | 89 | 2551 | 1 | Colton | 0 | 1918 | 9999 | Hydro | [5 empty] | Non-Fossil | G | 2030 | Hydro |  | 0 | 0 | 0 | 0 | 0 | 0 | 0 | 0 | 0 | 0 | 0 | 0 | 0 | 0 | 0 | 0 | 11.978 | 16.2121 | 20.0443 | 48.2345 | 0 | 0 | 0 | 0 | 0 | 0 | 0 | 0 | 0 | 0 | 0 | 0 | 0 | 0 | 0 | 0 | 0 | 0 | 0 | 0 | 0.1565 | 0.016649 | 0.022535 | 0.027862 | 0.067046 | 0 | 0 | 0 | 0 | 0 | 9.9
2551_G_2 | NY_Zone C&E | New York | 36 | St Lawrence | 89 | 2551 | 2 | Colton | 0 | 1918 | 9999 | Hydro | [5 empty] | Non-Fossil | G | 2030 | Hydro |  | 0 | 0 | 0 | 0 | 0 | 0 | 0 | 0 | 0 | 0 | 0 | 0 | 0 | 0 | 0 | 0 | 12.462 | 16.8672 | 20.8542 | 50.1833 | 0 | 0 | 0 | 0 | 0 | 0 | 0 | 0 | 0 | 0 | 0 | 0 | 0 | 0 | 0 | 0 | 0 | 0 | 0 | 0 | 0.16282 | 0.017322 | 0.023445 | 0.028987 | 0.069755 | 0 | 0 | 0 | 0 | 0 | 10.3
2551_G_3 | NY_Zone C&E | New York | 36 | St Lawrence | 89 | 2551 | 3 | Colton | 0 | 1928 | 9999 | Hydro | [5 empty] | Non-Fossil | G | 2030 | Hydro |  | 0 | 0 | 0 | 0 | 0 | 0 | 0 | 0 | 0 | 0 | 0 | 0 | 0 | 0 | 0 | 0 | 11.4941 | 15.5571 | 19.2345 | 46.2856 | 0 | 0 | 0 | 0 | 0 | 0 | 0 | 0 | 0 | 0 | 0 | 0 | 0 | 0 | 0 | 0 | 0 | 0 | 0 | 0 | 0.15018 | 0.015977 | 0.021624 | 0.026736 | 0.064337 | 0 | 0 | 0 | 0 | 0 | 9.5
2552_G_1 | NY_Zone C&E | New York | 36 | Jefferson | 45 | 2552 | 1 | Deferiet | 0 | 1925 | 9999 | Hydro | [5 empty] | Non-Fossil | G | 2030 | Hydro |  | 0 | 0 | 0 | 0 | 0 | 0 | 0 | 0 | 0 | 0 | 0 | 0 | 0 | 0 | 0 | 0 | 3.9468 | 5.3427 | 6.5966 | 15.8861 | 0 | 0 | 0 | 0 | 0 | 0 | 0 | 0 | 0 | 0 | 0 | 0 | 0 | 0 | 0 | 0 | 0 | 0 | 0 | 0 | 0.05691 | 0.0054861 | 0.0074263 | 0.0091692 | 0.022082 | 0 | 0 | 0 | 0 | 0 | 3.6
2552_G_2 | NY_Zone C&E | New York | 36 | Jefferson | 45 | 2552 | 2 | Deferiet | 0 | 1925 | 9999 | Hydro | [5 empty] | Non-Fossil | G | 2030 | Hydro |  | 0 | 0 | 0 | 0 | 0 | 0 | 0 | 0 | 0 | 0 | 0 | 0 | 0 | 0 | 0 | 0 | 3.9468 | 5.3427 | 6.5966 | 15.8861 | 0 | 0 | 0 | 0 | 0 | 0 | 0 | 0 | 0 | 0 | 0 | 0 | 0 | 0 | 0 | 0 | 0 | 0 | 0 | 0 | 0.05691 | 0.0054861 | 0.0074263 | 0.0091692 | 0.022082 | 0 | 0 | 0 | 0 | 0 | 3.6
2552_G_3 | NY_Zone C&E | New York | 36 | Jefferson | 45 | 2552 | 3 | Deferiet | 0 | 1925 | 9999 | Hydro | [5 empty] | Non-Fossil | G | 2030 | Hydro |  | 0 | 0 | 0 | 0 | 0 | 0 | 0 | 0 | 0 | 0 | 0 | 0 | 0 | 0 | 0 | 0 | 3.9468 | 5.3427 | 6.5966 | 15.8861 | 0 | 0 | 0 | 0 | 0 | 0 | 0 | 0 | 0 | 0 | 0 | 0 | 0 | 0 | 0 | 0 | 0 | 0 | 0 | 0 | 0.05691 | 0.0054861 | 0.0074263 | 0.0091692 | 0.022082 | 0 | 0 | 0 | 0 | 0 | 3.6
2555_G_1 | NY_Zone C&E | New York | 36 | Lewis | 49 | 2555 | 1 | Eagle | 0 | 1914 | 9999 | Hydro | [5 empty] | Non-Fossil | G | 2030 | Hydro |  | 0 | 0 | 0 | 0 | 0 | 0 | 0 | 0 | 0 | 0 | 0 | 0 | 0 | 0 | 0 | 0 | 1.5349 | 2.0777 | 2.5653 | 6.1779 | 0 | 0 | 0 | 0 | 0 | 0 | 0 | 0 | 0 | 0 | 0 | 0 | 0 | 0 | 0 | 0 | 0 | 0 | 0 | 0 | 0.022132 | 0.0021335 | 0.002888 | 0.0035658 | 0.0085873 | 0 | 0 | 0 | 0 | 0 | 1.4
2555_G_2 | NY_Zone C&E | New York | 36 | Lewis | 49 | 2555 | 2 | Eagle | 0 | 1915 | 9999 | Hydro | [5 empty] | Non-Fossil | G | 2030 | Hydro |  | 0 | 0 | 0 | 0 | 0 | 0 | 0 | 0 | 0 | 0 | 0 | 0 | 0 | 0 | 0 | 0 | 1.3156 | 1.7809 | 2.1989 | 5.2954 | 0 | 0 | 0 | 0 | 0 | 0 | 0 | 0 | 0 | 0 | 0 | 0 | 0 | 0 | 0 | 0 | 0 | 0 | 0 | 0 | 0.01897 | 0.0018287 | 0.0024754 | 0.0030564 | 0.0073606 | 0 | 0 | 0 | 0 | 0 | 1.2
2555_G_3 | NY_Zone C&E | New York | 36 | Lewis | 49 | 2555 | 3 | Eagle | 0 | 1919 | 9999 | Hydro | [5 empty] | Non-Fossil | G | 2030 | Hydro |  | 0 | 0 | 0 | 0 | 0 | 0 | 0 | 0 | 0 | 0 | 0 | 0 | 0 | 0 | 0 | 0 | 1.3156 | 1.7809 | 2.1989 | 5.2954 | 0 | 0 | 0 | 0 | 0 | 0 | 0 | 0 | 0 | 0 | 0 | 0 | 0 | 0 | 0 | 0 | 0 | 0 | 0 | 0 | 0.01897 | 0.0018287 | 0.0024754 | 0.0030564 | 0.0073606 | 0 | 0 | 0 | 0 | 0 | 1.2
2555_G_4 | NY_Zone C&E | New York | 36 | Lewis | 49 | 2555 | 4 | Eagle | 0 | 1925 | 9999 | Hydro | [5 empty] | Non-Fossil | G | 2030 | Hydro |  | 0 | 0 | 0 | 0 | 0 | 0 | 0 | 0 | 0 | 0 | 0 | 0 | 0 | 0 | 0 | 0 | 2.1927 | 2.9682 | 3.6648 | 8.8256 | 0 | 0 | 0 | 0 | 0 | 0 | 0 | 0 | 0 | 0 | 0 | 0 | 0 | 0 | 0 | 0 | 0 | 0 | 0 | 0 | 0.031616 | 0.0030478 | 0.0041257 | 0.005094 | 0.012268 | 0 | 0 | 0 | 0 | 0 | 2
2556_G_1 | NY_Zone C&E | New York | 36 | St Lawrence | 89 | 2556 | 1 | Eel Weir | 0 | 1928 | 9999 | Hydro | [5 empty] | Non-Fossil | G | 2030 | Hydro |  | 0 | 0 | 0 | 0 | 0 | 0 | 0 | 0 | 0 | 0 | 0 | 0 | 0 | 0 | 0 | 0 | 0.48396 | 0.65504 | 0.80987 | 1.9489 | 0 | 0 | 0 | 0 | 0 | 0 | 0 | 0 | 0 | 0 | 0 | 0 | 0 | 0 | 0 | 0 | 0 | 0 | 0 | 0 | 0.0063233 | 0.0006727 | 0.0009105 | 0.0011257 | 0.0027089 | 0 | 0 | 0 | 0 | 0 | 0.4
2556_G_2 | NY_Zone C&E | New York | 36 | St Lawrence | 89 | 2556 | 2 | Eel Weir | 0 | 1928 | 9999 | Hydro | [5 empty] | Non-Fossil | G | 2030 | Hydro |  | 0 | 0 | 0 | 0 | 0 | 0 | 0 | 0 | 0 | 0 | 0 | 0 | 0 | 0 | 0 | 0 | 0.96792 | 1.3101 | 1.6197 | 3.8977 | 0 | 0 | 0 | 0 | 0 | 0 | 0 | 0 | 0 | 0 | 0 | 0 | 0 | 0 | 0 | 0 | 0 | 0 | 0 | 0 | 0.012647 | 0.0013454 | 0.001821 | 0.0022514 | 0.0054179 | 0 | 0 | 0 | 0 | 0 | 0.8
2556_G_3 | NY_Zone C&E | New York | 36 | St Lawrence | 89 | 2556 | 3 | Eel Weir | 0 | 1928 | 9999 | Hydro | [5 empty] | Non-Fossil | G | 2030 | Hydro |  | 0 | 0 | 0 | 0 | 0 | 0 | 0 | 0 | 0 | 0 | 0 | 0 | 0 | 0 | 0 | 0 | 0.96792 | 1.3101 | 1.6197 | 3.8977 | 0 | 0 | 0 | 0 | 0 | 0 | 0 | 0 | 0 | 0 | 0 | 0 | 0 | 0 | 0 | 0 | 0 | 0 | 0 | 0 | 0.012647 | 0.0013454 | 0.001821 | 0.0022514 | 0.0054179 | 0 | 0 | 0 | 0 | 0 | 0.8
2557_G_1 | NY_Zone C&E | New York | 36 | Lewis | 49 | 2557 | 1 | Effley | 0 | 1902 | 9999 | Hydro | [5 empty] | Non-Fossil | G | 2030 | Hydro |  | 0 | 0 | 0 | 0 | 0 | 0 | 0 | 0 | 0 | 0 | 0 | 0 | 0 | 0 | 0 | 0 | 0.43854 | 0.59363 | 0.73295 | 1.7651 | 0 | 0 | 0 | 0 | 0 | 0 | 0 | 0 | 0 | 0 | 0 | 0 | 0 | 0 | 0 | 0 | 0 | 0 | 0 | 0 | 0.0063233 | 0.00060957 | 0.00082515 | 0.0010188 | 0.0024535 | 0 | 0 | 0 | 0 | 0 | 0.4
2557_G_2 | NY_Zone C&E | New York | 36 | Lewis | 49 | 2557 | 2 | Effley | 0 | 1907 | 9999 | Hydro | [5 empty] | Non-Fossil | G | 2030 | Hydro |  | 0 | 0 | 0 | 0 | 0 | 0 | 0 | 0 | 0 | 0 | 0 | 0 | 0 | 0 | 0 | 0 | 0.43854 | 0.59363 | 0.73295 | 1.7651 | 0 | 0 | 0 | 0 | 0 | 0 | 0 | 0 | 0 | 0 | 0 | 0 | 0 | 0 | 0 | 0 | 0 | 0 | 0 | 0 | 0.0063233 | 0.00060957 | 0.00082515 | 0.0010188 | 0.0024535 | 0 | 0 | 0 | 0 | 0 | 0.4
2557_G_3 | NY_Zone C&E | New York | 36 | Lewis | 49 | 2557 | 3 | Effley | 0 | 1910 | 9999 | Hydro | [5 empty] | Non-Fossil | G | 2030 | Hydro |  | 0 | 0 | 0 | 0 | 0 | 0 | 0 | 0 | 0 | 0 | 0 | 0 | 0 | 0 | 0 | 0 | 0.43854 | 0.59363 | 0.73295 | 1.7651 | 0 | 0 | 0 | 0 | 0 | 0 | 0 | 0 | 0 | 0 | 0 | 0 | 0 | 0 | 0 | 0 | 0 | 0 | 0 | 0 | 0.0063233 | 0.00060957 | 0.00082515 | 0.0010188 | 0.0024535 | 0 | 0 | 0 | 0 | 0 | 0.4
2557_G_4 | NY_Zone C&E | New York | 36 | Lewis | 49 | 2557 | 4 | Effley | 0 | 1923 | 9999 | Hydro | [5 empty] | Non-Fossil | G | 2030 | Hydro |  | 0 | 0 | 0 | 0 | 0 | 0 | 0 | 0 | 0 | 0 | 0 | 0 | 0 | 0 | 0 | 0 | 1.8638 | 2.5229 | 3.115 | 7.5018 | 0 | 0 | 0 | 0 | 0 | 0 | 0 | 0 | 0 | 0 | 0 | 0 | 0 | 0 | 0 | 0 | 0 | 0 | 0 | 0 | 0.026874 | 0.0025907 | 0.0035069 | 0.0043299 | 0.010427 | 0 | 0 | 0 | 0 | 0 | 1.7
2559_G_1 | NY_Zone C&E | New York | 36 | Lewis | 49 | 2559 | 1 | Elmer | 0 | 1916 | 9999 | Hydro | [5 empty] | Non-Fossil | G | 2030 | Hydro |  | 0 | 0 | 0 | 0 | 0 | 0 | 0 | 0 | 0 | 0 | 0 | 0 | 0 | 0 | 0 | 0 | 1.0963 | 1.4841 | 1.8324 | 4.4128 | 0 | 0 | 0 | 0 | 0 | 0 | 0 | 0 | 0 | 0 | 0 | 0 | 0 | 0 | 0 | 0 | 0 | 0 | 0 | 0 | 0.015808 | 0.0015239 | 0.0020629 | 0.002547 | 0.0061338 | 0 | 0 | 0 | 0 | 0 | 1
2559_G_2 | NY_Zone C&E | New York | 36 | Lewis | 49 | 2559 | 2 | Elmer | 0 | 1916 | 9999 | Hydro | [5 empty] | Non-Fossil | G | 2030 | Hydro |  | 0 | 0 | 0 | 0 | 0 | 0 | 0 | 0 | 0 | 0 | 0 | 0 | 0 | 0 | 0 | 0 | 1.0963 | 1.4841 | 1.8324 | 4.4128 | 0 | 0 | 0 | 0 | 0 | 0 | 0 | 0 | 0 | 0 | 0 | 0 | 0 | 0 | 0 | 0 | 0 | 0 | 0 | 0 | 0.015808 | 0.0015239 | 0.0020629 | 0.002547 | 0.0061338 | 0 | 0 | 0 | 0 | 0 | 1
2560_G_1 | NY_Zone F (Capital) | New York | 36 | Fulton | 35 | 2560 | 1 | Ephratah | 0 | 1920 | 9999 | Hydro | [5 empty] | Non-Fossil | G | 2030 | Hydro |  | 0 | 0 | 0 | 0 | 0 | 0 | 0 | 0 | 0 | 0 | 0 | 0 | 0 | 0 | 0 | 0 | 1.0008 | 1.3463 | 1.5485 | 3.8956 | 0 | 0 | 0 | 0 | 0 | 0 | 0 | 0 | 0 | 0 | 0 | 0 | 0 | 0 | 0 | 0 | 0 | 0 | 0 | 0 | 0.014227 | 0.0013911 | 0.0018714 | 0.0021524 | 0.0054149 | 0 | 0 | 0 | 0 | 0 | 0.9
2560_G_2 | NY_Zone F (Capital) | New York | 36 | Fulton | 35 | 2560 | 2 | Ephratah | 0 | 1911 | 9999 | Hydro | [5 empty] | Non-Fossil | G | 2030 | Hydro |  | 0 | 0 | 0 | 0 | 0 | 0 | 0 | 0 | 0 | 0 | 0 | 0 | 0 | 0 | 0 | 0 | 1.0008 | 1.3463 | 1.5485 | 3.8956 | 0 | 0 | 0 | 0 | 0 | 0 | 0 | 0 | 0 | 0 | 0 | 0 | 0 | 0 | 0 | 0 | 0 | 0 | 0 | 0 | 0.014227 | 0.0013911 | 0.0018714 | 0.0021524 | 0.0054149 | 0 | 0 | 0 | 0 | 0 | 0.9
2560_G_3 | NY_Zone F (Capital) | New York | 36 | Fulton | 35 | 2560 | 3 | Ephratah | 0 | 1911 | 9999 | Hydro | [5 empty] | Non-Fossil | G | 2030 | Hydro |  | 0 | 0 | 0 | 0 | 0 | 0 | 0 | 0 | 0 | 0 | 0 | 0 | 0 | 0 | 0 | 0 | 1.0008 | 1.3463 | 1.5485 | 3.8956 | 0 | 0 | 0 | 0 | 0 | 0 | 0 | 0 | 0 | 0 | 0 | 0 | 0 | 0 | 0 | 0 | 0 | 0 | 0 | 0 | 0.014227 | 0.0013911 | 0.0018714 | 0.0021524 | 0.0054149 | 0 | 0 | 0 | 0 | 0 | 0.9
2560_G_4 | NY_Zone F (Capital) | New York | 36 | Fulton | 35 | 2560 | 4 | Ephratah | 0 | 1911 | 9999 | Hydro | [5 empty] | Non-Fossil | G | 2030 | Hydro |  | 0 | 0 | 0 | 0 | 0 | 0 | 0 | 0 | 0 | 0 | 0 | 0 | 0 | 0 | 0 | 0 | 1.112 | 1.4959 | 1.7205 | 4.3284 | 0 | 0 | 0 | 0 | 0 | 0 | 0 | 0 | 0 | 0 | 0 | 0 | 0 | 0 | 0 | 0 | 0 | 0 | 0 | 0 | 0.015808 | 0.0015457 | 0.0020793 | 0.0023915 | 0.0060165 | 0 | 0 | 0 | 0 | 0 | 1
2561_G_1 | NY_Zone C&E | New York | 36 | St Lawrence | 89 | 2561 | 1 | East Norfolk | 0 | 1928 | 9999 | Hydro | [5 empty] | Non-Fossil | G | 2030 | Hydro |  | 0 | 0 | 0 | 0 | 0 | 0 | 0 | 0 | 0 | 0 | 0 | 0 | 0 | 0 | 0 | 0 | 4.495 | 6.0847 | 7.5127 | 18.0925 | 0 | 0 | 0 | 0 | 0 | 0 | 0 | 0 | 0 | 0 | 0 | 0 | 0 | 0 | 0 | 0 | 0 | 0 | 0 | 0 | 0.064814 | 0.0062481 | 0.0084578 | 0.010443 | 0.025149 | 0 | 0 | 0 | 0 | 0 | 4.1
2562_G_1 | NY_Zone C&E | New York | 36 | St Lawrence | 89 | 2562 | 1 | Five Falls | 0 | 1955 | 9999 | Hydro | [5 empty] | Non-Fossil | G | 2030 | Hydro |  | 0 | 0 | 0 | 0 | 0 | 0 | 0 | 0 | 0 | 0 | 0 | 0 | 0 | 0 | 0 | 0 | 24.5581 | 33.2433 | 41.0453 | 98.8467 | 0 | 0 | 0 | 0 | 0 | 0 | 0 | 0 | 0 | 0 | 0 | 0 | 0 | 0 | 0 | 0 | 0 | 0 | 0 | 0 | 0.3541 | 0.034136 | 0.046208 | 0.057053 | 0.1374 | 0 | 0 | 0 | 0 | 0 | 22.4
2563_G_1 | NY_Zone C&E | New York | 36 | St Lawrence | 89 | 2563 | 1 | Flat Rock | 0 | 1924 | 9999 | Hydro | [5 empty] | Non-Fossil | G | 2030 | Hydro |  | 0 | 0 | 0 | 0 | 0 | 0 | 0 | 0 | 0 | 0 | 0 | 0 | 0 | 0 | 0 | 0 | 2.6312 | 3.5618 | 4.3977 | 10.5907 | 0 | 0 | 0 | 0 | 0 | 0 | 0 | 0 | 0 | 0 | 0 | 0 | 0 | 0 | 0 | 0 | 0 | 0 | 0 | 0 | 0.03794 | 0.0036574 | 0.0049509 | 0.0061128 | 0.014721 | 0 | 0 | 0 | 0 | 0 | 2.4
2563_G_2 | NY_Zone C&E | New York | 36 | St Lawrence | 89 | 2563 | 2 | Flat Rock | 0 | 1924 | 9999 | Hydro | [5 empty] | Non-Fossil | G | 2030 | Hydro |  | 0 | 0 | 0 | 0 | 0 | 0 | 0 | 0 | 0 | 0 | 0 | 0 | 0 | 0 | 0 | 0 | 3.0698 | 4.1554 | 5.1307 | 12.3558 | 0 | 0 | 0 | 0 | 0 | 0 | 0 | 0 | 0 | 0 | 0 | 0 | 0 | 0 | 0 | 0 | 0 | 0 | 0 | 0 | 0.044263 | 0.004267 | 0.005776 | 0.0071316 | 0.017175 | 0 | 0 | 0 | 0 | 0 | 2.8
2564_G_1 | NY_Zone D (North) | New York | 36 | Franklin | 33 | 2564 | 1 | Franklin (NY) | 0 | 1911 | 9999 | Hydro | [5 empty] | Non-Fossil | G | 2030 | Hydro |  | 0 | 0 | 0 | 0 | 0 | 0 | 0 | 0 | 0 | 0 | 0 | 0 | 0 | 0 | 0 | 0 | 0.957 | 1.2924 | 1.5905 | 3.8399 | 0 | 0 | 0 | 0 | 0 | 0 | 0 | 0 | 0 | 0 | 0 | 0 | 0 | 0 | 0 | 0 | 0 | 0 | 0 | 0 | 0.014227 | 0.0013302 | 0.0017965 | 0.0022108 | 0.0053375 | 0 | 0 | 0 | 0 | 0 | 0.9
2564_G_2 | NY_Zone D (North) | New York | 36 | Franklin | 33 | 2564 | 2 | Franklin (NY) | 0 | 1926 | 9999 | Hydro | [5 empty] | Non-Fossil | G | 2030 | Hydro |  | 0 | 0 | 0 | 0 | 0 | 0 | 0 | 0 | 0 | 0 | 0 | 0 | 0 | 0 | 0 | 0 | 1.1697 | 1.5796 | 1.944 | 4.6933 | 0 | 0 | 0 | 0 | 0 | 0 | 0 | 0 | 0 | 0 | 0 | 0 | 0 | 0 | 0 | 0 | 0 | 0 | 0 | 0 | 0.017389 | 0.0016258 | 0.0021957 | 0.0027021 | 0.0065236 | 0 | 0 | 0 | 0 | 0 | 1.1
2566_G_1 | NY_Zone C&E | New York | 36 | Oswego | 75 | 2566 | 1 | Fulton Hydro | 0 | 1924 | 9999 | Hydro | [5 empty] | Non-Fossil | G | 2030 | Hydro |  | 0 | 0 | 0 | 0 | 0 | 0 | 0 | 0 | 0 | 0 | 0 | 0 | 0 | 0 | 0 | 0 | 0.10963 | 0.14841 | 0.18324 | 0.44128 | 0 | 0 | 0 | 0 | 0 | 0 | 0 | 0 | 0 | 0 | 0 | 0 | 0 | 0 | 0 | 0 | 0 | 0 | 0 | 0 | 0.0015808 | 0.00015239 | 0.00020629 | 0.0002547 | 0.00061338 | 0 | 0 | 0 | 0 | 0 | 0.1
2566_G_2 | NY_Zone C&E | New York | 36 | Oswego | 75 | 2566 | 2 | Fulton Hydro | 0 | 1928 | 9999 | Hydro | [5 empty] | Non-Fossil | G | 2030 | Hydro |  | 0 | 0 | 0 | 0 | 0 | 0 | 0 | 0 | 0 | 0 | 0 | 0 | 0 | 0 | 0 | 0 | 0.10963 | 0.14841 | 0.18324 | 0.44128 | 0 | 0 | 0 | 0 | 0 | 0 | 0 | 0 | 0 | 0 | 0 | 0 | 0 | 0 | 0 | 0 | 0 | 0 | 0 | 0 | 0.0015808 | 0.00015239 | 0.00020629 | 0.0002547 | 0.00061338 | 0 | 0 | 0 | 0 | 0 | 0.1
2568_G_1 | NY_Zone B (Genesee) | New York | 36 | Orleans | 73 | 2568 | 1 | Glenwood Hydro | 0 | 1950 | 9999 | Hydro | [5 empty] | Non-Fossil | G | 2030 | Hydro |  | 0 | 0 | 0 | 0 | 0 | 0 | 0 | 0 | 0 | 0 | 0 | 0 | 0 | 0 | 0 | 0 | 0.33703 | 0.4115 | 0.40325 | 1.1518 | 0 | 0 | 0 | 0 | 0 | 0 | 0 | 0 | 0 | 0 | 0 | 0 | 0 | 0 | 0 | 0 | 0 | 0 | 0 | 0 | 0.0079041 | 0.00046848 | 0.00057199 | 0.00056051 | 0.001601 | 0 | 0 | 0 | 0 | 0 | 0.5
2568_G_2 | NY_Zone B (Genesee) | New York | 36 | Orleans | 73 | 2568 | 2 | Glenwood Hydro | 0 | 1950 | 9999 | Hydro | [5 empty] | Non-Fossil | G | 2030 | Hydro |  | 0 | 0 | 0 | 0 | 0 | 0 | 0 | 0 | 0 | 0 | 0 | 0 | 0 | 0 | 0 | 0 | 0.33703 | 0.4115 | 0.40325 | 1.1518 | 0 | 0 | 0 | 0 | 0 | 0 | 0 | 0 | 0 | 0 | 0 | 0 | 0 | 0 | 0 | 0 | 0 | 0 | 0 | 0 | 0.0079041 | 0.00046848 | 0.00057199 | 0.00056051 | 0.001601 | 0 | 0 | 0 | 0 | 0 | 0.5
2568_G_3 | NY_Zone B (Genesee) | New York | 36 | Orleans | 73 | 2568 | 3 | Glenwood Hydro | 0 | 1950 | 9999 | Hydro | [5 empty] | Non-Fossil | G | 2030 | Hydro |  | 0 | 0 | 0 | 0 | 0 | 0 | 0 | 0 | 0 | 0 | 0 | 0 | 0 | 0 | 0 | 0 | 0.33703 | 0.4115 | 0.40325 | 1.1518 | 0 | 0 | 0 | 0 | 0 | 0 | 0 | 0 | 0 | 0 | 0 | 0 | 0 | 0 | 0 | 0 | 0 | 0 | 0 | 0 | 0.0079041 | 0.00046848 | 0.00057199 | 0.00056051 | 0.001601 | 0 | 0 | 0 | 0 | 0 | 0.5
2569_G_1 | NY_Zone C&E | New York | 36 | Oswego | 75 | 2569 | 1 | Granby | 0 | 1983 | 9999 | Hydro | [5 empty] | Non-Fossil | G | 2030 | Hydro |  | 0 | 0 | 0 | 0 | 0 | 0 | 0 | 0 | 0 | 0 | 0 | 0 | 0 | 0 | 0 | 0 | 5.5914 | 7.5688 | 9.3451 | 22.5053 | 0 | 0 | 0 | 0 | 0 | 0 | 0 | 0 | 0 | 0 | 0 | 0 | 0 | 0 | 0 | 0 | 0 | 0 | 0 | 0 | 0.080622 | 0.007772 | 0.010521 | 0.01299 | 0.031282 | 0 | 0 | 0 | 0 | 0 | 5.1
2569_G_2 | NY_Zone C&E | New York | 36 | Oswego | 75 | 2569 | 2 | Granby | 0 | 1983 | 9999 | Hydro | [5 empty] | Non-Fossil | G | 2030 | Hydro |  | 0 | 0 | 0 | 0 | 0 | 0 | 0 | 0 | 0 | 0 | 0 | 0 | 0 | 0 | 0 | 0 | 5.5914 | 7.5688 | 9.3451 | 22.5053 | 0 | 0 | 0 | 0 | 0 | 0 | 0 | 0 | 0 | 0 | 0 | 0 | 0 | 0 | 0 | 0 | 0 | 0 | 0 | 0 | 0.080622 | 0.007772 | 0.010521 | 0.01299 | 0.031282 | 0 | 0 | 0 | 0 | 0 | 5.1
2571_G_1 | NY_Zone C&E | New York | 36 | St Lawrence | 89 | 2571 | 1 | Hannawa | 0 | 1914 | 9999 | Hydro | [5 empty] | Non-Fossil | G | 2030 | Hydro |  | 0 | 0 | 0 | 0 | 0 | 0 | 0 | 0 | 0 | 0 | 0 | 0 | 0 | 0 | 0 | 0 | 4.3556 | 5.8953 | 7.2888 | 17.5398 | 0 | 0 | 0 | 0 | 0 | 0 | 0 | 0 | 0 | 0 | 0 | 0 | 0 | 0 | 0 | 0 | 0 | 0 | 0 | 0 | 0.05691 | 0.0060543 | 0.0081945 | 0.010132 | 0.02438 | 0 | 0 | 0 | 0 | 0 | 3.6
2571_G_2 | NY_Zone C&E | New York | 36 | St Lawrence | 89 | 2571 | 2 | Hannawa | 0 | 1920 | 9999 | Hydro | [5 empty] | Non-Fossil | G | 2030 | Hydro |  | 0 | 0 | 0 | 0 | 0 | 0 | 0 | 0 | 0 | 0 | 0 | 0 | 0 | 0 | 0 | 0 | 4.7186 | 6.3866 | 7.8963 | 19.0015 | 0 | 0 | 0 | 0 | 0 | 0 | 0 | 0 | 0 | 0 | 0 | 0 | 0 | 0 | 0 | 0 | 0 | 0 | 0 | 0 | 0.061652 | 0.0065589 | 0.0088774 | 0.010976 | 0.026412 | 0 | 0 | 0 | 0 | 0 | 3.9
2572_G_1 | NY_Zone C&E | New York | 36 | Jefferson | 45 | 2572 | 1 | Herrings | 0 | 1924 | 9999 | Hydro | [5 empty] | Non-Fossil | G | 2030 | Hydro |  | 0 | 0 | 0 | 0 | 0 | 0 | 0 | 0 | 0 | 0 | 0 | 0 | 0 | 0 | 0 | 0 | 1.6445 | 2.2261 | 2.7486 | 6.6192 | 0 | 0 | 0 | 0 | 0 | 0 | 0 | 0 | 0 | 0 | 0 | 0 | 0 | 0 | 0 | 0 | 0 | 0 | 0 | 0 | 0.023712 | 0.0022859 | 0.0030943 | 0.0038205 | 0.0092007 | 0 | 0 | 0 | 0 | 0 | 1.5
2572_G_2 | NY_Zone C&E | New York | 36 | Jefferson | 45 | 2572 | 2 | Herrings | 0 | 1924 | 9999 | Hydro | [5 empty] | Non-Fossil | G | 2030 | Hydro |  | 0 | 0 | 0 | 0 | 0 | 0 | 0 | 0 | 0 | 0 | 0 | 0 | 0 | 0 | 0 | 0 | 1.6445 | 2.2261 | 2.7486 | 6.6192 | 0 | 0 | 0 | 0 | 0 | 0 | 0 | 0 | 0 | 0 | 0 | 0 | 0 | 0 | 0 | 0 | 0 | 0 | 0 | 0 | 0.023712 | 0.0022859 | 0.0030943 | 0.0038205 | 0.0092007 | 0 | 0 | 0 | 0 | 0 | 1.5
2572_G_3 | NY_Zone C&E | New York | 36 | Jefferson | 45 | 2572 | 3 | Herrings | 0 | 1924 | 9999 | Hydro | [5 empty] | Non-Fossil | G | 2030 | Hydro |  | 0 | 0 | 0 | 0 | 0 | 0 | 0 | 0 | 0 | 0 | 0 | 0 | 0 | 0 | 0 | 0 | 1.6445 | 2.2261 | 2.7486 | 6.6192 | 0 | 0 | 0 | 0 | 0 | 0 | 0 | 0 | 0 | 0 | 0 | 0 | 0 | 0 | 0 | 0 | 0 | 0 | 0 | 0 | 0.023712 | 0.0022859 | 0.0030943 | 0.0038205 | 0.0092007 | 0 | 0 | 0 | 0 | 0 | 1.5
2573_G_1 | NY_Zone C&E | New York | 36 | St Lawrence | 89 | 2573 | 1 | Heuvelton | 0 | 1924 | 9999 | Hydro | [5 empty] | Non-Fossil | G | 2030 | Hydro |  | 0 | 0 | 0 | 0 | 0 | 0 | 0 | 0 | 0 | 0 | 0 | 0 | 0 | 0 | 0 | 0 | 0.48396 | 0.65504 | 0.80987 | 1.9489 | 0 | 0 | 0 | 0 | 0 | 0 | 0 | 0 | 0 | 0 | 0 | 0 | 0 | 0 | 0 | 0 | 0 | 0 | 0 | 0 | 0.0063233 | 0.0006727 | 0.0009105 | 0.0011257 | 0.0027089 | 0 | 0 | 0 | 0 | 0 | 0.4
2573_G_2 | NY_Zone C&E | New York | 36 | St Lawrence | 89 | 2573 | 2 | Heuvelton | 0 | 1924 | 9999 | Hydro | [5 empty] | Non-Fossil | G | 2030 | Hydro |  | 0 | 0 | 0 | 0 | 0 | 0 | 0 | 0 | 0 | 0 | 0 | 0 | 0 | 0 | 0 | 0 | 0.48396 | 0.65504 | 0.80987 | 1.9489 | 0 | 0 | 0 | 0 | 0 | 0 | 0 | 0 | 0 | 0 | 0 | 0 | 0 | 0 | 0 | 0 | 0 | 0 | 0 | 0 | 0.0063233 | 0.0006727 | 0.0009105 | 0.0011257 | 0.0027089 | 0 | 0 | 0 | 0 | 0 | 0.4
2574_G_1 | NY_Zone C&E | New York | 36 | Oswego | 75 | 2574 | 1 | High Dam | 0 | 1928 | 9999 | Hydro | [5 empty] | Non-Fossil | G | 2030 | Hydro |  | 0 | 0 | 0 | 0 | 0 | 0 | 0 | 0 | 0 | 0 | 0 | 0 | 0 | 0 | 0 | 0 | 2.6618 | 3.6027 | 4.4543 | 10.7188 | 0 | 0 | 0 | 0 | 0 | 0 | 0 | 0 | 0 | 0 | 0 | 0 | 0 | 0 | 0 | 0 | 0 | 0 | 0 | 0 | 0.034778 | 0.0036999 | 0.0050077 | 0.0061915 | 0.014899 | 0 | 0 | 0 | 0 | 0 | 2.2
2574_G_2 | NY_Zone C&E | New York | 36 | Oswego | 75 | 2574 | 2 | High Dam | 0 | 1928 | 9999 | Hydro | [5 empty] | Non-Fossil | G | 2030 | Hydro |  | 0 | 0 | 0 | 0 | 0 | 0 | 0 | 0 | 0 | 0 | 0 | 0 | 0 | 0 | 0 | 0 | 2.6618 | 3.6027 | 4.4543 | 10.7188 | 0 | 0 | 0 | 0 | 0 | 0 | 0 | 0 | 0 | 0 | 0 | 0 | 0 | 0 | 0 | 0 | 0 | 0 | 0 | 0 | 0.034778 | 0.0036999 | 0.0050077 | 0.0061915 | 0.014899 | 0 | 0 | 0 | 0 | 0 | 2.2
2574_G_3 | NY_Zone C&E | New York | 36 | Oswego | 75 | 2574 | 3 | High Dam | 0 | 1928 | 9999 | Hydro | [5 empty] | Non-Fossil | G | 2030 | Hydro |  | 0 | 0 | 0 | 0 | 0 | 0 | 0 | 0 | 0 | 0 | 0 | 0 | 0 | 0 | 0 | 0 | 2.6618 | 3.6027 | 4.4543 | 10.7188 | 0 | 0 | 0 | 0 | 0 | 0 | 0 | 0 | 0 | 0 | 0 | 0 | 0 | 0 | 0 | 0 | 0 | 0 | 0 | 0 | 0.034778 | 0.0036999 | 0.0050077 | 0.0061915 | 0.014899 | 0 | 0 | 0 | 0 | 0 | 2.2
2574_G_4 | NY_Zone C&E | New York | 36 | Oswego | 75 | 2574 | 4 | High Dam | 0 | 1949 | 9999 | Hydro | [5 empty] | Non-Fossil | G | 2030 | Hydro |  | 0 | 0 | 0 | 0 | 0 | 0 | 0 | 0 | 0 | 0 | 0 | 0 | 0 | 0 | 0 | 0 | 2.6618 | 3.6027 | 4.4543 | 10.7188 | 0 | 0 | 0 | 0 | 0 | 0 | 0 | 0 | 0 | 0 | 0 | 0 | 0 | 0 | 0 | 0 | 0 | 0 | 0 | 0 | 0.034778 | 0.0036999 | 0.0050077 | 0.0061915 | 0.014899 | 0 | 0 | 0 | 0 | 0 | 2.2
2575_G_1 | NY_Zone C&E | New York | 36 | Lewis | 49 | 2575 | 1 | High Falls - Croghan NY | 0 | 1925 | 9999 | Hydro | [5 empty] | Non-Fossil | G | 2030 | Hydro |  | 0 | 0 | 0 | 0 | 0 | 0 | 0 | 0 | 0 | 0 | 0 | 0 | 0 | 0 | 0 | 0 | 2.1778 | 2.9477 | 3.6444 | 8.7699 | 0 | 0 | 0 | 0 | 0 | 0 | 0 | 0 | 0 | 0 | 0 | 0 | 0 | 0 | 0 | 0 | 0 | 0 | 0 | 0 | 0.028455 | 0.0030272 | 0.0040972 | 0.0050658 | 0.01219 | 0 | 0 | 0 | 0 | 0 | 1.8
2575_G_2 | NY_Zone C&E | New York | 36 | Lewis | 49 | 2575 | 2 | High Falls - Croghan NY | 0 | 1925 | 9999 | Hydro | [5 empty] | Non-Fossil | G | 2030 | Hydro |  | 0 | 0 | 0 | 0 | 0 | 0 | 0 | 0 | 0 | 0 | 0 | 0 | 0 | 0 | 0 | 0 | 2.1778 | 2.9477 | 3.6444 | 8.7699 | 0 | 0 | 0 | 0 | 0 | 0 | 0 | 0 | 0 | 0 | 0 | 0 | 0 | 0 | 0 | 0 | 0 | 0 | 0 | 0 | 0.028455 | 0.0030272 | 0.0040972 | 0.0050658 | 0.01219 | 0 | 0 | 0 | 0 | 0 | 1.8
2575_G_3 | NY_Zone C&E | New York | 36 | Lewis | 49 | 2575 | 3 | High Falls - Croghan NY | 0 | 1925 | 9999 | Hydro | [5 empty] | Non-Fossil | G | 2030 | Hydro |  | 0 | 0 | 0 | 0 | 0 | 0 | 0 | 0 | 0 | 0 | 0 | 0 | 0 | 0 | 0 | 0 | 2.1778 | 2.9477 | 3.6444 | 8.7699 | 0 | 0 | 0 | 0 | 0 | 0 | 0 | 0 | 0 | 0 | 0 | 0 | 0 | 0 | 0 | 0 | 0 | 0 | 0 | 0 | 0.028455 | 0.0030272 | 0.0040972 | 0.0050658 | 0.01219 | 0 | 0 | 0 | 0 | 0 | 1.8
2576_G_1N | NY_Zone C&E | New York | 36 | St Lawrence | 89 | 2576 | 1N | Higley | 0 | 2003 | 9999 | Hydro | [5 empty] | Non-Fossil | G | 2030 | Hydro |  | 0 | 0 | 0 | 0 | 0 | 0 | 0 | 0 | 0 | 0 | 0 | 0 | 0 | 0 | 0 | 0 | 1.8149 | 2.4564 | 3.037 | 7.3083 | 0 | 0 | 0 | 0 | 0 | 0 | 0 | 0 | 0 | 0 | 0 | 0 | 0 | 0 | 0 | 0 | 0 | 0 | 0 | 0 | 0.023712 | 0.0025226 | 0.0034144 | 0.0042215 | 0.010158 | 0 | 0 | 0 | 0 | 0 | 1.5
2576_G_2N | NY_Zone C&E | New York | 36 | St Lawrence | 89 | 2576 | 2N | Higley | 0 | 2003 | 9999 | Hydro | [5 empty] | Non-Fossil | G | 2030 | Hydro |  | 0 | 0 | 0 | 0 | 0 | 0 | 0 | 0 | 0 | 0 | 0 | 0 | 0 | 0 | 0 | 0 | 1.9358 | 2.6201 | 3.2395 | 7.7955 | 0 | 0 | 0 | 0 | 0 | 0 | 0 | 0 | 0 | 0 | 0 | 0 | 0 | 0 | 0 | 0 | 0 | 0 | 0 | 0 | 0.025293 | 0.0026908 | 0.003642 | 0.0045029 | 0.010836 | 0 | 0 | 0 | 0 | 0 | 1.6
2576_G_3N | NY_Zone C&E | New York | 36 | St Lawrence | 89 | 2576 | 3N | Higley | 0 | 2003 | 9999 | Hydro | [5 empty] | Non-Fossil | G | 2030 | Hydro |  | 0 | 0 | 0 | 0 | 0 | 0 | 0 | 0 | 0 | 0 | 0 | 0 | 0 | 0 | 0 | 0 | 1.9358 | 2.6201 | 3.2395 | 7.7955 | 0 | 0 | 0 | 0 | 0 | 0 | 0 | 0 | 0 | 0 | 0 | 0 | 0 | 0 | 0 | 0 | 0 | 0 | 0 | 0 | 0.025293 | 0.0026908 | 0.003642 | 0.0045029 | 0.010836 | 0 | 0 | 0 | 0 | 0 | 1.6
2576_G_4N | NY_Zone C&E | New York | 36 | St Lawrence | 89 | 2576 | 4N | Higley | 0 | 2003 | 9999 | Hydro | [5 empty] | Non-Fossil | G | 2030 | Hydro |  | 0 | 0 | 0 | 0 | 0 | 0 | 0 | 0 | 0 | 0 | 0 | 0 | 0 | 0 | 0 | 0 | 1.9358 | 2.6201 | 3.2395 | 7.7955 | 0 | 0 | 0 | 0 | 0 | 0 | 0 | 0 | 0 | 0 | 0 | 0 | 0 | 0 | 0 | 0 | 0 | 0 | 0 | 0 | 0.025293 | 0.0026908 | 0.003642 | 0.0045029 | 0.010836 | 0 | 0 | 0 | 0 | 0 | 1.6
2578_G_1 | NY_Zone A (West) | New York | 36 | Niagara | 63 | 2578 | 1 | Hydraulic Race | 0 | 1942 | 9999 | Hydro | [5 empty] | Non-Fossil | G | 2030 | Hydro |  | 0 | 0 | 0 | 0 | 0 | 0 | 0 | 0 | 0 | 0 | 0 | 0 | 0 | 0 | 0 | 0 | 2.9466 | 3.9597 | 4.8193 | 11.7256 | 0 | 0 | 0 | 0 | 0 | 0 | 0 | 0 | 0 | 0 | 0 | 0 | 0 | 0 | 0 | 0 | 0 | 0 | 0 | 0 | 0.044263 | 0.0040957 | 0.005504 | 0.0066989 | 0.016299 | 0 | 0 | 0 | 0 | 0 | 2.8
2579_G_1 | NY_Zone C&E | New York | 36 | Fulton | 35 | 2579 | 1 | Inghams | 0 | 1912 | 9999 | Hydro | [5 empty] | Non-Fossil | G | 2030 | Hydro |  | 0 | 0 | 0 | 0 | 0 | 0 | 0 | 0 | 0 | 0 | 0 | 0 | 0 | 0 | 0 | 0 | 3.0698 | 4.1554 | 5.1307 | 12.3558 | 0 | 0 | 0 | 0 | 0 | 0 | 0 | 0 | 0 | 0 | 0 | 0 | 0 | 0 | 0 | 0 | 0 | 0 | 0 | 0 | 0.044263 | 0.004267 | 0.005776 | 0.0071316 | 0.017175 | 0 | 0 | 0 | 0 | 0 | 2.8
2579_G_2 | NY_Zone C&E | New York | 36 | Fulton | 35 | 2579 | 2 | Inghams | 0 | 1912 | 9999 | Hydro | [5 empty] | Non-Fossil | G | 2030 | Hydro |  | 0 | 0 | 0 | 0 | 0 | 0 | 0 | 0 | 0 | 0 | 0 | 0 | 0 | 0 | 0 | 0 | 3.7276 | 5.0459 | 6.2301 | 15.0035 | 0 | 0 | 0 | 0 | 0 | 0 | 0 | 0 | 0 | 0 | 0 | 0 | 0 | 0 | 0 | 0 | 0 | 0 | 0 | 0 | 0.053748 | 0.0051813 | 0.0070138 | 0.0086598 | 0.020855 | 0 | 0 | 0 | 0 | 0 | 3.4
258_G_1 | WECC_Northern California (not including BANC) | California | 6 | Merced | 47 | 258 | 1 | Merced Falls | 0 | 1930 | 9999 | Hydro | [5 empty] | Non-Fossil | G | 2030 | Hydro |  | 0 | 0 | 0 | 0 | 0 | 0 | 0 | 0 | 0 | 0 | 0 | 0 | 0 | 0 | 0 | 0 | 1.7319 | 2.7619 | 5.2338 | 9.7276 | 0 | 0 | 0 | 0 | 0 | 0 | 0 | 0 | 0 | 0 | 0 | 0 | 0 | 0 | 0 | 0 | 0 | 0 | 0 | 0 | 0.055329 | 0.0024073 | 0.0038391 | 0.007275 | 0.013521 | 0 | 0 | 0 | 0 | 0 | 3.5
2580_G_1 | NY_Zone F (Capital) | New York | 36 | Rensselaer | 83 | 2580 | 1 | Johnsonville Dam | 0 | 1909 | 9999 | Hydro | [5 empty] | Non-Fossil | G | 2030 | Hydro |  | 0 | 0 | 0 | 0 | 0 | 0 | 0 | 0 | 0 | 0 | 0 | 0 | 0 | 0 | 0 | 0 | 1.2232 | 1.6455 | 1.8926 | 4.7613 | 0 | 0 | 0 | 0 | 0 | 0 | 0 | 0 | 0 | 0 | 0 | 0 | 0 | 0 | 0 | 0 | 0 | 0 | 0 | 0 | 0.017389 | 0.0017002 | 0.0022873 | 0.0026307 | 0.0066182 | 0 | 0 | 0 | 0 | 0 | 1.1
2580_G_2 | NY_Zone F (Capital) | New York | 36 | Rensselaer | 83 | 2580 | 2 | Johnsonville Dam | 0 | 1909 | 9999 | Hydro | [5 empty] | Non-Fossil | G | 2030 | Hydro |  | 0 | 0 | 0 | 0 | 0 | 0 | 0 | 0 | 0 | 0 | 0 | 0 | 0 | 0 | 0 | 0 | 1.5568 | 2.0943 | 2.4087 | 6.0598 | 0 | 0 | 0 | 0 | 0 | 0 | 0 | 0 | 0 | 0 | 0 | 0 | 0 | 0 | 0 | 0 | 0 | 0 | 0 | 0 | 0.022132 | 0.0021639 | 0.0029111 | 0.0033481 | 0.0084231 | 0 | 0 | 0 | 0 | 0 | 1.4
2581_G_1 | NY_Zone C&E | New York | 36 | Jefferson | 45 | 2581 | 1 | Kamargo | 0 | 1921 | 9999 | Hydro | [5 empty] | Non-Fossil | G | 2030 | Hydro |  | 0 | 0 | 0 | 0 | 0 | 0 | 0 | 0 | 0 | 0 | 0 | 0 | 0 | 0 | 0 | 0 | 1.4252 | 1.9293 | 2.3821 | 5.7366 | 0 | 0 | 0 | 0 | 0 | 0 | 0 | 0 | 0 | 0 | 0 | 0 | 0 | 0 | 0 | 0 | 0 | 0 | 0 | 0 | 0.020551 | 0.0019811 | 0.0026817 | 0.0033111 | 0.0079739 | 0 | 0 | 0 | 0 | 0 | 1.3
2581_G_2 | NY_Zone C&E | New York | 36 | Jefferson | 45 | 2581 | 2 | Kamargo | 0 | 1921 | 9999 | Hydro | [5 empty] | Non-Fossil | G | 2030 | Hydro |  | 0 | 0 | 0 | 0 | 0 | 0 | 0 | 0 | 0 | 0 | 0 | 0 | 0 | 0 | 0 | 0 | 1.4252 | 1.9293 | 2.3821 | 5.7366 | 0 | 0 | 0 | 0 | 0 | 0 | 0 | 0 | 0 | 0 | 0 | 0 | 0 | 0 | 0 | 0 | 0 | 0 | 0 | 0 | 0.020551 | 0.0019811 | 0.0026817 | 0.0033111 | 0.0079739 | 0 | 0 | 0 | 0 | 0 | 1.3
2581_G_3 | NY_Zone C&E | New York | 36 | Jefferson | 45 | 2581 | 3 | Kamargo | 0 | 1921 | 9999 | Hydro | [5 empty] | Non-Fossil | G | 2030 | Hydro |  | 0 | 0 | 0 | 0 | 0 | 0 | 0 | 0 | 0 | 0 | 0 | 0 | 0 | 0 | 0 | 0 | 1.4252 | 1.9293 | 2.3821 | 5.7366 | 0 | 0 | 0 | 0 | 0 | 0 | 0 | 0 | 0 | 0 | 0 | 0 | 0 | 0 | 0 | 0 | 0 | 0 | 0 | 0 | 0.020551 | 0.0019811 | 0.0026817 | 0.0033111 | 0.0079739 | 0 | 0 | 0 | 0 | 0 | 1.3
2582_G_1 | NY_Zone C&E | New York | 36 | Oswego | 75 | 2582 | 1 | Lighthouse Hill | 0 | 1930 | 9999 | Hydro | [5 empty] | Non-Fossil | G | 2030 | Hydro |  | 0 | 0 | 0 | 0 | 0 | 0 | 0 | 0 | 0 | 0 | 0 | 0 | 0 | 0 | 0 | 0 | 4.3854 | 5.9363 | 7.3295 | 17.6512 | 0 | 0 | 0 | 0 | 0 | 0 | 0 | 0 | 0 | 0 | 0 | 0 | 0 | 0 | 0 | 0 | 0 | 0 | 0 | 0 | 0.063233 | 0.0060957 | 0.0082515 | 0.010188 | 0.024535 | 0 | 0 | 0 | 0 | 0 | 4
2582_G_2 | NY_Zone C&E | New York | 36 | Oswego | 75 | 2582 | 2 | Lighthouse Hill | 0 | 1930 | 9999 | Hydro | [5 empty] | Non-Fossil | G | 2030 | Hydro |  | 0 | 0 | 0 | 0 | 0 | 0 | 0 | 0 | 0 | 0 | 0 | 0 | 0 | 0 | 0 | 0 | 3.9468 | 5.3427 | 6.5966 | 15.8861 | 0 | 0 | 0 | 0 | 0 | 0 | 0 | 0 | 0 | 0 | 0 | 0 | 0 | 0 | 0 | 0 | 0 | 0 | 0 | 0 | 0.05691 | 0.0054861 | 0.0074263 | 0.0091692 | 0.022082 | 0 | 0 | 0 | 0 | 0 | 3.6
2583_G_1 | NY_Zone D (North) | New York | 36 | Franklin | 33 | 2583 | 1 | Macomb | 0 | 1940 | 9999 | Hydro | [5 empty] | Non-Fossil | G | 2030 | Hydro |  | 0 | 0 | 0 | 0 | 0 | 0 | 0 | 0 | 0 | 0 | 0 | 0 | 0 | 0 | 0 | 0 | 0.85066 | 1.1488 | 1.4138 | 3.4133 | 0 | 0 | 0 | 0 | 0 | 0 | 0 | 0 | 0 | 0 | 0 | 0 | 0 | 0 | 0 | 0 | 0 | 0 | 0 | 0 | 0.012647 | 0.0011824 | 0.0015969 | 0.0019652 | 0.0047445 | 0 | 0 | 0 | 0 | 0 | 0.8
2586_G_1 | NY_Zone C&E | New York | 36 | Oswego | 75 | 2586 | 1 | Minetto | 0 | 1915 | 9999 | Hydro | [5 empty] | Non-Fossil | G | 2030 | Hydro |  | 0 | 0 | 0 | 0 | 0 | 0 | 0 | 0 | 0 | 0 | 0 | 0 | 0 | 0 | 0 | 0 | 1.5349 | 2.0777 | 2.5653 | 6.1779 | 0 | 0 | 0 | 0 | 0 | 0 | 0 | 0 | 0 | 0 | 0 | 0 | 0 | 0 | 0 | 0 | 0 | 0 | 0 | 0 | 0.022132 | 0.0021335 | 0.002888 | 0.0035658 | 0.0085873 | 0 | 0 | 0 | 0 | 0 | 1.4
2586_G_2 | NY_Zone C&E | New York | 36 | Oswego | 75 | 2586 | 2 | Minetto | 0 | 1915 | 9999 | Hydro | [5 empty] | Non-Fossil | G | 2030 | Hydro |  | 0 | 0 | 0 | 0 | 0 | 0 | 0 | 0 | 0 | 0 | 0 | 0 | 0 | 0 | 0 | 0 | 1.5349 | 2.0777 | 2.5653 | 6.1779 | 0 | 0 | 0 | 0 | 0 | 0 | 0 | 0 | 0 | 0 | 0 | 0 | 0 | 0 | 0 | 0 | 0 | 0 | 0 | 0 | 0.022132 | 0.0021335 | 0.002888 | 0.0035658 | 0.0085873 | 0 | 0 | 0 | 0 | 0 | 1.4
2586_G_3 | NY_Zone C&E | New York | 36 | Oswego | 75 | 2586 | 3 | Minetto | 0 | 1915 | 9999 | Hydro | [5 empty] | Non-Fossil | G | 2030 | Hydro |  | 0 | 0 | 0 | 0 | 0 | 0 | 0 | 0 | 0 | 0 | 0 | 0 | 0 | 0 | 0 | 0 | 1.5349 | 2.0777 | 2.5653 | 6.1779 | 0 | 0 | 0 | 0 | 0 | 0 | 0 | 0 | 0 | 0 | 0 | 0 | 0 | 0 | 0 | 0 | 0 | 0 | 0 | 0 | 0.022132 | 0.0021335 | 0.002888 | 0.0035658 | 0.0085873 | 0 | 0 | 0 | 0 | 0 | 1.4
2586_G_4 | NY_Zone C&E | New York | 36 | Oswego | 75 | 2586 | 4 | Minetto | 0 | 1915 | 9999 | Hydro | [5 empty] | Non-Fossil | G | 2030 | Hydro |  | 0 | 0 | 0 | 0 | 0 | 0 | 0 | 0 | 0 | 0 | 0 | 0 | 0 | 0 | 0 | 0 | 1.5349 | 2.0777 | 2.5653 | 6.1779 | 0 | 0 | 0 | 0 | 0 | 0 | 0 | 0 | 0 | 0 | 0 | 0 | 0 | 0 | 0 | 0 | 0 | 0 | 0 | 0 | 0.022132 | 0.0021335 | 0.002888 | 0.0035658 | 0.0085873 | 0 | 0 | 0 | 0 | 0 | 1.4
2586_G_5 | NY_Zone C&E | New York | 36 | Oswego | 75 | 2586 | 5 | Minetto | 0 | 1915 | 9999 | Hydro | [5 empty] | Non-Fossil | G | 2030 | Hydro |  | 0 | 0 | 0 | 0 | 0 | 0 | 0 | 0 | 0 | 0 | 0 | 0 | 0 | 0 | 0 | 0 | 1.5349 | 2.0777 | 2.5653 | 6.1779 | 0 | 0 | 0 | 0 | 0 | 0 | 0 | 0 | 0 | 0 | 0 | 0 | 0 | 0 | 0 | 0 | 0 | 0 | 0 | 0 | 0.022132 | 0.0021335 | 0.002888 | 0.0035658 | 0.0085873 | 0 | 0 | 0 | 0 | 0 | 1.4
2588_G_1 | NY_Zone C&E | New York | 36 | Herkimer | 43 | 2588 | 1 | Moshier | 0 | 1929 | 9999 | Hydro | [5 empty] | Non-Fossil | G | 2030 | Hydro |  | 0 | 0 | 0 | 0 | 0 | 0 | 0 | 0 | 0 | 0 | 0 | 0 | 0 | 0 | 0 | 0 | 4.3854 | 5.9363 | 7.3295 | 17.6512 | 0 | 0 | 0 | 0 | 0 | 0 | 0 | 0 | 0 | 0 | 0 | 0 | 0 | 0 | 0 | 0 | 0 | 0 | 0 | 0 | 0.063233 | 0.0060957 | 0.0082515 | 0.010188 | 0.024535 | 0 | 0 | 0 | 0 | 0 | 4
2588_G_2 | NY_Zone C&E | New York | 36 | Herkimer | 43 | 2588 | 2 | Moshier | 0 | 1929 | 9999 | Hydro | [5 empty] | Non-Fossil | G | 2030 | Hydro |  | 0 | 0 | 0 | 0 | 0 | 0 | 0 | 0 | 0 | 0 | 0 | 0 | 0 | 0 | 0 | 0 | 4.3854 | 5.9363 | 7.3295 | 17.6512 | 0 | 0 | 0 | 0 | 0 | 0 | 0 | 0 | 0 | 0 | 0 | 0 | 0 | 0 | 0 | 0 | 0 | 0 | 0 | 0 | 0.063233 | 0.0060957 | 0.0082515 | 0.010188 | 0.024535 | 0 | 0 | 0 | 0 | 0 | 4
2589_G_1 | NY_Zone C&E | New York | 36 | Oswego | 75 | 2589 | 1 | Nine Mile Point Nuclear Station | 10456 | 1969 | 9999 | Nuclear | [5 empty] | Non-Fossil | G | 2030 |  | Nuke Retirement | 0 | 0 | 0 | 0 | 0 | 0 | 0 | 0 | 0 | 0 | 0 | 0 | 0 | 0 | 0 | 0 | 0 | 0 | 0 | 0 | 0 | 0 | 0 | 0 | 0 | 0 | 0 | 0 | 0 | 0 | 0 | 0 | 0 | 0 | 0 | 0 | 0 | 0 | 0 | 0 | 0 | 0 | 0 | 0 | 0 | 0 | 0 | 0 | 0 | 0 | 624.9
2589_G_2 | NY_Zone C&E | New York | 36 | Oswego | 75 | 2589 | 2 | Nine Mile Point Nuclear Station | 10456 | 1987 | 9999 | Nuclear | [5 empty] | Non-Fossil | G | 2030 | Nuclear |  | 26.1357 | 35.4284 | 47.1653 | 108.7294 | 0 | 0 | 0 | 0 | 0 | 0 | 0 | 0 | 0 | 0 | 0 | 0 | 2499.5894 | 3388.3323 | 4510.8316 | 10398.7534 | 0 | 0 | 0 | 0 | 0 | 0 | 0 | 0 | 0 | 0 | 0 | 0 | 0 | 0 | 0 | 0 | 0 | 0 | 0 | 0 | 275.2359 | 0.24624 | 0.33379 | 0.44437 | 1.0244 | 18.0995 | 24.5349 | 32.6629 | 75.2972 | 0 | 1291.7
2590_G_1 | NY_Zone C&E | New York | 36 | St Lawrence | 89 | 2590 | 1 | Norfolk | 0 | 1928 | 9999 | Hydro | [5 empty] | Non-Fossil | G | 2030 | Hydro |  | 0 | 0 | 0 | 0 | 0 | 0 | 0 | 0 | 0 | 0 | 0 | 0 | 0 | 0 | 0 | 0 | 5.5914 | 7.5688 | 9.3451 | 22.5053 | 0 | 0 | 0 | 0 | 0 | 0 | 0 | 0 | 0 | 0 | 0 | 0 | 0 | 0 | 0 | 0 | 0 | 0 | 0 | 0 | 0.080622 | 0.007772 | 0.010521 | 0.01299 | 0.031282 | 0 | 0 | 0 | 0 | 0 | 5.1
2591_G_1 | NY_Zone C&E | New York | 36 | St Lawrence | 89 | 2591 | 1 | Norwood | 0 | 1928 | 9999 | Hydro | [5 empty] | Non-Fossil | G | 2030 | Hydro |  | 0 | 0 | 0 | 0 | 0 | 0 | 0 | 0 | 0 | 0 | 0 | 0 | 0 | 0 | 0 | 0 | 2.412 | 3.265 | 4.0312 | 9.7082 | 0 | 0 | 0 | 0 | 0 | 0 | 0 | 0 | 0 | 0 | 0 | 0 | 0 | 0 | 0 | 0 | 0 | 0 | 0 | 0 | 0.034778 | 0.0033526 | 0.0045383 | 0.0056034 | 0.013494 | 0 | 0 | 0 | 0 | 0 | 2.2
2594_B_5 | NY_Zone C&E | New York | 36 | Oswego | 75 | 2594 | 5 | Oswego Harbor Power | 11549 | 1976 | 9999 | O/G Steam | wall | dry | ESPC | OFA |  | Fossil | B | 2030 | Oil |  | 0 | 0 | 0 | 0 | 0 | 0 | 0 | 0 | 0 | 0 | 0 | 0 | 0 | 0 | 0 | 0 | 0 | 0 | 0 | 0 | 0 | 0 | 0 | 0 | 0 | 0 | 0 | 0 | 0 | 0 | 0 | 0 | 0 | 0 | 0 | 0 | 0 | 0 | 0 | 0 | 36.0612 | 0 | 0 | 0 | 0 | 0 | 0 | 0 | 0 | 0 | 822
2594_B_6 | NY_Zone C&E | New York | 36 | Oswego | 75 | 2594 | 6 | Oswego Harbor Power | 11480 | 1980 | 9999 | O/G Steam | wall | dry | ESPC | OFA |  | Fossil | B | 2030 | Oil |  | 0 | 0 | 0 | 0 | 0 | 0 | 0 | 0 | 0 | 0 | 0 | 0 | 0 | 0 | 0 | 0 | 0 | 0 | 0 | 0 | 0 | 0 | 0 | 0 | 0 | 0 | 0 | 0 | 0 | 0 | 0 | 0 | 0 | 0 | 0 | 0 | 0 | 0 | 0 | 0 | 35.798 | 0 | 0 | 0 | 0 | 0 | 0 | 0 | 0 | 0 | 816
2595_G_1 | NY_Zone C&E | New York | 36 | Oswego | 75 | 2595 | 1 | Oswego Falls East | 0 | 1914 | 9999 | Hydro | [5 empty] | Non-Fossil | G | 2030 | Hydro |  | 0 | 0 | 0 | 0 | 0 | 0 | 0 | 0 | 0 | 0 | 0 | 0 | 0 | 0 | 0 | 0 | 1.6939 | 2.2926 | 2.8346 | 6.821 | 0 | 0 | 0 | 0 | 0 | 0 | 0 | 0 | 0 | 0 | 0 | 0 | 0 | 0 | 0 | 0 | 0 | 0 | 0 | 0 | 0.022132 | 0.0023545 | 0.0031867 | 0.00394 | 0.0094812 | 0 | 0 | 0 | 0 | 0 | 1.4
2595_G_2 | NY_Zone C&E | New York | 36 | Oswego | 75 | 2595 | 2 | Oswego Falls East | 0 | 1914 | 9999 | Hydro | [5 empty] | Non-Fossil | G | 2030 | Hydro |  | 0 | 0 | 0 | 0 | 0 | 0 | 0 | 0 | 0 | 0 | 0 | 0 | 0 | 0 | 0 | 0 | 1.6939 | 2.2926 | 2.8346 | 6.821 | 0 | 0 | 0 | 0 | 0 | 0 | 0 | 0 | 0 | 0 | 0 | 0 | 0 | 0 | 0 | 0 | 0 | 0 | 0 | 0 | 0.022132 | 0.0023545 | 0.0031867 | 0.00394 | 0.0094812 | 0 | 0 | 0 | 0 | 0 | 1.4
2595_G_3 | NY_Zone C&E | New York | 36 | Oswego | 75 | 2595 | 3 | Oswego Falls East | 0 | 1914 | 9999 | Hydro | [5 empty] | Non-Fossil | G | 2030 | Hydro |  | 0 | 0 | 0 | 0 | 0 | 0 | 0 | 0 | 0 | 0 | 0 | 0 | 0 | 0 | 0 | 0 | 1.6939 | 2.2926 | 2.8346 | 6.821 | 0 | 0 | 0 | 0 | 0 | 0 | 0 | 0 | 0 | 0 | 0 | 0 | 0 | 0 | 0 | 0 | 0 | 0 | 0 | 0 | 0.022132 | 0.0023545 | 0.0031867 | 0.00394 | 0.0094812 | 0 | 0 | 0 | 0 | 0 | 1.4
2596_G_4 | NY_Zone C&E | New York | 36 | Oswego | 75 | 2596 | 4 | Oswego Falls West | 0 | 1914 | 9999 | Hydro | [5 empty] | Non-Fossil | G | 2030 | Hydro |  | 0 | 0 | 0 | 0 | 0 | 0 | 0 | 0 | 0 | 0 | 0 | 0 | 0 | 0 | 0 | 0 | 1.0889 | 1.4738 | 1.8222 | 4.385 | 0 | 0 | 0 | 0 | 0 | 0 | 0 | 0 | 0 | 0 | 0 | 0 | 0 | 0 | 0 | 0 | 0 | 0 | 0 | 0 | 0.014227 | 0.0015136 | 0.0020486 | 0.0025329 | 0.0060951 | 0 | 0 | 0 | 0 | 0 | 0.9
2596_G_5 | NY_Zone C&E | New York | 36 | Oswego | 75 | 2596 | 5 | Oswego Falls West | 0 | 1914 | 9999 | Hydro | [5 empty] | Non-Fossil | G | 2030 | Hydro |  | 0 | 0 | 0 | 0 | 0 | 0 | 0 | 0 | 0 | 0 | 0 | 0 | 0 | 0 | 0 | 0 | 1.0889 | 1.4738 | 1.8222 | 4.385 | 0 | 0 | 0 | 0 | 0 | 0 | 0 | 0 | 0 | 0 | 0 | 0 | 0 | 0 | 0 | 0 | 0 | 0 | 0 | 0 | 0.014227 | 0.0015136 | 0.0020486 | 0.0025329 | 0.0060951 | 0 | 0 | 0 | 0 | 0 | 0.9
2596_G_6 | NY_Zone C&E | New York | 36 | Oswego | 75 | 2596 | 6 | Oswego Falls West | 0 | 2008 | 9999 | Hydro | [5 empty] | Non-Fossil | G | 2030 | Hydro |  | 0 | 0 | 0 | 0 | 0 | 0 | 0 | 0 | 0 | 0 | 0 | 0 | 0 | 0 | 0 | 0 | 0.48396 | 0.65504 | 0.80987 | 1.9489 | 0 | 0 | 0 | 0 | 0 | 0 | 0 | 0 | 0 | 0 | 0 | 0 | 0 | 0 | 0 | 0 | 0 | 0 | 0 | 0 | 0.0063233 | 0.0006727 | 0.0009105 | 0.0011257 | 0.0027089 | 0 | 0 | 0 | 0 | 0 | 0.4
2596_G_7 | NY_Zone C&E | New York | 36 | Oswego | 75 | 2596 | 7 | Oswego Falls West | 0 | 2008 | 9999 | Hydro | [5 empty] | Non-Fossil | G | 2030 | Hydro |  | 0 | 0 | 0 | 0 | 0 | 0 | 0 | 0 | 0 | 0 | 0 | 0 | 0 | 0 | 0 | 0 | 0.48396 | 0.65504 | 0.80987 | 1.9489 | 0 | 0 | 0 | 0 | 0 | 0 | 0 | 0 | 0 | 0 | 0 | 0 | 0 | 0 | 0 | 0 | 0 | 0 | 0 | 0 | 0.0063233 | 0.0006727 | 0.0009105 | 0.0011257 | 0.0027089 | 0 | 0 | 0 | 0 | 0 | 0.4
2597_G_1 | NY_Zone D (North) | New York | 36 | St Lawrence | 89 | 2597 | 1 | Parishville | 0 | 1925 | 9999 | Hydro | [5 empty] | Non-Fossil | G | 2030 | Hydro |  | 0 | 0 | 0 | 0 | 0 | 0 | 0 | 0 | 0 | 0 | 0 | 0 | 0 | 0 | 0 | 0 | 4.3276 | 4.8697 | 6.1071 | 15.3044 | 0 | 0 | 0 | 0 | 0 | 0 | 0 | 0 | 0 | 0 | 0 | 0 | 0 | 0 | 0 | 0 | 0 | 0 | 0 | 0 | 0.036359 | 0.0060154 | 0.0067689 | 0.0084889 | 0.021273 | 0 | 0 | 0 | 0 | 0 | 2.3
2598_G_1 | NY_Zone D (North) | New York | 36 | St Lawrence | 89 | 2598 | 1 | Piercefield | 0 | 1957 | 9999 | Hydro | [5 empty] | Non-Fossil | G | 2030 | Hydro |  | 0 | 0 | 0 | 0 | 0 | 0 | 0 | 0 | 0 | 0 | 0 | 0 | 0 | 0 | 0 | 0 | 3.0105 | 3.3876 | 4.2484 | 10.6466 | 0 | 0 | 0 | 0 | 0 | 0 | 0 | 0 | 0 | 0 | 0 | 0 | 0 | 0 | 0 | 0 | 0 | 0 | 0 | 0 | 0.025293 | 0.0041846 | 0.0047088 | 0.0059053 | 0.014799 | 0 | 0 | 0 | 0 | 0 | 1.6
2598_G_2 | NY_Zone D (North) | New York | 36 | St Lawrence | 89 | 2598 | 2 | Piercefield | 0 | 1924 | 9999 | Hydro | [5 empty] | Non-Fossil | G | 2030 | Hydro |  | 0 | 0 | 0 | 0 | 0 | 0 | 0 | 0 | 0 | 0 | 0 | 0 | 0 | 0 | 0 | 0 | 1.1289 | 1.2704 | 1.5932 | 3.9925 | 0 | 0 | 0 | 0 | 0 | 0 | 0 | 0 | 0 | 0 | 0 | 0 | 0 | 0 | 0 | 0 | 0 | 0 | 0 | 0 | 0.0094849 | 0.0015692 | 0.0017658 | 0.0022145 | 0.0055495 | 0 | 0 | 0 | 0 | 0 | 0.6
2598_G_3 | NY_Zone D (North) | New York | 36 | St Lawrence | 89 | 2598 | 3 | Piercefield | 0 | 1924 | 9999 | Hydro | [5 empty] | Non-Fossil | G | 2030 | Hydro |  | 0 | 0 | 0 | 0 | 0 | 0 | 0 | 0 | 0 | 0 | 0 | 0 | 0 | 0 | 0 | 0 | 1.1289 | 1.2704 | 1.5932 | 3.9925 | 0 | 0 | 0 | 0 | 0 | 0 | 0 | 0 | 0 | 0 | 0 | 0 | 0 | 0 | 0 | 0 | 0 | 0 | 0 | 0 | 0.0094849 | 0.0015692 | 0.0017658 | 0.0022145 | 0.0055495 | 0 | 0 | 0 | 0 | 0 | 0.6
2599_G_1 | NY_Zone C&E | New York | 36 | Oneida | 65 | 2599 | 1 | Prospect | 0 | 1959 | 9999 | Hydro | [5 empty] | Non-Fossil | G | 2030 | Hydro |  | 0 | 0 | 0 | 0 | 0 | 0 | 0 | 0 | 0 | 0 | 0 | 0 | 0 | 0 | 0 | 0 | 20.0631 | 27.1586 | 33.5325 | 80.7543 | 0 | 0 | 0 | 0 | 0 | 0 | 0 | 0 | 0 | 0 | 0 | 0 | 0 | 0 | 0 | 0 | 0 | 0 | 0 | 0 | 0.28929 | 0.027888 | 0.03775 | 0.04661 | 0.11225 | 0 | 0 | 0 | 0 | 0 | 18.3
26_B_1 | SERC_Southeastern | Alabama | 1 | Shelby | 117 | 26 | 1 | E C Gaston | 10458 | 1960 | 9999 | O/G Steam | wall | dry |  | LNB |  | Fossil | B | 2030 | NaturalGas |  | 1.8956 | 0 | 4.9519 | 6.8475 | 0 | 0 | 0 | 0 | 0 | 0 | 0 | 0 | 0 | 0 | 0 | 0 | 181.2588 | 0 | 473.5067 | 654.7655 | 110.9687 | 0 | 289.8862 | 400.8549 | 1.3269e-07 | 0 | 3.4664e-07 | 4.7933e-07 | 0.10582 | 0 | 0.27644 | 0.38226 | 0 | 0 | 0 | 0 | 0 | 0 | 0 | 0 | 13.2063 | 0.16373 | 0 | 0.42771 | 0.59144 | 5.446 | 0 | 13.2279 | 18.6739 | 0 | 254
26_B_2 | SERC_Southeastern | Alabama | 1 | Shelby | 117 | 26 | 2 | E C Gaston | 10492 | 1960 | 9999 | O/G Steam | wall | dry |  | LNB |  | Fossil | B | 2030 | NaturalGas |  | 1.9167 | 0 | 5.0072 | 6.9239 | 0 | 0 | 0 | 0 | 0 | 0 | 0 | 0 | 0 | 0 | 0 | 0 | 182.686 | 0 | 477.2351 | 659.9211 | 112.2061 | 0 | 293.1186 | 405.3247 | 1.3417e-07 | 0 | 3.505e-07 | 4.8467e-07 | 0.10711 | 0 | 0.2798 | 0.38691 | 0 | 0 | 0 | 0 | 0 | 0 | 0 | 0 | 13.3103 | 0.16502 | 0 | 0.43108 | 0.5961 | 5.5067 | 0 | 13.3754 | 18.8821 | 0 | 256
26_B_3 | SERC_Southeastern | Alabama | 1 | Shelby | 117 | 26 | 3 | E C Gaston | 10542 | 1961 | 9999 | O/G Steam | wall | dry |  | LNB |  | Fossil | B | 2030 | NaturalGas |  | 1.9108 | 0 | 4.9917 | 6.9025 | 0 | 0 | 0 | 0 | 0 | 0 | 0 | 0 | 0 | 0 | 0 | 0 | 181.2588 | 0 | 473.5067 | 654.7655 | 111.86 | 0 | 292.2146 | 404.0746 | 1.3376e-07 | 0 | 3.4942e-07 | 4.8318e-07 | 0.11864 | 0 | 0.30994 | 0.42858 | 0 | 0 | 0 | 0 | 0 | 0 | 0 | 0 | 13.2063 | 0.16373 | 0 | 0.42771 | 0.59144 | 5.4897 | 0 | 13.3342 | 18.8239 | 0 | 254
26_B_4 | SERC_Southeastern | Alabama | 1 | Shelby | 117 | 26 | 4 | E C Gaston | 10434 | 1962 | 9999 | O/G Steam | wall | dry |  | LNB |  | Fossil | B | 2030 | NaturalGas |  | 1.9061 | 0 | 4.9795 | 6.8856 | 0 | 0 | 0 | 0 | 0 | 0 | 0 | 0 | 0 | 0 | 0 | 0 | 182.686 | 0 | 477.2351 | 659.9211 | 111.5858 | 0 | 291.4983 | 403.084 | 1.3343e-07 | 0 | 3.4856e-07 | 4.8199e-07 | 0.11915 | 0 | 0.31127 | 0.43042 | 0 | 0 | 0 | 0 | 0 | 0 | 0 | 0 | 13.3103 | 0.16502 | 0 | 0.43108 | 0.5961 | 5.4762 | 0 | 13.3015 | 18.7777 | 0 | 256
26_B_5 | SERC_Southeastern | Alabama | 1 | Shelby | 117 | 26 | 5 | E C Gaston | 10254 | 1974 | 9999 | Coal Steam | tangential | dry | ESPH + Baghouse + PM Scrubber + Wet Scrubber + SCR + Mercury Control | LNC2 | Wet Scrubber | Fossil | B | 2030 | NaturalGas | Coal to Gas | 0 | 0 | 0 | 0 | 0 | 0 | 0 | 0 | 0 | 0 | 0 | 0 | 0 | 0 | 0 | 0 | 0 | 0 | 0 | 0 | 0 | 0 | 0 | 0 | 0 | 0 | 0 | 0 | 0 | 0 | 0 | 0 | 0 | 0 | 0 | 0 | 0 | 0 | 0 | 0 | 52.7863 | 0 | 0 | 0 | 0 | 0 | 0 | 0 | 0 | 0 | 832 | Scrubber / SCR / Mercury Control / Coal to Gas | Wet Scrubber
26_G_GT4 | SERC_Southeastern | Alabama | 1 | Shelby | 117 | 26 | GT4 | E C Gaston | 22876 | 1970 | 9999 | Combustion Turbine | [5 empty] | Fossil | G | 2030 | Oil |  | 0 | 0 | 0 | 0 | 0 | 0 | 0 | 0 | 0 | 0 | 0 | 0 | 0 | 0 | 0 | 0 | 0 | 0 | 0 | 0 | 0 | 0 | 0 | 0 | 0 | 0 | 0 | 0 | 0 | 0 | 0 | 0 | 0 | 0 | 0 | 0 | 0 | 0 | 0 | 0 | 0.69108 | 0 | 0 | 0 | 0 | 0 | 0 | 0 | 0 | 0 | 16
260_G_CT1A | WECC_Northern California (not including BANC) | California | 6 | Monterey | 53 | 260 | CT1A | Dynegy Moss Landing Power Plant | 7181 | 2002 | 9999 | Combined Cycle |  |  | SCR | DLNB |  | Fossil | G | 2030 | NaturalGas | Carbon Capture and Sequestration | 2.0832 | 2.8239 | 3.9049 | 8.8121 | 0 | 0 | 0 | 0 | 0 | 0 | 0 | 0 | 0 | 0 | 0 | 0 | 244.7694 | 331.7986 | 458.8084 | 1035.3764 | 12.1953 | 16.5314 | 22.8595 | 51.5862 | 1.4583e-07 | 1.9768e-07 | 2.7335e-07 | 6.1685e-07 | 0.0097314 | 0.013191 | 0.018241 | 0.041164 | 0 | 0 | 0 | 0 | 0 | 0 | 0 | 0 | 7.5378 | 0.98434 | 1.3343 | 1.8451 | 4.1638 | 7.1168 | 7.6351 | 10.943 | 25.6949 | 18.0738 | 139.2151 | SCR / Carbon Capture and Sequestration
260_G_CT1B | WECC_Northern California (not including BANC) | California | 6 | Monterey | 53 | 260 | CT1B | Dynegy Moss Landing Power Plant | 7181 | 2002 | 9999 | Combined Cycle |  |  | SCR | DLNB |  | Fossil | G | 2030 | NaturalGas | Carbon Capture and Sequestration | 2.0832 | 2.8239 | 3.9049 | 8.8121 | 0 | 0 | 0 | 0 | 0 | 0 | 0 | 0 | 0 | 0 | 0 | 0 | 244.7694 | 331.7986 | 458.8084 | 1035.3764 | 12.1953 | 16.5314 | 22.8595 | 51.5862 | 1.4583e-07 | 1.9768e-07 | 2.7335e-07 | 6.1685e-07 | 0.0097314 | 0.013191 | 0.018241 | 0.041164 | 0 | 0 | 0 | 0 | 0 | 0 | 0 | 0 | 7.5378 | 0.98434 | 1.3343 | 1.8451 | 4.1638 | 7.1168 | 7.6351 | 10.943 | 25.6949 | 18.0738 | 139.2151 | SCR / Carbon Capture and Sequestration
260_G_CT2A | WECC_Northern California (not including BANC) | California | 6 | Monterey | 53 | 260 | CT2A | Dynegy Moss Landing Power Plant | 7181 | 2002 | 9999 | Combined Cycle |  |  | SCR | DLNB |  | Fossil | G | 2030 | NaturalGas | Carbon Capture and Sequestration | 2.0832 | 2.8239 | 3.9049 | 8.8121 | 0 | 0 | 0 | 0 | 0 | 0 | 0 | 0 | 0 | 0 | 0 | 0 | 244.7694 | 331.7986 | 458.8084 | 1035.3764 | 12.1953 | 16.5314 | 22.8595 | 51.5862 | 1.4583e-07 | 1.9768e-07 | 2.7335e-07 | 6.1685e-07 | 0.0093407 | 0.012662 | 0.017509 | 0.039511 | 0 | 0 | 0 | 0 | 0 | 0 | 0 | 0 | 7.5378 | 0.98434 | 1.3343 | 1.8451 | 4.1638 | 7.1168 | 7.6351 | 10.943 | 25.6949 | 18.0738 | 139.2151 | SCR / Carbon Capture and Sequestration
260_G_CT2B | WECC_Northern California (not including BANC) | California | 6 | Monterey | 53 | 260 | CT2B | Dynegy Moss Landing Power Plant | 7181 | 2002 | 9999 | Combined Cycle |  |  | SCR | DLNB |  | Fossil | G | 2030 | NaturalGas | Carbon Capture and Sequestration | 2.0832 | 2.8239 | 3.9049 | 8.8121 | 0 | 0 | 0 | 0 | 0 | 0 | 0 | 0 | 0 | 0 | 0 | 0 | 244.7694 | 331.7986 | 458.8084 | 1035.3764 | 12.1953 | 16.5314 | 22.8595 | 51.5862 | 1.4583e-07 | 1.9768e-07 | 2.7335e-07 | 6.1685e-07 | 0.0093407 | 0.012662 | 0.017509 | 0.039511 | 0 | 0 | 0 | 0 | 0 | 0 | 0 | 0 | 7.5378 | 0.98434 | 1.3343 | 1.8451 | 4.1638 | 7.1168 | 7.6351 | 10.943 | 25.6949 | 18.0738 | 139.2151 | SCR / Carbon Capture and Sequestration
260_G_ST1 | WECC_Northern California (not including BANC) | California | 6 | Monterey | 53 | 260 | ST1 | Dynegy Moss Landing Power Plant | 7181 | 2002 | 9999 | Combined Cycle | other |  | SCR | NH3 |  | Fossil | G | 2030 | NaturalGas | Carbon Capture and Sequestration | 2.2726 | 3.0807 | 4.2599 | 9.6132 | 0 | 0 | 0 | 0 | 0 | 0 | 0 | 0 | 0 | 0 | 0 | 0 | 267.0212 | 361.9621 | 500.5182 | 1129.5015 | 13.304 | 18.0343 | 24.9376 | 56.2758 | 1.5908e-07 | 2.1565e-07 | 2.9819e-07 | 6.7293e-07 | 0.010616 | 0.014391 | 0.019899 | 0.044906 | 0 | 0 | 0 | 0 | 0 | 0 | 0 | 0 | 8.223 | 1.0738 | 1.4556 | 2.0128 | 4.5423 | 7.7638 | 8.3292 | 11.9378 | 28.0308 | 19.7169 | 151.8711 | SCR / Carbon Capture and Sequestration
260_G_ST2 | WECC_Northern California (not including BANC) | California | 6 | Monterey | 53 | 260 | ST2 | Dynegy Moss Landing Power Plant | 7181 | 2002 | 9999 | Combined Cycle | other |  | SCR | NH3 |  | Fossil | G | 2030 | NaturalGas | Carbon Capture and Sequestration | 2.2726 | 3.0807 | 4.2599 | 9.6132 | 0 | 0 | 0 | 0 | 0 | 0 | 0 | 0 | 0 | 0 | 0 | 0 | 267.0212 | 361.9621 | 500.5182 | 1129.5015 | 13.304 | 18.0343 | 24.9376 | 56.2758 | 1.5908e-07 | 2.1565e-07 | 2.9819e-07 | 6.7293e-07 | 0.01019 | 0.013813 | 0.0191 | 0.043103 | 0 | 0 | 0 | 0 | 0 | 0 | 0 | 0 | 8.223 | 1.0738 | 1.4556 | 2.0128 | 4.5423 | 7.7638 | 8.3292 | 11.9378 | 28.0308 | 19.7169 | 151.8711 | SCR / Carbon Capture and Sequestration
2600_G_1 | NY_Zone C&E | New York | 36 | St Lawrence | 89 | 2600 | 1 | Rainbow Falls Hydro | 0 | 1956 | 9999 | Hydro | [5 empty] | Non-Fossil | G | 2030 | Hydro |  | 0 | 0 | 0 | 0 | 0 | 0 | 0 | 0 | 0 | 0 | 0 | 0 | 0 | 0 | 0 | 0 | 26.3123 | 35.6179 | 43.9771 | 105.9072 | 0 | 0 | 0 | 0 | 0 | 0 | 0 | 0 | 0 | 0 | 0 | 0 | 0 | 0 | 0 | 0 | 0 | 0 | 0 | 0 | 0.3794 | 0.036574 | 0.049509 | 0.061128 | 0.14721 | 0 | 0 | 0 | 0 | 0 | 24
2601_G_1 | NY_Zone C&E | New York | 36 | St Lawrence | 89 | 2601 | 1 | Raymondville | 0 | 1928 | 9999 | Hydro | [5 empty] | Non-Fossil | G | 2030 | Hydro |  | 0 | 0 | 0 | 0 | 0 | 0 | 0 | 0 | 0 | 0 | 0 | 0 | 0 | 0 | 0 | 0 | 2.5216 | 3.4134 | 4.2145 | 10.1494 | 0 | 0 | 0 | 0 | 0 | 0 | 0 | 0 | 0 | 0 | 0 | 0 | 0 | 0 | 0 | 0 | 0 | 0 | 0 | 0 | 0.036359 | 0.003505 | 0.0047446 | 0.0058581 | 0.014108 | 0 | 0 | 0 | 0 | 0 | 2.3
2604_G_1 | NY_Zone C&E | New York | 36 | St Lawrence | 89 | 2604 | 1 | South Edwards | 0 | 1912 | 9999 | Hydro | [5 empty] | Non-Fossil | G | 2030 | Hydro |  | 0 | 0 | 0 | 0 | 0 | 0 | 0 | 0 | 0 | 0 | 0 | 0 | 0 | 0 | 0 | 0 | 1.3156 | 1.7809 | 2.1989 | 5.2954 | 0 | 0 | 0 | 0 | 0 | 0 | 0 | 0 | 0 | 0 | 0 | 0 | 0 | 0 | 0 | 0 | 0 | 0 | 0 | 0 | 0.01897 | 0.0018287 | 0.0024754 | 0.0030564 | 0.0073606 | 0 | 0 | 0 | 0 | 0 | 1.2
2604_G_2 | NY_Zone C&E | New York | 36 | St Lawrence | 89 | 2604 | 2 | South Edwards | 0 | 1912 | 9999 | Hydro | [5 empty] | Non-Fossil | G | 2030 | Hydro |  | 0 | 0 | 0 | 0 | 0 | 0 | 0 | 0 | 0 | 0 | 0 | 0 | 0 | 0 | 0 | 0 | 1.3156 | 1.7809 | 2.1989 | 5.2954 | 0 | 0 | 0 | 0 | 0 | 0 | 0 | 0 | 0 | 0 | 0 | 0 | 0 | 0 | 0 | 0 | 0 | 0 | 0 | 0 | 0.01897 | 0.0018287 | 0.0024754 | 0.0030564 | 0.0073606 | 0 | 0 | 0 | 0 | 0 | 1.2
2604_G_3 | NY_Zone C&E | New York | 36 | St Lawrence | 89 | 2604 | 3 | South Edwards | 0 | 1921 | 9999 | Hydro | [5 empty] | Non-Fossil | G | 2030 | Hydro |  | 0 | 0 | 0 | 0 | 0 | 0 | 0 | 0 | 0 | 0 | 0 | 0 | 0 | 0 | 0 | 0 | 0.87708 | 1.1873 | 1.4659 | 3.5302 | 0 | 0 | 0 | 0 | 0 | 0 | 0 | 0 | 0 | 0 | 0 | 0 | 0 | 0 | 0 | 0 | 0 | 0 | 0 | 0 | 0.012647 | 0.0012191 | 0.0016503 | 0.0020376 | 0.004907 | 0 | 0 | 0 | 0 | 0 | 0.8
2604_G_4 | NY_Zone C&E | New York | 36 | St Lawrence | 89 | 2604 | 4 | South Edwards | 0 | 1994 | 9999 | Hydro | [5 empty] | Non-Fossil | G | 2030 | Hydro |  | 0 | 0 | 0 | 0 | 0 | 0 | 0 | 0 | 0 | 0 | 0 | 0 | 0 | 0 | 0 | 0 | 0.21927 | 0.29682 | 0.36648 | 0.88256 | 0 | 0 | 0 | 0 | 0 | 0 | 0 | 0 | 0 | 0 | 0 | 0 | 0 | 0 | 0 | 0 | 0 | 0 | 0 | 0 | 0.0031616 | 0.00030478 | 0.00041257 | 0.0005094 | 0.0012268 | 0 | 0 | 0 | 0 | 0 | 0.2
2605_G_1 | NY_Zone F (Capital) | New York | 36 | Albany | 1 | 2605 | 1 | School Street | 0 | 1915 | 9999 | Hydro | [5 empty] | Non-Fossil | G | 2030 | Hydro |  | 0 | 0 | 0 | 0 | 0 | 0 | 0 | 0 | 0 | 0 | 0 | 0 | 0 | 0 | 0 | 0 | 8.3399 | 11.2195 | 12.9038 | 32.4631 | 0 | 0 | 0 | 0 | 0 | 0 | 0 | 0 | 0 | 0 | 0 | 0 | 0 | 0 | 0 | 0 | 0 | 0 | 0 | 0 | 0.11856 | 0.011592 | 0.015595 | 0.017936 | 0.045124 | 0 | 0 | 0 | 0 | 0 | 7.5
2605_G_2 | NY_Zone F (Capital) | New York | 36 | Albany | 1 | 2605 | 2 | School Street | 0 | 1915 | 9999 | Hydro | [5 empty] | Non-Fossil | G | 2030 | Hydro |  | 0 | 0 | 0 | 0 | 0 | 0 | 0 | 0 | 0 | 0 | 0 | 0 | 0 | 0 | 0 | 0 | 6.5607 | 8.826 | 10.151 | 25.5377 | 0 | 0 | 0 | 0 | 0 | 0 | 0 | 0 | 0 | 0 | 0 | 0 | 0 | 0 | 0 | 0 | 0 | 0 | 0 | 0 | 0.093269 | 0.0091194 | 0.012268 | 0.01411 | 0.035497 | 0 | 0 | 0 | 0 | 0 | 5.9
2605_G_3 | NY_Zone F (Capital) | New York | 36 | Albany | 1 | 2605 | 3 | School Street | 0 | 1915 | 9999 | Hydro | [5 empty] | Non-Fossil | G | 2030 | Hydro |  | 0 | 0 | 0 | 0 | 0 | 0 | 0 | 0 | 0 | 0 | 0 | 0 | 0 | 0 | 0 | 0 | 6.7831 | 9.1252 | 10.4951 | 26.4034 | 0 | 0 | 0 | 0 | 0 | 0 | 0 | 0 | 0 | 0 | 0 | 0 | 0 | 0 | 0 | 0 | 0 | 0 | 0 | 0 | 0.09643 | 0.0094285 | 0.012684 | 0.014588 | 0.036701 | 0 | 0 | 0 | 0 | 0 | 6.1
2605_G_4 | NY_Zone F (Capital) | New York | 36 | Albany | 1 | 2605 | 4 | School Street | 0 | 1922 | 9999 | Hydro | [5 empty] | Non-Fossil | G | 2030 | Hydro |  | 0 | 0 | 0 | 0 | 0 | 0 | 0 | 0 | 0 | 0 | 0 | 0 | 0 | 0 | 0 | 0 | 7.3391 | 9.8732 | 11.3553 | 28.5676 | 0 | 0 | 0 | 0 | 0 | 0 | 0 | 0 | 0 | 0 | 0 | 0 | 0 | 0 | 0 | 0 | 0 | 0 | 0 | 0 | 0.10433 | 0.010201 | 0.013724 | 0.015784 | 0.039709 | 0 | 0 | 0 | 0 | 0 | 6.6
2605_G_5 | NY_Zone F (Capital) | New York | 36 | Albany | 1 | 2605 | 5 | School Street | 0 | 1924 | 9999 | Hydro | [5 empty] | Non-Fossil | G | 2030 | Hydro |  | 0 | 0 | 0 | 0 | 0 | 0 | 0 | 0 | 0 | 0 | 0 | 0 | 0 | 0 | 0 | 0 | 12.0094 | 16.1561 | 18.5815 | 46.7469 | 0 | 0 | 0 | 0 | 0 | 0 | 0 | 0 | 0 | 0 | 0 | 0 | 0 | 0 | 0 | 0 | 0 | 0 | 0 | 0 | 0.17073 | 0.016693 | 0.022457 | 0.025828 | 0.064978 | 0 | 0 | 0 | 0 | 0 | 10.8
2606_G_1 | NY_Zone F (Capital) | New York | 36 | Rensselaer | 83 | 2606 | 1 | Schaghticoke | 0 | 1908 | 9999 | Hydro | [5 empty] | Non-Fossil | G | 2030 | Hydro |  | 0 | 0 | 0 | 0 | 0 | 0 | 0 | 0 | 0 | 0 | 0 | 0 | 0 | 0 | 0 | 0 | 4.4479 | 5.9837 | 6.882 | 17.3137 | 0 | 0 | 0 | 0 | 0 | 0 | 0 | 0 | 0 | 0 | 0 | 0 | 0 | 0 | 0 | 0 | 0 | 0 | 0 | 0 | 0.063233 | 0.0061826 | 0.0083174 | 0.009566 | 0.024066 | 0 | 0 | 0 | 0 | 0 | 4
2606_G_2 | NY_Zone F (Capital) | New York | 36 | Rensselaer | 83 | 2606 | 2 | Schaghticoke | 0 | 1908 | 9999 | Hydro | [5 empty] | Non-Fossil | G | 2030 | Hydro |  | 0 | 0 | 0 | 0 | 0 | 0 | 0 | 0 | 0 | 0 | 0 | 0 | 0 | 0 | 0 | 0 | 4.5591 | 6.1333 | 7.0541 | 17.7465 | 0 | 0 | 0 | 0 | 0 | 0 | 0 | 0 | 0 | 0 | 0 | 0 | 0 | 0 | 0 | 0 | 0 | 0 | 0 | 0 | 0.064814 | 0.0063372 | 0.0085253 | 0.0098052 | 0.024668 | 0 | 0 | 0 | 0 | 0 | 4.1
2606_G_3 | NY_Zone F (Capital) | New York | 36 | Rensselaer | 83 | 2606 | 3 | Schaghticoke | 0 | 1908 | 9999 | Hydro | [5 empty] | Non-Fossil | G | 2030 | Hydro |  | 0 | 0 | 0 | 0 | 0 | 0 | 0 | 0 | 0 | 0 | 0 | 0 | 0 | 0 | 0 | 0 | 4.2255 | 5.6845 | 6.5379 | 16.448 | 0 | 0 | 0 | 0 | 0 | 0 | 0 | 0 | 0 | 0 | 0 | 0 | 0 | 0 | 0 | 0 | 0 | 0 | 0 | 0 | 0.060071 | 0.0058735 | 0.0079015 | 0.0090877 | 0.022863 | 0 | 0 | 0 | 0 | 0 | 3.8
2606_G_4 | NY_Zone F (Capital) | New York | 36 | Rensselaer | 83 | 2606 | 4 | Schaghticoke | 0 | 1908 | 9999 | Hydro | [5 empty] | Non-Fossil | G | 2030 | Hydro |  | 0 | 0 | 0 | 0 | 0 | 0 | 0 | 0 | 0 | 0 | 0 | 0 | 0 | 0 | 0 | 0 | 4.4479 | 5.9837 | 6.882 | 17.3137 | 0 | 0 | 0 | 0 | 0 | 0 | 0 | 0 | 0 | 0 | 0 | 0 | 0 | 0 | 0 | 0 | 0 | 0 | 0 | 0 | 0.063233 | 0.0061826 | 0.0083174 | 0.009566 | 0.024066 | 0 | 0 | 0 | 0 | 0 | 4
2607_G_1 | NY_Zone F (Capital) | New York | 36 | Saratoga | 91 | 2607 | 1 | Schuylerville | 0 | 1919 | 9999 | Hydro | [5 empty] | Non-Fossil | G | 2030 | Hydro |  | 0 | 0 | 0 | 0 | 0 | 0 | 0 | 0 | 0 | 0 | 0 | 0 | 0 | 0 | 0 | 0 | 1.668 | 2.2439 | 2.5808 | 6.4926 | 0 | 0 | 0 | 0 | 0 | 0 | 0 | 0 | 0 | 0 | 0 | 0 | 0 | 0 | 0 | 0 | 0 | 0 | 0 | 0 | 0.023712 | 0.0023185 | 0.003119 | 0.0035873 | 0.0090248 | 0 | 0 | 0 | 0 | 0 | 1.5
2608_G_1 | NY_Zone C&E | New York | 36 | Jefferson | 45 | 2608 | 1 | Sewalls | 0 | 1925 | 9999 | Hydro | [5 empty] | Non-Fossil | G | 2030 | Hydro |  | 0 | 0 | 0 | 0 | 0 | 0 | 0 | 0 | 0 | 0 | 0 | 0 | 0 | 0 | 0 | 0 | 1.206 | 1.6325 | 2.0156 | 4.8541 | 0 | 0 | 0 | 0 | 0 | 0 | 0 | 0 | 0 | 0 | 0 | 0 | 0 | 0 | 0 | 0 | 0 | 0 | 0 | 0 | 0.017389 | 0.0016763 | 0.0022692 | 0.0028017 | 0.0067472 | 0 | 0 | 0 | 0 | 0 | 1.1
2608_G_2 | NY_Zone C&E | New York | 36 | Jefferson | 45 | 2608 | 2 | Sewalls | 0 | 1925 | 9999 | Hydro | [5 empty] | Non-Fossil | G | 2030 | Hydro |  | 0 | 0 | 0 | 0 | 0 | 0 | 0 | 0 | 0 | 0 | 0 | 0 | 0 | 0 | 0 | 0 | 1.206 | 1.6325 | 2.0156 | 4.8541 | 0 | 0 | 0 | 0 | 0 | 0 | 0 | 0 | 0 | 0 | 0 | 0 | 0 | 0 | 0 | 0 | 0 | 0 | 0 | 0 | 0.017389 | 0.0016763 | 0.0022692 | 0.0028017 | 0.0067472 | 0 | 0 | 0 | 0 | 0 | 1.1
2609_G_1 | NY_Zone F (Capital) | New York | 36 | Saratoga | 91 | 2609 | 1 | Sherman Island | 0 | 2009 | 9999 | Hydro | [5 empty] | Non-Fossil | G | 2030 | Hydro |  | 0 | 0 | 0 | 0 | 0 | 0 | 0 | 0 | 0 | 0 | 0 | 0 | 0 | 0 | 0 | 0 | 7.4503 | 10.0227 | 11.5274 | 29.0004 | 0 | 0 | 0 | 0 | 0 | 0 | 0 | 0 | 0 | 0 | 0 | 0 | 0 | 0 | 0 | 0 | 0 | 0 | 0 | 0 | 0.10592 | 0.010356 | 0.013932 | 0.016023 | 0.040311 | 0 | 0 | 0 | 0 | 0 | 6.7
2609_G_2 | NY_Zone F (Capital) | New York | 36 | Saratoga | 91 | 2609 | 2 | Sherman Island | 0 | 1923 | 9999 | Hydro | [5 empty] | Non-Fossil | G | 2030 | Hydro |  | 0 | 0 | 0 | 0 | 0 | 0 | 0 | 0 | 0 | 0 | 0 | 0 | 0 | 0 | 0 | 0 | 7.7839 | 10.4715 | 12.0435 | 30.2989 | 0 | 0 | 0 | 0 | 0 | 0 | 0 | 0 | 0 | 0 | 0 | 0 | 0 | 0 | 0 | 0 | 0 | 0 | 0 | 0 | 0.11066 | 0.01082 | 0.014555 | 0.016741 | 0.042116 | 0 | 0 | 0 | 0 | 0 | 7
2609_G_3 | NY_Zone F (Capital) | New York | 36 | Saratoga | 91 | 2609 | 3 | Sherman Island | 0 | 1923 | 9999 | Hydro | [5 empty] | Non-Fossil | G | 2030 | Hydro |  | 0 | 0 | 0 | 0 | 0 | 0 | 0 | 0 | 0 | 0 | 0 | 0 | 0 | 0 | 0 | 0 | 7.7839 | 10.4715 | 12.0435 | 30.2989 | 0 | 0 | 0 | 0 | 0 | 0 | 0 | 0 | 0 | 0 | 0 | 0 | 0 | 0 | 0 | 0 | 0 | 0 | 0 | 0 | 0.11066 | 0.01082 | 0.014555 | 0.016741 | 0.042116 | 0 | 0 | 0 | 0 | 0 | 7
2609_G_4 | NY_Zone F (Capital) | New York | 36 | Saratoga | 91 | 2609 | 4 | Sherman Island | 0 | 1923 | 9999 | Hydro | [5 empty] | Non-Fossil | G | 2030 | Hydro |  | 0 | 0 | 0 | 0 | 0 | 0 | 0 | 0 | 0 | 0 | 0 | 0 | 0 | 0 | 0 | 0 | 8.0063 | 10.7707 | 12.3876 | 31.1646 | 0 | 0 | 0 | 0 | 0 | 0 | 0 | 0 | 0 | 0 | 0 | 0 | 0 | 0 | 0 | 0 | 0 | 0 | 0 | 0 | 0.11382 | 0.011129 | 0.014971 | 0.017219 | 0.043319 | 0 | 0 | 0 | 0 | 0 | 7.2
2609_G_5 | NY_Zone F (Capital) | New York | 36 | Saratoga | 91 | 2609 | 5 | Sherman Island | 0 | 1923 | 9999 | Hydro | [5 empty] | Non-Fossil | G | 2030 | Hydro |  | 0 | 0 | 0 | 0 | 0 | 0 | 0 | 0 | 0 | 0 | 0 | 0 | 0 | 0 | 0 | 0 | 8.5623 | 11.5187 | 13.2479 | 33.3288 | 0 | 0 | 0 | 0 | 0 | 0 | 0 | 0 | 0 | 0 | 0 | 0 | 0 | 0 | 0 | 0 | 0 | 0 | 0 | 0 | 0.12172 | 0.011902 | 0.016011 | 0.018415 | 0.046327 | 0 | 0 | 0 | 0 | 0 | 7.7
2609_G_6 | NY_Zone F (Capital) | New York | 36 | Saratoga | 91 | 2609 | 6 | Sherman Island | 0 | 2009 | 9999 | Hydro | [5 empty] | Non-Fossil | G | 2030 | Hydro |  | 0 | 0 | 0 | 0 | 0 | 0 | 0 | 0 | 0 | 0 | 0 | 0 | 0 | 0 | 0 | 0 | 1.4456 | 1.9447 | 2.2367 | 5.6269 | 0 | 0 | 0 | 0 | 0 | 0 | 0 | 0 | 0 | 0 | 0 | 0 | 0 | 0 | 0 | 0 | 0 | 0 | 0 | 0 | 0.020551 | 0.0020093 | 0.0027032 | 0.003109 | 0.0078215 | 0 | 0 | 0 | 0 | 0 | 1.3
261_G_1 | WECC_Northern California (not including BANC) | California | 6 | Calaveras | 9 | 261 | 1 | Murphys | 0 | 1954 | 9999 | Hydro | [5 empty] | Non-Fossil | G | 2030 | Hydro |  | 0 | 0 | 0 | 0 | 0 | 0 | 0 | 0 | 0 | 0 | 0 | 0 | 0 | 0 | 0 | 0 | 0.84121 | 1.3415 | 2.5421 | 4.7248 | 0 | 0 | 0 | 0 | 0 | 0 | 0 | 0 | 0 | 0 | 0 | 0 | 0 | 0 | 0 | 0 | 0 | 0 | 0 | 0 | 0.026874 | 0.0011693 | 0.0018647 | 0.0035336 | 0.0065675 | 0 | 0 | 0 | 0 | 0 | 1.7
2610_G_1 | NY_Zone C&E | New York | 36 | Lewis | 49 | 2610 | 1 | Soft Maple | 0 | 1925 | 9999 | Hydro | [5 empty] | Non-Fossil | G | 2030 | Hydro |  | 0 | 0 | 0 | 0 | 0 | 0 | 0 | 0 | 0 | 0 | 0 | 0 | 0 | 0 | 0 | 0 | 7.8937 | 10.6854 | 13.1931 | 31.7722 | 0 | 0 | 0 | 0 | 0 | 0 | 0 | 0 | 0 | 0 | 0 | 0 | 0 | 0 | 0 | 0 | 0 | 0 | 0 | 0 | 0.11382 | 0.010972 | 0.014853 | 0.018338 | 0.044163 | 0 | 0 | 0 | 0 | 0 | 7.2
2610_G_2 | NY_Zone C&E | New York | 36 | Lewis | 49 | 2610 | 2 | Soft Maple | 0 | 1925 | 9999 | Hydro | [5 empty] | Non-Fossil | G | 2030 | Hydro |  | 0 | 0 | 0 | 0 | 0 | 0 | 0 | 0 | 0 | 0 | 0 | 0 | 0 | 0 | 0 | 0 | 7.8937 | 10.6854 | 13.1931 | 31.7722 | 0 | 0 | 0 | 0 | 0 | 0 | 0 | 0 | 0 | 0 | 0 | 0 | 0 | 0 | 0 | 0 | 0 | 0 | 0 | 0 | 0.11382 | 0.010972 | 0.014853 | 0.018338 | 0.044163 | 0 | 0 | 0 | 0 | 0 | 7.2
2611_G_1 | NY_Zone C&E | New York | 36 | St Lawrence | 89 | 2611 | 1 | South Colton | 0 | 1954 | 9999 | Hydro | [5 empty] | Non-Fossil | G | 2030 | Hydro |  | 0 | 0 | 0 | 0 | 0 | 0 | 0 | 0 | 0 | 0 | 0 | 0 | 0 | 0 | 0 | 0 | 21.7076 | 29.3847 | 36.2811 | 87.3735 | 0 | 0 | 0 | 0 | 0 | 0 | 0 | 0 | 0 | 0 | 0 | 0 | 0 | 0 | 0 | 0 | 0 | 0 | 0 | 0 | 0.313 | 0.030174 | 0.040845 | 0.050431 | 0.12145 | 0 | 0 | 0 | 0 | 0 | 19.8
2612_G_8 | NY_Zone F (Capital) | New York | 36 | Saratoga | 91 | 2612 | 8 | Spier Falls | 0 | 1924 | 9999 | Hydro | [5 empty] | Non-Fossil | G | 2030 | Hydro |  | 0 | 0 | 0 | 0 | 0 | 0 | 0 | 0 | 0 | 0 | 0 | 0 | 0 | 0 | 0 | 0 | 9.4518 | 12.7154 | 14.6243 | 36.7916 | 0 | 0 | 0 | 0 | 0 | 0 | 0 | 0 | 0 | 0 | 0 | 0 | 0 | 0 | 0 | 0 | 0 | 0 | 0 | 0 | 0.13437 | 0.013138 | 0.017674 | 0.020328 | 0.05114 | 0 | 0 | 0 | 0 | 0 | 8.5
2612_G_9 | NY_Zone F (Capital) | New York | 36 | Saratoga | 91 | 2612 | 9 | Spier Falls | 0 | 1930 | 9999 | Hydro | [5 empty] | Non-Fossil | G | 2030 | Hydro |  | 0 | 0 | 0 | 0 | 0 | 0 | 0 | 0 | 0 | 0 | 0 | 0 | 0 | 0 | 0 | 0 | 51.1511 | 68.8129 | 79.1432 | 199.1072 | 0 | 0 | 0 | 0 | 0 | 0 | 0 | 0 | 0 | 0 | 0 | 0 | 0 | 0 | 0 | 0 | 0 | 0 | 0 | 0 | 0.72718 | 0.0711 | 0.09565 | 0.11001 | 0.27676 | 0 | 0 | 0 | 0 | 0 | 46
2613_G_1 | NY_Zone C&E | New York | 36 | St Lawrence | 89 | 2613 | 1 | Stark | 0 | 1957 | 9999 | Hydro | [5 empty] | Non-Fossil | G | 2030 | Hydro |  | 0 | 0 | 0 | 0 | 0 | 0 | 0 | 0 | 0 | 0 | 0 | 0 | 0 | 0 | 0 | 0 | 25.5448 | 34.579 | 42.6944 | 102.8183 | 0 | 0 | 0 | 0 | 0 | 0 | 0 | 0 | 0 | 0 | 0 | 0 | 0 | 0 | 0 | 0 | 0 | 0 | 0 | 0 | 0.36833 | 0.035507 | 0.048065 | 0.059345 | 0.14292 | 0 | 0 | 0 | 0 | 0 | 23.3
2614_G_1 | NY_Zone F (Capital) | New York | 36 | Saratoga | 91 | 2614 | 1 | Stewarts Bridge | 0 | 1952 | 9999 | Hydro | [5 empty] | Non-Fossil | G | 2030 | Hydro |  | 0 | 0 | 0 | 0 | 0 | 0 | 0 | 0 | 0 | 0 | 0 | 0 | 0 | 0 | 0 | 0 | 41.6993 | 56.0975 | 64.5189 | 162.3157 | 0 | 0 | 0 | 0 | 0 | 0 | 0 | 0 | 0 | 0 | 0 | 0 | 0 | 0 | 0 | 0 | 0 | 0 | 0 | 0 | 0.59281 | 0.057962 | 0.077975 | 0.089681 | 0.22562 | 0 | 0 | 0 | 0 | 0 | 37.5
2614_G_2 | NY_Zone F (Capital) | New York | 36 | Saratoga | 91 | 2614 | 2 | Stewarts Bridge | 0 | 2013 | 9999 | Hydro | [5 empty] | Non-Fossil | G | 2030 | Hydro |  | 0 | 0 | 0 | 0 | 0 | 0 | 0 | 0 | 0 | 0 | 0 | 0 | 0 | 0 | 0 | 0 | 2.78 | 3.7398 | 4.3013 | 10.821 | 0 | 0 | 0 | 0 | 0 | 0 | 0 | 0 | 0 | 0 | 0 | 0 | 0 | 0 | 0 | 0 | 0 | 0 | 0 | 0 | 0.039521 | 0.0038641 | 0.0051984 | 0.0059788 | 0.015041 | 0 | 0 | 0 | 0 | 0 | 2.5
2616_G_1 | NY_Zone C&E | New York | 36 | St Lawrence | 89 | 2616 | 1 | Sugar Island | 0 | 1924 | 9999 | Hydro | [5 empty] | Non-Fossil | G | 2030 | Hydro |  | 0 | 0 | 0 | 0 | 0 | 0 | 0 | 0 | 0 | 0 | 0 | 0 | 0 | 0 | 0 | 0 | 2.5408 | 3.4389 | 4.2518 | 10.2316 | 0 | 0 | 0 | 0 | 0 | 0 | 0 | 0 | 0 | 0 | 0 | 0 | 0 | 0 | 0 | 0 | 0 | 0 | 0 | 0 | 0.033197 | 0.0035317 | 0.0047801 | 0.00591 | 0.014222 | 0 | 0 | 0 | 0 | 0 | 2.1
2616_G_2 | NY_Zone C&E | New York | 36 | St Lawrence | 89 | 2616 | 2 | Sugar Island | 0 | 1924 | 9999 | Hydro | [5 empty] | Non-Fossil | G | 2030 | Hydro |  | 0 | 0 | 0 | 0 | 0 | 0 | 0 | 0 | 0 | 0 | 0 | 0 | 0 | 0 | 0 | 0 | 2.4198 | 3.2752 | 4.0494 | 9.7443 | 0 | 0 | 0 | 0 | 0 | 0 | 0 | 0 | 0 | 0 | 0 | 0 | 0 | 0 | 0 | 0 | 0 | 0 | 0 | 0 | 0.031616 | 0.0033635 | 0.0045525 | 0.0056286 | 0.013545 | 0 | 0 | 0 | 0 | 0 | 2
2617_G_1 | NY_Zone C&E | New York | 36 | Lewis | 49 | 2617 | 1 | Taylorville | 0 | 1913 | 9999 | Hydro | [5 empty] | Non-Fossil | G | 2030 | Hydro |  | 0 | 0 | 0 | 0 | 0 | 0 | 0 | 0 | 0 | 0 | 0 | 0 | 0 | 0 | 0 | 0 | 1.206 | 1.6325 | 2.0156 | 4.8541 | 0 | 0 | 0 | 0 | 0 | 0 | 0 | 0 | 0 | 0 | 0 | 0 | 0 | 0 | 0 | 0 | 0 | 0 | 0 | 0 | 0.017389 | 0.0016763 | 0.0022692 | 0.0028017 | 0.0067472 | 0 | 0 | 0 | 0 | 0 | 1.1
2617_G_2 | NY_Zone C&E | New York | 36 | Lewis | 49 | 2617 | 2 | Taylorville | 0 | 1913 | 9999 | Hydro | [5 empty] | Non-Fossil | G | 2030 | Hydro |  | 0 | 0 | 0 | 0 | 0 | 0 | 0 | 0 | 0 | 0 | 0 | 0 | 0 | 0 | 0 | 0 | 0.98671 | 1.3357 | 1.6491 | 3.9715 | 0 | 0 | 0 | 0 | 0 | 0 | 0 | 0 | 0 | 0 | 0 | 0 | 0 | 0 | 0 | 0 | 0 | 0 | 0 | 0 | 0.014227 | 0.0013715 | 0.0018566 | 0.0022923 | 0.0055204 | 0 | 0 | 0 | 0 | 0 | 0.9
2617_G_3 | NY_Zone C&E | New York | 36 | Lewis | 49 | 2617 | 3 | Taylorville | 0 | 1913 | 9999 | Hydro | [5 empty] | Non-Fossil | G | 2030 | Hydro |  | 0 | 0 | 0 | 0 | 0 | 0 | 0 | 0 | 0 | 0 | 0 | 0 | 0 | 0 | 0 | 0 | 1.206 | 1.6325 | 2.0156 | 4.8541 | 0 | 0 | 0 | 0 | 0 | 0 | 0 | 0 | 0 | 0 | 0 | 0 | 0 | 0 | 0 | 0 | 0 | 0 | 0 | 0 | 0.017389 | 0.0016763 | 0.0022692 | 0.0028017 | 0.0067472 | 0 | 0 | 0 | 0 | 0 | 1.1
2617_G_4 | NY_Zone C&E | New York | 36 | Lewis | 49 | 2617 | 4 | Taylorville | 0 | 1927 | 9999 | Hydro | [5 empty] | Non-Fossil | G | 2030 | Hydro |  | 0 | 0 | 0 | 0 | 0 | 0 | 0 | 0 | 0 | 0 | 0 | 0 | 0 | 0 | 0 | 0 | 1.4252 | 1.9293 | 2.3821 | 5.7366 | 0 | 0 | 0 | 0 | 0 | 0 | 0 | 0 | 0 | 0 | 0 | 0 | 0 | 0 | 0 | 0 | 0 | 0 | 0 | 0 | 0.020551 | 0.0019811 | 0.0026817 | 0.0033111 | 0.0079739 | 0 | 0 | 0 | 0 | 0 | 1.3
2619_G_5 | NY_Zone C&E | New York | 36 | Oneida | 65 | 2619 | 5 | Trenton Falls | 0 | 1919 | 9999 | Hydro | [5 empty] | Non-Fossil | G | 2030 | Hydro |  | 0 | 0 | 0 | 0 | 0 | 0 | 0 | 0 | 0 | 0 | 0 | 0 | 0 | 0 | 0 | 0 | 8.8804 | 12.021 | 14.8423 | 35.7437 | 0 | 0 | 0 | 0 | 0 | 0 | 0 | 0 | 0 | 0 | 0 | 0 | 0 | 0 | 0 | 0 | 0 | 0 | 0 | 0 | 0.12805 | 0.012344 | 0.016709 | 0.020631 | 0.049684 | 0 | 0 | 0 | 0 | 0 | 8.1
2619_G_6 | NY_Zone C&E | New York | 36 | Oneida | 65 | 2619 | 6 | Trenton Falls | 0 | 1919 | 9999 | Hydro | [5 empty] | Non-Fossil | G | 2030 | Hydro |  | 0 | 0 | 0 | 0 | 0 | 0 | 0 | 0 | 0 | 0 | 0 | 0 | 0 | 0 | 0 | 0 | 8.8804 | 12.021 | 14.8423 | 35.7437 | 0 | 0 | 0 | 0 | 0 | 0 | 0 | 0 | 0 | 0 | 0 | 0 | 0 | 0 | 0 | 0 | 0 | 0 | 0 | 0 | 0.12805 | 0.012344 | 0.016709 | 0.020631 | 0.049684 | 0 | 0 | 0 | 0 | 0 | 8.1
2619_G_7 | NY_Zone C&E | New York | 36 | Oneida | 65 | 2619 | 7 | Trenton Falls | 0 | 1919 | 9999 | Hydro | [5 empty] | Non-Fossil | G | 2030 | Hydro |  | 0 | 0 | 0 | 0 | 0 | 0 | 0 | 0 | 0 | 0 | 0 | 0 | 0 | 0 | 0 | 0 | 10.6345 | 14.3956 | 17.7741 | 42.8042 | 0 | 0 | 0 | 0 | 0 | 0 | 0 | 0 | 0 | 0 | 0 | 0 | 0 | 0 | 0 | 0 | 0 | 0 | 0 | 0 | 0.15334 | 0.014782 | 0.02001 | 0.024706 | 0.059498 | 0 | 0 | 0 | 0 | 0 | 9.7
262_G_1 | WECC_Northern California (not including BANC) | California | 6 | Nevada | 57 | 262 | 1 | Narrows PH | 0 | 1942 | 9999 | Hydro | [5 empty] | Non-Fossil | G | 2030 | Hydro |  | 0 | 0 | 0 | 0 | 0 | 0 | 0 | 0 | 0 | 0 | 0 | 0 | 0 | 0 | 0 | 0 | 6.0482 | 9.4141 | 18.4626 | 33.9249 | 0 | 0 | 0 | 0 | 0 | 0 | 0 | 0 | 0 | 0 | 0 | 0 | 0 | 0 | 0 | 0 | 0 | 0 | 0 | 0 | 0.1897 | 0.008407 | 0.013086 | 0.025663 | 0.047156 | 0 | 0 | 0 | 0 | 0 | 12
2621_G_2 | NY_Zone C&E | New York | 36 | Oswego | 75 | 2621 | 2 | Varick | 0 | 1926 | 9999 | Hydro | [5 empty] | Non-Fossil | G | 2030 | Hydro |  | 0 | 0 | 0 | 0 | 0 | 0 | 0 | 0 | 0 | 0 | 0 | 0 | 0 | 0 | 0 | 0 | 1.5349 | 2.0777 | 2.5653 | 6.1779 | 0 | 0 | 0 | 0 | 0 | 0 | 0 | 0 | 0 | 0 | 0 | 0 | 0 | 0 | 0 | 0 | 0 | 0 | 0 | 0 | 0.022132 | 0.0021335 | 0.002888 | 0.0035658 | 0.0085873 | 0 | 0 | 0 | 0 | 0 | 1.4
2621_G_3 | NY_Zone C&E | New York | 36 | Oswego | 75 | 2621 | 3 | Varick | 0 | 1926 | 9999 | Hydro | [5 empty] | Non-Fossil | G | 2030 | Hydro |  | 0 | 0 | 0 | 0 | 0 | 0 | 0 | 0 | 0 | 0 | 0 | 0 | 0 | 0 | 0 | 0 | 1.5349 | 2.0777 | 2.5653 | 6.1779 | 0 | 0 | 0 | 0 | 0 | 0 | 0 | 0 | 0 | 0 | 0 | 0 | 0 | 0 | 0 | 0 | 0 | 0 | 0 | 0 | 0.022132 | 0.0021335 | 0.002888 | 0.0035658 | 0.0085873 | 0 | 0 | 0 | 0 | 0 | 1.4
2621_G_4 | NY_Zone C&E | New York | 36 | Oswego | 75 | 2621 | 4 | Varick | 0 | 1926 | 9999 | Hydro | [5 empty] | Non-Fossil | G | 2030 | Hydro |  | 0 | 0 | 0 | 0 | 0 | 0 | 0 | 0 | 0 | 0 | 0 | 0 | 0 | 0 | 0 | 0 | 1.5349 | 2.0777 | 2.5653 | 6.1779 | 0 | 0 | 0 | 0 | 0 | 0 | 0 | 0 | 0 | 0 | 0 | 0 | 0 | 0 | 0 | 0 | 0 | 0 | 0 | 0 | 0.022132 | 0.0021335 | 0.002888 | 0.0035658 | 0.0085873 | 0 | 0 | 0 | 0 | 0 | 1.4
2621_G_5 | NY_Zone C&E | New York | 36 | Oswego | 75 | 2621 | 5 | Varick | 0 | 1926 | 9999 | Hydro | [5 empty] | Non-Fossil | G | 2030 | Hydro |  | 0 | 0 | 0 | 0 | 0 | 0 | 0 | 0 | 0 | 0 | 0 | 0 | 0 | 0 | 0 | 0 | 1.5349 | 2.0777 | 2.5653 | 6.1779 | 0 | 0 | 0 | 0 | 0 | 0 | 0 | 0 | 0 | 0 | 0 | 0 | 0 | 0 | 0 | 0 | 0 | 0 | 0 | 0 | 0.022132 | 0.0021335 | 0.002888 | 0.0035658 | 0.0085873 | 0 | 0 | 0 | 0 | 0 | 1.4
2623_G_1 | NY_Zone B (Genesee) | New York | 36 | Orleans | 73 | 2623 | 1 | Waterport | 0 | 1921 | 9999 | Hydro | [5 empty] | Non-Fossil | G | 2030 | Hydro |  | 0 | 0 | 0 | 0 | 0 | 0 | 0 | 0 | 0 | 0 | 0 | 0 | 0 | 0 | 0 | 0 | 1.2133 | 1.4814 | 1.4517 | 4.1464 | 0 | 0 | 0 | 0 | 0 | 0 | 0 | 0 | 0 | 0 | 0 | 0 | 0 | 0 | 0 | 0 | 0 | 0 | 0 | 0 | 0.028455 | 0.0016865 | 0.0020592 | 0.0020178 | 0.0057635 | 0 | 0 | 0 | 0 | 0 | 1.8
2623_G_2 | NY_Zone B (Genesee) | New York | 36 | Orleans | 73 | 2623 | 2 | Waterport | 0 | 1921 | 9999 | Hydro | [5 empty] | Non-Fossil | G | 2030 | Hydro |  | 0 | 0 | 0 | 0 | 0 | 0 | 0 | 0 | 0 | 0 | 0 | 0 | 0 | 0 | 0 | 0 | 1.3481 | 1.646 | 1.613 | 4.6071 | 0 | 0 | 0 | 0 | 0 | 0 | 0 | 0 | 0 | 0 | 0 | 0 | 0 | 0 | 0 | 0 | 0 | 0 | 0 | 0 | 0.031616 | 0.0018739 | 0.0022879 | 0.0022421 | 0.0064039 | 0 | 0 | 0 | 0 | 0 | 2
2624_G_1 | NY_Zone C&E | New York | 36 | St Lawrence | 89 | 2624 | 1 | Yaleville | 0 | 1940 | 9999 | Hydro | [5 empty] | Non-Fossil | G | 2030 | Hydro |  | 0 | 0 | 0 | 0 | 0 | 0 | 0 | 0 | 0 | 0 | 0 | 0 | 0 | 0 | 0 | 0 | 0.48396 | 0.65504 | 0.80987 | 1.9489 | 0 | 0 | 0 | 0 | 0 | 0 | 0 | 0 | 0 | 0 | 0 | 0 | 0 | 0 | 0 | 0 | 0 | 0 | 0 | 0 | 0.0063233 | 0.0006727 | 0.0009105 | 0.0011257 | 0.0027089 | 0 | 0 | 0 | 0 | 0 | 0.4
2624_G_2 | NY_Zone C&E | New York | 36 | St Lawrence | 89 | 2624 | 2 | Yaleville | 0 | 1940 | 9999 | Hydro | [5 empty] | Non-Fossil | G | 2030 | Hydro |  | 0 | 0 | 0 | 0 | 0 | 0 | 0 | 0 | 0 | 0 | 0 | 0 | 0 | 0 | 0 | 0 | 0.24198 | 0.32752 | 0.40494 | 0.97443 | 0 | 0 | 0 | 0 | 0 | 0 | 0 | 0 | 0 | 0 | 0 | 0 | 0 | 0 | 0 | 0 | 0 | 0 | 0 | 0 | 0.0031616 | 0.00033635 | 0.00045525 | 0.00056286 | 0.0013545 | 0 | 0 | 0 | 0 | 0 | 0.2
2625_B_1 | NY_Zone G-I (Downstate NY) | New York | 36 | Rockland | 87 | 2625 | 1 | Bowline Point | 10814 | 1972 | 9999 | O/G Steam | tangential | dry |  | LNC1 |  | Fossil | B | 2030 |  | O/G Retirement | 0 | 0 | 0 | 0 | 0 | 0 | 0 | 0 | 0 | 0 | 0 | 0 | 0 | 0 | 0 | 0 | 0 | 0 | 0 | 0 | 0 | 0 | 0 | 0 | 0 | 0 | 0 | 0 | 0 | 0 | 0 | 0 | 0 | 0 | 0 | 0 | 0 | 0 | 0 | 0 | 0 | 0 | 0 | 0 | 0 | 0 | 0 | 0 | 0 | 0 | 575
2625_B_2 | NY_Zone G-I (Downstate NY) | New York | 36 | Rockland | 87 | 2625 | 2 | Bowline Point | 11120 | 1974 | 9999 | O/G Steam | wall | dry |  | AA + OFA |  | Fossil | B | 2030 | NaturalGas |  | 0 | 0 | 0 | 0 | 0 | 0 | 0 | 0 | 0 | 0 | 0 | 0 | 0 | 0 | 0 | 0 | 0 | 0 | 0 | 0 | 0 | 0 | 0 | 0 | 0 | 0 | 0 | 0 | 0 | 0 | 0 | 0 | 0 | 0 | 0 | 0 | 0 | 0 | 0 | 0 | 24.994 | 0 | 0 | 0 | 0 | 0 | 0 | 0 | 0 | 0 | 562
2627_G_GRHM | NY_Zone G-I (Downstate NY) | New York | 36 | Sullivan | 105 | 2627 | GRHM | Grahamsville | 0 | 1956 | 9999 | Hydro | [5 empty] | Non-Fossil | G | 2030 | Hydro |  | 0 | 0 | 0 | 0 | 0 | 0 | 0 | 0 | 0 | 0 | 0 | 0 | 0 | 0 | 0 | 0 | 18.7072 | 25.2889 | 31.1317 | 75.1277 | 0 | 0 | 0 | 0 | 0 | 0 | 0 | 0 | 0 | 0 | 0 | 0 | 0 | 0 | 0 | 0 | 0 | 0 | 0 | 0 | 0.28455 | 0.026003 | 0.035152 | 0.043273 | 0.10443 | 0 | 0 | 0 | 0 | 0 | 18
2628_G_GEN1 | NY_Zone G-I (Downstate NY) | New York | 36 | Rockland | 87 | 2628 | GEN1 | Hillburn | 17931 | 1972 | 9999 | Combustion Turbine | [5 empty] | Fossil | G | 2030 | NaturalGas |  | 0 | 0 | 0.0080243 | 0.0080243 | 0 | 0 | 0 | 0 | 0 | 0 | 0 | 0 | 0 | 0 | 0 | 0 | 0 | 0 | 0.44751 | 0.44751 | 0 | 0 | 0.46974 | 0.46974 | 0 | 0 | 5.617e-10 | 5.617e-10 | 0 | 0 | 0.00036872 | 0.00036872 | 0 | 0 | 0 | 0 | 0 | 0 | 0 | 0 | 1.5372 | 0 | 0 | 0.0024881 | 0.0024881 | 0 | 0 | 0.016741 | 0.016741 | 0 | 33.1
2630_G_GEN1 | NY_Zone G-I (Downstate NY) | New York | 36 | Sullivan | 105 | 2630 | GEN1 | Mongaup | 0 | 1923 | 9999 | Hydro | [5 empty] | Non-Fossil | G | 2030 | Hydro |  | 0 | 0 | 0 | 0 | 0 | 0 | 0 | 0 | 0 | 0 | 0 | 0 | 0 | 0 | 0 | 0 | 1.9709 | 2.6691 | 3.2955 | 7.9355 | 0 | 0 | 0 | 0 | 0 | 0 | 0 | 0 | 0 | 0 | 0 | 0 | 0 | 0 | 0 | 0 | 0 | 0 | 0 | 0 | 0.067975 | 0.0027396 | 0.00371 | 0.0045808 | 0.01103 | 0 | 0 | 0 | 0 | 0 | 4.3
2630_G_GEN2 | NY_Zone G-I (Downstate NY) | New York | 36 | Sullivan | 105 | 2630 | GEN2 | Mongaup | 0 | 1923 | 9999 | Hydro | [5 empty] | Non-Fossil | G | 2030 | Hydro |  | 0 | 0 | 0 | 0 | 0 | 0 | 0 | 0 | 0 | 0 | 0 | 0 | 0 | 0 | 0 | 0 | 0.50419 | 0.68278 | 0.84305 | 2.03 | 0 | 0 | 0 | 0 | 0 | 0 | 0 | 0 | 0 | 0 | 0 | 0 | 0 | 0 | 0 | 0 | 0 | 0 | 0 | 0 | 0.017389 | 0.00070083 | 0.00094906 | 0.0011718 | 0.0028217 | 0 | 0 | 0 | 0 | 0 | 1.1
2630_G_GEN3 | NY_Zone G-I (Downstate NY) | New York | 36 | Sullivan | 105 | 2630 | GEN3 | Mongaup | 0 | 1923 | 9999 | Hydro | [5 empty] | Non-Fossil | G | 2030 | Hydro |  | 0 | 0 | 0 | 0 | 0 | 0 | 0 | 0 | 0 | 0 | 0 | 0 | 0 | 0 | 0 | 0 | 0.50419 | 0.68278 | 0.84305 | 2.03 | 0 | 0 | 0 | 0 | 0 | 0 | 0 | 0 | 0 | 0 | 0 | 0 | 0 | 0 | 0 | 0 | 0 | 0 | 0 | 0 | 0.017389 | 0.00070083 | 0.00094906 | 0.0011718 | 0.0028217 | 0 | 0 | 0 | 0 | 0 | 1.1
2630_G_GEN4 | NY_Zone G-I (Downstate NY) | New York | 36 | Sullivan | 105 | 2630 | GEN4 | Mongaup | 0 | 1923 | 9999 | Hydro | [5 empty] | Non-Fossil | G | 2030 | Hydro |  | 0 | 0 | 0 | 0 | 0 | 0 | 0 | 0 | 0 | 0 | 0 | 0 | 0 | 0 | 0 | 0 | 0.50419 | 0.68278 | 0.84305 | 2.03 | 0 | 0 | 0 | 0 | 0 | 0 | 0 | 0 | 0 | 0 | 0 | 0 | 0 | 0 | 0 | 0 | 0 | 0 | 0 | 0 | 0.017389 | 0.00070083 | 0.00094906 | 0.0011718 | 0.0028217 | 0 | 0 | 0 | 0 | 0 | 1.1
2631_G_RIO | NY_Zone G-I (Downstate NY) | New York | 36 | Sullivan | 105 | 2631 | RIO | Rio | 0 | 1927 | 9999 | Hydro | [5 empty] | Non-Fossil | G | 2030 | Hydro |  | 0 | 0 | 0 | 0 | 0 | 0 | 0 | 0 | 0 | 0 | 0 | 0 | 0 | 0 | 0 | 0 | 4.6294 | 6.2692 | 7.7407 | 18.6393 | 0 | 0 | 0 | 0 | 0 | 0 | 0 | 0 | 0 | 0 | 0 | 0 | 0 | 0 | 0 | 0 | 0 | 0 | 0 | 0 | 0.15966 | 0.0064349 | 0.0087141 | 0.01076 | 0.025909 | 0 | 0 | 0 | 0 | 0 | 10.1
2631_G_RIO2 | NY_Zone G-I (Downstate NY) | New York | 36 | Sullivan | 105 | 2631 | RIO2 | Rio | 0 | 2013 | 9999 | Hydro | [5 empty] | Non-Fossil | G | 2030 | Hydro |  | 0 | 0 | 0 | 0 | 0 | 0 | 0 | 0 | 0 | 0 | 0 | 0 | 0 | 0 | 0 | 0 | 0.36669 | 0.49657 | 0.61313 | 1.4764 | 0 | 0 | 0 | 0 | 0 | 0 | 0 | 0 | 0 | 0 | 0 | 0 | 0 | 0 | 0 | 0 | 0 | 0 | 0 | 0 | 0.012647 | 0.00050969 | 0.00069023 | 0.00085224 | 0.0020522 | 0 | 0 | 0 | 0 | 0 | 0.8
2632_G_SHOE | NY_Zone G-I (Downstate NY) | New York | 36 | Orange | 71 | 2632 | SHOE | Shoemaker | 17800 | 1972 | 9999 | Combustion Turbine | [5 empty] | Fossil | G | 2030 | NaturalGas |  | 0 | 0 | 0.0079416 | 0.0079416 | 0 | 0 | 0 | 0 | 0 | 0 | 0 | 0 | 0 | 0 | 0 | 0 | 0 | 0 | 0.44616 | 0.44616 | 0 | 0 | 0.4649 | 0.4649 | 0 | 0 | 5.5591e-10 | 5.5591e-10 | 0 | 0 | 0.00036492 | 0.00036492 | 0 | 0 | 0 | 0 | 0 | 0 | 0 | 0 | 1.5326 | 0 | 0 | 0.0024806 | 0.0024806 | 0 | 0 | 0.016568 | 0.016568 | 0 | 33
2634_G_SWI2 | NY_Zone G-I (Downstate NY) | New York | 36 | Sullivan | 105 | 2634 | SWI2 | Swinging Bridge 2 | 0 | 1939 | 9999 | Hydro | [5 empty] | Non-Fossil | G | 2030 | Hydro |  | 0 | 0 | 0 | 0 | 0 | 0 | 0 | 0 | 0 | 0 | 0 | 0 | 0 | 0 | 0 | 0 | 3.896 | 5.276 | 6.5145 | 15.6865 | 0 | 0 | 0 | 0 | 0 | 0 | 0 | 0 | 0 | 0 | 0 | 0 | 0 | 0 | 0 | 0 | 0 | 0 | 0 | 0 | 0.13437 | 0.0054155 | 0.0073337 | 0.0090551 | 0.021804 | 0 | 0 | 0 | 0 | 0 | 8.5
2634_G_SWI3 | NY_Zone G-I (Downstate NY) | New York | 36 | Sullivan | 105 | 2634 | SWI3 | Swinging Bridge 2 | 0 | 2019 | 9999 | Hydro | [5 empty] | Non-Fossil | G | 2030 | Hydro |  | 0 | 0 | 0 | 0 | 0 | 0 | 0 | 0 | 0 | 0 | 0 | 0 | 0 | 0 | 0 | 0 | 0.55003 | 0.74485 | 0.91969 | 2.2146 | 0 | 0 | 0 | 0 | 0 | 0 | 0 | 0 | 0 | 0 | 0 | 0 | 0 | 0 | 0 | 0 | 0 | 0 | 0 | 0 | 0.01897 | 0.00076454 | 0.0010353 | 0.0012784 | 0.0030782 | 0 | 0 | 0 | 0 | 0 | 1.2
2638_G_1 | NY_Zone B (Genesee) | New York | 36 | Monroe | 55 | 2638 | 1 | Rochester 26 | 0 | 1952 | 9999 | Hydro | [5 empty] | Non-Fossil | G | 2030 | Hydro |  | 0 | 0 | 0 | 0 | 0 | 0 | 0 | 0 | 0 | 0 | 0 | 0 | 0 | 0 | 0 | 0 | 2.0222 | 2.469 | 2.4195 | 6.9107 | 0 | 0 | 0 | 0 | 0 | 0 | 0 | 0 | 0 | 0 | 0 | 0 | 0 | 0 | 0 | 0 | 0 | 0 | 0 | 0 | 0.047425 | 0.0028109 | 0.0034319 | 0.0033631 | 0.0096058 | 0 | 0 | 0 | 0 | 0 | 3
2639_G_1 | NY_Zone B (Genesee) | New York | 36 | Monroe | 55 | 2639 | 1 | Rochester 2 | 0 | 1960 | 9999 | Hydro | [5 empty] | Non-Fossil | G | 2030 | Hydro |  | 0 | 0 | 0 | 0 | 0 | 0 | 0 | 0 | 0 | 0 | 0 | 0 | 0 | 0 | 0 | 0 | 8.9449 | 12.0206 | 14.6301 | 35.5956 | 0 | 0 | 0 | 0 | 0 | 0 | 0 | 0 | 0 | 0 | 0 | 0 | 0 | 0 | 0 | 0 | 0 | 0 | 0 | 0 | 0.13437 | 0.012433 | 0.016709 | 0.020336 | 0.049478 | 0 | 0 | 0 | 0 | 0 | 8.5
264_G_1 | WECC_Northern California (not including BANC) | California | 6 | Tuolumne | 109 | 264 | 1 | Phoenix | 0 | 1940 | 9999 | Hydro | [5 empty] | Non-Fossil | G | 2030 | Hydro |  | 0 | 0 | 0 | 0 | 0 | 0 | 0 | 0 | 0 | 0 | 0 | 0 | 0 | 0 | 0 | 0 | 0.98966 | 1.5782 | 2.9907 | 5.5586 | 0 | 0 | 0 | 0 | 0 | 0 | 0 | 0 | 0 | 0 | 0 | 0 | 0 | 0 | 0 | 0 | 0 | 0 | 0 | 0 | 0.031616 | 0.0013756 | 0.0021937 | 0.0041571 | 0.0077265 | 0 | 0 | 0 | 0 | 0 | 2
2641_G_2 | NY_Zone B (Genesee) | New York | 36 | Monroe | 55 | 2641 | 2 | Rochester 5 | 0 | 1918 | 9999 | Hydro | [5 empty] | Non-Fossil | G | 2030 | Hydro |  | 0 | 0 | 0 | 0 | 0 | 0 | 0 | 0 | 0 | 0 | 0 | 0 | 0 | 0 | 0 | 0 | 13.5753 | 18.243 | 22.2033 | 54.0216 | 0 | 0 | 0 | 0 | 0 | 0 | 0 | 0 | 0 | 0 | 0 | 0 | 0 | 0 | 0 | 0 | 0 | 0 | 0 | 0 | 0.20393 | 0.01887 | 0.025358 | 0.030863 | 0.07509 | 0 | 0 | 0 | 0 | 0 | 12.9
2641_G_HY1 | NY_Zone B (Genesee) | New York | 36 | Monroe | 55 | 2641 | HY1 | Rochester 5 | 0 | 1918 | 9999 | Hydro | [5 empty] | Non-Fossil | G | 2030 | Hydro |  | 0 | 0 | 0 | 0 | 0 | 0 | 0 | 0 | 0 | 0 | 0 | 0 | 0 | 0 | 0 | 0 | 13.5753 | 18.243 | 22.2033 | 54.0216 | 0 | 0 | 0 | 0 | 0 | 0 | 0 | 0 | 0 | 0 | 0 | 0 | 0 | 0 | 0 | 0 | 0 | 0 | 0 | 0 | 0.20393 | 0.01887 | 0.025358 | 0.030863 | 0.07509 | 0 | 0 | 0 | 0 | 0 | 12.9
2641_G_HY3 | NY_Zone B (Genesee) | New York | 36 | Monroe | 55 | 2641 | HY3 | Rochester 5 | 0 | 1927 | 9999 | Hydro | [5 empty] | Non-Fossil | G | 2030 | Hydro |  | 0 | 0 | 0 | 0 | 0 | 0 | 0 | 0 | 0 | 0 | 0 | 0 | 0 | 0 | 0 | 0 | 18.9422 | 25.4554 | 30.9814 | 75.379 | 0 | 0 | 0 | 0 | 0 | 0 | 0 | 0 | 0 | 0 | 0 | 0 | 0 | 0 | 0 | 0 | 0 | 0 | 0 | 0 | 0.28455 | 0.02633 | 0.035383 | 0.043064 | 0.10478 | 0 | 0 | 0 | 0 | 0 | 18
265_G_H1 | WECC_Northern California (not including BANC) | California | 6 | Shasta | 89 | 265 | H1 | Pit 1 | 0 | 1922 | 9999 | Hydro | [5 empty] | Non-Fossil | G | 2030 | Hydro |  | 0 | 0 | 0 | 0 | 0 | 0 | 0 | 0 | 0 | 0 | 0 | 0 | 0 | 0 | 0 | 0 | 15.0923 | 24.068 | 45.6087 | 84.769 | 0 | 0 | 0 | 0 | 0 | 0 | 0 | 0 | 0 | 0 | 0 | 0 | 0 | 0 | 0 | 0 | 0 | 0 | 0 | 0 | 0.48215 | 0.020978 | 0.033455 | 0.063396 | 0.11783 | 0 | 0 | 0 | 0 | 0 | 30.5
265_G_H2 | WECC_Northern California (not including BANC) | California | 6 | Shasta | 89 | 265 | H2 | Pit 1 | 0 | 1922 | 9999 | Hydro | [5 empty] | Non-Fossil | G | 2030 | Hydro |  | 0 | 0 | 0 | 0 | 0 | 0 | 0 | 0 | 0 | 0 | 0 | 0 | 0 | 0 | 0 | 0 | 15.0923 | 24.068 | 45.6087 | 84.769 | 0 | 0 | 0 | 0 | 0 | 0 | 0 | 0 | 0 | 0 | 0 | 0 | 0 | 0 | 0 | 0 | 0 | 0 | 0 | 0 | 0.48215 | 0.020978 | 0.033455 | 0.063396 | 0.11783 | 0 | 0 | 0 | 0 | 0 | 30.5
266_G_H1 | WECC_Northern California (not including BANC) | California | 6 | Shasta | 89 | 266 | H1 | Pit 3 | 0 | 1925 | 9999 | Hydro | [5 empty] | Non-Fossil | G | 2030 | Hydro |  | 0 | 0 | 0 | 0 | 0 | 0 | 0 | 0 | 0 | 0 | 0 | 0 | 0 | 0 | 0 | 0 | 11.5295 | 18.3864 | 34.842 | 64.758 | 0 | 0 | 0 | 0 | 0 | 0 | 0 | 0 | 0 | 0 | 0 | 0 | 0 | 0 | 0 | 0 | 0 | 0 | 0 | 0 | 0.36833 | 0.016026 | 0.025557 | 0.04843 | 0.090014 | 0 | 0 | 0 | 0 | 0 | 23.3
266_G_H2 | WECC_Northern California (not including BANC) | California | 6 | Shasta | 89 | 266 | H2 | Pit 3 | 0 | 1925 | 9999 | Hydro | [5 empty] | Non-Fossil | G | 2030 | Hydro |  | 0 | 0 | 0 | 0 | 0 | 0 | 0 | 0 | 0 | 0 | 0 | 0 | 0 | 0 | 0 | 0 | 11.5295 | 18.3864 | 34.842 | 64.758 | 0 | 0 | 0 | 0 | 0 | 0 | 0 | 0 | 0 | 0 | 0 | 0 | 0 | 0 | 0 | 0 | 0 | 0 | 0 | 0 | 0.36833 | 0.016026 | 0.025557 | 0.04843 | 0.090014 | 0 | 0 | 0 | 0 | 0 | 23.3
266_G_H3 | WECC_Northern California (not including BANC) | California | 6 | Shasta | 89 | 266 | H3 | Pit 3 | 0 | 1925 | 9999 | Hydro | [5 empty] | Non-Fossil | G | 2030 | Hydro |  | 0 | 0 | 0 | 0 | 0 | 0 | 0 | 0 | 0 | 0 | 0 | 0 | 0 | 0 | 0 | 0 | 11.5295 | 18.3864 | 34.842 | 64.758 | 0 | 0 | 0 | 0 | 0 | 0 | 0 | 0 | 0 | 0 | 0 | 0 | 0 | 0 | 0 | 0 | 0 | 0 | 0 | 0 | 0.36833 | 0.016026 | 0.025557 | 0.04843 | 0.090014 | 0 | 0 | 0 | 0 | 0 | 23.3
267_G_1 | WECC_Northern California (not including BANC) | California | 6 | Shasta | 89 | 267 | 1 | Pit 4 | 0 | 1955 | 9999 | Hydro | [5 empty] | Non-Fossil | G | 2030 | Hydro |  | 0 | 0 | 0 | 0 | 0 | 0 | 0 | 0 | 0 | 0 | 0 | 0 | 0 | 0 | 0 | 0 | 23.5044 | 37.483 | 71.0299 | 132.0173 | 0 | 0 | 0 | 0 | 0 | 0 | 0 | 0 | 0 | 0 | 0 | 0 | 0 | 0 | 0 | 0 | 0 | 0 | 0 | 0 | 0.75089 | 0.032671 | 0.052101 | 0.098732 | 0.1835 | 0 | 0 | 0 | 0 | 0 | 47.5
267_G_2 | WECC_Northern California (not including BANC) | California | 6 | Shasta | 89 | 267 | 2 | Pit 4 | 0 | 1955 | 9999 | Hydro | [5 empty] | Non-Fossil | G | 2030 | Hydro |  | 0 | 0 | 0 | 0 | 0 | 0 | 0 | 0 | 0 | 0 | 0 | 0 | 0 | 0 | 0 | 0 | 23.5044 | 37.483 | 71.0299 | 132.0173 | 0 | 0 | 0 | 0 | 0 | 0 | 0 | 0 | 0 | 0 | 0 | 0 | 0 | 0 | 0 | 0 | 0 | 0 | 0 | 0 | 0.75089 | 0.032671 | 0.052101 | 0.098732 | 0.1835 | 0 | 0 | 0 | 0 | 0 | 47.5
2678_G_2 | NY_Zone K (LI) | New York | 36 | Nassau | 59 | 2678 | 2 | Plant No 1 Freeport | 14144 | 1949 | 9999 | Combustion Turbine | [5 empty] | Fossil | G | 2030 | Oil |  | 0 | 0 | 0 | 0 | 0 | 0 | 0 | 0 | 0 | 0 | 0 | 0 | 0 | 0 | 0 | 0 | 0 | 0 | 0 | 0 | 0 | 0 | 0 | 0 | 0 | 0 | 0 | 0 | 0 | 0 | 0 | 0 | 0 | 0 | 0 | 0 | 0 | 0 | 0 | 0 | 0.10394 | 0 | 0 | 0 | 0 | 0 | 0 | 0 | 0 | 0 | 2.2
2678_G_3 | NY_Zone K (LI) | New York | 36 | Nassau | 59 | 2678 | 3 | Plant No 1 Freeport | 14140 | 1954 | 9999 | Combustion Turbine | [5 empty] | Fossil | G | 2030 | Oil |  | 0 | 0 | 0 | 0 | 0 | 0 | 0 | 0 | 0 | 0 | 0 | 0 | 0 | 0 | 0 | 0 | 0 | 0 | 0 | 0 | 0 | 0 | 0 | 0 | 0 | 0 | 0 | 0 | 0 | 0 | 0 | 0 | 0 | 0 | 0 | 0 | 0 | 0 | 0 | 0 | 0.094486 | 0 | 0 | 0 | 0 | 0 | 0 | 0 | 0 | 0 | 2
2678_G_4 | NY_Zone K (LI) | New York | 36 | Nassau | 59 | 2678 | 4 | Plant No 1 Freeport | 14126 | 1964 | 9999 | Combustion Turbine | [5 empty] | Fossil | G | 2030 | Oil |  | 0 | 0 | 0 | 0 | 0 | 0 | 0 | 0 | 0 | 0 | 0 | 0 | 0 | 0 | 0 | 0 | 0 | 0 | 0 | 0 | 0 | 0 | 0 | 0 | 0 | 0 | 0 | 0 | 0 | 0 | 0 | 0 | 0 | 0 | 0 | 0 | 0 | 0 | 0 | 0 | 4.7243e-08 | 0 | 0 | 0 | 0 | 0 | 0 | 0 | 0 | 0 | 1e-06
2679_G_3 | NY_Zone K (LI) | New York | 36 | Nassau | 59 | 2679 | 3 | Plant No 2 Freeport | 10745 | 1973 | 9999 | Combustion Turbine | [5 empty] | Fossil | G | 2030 | Oil |  | 0 | 0 | 0 | 0 | 0 | 0 | 0 | 0 | 0 | 0 | 0 | 0 | 0 | 0 | 0 | 0 | 0 | 0 | 0 | 0 | 0 | 0 | 0 | 0 | 0 | 0 | 0 | 0 | 0 | 0 | 0 | 0 | 0 | 0 | 0 | 0 | 0 | 0 | 0 | 0 | 0.79369 | 0 | 0 | 0 | 0 | 0 | 0 | 0 | 0 | 0 | 16.8
2679_G_CT5 | NY_Zone K (LI) | New York | 36 | Nassau | 59 | 2679 | CT5 | Plant No 2 Freeport | 10745 | 2004 | 9999 | Combustion Turbine |  |  | SCR | H2O |  | Fossil | G | 2030 | NaturalGas |  | 0 | 0.0015193 | 0.11152 | 0.11304 | 0 | 0 | 0 | 0 | 0 | 0 | 0 | 0 | 0 | 0 | 0 | 0 | 0 | 0.14139 | 10.3788 | 10.5202 | 0 | 0.088938 | 6.5284 | 6.6173 | 0 | 1.0635e-10 | 7.8064e-09 | 7.9127e-09 | 0 | 1.2093e-05 | 0.0008877 | 0.00089979 | 0 | 0 | 0 | 0 | 0 | 0 | 0 | 0 | 1.0704 | 0 | 0.000731 | 0.053658 | 0.054389 | 0 | 0.004335 | 0.23299 | 0.23733 | 0 | 49 | SCR
268_G_H1 | WECC_Northern California (not including BANC) | California | 6 | Shasta | 89 | 268 | H1 | Pit 5 | 0 | 1944 | 9999 | Hydro | [5 empty] | Non-Fossil | G | 2030 | Hydro |  | 0 | 0 | 0 | 0 | 0 | 0 | 0 | 0 | 0 | 0 | 0 | 0 | 0 | 0 | 0 | 0 | 19.7932 | 31.5647 | 59.8147 | 111.1725 | 0 | 0 | 0 | 0 | 0 | 0 | 0 | 0 | 0 | 0 | 0 | 0 | 0 | 0 | 0 | 0 | 0 | 0 | 0 | 0 | 0.63233 | 0.027513 | 0.043875 | 0.083142 | 0.15453 | 0 | 0 | 0 | 0 | 0 | 40
268_G_H2 | WECC_Northern California (not including BANC) | California | 6 | Shasta | 89 | 268 | H2 | Pit 5 | 0 | 1944 | 9999 | Hydro | [5 empty] | Non-Fossil | G | 2030 | Hydro |  | 0 | 0 | 0 | 0 | 0 | 0 | 0 | 0 | 0 | 0 | 0 | 0 | 0 | 0 | 0 | 0 | 19.7932 | 31.5647 | 59.8147 | 111.1725 | 0 | 0 | 0 | 0 | 0 | 0 | 0 | 0 | 0 | 0 | 0 | 0 | 0 | 0 | 0 | 0 | 0 | 0 | 0 | 0 | 0.63233 | 0.027513 | 0.043875 | 0.083142 | 0.15453 | 0 | 0 | 0 | 0 | 0 | 40
268_G_H3 | WECC_Northern California (not including BANC) | California | 6 | Shasta | 89 | 268 | H3 | Pit 5 | 0 | 1944 | 9999 | Hydro | [5 empty] | Non-Fossil | G | 2030 | Hydro |  | 0 | 0 | 0 | 0 | 0 | 0 | 0 | 0 | 0 | 0 | 0 | 0 | 0 | 0 | 0 | 0 | 19.7932 | 31.5647 | 59.8147 | 111.1725 | 0 | 0 | 0 | 0 | 0 | 0 | 0 | 0 | 0 | 0 | 0 | 0 | 0 | 0 | 0 | 0 | 0 | 0 | 0 | 0 | 0.63233 | 0.027513 | 0.043875 | 0.083142 | 0.15453 | 0 | 0 | 0 | 0 | 0 | 40
268_G_H4 | WECC_Northern California (not including BANC) | California | 6 | Shasta | 89 | 268 | H4 | Pit 5 | 0 | 1944 | 9999 | Hydro | [5 empty] | Non-Fossil | G | 2030 | Hydro |  | 0 | 0 | 0 | 0 | 0 | 0 | 0 | 0 | 0 | 0 | 0 | 0 | 0 | 0 | 0 | 0 | 19.7932 | 31.5647 | 59.8147 | 111.1725 | 0 | 0 | 0 | 0 | 0 | 0 | 0 | 0 | 0 | 0 | 0 | 0 | 0 | 0 | 0 | 0 | 0 | 0 | 0 | 0 | 0.63233 | 0.027513 | 0.043875 | 0.083142 | 0.15453 | 0 | 0 | 0 | 0 | 0 | 40
2681_G_4 | NY_Zone K (LI) | New York | 36 | Suffolk | 103 | 2681 | 4 | Greenport | 10745 | 1957 | 9999 | Combustion Turbine | [5 empty] | Fossil | G | 2030 | Oil |  | 0 | 0 | 0 | 0 | 0 | 0 | 0 | 0 | 0 | 0 | 0 | 0 | 0 | 0 | 0 | 0 | 0 | 0 | 0 | 0 | 0 | 0 | 0 | 0 | 0 | 0 | 0 | 0 | 0 | 0 | 0 | 0 | 0 | 0 | 0 | 0 | 0 | 0 | 0 | 0 | 0.047243 | 0 | 0 | 0 | 0 | 0 | 0 | 0 | 0 | 0 | 1
2681_G_5 | NY_Zone K (LI) | New York | 36 | Suffolk | 103 | 2681 | 5 | Greenport | 10856 | 1965 | 9999 | Combustion Turbine | [5 empty] | Fossil | G | 2030 | Oil |  | 0 | 0 | 0 | 0 | 0 | 0 | 0 | 0 | 0 | 0 | 0 | 0 | 0 | 0 | 0 | 0 | 0 | 0 | 0 | 0 | 0 | 0 | 0 | 0 | 0 | 0 | 0 | 0 | 0 | 0 | 0 | 0 | 0 | 0 | 0 | 0 | 0 | 0 | 0 | 0 | 0.070865 | 0 | 0 | 0 | 0 | 0 | 0 | 0 | 0 | 0 | 1.5
2681_G_6 | NY_Zone K (LI) | New York | 36 | Suffolk | 103 | 2681 | 6 | Greenport | 11230 | 1971 | 9999 | Combustion Turbine | [5 empty] | Fossil | G | 2030 | Oil |  | 0 | 0 | 0 | 0 | 0 | 0 | 0 | 0 | 0 | 0 | 0 | 0 | 0 | 0 | 0 | 0 | 0 | 0 | 0 | 0 | 0 | 0 | 0 | 0 | 0 | 0 | 0 | 0 | 0 | 0 | 0 | 0 | 0 | 0 | 0 | 0 | 0 | 0 | 0 | 0 | 0.14173 | 0 | 0 | 0 | 0 | 0 | 0 | 0 | 0 | 0 | 3
2682_B_10 | NY_Zone A (West) | New York | 36 | Chautauqua | 13 | 2682 | 10 | S A Carlson | 8300 | 1945 | 9999 | O/G Steam | wall | dry |  | LNB |  | Fossil | B | 2030 | NaturalGas |  | 0.21434 | 0.29055 | 0.39117 | 0.89605 | 0 | 0 | 0 | 0 | 0 | 0 | 0 | 0 | 0 | 0 | 0 | 0 | 25.8239 | 35.0057 | 47.1287 | 107.9582 | 12.5474 | 17.0086 | 22.899 | 52.455 | 1.5004e-08 | 2.0338e-08 | 2.7382e-08 | 6.2724e-08 | 0.005367 | 0.0072753 | 0.0097948 | 0.022437 | 0 | 0 | 0 | 0 | 0 | 0 | 0 | 0 | 0.77498 | 0.022714 | 0.03079 | 0.041453 | 0.094956 | 0.52283 | 0.59844 | 0.69643 | 1.8177 | 0 | 15
2682_B_9 | NY_Zone A (West) | New York | 36 | Chautauqua | 13 | 2682 | 9 | S A Carlson | 8300 | 1945 | 9999 | O/G Steam | wall | dry |  | LNB |  | Fossil | B | 2030 | NaturalGas |  | 0.21434 | 0.29055 | 0.39117 | 0.89605 | 0 | 0 | 0 | 0 | 0 | 0 | 0 | 0 | 0 | 0 | 0 | 0 | 25.8239 | 35.0057 | 47.1287 | 107.9582 | 12.5474 | 17.0086 | 22.899 | 52.455 | 1.5004e-08 | 2.0338e-08 | 2.7382e-08 | 6.2724e-08 | 0.0061826 | 0.0083808 | 0.011283 | 0.025847 | 0 | 0 | 0 | 0 | 0 | 0 | 0 | 0 | 0.77498 | 0.022714 | 0.03079 | 0.041453 | 0.094956 | 0.52283 | 0.59844 | 0.69643 | 1.8177 | 0 | 15
2682_B_HRSG | NY_Zone A (West) | New York | 36 | Chautauqua | 13 | 2682 | HRSG | S A Carlson | 8300 | 2001 | 9999 | O/G Steam |  |  |  | H2O |  | Fossil | B | 2030 | NaturalGas |  | 0.21434 | 0.29055 | 0.39117 | 0.89605 | 0 | 0 | 0 | 0 | 0 | 0 | 0 | 0 | 0 | 0 | 0 | 0 | 25.8239 | 35.0057 | 47.1287 | 107.9582 | 12.5474 | 17.0086 | 22.899 | 52.455 | 1.5004e-08 | 2.0338e-08 | 2.7382e-08 | 6.2724e-08 | 0.0064301 | 0.0087164 | 0.011735 | 0.026882 | 0 | 0 | 0 | 0 | 0 | 0 | 0 | 0 | 0.26989 | 0.022714 | 0.03079 | 0.041453 | 0.094956 | 0.52283 | 0.59844 | 0.69643 | 1.8177 | 0 | 15
2682_G_7 | NY_Zone A (West) | New York | 36 | Chautauqua | 13 | 2682 | 7 | S A Carlson | 10745 | 2001 | 9999 | Combustion Turbine |  |  |  | H2O |  | Fossil | G | 2030 | NaturalGas |  | 0.28716 | 0 | 0.017084 | 0.30425 | 0 | 0 | 0 | 0 | 0 | 0 | 0 | 0 | 0 | 0 | 0 | 0 | 26.7254 | 0 | 1.5899 | 28.3153 | 16.8106 | 0 | 1.0001 | 17.8107 | 2.0102e-08 | 0 | 1.1959e-09 | 2.1297e-08 | 0.018793 | 0 | 0.000785 | 0.019578 | 0 | 0 | 0 | 0 | 0 | 0 | 0 | 0 | 0.82846 | 0.14859 | 0 | 0.0088401 | 0.15743 | 0.70048 | 0 | 0.030416 | 0.73089 | 0 | 42
2685_G_1 | NY_Zone F (Capital) | New York | 36 | Albany | 1 | 2685 | 1 | Crescent | 0 | 1924 | 9999 | Hydro | [5 empty] | Non-Fossil | G | 2030 | Hydro |  | 0 | 0 | 0 | 0 | 0 | 0 | 0 | 0 | 0 | 0 | 0 | 0 | 0 | 0 | 0 | 0 | 3.492 | 4.7203 | 5.7939 | 14.0062 | 0 | 0 | 0 | 0 | 0 | 0 | 0 | 0 | 0 | 0 | 0 | 0 | 0 | 0 | 0 | 0 | 0 | 0 | 0 | 0 | 0.044263 | 0.0048539 | 0.0065612 | 0.0080536 | 0.019469 | 0 | 0 | 0 | 0 | 0 | 2.8
2685_G_2 | NY_Zone F (Capital) | New York | 36 | Albany | 1 | 2685 | 2 | Crescent | 0 | 1924 | 9999 | Hydro | [5 empty] | Non-Fossil | G | 2030 | Hydro |  | 0 | 0 | 0 | 0 | 0 | 0 | 0 | 0 | 0 | 0 | 0 | 0 | 0 | 0 | 0 | 0 | 3.492 | 4.7203 | 5.7939 | 14.0062 | 0 | 0 | 0 | 0 | 0 | 0 | 0 | 0 | 0 | 0 | 0 | 0 | 0 | 0 | 0 | 0 | 0 | 0 | 0 | 0 | 0.044263 | 0.0048539 | 0.0065612 | 0.0080536 | 0.019469 | 0 | 0 | 0 | 0 | 0 | 2.8
2685_G_3 | NY_Zone F (Capital) | New York | 36 | Albany | 1 | 2685 | 3 | Crescent | 0 | 1991 | 9999 | Hydro | [5 empty] | Non-Fossil | G | 2030 | Hydro |  | 0 | 0 | 0 | 0 | 0 | 0 | 0 | 0 | 0 | 0 | 0 | 0 | 0 | 0 | 0 | 0 | 3.7414 | 5.0574 | 6.2078 | 15.0066 | 0 | 0 | 0 | 0 | 0 | 0 | 0 | 0 | 0 | 0 | 0 | 0 | 0 | 0 | 0 | 0 | 0 | 0 | 0 | 0 | 0.047425 | 0.0052006 | 0.0070298 | 0.0086288 | 0.020859 | 0 | 0 | 0 | 0 | 0 | 3
2685_G_4 | NY_Zone F (Capital) | New York | 36 | Albany | 1 | 2685 | 4 | Crescent | 0 | 1991 | 9999 | Hydro | [5 empty] | Non-Fossil | G | 2030 | Hydro |  | 0 | 0 | 0 | 0 | 0 | 0 | 0 | 0 | 0 | 0 | 0 | 0 | 0 | 0 | 0 | 0 | 3.7414 | 5.0574 | 6.2078 | 15.0066 | 0 | 0 | 0 | 0 | 0 | 0 | 0 | 0 | 0 | 0 | 0 | 0 | 0 | 0 | 0 | 0 | 0 | 0 | 0 | 0 | 0.047425 | 0.0052006 | 0.0070298 | 0.0086288 | 0.020859 | 0 | 0 | 0 | 0 | 0 | 3
2686_G_1 | NY_Zone F (Capital) | New York | 36 | Saratoga | 91 | 2686 | 1 | Vischer Ferry | 0 | 1924 | 9999 | Hydro | [5 empty] | Non-Fossil | G | 2030 | Hydro |  | 0 | 0 | 0 | 0 | 0 | 0 | 0 | 0 | 0 | 0 | 0 | 0 | 0 | 0 | 0 | 0 | 3.492 | 4.7203 | 5.7939 | 14.0062 | 0 | 0 | 0 | 0 | 0 | 0 | 0 | 0 | 0 | 0 | 0 | 0 | 0 | 0 | 0 | 0 | 0 | 0 | 0 | 0 | 0.044263 | 0.0048539 | 0.0065612 | 0.0080536 | 0.019469 | 0 | 0 | 0 | 0 | 0 | 2.8
2686_G_2 | NY_Zone F (Capital) | New York | 36 | Saratoga | 91 | 2686 | 2 | Vischer Ferry | 0 | 1924 | 9999 | Hydro | [5 empty] | Non-Fossil | G | 2030 | Hydro |  | 0 | 0 | 0 | 0 | 0 | 0 | 0 | 0 | 0 | 0 | 0 | 0 | 0 | 0 | 0 | 0 | 3.492 | 4.7203 | 5.7939 | 14.0062 | 0 | 0 | 0 | 0 | 0 | 0 | 0 | 0 | 0 | 0 | 0 | 0 | 0 | 0 | 0 | 0 | 0 | 0 | 0 | 0 | 0.044263 | 0.0048539 | 0.0065612 | 0.0080536 | 0.019469 | 0 | 0 | 0 | 0 | 0 | 2.8
2686_G_3 | NY_Zone F (Capital) | New York | 36 | Saratoga | 91 | 2686 | 3 | Vischer Ferry | 0 | 1991 | 9999 | Hydro | [5 empty] | Non-Fossil | G | 2030 | Hydro |  | 0 | 0 | 0 | 0 | 0 | 0 | 0 | 0 | 0 | 0 | 0 | 0 | 0 | 0 | 0 | 0 | 3.7414 | 5.0574 | 6.2078 | 15.0066 | 0 | 0 | 0 | 0 | 0 | 0 | 0 | 0 | 0 | 0 | 0 | 0 | 0 | 0 | 0 | 0 | 0 | 0 | 0 | 0 | 0.047425 | 0.0052006 | 0.0070298 | 0.0086288 | 0.020859 | 0 | 0 | 0 | 0 | 0 | 3
2686_G_4 | NY_Zone F (Capital) | New York | 36 | Saratoga | 91 | 2686 | 4 | Vischer Ferry | 0 | 1991 | 9999 | Hydro | [5 empty] | Non-Fossil | G | 2030 | Hydro |  | 0 | 0 | 0 | 0 | 0 | 0 | 0 | 0 | 0 | 0 | 0 | 0 | 0 | 0 | 0 | 0 | 3.7414 | 5.0574 | 6.2078 | 15.0066 | 0 | 0 | 0 | 0 | 0 | 0 | 0 | 0 | 0 | 0 | 0 | 0 | 0 | 0 | 0 | 0 | 0 | 0 | 0 | 0 | 0.047425 | 0.0052006 | 0.0070298 | 0.0086288 | 0.020859 | 0 | 0 | 0 | 0 | 0 | 3
269_G_H1 | WECC_Northern California (not including BANC) | California | 6 | Shasta | 89 | 269 | H1 | Pit 6 | 0 | 1965 | 9999 | Hydro | [5 empty] | Non-Fossil | G | 2030 | Hydro |  | 0 | 0 | 0 | 0 | 0 | 0 | 0 | 0 | 0 | 0 | 0 | 0 | 0 | 0 | 0 | 0 | 19.7932 | 31.5647 | 59.8147 | 111.1725 | 0 | 0 | 0 | 0 | 0 | 0 | 0 | 0 | 0 | 0 | 0 | 0 | 0 | 0 | 0 | 0 | 0 | 0 | 0 | 0 | 0.63233 | 0.027513 | 0.043875 | 0.083142 | 0.15453 | 0 | 0 | 0 | 0 | 0 | 40
269_G_H2 | WECC_Northern California (not including BANC) | California | 6 | Shasta | 89 | 269 | H2 | Pit 6 | 0 | 1965 | 9999 | Hydro | [5 empty] | Non-Fossil | G | 2030 | Hydro |  | 0 | 0 | 0 | 0 | 0 | 0 | 0 | 0 | 0 | 0 | 0 | 0 | 0 | 0 | 0 | 0 | 19.7932 | 31.5647 | 59.8147 | 111.1725 | 0 | 0 | 0 | 0 | 0 | 0 | 0 | 0 | 0 | 0 | 0 | 0 | 0 | 0 | 0 | 0 | 0 | 0 | 0 | 0 | 0.63233 | 0.027513 | 0.043875 | 0.083142 | 0.15453 | 0 | 0 | 0 | 0 | 0 | 40
2691_G_1 | NY_Zone F (Capital) | New York | 36 | Schoharie | 95 | 2691 | 1 | Blenheim Gilboa | 0 | 1973 | 9999 | Pumped Storage | [5 empty] | Non-Fossil | G | 2030 | Pumps |  | 0 | 0 | 0 | 0 | 0 | 0 | 0 | 0 | 0 | 0 | 0 | 0 | 0 | 0 | 0 | 0 | 0.061697 | 0 | 18.5429 | 18.6046 | 0 | 0 | 0 | 0 | 0 | 0 | 0 | 0 | 0 | 0 | 0 | 0 | 0 | 0 | 0 | 0 | 0 | 0 | 0 | 0 | 5.3466 | 9.376e-07 | 0 | 0.00028179 | 0.00028273 | 0 | 0 | 0 | 0 | 0 | 292.4
2691_G_2 | NY_Zone F (Capital) | New York | 36 | Schoharie | 95 | 2691 | 2 | Blenheim Gilboa | 0 | 1973 | 9999 | Pumped Storage | [5 empty] | Non-Fossil | G | 2030 | Pumps |  | 0 | 0 | 0 | 0 | 0 | 0 | 0 | 0 | 0 | 0 | 0 | 0 | 0 | 0 | 0 | 0 | 0.061571 | 0 | 18.5049 | 18.5665 | 0 | 0 | 0 | 0 | 0 | 0 | 0 | 0 | 0 | 0 | 0 | 0 | 0 | 0 | 0 | 0 | 0 | 0 | 0 | 0 | 5.3356 | 9.3568e-07 | 0 | 0.00028122 | 0.00028215 | 0 | 0 | 0 | 0 | 0 | 291.8
2691_G_3 | NY_Zone F (Capital) | New York | 36 | Schoharie | 95 | 2691 | 3 | Blenheim Gilboa | 0 | 1973 | 9999 | Pumped Storage | [5 empty] | Non-Fossil | G | 2030 | Pumps |  | 0 | 0 | 0 | 0 | 0 | 0 | 0 | 0 | 0 | 0 | 0 | 0 | 0 | 0 | 0 | 0 | 0.061571 | 0 | 18.5049 | 18.5665 | 0 | 0 | 0 | 0 | 0 | 0 | 0 | 0 | 0 | 0 | 0 | 0 | 0 | 0 | 0 | 0 | 0 | 0 | 0 | 0 | 5.3356 | 9.3568e-07 | 0 | 0.00028122 | 0.00028215 | 0 | 0 | 0 | 0 | 0 | 291.8
2691_G_4 | NY_Zone F (Capital) | New York | 36 | Schoharie | 95 | 2691 | 4 | Blenheim Gilboa | 0 | 1973 | 9999 | Pumped Storage | [5 empty] | Non-Fossil | G | 2030 | Pumps |  | 0 | 0 | 0 | 0 | 0 | 0 | 0 | 0 | 0 | 0 | 0 | 0 | 0 | 0 | 0 | 0 | 0.061739 | 0 | 18.5556 | 18.6174 | 0 | 0 | 0 | 0 | 0 | 0 | 0 | 0 | 0 | 0 | 0 | 0 | 0 | 0 | 0 | 0 | 0 | 0 | 0 | 0 | 5.3503 | 9.3824e-07 | 0 | 0.00028199 | 0.00028293 | 0 | 0 | 0 | 0 | 0 | 292.6
2692_G_1 | NY_Zone A (West) | New York | 36 | Niagara | 63 | 2692 | 1 | Lewiston Niagara | 0 | 1961 | 9999 | Pumped Storage | [5 empty] | Non-Fossil | G | 2030 | Pumps |  | 0 | 0 | 0 | 0 | 0 | 0 | 0 | 0 | 0 | 0 | 0 | 0 | 0 | 0 | 0 | 0 | 0 | 0 | 0.61062 | 0.61062 | 0 | 0 | 0 | 0 | 0 | 0 | 0 | 0 | 0 | 0 | 0 | 0 | 0 | 0 | 0 | 0 | 0 | 0 | 0 | 0 | 0.36571 | 0 | 0 | 9.2796e-06 | 9.2796e-06 | 0 | 0 | 0 | 0 | 0 | 20
2692_G_10 | NY_Zone A (West) | New York | 36 | Niagara | 63 | 2692 | 10 | Lewiston Niagara | 0 | 1962 | 9999 | Pumped Storage | [5 empty] | Non-Fossil | G | 2030 | Pumps |  | 0 | 0 | 0 | 0 | 0 | 0 | 0 | 0 | 0 | 0 | 0 | 0 | 0 | 0 | 0 | 0 | 0 | 0 | 0.61062 | 0.61062 | 0 | 0 | 0 | 0 | 0 | 0 | 0 | 0 | 0 | 0 | 0 | 0 | 0 | 0 | 0 | 0 | 0 | 0 | 0 | 0 | 0.36571 | 0 | 0 | 9.2796e-06 | 9.2796e-06 | 0 | 0 | 0 | 0 | 0 | 20
2692_G_11 | NY_Zone A (West) | New York | 36 | Niagara | 63 | 2692 | 11 | Lewiston Niagara | 0 | 1962 | 9999 | Pumped Storage | [5 empty] | Non-Fossil | G | 2030 | Pumps |  | 0 | 0 | 0 | 0 | 0 | 0 | 0 | 0 | 0 | 0 | 0 | 0 | 0 | 0 | 0 | 0 | 0 | 0 | 0.61062 | 0.61062 | 0 | 0 | 0 | 0 | 0 | 0 | 0 | 0 | 0 | 0 | 0 | 0 | 0 | 0 | 0 | 0 | 0 | 0 | 0 | 0 | 0.36571 | 0 | 0 | 9.2796e-06 | 9.2796e-06 | 0 | 0 | 0 | 0 | 0 | 20
2692_G_12 | NY_Zone A (West) | New York | 36 | Niagara | 63 | 2692 | 12 | Lewiston Niagara | 0 | 1962 | 9999 | Pumped Storage | [5 empty] | Non-Fossil | G | 2030 | Pumps |  | 0 | 0 | 0 | 0 | 0 | 0 | 0 | 0 | 0 | 0 | 0 | 0 | 0 | 0 | 0 | 0 | 0 | 0 | 0.61062 | 0.61062 | 0 | 0 | 0 | 0 | 0 | 0 | 0 | 0 | 0 | 0 | 0 | 0 | 0 | 0 | 0 | 0 | 0 | 0 | 0 | 0 | 0.36571 | 0 | 0 | 9.2796e-06 | 9.2796e-06 | 0 | 0 | 0 | 0 | 0 | 20
2692_G_2 | NY_Zone A (West) | New York | 36 | Niagara | 63 | 2692 | 2 | Lewiston Niagara | 0 | 1961 | 9999 | Pumped Storage | [5 empty] | Non-Fossil | G | 2030 | Pumps |  | 0 | 0 | 0 | 0 | 0 | 0 | 0 | 0 | 0 | 0 | 0 | 0 | 0 | 0 | 0 | 0 | 0 | 0 | 0.61062 | 0.61062 | 0 | 0 | 0 | 0 | 0 | 0 | 0 | 0 | 0 | 0 | 0 | 0 | 0 | 0 | 0 | 0 | 0 | 0 | 0 | 0 | 0.36571 | 0 | 0 | 9.2796e-06 | 9.2796e-06 | 0 | 0 | 0 | 0 | 0 | 20
2692_G_3 | NY_Zone A (West) | New York | 36 | Niagara | 63 | 2692 | 3 | Lewiston Niagara | 0 | 1961 | 9999 | Pumped Storage | [5 empty] | Non-Fossil | G | 2030 | Pumps |  | 0 | 0 | 0 | 0 | 0 | 0 | 0 | 0 | 0 | 0 | 0 | 0 | 0 | 0 | 0 | 0 | 0 | 0 | 0.61062 | 0.61062 | 0 | 0 | 0 | 0 | 0 | 0 | 0 | 0 | 0 | 0 | 0 | 0 | 0 | 0 | 0 | 0 | 0 | 0 | 0 | 0 | 0.36571 | 0 | 0 | 9.2796e-06 | 9.2796e-06 | 0 | 0 | 0 | 0 | 0 | 20
2692_G_4 | NY_Zone A (West) | New York | 36 | Niagara | 63 | 2692 | 4 | Lewiston Niagara | 0 | 1962 | 9999 | Pumped Storage | [5 empty] | Non-Fossil | G | 2030 | Pumps |  | 0 | 0 | 0 | 0 | 0 | 0 | 0 | 0 | 0 | 0 | 0 | 0 | 0 | 0 | 0 | 0 | 0 | 0 | 0.61062 | 0.61062 | 0 | 0 | 0 | 0 | 0 | 0 | 0 | 0 | 0 | 0 | 0 | 0 | 0 | 0 | 0 | 0 | 0 | 0 | 0 | 0 | 0.36571 | 0 | 0 | 9.2796e-06 | 9.2796e-06 | 0 | 0 | 0 | 0 | 0 | 20
2692_G_5 | NY_Zone A (West) | New York | 36 | Niagara | 63 | 2692 | 5 | Lewiston Niagara | 0 | 1962 | 9999 | Pumped Storage | [5 empty] | Non-Fossil | G | 2030 | Pumps |  | 0 | 0 | 0 | 0 | 0 | 0 | 0 | 0 | 0 | 0 | 0 | 0 | 0 | 0 | 0 | 0 | 0 | 0 | 0.61062 | 0.61062 | 0 | 0 | 0 | 0 | 0 | 0 | 0 | 0 | 0 | 0 | 0 | 0 | 0 | 0 | 0 | 0 | 0 | 0 | 0 | 0 | 0.36571 | 0 | 0 | 9.2796e-06 | 9.2796e-06 | 0 | 0 | 0 | 0 | 0 | 20
2692_G_6 | NY_Zone A (West) | New York | 36 | Niagara | 63 | 2692 | 6 | Lewiston Niagara | 0 | 1962 | 9999 | Pumped Storage | [5 empty] | Non-Fossil | G | 2030 | Pumps |  | 0 | 0 | 0 | 0 | 0 | 0 | 0 | 0 | 0 | 0 | 0 | 0 | 0 | 0 | 0 | 0 | 0 | 0 | 0.61062 | 0.61062 | 0 | 0 | 0 | 0 | 0 | 0 | 0 | 0 | 0 | 0 | 0 | 0 | 0 | 0 | 0 | 0 | 0 | 0 | 0 | 0 | 0.36571 | 0 | 0 | 9.2796e-06 | 9.2796e-06 | 0 | 0 | 0 | 0 | 0 | 20
2692_G_7 | NY_Zone A (West) | New York | 36 | Niagara | 63 | 2692 | 7 | Lewiston Niagara | 0 | 1962 | 9999 | Pumped Storage | [5 empty] | Non-Fossil | G | 2030 | Pumps |  | 0 | 0 | 0 | 0 | 0 | 0 | 0 | 0 | 0 | 0 | 0 | 0 | 0 | 0 | 0 | 0 | 0 | 0 | 0.61062 | 0.61062 | 0 | 0 | 0 | 0 | 0 | 0 | 0 | 0 | 0 | 0 | 0 | 0 | 0 | 0 | 0 | 0 | 0 | 0 | 0 | 0 | 0.36571 | 0 | 0 | 9.2796e-06 | 9.2796e-06 | 0 | 0 | 0 | 0 | 0 | 20
2692_G_8 | NY_Zone A (West) | New York | 36 | Niagara | 63 | 2692 | 8 | Lewiston Niagara | 0 | 1962 | 9999 | Pumped Storage | [5 empty] | Non-Fossil | G | 2030 | Pumps |  | 0 | 0 | 0 | 0 | 0 | 0 | 0 | 0 | 0 | 0 | 0 | 0 | 0 | 0 | 0 | 0 | 0 | 0 | 0.61062 | 0.61062 | 0 | 0 | 0 | 0 | 0 | 0 | 0 | 0 | 0 | 0 | 0 | 0 | 0 | 0 | 0 | 0 | 0 | 0 | 0 | 0 | 0.36571 | 0 | 0 | 9.2796e-06 | 9.2796e-06 | 0 | 0 | 0 | 0 | 0 | 20
2692_G_9 | NY_Zone A (West) | New York | 36 | Niagara | 63 | 2692 | 9 | Lewiston Niagara | 0 | 1962 | 9999 | Pumped Storage | [5 empty] | Non-Fossil | G | 2030 | Pumps |  | 0 | 0 | 0 | 0 | 0 | 0 | 0 | 0 | 0 | 0 | 0 | 0 | 0 | 0 | 0 | 0 | 0 | 0 | 0.61062 | 0.61062 | 0 | 0 | 0 | 0 | 0 | 0 | 0 | 0 | 0 | 0 | 0 | 0 | 0 | 0 | 0 | 0 | 0 | 0 | 0 | 0 | 0.36571 | 0 | 0 | 9.2796e-06 | 9.2796e-06 | 0 | 0 | 0 | 0 | 0 | 20
2693_G_1 | NY_Zone A (West) | New York | 36 | Niagara | 63 | 2693 | 1 | Robert Moses Niagara | 0 | 1961 | 9999 | Hydro | [5 empty] | Non-Fossil | G | 2030 | Hydro |  | 0 | 0 | 0 | 0 | 0 | 0 | 0 | 0 | 0 | 0 | 0 | 0 | 0 | 0 | 0 | 0 | 289.4519 | 379.3183 | 455.5203 | 1124.2905 | 0 | 0 | 0 | 0 | 0 | 0 | 0 | 0 | 0 | 0 | 0 | 0 | 0 | 0 | 0 | 0 | 0 | 0 | 0 | 0 | 2.9609 | 0.40234 | 0.52725 | 0.63317 | 1.5628 | 0 | 0 | 0 | 0 | 0 | 187.3
2693_G_10 | NY_Zone A (West) | New York | 36 | Niagara | 63 | 2693 | 10 | Robert Moses Niagara | 0 | 1961 | 9999 | Hydro | [5 empty] | Non-Fossil | G | 2030 | Hydro |  | 0 | 0 | 0 | 0 | 0 | 0 | 0 | 0 | 0 | 0 | 0 | 0 | 0 | 0 | 0 | 0 | 289.4519 | 379.3183 | 455.5203 | 1124.2905 | 0 | 0 | 0 | 0 | 0 | 0 | 0 | 0 | 0 | 0 | 0 | 0 | 0 | 0 | 0 | 0 | 0 | 0 | 0 | 0 | 2.9609 | 0.40234 | 0.52725 | 0.63317 | 1.5628 | 0 | 0 | 0 | 0 | 0 | 187.3
2693_G_11 | NY_Zone A (West) | New York | 36 | Niagara | 63 | 2693 | 11 | Robert Moses Niagara | 0 | 1962 | 9999 | Hydro | [5 empty] | Non-Fossil | G | 2030 | Hydro |  | 0 | 0 | 0 | 0 | 0 | 0 | 0 | 0 | 0 | 0 | 0 | 0 | 0 | 0 | 0 | 0 | 289.4519 | 379.3183 | 455.5203 | 1124.2905 | 0 | 0 | 0 | 0 | 0 | 0 | 0 | 0 | 0 | 0 | 0 | 0 | 0 | 0 | 0 | 0 | 0 | 0 | 0 | 0 | 2.9609 | 0.40234 | 0.52725 | 0.63317 | 1.5628 | 0 | 0 | 0 | 0 | 0 | 187.3
2693_G_12 | NY_Zone A (West) | New York | 36 | Niagara | 63 | 2693 | 12 | Robert Moses Niagara | 0 | 1962 | 9999 | Hydro | [5 empty] | Non-Fossil | G | 2030 | Hydro |  | 0 | 0 | 0 | 0 | 0 | 0 | 0 | 0 | 0 | 0 | 0 | 0 | 0 | 0 | 0 | 0 | 289.4519 | 379.3183 | 455.5203 | 1124.2905 | 0 | 0 | 0 | 0 | 0 | 0 | 0 | 0 | 0 | 0 | 0 | 0 | 0 | 0 | 0 | 0 | 0 | 0 | 0 | 0 | 2.9609 | 0.40234 | 0.52725 | 0.63317 | 1.5628 | 0 | 0 | 0 | 0 | 0 | 187.3
2693_G_13 | NY_Zone A (West) | New York | 36 | Niagara | 63 | 2693 | 13 | Robert Moses Niagara | 0 | 1962 | 9999 | Hydro | [5 empty] | Non-Fossil | G | 2030 | Hydro |  | 0 | 0 | 0 | 0 | 0 | 0 | 0 | 0 | 0 | 0 | 0 | 0 | 0 | 0 | 0 | 0 | 289.4519 | 379.3183 | 455.5203 | 1124.2905 | 0 | 0 | 0 | 0 | 0 | 0 | 0 | 0 | 0 | 0 | 0 | 0 | 0 | 0 | 0 | 0 | 0 | 0 | 0 | 0 | 2.9609 | 0.40234 | 0.52725 | 0.63317 | 1.5628 | 0 | 0 | 0 | 0 | 0 | 187.3
2693_G_2 | NY_Zone A (West) | New York | 36 | Niagara | 63 | 2693 | 2 | Robert Moses Niagara | 0 | 1962 | 9999 | Hydro | [5 empty] | Non-Fossil | G | 2030 | Hydro |  | 0 | 0 | 0 | 0 | 0 | 0 | 0 | 0 | 0 | 0 | 0 | 0 | 0 | 0 | 0 | 0 | 289.4519 | 379.3183 | 455.5203 | 1124.2905 | 0 | 0 | 0 | 0 | 0 | 0 | 0 | 0 | 0 | 0 | 0 | 0 | 0 | 0 | 0 | 0 | 0 | 0 | 0 | 0 | 2.9609 | 0.40234 | 0.52725 | 0.63317 | 1.5628 | 0 | 0 | 0 | 0 | 0 | 187.3
2693_G_3 | NY_Zone A (West) | New York | 36 | Niagara | 63 | 2693 | 3 | Robert Moses Niagara | 0 | 1961 | 9999 | Hydro | [5 empty] | Non-Fossil | G | 2030 | Hydro |  | 0 | 0 | 0 | 0 | 0 | 0 | 0 | 0 | 0 | 0 | 0 | 0 | 0 | 0 | 0 | 0 | 289.4519 | 379.3183 | 455.5203 | 1124.2905 | 0 | 0 | 0 | 0 | 0 | 0 | 0 | 0 | 0 | 0 | 0 | 0 | 0 | 0 | 0 | 0 | 0 | 0 | 0 | 0 | 2.9609 | 0.40234 | 0.52725 | 0.63317 | 1.5628 | 0 | 0 | 0 | 0 | 0 | 187.3
2693_G_4 | NY_Zone A (West) | New York | 36 | Niagara | 63 | 2693 | 4 | Robert Moses Niagara | 0 | 1961 | 9999 | Hydro | [5 empty] | Non-Fossil | G | 2030 | Hydro |  | 0 | 0 | 0 | 0 | 0 | 0 | 0 | 0 | 0 | 0 | 0 | 0 | 0 | 0 | 0 | 0 | 289.4519 | 379.3183 | 455.5203 | 1124.2905 | 0 | 0 | 0 | 0 | 0 | 0 | 0 | 0 | 0 | 0 | 0 | 0 | 0 | 0 | 0 | 0 | 0 | 0 | 0 | 0 | 2.9609 | 0.40234 | 0.52725 | 0.63317 | 1.5628 | 0 | 0 | 0 | 0 | 0 | 187.3
2693_G_5 | NY_Zone A (West) | New York | 36 | Niagara | 63 | 2693 | 5 | Robert Moses Niagara | 0 | 1961 | 9999 | Hydro | [5 empty] | Non-Fossil | G | 2030 | Hydro |  | 0 | 0 | 0 | 0 | 0 | 0 | 0 | 0 | 0 | 0 | 0 | 0 | 0 | 0 | 0 | 0 | 289.4519 | 379.3183 | 455.5203 | 1124.2905 | 0 | 0 | 0 | 0 | 0 | 0 | 0 | 0 | 0 | 0 | 0 | 0 | 0 | 0 | 0 | 0 | 0 | 0 | 0 | 0 | 2.9609 | 0.40234 | 0.52725 | 0.63317 | 1.5628 | 0 | 0 | 0 | 0 | 0 | 187.3
2693_G_6 | NY_Zone A (West) | New York | 36 | Niagara | 63 | 2693 | 6 | Robert Moses Niagara | 0 | 1961 | 9999 | Hydro | [5 empty] | Non-Fossil | G | 2030 | Hydro |  | 0 | 0 | 0 | 0 | 0 | 0 | 0 | 0 | 0 | 0 | 0 | 0 | 0 | 0 | 0 | 0 | 289.4519 | 379.3183 | 455.5203 | 1124.2905 | 0 | 0 | 0 | 0 | 0 | 0 | 0 | 0 | 0 | 0 | 0 | 0 | 0 | 0 | 0 | 0 | 0 | 0 | 0 | 0 | 2.9609 | 0.40234 | 0.52725 | 0.63317 | 1.5628 | 0 | 0 | 0 | 0 | 0 | 187.3
2693_G_7 | NY_Zone A (West) | New York | 36 | Niagara | 63 | 2693 | 7 | Robert Moses Niagara | 0 | 1961 | 9999 | Hydro | [5 empty] | Non-Fossil | G | 2030 | Hydro |  | 0 | 0 | 0 | 0 | 0 | 0 | 0 | 0 | 0 | 0 | 0 | 0 | 0 | 0 | 0 | 0 | 289.4519 | 379.3183 | 455.5203 | 1124.2905 | 0 | 0 | 0 | 0 | 0 | 0 | 0 | 0 | 0 | 0 | 0 | 0 | 0 | 0 | 0 | 0 | 0 | 0 | 0 | 0 | 2.9609 | 0.40234 | 0.52725 | 0.63317 | 1.5628 | 0 | 0 | 0 | 0 | 0 | 187.3
2693_G_8 | NY_Zone A (West) | New York | 36 | Niagara | 63 | 2693 | 8 | Robert Moses Niagara | 0 | 1961 | 9999 | Hydro | [5 empty] | Non-Fossil | G | 2030 | Hydro |  | 0 | 0 | 0 | 0 | 0 | 0 | 0 | 0 | 0 | 0 | 0 | 0 | 0 | 0 | 0 | 0 | 289.4519 | 379.3183 | 455.5203 | 1124.2905 | 0 | 0 | 0 | 0 | 0 | 0 | 0 | 0 | 0 | 0 | 0 | 0 | 0 | 0 | 0 | 0 | 0 | 0 | 0 | 0 | 2.9609 | 0.40234 | 0.52725 | 0.63317 | 1.5628 | 0 | 0 | 0 | 0 | 0 | 187.3
2693_G_9 | NY_Zone A (West) | New York | 36 | Niagara | 63 | 2693 | 9 | Robert Moses Niagara | 0 | 1961 | 9999 | Hydro | [5 empty] | Non-Fossil | G | 2030 | Hydro |  | 0 | 0 | 0 | 0 | 0 | 0 | 0 | 0 | 0 | 0 | 0 | 0 | 0 | 0 | 0 | 0 | 289.4519 | 379.3183 | 455.5203 | 1124.2905 | 0 | 0 | 0 | 0 | 0 | 0 | 0 | 0 | 0 | 0 | 0 | 0 | 0 | 0 | 0 | 0 | 0 | 0 | 0 | 0 | 2.9609 | 0.40234 | 0.52725 | 0.63317 | 1.5628 | 0 | 0 | 0 | 0 | 0 | 187.3
2694_G_17 | NY_Zone D (North) | New York | 36 | St Lawrence | 89 | 2694 | 17 | Robert Moses Power Dam | 0 | 1959 | 9999 | Hydro | [5 empty] | Non-Fossil | G | 2030 | Hydro |  | 0 | 0 | 0 | 0 | 0 | 0 | 0 | 0 | 0 | 0 | 0 | 0 | 0 | 0 | 0 | 0 | 100.9313 | 123.8963 | 155.3782 | 380.2058 | 0 | 0 | 0 | 0 | 0 | 0 | 0 | 0 | 0 | 0 | 0 | 0 | 0 | 0 | 0 | 0 | 0 | 0 | 0 | 0 | 0.84574 | 0.14029 | 0.17222 | 0.21598 | 0.52849 | 0 | 0 | 0 | 0 | 0 | 53.5
2694_G_18 | NY_Zone D (North) | New York | 36 | St Lawrence | 89 | 2694 | 18 | Robert Moses Power Dam | 0 | 1959 | 9999 | Hydro | [5 empty] | Non-Fossil | G | 2030 | Hydro |  | 0 | 0 | 0 | 0 | 0 | 0 | 0 | 0 | 0 | 0 | 0 | 0 | 0 | 0 | 0 | 0 | 100.9313 | 123.8963 | 155.3782 | 380.2058 | 0 | 0 | 0 | 0 | 0 | 0 | 0 | 0 | 0 | 0 | 0 | 0 | 0 | 0 | 0 | 0 | 0 | 0 | 0 | 0 | 0.84574 | 0.14029 | 0.17222 | 0.21598 | 0.52849 | 0 | 0 | 0 | 0 | 0 | 53.5
2694_G_19 | NY_Zone D (North) | New York | 36 | St Lawrence | 89 | 2694 | 19 | Robert Moses Power Dam | 0 | 1959 | 9999 | Hydro | [5 empty] | Non-Fossil | G | 2030 | Hydro |  | 0 | 0 | 0 | 0 | 0 | 0 | 0 | 0 | 0 | 0 | 0 | 0 | 0 | 0 | 0 | 0 | 100.9313 | 123.8963 | 155.3782 | 380.2058 | 0 | 0 | 0 | 0 | 0 | 0 | 0 | 0 | 0 | 0 | 0 | 0 | 0 | 0 | 0 | 0 | 0 | 0 | 0 | 0 | 0.84574 | 0.14029 | 0.17222 | 0.21598 | 0.52849 | 0 | 0 | 0 | 0 | 0 | 53.5
2694_G_20 | NY_Zone D (North) | New York | 36 | St Lawrence | 89 | 2694 | 20 | Robert Moses Power Dam | 0 | 1959 | 9999 | Hydro | [5 empty] | Non-Fossil | G | 2030 | Hydro |  | 0 | 0 | 0 | 0 | 0 | 0 | 0 | 0 | 0 | 0 | 0 | 0 | 0 | 0 | 0 | 0 | 100.9313 | 123.8963 | 155.3782 | 380.2058 | 0 | 0 | 0 | 0 | 0 | 0 | 0 | 0 | 0 | 0 | 0 | 0 | 0 | 0 | 0 | 0 | 0 | 0 | 0 | 0 | 0.84574 | 0.14029 | 0.17222 | 0.21598 | 0.52849 | 0 | 0 | 0 | 0 | 0 | 53.5
2694_G_21 | NY_Zone D (North) | New York | 36 | St Lawrence | 89 | 2694 | 21 | Robert Moses Power Dam | 0 | 1959 | 9999 | Hydro | [5 empty] | Non-Fossil | G | 2030 | Hydro |  | 0 | 0 | 0 | 0 | 0 | 0 | 0 | 0 | 0 | 0 | 0 | 0 | 0 | 0 | 0 | 0 | 100.9313 | 123.8963 | 155.3782 | 380.2058 | 0 | 0 | 0 | 0 | 0 | 0 | 0 | 0 | 0 | 0 | 0 | 0 | 0 | 0 | 0 | 0 | 0 | 0 | 0 | 0 | 0.84574 | 0.14029 | 0.17222 | 0.21598 | 0.52849 | 0 | 0 | 0 | 0 | 0 | 53.5
2694_G_22 | NY_Zone D (North) | New York | 36 | St Lawrence | 89 | 2694 | 22 | Robert Moses Power Dam | 0 | 1959 | 9999 | Hydro | [5 empty] | Non-Fossil | G | 2030 | Hydro |  | 0 | 0 | 0 | 0 | 0 | 0 | 0 | 0 | 0 | 0 | 0 | 0 | 0 | 0 | 0 | 0 | 100.9313 | 123.8963 | 155.3782 | 380.2058 | 0 | 0 | 0 | 0 | 0 | 0 | 0 | 0 | 0 | 0 | 0 | 0 | 0 | 0 | 0 | 0 | 0 | 0 | 0 | 0 | 0.84574 | 0.14029 | 0.17222 | 0.21598 | 0.52849 | 0 | 0 | 0 | 0 | 0 | 53.5
2694_G_23 | NY_Zone D (North) | New York | 36 | St Lawrence | 89 | 2694 | 23 | Robert Moses Power Dam | 0 | 1959 | 9999 | Hydro | [5 empty] | Non-Fossil | G | 2030 | Hydro |  | 0 | 0 | 0 | 0 | 0 | 0 | 0 | 0 | 0 | 0 | 0 | 0 | 0 | 0 | 0 | 0 | 100.9313 | 123.8963 | 155.3782 | 380.2058 | 0 | 0 | 0 | 0 | 0 | 0 | 0 | 0 | 0 | 0 | 0 | 0 | 0 | 0 | 0 | 0 | 0 | 0 | 0 | 0 | 0.84574 | 0.14029 | 0.17222 | 0.21598 | 0.52849 | 0 | 0 | 0 | 0 | 0 | 53.5
2694_G_24 | NY_Zone D (North) | New York | 36 | St Lawrence | 89 | 2694 | 24 | Robert Moses Power Dam | 0 | 1958 | 9999 | Hydro | [5 empty] | Non-Fossil | G | 2030 | Hydro |  | 0 | 0 | 0 | 0 | 0 | 0 | 0 | 0 | 0 | 0 | 0 | 0 | 0 | 0 | 0 | 0 | 100.9313 | 123.8963 | 155.3782 | 380.2058 | 0 | 0 | 0 | 0 | 0 | 0 | 0 | 0 | 0 | 0 | 0 | 0 | 0 | 0 | 0 | 0 | 0 | 0 | 0 | 0 | 0.84574 | 0.14029 | 0.17222 | 0.21598 | 0.52849 | 0 | 0 | 0 | 0 | 0 | 53.5
2694_G_25 | NY_Zone D (North) | New York | 36 | St Lawrence | 89 | 2694 | 25 | Robert Moses Power Dam | 0 | 1958 | 9999 | Hydro | [5 empty] | Non-Fossil | G | 2030 | Hydro |  | 0 | 0 | 0 | 0 | 0 | 0 | 0 | 0 | 0 | 0 | 0 | 0 | 0 | 0 | 0 | 0 | 100.9313 | 123.8963 | 155.3782 | 380.2058 | 0 | 0 | 0 | 0 | 0 | 0 | 0 | 0 | 0 | 0 | 0 | 0 | 0 | 0 | 0 | 0 | 0 | 0 | 0 | 0 | 0.84574 | 0.14029 | 0.17222 | 0.21598 | 0.52849 | 0 | 0 | 0 | 0 | 0 | 53.5
2694_G_26 | NY_Zone D (North) | New York | 36 | St Lawrence | 89 | 2694 | 26 | Robert Moses Power Dam | 0 | 1958 | 9999 | Hydro | [5 empty] | Non-Fossil | G | 2030 | Hydro |  | 0 | 0 | 0 | 0 | 0 | 0 | 0 | 0 | 0 | 0 | 0 | 0 | 0 | 0 | 0 | 0 | 100.9313 | 123.8963 | 155.3782 | 380.2058 | 0 | 0 | 0 | 0 | 0 | 0 | 0 | 0 | 0 | 0 | 0 | 0 | 0 | 0 | 0 | 0 | 0 | 0 | 0 | 0 | 0.84574 | 0.14029 | 0.17222 | 0.21598 | 0.52849 | 0 | 0 | 0 | 0 | 0 | 53.5
2694_G_27 | NY_Zone D (North) | New York | 36 | St Lawrence | 89 | 2694 | 27 | Robert Moses Power Dam | 0 | 1958 | 9999 | Hydro | [5 empty] | Non-Fossil | G | 2030 | Hydro |  | 0 | 0 | 0 | 0 | 0 | 0 | 0 | 0 | 0 | 0 | 0 | 0 | 0 | 0 | 0 | 0 | 100.9313 | 123.8963 | 155.3782 | 380.2058 | 0 | 0 | 0 | 0 | 0 | 0 | 0 | 0 | 0 | 0 | 0 | 0 | 0 | 0 | 0 | 0 | 0 | 0 | 0 | 0 | 0.84574 | 0.14029 | 0.17222 | 0.21598 | 0.52849 | 0 | 0 | 0 | 0 | 0 | 53.5
2694_G_28 | NY_Zone D (North) | New York | 36 | St Lawrence | 89 | 2694 | 28 | Robert Moses Power Dam | 0 | 1958 | 9999 | Hydro | [5 empty] | Non-Fossil | G | 2030 | Hydro |  | 0 | 0 | 0 | 0 | 0 | 0 | 0 | 0 | 0 | 0 | 0 | 0 | 0 | 0 | 0 | 0 | 100.9313 | 123.8963 | 155.3782 | 380.2058 | 0 | 0 | 0 | 0 | 0 | 0 | 0 | 0 | 0 | 0 | 0 | 0 | 0 | 0 | 0 | 0 | 0 | 0 | 0 | 0 | 0.84574 | 0.14029 | 0.17222 | 0.21598 | 0.52849 | 0 | 0 | 0 | 0 | 0 | 53.5
2694_G_29 | NY_Zone D (North) | New York | 36 | St Lawrence | 89 | 2694 | 29 | Robert Moses Power Dam | 0 | 1958 | 9999 | Hydro | [5 empty] | Non-Fossil | G | 2030 | Hydro |  | 0 | 0 | 0 | 0 | 0 | 0 | 0 | 0 | 0 | 0 | 0 | 0 | 0 | 0 | 0 | 0 | 100.9313 | 123.8963 | 155.3782 | 380.2058 | 0 | 0 | 0 | 0 | 0 | 0 | 0 | 0 | 0 | 0 | 0 | 0 | 0 | 0 | 0 | 0 | 0 | 0 | 0 | 0 | 0.84574 | 0.14029 | 0.17222 | 0.21598 | 0.52849 | 0 | 0 | 0 | 0 | 0 | 53.5
2694_G_30 | NY_Zone D (North) | New York | 36 | St Lawrence | 89 | 2694 | 30 | Robert Moses Power Dam | 0 | 1958 | 9999 | Hydro | [5 empty] | Non-Fossil | G | 2030 | Hydro |  | 0 | 0 | 0 | 0 | 0 | 0 | 0 | 0 | 0 | 0 | 0 | 0 | 0 | 0 | 0 | 0 | 100.9313 | 123.8963 | 155.3782 | 380.2058 | 0 | 0 | 0 | 0 | 0 | 0 | 0 | 0 | 0 | 0 | 0 | 0 | 0 | 0 | 0 | 0 | 0 | 0 | 0 | 0 | 0.84574 | 0.14029 | 0.17222 | 0.21598 | 0.52849 | 0 | 0 | 0 | 0 | 0 | 53.5
2694_G_31 | NY_Zone D (North) | New York | 36 | St Lawrence | 89 | 2694 | 31 | Robert Moses Power Dam | 0 | 1958 | 9999 | Hydro | [5 empty] | Non-Fossil | G | 2030 | Hydro |  | 0 | 0 | 0 | 0 | 0 | 0 | 0 | 0 | 0 | 0 | 0 | 0 | 0 | 0 | 0 | 0 | 100.9313 | 123.8963 | 155.3782 | 380.2058 | 0 | 0 | 0 | 0 | 0 | 0 | 0 | 0 | 0 | 0 | 0 | 0 | 0 | 0 | 0 | 0 | 0 | 0 | 0 | 0 | 0.84574 | 0.14029 | 0.17222 | 0.21598 | 0.52849 | 0 | 0 | 0 | 0 | 0 | 53.5
2694_G_32 | NY_Zone D (North) | New York | 36 | St Lawrence | 89 | 2694 | 32 | Robert Moses Power Dam | 0 | 1958 | 9999 | Hydro | [5 empty] | Non-Fossil | G | 2030 | Hydro |  | 0 | 0 | 0 | 0 | 0 | 0 | 0 | 0 | 0 | 0 | 0 | 0 | 0 | 0 | 0 | 0 | 100.9313 | 123.8963 | 155.3782 | 380.2058 | 0 | 0 | 0 | 0 | 0 | 0 | 0 | 0 | 0 | 0 | 0 | 0 | 0 | 0 | 0 | 0 | 0 | 0 | 0 | 0 | 0.84574 | 0.14029 | 0.17222 | 0.21598 | 0.52849 | 0 | 0 | 0 | 0 | 0 | 53.5
2695_G_10 | NY_Zone K (LI) | New York | 36 | Nassau | 59 | 2695 | 10 | Charles P Keller | 18000 | 1954 | 9999 | Combustion Turbine | [5 empty] | Fossil | G | 2030 | NaturalGas |  | 0 | 0 | 0.00047941 | 0.00047941 | 0 | 0 | 0 | 0 | 0 | 0 | 0 | 0 | 0 | 0 | 0 | 0 | 0 | 0 | 0.026634 | 0.026634 | 0 | 0 | 0.028065 | 0.028065 | 0 | 0 | 3.3559e-11 | 3.3559e-11 | 0 | 0 | 9.0326e-05 | 9.0326e-05 | 0 | 0 | 0 | 0 | 0 | 0 | 0 | 0 | 0.15118 | 0 | 0 | 0.00012571 | 0.00012571 | 0 | 0 | 0.0010016 | 0.0010016 | 0 | 3.2
2695_G_11 | NY_Zone K (LI) | New York | 36 | Nassau | 59 | 2695 | 11 | Charles P Keller | 18000 | 1962 | 9999 | Combustion Turbine | [5 empty] | Fossil | G | 2030 | NaturalGas |  | 0 | 0 | 0.00077905 | 0.00077905 | 0 | 0 | 0 | 0 | 0 | 0 | 0 | 0 | 0 | 0 | 0 | 0 | 0 | 0 | 0.04328 | 0.04328 | 0 | 0 | 0.045605 | 0.045605 | 0 | 0 | 5.4533e-11 | 5.4533e-11 | 0 | 0 | 0.00014678 | 0.00014678 | 0 | 0 | 0 | 0 | 0 | 0 | 0 | 0 | 0.24566 | 0 | 0 | 0.00020428 | 0.00020428 | 0 | 0 | 0.0016276 | 0.0016276 | 0 | 5.2
2695_G_12 | NY_Zone K (LI) | New York | 36 | Nassau | 59 | 2695 | 12 | Charles P Keller | 18000 | 1967 | 9999 | Combustion Turbine | [5 empty] | Fossil | G | 2030 | NaturalGas |  | 0 | 0 | 0.00082399 | 0.00082399 | 0 | 0 | 0 | 0 | 0 | 0 | 0 | 0 | 0 | 0 | 0 | 0 | 0 | 0 | 0.045777 | 0.045777 | 0 | 0 | 0.048237 | 0.048237 | 0 | 0 | 5.7679e-11 | 5.7679e-11 | 0 | 0 | 0.00015525 | 0.00015525 | 0 | 0 | 0 | 0 | 0 | 0 | 0 | 0 | 0.25984 | 0 | 0 | 0.00021607 | 0.00021607 | 0 | 0 | 0.0017215 | 0.0017215 | 0 | 5.5
2695_G_13 | NY_Zone K (LI) | New York | 36 | Nassau | 59 | 2695 | 13 | Charles P Keller | 18000 | 1974 | 9999 | Combustion Turbine | [5 empty] | Fossil | G | 2030 | NaturalGas |  | 0 | 0 | 0.00082399 | 0.00082399 | 0 | 0 | 0 | 0 | 0 | 0 | 0 | 0 | 0 | 0 | 0 | 0 | 0 | 0 | 0.045777 | 0.045777 | 0 | 0 | 0.048237 | 0.048237 | 0 | 0 | 5.7679e-11 | 5.7679e-11 | 0 | 0 | 0.00015525 | 0.00015525 | 0 | 0 | 0 | 0 | 0 | 0 | 0 | 0 | 0.25984 | 0 | 0 | 0.00021607 | 0.00021607 | 0 | 0 | 0.0017215 | 0.0017215 | 0 | 5.5
2695_G_14 | NY_Zone K (LI) | New York | 36 | Nassau | 59 | 2695 | 14 | Charles P Keller | 18000 | 1994 | 9999 | Combustion Turbine | [5 empty] | Fossil | G | 2030 | NaturalGas |  | 0 | 0 | 0.00092886 | 0.00092886 | 0 | 0 | 0 | 0 | 0 | 0 | 0 | 0 | 0 | 0 | 0 | 0 | 0 | 0 | 0.051604 | 0.051604 | 0 | 0 | 0.054376 | 0.054376 | 0 | 0 | 6.502e-11 | 6.502e-11 | 0 | 0 | 0.00017501 | 0.00017501 | 0 | 0 | 0 | 0 | 0 | 0 | 0 | 0 | 0.29291 | 0 | 0 | 0.00024357 | 0.00024357 | 0 | 0 | 0.0019406 | 0.0019406 | 0 | 6.2
2695_G_7 | NY_Zone K (LI) | New York | 36 | Nassau | 59 | 2695 | 7 | Charles P Keller | 25000 | 1942 | 9999 | Combustion Turbine | [5 empty] | Fossil | G | 2030 | Oil |  | 0 | 0 | 0 | 0 | 0 | 0 | 0 | 0 | 0 | 0 | 0 | 0 | 0 | 0 | 0 | 0 | 0 | 0 | 0 | 0 | 0 | 0 | 0 | 0 | 0 | 0 | 0 | 0 | 0 | 0 | 0 | 0 | 0 | 0 | 0 | 0 | 0 | 0 | 0 | 0 | 4.7243e-08 | 0 | 0 | 0 | 0 | 0 | 0 | 0 | 0 | 0 | 1e-06
2695_G_8 | NY_Zone K (LI) | New York | 36 | Nassau | 59 | 2695 | 8 | Charles P Keller | 25000 | 1950 | 9999 | Combustion Turbine | [5 empty] | Fossil | G | 2030 | Oil |  | 0 | 0 | 0 | 0 | 0 | 0 | 0 | 0 | 0 | 0 | 0 | 0 | 0 | 0 | 0 | 0 | 0 | 0 | 0 | 0 | 0 | 0 | 0 | 0 | 0 | 0 | 0 | 0 | 0 | 0 | 0 | 0 | 0 | 0 | 0 | 0 | 0 | 0 | 0 | 0 | 4.7243e-08 | 0 | 0 | 0 | 0 | 0 | 0 | 0 | 0 | 0 | 1e-06
2695_G_9 | NY_Zone K (LI) | New York | 36 | Nassau | 59 | 2695 | 9 | Charles P Keller | 18000 | 1954 | 9999 | Combustion Turbine | [5 empty] | Fossil | G | 2030 | NaturalGas |  | 0 | 0 | 0.00047941 | 0.00047941 | 0 | 0 | 0 | 0 | 0 | 0 | 0 | 0 | 0 | 0 | 0 | 0 | 0 | 0 | 0.026634 | 0.026634 | 0 | 0 | 0.028065 | 0.028065 | 0 | 0 | 3.3559e-11 | 3.3559e-11 | 0 | 0 | 9.0326e-05 | 9.0326e-05 | 0 | 0 | 0 | 0 | 0 | 0 | 0 | 0 | 0.15118 | 0 | 0 | 0.00012571 | 0.00012571 | 0 | 0 | 0.0010016 | 0.0010016 | 0 | 3.2
270_G_H1 | WECC_Northern California (not including BANC) | California | 6 | Shasta | 89 | 270 | H1 | Pit 7 | 0 | 1965 | 9999 | Hydro | [5 empty] | Non-Fossil | G | 2030 | Hydro |  | 0 | 0 | 0 | 0 | 0 | 0 | 0 | 0 | 0 | 0 | 0 | 0 | 0 | 0 | 0 | 0 | 27.7105 | 44.1905 | 83.7405 | 155.6415 | 0 | 0 | 0 | 0 | 0 | 0 | 0 | 0 | 0 | 0 | 0 | 0 | 0 | 0 | 0 | 0 | 0 | 0 | 0 | 0 | 0.88526 | 0.038518 | 0.061425 | 0.1164 | 0.21634 | 0 | 0 | 0 | 0 | 0 | 56
270_G_H2 | WECC_Northern California (not including BANC) | California | 6 | Shasta | 89 | 270 | H2 | Pit 7 | 0 | 1965 | 9999 | Hydro | [5 empty] | Non-Fossil | G | 2030 | Hydro |  | 0 | 0 | 0 | 0 | 0 | 0 | 0 | 0 | 0 | 0 | 0 | 0 | 0 | 0 | 0 | 0 | 28.2053 | 44.9796 | 85.2359 | 158.4208 | 0 | 0 | 0 | 0 | 0 | 0 | 0 | 0 | 0 | 0 | 0 | 0 | 0 | 0 | 0 | 0 | 0 | 0 | 0 | 0 | 0.90107 | 0.039205 | 0.062522 | 0.11848 | 0.2202 | 0 | 0 | 0 | 0 | 0 | 57
2700_G_1 | NY_Zone C&E | New York | 36 | Jefferson | 45 | 2700 | 1 | Watertown | 0 | 1924 | 9999 | Hydro | [5 empty] | Non-Fossil | G | 2030 | Hydro |  | 0 | 0 | 0 | 0 | 0 | 0 | 0 | 0 | 0 | 0 | 0 | 0 | 0 | 0 | 0 | 0 | 2.5408 | 3.4389 | 4.2518 | 10.2316 | 0 | 0 | 0 | 0 | 0 | 0 | 0 | 0 | 0 | 0 | 0 | 0 | 0 | 0 | 0 | 0 | 0 | 0 | 0 | 0 | 0.033197 | 0.0035317 | 0.0047801 | 0.00591 | 0.014222 | 0 | 0 | 0 | 0 | 0 | 2.1
2700_G_2 | NY_Zone C&E | New York | 36 | Jefferson | 45 | 2700 | 2 | Watertown | 0 | 1924 | 9999 | Hydro | [5 empty] | Non-Fossil | G | 2030 | Hydro |  | 0 | 0 | 0 | 0 | 0 | 0 | 0 | 0 | 0 | 0 | 0 | 0 | 0 | 0 | 0 | 0 | 2.5408 | 3.4389 | 4.2518 | 10.2316 | 0 | 0 | 0 | 0 | 0 | 0 | 0 | 0 | 0 | 0 | 0 | 0 | 0 | 0 | 0 | 0 | 0 | 0 | 0 | 0 | 0.033197 | 0.0035317 | 0.0047801 | 0.00591 | 0.014222 | 0 | 0 | 0 | 0 | 0 | 2.1
2700_G_3 | NY_Zone C&E | New York | 36 | Jefferson | 45 | 2700 | 3 | Watertown | 0 | 1924 | 9999 | Hydro | [5 empty] | Non-Fossil | G | 2030 | Hydro |  | 0 | 0 | 0 | 0 | 0 | 0 | 0 | 0 | 0 | 0 | 0 | 0 | 0 | 0 | 0 | 0 | 2.5408 | 3.4389 | 4.2518 | 10.2316 | 0 | 0 | 0 | 0 | 0 | 0 | 0 | 0 | 0 | 0 | 0 | 0 | 0 | 0 | 0 | 0 | 0 | 0 | 0 | 0 | 0.033197 | 0.0035317 | 0.0047801 | 0.00591 | 0.014222 | 0 | 0 | 0 | 0 | 0 | 2.1
2706_G_CT5 | SERC_VACAR | North Carolina | 37 | Buncombe | 21 | 2706 | CT5 | Asheville | 7050 | 2019 | 9999 | Combined Cycle |  |  | SCR | DLNB + H2O |  | Fossil | G | 2030 | NaturalGas |  | 1.9322 | 2.4216 | 4.4424 | 8.7962 | 0 | 0 | 0 | 0 | 0 | 0 | 0 | 0 | 0 | 0 | 0 | 0 | 274.0717 | 343.4845 | 630.1338 | 1247.6901 | 113.1113 | 141.7585 | 260.0606 | 514.9304 | 1.3525e-07 | 1.6951e-07 | 3.1097e-07 | 6.1574e-07 | 0.03677 | 0.046082 | 0.084539 | 0.16739 | 0 | 0 | 0 | 0 | 0 | 0 | 0 | 0 | 6.0396 | 0.62627 | 0.78488 | 1.4399 | 2.851 | 6.2565 | 6.7053 | 12.162 | 25.1238 | 0 | 191.2 | SCR
2706_G_CT7 | SERC_VACAR | North Carolina | 37 | Buncombe | 21 | 2706 | CT7 | Asheville | 7050 | 2019 | 9999 | Combined Cycle |  |  | SCR | DLNB + H2O |  | Fossil | G | 2030 | NaturalGas |  | 1.9322 | 2.4216 | 4.4424 | 8.7962 | 0 | 0 | 0 | 0 | 0 | 0 | 0 | 0 | 0 | 0 | 0 | 0 | 274.0717 | 343.4845 | 630.1338 | 1247.6901 | 113.1113 | 141.7585 | 260.0606 | 514.9304 | 1.3525e-07 | 1.6951e-07 | 3.1097e-07 | 6.1574e-07 | 0.038511 | 0.048265 | 0.088543 | 0.17532 | 0 | 0 | 0 | 0 | 0 | 0 | 0 | 0 | 6.0396 | 0.62627 | 0.78488 | 1.4399 | 2.851 | 6.2565 | 6.7053 | 12.162 | 25.1238 | 0 | 191.2 | SCR
2706_G_GT1 | SERC_VACAR | North Carolina | 37 | Buncombe | 21 | 2706 | GT1 | Asheville | 11753 | 1999 | 9999 | Combustion Turbine |  |  |  | H2O |  | Fossil | G | 2030 | NaturalGas |  | 0.033723 | 0 | 0 | 0.033723 | 0 | 0 | 0 | 0 | 0 | 0 | 0 | 0 | 0 | 0 | 0 | 0 | 2.8693 | 0 | 0 | 2.8693 | 1.9742 | 0 | 0 | 1.9742 | 2.3606e-09 | 0 | 0 | 2.3606e-09 | 0.001944 | 0 | 0 | 0.001944 | 0 | 0 | 0 | 0 | 0 | 0 | 0 | 0 | 3.156 | 0.013228 | 0 | 0 | 0.013228 | 0.1092 | 0 | 0 | 0.1092 | 0 | 160
2706_G_GT2 | SERC_VACAR | North Carolina | 37 | Buncombe | 21 | 2706 | GT2 | Asheville | 11751 | 2000 | 9999 | Combustion Turbine |  |  |  | H2O |  | Fossil | G | 2030 | NaturalGas |  | 0.033717 | 0 | 0 | 0.033717 | 0 | 0 | 0 | 0 | 0 | 0 | 0 | 0 | 0 | 0 | 0 | 0 | 2.8693 | 0 | 0 | 2.8693 | 1.9738 | 0 | 0 | 1.9738 | 2.3602e-09 | 0 | 0 | 2.3602e-09 | 0.0015491 | 0 | 0 | 0.0015491 | 0 | 0 | 0 | 0 | 0 | 0 | 0 | 0 | 3.156 | 0.013228 | 0 | 0 | 0.013228 | 0.10918 | 0 | 0 | 0.10918 | 0 | 160
2706_G_ST6 | SERC_VACAR | North Carolina | 37 | Buncombe | 21 | 2706 | ST6 | Asheville | 7050 | 2019 | 9999 | Combined Cycle |  |  | SCR | DLNB + H2O |  | Fossil | G | 2030 | NaturalGas |  | 1.0308 | 1.2918 | 2.3699 | 4.6925 | 0 | 0 | 0 | 0 | 0 | 0 | 0 | 0 | 0 | 0 | 0 | 0 | 146.2098 | 183.2397 | 336.1592 | 665.6087 | 60.3418 | 75.6243 | 138.7353 | 274.7014 | 7.2155e-08 | 9.0429e-08 | 1.6589e-07 | 3.2848e-07 | 0.019616 | 0.024584 | 0.0451 | 0.089299 | 0 | 0 | 0 | 0 | 0 | 0 | 0 | 0 | 3.222 | 0.3341 | 0.41871 | 0.76814 | 1.521 | 3.3377 | 3.5771 | 6.4881 | 13.4029 | 0 | 102 | SCR
2706_G_ST8 | SERC_VACAR | North Carolina | 37 | Buncombe | 21 | 2706 | ST8 | Asheville | 7050 | 2019 | 9999 | Combined Cycle |  |  | SCR | DLNB + H2O |  | Fossil | G | 2030 | NaturalGas |  | 1.0308 | 1.2918 | 2.3699 | 4.6925 | 0 | 0 | 0 | 0 | 0 | 0 | 0 | 0 | 0 | 0 | 0 | 0 | 146.2098 | 183.2397 | 336.1592 | 665.6087 | 60.3418 | 75.6243 | 138.7353 | 274.7014 | 7.2155e-08 | 9.0429e-08 | 1.6589e-07 | 3.2848e-07 | 0.020545 | 0.025748 | 0.047235 | 0.093528 | 0 | 0 | 0 | 0 | 0 | 0 | 0 | 0 | 3.222 | 0.3341 | 0.41871 | 0.76814 | 1.521 | 3.3377 | 3.5771 | 6.4881 | 13.4029 | 0 | 102 | SCR
2707_G_1 | SERC_VACAR | North Carolina | 37 | Anson | 7 | 2707 | 1 | Blewett | 0 | 1912 | 9999 | Hydro | [5 empty] | Non-Fossil | G | 2030 | Hydro |  | 0 | 0 | 0 | 0 | 0 | 0 | 0 | 0 | 0 | 0 | 0 | 0 | 0 | 0 | 0 | 0 | 3.8443 | 4.3265 | 4.7315 | 12.9023 | 0 | 0 | 0 | 0 | 0 | 0 | 0 | 0 | 0 | 0 | 0 | 0 | 0 | 0 | 0 | 0 | 0 | 0 | 0 | 0 | 0.063233 | 0.0053435 | 0.0060139 | 0.0065768 | 0.017934 | 0 | 0 | 0 | 0 | 0 | 4
2707_G_2 | SERC_VACAR | North Carolina | 37 | Anson | 7 | 2707 | 2 | Blewett | 0 | 1912 | 9999 | Hydro | [5 empty] | Non-Fossil | G | 2030 | Hydro |  | 0 | 0 | 0 | 0 | 0 | 0 | 0 | 0 | 0 | 0 | 0 | 0 | 0 | 0 | 0 | 0 | 3.8443 | 4.3265 | 4.7315 | 12.9023 | 0 | 0 | 0 | 0 | 0 | 0 | 0 | 0 | 0 | 0 | 0 | 0 | 0 | 0 | 0 | 0 | 0 | 0 | 0 | 0 | 0.063233 | 0.0053435 | 0.0060139 | 0.0065768 | 0.017934 | 0 | 0 | 0 | 0 | 0 | 4
2707_G_3 | SERC_VACAR | North Carolina | 37 | Anson | 7 | 2707 | 3 | Blewett | 0 | 1912 | 9999 | Hydro | [5 empty] | Non-Fossil | G | 2030 | Hydro |  | 0 | 0 | 0 | 0 | 0 | 0 | 0 | 0 | 0 | 0 | 0 | 0 | 0 | 0 | 0 | 0 | 3.8443 | 4.3265 | 4.7315 | 12.9023 | 0 | 0 | 0 | 0 | 0 | 0 | 0 | 0 | 0 | 0 | 0 | 0 | 0 | 0 | 0 | 0 | 0 | 0 | 0 | 0 | 0.063233 | 0.0053435 | 0.0060139 | 0.0065768 | 0.017934 | 0 | 0 | 0 | 0 | 0 | 4
2707_G_4 | SERC_VACAR | North Carolina | 37 | Anson | 7 | 2707 | 4 | Blewett | 0 | 1912 | 9999 | Hydro | [5 empty] | Non-Fossil | G | 2030 | Hydro |  | 0 | 0 | 0 | 0 | 0 | 0 | 0 | 0 | 0 | 0 | 0 | 0 | 0 | 0 | 0 | 0 | 4.8053 | 5.4082 | 5.9144 | 16.1279 | 0 | 0 | 0 | 0 | 0 | 0 | 0 | 0 | 0 | 0 | 0 | 0 | 0 | 0 | 0 | 0 | 0 | 0 | 0 | 0 | 0.079041 | 0.0066794 | 0.0075174 | 0.008221 | 0.022418 | 0 | 0 | 0 | 0 | 0 | 5
2707_G_5 | SERC_VACAR | North Carolina | 37 | Anson | 7 | 2707 | 5 | Blewett | 0 | 1912 | 9999 | Hydro | [5 empty] | Non-Fossil | G | 2030 | Hydro |  | 0 | 0 | 0 | 0 | 0 | 0 | 0 | 0 | 0 | 0 | 0 | 0 | 0 | 0 | 0 | 0 | 4.8053 | 5.4082 | 5.9144 | 16.1279 | 0 | 0 | 0 | 0 | 0 | 0 | 0 | 0 | 0 | 0 | 0 | 0 | 0 | 0 | 0 | 0 | 0 | 0 | 0 | 0 | 0.079041 | 0.0066794 | 0.0075174 | 0.008221 | 0.022418 | 0 | 0 | 0 | 0 | 0 | 5
2707_G_6 | SERC_VACAR | North Carolina | 37 | Anson | 7 | 2707 | 6 | Blewett | 0 | 1912 | 9999 | Hydro | [5 empty] | Non-Fossil | G | 2030 | Hydro |  | 0 | 0 | 0 | 0 | 0 | 0 | 0 | 0 | 0 | 0 | 0 | 0 | 0 | 0 | 0 | 0 | 4.8053 | 5.4082 | 5.9144 | 16.1279 | 0 | 0 | 0 | 0 | 0 | 0 | 0 | 0 | 0 | 0 | 0 | 0 | 0 | 0 | 0 | 0 | 0 | 0 | 0 | 0 | 0.079041 | 0.0066794 | 0.0075174 | 0.008221 | 0.022418 | 0 | 0 | 0 | 0 | 0 | 5
2707_G_GT1 | SERC_VACAR | North Carolina | 37 | Anson | 7 | 2707 | GT1 | Blewett | 25000 | 1971 | 9999 | Combustion Turbine | [5 empty] | Fossil | G | 2030 | Oil |  | 0 | 0 | 0 | 0 | 0 | 0 | 0 | 0 | 0 | 0 | 0 | 0 | 0 | 0 | 0 | 0 | 0 | 0 | 0 | 0 | 0 | 0 | 0 | 0 | 0 | 0 | 0 | 0 | 0 | 0 | 0 | 0 | 0 | 0 | 0 | 0 | 0 | 0 | 0 | 0 | 0.57309 | 0 | 0 | 0 | 0 | 0 | 0 | 0 | 0 | 0 | 13
2707_G_GT2 | SERC_VACAR | North Carolina | 37 | Anson | 7 | 2707 | GT2 | Blewett | 25000 | 1971 | 9999 | Combustion Turbine | [5 empty] | Fossil | G | 2030 | Oil |  | 0 | 0 | 0 | 0 | 0 | 0 | 0 | 0 | 0 | 0 | 0 | 0 | 0 | 0 | 0 | 0 | 0 | 0 | 0 | 0 | 0 | 0 | 0 | 0 | 0 | 0 | 0 | 0 | 0 | 0 | 0 | 0 | 0 | 0 | 0 | 0 | 0 | 0 | 0 | 0 | 0.57309 | 0 | 0 | 0 | 0 | 0 | 0 | 0 | 0 | 0 | 13
2707_G_GT3 | SERC_VACAR | North Carolina | 37 | Anson | 7 | 2707 | GT3 | Blewett | 25000 | 1971 | 9999 | Combustion Turbine | [5 empty] | Fossil | G | 2030 | Oil |  | 0 | 0 | 0 | 0 | 0 | 0 | 0 | 0 | 0 | 0 | 0 | 0 | 0 | 0 | 0 | 0 | 0 | 0 | 0 | 0 | 0 | 0 | 0 | 0 | 0 | 0 | 0 | 0 | 0 | 0 | 0 | 0 | 0 | 0 | 0 | 0 | 0 | 0 | 0 | 0 | 0.57309 | 0 | 0 | 0 | 0 | 0 | 0 | 0 | 0 | 0 | 13
2707_G_GT4 | SERC_VACAR | North Carolina | 37 | Anson | 7 | 2707 | GT4 | Blewett | 25000 | 1971 | 9999 | Combustion Turbine | [5 empty] | Fossil | G | 2030 | Oil |  | 0 | 0 | 0 | 0 | 0 | 0 | 0 | 0 | 0 | 0 | 0 | 0 | 0 | 0 | 0 | 0 | 0 | 0 | 0 | 0 | 0 | 0 | 0 | 0 | 0 | 0 | 0 | 0 | 0 | 0 | 0 | 0 | 0 | 0 | 0 | 0 | 0 | 0 | 0 | 0 | 0.57309 | 0 | 0 | 0 | 0 | 0 | 0 | 0 | 0 | 0 | 13
2710_G_HC1 | SERC_VACAR | North Carolina | 37 | Madison | 115 | 2710 | HC1 | Marshall Dam | 0 | 1985 | 9999 | Hydro | [5 empty] | Non-Fossil | G | 2030 | Hydro |  | 0 | 0 | 0 | 0 | 0 | 0 | 0 | 0 | 0 | 0 | 0 | 0 | 0 | 0 | 0 | 0 | 1.9221 | 2.1633 | 2.3658 | 6.4512 | 0 | 0 | 0 | 0 | 0 | 0 | 0 | 0 | 0 | 0 | 0 | 0 | 0 | 0 | 0 | 0 | 0 | 0 | 0 | 0 | 0.031616 | 0.0026718 | 0.0030069 | 0.0032884 | 0.0089671 | 0 | 0 | 0 | 0 | 0 | 2
2710_G_HC2 | SERC_VACAR | North Carolina | 37 | Madison | 115 | 2710 | HC2 | Marshall Dam | 0 | 1985 | 9999 | Hydro | [5 empty] | Non-Fossil | G | 2030 | Hydro |  | 0 | 0 | 0 | 0 | 0 | 0 | 0 | 0 | 0 | 0 | 0 | 0 | 0 | 0 | 0 | 0 | 1.9221 | 2.1633 | 2.3658 | 6.4512 | 0 | 0 | 0 | 0 | 0 | 0 | 0 | 0 | 0 | 0 | 0 | 0 | 0 | 0 | 0 | 0 | 0 | 0 | 0 | 0 | 0.031616 | 0.0026718 | 0.0030069 | 0.0032884 | 0.0089671 | 0 | 0 | 0 | 0 | 0 | 2
2712_B_1 | SERC_VACAR | North Carolina | 37 | Person | 145 | 2712 | 1 | Roxboro | 10245 | 1966 | 9999 | Coal Steam | wall | dry | ESPC + Wet Scrubber + SCR | LNB + OFA | Wet Scrubber | Fossil | B | 2030 |  | Coal Retirement | 0 | 0 | 0 | 0 | 0 | 0 | 0 | 0 | 0 | 0 | 0 | 0 | 0 | 0 | 0 | 0 | 0 | 0 | 0 | 0 | 0 | 0 | 0 | 0 | 0 | 0 | 0 | 0 | 0 | 0 | 0 | 0 | 0 | 0 | 0 | 0 | 0 | 0 | 0 | 0 | 0 | 0 | 0 | 0 | 0 | 0 | 0 | 0 | 0 | 0 | 379 | Scrubber / SCR | Wet Scrubber
2712_B_2 | SERC_VACAR | North Carolina | 37 | Person | 145 | 2712 | 2 | Roxboro | 10393 | 1968 | 9999 | Coal Steam | tangential | dry | ESPC + Wet Scrubber + SCR | LNC2 + OFA | Wet Scrubber | Fossil | B | 2030 |  | Coal Retirement | 0 | 0 | 0 | 0 | 0 | 0 | 0 | 0 | 0 | 0 | 0 | 0 | 0 | 0 | 0 | 0 | 0 | 0 | 0 | 0 | 0 | 0 | 0 | 0 | 0 | 0 | 0 | 0 | 0 | 0 | 0 | 0 | 0 | 0 | 0 | 0 | 0 | 0 | 0 | 0 | 0 | 0 | 0 | 0 | 0 | 0 | 0 | 0 | 0 | 0 | 668 | Scrubber / SCR | Wet Scrubber
2712_B_3A | SERC_VACAR | North Carolina | 37 | Person | 145 | 2712 | 3A | Roxboro | 10296 | 1973 | 9999 | Coal Steam | wall | dry | ESPC + Wet Scrubber + SCR | LNB + OFA | Wet Scrubber | Fossil | B | 2030 |  | Coal Retirement | 0 | 0 | 0 | 0 | 0 | 0 | 0 | 0 | 0 | 0 | 0 | 0 | 0 | 0 | 0 | 0 | 0 | 0 | 0 | 0 | 0 | 0 | 0 | 0 | 0 | 0 | 0 | 0 | 0 | 0 | 0 | 0 | 0 | 0 | 0 | 0 | 0 | 0 | 0 | 0 | 0 | 0 | 0 | 0 | 0 | 0 | 0 | 0 | 0 | 0 | 347 | Scrubber / SCR | Wet Scrubber
2712_B_3B | SERC_VACAR | North Carolina | 37 | Person | 145 | 2712 | 3B | Roxboro | 10296 | 1973 | 9999 | Coal Steam | wall | dry | ESPC + Wet Scrubber + SCR | LNB + OFA | Wet Scrubber | Fossil | B | 2030 |  | Coal Retirement | 0 | 0 | 0 | 0 | 0 | 0 | 0 | 0 | 0 | 0 | 0 | 0 | 0 | 0 | 0 | 0 | 0 | 0 | 0 | 0 | 0 | 0 | 0 | 0 | 0 | 0 | 0 | 0 | 0 | 0 | 0 | 0 | 0 | 0 | 0 | 0 | 0 | 0 | 0 | 0 | 0 | 0 | 0 | 0 | 0 | 0 | 0 | 0 | 0 | 0 | 347 | Scrubber / SCR | Wet Scrubber
2712_B_4A | SERC_VACAR | North Carolina | 37 | Person | 145 | 2712 | 4A | Roxboro | 10364 | 1980 | 9999 | Coal Steam | wall | dry | ESPH + Wet Scrubber + SCR | LNB + OFA | Wet Scrubber | Fossil | B | 2030 |  | Coal Retirement | 0 | 0 | 0 | 0 | 0 | 0 | 0 | 0 | 0 | 0 | 0 | 0 | 0 | 0 | 0 | 0 | 0 | 0 | 0 | 0 | 0 | 0 | 0 | 0 | 0 | 0 | 0 | 0 | 0 | 0 | 0 | 0 | 0 | 0 | 0 | 0 | 0 | 0 | 0 | 0 | 0 | 0 | 0 | 0 | 0 | 0 | 0 | 0 | 0 | 0 | 349 | Scrubber / SCR | Wet Scrubber
2712_B_4B | SERC_VACAR | North Carolina | 37 | Person | 145 | 2712 | 4B | Roxboro | 10364 | 1980 | 9999 | Coal Steam | wall | dry | ESPH + Wet Scrubber + SCR | LNB + OFA | Wet Scrubber | Fossil | B | 2030 |  | Coal Retirement | 0 | 0 | 0 | 0 | 0 | 0 | 0 | 0 | 0 | 0 | 0 | 0 | 0 | 0 | 0 | 0 | 0 | 0 | 0 | 0 | 0 | 0 | 0 | 0 | 0 | 0 | 0 | 0 | 0 | 0 | 0 | 0 | 0 | 0 | 0 | 0 | 0 | 0 | 0 | 0 | 0 | 0 | 0 | 0 | 0 | 0 | 0 | 0 | 0 | 0 | 349 | Scrubber / SCR | Wet Scrubber
2714_G_1 | SERC_VACAR | North Carolina | 37 | Montgomery | 123 | 2714 | 1 | Tillery | 0 | 1928 | 9999 | Hydro | [5 empty] | Non-Fossil | G | 2030 | Hydro |  | 0 | 0 | 0 | 0 | 0 | 0 | 0 | 0 | 0 | 0 | 0 | 0 | 0 | 0 | 0 | 0 | 20.1824 | 22.7143 | 24.8405 | 67.7372 | 0 | 0 | 0 | 0 | 0 | 0 | 0 | 0 | 0 | 0 | 0 | 0 | 0 | 0 | 0 | 0 | 0 | 0 | 0 | 0 | 0.33197 | 0.028054 | 0.031573 | 0.034528 | 0.094155 | 0 | 0 | 0 | 0 | 0 | 21
2714_G_2 | SERC_VACAR | North Carolina | 37 | Montgomery | 123 | 2714 | 2 | Tillery | 0 | 1928 | 9999 | Hydro | [5 empty] | Non-Fossil | G | 2030 | Hydro |  | 0 | 0 | 0 | 0 | 0 | 0 | 0 | 0 | 0 | 0 | 0 | 0 | 0 | 0 | 0 | 0 | 17.2992 | 19.4694 | 21.2919 | 58.0605 | 0 | 0 | 0 | 0 | 0 | 0 | 0 | 0 | 0 | 0 | 0 | 0 | 0 | 0 | 0 | 0 | 0 | 0 | 0 | 0 | 0.28455 | 0.024046 | 0.027062 | 0.029596 | 0.080704 | 0 | 0 | 0 | 0 | 0 | 18
2714_G_3 | SERC_VACAR | North Carolina | 37 | Montgomery | 123 | 2714 | 3 | Tillery | 0 | 1928 | 9999 | Hydro | [5 empty] | Non-Fossil | G | 2030 | Hydro |  | 0 | 0 | 0 | 0 | 0 | 0 | 0 | 0 | 0 | 0 | 0 | 0 | 0 | 0 | 0 | 0 | 20.1824 | 22.7143 | 24.8405 | 67.7372 | 0 | 0 | 0 | 0 | 0 | 0 | 0 | 0 | 0 | 0 | 0 | 0 | 0 | 0 | 0 | 0 | 0 | 0 | 0 | 0 | 0.33197 | 0.028054 | 0.031573 | 0.034528 | 0.094155 | 0 | 0 | 0 | 0 | 0 | 21
2714_G_4 | SERC_VACAR | North Carolina | 37 | Montgomery | 123 | 2714 | 4 | Tillery | 0 | 1960 | 9999 | Hydro | [5 empty] | Non-Fossil | G | 2030 | Hydro |  | 0 | 0 | 0 | 0 | 0 | 0 | 0 | 0 | 0 | 0 | 0 | 0 | 0 | 0 | 0 | 0 | 23.0656 | 25.9592 | 28.3892 | 77.414 | 0 | 0 | 0 | 0 | 0 | 0 | 0 | 0 | 0 | 0 | 0 | 0 | 0 | 0 | 0 | 0 | 0 | 0 | 0 | 0 | 0.3794 | 0.032061 | 0.036083 | 0.039461 | 0.10761 | 0 | 0 | 0 | 0 | 0 | 24
2715_G_1 | SERC_VACAR | North Carolina | 37 | Haywood | 87 | 2715 | 1 | Walters | 0 | 1930 | 9999 | Hydro | [5 empty] | Non-Fossil | G | 2030 | Hydro |  | 0 | 0 | 0 | 0 | 0 | 0 | 0 | 0 | 0 | 0 | 0 | 0 | 0 | 0 | 0 | 0 | 34.5984 | 38.9388 | 42.5837 | 116.121 | 0 | 0 | 0 | 0 | 0 | 0 | 0 | 0 | 0 | 0 | 0 | 0 | 0 | 0 | 0 | 0 | 0 | 0 | 0 | 0 | 0.5691 | 0.048092 | 0.054125 | 0.059191 | 0.16141 | 0 | 0 | 0 | 0 | 0 | 36
2715_G_2 | SERC_VACAR | North Carolina | 37 | Haywood | 87 | 2715 | 2 | Walters | 0 | 1930 | 9999 | Hydro | [5 empty] | Non-Fossil | G | 2030 | Hydro |  | 0 | 0 | 0 | 0 | 0 | 0 | 0 | 0 | 0 | 0 | 0 | 0 | 0 | 0 | 0 | 0 | 38.4426 | 43.2654 | 47.3153 | 129.0233 | 0 | 0 | 0 | 0 | 0 | 0 | 0 | 0 | 0 | 0 | 0 | 0 | 0 | 0 | 0 | 0 | 0 | 0 | 0 | 0 | 0.63233 | 0.053435 | 0.060139 | 0.065768 | 0.17934 | 0 | 0 | 0 | 0 | 0 | 40
2715_G_3 | SERC_VACAR | North Carolina | 37 | Haywood | 87 | 2715 | 3 | Walters | 0 | 1930 | 9999 | Hydro | [5 empty] | Non-Fossil | G | 2030 | Hydro |  | 0 | 0 | 0 | 0 | 0 | 0 | 0 | 0 | 0 | 0 | 0 | 0 | 0 | 0 | 0 | 0 | 34.5984 | 38.9388 | 42.5837 | 116.121 | 0 | 0 | 0 | 0 | 0 | 0 | 0 | 0 | 0 | 0 | 0 | 0 | 0 | 0 | 0 | 0 | 0 | 0 | 0 | 0 | 0.5691 | 0.048092 | 0.054125 | 0.059191 | 0.16141 | 0 | 0 | 0 | 0 | 0 | 36
2716_G_GT1 | SERC_VACAR | North Carolina | 37 | Robeson | 155 | 2716 | GT1 | W H Weatherspoon | 25000 | 1970 | 9999 | Combustion Turbine | [5 empty] | Fossil | G | 2030 | Oil |  | 0 | 0 | 0 | 0 | 0 | 0 | 0 | 0 | 0 | 0 | 0 | 0 | 0 | 0 | 0 | 0 | 0 | 0 | 0 | 0 | 0 | 0 | 0 | 0 | 0 | 0 | 0 | 0 | 0 | 0 | 0 | 0 | 0 | 0 | 0 | 0 | 0 | 0 | 0 | 0 | 1.3666 | 0 | 0 | 0 | 0 | 0 | 0 | 0 | 0 | 0 | 31
2716_G_GT2 | SERC_VACAR | North Carolina | 37 | Robeson | 155 | 2716 | GT2 | W H Weatherspoon | 25000 | 1970 | 9999 | Combustion Turbine | [5 empty] | Fossil | G | 2030 | Oil |  | 0 | 0 | 0 | 0 | 0 | 0 | 0 | 0 | 0 | 0 | 0 | 0 | 0 | 0 | 0 | 0 | 0 | 0 | 0 | 0 | 0 | 0 | 0 | 0 | 0 | 0 | 0 | 0 | 0 | 0 | 0 | 0 | 0 | 0 | 0 | 0 | 0 | 0 | 0 | 0 | 1.3666 | 0 | 0 | 0 | 0 | 0 | 0 | 0 | 0 | 0 | 31
2716_G_GT3 | SERC_VACAR | North Carolina | 37 | Robeson | 155 | 2716 | GT3 | W H Weatherspoon | 25000 | 1971 | 9999 | Combustion Turbine | [5 empty] | Fossil | G | 2030 | Oil |  | 0 | 0 | 0 | 0 | 0 | 0 | 0 | 0 | 0 | 0 | 0 | 0 | 0 | 0 | 0 | 0 | 0 | 0 | 0 | 0 | 0 | 0 | 0 | 0 | 0 | 0 | 0 | 0 | 0 | 0 | 0 | 0 | 0 | 0 | 0 | 0 | 0 | 0 | 0 | 0 | 1.4107 | 0 | 0 | 0 | 0 | 0 | 0 | 0 | 0 | 0 | 32
2716_G_GT4 | SERC_VACAR | North Carolina | 37 | Robeson | 155 | 2716 | GT4 | W H Weatherspoon | 25000 | 1971 | 9999 | Combustion Turbine | [5 empty] | Fossil | G | 2030 | Oil |  | 0 | 0 | 0 | 0 | 0 | 0 | 0 | 0 | 0 | 0 | 0 | 0 | 0 | 0 | 0 | 0 | 0 | 0 | 0 | 0 | 0 | 0 | 0 | 0 | 0 | 0 | 0 | 0 | 0 | 0 | 0 | 0 | 0 | 0 | 0 | 0 | 0 | 0 | 0 | 0 | 1.3225 | 0 | 0 | 0 | 0 | 0 | 0 | 0 | 0 | 0 | 30
2718_B_5 | SERC_VACAR | North Carolina | 37 | Gaston | 71 | 2718 | 5 | G G Allen | 10349 | 1961 | 9999 | Coal Steam | tangential | dry | ESPC + Wet Scrubber + SNCR + Mercury Control | LNC3 | Wet Scrubber | Fossil | B | 2030 |  | Coal Retirement | 0 | 0 | 0 | 0 | 0 | 0 | 0 | 0 | 0 | 0 | 0 | 0 | 0 | 0 | 0 | 0 | 0 | 0 | 0 | 0 | 0 | 0 | 0 | 0 | 0 | 0 | 0 | 0 | 0 | 0 | 0 | 0 | 0 | 0 | 0 | 0 | 0 | 0 | 0 | 0 | 0 | 0 | 0 | 0 | 0 | 0 | 0 | 0 | 0 | 0 | 259 | Scrubber / SNCR / Mercury Control | Wet Scrubber
2719_G_1 | SERC_VACAR | North Carolina | 37 | Burke | 23 | 2719 | 1 | Bridgewater | 0 | 1919 | 9999 | Hydro | [5 empty] | Non-Fossil | G | 2030 | Hydro |  | 0 | 0 | 0 | 0 | 0 | 0 | 0 | 0 | 0 | 0 | 0 | 0 | 0 | 0 | 0 | 0 | 5.2343 | 5.4524 | 6.5621 | 17.2489 | 0 | 0 | 0 | 0 | 0 | 0 | 0 | 0 | 0 | 0 | 0 | 0 | 0 | 0 | 0 | 0 | 0 | 0 | 0 | 0 | 0.23712 | 0.0072757 | 0.0075789 | 0.0091214 | 0.023976 | 0 | 0 | 0 | 0 | 0 | 15
2719_G_2 | SERC_VACAR | North Carolina | 37 | Burke | 23 | 2719 | 2 | Bridgewater | 0 | 1919 | 9999 | Hydro | [5 empty] | Non-Fossil | G | 2030 | Hydro |  | 0 | 0 | 0 | 0 | 0 | 0 | 0 | 0 | 0 | 0 | 0 | 0 | 0 | 0 | 0 | 0 | 5.2343 | 5.4524 | 6.5621 | 17.2489 | 0 | 0 | 0 | 0 | 0 | 0 | 0 | 0 | 0 | 0 | 0 | 0 | 0 | 0 | 0 | 0 | 0 | 0 | 0 | 0 | 0.23712 | 0.0072757 | 0.0075789 | 0.0091214 | 0.023976 | 0 | 0 | 0 | 0 | 0 | 15
2719_G_3 | SERC_VACAR | North Carolina | 37 | Burke | 23 | 2719 | 3 | Bridgewater | 0 | 2011 | 9999 | Hydro | [5 empty] | Non-Fossil | G | 2030 | Hydro |  | 0 | 0 | 0 | 0 | 0 | 0 | 0 | 0 | 0 | 0 | 0 | 0 | 0 | 0 | 0 | 0 | 0.52343 | 0.54524 | 0.65621 | 1.7249 | 0 | 0 | 0 | 0 | 0 | 0 | 0 | 0 | 0 | 0 | 0 | 0 | 0 | 0 | 0 | 0 | 0 | 0 | 0 | 0 | 0.023712 | 0.00072757 | 0.00075789 | 0.00091214 | 0.0023976 | 0 | 0 | 0 | 0 | 0 | 1.5
272_G_1 | WECC_Northern California (not including BANC) | California | 6 | Butte | 7 | 272 | 1 | Poe | 0 | 1958 | 9999 | Hydro | [5 empty] | Non-Fossil | G | 2030 | Hydro |  | 0 | 0 | 0 | 0 | 0 | 0 | 0 | 0 | 0 | 0 | 0 | 0 | 0 | 0 | 0 | 0 | 29.6898 | 47.347 | 89.722 | 166.7587 | 0 | 0 | 0 | 0 | 0 | 0 | 0 | 0 | 0 | 0 | 0 | 0 | 0 | 0 | 0 | 0 | 0 | 0 | 0 | 0 | 0.94849 | 0.041269 | 0.065812 | 0.12471 | 0.23179 | 0 | 0 | 0 | 0 | 0 | 60
272_G_2 | WECC_Northern California (not including BANC) | California | 6 | Butte | 7 | 272 | 2 | Poe | 0 | 1958 | 9999 | Hydro | [5 empty] | Non-Fossil | G | 2030 | Hydro |  | 0 | 0 | 0 | 0 | 0 | 0 | 0 | 0 | 0 | 0 | 0 | 0 | 0 | 0 | 0 | 0 | 29.6898 | 47.347 | 89.722 | 166.7587 | 0 | 0 | 0 | 0 | 0 | 0 | 0 | 0 | 0 | 0 | 0 | 0 | 0 | 0 | 0 | 0 | 0 | 0 | 0 | 0 | 0.94849 | 0.041269 | 0.065812 | 0.12471 | 0.23179 | 0 | 0 | 0 | 0 | 0 | 60
2720_G_CT11 | SERC_VACAR | North Carolina | 37 | Rowan | 159 | 2720 | CT11 | Buck | 7079 | 2011 | 9999 | Combined Cycle |  |  | SCR | DLNB |  | Fossil | G | 2030 | NaturalGas |  | 1.6688 | 1.0287 | 4.1528 | 6.8503 | 0 | 0 | 0 | 0 | 0 | 0 | 0 | 0 | 0 | 0 | 0 | 0 | 235.7353 | 145.3242 | 586.6308 | 967.6903 | 97.6898 | 60.223 | 243.1025 | 401.0154 | 1.1681e-07 | 7.2012e-08 | 2.9069e-07 | 4.7952e-07 | 0.0070555 | 0.0043495 | 0.017558 | 0.028963 | 0 | 0 | 0 | 0 | 0 | 0 | 0 | 0 | 5.9495 | 0.54598 | 0.48925 | 1.3587 | 2.3939 | 5.4035 | 2.8486 | 11.3689 | 19.621 | 0 | 178 | SCR
2720_G_CT12 | SERC_VACAR | North Carolina | 37 | Rowan | 159 | 2720 | CT12 | Buck | 7079 | 2011 | 9999 | Combined Cycle |  |  | SCR | DLNB |  | Fossil | G | 2030 | NaturalGas |  | 1.6688 | 1.0287 | 4.1528 | 6.8503 | 0 | 0 | 0 | 0 | 0 | 0 | 0 | 0 | 0 | 0 | 0 | 0 | 235.7353 | 145.3242 | 586.6308 | 967.6903 | 97.6898 | 60.223 | 243.1025 | 401.0154 | 1.1681e-07 | 7.2012e-08 | 2.9069e-07 | 4.7952e-07 | 0.0070555 | 0.0043495 | 0.017558 | 0.028963 | 0 | 0 | 0 | 0 | 0 | 0 | 0 | 0 | 5.6227 | 0.53867 | 0.48474 | 1.3405 | 2.3639 | 5.4035 | 2.8486 | 11.3689 | 19.621 | 0 | 178 | SCR
2720_G_ST10 | SERC_VACAR | North Carolina | 37 | Rowan | 159 | 2720 | ST10 | Buck | 7079 | 2011 | 9999 | Combined Cycle |  |  | SCR | DLNB |  | Fossil | G | 2030 | NaturalGas |  | 2.925 | 1.8032 | 7.279 | 12.0072 | 0 | 0 | 0 | 0 | 0 | 0 | 0 | 0 | 0 | 0 | 0 | 0 | 413.1989 | 254.7255 | 1028.2518 | 1696.1762 | 171.2315 | 105.5595 | 426.1123 | 702.9033 | 2.0475e-07 | 1.2622e-07 | 5.0953e-07 | 8.4051e-07 | 0.012367 | 0.0076239 | 0.030776 | 0.050766 | 0 | 0 | 0 | 0 | 0 | 0 | 0 | 0 | 9.8555 | 0.94418 | 0.84966 | 2.3496 | 4.1435 | 9.4713 | 4.9931 | 19.9275 | 34.3919 | 0 | 312 | SCR
2721_B_5 | SERC_VACAR | North Carolina | 37 | Cleveland | 45 | 2721 | 5 | James E. Rogers Energy Complex | 9385 | 1972 | 9999 | Coal Steam | tangential | dry | ESPC + Wet Scrubber + SCR | LNC3 | Wet Scrubber | Fossil | B | 2030 |  | Coal Retirement | 0 | 0 | 0 | 0 | 0 | 0 | 0 | 0 | 0 | 0 | 0 | 0 | 0 | 0 | 0 | 0 | 0 | 0 | 0 | 0 | 0 | 0 | 0 | 0 | 0 | 0 | 0 | 0 | 0 | 0 | 0 | 0 | 0 | 0 | 0 | 0 | 0 | 0 | 0 | 0 | 0 | 0 | 0 | 0 | 0 | 0 | 0 | 0 | 0 | 0 | 544 | Scrubber / SCR | Wet Scrubber
2721_B_6 | SERC_VACAR | North Carolina | 37 | Cleveland | 45 | 2721 | 6 | James E. Rogers Energy Complex | 9090 | 2012 | 9999 | Coal Steam | wall | dry | Baghouse + Wet Scrubber + SCR | LNBO | Wet Scrubber | Fossil | B | 2030 | Coal |  | 7.5377 | 0 | 9.2911 | 16.8288 | 7.5377 | 0 | 9.2911 | 16.8288 | 0 | 0 | 0 | 0 | 0 | 0 | 0 | 0 | 829.2259 | 0 | 1022.1234 | 1851.3493 | 776.6291 | 0 | 957.2914 | 1733.9205 | 0.0012957 | 0 | 0.0015971 | 0.0028928 | 0.21603 | 0 | 0.26628 | 0.48231 | 0.28382 | 0 | 0.34985 | 0.63367 | 0.0037688 | 0 | 0.0046456 | 0.0084144 | 37.2635 | 4.2104 | 0 | 5.1899 | 9.4003 | 15.8957 | 0 | 19.5934 | 35.489 | 0 | 844 | Scrubber / SCR | Wet Scrubber
2722_G_1 | SERC_VACAR | North Carolina | 37 | Lincoln | 109 | 2722 | 1 | Cowans Ford | 0 | 1963 | 9999 | Hydro | [5 empty] | Non-Fossil | G | 2030 | Hydro |  | 0 | 0 | 0 | 0 | 0 | 0 | 0 | 0 | 0 | 0 | 0 | 0 | 0 | 0 | 0 | 0 | 28.2652 | 29.4433 | 35.4354 | 93.1439 | 0 | 0 | 0 | 0 | 0 | 0 | 0 | 0 | 0 | 0 | 0 | 0 | 0 | 0 | 0 | 0 | 0 | 0 | 0 | 0 | 1.2805 | 0.039289 | 0.040926 | 0.049255 | 0.12947 | 0 | 0 | 0 | 0 | 0 | 81
2722_G_2 | SERC_VACAR | North Carolina | 37 | Lincoln | 109 | 2722 | 2 | Cowans Ford | 0 | 1963 | 9999 | Hydro | [5 empty] | Non-Fossil | G | 2030 | Hydro |  | 0 | 0 | 0 | 0 | 0 | 0 | 0 | 0 | 0 | 0 | 0 | 0 | 0 | 0 | 0 | 0 | 28.2652 | 29.4433 | 35.4354 | 93.1439 | 0 | 0 | 0 | 0 | 0 | 0 | 0 | 0 | 0 | 0 | 0 | 0 | 0 | 0 | 0 | 0 | 0 | 0 | 0 | 0 | 1.2805 | 0.039289 | 0.040926 | 0.049255 | 0.12947 | 0 | 0 | 0 | 0 | 0 | 81
2722_G_3 | SERC_VACAR | North Carolina | 37 | Lincoln | 109 | 2722 | 3 | Cowans Ford | 0 | 1963 | 9999 | Hydro | [5 empty] | Non-Fossil | G | 2030 | Hydro |  | 0 | 0 | 0 | 0 | 0 | 0 | 0 | 0 | 0 | 0 | 0 | 0 | 0 | 0 | 0 | 0 | 28.2652 | 29.4433 | 35.4354 | 93.1439 | 0 | 0 | 0 | 0 | 0 | 0 | 0 | 0 | 0 | 0 | 0 | 0 | 0 | 0 | 0 | 0 | 0 | 0 | 0 | 0 | 1.2805 | 0.039289 | 0.040926 | 0.049255 | 0.12947 | 0 | 0 | 0 | 0 | 0 | 81
2722_G_4 | SERC_VACAR | North Carolina | 37 | Lincoln | 109 | 2722 | 4 | Cowans Ford | 0 | 1967 | 9999 | Hydro | [5 empty] | Non-Fossil | G | 2030 | Hydro |  | 0 | 0 | 0 | 0 | 0 | 0 | 0 | 0 | 0 | 0 | 0 | 0 | 0 | 0 | 0 | 0 | 28.2652 | 29.4433 | 35.4354 | 93.1439 | 0 | 0 | 0 | 0 | 0 | 0 | 0 | 0 | 0 | 0 | 0 | 0 | 0 | 0 | 0 | 0 | 0 | 0 | 0 | 0 | 1.2805 | 0.039289 | 0.040926 | 0.049255 | 0.12947 | 0 | 0 | 0 | 0 | 0 | 81
2723_G_CT8 | SERC_VACAR | North Carolina | 37 | Rockingham | 157 | 2723 | CT8 | Dan River | 7153 | 2012 | 9999 | Combined Cycle |  |  | SCR | DLNB |  | Fossil | G | 2030 | NaturalGas |  | 1.6199 | 0.99862 | 4.0312 | 6.6497 | 0 | 0 | 0 | 0 | 0 | 0 | 0 | 0 | 0 | 0 | 0 | 0 | 226.4648 | 139.6092 | 563.5611 | 929.635 | 94.8291 | 58.4595 | 235.9837 | 389.2722 | 1.1339e-07 | 6.9904e-08 | 2.8218e-07 | 4.6548e-07 | 0.013709 | 0.0084511 | 0.034115 | 0.056275 | 0 | 0 | 0 | 0 | 0 | 0 | 0 | 0 | 5.4016 | 0.51749 | 0.46568 | 1.2878 | 2.2709 | 5.2453 | 2.7652 | 11.036 | 19.0465 | 0 | 171 | SCR
2723_G_CT9 | SERC_VACAR | North Carolina | 37 | Rockingham | 157 | 2723 | CT9 | Dan River | 7153 | 2012 | 9999 | Combined Cycle |  |  | SCR | DLNB |  | Fossil | G | 2030 | NaturalGas |  | 1.6199 | 0.99862 | 4.0312 | 6.6497 | 0 | 0 | 0 | 0 | 0 | 0 | 0 | 0 | 0 | 0 | 0 | 0 | 226.4648 | 139.6092 | 563.5611 | 929.635 | 94.8291 | 58.4595 | 235.9837 | 389.2722 | 1.1339e-07 | 6.9904e-08 | 2.8218e-07 | 4.6548e-07 | 0.013709 | 0.0084511 | 0.034115 | 0.056275 | 0 | 0 | 0 | 0 | 0 | 0 | 0 | 0 | 5.4016 | 0.51749 | 0.46568 | 1.2878 | 2.2709 | 5.2453 | 2.7652 | 11.036 | 19.0465 | 0 | 171 | SCR
2723_G_ST7 | SERC_VACAR | North Carolina | 37 | Rockingham | 157 | 2723 | ST7 | Dan River | 7153 | 2012 | 9999 | Combined Cycle |  |  | SCR | DLNB |  | Fossil | G | 2030 | NaturalGas |  | 3.0314 | 1.8688 | 7.5437 | 12.4438 | 0 | 0 | 0 | 0 | 0 | 0 | 0 | 0 | 0 | 0 | 0 | 0 | 423.7937 | 261.257 | 1054.6172 | 1739.6679 | 177.4579 | 109.3979 | 441.6069 | 728.4627 | 2.122e-07 | 1.3081e-07 | 5.2806e-07 | 8.7107e-07 | 0.025654 | 0.015815 | 0.06384 | 0.10531 | 0 | 0 | 0 | 0 | 0 | 0 | 0 | 0 | 10.1082 | 0.96839 | 0.87144 | 2.4099 | 4.2497 | 9.8157 | 5.1746 | 20.6522 | 35.6425 | 0 | 320 | SCR
2726_G_1 | SERC_VACAR | North Carolina | 37 | Iredell | 97 | 2726 | 1 | Lookout Shoals | 0 | 1915 | 9999 | Hydro | [5 empty] | Non-Fossil | G | 2030 | Hydro |  | 0 | 0 | 0 | 0 | 0 | 0 | 0 | 0 | 0 | 0 | 0 | 0 | 0 | 0 | 0 | 0 | 3.1406 | 3.2715 | 3.9373 | 10.3493 | 0 | 0 | 0 | 0 | 0 | 0 | 0 | 0 | 0 | 0 | 0 | 0 | 0 | 0 | 0 | 0 | 0 | 0 | 0 | 0 | 0.14227 | 0.0043654 | 0.0045473 | 0.0054728 | 0.014386 | 0 | 0 | 0 | 0 | 0 | 9
2726_G_2 | SERC_VACAR | North Carolina | 37 | Iredell | 97 | 2726 | 2 | Lookout Shoals | 0 | 1915 | 9999 | Hydro | [5 empty] | Non-Fossil | G | 2030 | Hydro |  | 0 | 0 | 0 | 0 | 0 | 0 | 0 | 0 | 0 | 0 | 0 | 0 | 0 | 0 | 0 | 0 | 3.1406 | 3.2715 | 3.9373 | 10.3493 | 0 | 0 | 0 | 0 | 0 | 0 | 0 | 0 | 0 | 0 | 0 | 0 | 0 | 0 | 0 | 0 | 0 | 0 | 0 | 0 | 0.14227 | 0.0043654 | 0.0045473 | 0.0054728 | 0.014386 | 0 | 0 | 0 | 0 | 0 | 9
2726_G_3 | SERC_VACAR | North Carolina | 37 | Iredell | 97 | 2726 | 3 | Lookout Shoals | 0 | 1915 | 9999 | Hydro | [5 empty] | Non-Fossil | G | 2030 | Hydro |  | 0 | 0 | 0 | 0 | 0 | 0 | 0 | 0 | 0 | 0 | 0 | 0 | 0 | 0 | 0 | 0 | 3.1406 | 3.2715 | 3.9373 | 10.3493 | 0 | 0 | 0 | 0 | 0 | 0 | 0 | 0 | 0 | 0 | 0 | 0 | 0 | 0 | 0 | 0 | 0 | 0 | 0 | 0 | 0.14227 | 0.0043654 | 0.0045473 | 0.0054728 | 0.014386 | 0 | 0 | 0 | 0 | 0 | 9
2727_B_1 | SERC_VACAR | North Carolina | 37 | Catawba | 35 | 2727 | 1 | Marshall (NC) | 9477 | 1965 | 9999 | Coal Steam | tangential | dry | ESPC + Wet Scrubber + SNCR | LNC3 | Wet Scrubber | Fossil | B | 2030 |  | Coal Retirement | 0 | 0 | 0 | 0 | 0 | 0 | 0 | 0 | 0 | 0 | 0 | 0 | 0 | 0 | 0 | 0 | 0 | 0 | 0 | 0 | 0 | 0 | 0 | 0 | 0 | 0 | 0 | 0 | 0 | 0 | 0 | 0 | 0 | 0 | 0 | 0 | 0 | 0 | 0 | 0 | 0 | 0 | 0 | 0 | 0 | 0 | 0 | 0 | 0 | 0 | 370 | Scrubber / SNCR | Wet Scrubber
2727_B_2 | SERC_VACAR | North Carolina | 37 | Catawba | 35 | 2727 | 2 | Marshall (NC) | 9490 | 1966 | 9999 | Coal Steam | tangential | dry | ESPC + Wet Scrubber + SNCR | LNC3 | Wet Scrubber | Fossil | B | 2030 |  | Coal Retirement | 0 | 0 | 0 | 0 | 0 | 0 | 0 | 0 | 0 | 0 | 0 | 0 | 0 | 0 | 0 | 0 | 0 | 0 | 0 | 0 | 0 | 0 | 0 | 0 | 0 | 0 | 0 | 0 | 0 | 0 | 0 | 0 | 0 | 0 | 0 | 0 | 0 | 0 | 0 | 0 | 0 | 0 | 0 | 0 | 0 | 0 | 0 | 0 | 0 | 0 | 370 | Scrubber / SNCR | Wet Scrubber
2727_B_3 | SERC_VACAR | North Carolina | 37 | Catawba | 35 | 2727 | 3 | Marshall (NC) | 9344 | 1969 | 9999 | Coal Steam | tangential | dry | ESPC + Wet Scrubber + SCR | LNC3 | Wet Scrubber | Fossil | B | 2030 |  | Coal Retirement | 0 | 0 | 0 | 0 | 0 | 0 | 0 | 0 | 0 | 0 | 0 | 0 | 0 | 0 | 0 | 0 | 0 | 0 | 0 | 0 | 0 | 0 | 0 | 0 | 0 | 0 | 0 | 0 | 0 | 0 | 0 | 0 | 0 | 0 | 0 | 0 | 0 | 0 | 0 | 0 | 0 | 0 | 0 | 0 | 0 | 0 | 0 | 0 | 0 | 0 | 658 | Scrubber / SCR | Wet Scrubber
2727_B_4 | SERC_VACAR | North Carolina | 37 | Catawba | 35 | 2727 | 4 | Marshall (NC) | 9300 | 1965 | 9999 | Coal Steam | tangential | dry | ESPC + Wet Scrubber + SNCR + Mercury Control | LNC3 | Wet Scrubber | Fossil | B | 2030 |  | Coal Retirement | 0 | 0 | 0 | 0 | 0 | 0 | 0 | 0 | 0 | 0 | 0 | 0 | 0 | 0 | 0 | 0 | 0 | 0 | 0 | 0 | 0 | 0 | 0 | 0 | 0 | 0 | 0 | 0 | 0 | 0 | 0 | 0 | 0 | 0 | 0 | 0 | 0 | 0 | 0 | 0 | 0 | 0 | 0 | 0 | 0 | 0 | 0 | 0 | 0 | 0 | 660 | Scrubber / SNCR / Mercury Control | Wet Scrubber
2728_G_1 | SERC_VACAR | North Carolina | 37 | Gaston | 71 | 2728 | 1 | Mountain Island | 0 | 1923 | 9999 | Hydro | [5 empty] | Non-Fossil | G | 2030 | Hydro |  | 0 | 0 | 0 | 0 | 0 | 0 | 0 | 0 | 0 | 0 | 0 | 0 | 0 | 0 | 0 | 0 | 4.8853 | 5.0889 | 6.1247 | 16.0989 | 0 | 0 | 0 | 0 | 0 | 0 | 0 | 0 | 0 | 0 | 0 | 0 | 0 | 0 | 0 | 0 | 0 | 0 | 0 | 0 | 0.22132 | 0.0067906 | 0.0070736 | 0.0085133 | 0.022378 | 0 | 0 | 0 | 0 | 0 | 14
2728_G_2 | SERC_VACAR | North Carolina | 37 | Gaston | 71 | 2728 | 2 | Mountain Island | 0 | 1923 | 9999 | Hydro | [5 empty] | Non-Fossil | G | 2030 | Hydro |  | 0 | 0 | 0 | 0 | 0 | 0 | 0 | 0 | 0 | 0 | 0 | 0 | 0 | 0 | 0 | 0 | 4.8853 | 5.0889 | 6.1247 | 16.0989 | 0 | 0 | 0 | 0 | 0 | 0 | 0 | 0 | 0 | 0 | 0 | 0 | 0 | 0 | 0 | 0 | 0 | 0 | 0 | 0 | 0.22132 | 0.0067906 | 0.0070736 | 0.0085133 | 0.022378 | 0 | 0 | 0 | 0 | 0 | 14
2728_G_3 | SERC_VACAR | North Carolina | 37 | Gaston | 71 | 2728 | 3 | Mountain Island | 0 | 1923 | 9999 | Hydro | [5 empty] | Non-Fossil | G | 2030 | Hydro |  | 0 | 0 | 0 | 0 | 0 | 0 | 0 | 0 | 0 | 0 | 0 | 0 | 0 | 0 | 0 | 0 | 5.9322 | 6.1794 | 7.4371 | 19.5487 | 0 | 0 | 0 | 0 | 0 | 0 | 0 | 0 | 0 | 0 | 0 | 0 | 0 | 0 | 0 | 0 | 0 | 0 | 0 | 0 | 0.26874 | 0.0082458 | 0.0085894 | 0.010338 | 0.027173 | 0 | 0 | 0 | 0 | 0 | 17
2728_G_4 | SERC_VACAR | North Carolina | 37 | Gaston | 71 | 2728 | 4 | Mountain Island | 0 | 1923 | 9999 | Hydro | [5 empty] | Non-Fossil | G | 2030 | Hydro |  | 0 | 0 | 0 | 0 | 0 | 0 | 0 | 0 | 0 | 0 | 0 | 0 | 0 | 0 | 0 | 0 | 5.9322 | 6.1794 | 7.4371 | 19.5487 | 0 | 0 | 0 | 0 | 0 | 0 | 0 | 0 | 0 | 0 | 0 | 0 | 0 | 0 | 0 | 0 | 0 | 0 | 0 | 0 | 0.26874 | 0.0082458 | 0.0085894 | 0.010338 | 0.027173 | 0 | 0 | 0 | 0 | 0 | 17
2729_G_1 | SERC_VACAR | North Carolina | 37 | Catawba | 35 | 2729 | 1 | Oxford Dam | 0 | 1928 | 9999 | Hydro | [5 empty] | Non-Fossil | G | 2030 | Hydro |  | 0 | 0 | 0 | 0 | 0 | 0 | 0 | 0 | 0 | 0 | 0 | 0 | 0 | 0 | 0 | 0 | 6.9791 | 7.2699 | 8.7495 | 22.9985 | 0 | 0 | 0 | 0 | 0 | 0 | 0 | 0 | 0 | 0 | 0 | 0 | 0 | 0 | 0 | 0 | 0 | 0 | 0 | 0 | 0.31616 | 0.0097009 | 0.010105 | 0.012162 | 0.031968 | 0 | 0 | 0 | 0 | 0 | 20
2729_G_2 | SERC_VACAR | North Carolina | 37 | Catawba | 35 | 2729 | 2 | Oxford Dam | 0 | 1928 | 9999 | Hydro | [5 empty] | Non-Fossil | G | 2030 | Hydro |  | 0 | 0 | 0 | 0 | 0 | 0 | 0 | 0 | 0 | 0 | 0 | 0 | 0 | 0 | 0 | 0 | 6.9791 | 7.2699 | 8.7495 | 22.9985 | 0 | 0 | 0 | 0 | 0 | 0 | 0 | 0 | 0 | 0 | 0 | 0 | 0 | 0 | 0 | 0 | 0 | 0 | 0 | 0 | 0.31616 | 0.0097009 | 0.010105 | 0.012162 | 0.031968 | 0 | 0 | 0 | 0 | 0 | 20
2730_G_1 | SERC_VACAR | North Carolina | 37 | Caldwell | 27 | 2730 | 1 | Rhodhiss | 0 | 1925 | 9999 | Hydro | [5 empty] | Non-Fossil | G | 2030 | Hydro |  | 0 | 0 | 0 | 0 | 0 | 0 | 0 | 0 | 0 | 0 | 0 | 0 | 0 | 0 | 0 | 0 | 3.3151 | 3.4532 | 4.156 | 10.9243 | 0 | 0 | 0 | 0 | 0 | 0 | 0 | 0 | 0 | 0 | 0 | 0 | 0 | 0 | 0 | 0 | 0 | 0 | 0 | 0 | 0.15018 | 0.0046079 | 0.0048 | 0.0057769 | 0.015185 | 0 | 0 | 0 | 0 | 0 | 9.5
2730_G_2 | SERC_VACAR | North Carolina | 37 | Caldwell | 27 | 2730 | 2 | Rhodhiss | 0 | 1925 | 9999 | Hydro | [5 empty] | Non-Fossil | G | 2030 | Hydro |  | 0 | 0 | 0 | 0 | 0 | 0 | 0 | 0 | 0 | 0 | 0 | 0 | 0 | 0 | 0 | 0 | 4.013 | 4.1802 | 5.031 | 13.2241 | 0 | 0 | 0 | 0 | 0 | 0 | 0 | 0 | 0 | 0 | 0 | 0 | 0 | 0 | 0 | 0 | 0 | 0 | 0 | 0 | 0.18179 | 0.005578 | 0.0058105 | 0.006993 | 0.018382 | 0 | 0 | 0 | 0 | 0 | 11.5
2730_G_3 | SERC_VACAR | North Carolina | 37 | Caldwell | 27 | 2730 | 3 | Rhodhiss | 0 | 1925 | 9999 | Hydro | [5 empty] | Non-Fossil | G | 2030 | Hydro |  | 0 | 0 | 0 | 0 | 0 | 0 | 0 | 0 | 0 | 0 | 0 | 0 | 0 | 0 | 0 | 0 | 4.327 | 4.5073 | 5.4247 | 14.2591 | 0 | 0 | 0 | 0 | 0 | 0 | 0 | 0 | 0 | 0 | 0 | 0 | 0 | 0 | 0 | 0 | 0 | 0 | 0 | 0 | 0.19602 | 0.0060146 | 0.0062652 | 0.0075403 | 0.01982 | 0 | 0 | 0 | 0 | 0 | 12.4
2735_G_1 | SERC_VACAR | North Carolina | 37 | Polk | 149 | 2735 | 1 | Turner Shoals | 0 | 1996 | 9999 | Hydro | [5 empty] | Non-Fossil | G | 2030 | Hydro |  | 0 | 0 | 0 | 0 | 0 | 0 | 0 | 0 | 0 | 0 | 0 | 0 | 0 | 0 | 0 | 0 | 2.5949 | 2.9204 | 3.1938 | 8.7091 | 0 | 0 | 0 | 0 | 0 | 0 | 0 | 0 | 0 | 0 | 0 | 0 | 0 | 0 | 0 | 0 | 0 | 0 | 0 | 0 | 0.042682 | 0.0036069 | 0.0040594 | 0.0044394 | 0.012106 | 0 | 0 | 0 | 0 | 0 | 2.7
2735_G_2 | SERC_VACAR | North Carolina | 37 | Polk | 149 | 2735 | 2 | Turner Shoals | 0 | 1996 | 9999 | Hydro | [5 empty] | Non-Fossil | G | 2030 | Hydro |  | 0 | 0 | 0 | 0 | 0 | 0 | 0 | 0 | 0 | 0 | 0 | 0 | 0 | 0 | 0 | 0 | 2.5949 | 2.9204 | 3.1938 | 8.7091 | 0 | 0 | 0 | 0 | 0 | 0 | 0 | 0 | 0 | 0 | 0 | 0 | 0 | 0 | 0 | 0 | 0 | 0 | 0 | 0 | 0.042682 | 0.0036069 | 0.0040594 | 0.0044394 | 0.012106 | 0 | 0 | 0 | 0 | 0 | 2.7
2736_G_1 | SERC_VACAR | North Carolina | 37 | Henderson | 89 | 2736 | 1 | Tuxedo | 0 | 1920 | 9999 | Hydro | [5 empty] | Non-Fossil | G | 2030 | Hydro |  | 0 | 0 | 0 | 0 | 0 | 0 | 0 | 0 | 0 | 0 | 0 | 0 | 0 | 0 | 0 | 0 | 3.0754 | 3.4612 | 3.7852 | 10.3219 | 0 | 0 | 0 | 0 | 0 | 0 | 0 | 0 | 0 | 0 | 0 | 0 | 0 | 0 | 0 | 0 | 0 | 0 | 0 | 0 | 0.050586 | 0.0042748 | 0.0048111 | 0.0052615 | 0.014347 | 0 | 0 | 0 | 0 | 0 | 3.2
2736_G_2 | SERC_VACAR | North Carolina | 37 | Henderson | 89 | 2736 | 2 | Tuxedo | 0 | 1920 | 9999 | Hydro | [5 empty] | Non-Fossil | G | 2030 | Hydro |  | 0 | 0 | 0 | 0 | 0 | 0 | 0 | 0 | 0 | 0 | 0 | 0 | 0 | 0 | 0 | 0 | 3.0754 | 3.4612 | 3.7852 | 10.3219 | 0 | 0 | 0 | 0 | 0 | 0 | 0 | 0 | 0 | 0 | 0 | 0 | 0 | 0 | 0 | 0 | 0 | 0 | 0 | 0 | 0.050586 | 0.0042748 | 0.0048111 | 0.0052615 | 0.014347 | 0 | 0 | 0 | 0 | 0 | 3.2
274_G_1 | WECC_Northern California (not including BANC) | California | 6 | Mendocino | 45 | 274 | 1 | Potter Valley | 0 | 1939 | 9999 | Hydro | [5 empty] | Non-Fossil | G | 2030 | Hydro |  | 0 | 0 | 0 | 0 | 0 | 0 | 0 | 0 | 0 | 0 | 0 | 0 | 0 | 0 | 0 | 0 | 2.2267 | 3.551 | 6.7291 | 12.5069 | 0 | 0 | 0 | 0 | 0 | 0 | 0 | 0 | 0 | 0 | 0 | 0 | 0 | 0 | 0 | 0 | 0 | 0 | 0 | 0 | 0.071137 | 0.0030952 | 0.0049359 | 0.0093535 | 0.017385 | 0 | 0 | 0 | 0 | 0 | 4.5
274_G_2 | WECC_Northern California (not including BANC) | California | 6 | Mendocino | 45 | 274 | 2 | Potter Valley | 0 | 1910 | 9999 | Hydro | [5 empty] | Non-Fossil | G | 2030 | Hydro |  | 0 | 0 | 0 | 0 | 0 | 0 | 0 | 0 | 0 | 0 | 0 | 0 | 0 | 0 | 0 | 0 | 0.98966 | 1.5782 | 2.9907 | 5.5586 | 0 | 0 | 0 | 0 | 0 | 0 | 0 | 0 | 0 | 0 | 0 | 0 | 0 | 0 | 0 | 0 | 0 | 0 | 0 | 0 | 0.031616 | 0.0013756 | 0.0021937 | 0.0041571 | 0.0077265 | 0 | 0 | 0 | 0 | 0 | 2
274_G_3 | WECC_Northern California (not including BANC) | California | 6 | Mendocino | 45 | 274 | 3 | Potter Valley | 0 | 1917 | 9999 | Hydro | [5 empty] | Non-Fossil | G | 2030 | Hydro |  | 0 | 0 | 0 | 0 | 0 | 0 | 0 | 0 | 0 | 0 | 0 | 0 | 0 | 0 | 0 | 0 | 1.336 | 2.1306 | 4.0375 | 7.5041 | 0 | 0 | 0 | 0 | 0 | 0 | 0 | 0 | 0 | 0 | 0 | 0 | 0 | 0 | 0 | 0 | 0 | 0 | 0 | 0 | 0.042682 | 0.0018571 | 0.0029616 | 0.0056121 | 0.010431 | 0 | 0 | 0 | 0 | 0 | 2.7
2741_G_1 | SERC_VACAR | North Carolina | 37 | Jackson | 99 | 2741 | 1 | Bear Creek Dam | 0 | 1954 | 9999 | Hydro | [5 empty] | Non-Fossil | G | 2030 | Hydro |  | 0 | 0 | 0 | 0 | 0 | 0 | 0 | 0 | 0 | 0 | 0 | 0 | 0 | 0 | 0 | 0 | 9.1301 | 10.2755 | 11.2374 | 30.643 | 0 | 0 | 0 | 0 | 0 | 0 | 0 | 0 | 0 | 0 | 0 | 0 | 0 | 0 | 0 | 0 | 0 | 0 | 0 | 0 | 0.15018 | 0.012691 | 0.014283 | 0.01562 | 0.042594 | 0 | 0 | 0 | 0 | 0 | 9.5
2743_G_1 | SERC_VACAR | North Carolina | 37 | Jackson | 99 | 2743 | 1 | Cedar Cliff | 0 | 1952 | 9999 | Hydro | [5 empty] | Non-Fossil | G | 2030 | Hydro |  | 0 | 0 | 0 | 0 | 0 | 0 | 0 | 0 | 0 | 0 | 0 | 0 | 0 | 0 | 0 | 0 | 6.1508 | 6.9225 | 7.5704 | 20.6437 | 0 | 0 | 0 | 0 | 0 | 0 | 0 | 0 | 0 | 0 | 0 | 0 | 0 | 0 | 0 | 0 | 0 | 0 | 0 | 0 | 0.10117 | 0.0085496 | 0.0096222 | 0.010523 | 0.028695 | 0 | 0 | 0 | 0 | 0 | 6.4
2745_G_1 | SERC_VACAR | North Carolina | 37 | Macon | 113 | 2745 | 1 | Franklin (NC) | 0 | 1925 | 9999 | Hydro | [5 empty] | Non-Fossil | G | 2030 | Hydro |  | 0 | 0 | 0 | 0 | 0 | 0 | 0 | 0 | 0 | 0 | 0 | 0 | 0 | 0 | 0 | 0 | 0.17448 | 0.18175 | 0.21874 | 0.57496 | 0 | 0 | 0 | 0 | 0 | 0 | 0 | 0 | 0 | 0 | 0 | 0 | 0 | 0 | 0 | 0 | 0 | 0 | 0 | 0 | 0.0079041 | 0.00024252 | 0.00025263 | 0.00030405 | 0.0007992 | 0 | 0 | 0 | 0 | 0 | 0.5
2745_G_2 | SERC_VACAR | North Carolina | 37 | Macon | 113 | 2745 | 2 | Franklin (NC) | 0 | 1925 | 9999 | Hydro | [5 empty] | Non-Fossil | G | 2030 | Hydro |  | 0 | 0 | 0 | 0 | 0 | 0 | 0 | 0 | 0 | 0 | 0 | 0 | 0 | 0 | 0 | 0 | 0.17448 | 0.18175 | 0.21874 | 0.57496 | 0 | 0 | 0 | 0 | 0 | 0 | 0 | 0 | 0 | 0 | 0 | 0 | 0 | 0 | 0 | 0 | 0 | 0 | 0 | 0 | 0.0079041 | 0.00024252 | 0.00025263 | 0.00030405 | 0.0007992 | 0 | 0 | 0 | 0 | 0 | 0.5
2746_G_1 | SERC_VACAR | North Carolina | 37 | Clay | 43 | 2746 | 1 | Mission | 0 | 1924 | 9999 | Hydro | [5 empty] | Non-Fossil | G | 2030 | Hydro |  | 0 | 0 | 0 | 0 | 0 | 0 | 0 | 0 | 0 | 0 | 0 | 0 | 0 | 0 | 0 | 0 | 0.57664 | 0.64898 | 0.70973 | 1.9353 | 0 | 0 | 0 | 0 | 0 | 0 | 0 | 0 | 0 | 0 | 0 | 0 | 0 | 0 | 0 | 0 | 0 | 0 | 0 | 0 | 0.0094849 | 0.00080153 | 0.00090208 | 0.00098652 | 0.0026901 | 0 | 0 | 0 | 0 | 0 | 0.6
2746_G_2 | SERC_VACAR | North Carolina | 37 | Clay | 43 | 2746 | 2 | Mission | 0 | 1924 | 9999 | Hydro | [5 empty] | Non-Fossil | G | 2030 | Hydro |  | 0 | 0 | 0 | 0 | 0 | 0 | 0 | 0 | 0 | 0 | 0 | 0 | 0 | 0 | 0 | 0 | 0.57664 | 0.64898 | 0.70973 | 1.9353 | 0 | 0 | 0 | 0 | 0 | 0 | 0 | 0 | 0 | 0 | 0 | 0 | 0 | 0 | 0 | 0 | 0 | 0 | 0 | 0 | 0.0094849 | 0.00080153 | 0.00090208 | 0.00098652 | 0.0026901 | 0 | 0 | 0 | 0 | 0 | 0.6
2746_G_3 | SERC_VACAR | North Carolina | 37 | Clay | 43 | 2746 | 3 | Mission | 0 | 1943 | 9999 | Hydro | [5 empty] | Non-Fossil | G | 2030 | Hydro |  | 0 | 0 | 0 | 0 | 0 | 0 | 0 | 0 | 0 | 0 | 0 | 0 | 0 | 0 | 0 | 0 | 0.57664 | 0.64898 | 0.70973 | 1.9353 | 0 | 0 | 0 | 0 | 0 | 0 | 0 | 0 | 0 | 0 | 0 | 0 | 0 | 0 | 0 | 0 | 0 | 0 | 0 | 0 | 0.0094849 | 0.00080153 | 0.00090208 | 0.00098652 | 0.0026901 | 0 | 0 | 0 | 0 | 0 | 0.6
2747_G_1 | SERC_VACAR | North Carolina | 37 | Macon | 113 | 2747 | 1 | Nantahala | 0 | 1942 | 9999 | Hydro | [5 empty] | Non-Fossil | G | 2030 | Hydro |  | 0 | 0 | 0 | 0 | 0 | 0 | 0 | 0 | 0 | 0 | 0 | 0 | 0 | 0 | 0 | 0 | 48.0533 | 54.0817 | 59.1441 | 161.2791 | 0 | 0 | 0 | 0 | 0 | 0 | 0 | 0 | 0 | 0 | 0 | 0 | 0 | 0 | 0 | 0 | 0 | 0 | 0 | 0 | 0.79041 | 0.066794 | 0.075174 | 0.08221 | 0.22418 | 0 | 0 | 0 | 0 | 0 | 50
2749_G_1 | SERC_VACAR | North Carolina | 37 | Jackson | 99 | 2749 | 1 | Tennessee Creek | 0 | 1955 | 9999 | Hydro | [5 empty] | Non-Fossil | G | 2030 | Hydro |  | 0 | 0 | 0 | 0 | 0 | 0 | 0 | 0 | 0 | 0 | 0 | 0 | 0 | 0 | 0 | 0 | 9.4184 | 10.6 | 11.5922 | 31.6107 | 0 | 0 | 0 | 0 | 0 | 0 | 0 | 0 | 0 | 0 | 0 | 0 | 0 | 0 | 0 | 0 | 0 | 0 | 0 | 0 | 0.15492 | 0.013092 | 0.014734 | 0.016113 | 0.043939 | 0 | 0 | 0 | 0 | 0 | 9.8
275_G_H1 | WECC_Northern California (not including BANC) | California | 6 | Plumas | 63 | 275 | H1 | Rock Creek | 0 | 1950 | 9999 | Hydro | [5 empty] | Non-Fossil | G | 2030 | Hydro |  | 0 | 0 | 0 | 0 | 0 | 0 | 0 | 0 | 0 | 0 | 0 | 0 | 0 | 0 | 0 | 0 | 31.1743 | 49.7143 | 94.2081 | 175.0967 | 0 | 0 | 0 | 0 | 0 | 0 | 0 | 0 | 0 | 0 | 0 | 0 | 0 | 0 | 0 | 0 | 0 | 0 | 0 | 0 | 0.99592 | 0.043332 | 0.069103 | 0.13095 | 0.24338 | 0 | 0 | 0 | 0 | 0 | 63
275_G_H2 | WECC_Northern California (not including BANC) | California | 6 | Plumas | 63 | 275 | H2 | Rock Creek | 0 | 1950 | 9999 | Hydro | [5 empty] | Non-Fossil | G | 2030 | Hydro |  | 0 | 0 | 0 | 0 | 0 | 0 | 0 | 0 | 0 | 0 | 0 | 0 | 0 | 0 | 0 | 0 | 31.1743 | 49.7143 | 94.2081 | 175.0967 | 0 | 0 | 0 | 0 | 0 | 0 | 0 | 0 | 0 | 0 | 0 | 0 | 0 | 0 | 0 | 0 | 0 | 0 | 0 | 0 | 0.99592 | 0.043332 | 0.069103 | 0.13095 | 0.24338 | 0 | 0 | 0 | 0 | 0 | 63
2750_G_1 | SERC_VACAR | North Carolina | 37 | Jackson | 99 | 2750 | 1 | Thorpe | 0 | 1941 | 9999 | Hydro | [5 empty] | Non-Fossil | G | 2030 | Hydro |  | 0 | 0 | 0 | 0 | 0 | 0 | 0 | 0 | 0 | 0 | 0 | 0 | 0 | 0 | 0 | 0 | 18.933 | 21.3082 | 23.3028 | 63.544 | 0 | 0 | 0 | 0 | 0 | 0 | 0 | 0 | 0 | 0 | 0 | 0 | 0 | 0 | 0 | 0 | 0 | 0 | 0 | 0 | 0.31142 | 0.026317 | 0.029618 | 0.032391 | 0.088326 | 0 | 0 | 0 | 0 | 0 | 19.7
2751_G_1 | SERC_VACAR | North Carolina | 37 | Jackson | 99 | 2751 | 1 | Tuckasegee | 0 | 1950 | 9999 | Hydro | [5 empty] | Non-Fossil | G | 2030 | Hydro |  | 0 | 0 | 0 | 0 | 0 | 0 | 0 | 0 | 0 | 0 | 0 | 0 | 0 | 0 | 0 | 0 | 2.4027 | 2.7041 | 2.9572 | 8.064 | 0 | 0 | 0 | 0 | 0 | 0 | 0 | 0 | 0 | 0 | 0 | 0 | 0 | 0 | 0 | 0 | 0 | 0 | 0 | 0 | 0.039521 | 0.0033397 | 0.0037587 | 0.0041105 | 0.011209 | 0 | 0 | 0 | 0 | 0 | 2.5
2756_G_1 | PJM_Dominion | North Carolina | 37 | Halifax | 83 | 2756 | 1 | Gaston | 0 | 1963 | 9999 | Hydro | [5 empty] | Non-Fossil | G | 2030 | Hydro |  | 0 | 0 | 0 | 0 | 0 | 0 | 0 | 0 | 0 | 0 | 0 | 0 | 0 | 0 | 0 | 0 | 31.5569 | 36.195 | 36.8014 | 104.5533 | 0 | 0 | 0 | 0 | 0 | 0 | 0 | 0 | 0 | 0 | 0 | 0 | 0 | 0 | 0 | 0 | 0 | 0 | 0 | 0 | 0.86945 | 0.043864 | 0.050311 | 0.051154 | 0.14533 | 0 | 0 | 0 | 0 | 0 | 55
2756_G_2 | PJM_Dominion | North Carolina | 37 | Halifax | 83 | 2756 | 2 | Gaston | 0 | 1963 | 9999 | Hydro | [5 empty] | Non-Fossil | G | 2030 | Hydro |  | 0 | 0 | 0 | 0 | 0 | 0 | 0 | 0 | 0 | 0 | 0 | 0 | 0 | 0 | 0 | 0 | 31.5569 | 36.195 | 36.8014 | 104.5533 | 0 | 0 | 0 | 0 | 0 | 0 | 0 | 0 | 0 | 0 | 0 | 0 | 0 | 0 | 0 | 0 | 0 | 0 | 0 | 0 | 0.86945 | 0.043864 | 0.050311 | 0.051154 | 0.14533 | 0 | 0 | 0 | 0 | 0 | 55
2756_G_3 | PJM_Dominion | North Carolina | 37 | Halifax | 83 | 2756 | 3 | Gaston | 0 | 1963 | 9999 | Hydro | [5 empty] | Non-Fossil | G | 2030 | Hydro |  | 0 | 0 | 0 | 0 | 0 | 0 | 0 | 0 | 0 | 0 | 0 | 0 | 0 | 0 | 0 | 0 | 31.5569 | 36.195 | 36.8014 | 104.5533 | 0 | 0 | 0 | 0 | 0 | 0 | 0 | 0 | 0 | 0 | 0 | 0 | 0 | 0 | 0 | 0 | 0 | 0 | 0 | 0 | 0.86945 | 0.043864 | 0.050311 | 0.051154 | 0.14533 | 0 | 0 | 0 | 0 | 0 | 55
2756_G_4 | PJM_Dominion | North Carolina | 37 | Halifax | 83 | 2756 | 4 | Gaston | 0 | 1963 | 9999 | Hydro | [5 empty] | Non-Fossil | G | 2030 | Hydro |  | 0 | 0 | 0 | 0 | 0 | 0 | 0 | 0 | 0 | 0 | 0 | 0 | 0 | 0 | 0 | 0 | 31.5569 | 36.195 | 36.8014 | 104.5533 | 0 | 0 | 0 | 0 | 0 | 0 | 0 | 0 | 0 | 0 | 0 | 0 | 0 | 0 | 0 | 0 | 0 | 0 | 0 | 0 | 0.86945 | 0.043864 | 0.050311 | 0.051154 | 0.14533 | 0 | 0 | 0 | 0 | 0 | 55
2758_G_1 | PJM_Dominion | North Carolina | 37 | Halifax | 83 | 2758 | 1 | Roanoke Rapids | 0 | 1955 | 9999 | Hydro | [5 empty] | Non-Fossil | G | 2030 | Hydro |  | 0 | 0 | 0 | 0 | 0 | 0 | 0 | 0 | 0 | 0 | 0 | 0 | 0 | 0 | 0 | 0 | 13.7703 | 15.7942 | 16.0588 | 45.6233 | 0 | 0 | 0 | 0 | 0 | 0 | 0 | 0 | 0 | 0 | 0 | 0 | 0 | 0 | 0 | 0 | 0 | 0 | 0 | 0 | 0.3794 | 0.019141 | 0.021954 | 0.022322 | 0.063416 | 0 | 0 | 0 | 0 | 0 | 24
2758_G_2 | PJM_Dominion | North Carolina | 37 | Halifax | 83 | 2758 | 2 | Roanoke Rapids | 0 | 1955 | 9999 | Hydro | [5 empty] | Non-Fossil | G | 2030 | Hydro |  | 0 | 0 | 0 | 0 | 0 | 0 | 0 | 0 | 0 | 0 | 0 | 0 | 0 | 0 | 0 | 0 | 13.7703 | 15.7942 | 16.0588 | 45.6233 | 0 | 0 | 0 | 0 | 0 | 0 | 0 | 0 | 0 | 0 | 0 | 0 | 0 | 0 | 0 | 0 | 0 | 0 | 0 | 0 | 0.3794 | 0.019141 | 0.021954 | 0.022322 | 0.063416 | 0 | 0 | 0 | 0 | 0 | 24
2758_G_3 | PJM_Dominion | North Carolina | 37 | Halifax | 83 | 2758 | 3 | Roanoke Rapids | 0 | 1955 | 9999 | Hydro | [5 empty] | Non-Fossil | G | 2030 | Hydro |  | 0 | 0 | 0 | 0 | 0 | 0 | 0 | 0 | 0 | 0 | 0 | 0 | 0 | 0 | 0 | 0 | 13.7703 | 15.7942 | 16.0588 | 45.6233 | 0 | 0 | 0 | 0 | 0 | 0 | 0 | 0 | 0 | 0 | 0 | 0 | 0 | 0 | 0 | 0 | 0 | 0 | 0 | 0 | 0.3794 | 0.019141 | 0.021954 | 0.022322 | 0.063416 | 0 | 0 | 0 | 0 | 0 | 24
2758_G_4 | PJM_Dominion | North Carolina | 37 | Halifax | 83 | 2758 | 4 | Roanoke Rapids | 0 | 1955 | 9999 | Hydro | [5 empty] | Non-Fossil | G | 2030 | Hydro |  | 0 | 0 | 0 | 0 | 0 | 0 | 0 | 0 | 0 | 0 | 0 | 0 | 0 | 0 | 0 | 0 | 13.1965 | 15.1361 | 15.3897 | 43.7223 | 0 | 0 | 0 | 0 | 0 | 0 | 0 | 0 | 0 | 0 | 0 | 0 | 0 | 0 | 0 | 0 | 0 | 0 | 0 | 0 | 0.36359 | 0.018343 | 0.021039 | 0.021392 | 0.060774 | 0 | 0 | 0 | 0 | 0 | 23
276_G_1 | WECC_Northern California (not including BANC) | California | 6 | Madera | 39 | 276 | 1 | San Joaquin 2 | 0 | 1917 | 9999 | Hydro | [5 empty] | Non-Fossil | G | 2030 | Hydro |  | 0 | 0 | 0 | 0 | 0 | 0 | 0 | 0 | 0 | 0 | 0 | 0 | 0 | 0 | 0 | 0 | 1.5835 | 2.5252 | 4.7852 | 8.8938 | 0 | 0 | 0 | 0 | 0 | 0 | 0 | 0 | 0 | 0 | 0 | 0 | 0 | 0 | 0 | 0 | 0 | 0 | 0 | 0 | 0.050586 | 0.002201 | 0.00351 | 0.0066514 | 0.012362 | 0 | 0 | 0 | 0 | 0 | 3.2
277_G_3 | WECC_Northern California (not including BANC) | California | 6 | Madera | 39 | 277 | 3 | San Joaquin 3 | 0 | 1923 | 9999 | Hydro | [5 empty] | Non-Fossil | G | 2030 | Hydro |  | 0 | 0 | 0 | 0 | 0 | 0 | 0 | 0 | 0 | 0 | 0 | 0 | 0 | 0 | 0 | 0 | 2.0783 | 3.3143 | 6.2805 | 11.6731 | 0 | 0 | 0 | 0 | 0 | 0 | 0 | 0 | 0 | 0 | 0 | 0 | 0 | 0 | 0 | 0 | 0 | 0 | 0 | 0 | 0.066395 | 0.0028888 | 0.0046069 | 0.0087299 | 0.016226 | 0 | 0 | 0 | 0 | 0 | 4.2
2773_G_1 | SERC_VACAR | North Carolina | 37 | Rutherford | 161 | 2773 | 1 | Lake Lure | 0 | 1927 | 9999 | Hydro | [5 empty] | Non-Fossil | G | 2030 | Hydro |  | 0 | 0 | 0 | 0 | 0 | 0 | 0 | 0 | 0 | 0 | 0 | 0 | 0 | 0 | 0 | 0 | 1.1533 | 1.298 | 1.4195 | 3.8707 | 0 | 0 | 0 | 0 | 0 | 0 | 0 | 0 | 0 | 0 | 0 | 0 | 0 | 0 | 0 | 0 | 0 | 0 | 0 | 0 | 0.01897 | 0.0016031 | 0.0018042 | 0.001973 | 0.0053803 | 0 | 0 | 0 | 0 | 0 | 1.2
2773_G_2 | SERC_VACAR | North Carolina | 37 | Rutherford | 161 | 2773 | 2 | Lake Lure | 0 | 1927 | 9999 | Hydro | [5 empty] | Non-Fossil | G | 2030 | Hydro |  | 0 | 0 | 0 | 0 | 0 | 0 | 0 | 0 | 0 | 0 | 0 | 0 | 0 | 0 | 0 | 0 | 2.3066 | 2.5959 | 2.8389 | 7.7414 | 0 | 0 | 0 | 0 | 0 | 0 | 0 | 0 | 0 | 0 | 0 | 0 | 0 | 0 | 0 | 0 | 0 | 0 | 0 | 0 | 0.03794 | 0.0032061 | 0.0036083 | 0.0039461 | 0.010761 | 0 | 0 | 0 | 0 | 0 | 2.4
2778_G_1 | SERC_Central_TVA | North Carolina | 37 | Clay | 43 | 2778 | 1 | Chatuge | 0 | 1954 | 9999 | Hydro | [5 empty] | Non-Fossil | G | 2030 | Hydro |  | 0 | 0 | 0 | 0 | 0 | 0 | 0 | 0 | 0 | 0 | 0 | 0 | 0 | 0 | 0 | 0 | 13.815 | 12.8133 | 16.1345 | 42.7627 | 0 | 0 | 0 | 0 | 0 | 0 | 0 | 0 | 0 | 0 | 0 | 0 | 0 | 0 | 0 | 0 | 0 | 0 | 0 | 0 | 0.21973 | 0.019203 | 0.01781 | 0.022427 | 0.05944 | 0 | 0 | 0 | 0 | 0 | 13.9
2779_G_1 | SERC_Central_TVA | North Carolina | 37 | Swain | 173 | 2779 | 1 | Fontana Dam | 0 | 1945 | 9999 | Hydro | [5 empty] | Non-Fossil | G | 2030 | Hydro |  | 0 | 0 | 0 | 0 | 0 | 0 | 0 | 0 | 0 | 0 | 0 | 0 | 0 | 0 | 0 | 0 | 100.7796 | 93.4722 | 117.7008 | 311.9526 | 0 | 0 | 0 | 0 | 0 | 0 | 0 | 0 | 0 | 0 | 0 | 0 | 0 | 0 | 0 | 0 | 0 | 0 | 0 | 0 | 1.603 | 0.14008 | 0.12993 | 0.1636 | 0.43361 | 0 | 0 | 0 | 0 | 0 | 101.4
2779_G_2 | SERC_Central_TVA | North Carolina | 37 | Swain | 173 | 2779 | 2 | Fontana Dam | 0 | 1945 | 9999 | Hydro | [5 empty] | Non-Fossil | G | 2030 | Hydro |  | 0 | 0 | 0 | 0 | 0 | 0 | 0 | 0 | 0 | 0 | 0 | 0 | 0 | 0 | 0 | 0 | 100.7796 | 93.4722 | 117.7008 | 311.9526 | 0 | 0 | 0 | 0 | 0 | 0 | 0 | 0 | 0 | 0 | 0 | 0 | 0 | 0 | 0 | 0 | 0 | 0 | 0 | 0 | 1.603 | 0.14008 | 0.12993 | 0.1636 | 0.43361 | 0 | 0 | 0 | 0 | 0 | 101.4
2779_G_3 | SERC_Central_TVA | North Carolina | 37 | Swain | 173 | 2779 | 3 | Fontana Dam | 0 | 1954 | 9999 | Hydro | [5 empty] | Non-Fossil | G | 2030 | Hydro |  | 0 | 0 | 0 | 0 | 0 | 0 | 0 | 0 | 0 | 0 | 0 | 0 | 0 | 0 | 0 | 0 | 100.7796 | 93.4722 | 117.7008 | 311.9526 | 0 | 0 | 0 | 0 | 0 | 0 | 0 | 0 | 0 | 0 | 0 | 0 | 0 | 0 | 0 | 0 | 0 | 0 | 0 | 0 | 1.603 | 0.14008 | 0.12993 | 0.1636 | 0.43361 | 0 | 0 | 0 | 0 | 0 | 101.4
2780_G_1 | SERC_Central_TVA | North Carolina | 37 | Cherokee | 39 | 2780 | 1 | Hiwassee Dam | 0 | 1940 | 9999 | Hydro | [5 empty] | Non-Fossil | G | 2030 | Hydro |  | 0 | 0 | 0 | 0 | 0 | 0 | 0 | 0 | 0 | 0 | 0 | 0 | 0 | 0 | 0 | 0 | 87.1634 | 80.8433 | 101.7985 | 269.8052 | 0 | 0 | 0 | 0 | 0 | 0 | 0 | 0 | 0 | 0 | 0 | 0 | 0 | 0 | 0 | 0 | 0 | 0 | 0 | 0 | 1.3864 | 0.12116 | 0.11237 | 0.1415 | 0.37503 | 0 | 0 | 0 | 0 | 0 | 87.7
2780_G_2 | SERC_Central_TVA | North Carolina | 37 | Cherokee | 39 | 2780 | 2 | Hiwassee Dam | 0 | 1956 | 9999 | Pumped Storage | [5 empty] | Non-Fossil | G | 2030 | Pumps |  | 0 | 0 | 0 | 0 | 0 | 0 | 0 | 0 | 0 | 0 | 0 | 0 | 0 | 0 | 0 | 0 | 7.2044 | 4.0025 | 2.7163 | 13.9232 | 0 | 0 | 0 | 0 | 0 | 0 | 0 | 0 | 0 | 0 | 0 | 0 | 0 | 0 | 0 | 0 | 0 | 0 | 0 | 0 | 1.5725 | 0.00010948 | 6.0825e-05 | 4.128e-05 | 0.00021159 | 0 | 0 | 0 | 0 | 0 | 86
2783_G_1A | PJM_Dominion | North Carolina | 37 | Dare | 55 | 2783 | 1A | Buxton | 16560 | 1991 | 9999 | Combustion Turbine | [5 empty] | Fossil | G | 2030 | Oil |  | 0 | 0 | 0 | 0 | 0 | 0 | 0 | 0 | 0 | 0 | 0 | 0 | 0 | 0 | 0 | 0 | 0 | 0 | 0 | 0 | 0 | 0 | 0 | 0 | 0 | 0 | 0 | 0 | 0 | 0 | 0 | 0 | 0 | 0 | 0 | 0 | 0 | 0 | 0 | 0 | 0.13268 | 0 | 0 | 0 | 0 | 0 | 0 | 0 | 0 | 0 | 3
2783_G_2A | PJM_Dominion | North Carolina | 37 | Dare | 55 | 2783 | 2A | Buxton | 16555 | 1991 | 9999 | Combustion Turbine | [5 empty] | Fossil | G | 2030 | Oil |  | 0 | 0 | 0 | 0 | 0 | 0 | 0 | 0 | 0 | 0 | 0 | 0 | 0 | 0 | 0 | 0 | 0 | 0 | 0 | 0 | 0 | 0 | 0 | 0 | 0 | 0 | 0 | 0 | 0 | 0 | 0 | 0 | 0 | 0 | 0 | 0 | 0 | 0 | 0 | 0 | 0.13268 | 0 | 0 | 0 | 0 | 0 | 0 | 0 | 0 | 0 | 3
2783_G_3A | PJM_Dominion | North Carolina | 37 | Dare | 55 | 2783 | 3A | Buxton | 16555 | 1991 | 9999 | Combustion Turbine | [5 empty] | Fossil | G | 2030 | Oil |  | 0 | 0 | 0 | 0 | 0 | 0 | 0 | 0 | 0 | 0 | 0 | 0 | 0 | 0 | 0 | 0 | 0 | 0 | 0 | 0 | 0 | 0 | 0 | 0 | 0 | 0 | 0 | 0 | 0 | 0 | 0 | 0 | 0 | 0 | 0 | 0 | 0 | 0 | 0 | 0 | 0.13268 | 0 | 0 | 0 | 0 | 0 | 0 | 0 | 0 | 0 | 3
2783_G_4A | PJM_Dominion | North Carolina | 37 | Dare | 55 | 2783 | 4A | Buxton | 16555 | 1991 | 9999 | Combustion Turbine | [5 empty] | Fossil | G | 2030 | Oil |  | 0 | 0 | 0 | 0 | 0 | 0 | 0 | 0 | 0 | 0 | 0 | 0 | 0 | 0 | 0 | 0 | 0 | 0 | 0 | 0 | 0 | 0 | 0 | 0 | 0 | 0 | 0 | 0 | 0 | 0 | 0 | 0 | 0 | 0 | 0 | 0 | 0 | 0 | 0 | 0 | 0.13268 | 0 | 0 | 0 | 0 | 0 | 0 | 0 | 0 | 0 | 3
2783_G_5A | PJM_Dominion | North Carolina | 37 | Dare | 55 | 2783 | 5A | Buxton | 16555 | 1991 | 9999 | Combustion Turbine | [5 empty] | Fossil | G | 2030 | Oil |  | 0 | 0 | 0 | 0 | 0 | 0 | 0 | 0 | 0 | 0 | 0 | 0 | 0 | 0 | 0 | 0 | 0 | 0 | 0 | 0 | 0 | 0 | 0 | 0 | 0 | 0 | 0 | 0 | 0 | 0 | 0 | 0 | 0 | 0 | 0 | 0 | 0 | 0 | 0 | 0 | 0.13268 | 0 | 0 | 0 | 0 | 0 | 0 | 0 | 0 | 0 | 3
279_G_1 | WECC_Northern California (not including BANC) | California | 6 | Amador | 5 | 279 | 1 | Salt Springs | 0 | 1931 | 9999 | Hydro | [5 empty] | Non-Fossil | G | 2030 | Hydro |  | 0 | 0 | 0 | 0 | 0 | 0 | 0 | 0 | 0 | 0 | 0 | 0 | 0 | 0 | 0 | 0 | 5.4431 | 8.6803 | 16.449 | 30.5724 | 0 | 0 | 0 | 0 | 0 | 0 | 0 | 0 | 0 | 0 | 0 | 0 | 0 | 0 | 0 | 0 | 0 | 0 | 0 | 0 | 0.17389 | 0.0075659 | 0.012066 | 0.022864 | 0.042496 | 0 | 0 | 0 | 0 | 0 | 11
279_G_2 | WECC_Northern California (not including BANC) | California | 6 | Amador | 5 | 279 | 2 | Salt Springs | 0 | 1953 | 9999 | Hydro | [5 empty] | Non-Fossil | G | 2030 | Hydro |  | 0 | 0 | 0 | 0 | 0 | 0 | 0 | 0 | 0 | 0 | 0 | 0 | 0 | 0 | 0 | 0 | 16.3294 | 26.0408 | 49.3471 | 91.7173 | 0 | 0 | 0 | 0 | 0 | 0 | 0 | 0 | 0 | 0 | 0 | 0 | 0 | 0 | 0 | 0 | 0 | 0 | 0 | 0 | 0.52167 | 0.022698 | 0.036197 | 0.068592 | 0.12749 | 0 | 0 | 0 | 0 | 0 | 33
2790_G_3 | MISO_MT, SD, ND | North Dakota | 38 | Morton | 59 | 2790 | 3 | R M Heskett | 18700 | 2014 | 9999 | Combustion Turbine |  |  |  | DLNB |  | Fossil | G | 2030 | NaturalGas |  | 0 | 0 | 0 | 0 | 0 | 0 | 0 | 0 | 0 | 0 | 0 | 0 | 0 | 0 | 0 | 0 | 0 | 0 | 0 | 0 | 0 | 0 | 0 | 0 | 0 | 0 | 0 | 0 | 0 | 0 | 0 | 0 | 0 | 0 | 0 | 0 | 0 | 0 | 0 | 0 | 1.7358 | 0 | 0 | 0 | 0 | 0 | 0 | 0 | 0 | 0 | 88
280_G_1 | WECC_Northern California (not including BANC) | California | 6 | Tehama | 103 | 280 | 1 | South | 0 | 1979 | 9999 | Hydro | [5 empty] | Non-Fossil | G | 2030 | Hydro |  | 0 | 0 | 0 | 0 | 0 | 0 | 0 | 0 | 0 | 0 | 0 | 0 | 0 | 0 | 0 | 0 | 3.4638 | 5.5238 | 10.4676 | 19.4552 | 0 | 0 | 0 | 0 | 0 | 0 | 0 | 0 | 0 | 0 | 0 | 0 | 0 | 0 | 0 | 0 | 0 | 0 | 0 | 0 | 0.11066 | 0.0048147 | 0.0076781 | 0.01455 | 0.027043 | 0 | 0 | 0 | 0 | 0 | 7
2801_G_1 | MISO_MT, SD, ND | North Dakota | 38 | Stutsman | 93 | 2801 | 1 | Jamestown | 25000 | 1976 | 9999 | Combustion Turbine | [5 empty] | Fossil | G | 2030 | Oil |  | 0 | 0 | 0 | 0 | 0 | 0 | 0 | 0 | 0 | 0 | 0 | 0 | 0 | 0 | 0 | 0 | 0 | 0 | 0 | 0 | 0 | 0 | 0 | 0 | 0 | 0 | 0 | 0 | 0 | 0 | 0 | 0 | 0 | 0 | 0 | 0 | 0 | 0 | 0 | 0 | 0.87757 | 0 | 0 | 0 | 0 | 0 | 0 | 0 | 0 | 0 | 20.5
2801_G_2 | MISO_MT, SD, ND | North Dakota | 38 | Stutsman | 93 | 2801 | 2 | Jamestown | 25000 | 1978 | 9999 | Combustion Turbine | [5 empty] | Fossil | G | 2030 | Oil |  | 0 | 0 | 0 | 0 | 0 | 0 | 0 | 0 | 0 | 0 | 0 | 0 | 0 | 0 | 0 | 0 | 0 | 0 | 0 | 0 | 0 | 0 | 0 | 0 | 0 | 0 | 0 | 0 | 0 | 0 | 0 | 0 | 0 | 0 | 0 | 0 | 0 | 0 | 0 | 0 | 0.90754 | 0 | 0 | 0 | 0 | 0 | 0 | 0 | 0 | 0 | 21.2
281_G_1 | WECC_Northern California (not including BANC) | California | 6 | Nevada | 57 | 281 | 1 | Spaulding 1 | 0 | 1928 | 9999 | Hydro | [5 empty] | Non-Fossil | G | 2030 | Hydro |  | 0 | 0 | 0 | 0 | 0 | 0 | 0 | 0 | 0 | 0 | 0 | 0 | 0 | 0 | 0 | 0 | 3.4638 | 5.5238 | 10.4676 | 19.4552 | 0 | 0 | 0 | 0 | 0 | 0 | 0 | 0 | 0 | 0 | 0 | 0 | 0 | 0 | 0 | 0 | 0 | 0 | 0 | 0 | 0.11066 | 0.0048147 | 0.0076781 | 0.01455 | 0.027043 | 0 | 0 | 0 | 0 | 0 | 7
2811_G_1 | MISO_MT, SD, ND | North Dakota | 38 | Walsh | 99 | 2811 | 1 | Grafton | 12283 | 1937 | 9999 | Combustion Turbine | [5 empty] | Fossil | G | 2030 | Oil |  | 0 | 0 | 0 | 0 | 0 | 0 | 0 | 0 | 0 | 0 | 0 | 0 | 0 | 0 | 0 | 0 | 0 | 0 | 0 | 0 | 0 | 0 | 0 | 0 | 0 | 0 | 0 | 0 | 0 | 0 | 0 | 0 | 0 | 0 | 0 | 0 | 0 | 0 | 0 | 0 | 0.025685 | 0 | 0 | 0 | 0 | 0 | 0 | 0 | 0 | 0 | 0.6
2811_G_2 | MISO_MT, SD, ND | North Dakota | 38 | Walsh | 99 | 2811 | 2 | Grafton | 12283 | 1949 | 9999 | Combustion Turbine | [5 empty] | Fossil | G | 2030 | Oil |  | 0 | 0 | 0 | 0 | 0 | 0 | 0 | 0 | 0 | 0 | 0 | 0 | 0 | 0 | 0 | 0 | 0 | 0 | 0 | 0 | 0 | 0 | 0 | 0 | 0 | 0 | 0 | 0 | 0 | 0 | 0 | 0 | 0 | 0 | 0 | 0 | 0 | 0 | 0 | 0 | 0.034247 | 0 | 0 | 0 | 0 | 0 | 0 | 0 | 0 | 0 | 0.8
2811_G_3 | MISO_MT, SD, ND | North Dakota | 38 | Walsh | 99 | 2811 | 3 | Grafton | 12283 | 1956 | 9999 | Combustion Turbine | [5 empty] | Fossil | G | 2030 | Oil |  | 0 | 0 | 0 | 0 | 0 | 0 | 0 | 0 | 0 | 0 | 0 | 0 | 0 | 0 | 0 | 0 | 0 | 0 | 0 | 0 | 0 | 0 | 0 | 0 | 0 | 0 | 0 | 0 | 0 | 0 | 0 | 0 | 0 | 0 | 0 | 0 | 0 | 0 | 0 | 0 | 0.055651 | 0 | 0 | 0 | 0 | 0 | 0 | 0 | 0 | 0 | 1.3
2811_G_4 | MISO_MT, SD, ND | North Dakota | 38 | Walsh | 99 | 2811 | 4 | Grafton | 12283 | 1956 | 9999 | Combustion Turbine | [5 empty] | Fossil | G | 2030 | Oil |  | 0 | 0 | 0 | 0 | 0 | 0 | 0 | 0 | 0 | 0 | 0 | 0 | 0 | 0 | 0 | 0 | 0 | 0 | 0 | 0 | 0 | 0 | 0 | 0 | 0 | 0 | 0 | 0 | 0 | 0 | 0 | 0 | 0 | 0 | 0 | 0 | 0 | 0 | 0 | 0 | 0.055651 | 0 | 0 | 0 | 0 | 0 | 0 | 0 | 0 | 0 | 1.3
2815_G_1 | SPP_WAUE | North Dakota | 38 | Mercer | 57 | 2815 | 1 | Garrison | 0 | 1956 | 9999 | Hydro | [5 empty] | Non-Fossil | G | 2030 | Hydro |  | 0 | 0 | 0 | 0 | 0 | 0 | 0 | 0 | 0 | 0 | 0 | 0 | 0 | 0 | 0 | 0 | 79.1692 | 120.6336 | 179.6765 | 379.4794 | 0 | 0 | 0 | 0 | 0 | 0 | 0 | 0 | 0 | 0 | 0 | 0 | 0 | 0 | 0 | 0 | 0 | 0 | 0 | 0 | 1.6124 | 0.11005 | 0.16768 | 0.24975 | 0.52748 | 0 | 0 | 0 | 0 | 0 | 102
2815_G_2 | SPP_WAUE | North Dakota | 38 | Mercer | 57 | 2815 | 2 | Garrison | 0 | 1956 | 9999 | Hydro | [5 empty] | Non-Fossil | G | 2030 | Hydro |  | 0 | 0 | 0 | 0 | 0 | 0 | 0 | 0 | 0 | 0 | 0 | 0 | 0 | 0 | 0 | 0 | 79.1692 | 120.6336 | 179.6765 | 379.4794 | 0 | 0 | 0 | 0 | 0 | 0 | 0 | 0 | 0 | 0 | 0 | 0 | 0 | 0 | 0 | 0 | 0 | 0 | 0 | 0 | 1.6124 | 0.11005 | 0.16768 | 0.24975 | 0.52748 | 0 | 0 | 0 | 0 | 0 | 102
2815_G_3 | SPP_WAUE | North Dakota | 38 | Mercer | 57 | 2815 | 3 | Garrison | 0 | 1956 | 9999 | Hydro | [5 empty] | Non-Fossil | G | 2030 | Hydro |  | 0 | 0 | 0 | 0 | 0 | 0 | 0 | 0 | 0 | 0 | 0 | 0 | 0 | 0 | 0 | 0 | 79.1692 | 120.6336 | 179.6765 | 379.4794 | 0 | 0 | 0 | 0 | 0 | 0 | 0 | 0 | 0 | 0 | 0 | 0 | 0 | 0 | 0 | 0 | 0 | 0 | 0 | 0 | 1.6124 | 0.11005 | 0.16768 | 0.24975 | 0.52748 | 0 | 0 | 0 | 0 | 0 | 102
2815_G_4 | SPP_WAUE | North Dakota | 38 | Mercer | 57 | 2815 | 4 | Garrison | 0 | 1960 | 9999 | Hydro | [5 empty] | Non-Fossil | G | 2030 | Hydro |  | 0 | 0 | 0 | 0 | 0 | 0 | 0 | 0 | 0 | 0 | 0 | 0 | 0 | 0 | 0 | 0 | 79.1692 | 120.6336 | 179.6765 | 379.4794 | 0 | 0 | 0 | 0 | 0 | 0 | 0 | 0 | 0 | 0 | 0 | 0 | 0 | 0 | 0 | 0 | 0 | 0 | 0 | 0 | 1.6124 | 0.11005 | 0.16768 | 0.24975 | 0.52748 | 0 | 0 | 0 | 0 | 0 | 102
2815_G_5 | SPP_WAUE | North Dakota | 38 | Mercer | 57 | 2815 | 5 | Garrison | 0 | 1960 | 9999 | Hydro | [5 empty] | Non-Fossil | G | 2030 | Hydro |  | 0 | 0 | 0 | 0 | 0 | 0 | 0 | 0 | 0 | 0 | 0 | 0 | 0 | 0 | 0 | 0 | 79.1692 | 120.6336 | 179.6765 | 379.4794 | 0 | 0 | 0 | 0 | 0 | 0 | 0 | 0 | 0 | 0 | 0 | 0 | 0 | 0 | 0 | 0 | 0 | 0 | 0 | 0 | 1.6124 | 0.11005 | 0.16768 | 0.24975 | 0.52748 | 0 | 0 | 0 | 0 | 0 | 102
2817_B_1 | SPP_WAUE | North Dakota | 38 | Mercer | 57 | 2817 | 1 | Leland Olds | 11851 | 1966 | 9999 | Coal Steam | wall | dry | ESPC + Wet Scrubber + SNCR + Mercury Control | LNB + OFA | Wet Scrubber | Fossil | B | 2030 |  | Coal Retirement | 0 | 0 | 0 | 0 | 0 | 0 | 0 | 0 | 0 | 0 | 0 | 0 | 0 | 0 | 0 | 0 | 0 | 0 | 0 | 0 | 0 | 0 | 0 | 0 | 0 | 0 | 0 | 0 | 0 | 0 | 0 | 0 | 0 | 0 | 0 | 0 | 0 | 0 | 0 | 0 | 0 | 0 | 0 | 0 | 0 | 0 | 0 | 0 | 0 | 0 | 222 | Scrubber / SNCR / Mercury Control | Wet Scrubber
2817_B_2 | SPP_WAUE | North Dakota | 38 | Mercer | 57 | 2817 | 2 | Leland Olds | 11751 | 1975 | 9999 | Coal Steam | cyclone | wet | ESPC + Wet Scrubber + SNCR + Mercury Control | OFA | Wet Scrubber | Fossil | B | 2030 | Coal | Carbon Capture and Sequestration | 8.5667 | 11.6126 | 16.0684 | 36.2477 | 0 | 0 | 0 | 0 | 8.5667 | 11.6126 | 16.0684 | 36.2477 | 0 | 0 | 0 | 0 | 457.3248 | 619.9292 | 857.8015 | 1935.0556 | 92.5637 | 125.4753 | 173.6212 | 391.6602 | 0.0021174 | 0.0028702 | 0.0039716 | 0.0089592 | 1.2365 | 1.6761 | 2.3192 | 5.2318 | 0.257 | 0.34838 | 0.48205 | 1.0874 | 0.0042833 | 0.0058063 | 0.0080342 | 0.018124 | 40.5219 | 6.2118 | 8.4204 | 11.6514 | 26.2837 | 9.2921 | 12.5959 | 17.4291 | 39.3171 | 83.6807 | 279.1568 | Scrubber / SNCR / Mercury Control / Carbon Capture and Sequestration | Wet Scrubber
282_G_1 | WECC_Northern California (not including BANC) | California | 6 | Nevada | 57 | 282 | 1 | Spaulding 2 | 0 | 1928 | 9999 | Hydro | [5 empty] | Non-Fossil | G | 2030 | Hydro |  | 0 | 0 | 0 | 0 | 0 | 0 | 0 | 0 | 0 | 0 | 0 | 0 | 0 | 0 | 0 | 0 | 2.1772 | 3.4721 | 6.5796 | 12.229 | 0 | 0 | 0 | 0 | 0 | 0 | 0 | 0 | 0 | 0 | 0 | 0 | 0 | 0 | 0 | 0 | 0 | 0 | 0 | 0 | 0.069556 | 0.0030264 | 0.0048262 | 0.0091457 | 0.016998 | 0 | 0 | 0 | 0 | 0 | 4.4
2823_B_B1 | MISO_MT, SD, ND | North Dakota | 38 | Oliver | 65 | 2823 | B1 | Milton R Young | 11631 | 1970 | 9999 | Coal Steam | cyclone | wet | ESPC + Wet Scrubber + SNCR + Mercury Control | AA + OFA | Wet Scrubber | Fossil | B | 2030 |  | Coal Retirement | 0 | 0 | 0 | 0 | 0 | 0 | 0 | 0 | 0 | 0 | 0 | 0 | 0 | 0 | 0 | 0 | 0 | 0 | 0 | 0 | 0 | 0 | 0 | 0 | 0 | 0 | 0 | 0 | 0 | 0 | 0 | 0 | 0 | 0 | 0 | 0 | 0 | 0 | 0 | 0 | 0 | 0 | 0 | 0 | 0 | 0 | 0 | 0 | 0 | 0 | 237 | Scrubber / SNCR / Mercury Control | Wet Scrubber
2823_B_B2 | MISO_MT, SD, ND | North Dakota | 38 | Oliver | 65 | 2823 | B2 | Milton R Young | 11391 | 1977 | 9999 | Coal Steam | cyclone | wet | ESPC + Wet Scrubber + SNCR + Mercury Control | AA + OFA | Wet Scrubber | Fossil | B | 2030 | Coal |  | 8.8394 | 4.4571 | 11.7633 | 25.0597 | 0 | 0 | 0 | 0 | 0 | 0 | 0 | 0 | 8.8394 | 4.4571 | 11.7633 | 25.0597 | 775.9959 | 391.2782 | 1032.6818 | 2199.9558 | 963.4598 | 485.8026 | 1282.1555 | 2731.4179 | 0.003451 | 0.0017401 | 0.0045925 | 0.0097837 | 1.2531 | 0.63185 | 1.6676 | 3.5526 | 0.32616 | 0.16446 | 0.43405 | 0.92467 | 0.0044197 | 0.0022285 | 0.0058816 | 0.01253 | 28.5911 | 5.0721 | 2.5575 | 6.7499 | 14.3796 | 12.336 | 6.2201 | 16.4165 | 34.9726 | 0 | 447 | Scrubber / SNCR / Mercury Control | Wet Scrubber
2828_B_1 | PJM West | Ohio | 39 | Jefferson | 81 | 2828 | 1 | Cardinal | 9899 | 1966 | 9999 | Coal Steam | cell | dry | ESPC + Wet Scrubber + SCR | LNB + LNCB | Wet Scrubber | Fossil | B | 2030 | Coal |  | 4.7434 | 5.0856 | 6.9517 | 16.7808 | 4.7434 | 5.0856 | 6.9517 | 16.7808 | 0 | 0 | 0 | 0 | 0 | 0 | 0 | 0 | 479.1842 | 513.752 | 702.2657 | 1695.2019 | 494.0324 | 529.3353 | 723.4376 | 1746.8054 | 0.0010115 | 0.0010853 | 0.0014838 | 0.0035805 | 0.17539 | 0.18804 | 0.25704 | 0.62047 | 0.1423 | 0.1602 | 0.22193 | 0.52444 | 0.0023717 | 0.0025428 | 0.0034759 | 0.0083904 | 23.9781 | 2.4704 | 2.6486 | 3.6205 | 8.7395 | 7.5276 | 8.0706 | 11.0321 | 26.6303 | 0 | 585 | Scrubber / SCR | Wet Scrubber
2828_B_2 | PJM West | Ohio | 39 | Jefferson | 81 | 2828 | 2 | Cardinal | 9906 | 1967 | 9999 | Coal Steam | cell | dry | ESPC + Wet Scrubber + SCR | LNB + LNCB | Wet Scrubber | Fossil | B | 2030 | Coal |  | 4.7468 | 5.0892 | 6.9566 | 16.7927 | 4.7468 | 5.0892 | 6.9566 | 16.7927 | 0 | 0 | 0 | 0 | 0 | 0 | 0 | 0 | 479.1842 | 513.752 | 702.2657 | 1695.2019 | 494.3818 | 529.7097 | 723.9492 | 1748.0406 | 0.0010122 | 0.001086 | 0.0014848 | 0.003583 | 0.18192 | 0.19504 | 0.26661 | 0.64358 | 0.1424 | 0.16032 | 0.22209 | 0.52481 | 0.0023734 | 0.0025446 | 0.0034783 | 0.0083963 | 23.9781 | 2.4704 | 2.6486 | 3.6205 | 8.7395 | 7.5329 | 8.0764 | 11.0399 | 26.6492 | 0 | 585 | Scrubber / SCR | Wet Scrubber
2828_B_3 | PJM West | Ohio | 39 | Jefferson | 81 | 2828 | 3 | Cardinal | 10103 | 1977 | 9999 | Coal Steam | wall | dry | ESPH + Wet Scrubber + SCR | LNB | Wet Scrubber | Fossil | B | 2030 | Coal |  | 10.5091 | 11.1105 | 15.0615 | 36.6811 | 10.5091 | 11.1105 | 15.0615 | 36.6811 | 0 | 0 | 0 | 0 | 0 | 0 | 0 | 0 | 1040.1969 | 1099.7192 | 1490.7973 | 3630.7134 | 1094.5297 | 1157.1611 | 1568.6664 | 3820.3571 | 0.0022409 | 0.0023691 | 0.0032116 | 0.0078216 | 0.44496 | 0.47042 | 0.60246 | 1.5178 | 0.31527 | 0.33331 | 0.45185 | 1.1004 | 0.0052546 | 0.0055552 | 0.0075308 | 0.018341 | 45.5836 | 5.4828 | 5.7965 | 7.8578 | 19.1371 | 16.6774 | 17.6318 | 23.9019 | 58.2111 | 0 | 620 | Scrubber / SCR | Wet Scrubber
283_G_1 | WECC_Northern California (not including BANC) | California | 6 | Nevada | 57 | 283 | 1 | Spaulding 3 | 0 | 1929 | 9999 | Hydro | [5 empty] | Non-Fossil | G | 2030 | Hydro |  | 0 | 0 | 0 | 0 | 0 | 0 | 0 | 0 | 0 | 0 | 0 | 0 | 0 | 0 | 0 | 0 | 2.87 | 4.5769 | 8.6731 | 16.12 | 0 | 0 | 0 | 0 | 0 | 0 | 0 | 0 | 0 | 0 | 0 | 0 | 0 | 0 | 0 | 0 | 0 | 0 | 0 | 0 | 0.091688 | 0.0039893 | 0.0063619 | 0.012056 | 0.022407 | 0 | 0 | 0 | 0 | 0 | 5.8
2830_G_BECK1 | PJM West | Ohio | 39 | Clermont | 25 | 2830 | BECK1 | Walter C Beckjord | 0 | 2015 | 9999 | Energy Storage | [5 empty] | Non-Fossil | G | 2030 | EnerStor |  | 0 | 0 | 0 | 0 | 0 | 0 | 0 | 0 | 0 | 0 | 0 | 0 | 0 | 0 | 0 | 0 | 0.20298 | 0.21415 | 0.18702 | 0.60415 | 0 | 0 | 0 | 0 | 0 | 0 | 0 | 0 | 0 | 0 | 0 | 0 | 0 | 0 | 0 | 0 | 0 | 0 | 0 | 0 | 0.073553 | 0.0015975 | 0.0016854 | 0.0014718 | 0.0047548 | 0 | 0 | 0 | 0 | 0 | 2
2830_G_BECK2 | PJM West | Ohio | 39 | Clermont | 25 | 2830 | BECK2 | Walter C Beckjord | 0 | 2015 | 9999 | Energy Storage | [5 empty] | Non-Fossil | G | 2030 | EnerStor |  | 0 | 0 | 0 | 0 | 0 | 0 | 0 | 0 | 0 | 0 | 0 | 0 | 0 | 0 | 0 | 0 | 1.0149e-07 | 1.0708e-07 | 9.3508e-08 | 3.0208e-07 | 0 | 0 | 0 | 0 | 0 | 0 | 0 | 0 | 0 | 0 | 0 | 0 | 0 | 0 | 0 | 0 | 0 | 0 | 0 | 0 | 3.6776e-08 | 7.9875e-10 | 8.4271e-10 | 7.3592e-10 | 2.3774e-09 | 0 | 0 | 0 | 0 | 0 | 1e-06
2831_G_1 | PJM West | Ohio | 39 | Butler | 17 | 2831 | 1 | Dicks Creek | 18700 | 1965 | 9999 | Combustion Turbine | [5 empty] | Fossil | G | 2030 | NaturalGas |  | 0.011753 | 0 | 0.0046739 | 0.016427 | 0 | 0 | 0 | 0 | 0 | 0 | 0 | 0 | 0 | 0 | 0 | 0 | 0.62852 | 0 | 0.24994 | 0.87846 | 0.68804 | 0 | 0.27361 | 0.96165 | 8.2273e-10 | 0 | 3.2717e-10 | 1.1499e-09 | 0.0041137 | 0 | 0.0016359 | 0.0057495 | 0 | 0 | 0 | 0 | 0 | 0 | 0 | 0 | 3.973 | 0.0040979 | 0 | 0.0016296 | 0.0057275 | 0.031316 | 0 | 0.0093704 | 0.040687 | 0 | 92
2831_G_3 | PJM West | Ohio | 39 | Butler | 17 | 2831 | 3 | Dicks Creek | 23452 | 1969 | 9999 | Combustion Turbine | [5 empty] | Fossil | G | 2030 | NaturalGas |  | 0 | 0 | 0 | 0 | 0 | 0 | 0 | 0 | 0 | 0 | 0 | 0 | 0 | 0 | 0 | 0 | 0 | 0 | 0 | 0 | 0 | 0 | 0 | 0 | 0 | 0 | 0 | 0 | 0 | 0 | 0 | 0 | 0 | 0 | 0 | 0 | 0 | 0 | 0 | 0 | 0.61322 | 0 | 0 | 0 | 0 | 0 | 0 | 0 | 0 | 0 | 14.2
2831_G_4 | PJM West | Ohio | 39 | Butler | 17 | 2831 | 4 | Dicks Creek | 23452 | 1969 | 9999 | Combustion Turbine | [5 empty] | Fossil | G | 2030 | Oil |  | 0 | 0 | 0 | 0 | 0 | 0 | 0 | 0 | 0 | 0 | 0 | 0 | 0 | 0 | 0 | 0 | 0 | 0 | 0 | 0 | 0 | 0 | 0 | 0 | 0 | 0 | 0 | 0 | 0 | 0 | 0 | 0 | 0 | 0 | 0 | 0 | 0 | 0 | 0 | 0 | 0.64777 | 0 | 0 | 0 | 0 | 0 | 0 | 0 | 0 | 0 | 15
2831_G_5 | PJM West | Ohio | 39 | Butler | 17 | 2831 | 5 | Dicks Creek | 23452 | 1969 | 9999 | Combustion Turbine | [5 empty] | Fossil | G | 2030 | Oil |  | 0 | 0 | 0 | 0 | 0 | 0 | 0 | 0 | 0 | 0 | 0 | 0 | 0 | 0 | 0 | 0 | 0 | 0 | 0 | 0 | 0 | 0 | 0 | 0 | 0 | 0 | 0 | 0 | 0 | 0 | 0 | 0 | 0 | 0 | 0 | 0 | 0 | 0 | 0 | 0 | 0.64777 | 0 | 0 | 0 | 0 | 0 | 0 | 0 | 0 | 0 | 15
2832_G_GT3 | PJM West | Ohio | 39 | Hamilton | 61 | 2832 | GT3 | Miami Fort | 23420 | 1971 | 9999 | Combustion Turbine | [5 empty] | Fossil | G | 2030 | Oil |  | 0 | 0 | 0 | 0 | 0 | 0 | 0 | 0 | 0 | 0 | 0 | 0 | 0 | 0 | 0 | 0 | 0 | 0 | 0 | 0 | 0 | 0 | 0 | 0 | 0 | 0 | 0 | 0 | 0 | 0 | 0 | 0 | 0 | 0 | 0 | 0 | 0 | 0 | 0 | 0 | 0.60458 | 0 | 0 | 0 | 0 | 0 | 0 | 0 | 0 | 0 | 14
2832_G_GT4 | PJM West | Ohio | 39 | Hamilton | 61 | 2832 | GT4 | Miami Fort | 23448 | 1971 | 9999 | Combustion Turbine | [5 empty] | Fossil | G | 2030 | Oil |  | 0 | 0 | 0 | 0 | 0 | 0 | 0 | 0 | 0 | 0 | 0 | 0 | 0 | 0 | 0 | 0 | 0 | 0 | 0 | 0 | 0 | 0 | 0 | 0 | 0 | 0 | 0 | 0 | 0 | 0 | 0 | 0 | 0 | 0 | 0 | 0 | 0 | 0 | 0 | 0 | 0.60458 | 0 | 0 | 0 | 0 | 0 | 0 | 0 | 0 | 0 | 14
2832_G_GT5 | PJM West | Ohio | 39 | Hamilton | 61 | 2832 | GT5 | Miami Fort | 23448 | 1971 | 9999 | Combustion Turbine | [5 empty] | Fossil | G | 2030 | Oil |  | 0 | 0 | 0 | 0 | 0 | 0 | 0 | 0 | 0 | 0 | 0 | 0 | 0 | 0 | 0 | 0 | 0 | 0 | 0 | 0 | 0 | 0 | 0 | 0 | 0 | 0 | 0 | 0 | 0 | 0 | 0 | 0 | 0 | 0 | 0 | 0 | 0 | 0 | 0 | 0 | 0.60458 | 0 | 0 | 0 | 0 | 0 | 0 | 0 | 0 | 0 | 14
2832_G_GT6 | PJM West | Ohio | 39 | Hamilton | 61 | 2832 | GT6 | Miami Fort | 23448 | 1971 | 9999 | Combustion Turbine | [5 empty] | Fossil | G | 2030 | Oil |  | 0 | 0 | 0 | 0 | 0 | 0 | 0 | 0 | 0 | 0 | 0 | 0 | 0 | 0 | 0 | 0 | 0 | 0 | 0 | 0 | 0 | 0 | 0 | 0 | 0 | 0 | 0 | 0 | 0 | 0 | 0 | 0 | 0 | 0 | 0 | 0 | 0 | 0 | 0 | 0 | 0.60458 | 0 | 0 | 0 | 0 | 0 | 0 | 0 | 0 | 0 | 14
2836_G_10 | PJM_ATSI | Ohio | 39 | Lorain | 93 | 2836 | 10 | Avon Lake | 25000 | 1968 | 9999 | Combustion Turbine | tangential | dry |  |  |  | Fossil | G | 2030 | Oil |  | 0 | 0 | 0 | 0 | 0 | 0 | 0 | 0 | 0 | 0 | 0 | 0 | 0 | 0 | 0 | 0 | 0 | 0 | 0 | 0 | 0 | 0 | 0 | 0 | 0 | 0 | 0 | 0 | 0 | 0 | 0 | 0 | 0 | 0 | 0 | 0 | 0 | 0 | 0 | 0 | 4.3792e-08 | 0 | 0 | 0 | 0 | 0 | 0 | 0 | 0 | 0 | 1e-06
284_G_1 | WECC_Northern California (not including BANC) | California | 6 | Tuolumne | 109 | 284 | 1 | Spring Gap | 0 | 1921 | 9999 | Hydro | [5 empty] | Non-Fossil | G | 2030 | Hydro |  | 0 | 0 | 0 | 0 | 0 | 0 | 0 | 0 | 0 | 0 | 0 | 0 | 0 | 0 | 0 | 0 | 3.4638 | 5.5238 | 10.4676 | 19.4552 | 0 | 0 | 0 | 0 | 0 | 0 | 0 | 0 | 0 | 0 | 0 | 0 | 0 | 0 | 0 | 0 | 0 | 0 | 0 | 0 | 0.11066 | 0.0048147 | 0.0076781 | 0.01455 | 0.027043 | 0 | 0 | 0 | 0 | 0 | 7
2847_G_GT1 | PJM West | Ohio | 39 | Montgomery | 113 | 2847 | GT1 | Frank M Tait | 12380 | 1995 | 9999 | Combustion Turbine |  |  |  | H2O |  | Fossil | G | 2030 | NaturalGas |  | 0.013955 | 0 | 0.03453 | 0.048485 | 0 | 0 | 0 | 0 | 0 | 0 | 0 | 0 | 0 | 0 | 0 | 0 | 1.1272 | 0 | 2.7892 | 3.9164 | 0.81693 | 0 | 2.0214 | 2.8383 | 9.7686e-10 | 0 | 2.4171e-09 | 3.394e-09 | 0.0008625 | 0 | 0.0021341 | 0.0029966 | 0 | 0 | 0 | 0 | 0 | 0 | 0 | 0 | 1.7358 | 0.0073496 | 0 | 0.018185 | 0.025535 | 0.037183 | 0 | 0.069227 | 0.10641 | 0 | 88
2847_G_GT2 | PJM West | Ohio | 39 | Montgomery | 113 | 2847 | GT2 | Frank M Tait | 12380 | 1996 | 9999 | Combustion Turbine |  |  |  | H2O |  | Fossil | G | 2030 | NaturalGas |  | 0.014114 | 0 | 0.034922 | 0.049036 | 0 | 0 | 0 | 0 | 0 | 0 | 0 | 0 | 0 | 0 | 0 | 0 | 1.14 | 0 | 2.8209 | 3.9609 | 0.82622 | 0 | 2.0444 | 2.8706 | 9.8796e-10 | 0 | 2.4446e-09 | 3.4325e-09 | 0.00092882 | 0 | 0.0022982 | 0.0032271 | 0 | 0 | 0 | 0 | 0 | 0 | 0 | 0 | 1.7555 | 0.0074331 | 0 | 0.018392 | 0.025825 | 0.037606 | 0 | 0.070014 | 0.10762 | 0 | 89
2847_G_GT3 | PJM West | Ohio | 39 | Montgomery | 113 | 2847 | GT3 | Frank M Tait | 12380 | 1998 | 9999 | Combustion Turbine |  |  |  | DLNB + H2O |  | Fossil | G | 2030 | NaturalGas |  | 0.012528 | 0 | 0.030999 | 0.043526 | 0 | 0 | 0 | 0 | 0 | 0 | 0 | 0 | 0 | 0 | 0 | 0 | 1.0119 | 0 | 2.5039 | 3.5159 | 0.73338 | 0 | 1.8147 | 2.548 | 8.7695e-10 | 0 | 2.1699e-09 | 3.0469e-09 | 0.00045063 | 0 | 0.001115 | 0.0015656 | 0 | 0 | 0 | 0 | 0 | 0 | 0 | 0 | 1.5583 | 0.0065979 | 0 | 0.016326 | 0.022923 | 0.03338 | 0 | 0.062147 | 0.095528 | 0 | 79
2847_G_IC1 | PJM West | Ohio | 39 | Montgomery | 113 | 2847 | IC1 | Frank M Tait | 25000 | 1967 | 9999 | Combustion Turbine | [5 empty] | Fossil | G | 2030 | Oil |  | 0 | 0 | 0 | 0 | 0 | 0 | 0 | 0 | 0 | 0 | 0 | 0 | 0 | 0 | 0 | 0 | 0 | 0 | 0 | 0 | 0 | 0 | 0 | 0 | 0 | 0 | 0 | 0 | 0 | 0 | 0 | 0 | 0 | 0 | 0 | 0 | 0 | 0 | 0 | 0 | 0.10796 | 0 | 0 | 0 | 0 | 0 | 0 | 0 | 0 | 0 | 2.5
2847_G_IC2 | PJM West | Ohio | 39 | Montgomery | 113 | 2847 | IC2 | Frank M Tait | 25000 | 1967 | 9999 | Combustion Turbine | [5 empty] | Fossil | G | 2030 | Oil |  | 0 | 0 | 0 | 0 | 0 | 0 | 0 | 0 | 0 | 0 | 0 | 0 | 0 | 0 | 0 | 0 | 0 | 0 | 0 | 0 | 0 | 0 | 0 | 0 | 0 | 0 | 0 | 0 | 0 | 0 | 0 | 0 | 0 | 0 | 0 | 0 | 0 | 0 | 0 | 0 | 0.10796 | 0 | 0 | 0 | 0 | 0 | 0 | 0 | 0 | 0 | 2.5
2847_G_IC3 | PJM West | Ohio | 39 | Montgomery | 113 | 2847 | IC3 | Frank M Tait | 25000 | 1967 | 9999 | Combustion Turbine | [5 empty] | Fossil | G | 2030 | Oil |  | 0 | 0 | 0 | 0 | 0 | 0 | 0 | 0 | 0 | 0 | 0 | 0 | 0 | 0 | 0 | 0 | 0 | 0 | 0 | 0 | 0 | 0 | 0 | 0 | 0 | 0 | 0 | 0 | 0 | 0 | 0 | 0 | 0 | 0 | 0 | 0 | 0 | 0 | 0 | 0 | 0.10796 | 0 | 0 | 0 | 0 | 0 | 0 | 0 | 0 | 0 | 2.5
2847_G_IC4 | PJM West | Ohio | 39 | Montgomery | 113 | 2847 | IC4 | Frank M Tait | 25000 | 1967 | 9999 | Combustion Turbine | [5 empty] | Fossil | G | 2030 | Oil |  | 0 | 0 | 0 | 0 | 0 | 0 | 0 | 0 | 0 | 0 | 0 | 0 | 0 | 0 | 0 | 0 | 0 | 0 | 0 | 0 | 0 | 0 | 0 | 0 | 0 | 0 | 0 | 0 | 0 | 0 | 0 | 0 | 0 | 0 | 0 | 0 | 0 | 0 | 0 | 0 | 0.10796 | 0 | 0 | 0 | 0 | 0 | 0 | 0 | 0 | 0 | 2.5
2848_G_7 | PJM West | Ohio | 39 | Montgomery | 113 | 2848 | 7 | O H Hutchings | 25000 | 1968 | 9999 | Combustion Turbine | [5 empty] | Fossil | G | 2030 | Oil |  | 0 | 0 | 0 | 0 | 0 | 0 | 0 | 0 | 0 | 0 | 0 | 0 | 0 | 0 | 0 | 0 | 0 | 0 | 0 | 0 | 0 | 0 | 0 | 0 | 0 | 0 | 0 | 0 | 0 | 0 | 0 | 0 | 0 | 0 | 0 | 0 | 0 | 0 | 0 | 0 | 1.0796 | 0 | 0 | 0 | 0 | 0 | 0 | 0 | 0 | 0 | 25
285_G_HC1 | WECC_Northern California (not including BANC) | California | 6 | Tuolumne | 109 | 285 | HC1 | Stanislaus | 0 | 1963 | 9999 | Hydro | [5 empty] | Non-Fossil | G | 2030 | Hydro |  | 0 | 0 | 0 | 0 | 0 | 0 | 0 | 0 | 0 | 0 | 0 | 0 | 0 | 0 | 0 | 0 | 45.0295 | 71.8096 | 136.0783 | 252.9174 | 0 | 0 | 0 | 0 | 0 | 0 | 0 | 0 | 0 | 0 | 0 | 0 | 0 | 0 | 0 | 0 | 0 | 0 | 0 | 0 | 1.4385 | 0.062591 | 0.099815 | 0.18915 | 0.35156 | 0 | 0 | 0 | 0 | 0 | 91
2851_G_1 | PJM West | Ohio | 39 | Montgomery | 113 | 2851 | 1 | Monument | 10745 | 1968 | 9999 | Combustion Turbine | [5 empty] | Fossil | G | 2030 | Oil |  | 0 | 0 | 0 | 0 | 0 | 0 | 0 | 0 | 0 | 0 | 0 | 0 | 0 | 0 | 0 | 0 | 0 | 0 | 0 | 0 | 0 | 0 | 0 | 0 | 0 | 0 | 0 | 0 | 0 | 0 | 0 | 0 | 0 | 0 | 0 | 0 | 0 | 0 | 0 | 0 | 0.10364 | 0 | 0 | 0 | 0 | 0 | 0 | 0 | 0 | 0 | 2.4
2851_G_2 | PJM West | Ohio | 39 | Montgomery | 113 | 2851 | 2 | Monument | 10770 | 1968 | 9999 | Combustion Turbine | [5 empty] | Fossil | G | 2030 | Oil |  | 0 | 0 | 0 | 0 | 0 | 0 | 0 | 0 | 0 | 0 | 0 | 0 | 0 | 0 | 0 | 0 | 0 | 0 | 0 | 0 | 0 | 0 | 0 | 0 | 0 | 0 | 0 | 0 | 0 | 0 | 0 | 0 | 0 | 0 | 0 | 0 | 0 | 0 | 0 | 0 | 0.10364 | 0 | 0 | 0 | 0 | 0 | 0 | 0 | 0 | 0 | 2.4
2851_G_3 | PJM West | Ohio | 39 | Montgomery | 113 | 2851 | 3 | Monument | 10770 | 1968 | 9999 | Combustion Turbine | [5 empty] | Fossil | G | 2030 | Oil |  | 0 | 0 | 0 | 0 | 0 | 0 | 0 | 0 | 0 | 0 | 0 | 0 | 0 | 0 | 0 | 0 | 0 | 0 | 0 | 0 | 0 | 0 | 0 | 0 | 0 | 0 | 0 | 0 | 0 | 0 | 0 | 0 | 0 | 0 | 0 | 0 | 0 | 0 | 0 | 0 | 0.10364 | 0 | 0 | 0 | 0 | 0 | 0 | 0 | 0 | 0 | 2.4
2851_G_4 | PJM West | Ohio | 39 | Montgomery | 113 | 2851 | 4 | Monument | 10770 | 1968 | 9999 | Combustion Turbine | [5 empty] | Fossil | G | 2030 | Oil |  | 0 | 0 | 0 | 0 | 0 | 0 | 0 | 0 | 0 | 0 | 0 | 0 | 0 | 0 | 0 | 0 | 0 | 0 | 0 | 0 | 0 | 0 | 0 | 0 | 0 | 0 | 0 | 0 | 0 | 0 | 0 | 0 | 0 | 0 | 0 | 0 | 0 | 0 | 0 | 0 | 0.10364 | 0 | 0 | 0 | 0 | 0 | 0 | 0 | 0 | 0 | 2.4
2851_G_5 | PJM West | Ohio | 39 | Montgomery | 113 | 2851 | 5 | Monument | 10770 | 1968 | 9999 | Combustion Turbine | [5 empty] | Fossil | G | 2030 | Oil |  | 0 | 0 | 0 | 0 | 0 | 0 | 0 | 0 | 0 | 0 | 0 | 0 | 0 | 0 | 0 | 0 | 0 | 0 | 0 | 0 | 0 | 0 | 0 | 0 | 0 | 0 | 0 | 0 | 0 | 0 | 0 | 0 | 0 | 0 | 0 | 0 | 0 | 0 | 0 | 0 | 0.10364 | 0 | 0 | 0 | 0 | 0 | 0 | 0 | 0 | 0 | 2.4
2852_G_1 | PJM West | Ohio | 39 | Shelby | 149 | 2852 | 1 | Sidney (OH) | 10745 | 1968 | 9999 | Combustion Turbine | [5 empty] | Fossil | G | 2030 | Oil |  | 0 | 0 | 0 | 0 | 0 | 0 | 0 | 0 | 0 | 0 | 0 | 0 | 0 | 0 | 0 | 0 | 0 | 0 | 0 | 0 | 0 | 0 | 0 | 0 | 0 | 0 | 0 | 0 | 0 | 0 | 0 | 0 | 0 | 0 | 0 | 0 | 0 | 0 | 0 | 0 | 0.10364 | 0 | 0 | 0 | 0 | 0 | 0 | 0 | 0 | 0 | 2.4
2852_G_2 | PJM West | Ohio | 39 | Shelby | 149 | 2852 | 2 | Sidney (OH) | 10745 | 1968 | 9999 | Combustion Turbine | [5 empty] | Fossil | G | 2030 | Oil |  | 0 | 0 | 0 | 0 | 0 | 0 | 0 | 0 | 0 | 0 | 0 | 0 | 0 | 0 | 0 | 0 | 0 | 0 | 0 | 0 | 0 | 0 | 0 | 0 | 0 | 0 | 0 | 0 | 0 | 0 | 0 | 0 | 0 | 0 | 0 | 0 | 0 | 0 | 0 | 0 | 0.10364 | 0 | 0 | 0 | 0 | 0 | 0 | 0 | 0 | 0 | 2.4
2852_G_3 | PJM West | Ohio | 39 | Shelby | 149 | 2852 | 3 | Sidney (OH) | 10745 | 1968 | 9999 | Combustion Turbine | [5 empty] | Fossil | G | 2030 | Oil |  | 0 | 0 | 0 | 0 | 0 | 0 | 0 | 0 | 0 | 0 | 0 | 0 | 0 | 0 | 0 | 0 | 0 | 0 | 0 | 0 | 0 | 0 | 0 | 0 | 0 | 0 | 0 | 0 | 0 | 0 | 0 | 0 | 0 | 0 | 0 | 0 | 0 | 0 | 0 | 0 | 0.10364 | 0 | 0 | 0 | 0 | 0 | 0 | 0 | 0 | 0 | 2.4
2852_G_4 | PJM West | Ohio | 39 | Shelby | 149 | 2852 | 4 | Sidney (OH) | 10745 | 1968 | 9999 | Combustion Turbine | [5 empty] | Fossil | G | 2030 | Oil |  | 0 | 0 | 0 | 0 | 0 | 0 | 0 | 0 | 0 | 0 | 0 | 0 | 0 | 0 | 0 | 0 | 0 | 0 | 0 | 0 | 0 | 0 | 0 | 0 | 0 | 0 | 0 | 0 | 0 | 0 | 0 | 0 | 0 | 0 | 0 | 0 | 0 | 0 | 0 | 0 | 0.10364 | 0 | 0 | 0 | 0 | 0 | 0 | 0 | 0 | 0 | 2.4
2852_G_5 | PJM West | Ohio | 39 | Shelby | 149 | 2852 | 5 | Sidney (OH) | 10745 | 1968 | 9999 | Combustion Turbine | [5 empty] | Fossil | G | 2030 | Oil |  | 0 | 0 | 0 | 0 | 0 | 0 | 0 | 0 | 0 | 0 | 0 | 0 | 0 | 0 | 0 | 0 | 0 | 0 | 0 | 0 | 0 | 0 | 0 | 0 | 0 | 0 | 0 | 0 | 0 | 0 | 0 | 0 | 0 | 0 | 0 | 0 | 0 | 0 | 0 | 0 | 0.10364 | 0 | 0 | 0 | 0 | 0 | 0 | 0 | 0 | 0 | 2.4
2854_G_1 | PJM West | Ohio | 39 | Montgomery | 113 | 2854 | 1 | Yankee Street | 17347 | 1969 | 9999 | Combustion Turbine | [5 empty] | Fossil | G | 2030 | NaturalGas |  | 0.0023228 | 0 | 0.0036421 | 0.005965 | 0 | 0 | 0 | 0 | 0 | 0 | 0 | 0 | 0 | 0 | 0 | 0 | 0.1339 | 0 | 0.20996 | 0.34386 | 0.13598 | 0 | 0.21321 | 0.34919 | 1.626e-10 | 0 | 2.5495e-10 | 4.1755e-10 | 0.00034745 | 0 | 0.00054479 | 0.00089224 | 0 | 0 | 0 | 0 | 0 | 0 | 0 | 0 | 0.8421 | 0.0007445 | 0 | 0.0011674 | 0.0019119 | 0.0061891 | 0 | 0.0073019 | 0.013491 | 0 | 19.5
2854_G_2 | PJM West | Ohio | 39 | Montgomery | 113 | 2854 | 2 | Yankee Street | 17348 | 1969 | 9999 | Combustion Turbine | [5 empty] | Fossil | G | 2030 | NaturalGas |  | 0.0023229 | 0 | 0.0036424 | 0.0059653 | 0 | 0 | 0 | 0 | 0 | 0 | 0 | 0 | 0 | 0 | 0 | 0 | 0.1339 | 0 | 0.20996 | 0.34386 | 0.13599 | 0 | 0.21322 | 0.34921 | 1.6261e-10 | 0 | 2.5496e-10 | 4.1757e-10 | 0.0004626 | 0 | 0.00072536 | 0.001188 | 0 | 0 | 0 | 0 | 0 | 0 | 0 | 0 | 0.8421 | 0.0007445 | 0 | 0.0011674 | 0.0019119 | 0.0061894 | 0 | 0.0073024 | 0.013492 | 0 | 19.5
2854_G_3 | PJM West | Ohio | 39 | Montgomery | 113 | 2854 | 3 | Yankee Street | 17348 | 1969 | 9999 | Combustion Turbine | [5 empty] | Fossil | G | 2030 | NaturalGas |  | 0.0022991 | 0 | 0.003605 | 0.0059041 | 0 | 0 | 0 | 0 | 0 | 0 | 0 | 0 | 0 | 0 | 0 | 0 | 0.13253 | 0 | 0.2078 | 0.34033 | 0.13459 | 0 | 0.21104 | 0.34563 | 1.6094e-10 | 0 | 2.5235e-10 | 4.1329e-10 | 0.00038388 | 0 | 0.00060193 | 0.00098581 | 0 | 0 | 0 | 0 | 0 | 0 | 0 | 0 | 0.83346 | 0.00073686 | 0 | 0.0011554 | 0.0018923 | 0.0061259 | 0 | 0.0072275 | 0.013353 | 0 | 19.3
2854_G_4 | PJM West | Ohio | 39 | Montgomery | 113 | 2854 | 4 | Yankee Street | 17345 | 1970 | 9999 | Combustion Turbine | [5 empty] | Fossil | G | 2030 | NaturalGas |  | 0.0013102 | 0 | 0.0020543 | 0.0033645 | 0 | 0 | 0 | 0 | 0 | 0 | 0 | 0 | 0 | 0 | 0 | 0 | 0.075535 | 0 | 0.11844 | 0.19397 | 0.076696 | 0 | 0.12026 | 0.19696 | 9.1711e-11 | 0 | 1.438e-10 | 2.3551e-10 | 0.0001166 | 0 | 0.00018282 | 0.00029942 | 0 | 0 | 0 | 0 | 0 | 0 | 0 | 0 | 0.47503 | 0.00041997 | 0 | 0.00065852 | 0.0010785 | 0.0034909 | 0 | 0.0041186 | 0.0076094 | 0 | 11
2854_G_5 | PJM West | Ohio | 39 | Montgomery | 113 | 2854 | 5 | Yankee Street | 17346 | 1970 | 9999 | Combustion Turbine | [5 empty] | Fossil | G | 2030 | NaturalGas |  | 0.001072 | 0 | 0.0016809 | 0.0027529 | 0 | 0 | 0 | 0 | 0 | 0 | 0 | 0 | 0 | 0 | 0 | 0 | 0.061801 | 0 | 0.096904 | 0.1587 | 0.062755 | 0 | 0.098399 | 0.16115 | 7.504e-11 | 0 | 1.1766e-10 | 1.927e-10 | 0.00014405 | 0 | 0.00022587 | 0.00036992 | 0 | 0 | 0 | 0 | 0 | 0 | 0 | 0 | 0.38866 | 0.00034361 | 0 | 0.00053879 | 0.0008824 | 0.0028563 | 0 | 0.0033699 | 0.0062263 | 0 | 9
2854_G_6 | PJM West | Ohio | 39 | Montgomery | 113 | 2854 | 6 | Yankee Street | 17347 | 1970 | 9999 | Combustion Turbine | [5 empty] | Fossil | G | 2030 | NaturalGas |  | 0.0014294 | 0 | 0.0022413 | 0.0036707 | 0 | 0 | 0 | 0 | 0 | 0 | 0 | 0 | 0 | 0 | 0 | 0 | 0.082402 | 0 | 0.12921 | 0.21161 | 0.083678 | 0 | 0.13121 | 0.21489 | 1.0006e-10 | 0 | 1.5689e-10 | 2.5695e-10 | 0.00019272 | 0 | 0.00030219 | 0.00049491 | 0 | 0 | 0 | 0 | 0 | 0 | 0 | 0 | 0.51821 | 0.00045815 | 0 | 0.00071838 | 0.0011765 | 0.0038086 | 0 | 0.0044935 | 0.0083022 | 0 | 12
2854_G_7 | PJM West | Ohio | 39 | Montgomery | 113 | 2854 | 7 | Yankee Street | 17345 | 1970 | 9999 | Combustion Turbine | [5 empty] | Fossil | G | 2030 | NaturalGas |  | 0.0013102 | 0 | 0.0020543 | 0.0033645 | 0 | 0 | 0 | 0 | 0 | 0 | 0 | 0 | 0 | 0 | 0 | 0 | 0.075535 | 0 | 0.11844 | 0.19397 | 0.076696 | 0 | 0.12026 | 0.19696 | 9.1711e-11 | 0 | 1.438e-10 | 2.3551e-10 | 0.000191 | 0 | 0.00029949 | 0.00049049 | 0 | 0 | 0 | 0 | 0 | 0 | 0 | 0 | 0.47503 | 0.00041997 | 0 | 0.00065852 | 0.0010785 | 0.0034909 | 0 | 0.0041186 | 0.0076094 | 0 | 11
2854_G_YS1 | PJM West | Ohio | 39 | Montgomery | 113 | 2854 | YS1 | Yankee Street | 0 | 2010 | 9999 | Solar PV | [5 empty] | Non-Fossil | G | 2030 | Solar |  | 0 | 0 | 0 | 0 | 0 | 0 | 0 | 0 | 0 | 0 | 0 | 0 | 0 | 0 | 0 | 0 | 0.20547 | 0.48545 | 0.87101 | 1.5619 | 0 | 0 | 0 | 0 | 0 | 0 | 0 | 0 | 0 | 0 | 0 | 0 | 0 | 0 | 0 | 0 | 0 | 0 | 0 | 0 | 0.041831 | 0 | 0 | 0 | 0 | 0 | 0 | 0 | 0 | 0 | 1.1
286_G_U11 | WECC_Northern California (not including BANC) | California | 6 | Sonoma | 97 | 286 | U11 | Geysers Unit 5-20 | 9771 | 1975 | 9999 | Geothermal | [5 empty] | Non-Fossil | G | 2030 | Geothermal |  | 1.2396 | 1.6411 | 2.1065 | 4.9872 | 0 | 0 | 0 | 0 | 0 | 0 | 0 | 0 | 0 | 0 | 0 | 0 | 126.8615 | 167.9572 | 215.5856 | 510.4044 | 0 | 0 | 0 | 0 | 0.001841 | 0.0024374 | 0.0031286 | 0.0074069 | 0 | 0 | 0 | 0 | 0 | 0 | 0 | 0 | 0 | 0 | 0 | 0 | 9.2728 | 0.14716 | 0.19483 | 0.25008 | 0.59207 | 0 | 0 | 0 | 0 | 0 | 68
286_G_U12 | WECC_Northern California (not including BANC) | California | 6 | Sonoma | 97 | 286 | U12 | Geysers Unit 5-20 | 9771 | 1979 | 9999 | Geothermal | [5 empty] | Non-Fossil | G | 2030 | Geothermal |  | 0.91144 | 1.2067 | 1.5489 | 3.667 | 0 | 0 | 0 | 0 | 0 | 0 | 0 | 0 | 0 | 0 | 0 | 0 | 93.2805 | 123.498 | 158.5188 | 375.2973 | 0 | 0 | 0 | 0 | 0.0013537 | 0.0017922 | 0.0023004 | 0.0054463 | 0 | 0 | 0 | 0 | 0 | 0 | 0 | 0 | 0 | 0 | 0 | 0 | 6.8183 | 0.10821 | 0.14326 | 0.18388 | 0.43534 | 0 | 0 | 0 | 0 | 0 | 50
286_G_U13 | WECC_Northern California (not including BANC) | California | 6 | Sonoma | 97 | 286 | U13 | Geysers Unit 5-20 | 9771 | 1980 | 9999 | Geothermal | [5 empty] | Non-Fossil | G | 2030 | Geothermal |  | 1.0208 | 1.3515 | 1.7348 | 4.1071 | 0 | 0 | 0 | 0 | 0 | 0 | 0 | 0 | 0 | 0 | 0 | 0 | 104.4742 | 138.3177 | 177.5411 | 420.333 | 0 | 0 | 0 | 0 | 0.0015161 | 0.0020073 | 0.0025765 | 0.0060998 | 0 | 0 | 0 | 0 | 0 | 0 | 0 | 0 | 0 | 0 | 0 | 0 | 7.6365 | 0.12119 | 0.16045 | 0.20595 | 0.48759 | 0 | 0 | 0 | 0 | 0 | 56
286_G_U14 | WECC_Northern California (not including BANC) | California | 6 | Sonoma | 97 | 286 | U14 | Geysers Unit 5-20 | 9771 | 1980 | 9999 | Geothermal | [5 empty] | Non-Fossil | G | 2030 | Geothermal |  | 0.91144 | 1.2067 | 1.5489 | 3.667 | 0 | 0 | 0 | 0 | 0 | 0 | 0 | 0 | 0 | 0 | 0 | 0 | 93.2805 | 123.498 | 158.5188 | 375.2973 | 0 | 0 | 0 | 0 | 0.0013537 | 0.0017922 | 0.0023004 | 0.0054463 | 0 | 0 | 0 | 0 | 0 | 0 | 0 | 0 | 0 | 0 | 0 | 0 | 6.8183 | 0.10821 | 0.14326 | 0.18388 | 0.43534 | 0 | 0 | 0 | 0 | 0 | 50
286_G_U16 | WECC_Northern California (not including BANC) | California | 6 | Sonoma | 97 | 286 | U16 | Geysers Unit 5-20 | 9771 | 1985 | 9999 | Geothermal | [5 empty] | Non-Fossil | G | 2030 | Geothermal |  | 0.89322 | 1.1826 | 1.5179 | 3.5937 | 0 | 0 | 0 | 0 | 0 | 0 | 0 | 0 | 0 | 0 | 0 | 0 | 91.4149 | 121.028 | 155.3485 | 367.7914 | 0 | 0 | 0 | 0 | 0.0013266 | 0.0017563 | 0.0022544 | 0.0053373 | 0 | 0 | 0 | 0 | 0 | 0 | 0 | 0 | 0 | 0 | 0 | 0 | 6.6819 | 0.10604 | 0.14039 | 0.1802 | 0.42664 | 0 | 0 | 0 | 0 | 0 | 49
286_G_U17 | WECC_Northern California (not including BANC) | California | 6 | Sonoma | 97 | 286 | U17 | Geysers Unit 5-20 | 9771 | 1982 | 9999 | Geothermal | [5 empty] | Non-Fossil | G | 2030 | Geothermal |  | 1.0208 | 1.3515 | 1.7348 | 4.1071 | 0 | 0 | 0 | 0 | 0 | 0 | 0 | 0 | 0 | 0 | 0 | 0 | 104.4742 | 138.3177 | 177.5411 | 420.333 | 0 | 0 | 0 | 0 | 0.0015161 | 0.0020073 | 0.0025765 | 0.0060998 | 0 | 0 | 0 | 0 | 0 | 0 | 0 | 0 | 0 | 0 | 0 | 0 | 7.6365 | 0.12119 | 0.16045 | 0.20595 | 0.48759 | 0 | 0 | 0 | 0 | 0 | 56
286_G_U18 | WECC_Northern California (not including BANC) | California | 6 | Sonoma | 97 | 286 | U18 | Geysers Unit 5-20 | 9771 | 1983 | 9999 | Geothermal | [5 empty] | Non-Fossil | G | 2030 | Geothermal |  | 0.8203 | 1.086 | 1.394 | 3.3003 | 0 | 0 | 0 | 0 | 0 | 0 | 0 | 0 | 0 | 0 | 0 | 0 | 83.9525 | 111.1482 | 142.667 | 337.7676 | 0 | 0 | 0 | 0 | 0.0012183 | 0.001613 | 0.0020704 | 0.0049016 | 0 | 0 | 0 | 0 | 0 | 0 | 0 | 0 | 0 | 0 | 0 | 0 | 6.1364 | 0.097385 | 0.12893 | 0.16549 | 0.39181 | 0 | 0 | 0 | 0 | 0 | 45
286_G_U20 | WECC_Northern California (not including BANC) | California | 6 | Sonoma | 97 | 286 | U20 | Geysers Unit 5-20 | 9771 | 1985 | 9999 | Geothermal | [5 empty] | Non-Fossil | G | 2030 | Geothermal |  | 0.72916 | 0.96536 | 1.2391 | 2.9336 | 0 | 0 | 0 | 0 | 0 | 0 | 0 | 0 | 0 | 0 | 0 | 0 | 74.6244 | 98.7984 | 126.8151 | 300.2379 | 0 | 0 | 0 | 0 | 0.0010829 | 0.0014338 | 0.0018403 | 0.004357 | 0 | 0 | 0 | 0 | 0 | 0 | 0 | 0 | 0 | 0 | 0 | 0 | 5.4546 | 0.086564 | 0.11461 | 0.14711 | 0.34828 | 0 | 0 | 0 | 0 | 0 | 40
286_G_U5 | WECC_Northern California (not including BANC) | California | 6 | Sonoma | 97 | 286 | U5 | Geysers Unit 5-20 | 9771 | 1971 | 9999 | Geothermal | [5 empty] | Non-Fossil | G | 2030 | Geothermal |  | 0.76561 | 1.0136 | 1.3011 | 3.0803 | 0 | 0 | 0 | 0 | 0 | 0 | 0 | 0 | 0 | 0 | 0 | 0 | 78.3556 | 103.7383 | 133.1558 | 315.2498 | 0 | 0 | 0 | 0 | 0.0011371 | 0.0015054 | 0.0019323 | 0.0045749 | 0 | 0 | 0 | 0 | 0 | 0 | 0 | 0 | 0 | 0 | 0 | 0 | 5.7273 | 0.090893 | 0.12034 | 0.15446 | 0.36569 | 0 | 0 | 0 | 0 | 0 | 42
286_G_U6 | WECC_Northern California (not including BANC) | California | 6 | Sonoma | 97 | 286 | U6 | Geysers Unit 5-20 | 9771 | 1971 | 9999 | Geothermal | [5 empty] | Non-Fossil | G | 2030 | Geothermal |  | 0.76561 | 1.0136 | 1.3011 | 3.0803 | 0 | 0 | 0 | 0 | 0 | 0 | 0 | 0 | 0 | 0 | 0 | 0 | 78.3556 | 103.7383 | 133.1558 | 315.2498 | 0 | 0 | 0 | 0 | 0.0011371 | 0.0015054 | 0.0019323 | 0.0045749 | 0 | 0 | 0 | 0 | 0 | 0 | 0 | 0 | 0 | 0 | 0 | 0 | 5.7273 | 0.090893 | 0.12034 | 0.15446 | 0.36569 | 0 | 0 | 0 | 0 | 0 | 42
286_G_U7 | WECC_Northern California (not including BANC) | California | 6 | Sonoma | 97 | 286 | U7 | Geysers Unit 5-20 | 9771 | 1972 | 9999 | Geothermal | [5 empty] | Non-Fossil | G | 2030 | Geothermal |  | 0.72916 | 0.96536 | 1.2391 | 2.9336 | 0 | 0 | 0 | 0 | 0 | 0 | 0 | 0 | 0 | 0 | 0 | 0 | 74.6244 | 98.7984 | 126.8151 | 300.2379 | 0 | 0 | 0 | 0 | 0.0010829 | 0.0014338 | 0.0018403 | 0.004357 | 0 | 0 | 0 | 0 | 0 | 0 | 0 | 0 | 0 | 0 | 0 | 0 | 5.4546 | 0.086564 | 0.11461 | 0.14711 | 0.34828 | 0 | 0 | 0 | 0 | 0 | 40
286_G_U8 | WECC_Northern California (not including BANC) | California | 6 | Sonoma | 97 | 286 | U8 | Geysers Unit 5-20 | 9771 | 1972 | 9999 | Geothermal | [5 empty] | Non-Fossil | G | 2030 | Geothermal |  | 0.72916 | 0.96536 | 1.2391 | 2.9336 | 0 | 0 | 0 | 0 | 0 | 0 | 0 | 0 | 0 | 0 | 0 | 0 | 74.6244 | 98.7984 | 126.8151 | 300.2379 | 0 | 0 | 0 | 0 | 0.0010829 | 0.0014338 | 0.0018403 | 0.004357 | 0 | 0 | 0 | 0 | 0 | 0 | 0 | 0 | 0 | 0 | 0 | 0 | 5.4546 | 0.086564 | 0.11461 | 0.14711 | 0.34828 | 0 | 0 | 0 | 0 | 0 | 40
2861_G_GT1 | PJM_ATSI | Ohio | 39 | Trumbull | 155 | 2861 | GT1 | Niles Power Plant | 25000 | 1972 | 9999 | Combustion Turbine | [5 empty] | Fossil | G | 2030 | Oil |  | 0 | 0 | 0 | 0 | 0 | 0 | 0 | 0 | 0 | 0 | 0 | 0 | 0 | 0 | 0 | 0 | 0 | 0 | 0 | 0 | 0 | 0 | 0 | 0 | 0 | 0 | 0 | 0 | 0 | 0 | 0 | 0 | 0 | 0 | 0 | 0 | 0 | 0 | 0 | 0 | 1.0948 | 0 | 0 | 0 | 0 | 0 | 0 | 0 | 0 | 0 | 25
2866_B_5 | PJM_ATSI | Ohio | 39 | Jefferson | 81 | 2866 | 5 | FirstEnergy W H Sammis | 11309 | 1967 | 9999 | Coal Steam | wall | dry | ESPC + Wet Scrubber + SNCR | LNB + OFA | Wet Scrubber | Fossil | B | 2030 |  | Coal Retirement | 0 | 0 | 0 | 0 | 0 | 0 | 0 | 0 | 0 | 0 | 0 | 0 | 0 | 0 | 0 | 0 | 0 | 0 | 0 | 0 | 0 | 0 | 0 | 0 | 0 | 0 | 0 | 0 | 0 | 0 | 0 | 0 | 0 | 0 | 0 | 0 | 0 | 0 | 0 | 0 | 0 | 0 | 0 | 0 | 0 | 0 | 0 | 0 | 0 | 0 | 290 | Scrubber / SNCR | Wet Scrubber
2866_B_6 | PJM_ATSI | Ohio | 39 | Jefferson | 81 | 2866 | 6 | FirstEnergy W H Sammis | 10917 | 1969 | 9999 | Coal Steam | wall | dry | ESPC + Wet Scrubber + SCR | LNBO | Wet Scrubber | Fossil | B | 2030 |  | Coal Retirement | 0 | 0 | 0 | 0 | 0 | 0 | 0 | 0 | 0 | 0 | 0 | 0 | 0 | 0 | 0 | 0 | 0 | 0 | 0 | 0 | 0 | 0 | 0 | 0 | 0 | 0 | 0 | 0 | 0 | 0 | 0 | 0 | 0 | 0 | 0 | 0 | 0 | 0 | 0 | 0 | 0 | 0 | 0 | 0 | 0 | 0 | 0 | 0 | 0 | 0 | 600 | Scrubber / SCR | Wet Scrubber
2866_B_7 | PJM_ATSI | Ohio | 39 | Jefferson | 81 | 2866 | 7 | FirstEnergy W H Sammis | 11011 | 1971 | 9999 | Coal Steam | cell | dry | ESPC + Wet Scrubber + SCR | LNCB | Wet Scrubber | Fossil | B | 2030 |  | Coal Retirement | 0 | 0 | 0 | 0 | 0 | 0 | 0 | 0 | 0 | 0 | 0 | 0 | 0 | 0 | 0 | 0 | 0 | 0 | 0 | 0 | 0 | 0 | 0 | 0 | 0 | 0 | 0 | 0 | 0 | 0 | 0 | 0 | 0 | 0 | 0 | 0 | 0 | 0 | 0 | 0 | 0 | 0 | 0 | 0 | 0 | 0 | 0 | 0 | 0 | 0 | 600 | Scrubber / SCR | Wet Scrubber
2866_G_A1 | PJM_ATSI | Ohio | 39 | Jefferson | 81 | 2866 | A1 | FirstEnergy W H Sammis | 18413 | 1972 | 9999 | Combustion Turbine | [5 empty] | Fossil | G | 2030 |  |  | 0 | 0 | 0 | 0 | 0 | 0 | 0 | 0 | 0 | 0 | 0 | 0 | 0 | 0 | 0 | 0 | 0 | 0 | 0 | 0 | 0 | 0 | 0 | 0 | 0 | 0 | 0 | 0 | 0 | 0 | 0 | 0 | 0 | 0 | 0 | 0 | 0 | 0 | 0 | 0 | 4.3792e-08 | 0 | 0 | 0 | 0 | 0 | 0 | 0 | 0 | 0 | 2.0156e-06
2866_G_B1 | PJM_ATSI | Ohio | 39 | Jefferson | 81 | 2866 | B1 | FirstEnergy W H Sammis | 18412 | 1972 | 9999 | Combustion Turbine | [5 empty] | Fossil | G | 2030 |  |  | 0 | 0 | 0 | 0 | 0 | 0 | 0 | 0 | 0 | 0 | 0 | 0 | 0 | 0 | 0 | 0 | 0 | 0 | 0 | 0 | 0 | 0 | 0 | 0 | 0 | 0 | 0 | 0 | 0 | 0 | 0 | 0 | 0 | 0 | 0 | 0 | 0 | 0 | 0 | 0 | 4.3792e-08 | 0 | 0 | 0 | 0 | 0 | 0 | 0 | 0 | 0 | 2.0156e-06
2866_G_B2 | PJM_ATSI | Ohio | 39 | Jefferson | 81 | 2866 | B2 | FirstEnergy W H Sammis | 18412 | 1972 | 9999 | Combustion Turbine | [5 empty] | Fossil | G | 2030 |  |  | 0 | 0 | 0 | 0 | 0 | 0 | 0 | 0 | 0 | 0 | 0 | 0 | 0 | 0 | 0 | 0 | 0 | 0 | 0 | 0 | 0 | 0 | 0 | 0 | 0 | 0 | 0 | 0 | 0 | 0 | 0 | 0 | 0 | 0 | 0 | 0 | 0 | 0 | 0 | 0 | 4.3792e-08 | 0 | 0 | 0 | 0 | 0 | 0 | 0 | 0 | 0 | 2.0156e-06
2866_G_B3 | PJM_ATSI | Ohio | 39 | Jefferson | 81 | 2866 | B3 | FirstEnergy W H Sammis | 18444 | 1972 | 9999 | Combustion Turbine | [5 empty] | Fossil | G | 2030 |  |  | 0 | 0 | 0 | 0 | 0 | 0 | 0 | 0 | 0 | 0 | 0 | 0 | 0 | 0 | 0 | 0 | 0 | 0 | 0 | 0 | 0 | 0 | 0 | 0 | 0 | 0 | 0 | 0 | 0 | 0 | 0 | 0 | 0 | 0 | 0 | 0 | 0 | 0 | 0 | 0 | 4.3792e-08 | 0 | 0 | 0 | 0 | 0 | 0 | 0 | 0 | 0 | 2.0156e-06
2866_G_B4 | PJM_ATSI | Ohio | 39 | Jefferson | 81 | 2866 | B4 | FirstEnergy W H Sammis | 18444 | 1972 | 9999 | Combustion Turbine | [5 empty] | Fossil | G | 2030 | Oil |  | 0 | 0 | 0 | 0 | 0 | 0 | 0 | 0 | 0 | 0 | 0 | 0 | 0 | 0 | 0 | 0 | 0 | 0 | 0 | 0 | 0 | 0 | 0 | 0 | 0 | 0 | 0 | 0 | 0 | 0 | 0 | 0 | 0 | 0 | 0 | 0 | 0 | 0 | 0 | 0 | 4.3792e-08 | 0 | 0 | 0 | 0 | 0 | 0 | 0 | 0 | 0 | 2.0156e-06
2869_G_1A | PJM_ATSI | Ohio | 39 | Lorain | 93 | 2869 | 1A | FirstEnergy West Lorain | 14558 | 1973 | 9999 | Combustion Turbine | [5 empty] | Fossil | G | 2030 | Oil |  | 0 | 0 | 0 | 0 | 0 | 0 | 0 | 0 | 0 | 0 | 0 | 0 | 0 | 0 | 0 | 0 | 0 | 0 | 0 | 0 | 0 | 0 | 0 | 0 | 0 | 0 | 0 | 0 | 0 | 0 | 0 | 0 | 0 | 0 | 0 | 0 | 0 | 0 | 0 | 0 | 2.4961 | 0 | 0 | 0 | 0 | 0 | 0 | 0 | 0 | 0 | 57
2869_G_1B | PJM_ATSI | Ohio | 39 | Lorain | 93 | 2869 | 1B | FirstEnergy West Lorain | 14558 | 1973 | 9999 | Combustion Turbine | [5 empty] | Fossil | G | 2030 | Oil |  | 0 | 0 | 0 | 0 | 0 | 0 | 0 | 0 | 0 | 0 | 0 | 0 | 0 | 0 | 0 | 0 | 0 | 0 | 0 | 0 | 0 | 0 | 0 | 0 | 0 | 0 | 0 | 0 | 0 | 0 | 0 | 0 | 0 | 0 | 0 | 0 | 0 | 0 | 0 | 0 | 2.4961 | 0 | 0 | 0 | 0 | 0 | 0 | 0 | 0 | 0 | 57
2869_G_2 | PJM_ATSI | Ohio | 39 | Lorain | 93 | 2869 | 2 | FirstEnergy West Lorain | 14558 | 2001 | 9999 | Combustion Turbine |  |  |  | DLNB + H2O |  | Fossil | G | 2030 | NaturalGas |  | 0.010755 | 0.0006465 | 0.029478 | 0.04088 | 0 | 0 | 0 | 0 | 0 | 0 | 0 | 0 | 0 | 0 | 0 | 0 | 0.7388 | 0.044409 | 2.0249 | 2.8081 | 0.62962 | 0.037846 | 1.7257 | 2.3931 | 7.5288e-10 | 4.5255e-11 | 2.0635e-09 | 2.8616e-09 | 0.00025415 | 1.5277e-05 | 0.00069657 | 0.000966 | 0 | 0 | 0 | 0 | 0 | 0 | 0 | 0 | 1.6766 | 0.004817 | 0.00028955 | 0.013202 | 0.018309 | 0.026417 | 0.0013734 | 0.054097 | 0.081887 | 0 | 85
2869_G_3 | PJM_ATSI | Ohio | 39 | Lorain | 93 | 2869 | 3 | FirstEnergy West Lorain | 14558 | 2001 | 9999 | Combustion Turbine |  |  |  | DLNB + H2O |  | Fossil | G | 2030 | NaturalGas |  | 0.010755 | 0.0006465 | 0.029478 | 0.04088 | 0 | 0 | 0 | 0 | 0 | 0 | 0 | 0 | 0 | 0 | 0 | 0 | 0.7388 | 0.044409 | 2.0249 | 2.8081 | 0.62962 | 0.037846 | 1.7257 | 2.3931 | 7.5288e-10 | 4.5255e-11 | 2.0635e-09 | 2.8616e-09 | 0.00039107 | 2.3507e-05 | 0.0010718 | 0.0014864 | 0 | 0 | 0 | 0 | 0 | 0 | 0 | 0 | 1.6766 | 0.004817 | 0.00028955 | 0.013202 | 0.018309 | 0.026417 | 0.0013734 | 0.054097 | 0.081887 | 0 | 85
2869_G_4 | PJM_ATSI | Ohio | 39 | Lorain | 93 | 2869 | 4 | FirstEnergy West Lorain | 14558 | 2001 | 9999 | Combustion Turbine |  |  |  | DLNB + H2O |  | Fossil | G | 2030 | NaturalGas |  | 0.010755 | 0.0006465 | 0.029478 | 0.04088 | 0 | 0 | 0 | 0 | 0 | 0 | 0 | 0 | 0 | 0 | 0 | 0 | 0.7388 | 0.044409 | 2.0249 | 2.8081 | 0.62962 | 0.037846 | 1.7257 | 2.3931 | 7.5288e-10 | 4.5255e-11 | 2.0635e-09 | 2.8616e-09 | 0.00057697 | 3.4682e-05 | 0.0015814 | 0.002193 | 0 | 0 | 0 | 0 | 0 | 0 | 0 | 0 | 1.6766 | 0.004817 | 0.00028955 | 0.013202 | 0.018309 | 0.026417 | 0.0013734 | 0.054097 | 0.081887 | 0 | 85
2869_G_5 | PJM_ATSI | Ohio | 39 | Lorain | 93 | 2869 | 5 | FirstEnergy West Lorain | 14558 | 2001 | 9999 | Combustion Turbine |  |  |  | DLNB + H2O |  | Fossil | G | 2030 | NaturalGas |  | 0.010755 | 0.0006465 | 0.029478 | 0.04088 | 0 | 0 | 0 | 0 | 0 | 0 | 0 | 0 | 0 | 0 | 0 | 0 | 0.7388 | 0.044409 | 2.0249 | 2.8081 | 0.62962 | 0.037846 | 1.7257 | 2.3931 | 7.5288e-10 | 4.5255e-11 | 2.0635e-09 | 2.8616e-09 | 0.00049055 | 2.9487e-05 | 0.0013445 | 0.0018645 | 0 | 0 | 0 | 0 | 0 | 0 | 0 | 0 | 1.6766 | 0.004817 | 0.00028955 | 0.013202 | 0.018309 | 0.026417 | 0.0013734 | 0.054097 | 0.081887 | 0 | 85
2869_G_6 | PJM_ATSI | Ohio | 39 | Lorain | 93 | 2869 | 6 | FirstEnergy West Lorain | 14558 | 2001 | 9999 | Combustion Turbine |  |  |  | DLNB + H2O |  | Fossil | G | 2030 | NaturalGas |  | 0.010755 | 0.0006465 | 0.029478 | 0.04088 | 0 | 0 | 0 | 0 | 0 | 0 | 0 | 0 | 0 | 0 | 0 | 0 | 0.7388 | 0.044409 | 2.0249 | 2.8081 | 0.62962 | 0.037846 | 1.7257 | 2.3931 | 7.5288e-10 | 4.5255e-11 | 2.0635e-09 | 2.8616e-09 | 0.00031341 | 1.8839e-05 | 0.000859 | 0.0011912 | 0 | 0 | 0 | 0 | 0 | 0 | 0 | 0 | 1.6766 | 0.004817 | 0.00028955 | 0.013202 | 0.018309 | 0.026417 | 0.0013734 | 0.054097 | 0.081887 | 0 | 85
287_G_H1 | WECC_Northern California (not including BANC) | California | 6 | Amador | 5 | 287 | H1 | Tiger Creek | 0 | 1931 | 9999 | Hydro | [5 empty] | Non-Fossil | G | 2030 | Hydro |  | 0 | 0 | 0 | 0 | 0 | 0 | 0 | 0 | 0 | 0 | 0 | 0 | 0 | 0 | 0 | 0 | 14.3501 | 22.8844 | 43.3656 | 80.6001 | 0 | 0 | 0 | 0 | 0 | 0 | 0 | 0 | 0 | 0 | 0 | 0 | 0 | 0 | 0 | 0 | 0 | 0 | 0 | 0 | 0.45844 | 0.019947 | 0.031809 | 0.060278 | 0.11203 | 0 | 0 | 0 | 0 | 0 | 29
287_G_H2 | WECC_Northern California (not including BANC) | California | 6 | Amador | 5 | 287 | H2 | Tiger Creek | 0 | 1931 | 9999 | Hydro | [5 empty] | Non-Fossil | G | 2030 | Hydro |  | 0 | 0 | 0 | 0 | 0 | 0 | 0 | 0 | 0 | 0 | 0 | 0 | 0 | 0 | 0 | 0 | 14.3501 | 22.8844 | 43.3656 | 80.6001 | 0 | 0 | 0 | 0 | 0 | 0 | 0 | 0 | 0 | 0 | 0 | 0 | 0 | 0 | 0 | 0 | 0 | 0 | 0 | 0 | 0.45844 | 0.019947 | 0.031809 | 0.060278 | 0.11203 | 0 | 0 | 0 | 0 | 0 | 29
2876_B_1 | PJM West | Ohio | 39 | Gallia | 53 | 2876 | 1 | Kyger Creek | 10558 | 1955 | 9999 | Coal Steam | wall | wet | ESPC + Wet Scrubber + SCR | OFA | Wet Scrubber | Fossil | B | 2030 | Coal |  | 3.486 | 0 | 0 | 3.486 | 3.486 | 0 | 0 | 3.486 | 0 | 0 | 0 | 0 | 0 | 0 | 0 | 0 | 330.52 | 0 | 0 | 330.52 | 362.1443 | 0 | 0 | 362.1443 | 0.00069976 | 0 | 0 | 0.00069976 | 0.46896 | 0 | 0 | 0.46896 | 0.20877 | 0 | 0 | 0.20877 | 0.001743 | 0 | 0 | 0.001743 | 15.7183 | 1.7215 | 0 | 0 | 1.7215 | 5.8235 | 0 | 0 | 5.8235 | 0 | 194 | Scrubber / SCR | Wet Scrubber
2876_B_2 | PJM West | Ohio | 39 | Gallia | 53 | 2876 | 2 | Kyger Creek | 10547 | 1955 | 9999 | Coal Steam | wall | wet | ESPC + Wet Scrubber + SCR | OFA | Wet Scrubber | Fossil | B | 2030 | Coal |  | 3.4465 | 0 | 0 | 3.4465 | 3.4465 | 0 | 0 | 3.4465 | 0 | 0 | 0 | 0 | 0 | 0 | 0 | 0 | 327.1126 | 0 | 0 | 327.1126 | 358.0374 | 0 | 0 | 358.0374 | 0.00069183 | 0 | 0 | 0.00069183 | 0.47555 | 0 | 0 | 0.47555 | 0.2064 | 0 | 0 | 0.2064 | 0.0017232 | 0 | 0 | 0.0017232 | 15.5563 | 1.7037 | 0 | 0 | 1.7037 | 5.7575 | 0 | 0 | 5.7575 | 0 | 192 | Scrubber / SCR | Wet Scrubber
2876_B_3 | PJM West | Ohio | 39 | Gallia | 53 | 2876 | 3 | Kyger Creek | 10579 | 1955 | 9999 | Coal Steam | wall | wet | ESPC + Wet Scrubber + SCR | OFA | Wet Scrubber | Fossil | B | 2030 | Coal |  | 3.4569 | 0 | 0 | 3.4569 | 3.4569 | 0 | 0 | 3.4569 | 0 | 0 | 0 | 0 | 0 | 0 | 0 | 0 | 327.1126 | 0 | 0 | 327.1126 | 359.1237 | 0 | 0 | 359.1237 | 0.00069393 | 0 | 0 | 0.00069393 | 0.4119 | 0 | 0 | 0.4119 | 0.20703 | 0 | 0 | 0.20703 | 0.0017285 | 0 | 0 | 0.0017285 | 15.5563 | 1.7037 | 0 | 0 | 1.7037 | 5.7749 | 0 | 0 | 5.7749 | 0 | 192 | Scrubber / SCR | Wet Scrubber
2876_B_4 | PJM West | Ohio | 39 | Gallia | 53 | 2876 | 4 | Kyger Creek | 10472 | 1955 | 9999 | Coal Steam | wall | wet | ESPC + Wet Scrubber + SCR | OFA | Wet Scrubber | Fossil | B | 2030 | Coal |  | 3.422 | 0 | 0 | 3.422 | 3.422 | 0 | 0 | 3.422 | 0 | 0 | 0 | 0 | 0 | 0 | 0 | 0 | 327.1126 | 0 | 0 | 327.1126 | 355.4914 | 0 | 0 | 355.4914 | 0.00068691 | 0 | 0 | 0.00068691 | 0.39467 | 0 | 0 | 0.39467 | 0.20494 | 0 | 0 | 0.20494 | 0.001711 | 0 | 0 | 0.001711 | 15.5563 | 1.7037 | 0 | 0 | 1.7037 | 5.7165 | 0 | 0 | 5.7165 | 0 | 192 | Scrubber / SCR | Wet Scrubber
2876_B_5 | PJM West | Ohio | 39 | Gallia | 53 | 2876 | 5 | Kyger Creek | 10506 | 1955 | 9999 | Coal Steam | wall | wet | ESPC + Wet Scrubber + SCR | OFA | Wet Scrubber | Fossil | B | 2030 | Coal |  | 3.4331 | 0 | 0 | 3.4331 | 3.4331 | 0 | 0 | 3.4331 | 0 | 0 | 0 | 0 | 0 | 0 | 0 | 0 | 327.1126 | 0 | 0 | 327.1126 | 356.6456 | 0 | 0 | 356.6456 | 0.00068914 | 0 | 0 | 0.00068914 | 0.41873 | 0 | 0 | 0.41873 | 0.2056 | 0 | 0 | 0.2056 | 0.0017165 | 0 | 0 | 0.0017165 | 15.5563 | 1.7037 | 0 | 0 | 1.7037 | 5.7351 | 0 | 0 | 5.7351 | 0 | 192 | Scrubber / SCR | Wet Scrubber
2878_B_1 | PJM_ATSI | Ohio | 39 | Lucas | 95 | 2878 | 1 | FirstEnergy Bay Shore | 12574 | 2000 | 9999 | Coal Steam | FBC | dry | Baghouse + Dry Scrubber + Mercury Control | CF + OFA | Dry Scrubber | Fossil | B | 2030 | Pet. Coke |  | 1.7081 | 0 | 0 | 1.7081 | 0 | 0 | 0 | 0 | 0 | 0 | 0 | 0 | 0 | 0 | 0 | 0 | 135.8459 | 0 | 0 | 135.8459 | 192.2752 | 0 | 0 | 192.2752 | 0.00015927 | 0 | 0 | 0.00015927 | 0.060502 | 0 | 0 | 0.060502 | 0.81546 | 0 | 0 | 0.81546 | 0.00042703 | 0 | 0 | 0.00042703 | 6.2135 | 0.70934 | 0 | 0 | 0.70934 | 2.977 | 0 | 0 | 2.977 | 0 | 136 | Scrubber / Mercury Control | Dry Scrubber
2878_G_CT | PJM_ATSI | Ohio | 39 | Lucas | 95 | 2878 | CT | FirstEnergy Bay Shore | 25000 | 1967 | 9999 | Combustion Turbine | [5 empty] | Fossil | G | 2030 | Oil |  | 0 | 0 | 0 | 0 | 0 | 0 | 0 | 0 | 0 | 0 | 0 | 0 | 0 | 0 | 0 | 0 | 0 | 0 | 0 | 0 | 0 | 0 | 0 | 0 | 0 | 0 | 0 | 0 | 0 | 0 | 0 | 0 | 0 | 0 | 0 | 0 | 0 | 0 | 0 | 0 | 0.70067 | 0 | 0 | 0 | 0 | 0 | 0 | 0 | 0 | 0 | 16
2880_G_1 | PJM_ATSI | Ohio | 39 | Defiance | 39 | 2880 | 1 | Richland | 11067 | 1965 | 9999 | Combustion Turbine | [5 empty] | Fossil | G | 2030 | Oil |  | 0 | 0 | 0 | 0 | 0 | 0 | 0 | 0 | 0 | 0 | 0 | 0 | 0 | 0 | 0 | 0 | 0 | 0 | 0 | 0 | 0 | 0 | 0 | 0 | 0 | 0 | 0 | 0 | 0 | 0 | 0 | 0 | 0 | 0 | 0 | 0 | 0 | 0 | 0 | 0 | 0.48171 | 0 | 0 | 0 | 0 | 0 | 0 | 0 | 0 | 0 | 11
2880_G_2 | PJM_ATSI | Ohio | 39 | Defiance | 39 | 2880 | 2 | Richland | 11067 | 1966 | 9999 | Combustion Turbine | [5 empty] | Fossil | G | 2030 | NaturalGas |  | 0.010946 | 0.0023155 | 0.034419 | 0.04768 | 0 | 0 | 0 | 0 | 0 | 0 | 0 | 0 | 0 | 0 | 0 | 0 | 0.98906 | 0.20922 | 3.11 | 4.3083 | 0.64077 | 0.13555 | 2.0149 | 2.7912 | 7.6621e-10 | 1.6208e-10 | 2.4093e-09 | 3.3376e-09 | 0.0025935 | 0.00054863 | 0.0081551 | 0.011297 | 0 | 0 | 0 | 0 | 0 | 0 | 0 | 0 | 0.48171 | 0.0054992 | 0.0011633 | 0.017292 | 0.023954 | 0.026884 | 0.004919 | 0.063163 | 0.094966 | 0 | 11
2880_G_3 | PJM_ATSI | Ohio | 39 | Defiance | 39 | 2880 | 3 | Richland | 11067 | 1966 | 9999 | Combustion Turbine | [5 empty] | Fossil | G | 2030 | NaturalGas |  | 0.010946 | 0.0023155 | 0.034419 | 0.04768 | 0 | 0 | 0 | 0 | 0 | 0 | 0 | 0 | 0 | 0 | 0 | 0 | 0.98906 | 0.20922 | 3.11 | 4.3083 | 0.64077 | 0.13555 | 2.0149 | 2.7912 | 7.6621e-10 | 1.6208e-10 | 2.4093e-09 | 3.3376e-09 | 0.0025935 | 0.00054863 | 0.0081551 | 0.011297 | 0 | 0 | 0 | 0 | 0 | 0 | 0 | 0 | 0.48171 | 0.0054992 | 0.0011633 | 0.017292 | 0.023954 | 0.026884 | 0.004919 | 0.063163 | 0.094966 | 0 | 11
2880_G_4 | PJM_ATSI | Ohio | 39 | Defiance | 39 | 2880 | 4 | Richland | 11067 | 2001 | 9999 | Combustion Turbine |  |  |  | H2O |  | Fossil | G | 2030 | NaturalGas |  | 0.14607 | 0.076211 | 0.3547 | 0.57698 | 0 | 0 | 0 | 0 | 0 | 0 | 0 | 0 | 0 | 0 | 0 | 0 | 13.1989 | 6.8864 | 32.0502 | 52.1355 | 8.5511 | 4.4614 | 20.7641 | 33.7766 | 1.0225e-08 | 5.3348e-09 | 2.4829e-08 | 4.0389e-08 | 0.0062453 | 0.0032584 | 0.015165 | 0.024669 | 0 | 0 | 0 | 0 | 0 | 0 | 0 | 0 | 2.2092 | 0.060847 | 0.031746 | 0.14775 | 0.24034 | 0.35877 | 0.1619 | 0.65092 | 1.1716 | 0 | 112
2880_G_5 | PJM_ATSI | Ohio | 39 | Defiance | 39 | 2880 | 5 | Richland | 11067 | 2001 | 9999 | Combustion Turbine |  |  |  | H2O |  | Fossil | G | 2030 | NaturalGas |  | 0.14607 | 0.076211 | 0.3547 | 0.57698 | 0 | 0 | 0 | 0 | 0 | 0 | 0 | 0 | 0 | 0 | 0 | 0 | 13.1989 | 6.8864 | 32.0502 | 52.1355 | 8.5511 | 4.4614 | 20.7641 | 33.7766 | 1.0225e-08 | 5.3348e-09 | 2.4829e-08 | 4.0389e-08 | 0.006276 | 0.0032744 | 0.01524 | 0.02479 | 0 | 0 | 0 | 0 | 0 | 0 | 0 | 0 | 2.2092 | 0.060847 | 0.031746 | 0.14775 | 0.24034 | 0.35877 | 0.1619 | 0.65092 | 1.1716 | 0 | 112
2880_G_6 | PJM_ATSI | Ohio | 39 | Defiance | 39 | 2880 | 6 | Richland | 11067 | 2001 | 9999 | Combustion Turbine |  |  |  | H2O |  | Fossil | G | 2030 | NaturalGas |  | 0.14607 | 0.076211 | 0.3547 | 0.57698 | 0 | 0 | 0 | 0 | 0 | 0 | 0 | 0 | 0 | 0 | 0 | 0 | 13.1989 | 6.8864 | 32.0502 | 52.1355 | 8.5511 | 4.4614 | 20.7641 | 33.7766 | 1.0225e-08 | 5.3348e-09 | 2.4829e-08 | 4.0389e-08 | 0.0063381 | 0.0033068 | 0.01539 | 0.025035 | 0 | 0 | 0 | 0 | 0 | 0 | 0 | 0 | 2.2092 | 0.060847 | 0.031746 | 0.14775 | 0.24034 | 0.35877 | 0.1619 | 0.65092 | 1.1716 | 0 | 112
2881_G_1 | PJM_ATSI | Ohio | 39 | Williams | 171 | 2881 | 1 | Stryker | 25000 | 1968 | 9999 | Combustion Turbine | [5 empty] | Fossil | G | 2030 | Oil |  | 0 | 0 | 0 | 0 | 0 | 0 | 0 | 0 | 0 | 0 | 0 | 0 | 0 | 0 | 0 | 0 | 0 | 0 | 0 | 0 | 0 | 0 | 0 | 0 | 0 | 0 | 0 | 0 | 0 | 0 | 0 | 0 | 0 | 0 | 0 | 0 | 0 | 0 | 0 | 0 | 0.74446 | 0 | 0 | 0 | 0 | 0 | 0 | 0 | 0 | 0 | 17
289_G_1 | WECC_Southern California Edison | California | 6 | Tulare | 107 | 289 | 1 | Tule River | 0 | 1914 | 9999 | Hydro | [5 empty] | Non-Fossil | G | 2030 | Hydro |  | 0 | 0 | 0 | 0 | 0 | 0 | 0 | 0 | 0 | 0 | 0 | 0 | 0 | 0 | 0 | 0 | 1.2794 | 2.06 | 3.9649 | 7.3043 | 0 | 0 | 0 | 0 | 0 | 0 | 0 | 0 | 0 | 0 | 0 | 0 | 0 | 0 | 0 | 0 | 0 | 0 | 0 | 0 | 0.050586 | 0.0017784 | 0.0028634 | 0.0055112 | 0.010153 | 0 | 0 | 0 | 0 | 0 | 3.2
289_G_2 | WECC_Southern California Edison | California | 6 | Tulare | 107 | 289 | 2 | Tule River | 0 | 1914 | 9999 | Hydro | [5 empty] | Non-Fossil | G | 2030 | Hydro |  | 0 | 0 | 0 | 0 | 0 | 0 | 0 | 0 | 0 | 0 | 0 | 0 | 0 | 0 | 0 | 0 | 1.2794 | 2.06 | 3.9649 | 7.3043 | 0 | 0 | 0 | 0 | 0 | 0 | 0 | 0 | 0 | 0 | 0 | 0 | 0 | 0 | 0 | 0 | 0 | 0 | 0 | 0 | 0.050586 | 0.0017784 | 0.0028634 | 0.0055112 | 0.010153 | 0 | 0 | 0 | 0 | 0 | 3.2
290_G_1 | WECC_Northern California (not including BANC) | California | 6 | Shasta | 89 | 290 | 1 | Volta 1 | 0 | 1980 | 9999 | Hydro | [5 empty] | Non-Fossil | G | 2030 | Hydro |  | 0 | 0 | 0 | 0 | 0 | 0 | 0 | 0 | 0 | 0 | 0 | 0 | 0 | 0 | 0 | 0 | 4.4535 | 7.102 | 13.4583 | 25.0138 | 0 | 0 | 0 | 0 | 0 | 0 | 0 | 0 | 0 | 0 | 0 | 0 | 0 | 0 | 0 | 0 | 0 | 0 | 0 | 0 | 0.14227 | 0.0061903 | 0.0098718 | 0.018707 | 0.034769 | 0 | 0 | 0 | 0 | 0 | 9
2902_G_1 | PJM West | Ohio | 39 | Darke | 37 | 2902 | 1 | Arcanum | 11458 | 1951 | 9999 | Combustion Turbine | [5 empty] | Fossil | G | 2030 | Oil |  | 0 | 0 | 0 | 0 | 0 | 0 | 0 | 0 | 0 | 0 | 0 | 0 | 0 | 0 | 0 | 0 | 0 | 0 | 0 | 0 | 0 | 0 | 0 | 0 | 0 | 0 | 0 | 0 | 0 | 0 | 0 | 0 | 0 | 0 | 0 | 0 | 0 | 0 | 0 | 0 | 0.034548 | 0 | 0 | 0 | 0 | 0 | 0 | 0 | 0 | 0 | 0.8
2902_G_2 | PJM West | Ohio | 39 | Darke | 37 | 2902 | 2 | Arcanum | 11444 | 1946 | 9999 | Combustion Turbine | [5 empty] | Fossil | G | 2030 | Oil |  | 0 | 0 | 0 | 0 | 0 | 0 | 0 | 0 | 0 | 0 | 0 | 0 | 0 | 0 | 0 | 0 | 0 | 0 | 0 | 0 | 0 | 0 | 0 | 0 | 0 | 0 | 0 | 0 | 0 | 0 | 0 | 0 | 0 | 0 | 0 | 0 | 0 | 0 | 0 | 0 | 0.025911 | 0 | 0 | 0 | 0 | 0 | 0 | 0 | 0 | 0 | 0.6
2903_G_1 | PJM_ATSI | Ohio | 39 | Williams | 171 | 2903 | 1 | Bryan (OH) | 17197 | 1970 | 9999 | Combustion Turbine | [5 empty] | Fossil | G | 2030 | NaturalGas |  | 0.00055755 | 0 | 0.0025003 | 0.0030578 | 0 | 0 | 0 | 0 | 0 | 0 | 0 | 0 | 0 | 0 | 0 | 0 | 0.032421 | 0 | 0.14539 | 0.17781 | 0.032639 | 0 | 0.14637 | 0.17901 | 3.9028e-11 | 0 | 1.7502e-10 | 2.1405e-10 | 9.8674e-05 | 0 | 0.0004425 | 0.00054117 | 0 | 0 | 0 | 0 | 0 | 0 | 0 | 0 | 0.5474 | 0.00018026 | 0 | 0.00080837 | 0.00098863 | 0.0013694 | 0 | 0.0045884 | 0.0059578 | 0 | 12.5
2903_G_2 | PJM_ATSI | Ohio | 39 | Williams | 171 | 2903 | 2 | Bryan (OH) | 17197 | 1988 | 9999 | Combustion Turbine | [5 empty] | Fossil | G | 2030 | NaturalGas |  | 0.00055755 | 0 | 0.0025003 | 0.0030578 | 0 | 0 | 0 | 0 | 0 | 0 | 0 | 0 | 0 | 0 | 0 | 0 | 0.032421 | 0 | 0.14539 | 0.17781 | 0.032639 | 0 | 0.14637 | 0.17901 | 3.9028e-11 | 0 | 1.7502e-10 | 2.1405e-10 | 9.594e-05 | 0 | 0.00043024 | 0.00052618 | 0 | 0 | 0 | 0 | 0 | 0 | 0 | 0 | 0.5474 | 0.00018026 | 0 | 0.00080837 | 0.00098863 | 0.0013694 | 0 | 0.0045884 | 0.0059578 | 0 | 12.5
2903_G_5 | PJM_ATSI | Ohio | 39 | Williams | 171 | 2903 | 5 | Bryan (OH) | 14105 | 1948 | 9999 | Combustion Turbine | [5 empty] | Fossil | G | 2030 |  |  | 0 | 0 | 0 | 0 | 0 | 0 | 0 | 0 | 0 | 0 | 0 | 0 | 0 | 0 | 0 | 0 | 0 | 0 | 0 | 0 | 0 | 0 | 0 | 0 | 0 | 0 | 0 | 0 | 0 | 0 | 0 | 0 | 0 | 0 | 0 | 0 | 0 | 0 | 0 | 0 | 0.10948 | 0 | 0 | 0 | 0 | 0 | 0 | 0 | 0 | 0 | 5.0391
2903_G_6 | PJM_ATSI | Ohio | 39 | Williams | 171 | 2903 | 6 | Bryan (OH) | 17197 | 1963 | 9999 | Combustion Turbine | [5 empty] | Fossil | G | 2030 | NaturalGas |  | 0.00017841 | 0 | 0.00080009 | 0.0009785 | 0 | 0 | 0 | 0 | 0 | 0 | 0 | 0 | 0 | 0 | 0 | 0 | 0.010375 | 0 | 0.046525 | 0.0569 | 0.010444 | 0 | 0.046837 | 0.057282 | 1.2489e-11 | 0 | 5.6006e-11 | 6.8495e-11 | 4.2274e-05 | 0 | 0.00018957 | 0.00023185 | 0 | 0 | 0 | 0 | 0 | 0 | 0 | 0 | 0.17517 | 5.7684e-05 | 0 | 0.00025868 | 0.00031636 | 0.00043821 | 0 | 0.0014683 | 0.0019065 | 0 | 4
2906_G_3 | PJM_ATSI | Ohio | 39 | Cuyahoga | 35 | 2906 | 3 | Collinwood | 25000 | 1971 | 9999 | Combustion Turbine | [5 empty] | Fossil | G | 2030 | NaturalGas |  | 0.0010375 | 0 | 0.0046525 | 0.00569 | 0 | 0 | 0 | 0 | 0 | 0 | 0 | 0 | 0 | 0 | 0 | 0 | 0.041499 | 0 | 0.1861 | 0.2276 | 0.060734 | 0 | 0.27236 | 0.33309 | 7.2623e-11 | 0 | 3.2567e-10 | 3.983e-10 | 0.00024582 | 0 | 0.0011024 | 0.0013482 | 0 | 0 | 0 | 0 | 0 | 0 | 0 | 0 | 0.70067 | 0.00023073 | 0 | 0.0010347 | 0.0012654 | 0.0025482 | 0 | 0.008538 | 0.011086 | 0 | 16
2909_G_1 | PJM_ATSI | Ohio | 39 | Cuyahoga | 35 | 2909 | 1 | West 41st Street | 12657 | 1970 | 9999 | Combustion Turbine | [5 empty] | Fossil | G | 2030 | NaturalGas |  | 0.00052525 | 0 | 0.0023555 | 0.0028807 | 0 | 0 | 0 | 0 | 0 | 0 | 0 | 0 | 0 | 0 | 0 | 0 | 0.041499 | 0 | 0.1861 | 0.2276 | 0.030748 | 0 | 0.13789 | 0.16864 | 3.6768e-11 | 0 | 1.6488e-10 | 2.0165e-10 | 9.5869e-05 | 0 | 0.00042992 | 0.00052579 | 0 | 0 | 0 | 0 | 0 | 0 | 0 | 0 | 0.70067 | 0.00023073 | 0 | 0.0010347 | 0.0012654 | 0.0012901 | 0 | 0.0043226 | 0.0056127 | 0 | 16
2909_G_2 | PJM_ATSI | Ohio | 39 | Cuyahoga | 35 | 2909 | 2 | West 41st Street | 12666 | 1970 | 9999 | Combustion Turbine | [5 empty] | Fossil | G | 2030 | NaturalGas |  | 0.00052563 | 0 | 0.0023571 | 0.0028828 | 0 | 0 | 0 | 0 | 0 | 0 | 0 | 0 | 0 | 0 | 0 | 0 | 0.041499 | 0 | 0.1861 | 0.2276 | 0.03077 | 0 | 0.13799 | 0.16876 | 3.6794e-11 | 0 | 1.65e-10 | 2.0179e-10 | 8.4116e-05 | 0 | 0.00037721 | 0.00046133 | 0 | 0 | 0 | 0 | 0 | 0 | 0 | 0 | 0.70067 | 0.00023073 | 0 | 0.0010347 | 0.0012654 | 0.001291 | 0 | 0.0043257 | 0.0056167 | 0 | 16
291_G_1 | WECC_Northern California (not including BANC) | California | 6 | Amador | 5 | 291 | 1 | West Point PH | 0 | 1948 | 9999 | Hydro | [5 empty] | Non-Fossil | G | 2030 | Hydro |  | 0 | 0 | 0 | 0 | 0 | 0 | 0 | 0 | 0 | 0 | 0 | 0 | 0 | 0 | 0 | 0 | 7.175 | 11.4422 | 21.6828 | 40.3 | 0 | 0 | 0 | 0 | 0 | 0 | 0 | 0 | 0 | 0 | 0 | 0 | 0 | 0 | 0 | 0 | 0 | 0 | 0 | 0 | 0.22922 | 0.0099733 | 0.015905 | 0.030139 | 0.056017 | 0 | 0 | 0 | 0 | 0 | 14.5
2914_B_4 | PJM West | Ohio | 39 | Tuscarawas | 157 | 2914 | 4 | Dover | 14500 | 1962 | 9999 | Coal Steam |  |  | Baghouse + Cyclone + Mercury Control + DSI |  |  | Fossil | B | 2030 | Coal |  | 0 | 0 | 0 | 0 | 0 | 0 | 0 | 0 | 0 | 0 | 0 | 0 | 0 | 0 | 0 | 0 | 0 | 0 | 0 | 0 | 0 | 0 | 0 | 0 | 0 | 0 | 0 | 0 | 0 | 0 | 0 | 0 | 0 | 0 | 0 | 0 | 0 | 0 | 0 | 0 | 1.5089 | 0 | 0 | 0 | 0 | 0 | 0 | 0 | 0 | 0 | 23.2 | Mercury Control / DSI
2914_G_5 | PJM West | Ohio | 39 | Tuscarawas | 157 | 2914 | 5 | Dover | 10745 | 1966 | 9999 | Combustion Turbine | [5 empty] | Fossil | G | 2030 | Oil |  | 0 | 0 | 0 | 0 | 0 | 0 | 0 | 0 | 0 | 0 | 0 | 0 | 0 | 0 | 0 | 0 | 0 | 0 | 0 | 0 | 0 | 0 | 0 | 0 | 0 | 0 | 0 | 0 | 0 | 0 | 0 | 0 | 0 | 0 | 0 | 0 | 0 | 0 | 0 | 0 | 0.10364 | 0 | 0 | 0 | 0 | 0 | 0 | 0 | 0 | 0 | 2.4
2914_G_6 | PJM West | Ohio | 39 | Tuscarawas | 157 | 2914 | 6 | Dover | 16741 | 1992 | 9999 | Combustion Turbine | [5 empty] | Fossil | G | 2030 | NaturalGas |  | 0.0017716 | 0 | 0 | 0.0017716 | 0 | 0 | 0 | 0 | 0 | 0 | 0 | 0 | 0 | 0 | 0 | 0 | 0.10582 | 0 | 0 | 0.10582 | 0.10371 | 0 | 0 | 0.10371 | 1.2401e-10 | 0 | 0 | 1.2401e-10 | 0.00021165 | 0 | 0 | 0.00021165 | 0 | 0 | 0 | 0 | 0 | 0 | 0 | 0 | 0.3018 | 0.00058837 | 0 | 0 | 0.00058837 | 0.0047203 | 0 | 0 | 0.0047203 | 0 | 15.3
2917_G_GT2 | PJM West | Ohio | 39 | Butler | 17 | 2917 | GT2 | Hamilton (OH) | 25000 | 1971 | 9999 | Combustion Turbine | [5 empty] | Fossil | G | 2030 | NaturalGas |  | 0 | 0 | 0 | 0 | 0 | 0 | 0 | 0 | 0 | 0 | 0 | 0 | 0 | 0 | 0 | 0 | 0 | 0 | 0 | 0 | 0 | 0 | 0 | 0 | 0 | 0 | 0 | 0 | 0 | 0 | 0 | 0 | 0 | 0 | 0 | 0 | 0 | 0 | 0 | 0 | 0.51821 | 0 | 0 | 0 | 0 | 0 | 0 | 0 | 0 | 0 | 12
292_G_1 | WECC_Northern California (not including BANC) | California | 6 | Placer | 61 | 292 | 1 | Wise | 0 | 1917 | 9999 | Hydro | [5 empty] | Non-Fossil | G | 2030 | Hydro |  | 0 | 0 | 0 | 0 | 0 | 0 | 0 | 0 | 0 | 0 | 0 | 0 | 0 | 0 | 0 | 0 | 6.9276 | 11.0476 | 20.9351 | 38.9104 | 0 | 0 | 0 | 0 | 0 | 0 | 0 | 0 | 0 | 0 | 0 | 0 | 0 | 0 | 0 | 0 | 0 | 0 | 0 | 0 | 0.22132 | 0.0096294 | 0.015356 | 0.0291 | 0.054085 | 0 | 0 | 0 | 0 | 0 | 14
292_G_2 | WECC_Northern California (not including BANC) | California | 6 | Placer | 61 | 292 | 2 | Wise | 0 | 1986 | 9999 | Hydro | [5 empty] | Non-Fossil | G | 2030 | Hydro |  | 0 | 0 | 0 | 0 | 0 | 0 | 0 | 0 | 0 | 0 | 0 | 0 | 0 | 0 | 0 | 0 | 1.5835 | 2.5252 | 4.7852 | 8.8938 | 0 | 0 | 0 | 0 | 0 | 0 | 0 | 0 | 0 | 0 | 0 | 0 | 0 | 0 | 0 | 0 | 0 | 0 | 0 | 0 | 0.050586 | 0.002201 | 0.00351 | 0.0066514 | 0.012362 | 0 | 0 | 0 | 0 | 0 | 3.2
2921_G_5 | PJM West | Ohio | 39 | Warren | 165 | 2921 | 5 | Lebanon | 12283 | 1955 | 9999 | Combustion Turbine | [5 empty] | Fossil | G | 2030 | Oil |  | 0 | 0 | 0 | 0 | 0 | 0 | 0 | 0 | 0 | 0 | 0 | 0 | 0 | 0 | 0 | 0 | 0 | 0 | 0 | 0 | 0 | 0 | 0 | 0 | 0 | 0 | 0 | 0 | 0 | 0 | 0 | 0 | 0 | 0 | 0 | 0 | 0 | 0 | 0 | 0 | 4.3184e-08 | 0 | 0 | 0 | 0 | 0 | 0 | 0 | 0 | 0 | 1e-06
2921_G_6 | PJM West | Ohio | 39 | Warren | 165 | 2921 | 6 | Lebanon | 12283 | 1961 | 9999 | Combustion Turbine | [5 empty] | Fossil | G | 2030 | Oil |  | 0 | 0 | 0 | 0 | 0 | 0 | 0 | 0 | 0 | 0 | 0 | 0 | 0 | 0 | 0 | 0 | 0 | 0 | 0 | 0 | 0 | 0 | 0 | 0 | 0 | 0 | 0 | 0 | 0 | 0 | 0 | 0 | 0 | 0 | 0 | 0 | 0 | 0 | 0 | 0 | 4.3184e-08 | 0 | 0 | 0 | 0 | 0 | 0 | 0 | 0 | 0 | 1e-06
2921_G_7 | PJM West | Ohio | 39 | Warren | 165 | 2921 | 7 | Lebanon | 19558 | 1966 | 9999 | Combustion Turbine | [5 empty] | Fossil | G | 2030 | Oil |  | 0 | 0 | 0 | 0 | 0 | 0 | 0 | 0 | 0 | 0 | 0 | 0 | 0 | 0 | 0 | 0 | 0 | 0 | 0 | 0 | 0 | 0 | 0 | 0 | 0 | 0 | 0 | 0 | 0 | 0 | 0 | 0 | 0 | 0 | 0 | 0 | 0 | 0 | 0 | 0 | 4.3184e-08 | 0 | 0 | 0 | 0 | 0 | 0 | 0 | 0 | 0 | 1e-06
2921_G_8 | PJM West | Ohio | 39 | Warren | 165 | 2921 | 8 | Lebanon | 12283 | 1970 | 9999 | Combustion Turbine | [5 empty] | Fossil | G | 2030 | Oil |  | 0 | 0 | 0 | 0 | 0 | 0 | 0 | 0 | 0 | 0 | 0 | 0 | 0 | 0 | 0 | 0 | 0 | 0 | 0 | 0 | 0 | 0 | 0 | 0 | 0 | 0 | 0 | 0 | 0 | 0 | 0 | 0 | 0 | 0 | 0 | 0 | 0 | 0 | 0 | 0 | 4.3184e-08 | 0 | 0 | 0 | 0 | 0 | 0 | 0 | 0 | 0 | 1e-06
2921_G_9 | PJM West | Ohio | 39 | Warren | 165 | 2921 | 9 | Lebanon | 16213 | 1986 | 9999 | Combustion Turbine | [5 empty] | Fossil | G | 2030 | Oil |  | 0 | 0 | 0 | 0 | 0 | 0 | 0 | 0 | 0 | 0 | 0 | 0 | 0 | 0 | 0 | 0 | 0 | 0 | 0 | 0 | 0 | 0 | 0 | 0 | 0 | 0 | 0 | 0 | 0 | 0 | 0 | 0 | 0 | 0 | 0 | 0 | 0 | 0 | 0 | 0 | 4.3184e-08 | 0 | 0 | 0 | 0 | 0 | 0 | 0 | 0 | 0 | 1e-06
293_G_1 | WECC_Northern California (not including BANC) | California | 6 | Madera | 39 | 293 | 1 | A G Wishon | 0 | 1910 | 9999 | Hydro | [5 empty] | Non-Fossil | G | 2030 | Hydro |  | 0 | 0 | 0 | 0 | 0 | 0 | 0 | 0 | 0 | 0 | 0 | 0 | 0 | 0 | 0 | 0 | 2.4741 | 3.9456 | 7.4768 | 13.8966 | 0 | 0 | 0 | 0 | 0 | 0 | 0 | 0 | 0 | 0 | 0 | 0 | 0 | 0 | 0 | 0 | 0 | 0 | 0 | 0 | 0.079041 | 0.0034391 | 0.0054844 | 0.010393 | 0.019316 | 0 | 0 | 0 | 0 | 0 | 5
293_G_2 | WECC_Northern California (not including BANC) | California | 6 | Madera | 39 | 293 | 2 | A G Wishon | 0 | 1910 | 9999 | Hydro | [5 empty] | Non-Fossil | G | 2030 | Hydro |  | 0 | 0 | 0 | 0 | 0 | 0 | 0 | 0 | 0 | 0 | 0 | 0 | 0 | 0 | 0 | 0 | 2.4741 | 3.9456 | 7.4768 | 13.8966 | 0 | 0 | 0 | 0 | 0 | 0 | 0 | 0 | 0 | 0 | 0 | 0 | 0 | 0 | 0 | 0 | 0 | 0 | 0 | 0 | 0.079041 | 0.0034391 | 0.0054844 | 0.010393 | 0.019316 | 0 | 0 | 0 | 0 | 0 | 5
293_G_3 | WECC_Northern California (not including BANC) | California | 6 | Madera | 39 | 293 | 3 | A G Wishon | 0 | 1910 | 9999 | Hydro | [5 empty] | Non-Fossil | G | 2030 | Hydro |  | 0 | 0 | 0 | 0 | 0 | 0 | 0 | 0 | 0 | 0 | 0 | 0 | 0 | 0 | 0 | 0 | 2.4741 | 3.9456 | 7.4768 | 13.8966 | 0 | 0 | 0 | 0 | 0 | 0 | 0 | 0 | 0 | 0 | 0 | 0 | 0 | 0 | 0 | 0 | 0 | 0 | 0 | 0 | 0.079041 | 0.0034391 | 0.0054844 | 0.010393 | 0.019316 | 0 | 0 | 0 | 0 | 0 | 5
293_G_4 | WECC_Northern California (not including BANC) | California | 6 | Madera | 39 | 293 | 4 | A G Wishon | 0 | 1910 | 9999 | Hydro | [5 empty] | Non-Fossil | G | 2030 | Hydro |  | 0 | 0 | 0 | 0 | 0 | 0 | 0 | 0 | 0 | 0 | 0 | 0 | 0 | 0 | 0 | 0 | 2.4741 | 3.9456 | 7.4768 | 13.8966 | 0 | 0 | 0 | 0 | 0 | 0 | 0 | 0 | 0 | 0 | 0 | 0 | 0 | 0 | 0 | 0 | 0 | 0 | 0 | 0 | 0.079041 | 0.0034391 | 0.0054844 | 0.010393 | 0.019316 | 0 | 0 | 0 | 0 | 0 | 5
2933_G_1 | PJM_ATSI | Ohio | 39 | Lorain | 93 | 2933 | 1 | Oberlin (OH) | 25000 | 1948 | 9999 | Combustion Turbine | [5 empty] | Fossil | G | 2030 |  |  | 0 | 0 | 0 | 0 | 0 | 0 | 0 | 0 | 0 | 0 | 0 | 0 | 0 | 0 | 0 | 0 | 0 | 0 | 0 | 0 | 0 | 0 | 0 | 0 | 0 | 0 | 0 | 0 | 0 | 0 | 0 | 0 | 0 | 0 | 0 | 0 | 0 | 0 | 0 | 0 | 0.043792 | 0 | 0 | 0 | 0 | 0 | 0 | 0 | 0 | 0 | 2.0156
2933_G_10 | PJM_ATSI | Ohio | 39 | Lorain | 93 | 2933 | 10 | Oberlin (OH) | 18000 | 1990 | 9999 | Combustion Turbine | [5 empty] | Fossil | G | 2030 | NaturalGas |  | 2.4342e-05 | 0 | 0.0001082 | 0.00013254 | 0 | 0 | 0 | 0 | 0 | 0 | 0 | 0 | 0 | 0 | 0 | 0 | 0.0013523 | 0 | 0.0060112 | 0.0073635 | 0.001425 | 0 | 0.0063341 | 0.0077591 | 1.7039e-12 | 0 | 7.5741e-12 | 9.278e-12 | 1.2913e-05 | 0 | 5.7398e-05 | 7.0311e-05 | 0 | 0 | 0 | 0 | 0 | 0 | 0 | 0 | 0.01689 | 6.383e-06 | 0 | 2.8373e-05 | 3.4756e-05 | 5.9787e-05 | 0 | 0.00019856 | 0.00025835 | 0 | 0.5
2933_G_2A | PJM_ATSI | Ohio | 39 | Lorain | 93 | 2933 | 2A | Oberlin (OH) | 18000 | 2001 | 9999 | Combustion Turbine | [5 empty] | Fossil | G | 2030 | NaturalGas |  | 0.00015092 | 0 | 0.00067085 | 0.00082177 | 0 | 0 | 0 | 0 | 0 | 0 | 0 | 0 | 0 | 0 | 0 | 0 | 0.0083845 | 0 | 0.037269 | 0.045654 | 0.0088349 | 0 | 0.039271 | 0.048106 | 1.0565e-11 | 0 | 4.6959e-11 | 5.7524e-11 | 8.006e-05 | 0 | 0.00035587 | 0.00043593 | 0 | 0 | 0 | 0 | 0 | 0 | 0 | 0 | 0.13576 | 3.9575e-05 | 0 | 0.00017591 | 0.00021549 | 0.00037068 | 0 | 0.0012311 | 0.0016018 | 0 | 3.1
2933_G_3A | PJM_ATSI | Ohio | 39 | Lorain | 93 | 2933 | 3A | Oberlin (OH) | 18000 | 2001 | 9999 | Combustion Turbine | [5 empty] | Fossil | G | 2030 | NaturalGas |  | 0.00015092 | 0 | 0.00067085 | 0.00082177 | 0 | 0 | 0 | 0 | 0 | 0 | 0 | 0 | 0 | 0 | 0 | 0 | 0.0083845 | 0 | 0.037269 | 0.045654 | 0.0088349 | 0 | 0.039271 | 0.048106 | 1.0565e-11 | 0 | 4.6959e-11 | 5.7524e-11 | 8.006e-05 | 0 | 0.00035587 | 0.00043593 | 0 | 0 | 0 | 0 | 0 | 0 | 0 | 0 | 0.13576 | 3.9575e-05 | 0 | 0.00017591 | 0.00021549 | 0.00037068 | 0 | 0.0012311 | 0.0016018 | 0 | 3.1
2933_G_6 | PJM_ATSI | Ohio | 39 | Lorain | 93 | 2933 | 6 | Oberlin (OH) | 18000 | 1958 | 9999 | Combustion Turbine | [5 empty] | Fossil | G | 2030 | NaturalGas |  | 9.7369e-05 | 0 | 0.0004328 | 0.00053017 | 0 | 0 | 0 | 0 | 0 | 0 | 0 | 0 | 0 | 0 | 0 | 0 | 0.0054094 | 0 | 0.024045 | 0.029454 | 0.0057 | 0 | 0.025336 | 0.031036 | 6.8158e-12 | 0 | 3.0296e-11 | 3.7112e-11 | 5.1652e-05 | 0 | 0.00022959 | 0.00028124 | 0 | 0 | 0 | 0 | 0 | 0 | 0 | 0 | 0.087584 | 2.5532e-05 | 0 | 0.00011349 | 0.00013902 | 0.00023915 | 0 | 0.00079426 | 0.0010334 | 0 | 2
2933_G_7 | PJM_ATSI | Ohio | 39 | Lorain | 93 | 2933 | 7 | Oberlin (OH) | 18000 | 1961 | 9999 | Combustion Turbine | [5 empty] | Fossil | G | 2030 | NaturalGas |  | 0.00013145 | 0 | 0.00058429 | 0.00071573 | 0 | 0 | 0 | 0 | 0 | 0 | 0 | 0 | 0 | 0 | 0 | 0 | 0.0073026 | 0 | 0.03246 | 0.039763 | 0.0076949 | 0 | 0.034204 | 0.041899 | 9.2014e-12 | 0 | 4.09e-11 | 5.0101e-11 | 6.973e-05 | 0 | 0.00030995 | 0.00037968 | 0 | 0 | 0 | 0 | 0 | 0 | 0 | 0 | 0.11824 | 3.4468e-05 | 0 | 0.00015321 | 0.00018768 | 0.00032285 | 0 | 0.0010722 | 0.0013951 | 0 | 2.7
2933_G_8 | PJM_ATSI | Ohio | 39 | Lorain | 93 | 2933 | 8 | Oberlin (OH) | 18000 | 1966 | 9999 | Combustion Turbine | [5 empty] | Fossil | G | 2030 | NaturalGas |  | 0.00014605 | 0 | 0.00064921 | 0.00079526 | 0 | 0 | 0 | 0 | 0 | 0 | 0 | 0 | 0 | 0 | 0 | 0 | 0.008114 | 0 | 0.036067 | 0.044181 | 0.0085499 | 0 | 0.038005 | 0.046554 | 1.0224e-11 | 0 | 4.5444e-11 | 5.5668e-11 | 7.7477e-05 | 0 | 0.00034439 | 0.00042186 | 0 | 0 | 0 | 0 | 0 | 0 | 0 | 0 | 0.13138 | 3.8298e-05 | 0 | 0.00017024 | 0.00020853 | 0.00035872 | 0 | 0.0011914 | 0.0015501 | 0 | 3
2933_G_9 | PJM_ATSI | Ohio | 39 | Lorain | 93 | 2933 | 9 | Oberlin (OH) | 18000 | 1990 | 9999 | Combustion Turbine | [5 empty] | Fossil | G | 2030 | NaturalGas |  | 1.9474e-05 | 0 | 8.6561e-05 | 0.00010603 | 0 | 0 | 0 | 0 | 0 | 0 | 0 | 0 | 0 | 0 | 0 | 0 | 0.0010819 | 0 | 0.0048089 | 0.0058908 | 0.00114 | 0 | 0.0050673 | 0.0062073 | 1.3631e-12 | 0 | 6.0593e-12 | 7.4224e-12 | 1.033e-05 | 0 | 4.5918e-05 | 5.6249e-05 | 0 | 0 | 0 | 0 | 0 | 0 | 0 | 0 | 0.013512 | 5.1064e-06 | 0 | 2.2698e-05 | 2.7805e-05 | 4.783e-05 | 0 | 0.00015885 | 0.00020668 | 0 | 0.4
2933_G_IC4 | PJM_ATSI | Ohio | 39 | Lorain | 93 | 2933 | IC4 | Oberlin (OH) | 18000 | 1996 | 9999 | Combustion Turbine | [5 empty] | Fossil | G | 2030 | NaturalGas |  | 0.00010224 | 0 | 0.00045444 | 0.00055668 | 0 | 0 | 0 | 0 | 0 | 0 | 0 | 0 | 0 | 0 | 0 | 0 | 0.0056798 | 0 | 0.025247 | 0.030927 | 0.005985 | 0 | 0.026603 | 0.032588 | 7.1565e-12 | 0 | 3.1811e-11 | 3.8968e-11 | 5.4234e-05 | 0 | 0.00024107 | 0.00029531 | 0 | 0 | 0 | 0 | 0 | 0 | 0 | 0 | 0.070937 | 2.6809e-05 | 0 | 0.00011917 | 0.00014597 | 0.00025111 | 0 | 0.00083397 | 0.0010851 | 0 | 2.1
2935_B_10 | PJM West | Ohio | 39 | Wayne | 169 | 2935 | 10 | Orrville | 14500 | 1951 | 9999 | Coal Steam |  |  | ESPC |  |  | Fossil | B | 2030 | Coal |  | 0 | 0 | 0 | 0 | 0 | 0 | 0 | 0 | 0 | 0 | 0 | 0 | 0 | 0 | 0 | 0 | 0 | 0 | 0 | 0 | 0 | 0 | 0 | 0 | 0 | 0 | 0 | 0 | 0 | 0 | 0 | 0 | 0 | 0 | 0 | 0 | 0 | 0 | 0 | 0 | 0.71627 | 0 | 0 | 0 | 0 | 0 | 0 | 0 | 0 | 0 | 11.5
2935_B_11 | PJM West | Ohio | 39 | Wayne | 169 | 2935 | 11 | Orrville | 14500 | 1956 | 9999 | Coal Steam |  |  | ESPC |  |  | Fossil | B | 2030 | Coal |  | 0 | 0 | 0 | 0 | 0 | 0 | 0 | 0 | 0 | 0 | 0 | 0 | 0 | 0 | 0 | 0 | 0 | 0 | 0 | 0 | 0 | 0 | 0 | 0 | 0 | 0 | 0 | 0 | 0 | 0 | 0 | 0 | 0 | 0 | 0 | 0 | 0 | 0 | 0 | 0 | 0.71627 | 0 | 0 | 0 | 0 | 0 | 0 | 0 | 0 | 0 | 11.5
2935_B_12 | PJM West | Ohio | 39 | Wayne | 169 | 2935 | 12 | Orrville | 14500 | 1963 | 9999 | Coal Steam |  |  | ESPC |  |  | Fossil | B | 2030 | Coal |  | 0 | 0 | 0 | 0 | 0 | 0 | 0 | 0 | 0 | 0 | 0 | 0 | 0 | 0 | 0 | 0 | 0 | 0 | 0 | 0 | 0 | 0 | 0 | 0 | 0 | 0 | 0 | 0 | 0 | 0 | 0 | 0 | 0 | 0 | 0 | 0 | 0 | 0 | 0 | 0 | 1.4325 | 0 | 0 | 0 | 0 | 0 | 0 | 0 | 0 | 0 | 23
2935_B_13 | PJM West | Ohio | 39 | Wayne | 169 | 2935 | 13 | Orrville | 14500 | 1969 | 9999 | Coal Steam |  |  | ESPC |  |  | Fossil | B | 2030 | Coal |  | 0 | 0 | 0 | 0 | 0 | 0 | 0 | 0 | 0 | 0 | 0 | 0 | 0 | 0 | 0 | 0 | 0 | 0 | 0 | 0 | 0 | 0 | 0 | 0 | 0 | 0 | 0 | 0 | 0 | 0 | 0 | 0 | 0 | 0 | 0 | 0 | 0 | 0 | 0 | 0 | 1.2457 | 0 | 0 | 0 | 0 | 0 | 0 | 0 | 0 | 0 | 20
2936_B_3 | PJM_ATSI | Ohio | 39 | Lake | 85 | 2936 | 3 | Painesville | 14500 | 1954 | 9999 | Coal Steam |  |  | ESPC |  |  | Fossil | B | 2030 | Coal |  | 0 | 0 | 0 | 0 | 0 | 0 | 0 | 0 | 0 | 0 | 0 | 0 | 0 | 0 | 0 | 0 | 0 | 0 | 0 | 0 | 0 | 0 | 0 | 0 | 0 | 0 | 0 | 0 | 0 | 0 | 0 | 0 | 0 | 0 | 0 | 0 | 0 | 0 | 0 | 0 | 0.57789 | 0 | 0 | 0 | 0 | 0 | 0 | 0 | 0 | 0 | 9.8
2936_B_4 | PJM_ATSI | Ohio | 39 | Lake | 85 | 2936 | 4 | Painesville | 14500 | 1959 | 9999 | Coal Steam |  |  | ESPC |  |  | Fossil | B | 2030 | Coal |  | 0 | 0 | 0 | 0 | 0 | 0 | 0 | 0 | 0 | 0 | 0 | 0 | 0 | 0 | 0 | 0 | 0 | 0 | 0 | 0 | 0 | 0 | 0 | 0 | 0 | 0 | 0 | 0 | 0 | 0 | 0 | 0 | 0 | 0 | 0 | 0 | 0 | 0 | 0 | 0 | 1.0968 | 0 | 0 | 0 | 0 | 0 | 0 | 0 | 0 | 0 | 18.6
2936_B_5 | PJM_ATSI | Ohio | 39 | Lake | 85 | 2936 | 5 | Painesville | 14500 | 1975 | 9999 | Coal Steam |  |  | ESPC |  |  | Fossil | B | 2030 | Coal |  | 0 | 0 | 0 | 0 | 0 | 0 | 0 | 0 | 0 | 0 | 0 | 0 | 0 | 0 | 0 | 0 | 0 | 0 | 0 | 0 | 0 | 0 | 0 | 0 | 0 | 0 | 0 | 0 | 0 | 0 | 0 | 0 | 0 | 0 | 0 | 0 | 0 | 0 | 0 | 0 | 1.0968 | 0 | 0 | 0 | 0 | 0 | 0 | 0 | 0 | 0 | 18.6
2936_G_WPCP1 | PJM_ATSI | Ohio | 39 | Lake | 85 | 2936 | WPCP1 | Painesville | 10745 | 2010 | 9999 | Combustion Turbine | [5 empty] | Fossil | G | 2030 | Oil |  | 0 | 0 | 0 | 0 | 0 | 0 | 0 | 0 | 0 | 0 | 0 | 0 | 0 | 0 | 0 | 0 | 0 | 0 | 0 | 0 | 0 | 0 | 0 | 0 | 0 | 0 | 0 | 0 | 0 | 0 | 0 | 0 | 0 | 0 | 0 | 0 | 0 | 0 | 0 | 0 | 0.035505 | 0 | 0 | 0 | 0 | 0 | 0 | 0 | 0 | 0 | 1.8
2937_G_11 | PJM West | Ohio | 39 | Miami | 109 | 2937 | 11 | Piqua Power Plant | 21159 | 1989 | 9999 | Combustion Turbine | [5 empty] | Fossil | G | 2030 | Oil |  | 0 | 0 | 0 | 0 | 0 | 0 | 0 | 0 | 0 | 0 | 0 | 0 | 0 | 0 | 0 | 0 | 0 | 0 | 0 | 0 | 0 | 0 | 0 | 0 | 0 | 0 | 0 | 0 | 0 | 0 | 0 | 0 | 0 | 0 | 0 | 0 | 0 | 0 | 0 | 0 | 0.71254 | 0 | 0 | 0 | 0 | 0 | 0 | 0 | 0 | 0 | 16.5
2937_G_8 | PJM West | Ohio | 39 | Miami | 109 | 2937 | 8 | Piqua Power Plant | 21162 | 1972 | 9999 | Combustion Turbine | [5 empty] | Fossil | G | 2030 | Oil |  | 0 | 0 | 0 | 0 | 0 | 0 | 0 | 0 | 0 | 0 | 0 | 0 | 0 | 0 | 0 | 0 | 0 | 0 | 0 | 0 | 0 | 0 | 0 | 0 | 0 | 0 | 0 | 0 | 0 | 0 | 0 | 0 | 0 | 0 | 0 | 0 | 0 | 0 | 0 | 0 | 0.86369 | 0 | 0 | 0 | 0 | 0 | 0 | 0 | 0 | 0 | 20
294_G_1 | WECC_Pacific Northwest | California | 6 | Siskiyou | 93 | 294 | 1 | Copco 1 | 0 | 1918 | 9999 | Hydro | [5 empty] | Non-Fossil | G | 2030 | Hydro |  | 0 | 0 | 0 | 0 | 0 | 0 | 0 | 0 | 0 | 0 | 0 | 0 | 0 | 0 | 0 | 0 | 9.0043 | 14.482 | 28.4239 | 51.9102 | 0 | 0 | 0 | 0 | 0 | 0 | 0 | 0 | 0 | 0 | 0 | 0 | 0 | 0 | 0 | 0 | 0 | 0 | 0 | 0 | 0.22132 | 0.012516 | 0.02013 | 0.039509 | 0.072155 | 0 | 0 | 0 | 0 | 0 | 14
294_G_2 | WECC_Pacific Northwest | California | 6 | Siskiyou | 93 | 294 | 2 | Copco 1 | 0 | 1918 | 9999 | Hydro | [5 empty] | Non-Fossil | G | 2030 | Hydro |  | 0 | 0 | 0 | 0 | 0 | 0 | 0 | 0 | 0 | 0 | 0 | 0 | 0 | 0 | 0 | 0 | 9.0043 | 14.482 | 28.4239 | 51.9102 | 0 | 0 | 0 | 0 | 0 | 0 | 0 | 0 | 0 | 0 | 0 | 0 | 0 | 0 | 0 | 0 | 0 | 0 | 0 | 0 | 0.22132 | 0.012516 | 0.02013 | 0.039509 | 0.072155 | 0 | 0 | 0 | 0 | 0 | 14
2942_G_7 | PJM West | Ohio | 39 | Auglaize | 11 | 2942 | 7 | St Marys | 25000 | 1992 | 9999 | Combustion Turbine | [5 empty] | Fossil | G | 2030 | Oil |  | 0 | 0 | 0 | 0 | 0 | 0 | 0 | 0 | 0 | 0 | 0 | 0 | 0 | 0 | 0 | 0 | 0 | 0 | 0 | 0 | 0 | 0 | 0 | 0 | 0 | 0 | 0 | 0 | 0 | 0 | 0 | 0 | 0 | 0 | 0 | 0 | 0 | 0 | 0 | 0 | 0.51821 | 0 | 0 | 0 | 0 | 0 | 0 | 0 | 0 | 0 | 12
2942_G_GT1 | PJM West | Ohio | 39 | Auglaize | 11 | 2942 | GT1 | St Marys | 25000 | 1999 | 9999 | Combustion Turbine | [5 empty] | Fossil | G | 2030 | NaturalGas |  | 0.0017983 | 0 | 0 | 0.0017983 | 0 | 0 | 0 | 0 | 0 | 0 | 0 | 0 | 0 | 0 | 0 | 0 | 0.071932 | 0 | 0 | 0.071932 | 0.10527 | 0 | 0 | 0.10527 | 1.2588e-10 | 0 | 0 | 1.2588e-10 | 0.00021484 | 0 | 0 | 0.00021484 | 0 | 0 | 0 | 0 | 0 | 0 | 0 | 0 | 0.20514 | 0.00039994 | 0 | 0 | 0.00039994 | 0.0047915 | 0 | 0 | 0.0047915 | 0 | 10.4
2945_G_10 | PJM West | Ohio | 39 | Monroe | 111 | 2945 | 10 | Anadarko | 25000 | 1983 | 9999 | Combustion Turbine | [5 empty] | Fossil | G | 2030 | Oil |  | 0 | 0 | 0 | 0 | 0 | 0 | 0 | 0 | 0 | 0 | 0 | 0 | 0 | 0 | 0 | 0 | 0 | 0 | 0 | 0 | 0 | 0 | 0 | 0 | 0 | 0 | 0 | 0 | 0 | 0 | 0 | 0 | 0 | 0 | 0 | 0 | 0 | 0 | 0 | 0 | 0.051821 | 0 | 0 | 0 | 0 | 0 | 0 | 0 | 0 | 0 | 1.2
2945_G_11 | PJM West | Ohio | 39 | Monroe | 111 | 2945 | 11 | Anadarko | 25000 | 1983 | 9999 | Combustion Turbine | [5 empty] | Fossil | G | 2030 | Oil |  | 0 | 0 | 0 | 0 | 0 | 0 | 0 | 0 | 0 | 0 | 0 | 0 | 0 | 0 | 0 | 0 | 0 | 0 | 0 | 0 | 0 | 0 | 0 | 0 | 0 | 0 | 0 | 0 | 0 | 0 | 0 | 0 | 0 | 0 | 0 | 0 | 0 | 0 | 0 | 0 | 0.051821 | 0 | 0 | 0 | 0 | 0 | 0 | 0 | 0 | 0 | 1.2
2945_G_6 | PJM West | Ohio | 39 | Monroe | 111 | 2945 | 6 | Anadarko | 25000 | 1949 | 9999 | Combustion Turbine | [5 empty] | Fossil | G | 2030 | Oil |  | 0 | 0 | 0 | 0 | 0 | 0 | 0 | 0 | 0 | 0 | 0 | 0 | 0 | 0 | 0 | 0 | 0 | 0 | 0 | 0 | 0 | 0 | 0 | 0 | 0 | 0 | 0 | 0 | 0 | 0 | 0 | 0 | 0 | 0 | 0 | 0 | 0 | 0 | 0 | 0 | 0.025911 | 0 | 0 | 0 | 0 | 0 | 0 | 0 | 0 | 0 | 0.6
2945_G_7 | PJM West | Ohio | 39 | Monroe | 111 | 2945 | 7 | Anadarko | 25000 | 1957 | 9999 | Combustion Turbine | [5 empty] | Fossil | G | 2030 | Oil |  | 0 | 0 | 0 | 0 | 0 | 0 | 0 | 0 | 0 | 0 | 0 | 0 | 0 | 0 | 0 | 0 | 0 | 0 | 0 | 0 | 0 | 0 | 0 | 0 | 0 | 0 | 0 | 0 | 0 | 0 | 0 | 0 | 0 | 0 | 0 | 0 | 0 | 0 | 0 | 0 | 0.051821 | 0 | 0 | 0 | 0 | 0 | 0 | 0 | 0 | 0 | 1.2
2945_G_8 | PJM West | Ohio | 39 | Monroe | 111 | 2945 | 8 | Anadarko | 25000 | 1965 | 9999 | Combustion Turbine | [5 empty] | Fossil | G | 2030 | Oil |  | 0 | 0 | 0 | 0 | 0 | 0 | 0 | 0 | 0 | 0 | 0 | 0 | 0 | 0 | 0 | 0 | 0 | 0 | 0 | 0 | 0 | 0 | 0 | 0 | 0 | 0 | 0 | 0 | 0 | 0 | 0 | 0 | 0 | 0 | 0 | 0 | 0 | 0 | 0 | 0 | 0.064777 | 0 | 0 | 0 | 0 | 0 | 0 | 0 | 0 | 0 | 1.5
2945_G_9 | PJM West | Ohio | 39 | Monroe | 111 | 2945 | 9 | Anadarko | 25000 | 1971 | 9999 | Combustion Turbine | [5 empty] | Fossil | G | 2030 | Oil |  | 0 | 0 | 0 | 0 | 0 | 0 | 0 | 0 | 0 | 0 | 0 | 0 | 0 | 0 | 0 | 0 | 0 | 0 | 0 | 0 | 0 | 0 | 0 | 0 | 0 | 0 | 0 | 0 | 0 | 0 | 0 | 0 | 0 | 0 | 0 | 0 | 0 | 0 | 0 | 0 | 0.090687 | 0 | 0 | 0 | 0 | 0 | 0 | 0 | 0 | 0 | 2.1
295_G_1 | WECC_Pacific Northwest | California | 6 | Siskiyou | 93 | 295 | 1 | Copco 2 | 0 | 1925 | 9999 | Hydro | [5 empty] | Non-Fossil | G | 2030 | Hydro |  | 0 | 0 | 0 | 0 | 0 | 0 | 0 | 0 | 0 | 0 | 0 | 0 | 0 | 0 | 0 | 0 | 8.9754 | 14.3574 | 27.975 | 51.3079 | 0 | 0 | 0 | 0 | 0 | 0 | 0 | 0 | 0 | 0 | 0 | 0 | 0 | 0 | 0 | 0 | 0 | 0 | 0 | 0 | 0.26874 | 0.012476 | 0.019957 | 0.038885 | 0.071318 | 0 | 0 | 0 | 0 | 0 | 17
295_G_2 | WECC_Pacific Northwest | California | 6 | Siskiyou | 93 | 295 | 2 | Copco 2 | 0 | 1925 | 9999 | Hydro | [5 empty] | Non-Fossil | G | 2030 | Hydro |  | 0 | 0 | 0 | 0 | 0 | 0 | 0 | 0 | 0 | 0 | 0 | 0 | 0 | 0 | 0 | 0 | 8.9754 | 14.3574 | 27.975 | 51.3079 | 0 | 0 | 0 | 0 | 0 | 0 | 0 | 0 | 0 | 0 | 0 | 0 | 0 | 0 | 0 | 0 | 0 | 0 | 0 | 0 | 0.26874 | 0.012476 | 0.019957 | 0.038885 | 0.071318 | 0 | 0 | 0 | 0 | 0 | 17
2951_B_7 | SPP West (Oklahoma, Arkansas, Louisiana) | Oklahoma | 40 | Oklahoma | 109 | 2951 | 7 | Horseshoe Lake | 11199 | 1963 | 9999 | O/G Steam | [5 empty] | Fossil | B | 2030 | NaturalGas |  | 0 | 0 | 0 | 0 | 0 | 0 | 0 | 0 | 0 | 0 | 0 | 0 | 0 | 0 | 0 | 0 | 0 | 0 | 0 | 0 | 0 | 0 | 0 | 0 | 0 | 0 | 0 | 0 | 0 | 0 | 0 | 0 | 0 | 0 | 0 | 0 | 0 | 0 | 0 | 0 | 10.7048 | 0 | 0 | 0 | 0 | 0 | 0 | 0 | 0 | 0 | 211
2951_B_8 | SPP West (Oklahoma, Arkansas, Louisiana) | Oklahoma | 40 | Oklahoma | 109 | 2951 | 8 | Horseshoe Lake | 11881 | 1969 | 9999 | O/G Steam | tangential |  |  |  |  | Fossil | B | 2030 | NaturalGas |  | 0 | 0 | 0 | 0 | 0 | 0 | 0 | 0 | 0 | 0 | 0 | 0 | 0 | 0 | 0 | 0 | 0 | 0 | 0 | 0 | 0 | 0 | 0 | 0 | 0 | 0 | 0 | 0 | 0 | 0 | 0 | 0 | 0 | 0 | 0 | 0 | 0 | 0 | 0 | 0 | 21.0619 | 0 | 0 | 0 | 0 | 0 | 0 | 0 | 0 | 0 | 403
2951_G_10 | SPP West (Oklahoma, Arkansas, Louisiana) | Oklahoma | 40 | Oklahoma | 109 | 2951 | 10 | Horseshoe Lake | 10745 | 2001 | 9999 | Combustion Turbine |  |  |  | H2O |  | Fossil | G | 2030 | NaturalGas |  | 0.024388 | 0.0072402 | 0.0336 | 0.065228 | 0 | 0 | 0 | 0 | 0 | 0 | 0 | 0 | 0 | 0 | 0 | 0 | 2.2697 | 0.67382 | 3.1271 | 6.0706 | 1.4277 | 0.42384 | 1.967 | 3.8185 | 1.7072e-09 | 5.0681e-10 | 2.352e-09 | 4.566e-09 | 0.001155 | 0.0003429 | 0.0015913 | 0.0030892 | 0 | 0 | 0 | 0 | 0 | 0 | 0 | 0 | 0.82451 | 0.010713 | 0.0031804 | 0.01476 | 0.028653 | 0.063378 | 0.016439 | 0.069747 | 0.14956 | 0 | 73.2729
2951_G_9 | SPP West (Oklahoma, Arkansas, Louisiana) | Oklahoma | 40 | Oklahoma | 109 | 2951 | 9 | Horseshoe Lake | 10745 | 2001 | 9999 | Combustion Turbine |  |  |  | H2O |  | Fossil | G | 2030 | NaturalGas |  | 0.025205 | 0.0074827 | 0.034726 | 0.067413 | 0 | 0 | 0 | 0 | 0 | 0 | 0 | 0 | 0 | 0 | 0 | 0 | 2.3457 | 0.69639 | 3.2318 | 6.2739 | 1.4755 | 0.43804 | 2.0328 | 3.9464 | 1.7643e-09 | 5.2379e-10 | 2.4308e-09 | 4.7189e-09 | 0.0012086 | 0.00035879 | 0.0016651 | 0.0032325 | 0 | 0 | 0 | 0 | 0 | 0 | 0 | 0 | 0.85213 | 0.011072 | 0.003287 | 0.015254 | 0.029613 | 0.065501 | 0.01699 | 0.072083 | 0.15457 | 0 | 75.7271
2952_B_4 | SPP West (Oklahoma, Arkansas, Louisiana) | Oklahoma | 40 | Muskogee | 101 | 2952 | 4 | Muskogee | 11271 | 1977 | 9999 | Coal Steam | tangential | dry | ESPC + Mercury Control | LNC3 |  | Fossil | B | 2030 | NaturalGas | Coal to Gas | 0 | 0 | 0 | 0 | 0 | 0 | 0 | 0 | 0 | 0 | 0 | 0 | 0 | 0 | 0 | 0 | 0 | 0 | 0 | 0 | 0 | 0 | 0 | 0 | 0 | 0 | 0 | 0 | 0 | 0 | 0 | 0 | 0 | 0 | 0 | 0 | 0 | 0 | 0 | 0 | 20.2314 | 0 | 0 | 0 | 0 | 0 | 0 | 0 | 0 | 0 | 493 | Mercury Control / Coal to Gas
2952_B_5 | SPP West (Oklahoma, Arkansas, Louisiana) | Oklahoma | 40 | Muskogee | 101 | 2952 | 5 | Muskogee | 11261 | 1978 | 9999 | Coal Steam | tangential | dry | ESPC + Mercury Control | LNC3 + OFA |  | Fossil | B | 2030 | NaturalGas | Coal to Gas | 0 | 0 | 0 | 0 | 0 | 0 | 0 | 0 | 0 | 0 | 0 | 0 | 0 | 0 | 0 | 0 | 0 | 0 | 0 | 0 | 0 | 0 | 0 | 0 | 0 | 0 | 0 | 0 | 0 | 0 | 0 | 0 | 0 | 0 | 0 | 0 | 0 | 0 | 0 | 0 | 20.4366 | 0 | 0 | 0 | 0 | 0 | 0 | 0 | 0 | 0 | 498 | Mercury Control / Coal to Gas
2952_B_6 | SPP West (Oklahoma, Arkansas, Louisiana) | Oklahoma | 40 | Muskogee | 101 | 2952 | 6 | Muskogee | 11137 | 1984 | 9999 | Coal Steam | tangential | dry | ESPC + Mercury Control | LNC3 |  | Fossil | B | 2030 |  | Coal Retirement | 0 | 0 | 0 | 0 | 0 | 0 | 0 | 0 | 0 | 0 | 0 | 0 | 0 | 0 | 0 | 0 | 0 | 0 | 0 | 0 | 0 | 0 | 0 | 0 | 0 | 0 | 0 | 0 | 0 | 0 | 0 | 0 | 0 | 0 | 0 | 0 | 0 | 0 | 0 | 0 | 0 | 0 | 0 | 0 | 0 | 0 | 0 | 0 | 0 | 0 | 503 | Mercury Control
2953_G_GT1 | SPP West (Oklahoma, Arkansas, Louisiana) | Oklahoma | 40 | Canadian | 17 | 2953 | GT1 | Mustang | 14633 | 2017 | 9999 | Combustion Turbine | [5 empty] | Fossil | G | 2030 | NaturalGas |  | 0.014958 | 0 | 0.0083086 | 0.023266 | 0 | 0 | 0 | 0 | 0 | 0 | 0 | 0 | 0 | 0 | 0 | 0 | 1.0222 | 0 | 0.5678 | 1.59 | 0.87563 | 0 | 0.48638 | 1.362 | 1.047e-09 | 0 | 5.816e-10 | 1.6286e-09 | 0.0005773 | 0 | 0.00032067 | 0.00089797 | 0 | 0 | 0 | 0 | 0 | 0 | 0 | 0 | 1.1243 | 0.0048248 | 0 | 0.00268 | 0.0075048 | 0.038872 | 0 | 0.017247 | 0.056119 | 0 | 57
2953_G_GT2 | SPP West (Oklahoma, Arkansas, Louisiana) | Oklahoma | 40 | Canadian | 17 | 2953 | GT2 | Mustang | 14575 | 2017 | 9999 | Combustion Turbine | [5 empty] | Fossil | G | 2030 | NaturalGas |  | 0.014899 | 0 | 0.0082756 | 0.023174 | 0 | 0 | 0 | 0 | 0 | 0 | 0 | 0 | 0 | 0 | 0 | 0 | 1.0222 | 0 | 0.5678 | 1.59 | 0.87216 | 0 | 0.48446 | 1.3566 | 1.0429e-09 | 0 | 5.793e-10 | 1.6222e-09 | 0.00058879 | 0 | 0.00032705 | 0.00091584 | 0 | 0 | 0 | 0 | 0 | 0 | 0 | 0 | 1.1243 | 0.0048248 | 0 | 0.00268 | 0.0075048 | 0.038718 | 0 | 0.017179 | 0.055896 | 0 | 57
2953_G_GT3 | SPP West (Oklahoma, Arkansas, Louisiana) | Oklahoma | 40 | Canadian | 17 | 2953 | GT3 | Mustang | 14579 | 2017 | 9999 | Combustion Turbine | [5 empty] | Fossil | G | 2030 | NaturalGas |  | 0.015164 | 0 | 0.0084231 | 0.023587 | 0 | 0 | 0 | 0 | 0 | 0 | 0 | 0 | 0 | 0 | 0 | 0 | 1.0401 | 0 | 0.57776 | 1.6179 | 0.8877 | 0 | 0.49309 | 1.3808 | 1.0615e-09 | 0 | 5.8962e-10 | 1.6511e-09 | 0.00060611 | 0 | 0.00033667 | 0.00094278 | 0 | 0 | 0 | 0 | 0 | 0 | 0 | 0 | 1.1441 | 0.0049094 | 0 | 0.002727 | 0.0076364 | 0.039408 | 0 | 0.017485 | 0.056892 | 0 | 58
2953_G_GT4 | SPP West (Oklahoma, Arkansas, Louisiana) | Oklahoma | 40 | Canadian | 17 | 2953 | GT4 | Mustang | 14559 | 2017 | 9999 | Combustion Turbine | [5 empty] | Fossil | G | 2030 | NaturalGas |  | 0.015143 | 0 | 0.0084116 | 0.023555 | 0 | 0 | 0 | 0 | 0 | 0 | 0 | 0 | 0 | 0 | 0 | 0 | 1.0401 | 0 | 0.57776 | 1.6179 | 0.88649 | 0 | 0.49241 | 1.3789 | 1.06e-09 | 0 | 5.8881e-10 | 1.6488e-09 | 0.00060921 | 0 | 0.0003384 | 0.00094761 | 0 | 0 | 0 | 0 | 0 | 0 | 0 | 0 | 1.1441 | 0.0049094 | 0 | 0.002727 | 0.0076364 | 0.039354 | 0 | 0.017461 | 0.056814 | 0 | 58
2953_G_GT5 | SPP West (Oklahoma, Arkansas, Louisiana) | Oklahoma | 40 | Canadian | 17 | 2953 | GT5 | Mustang | 14556 | 2017 | 9999 | Combustion Turbine | [5 empty] | Fossil | G | 2030 | NaturalGas |  | 0.014879 | 0 | 0.0082649 | 0.023144 | 0 | 0 | 0 | 0 | 0 | 0 | 0 | 0 | 0 | 0 | 0 | 0 | 1.0222 | 0 | 0.5678 | 1.59 | 0.87102 | 0 | 0.48382 | 1.3548 | 1.0415e-09 | 0 | 5.7854e-10 | 1.6201e-09 | 0.00060915 | 0 | 0.00033836 | 0.00094751 | 0 | 0 | 0 | 0 | 0 | 0 | 0 | 0 | 1.1243 | 0.0048248 | 0 | 0.00268 | 0.0075048 | 0.038667 | 0 | 0.017156 | 0.055823 | 0 | 57
2953_G_GT6 | SPP West (Oklahoma, Arkansas, Louisiana) | Oklahoma | 40 | Canadian | 17 | 2953 | GT6 | Mustang | 14556 | 2017 | 9999 | Combustion Turbine | [5 empty] | Fossil | G | 2030 | NaturalGas |  | 0.014879 | 0 | 0.0082649 | 0.023144 | 0 | 0 | 0 | 0 | 0 | 0 | 0 | 0 | 0 | 0 | 0 | 0 | 1.0222 | 0 | 0.5678 | 1.59 | 0.87102 | 0 | 0.48382 | 1.3548 | 1.0415e-09 | 0 | 5.7854e-10 | 1.6201e-09 | 0.00056838 | 0 | 0.00031572 | 0.0008841 | 0 | 0 | 0 | 0 | 0 | 0 | 0 | 0 | 1.1243 | 0.0048248 | 0 | 0.00268 | 0.0075048 | 0.038667 | 0 | 0.017156 | 0.055823 | 0 | 57
2953_G_GT7 | SPP West (Oklahoma, Arkansas, Louisiana) | Oklahoma | 40 | Canadian | 17 | 2953 | GT7 | Mustang | 14556 | 2017 | 9999 | Combustion Turbine | [5 empty] | Fossil | G | 2030 | NaturalGas |  | 0.014879 | 0 | 0.0082649 | 0.023144 | 0 | 0 | 0 | 0 | 0 | 0 | 0 | 0 | 0 | 0 | 0 | 0 | 1.0222 | 0 | 0.5678 | 1.59 | 0.87102 | 0 | 0.48382 | 1.3548 | 1.0415e-09 | 0 | 5.7854e-10 | 1.6201e-09 | 0.0005663 | 0 | 0.00031456 | 0.00088086 | 0 | 0 | 0 | 0 | 0 | 0 | 0 | 0 | 1.1243 | 0.0048248 | 0 | 0.00268 | 0.0075048 | 0.038667 | 0 | 0.017156 | 0.055823 | 0 | 57
2953_G_SLR1 | SPP West (Oklahoma, Arkansas, Louisiana) | Oklahoma | 40 | Canadian | 17 | 2953 | SLR1 | Mustang | 0 | 2015 | 9999 | Solar PV | [5 empty] | Non-Fossil | G | 2030 | Solar |  | 0 | 0 | 0 | 0 | 0 | 0 | 0 | 0 | 0 | 0 | 0 | 0 | 0 | 0 | 0 | 0 | 0.95223 | 1.5912 | 2.4268 | 4.9703 | 0 | 0 | 0 | 0 | 0 | 0 | 0 | 0 | 0 | 0 | 0 | 0 | 0 | 0 | 0 | 0 | 0 | 0 | 0 | 0 | 0.078996 | 0 | 0 | 0 | 0 | 0 | 0 | 0 | 0 | 0 | 2.5
2956_B_1 | SPP West (Oklahoma, Arkansas, Louisiana) | Oklahoma | 40 | Seminole | 133 | 2956 | 1 | Seminole (OK) | 11687 | 1971 | 9999 | O/G Steam | wall | dry |  | FR + LNB + OFA |  | Fossil | B | 2030 | NaturalGas |  | 0 | 0 | 0 | 0 | 0 | 0 | 0 | 0 | 0 | 0 | 0 | 0 | 0 | 0 | 0 | 0 | 0 | 0 | 0 | 0 | 0 | 0 | 0 | 0 | 0 | 0 | 0 | 0 | 0 | 0 | 0 | 0 | 0 | 0 | 0 | 0 | 0 | 0 | 0 | 0 | 20.1229 | 0 | 0 | 0 | 0 | 0 | 0 | 0 | 0 | 0 | 426
2956_B_2 | SPP West (Oklahoma, Arkansas, Louisiana) | Oklahoma | 40 | Seminole | 133 | 2956 | 2 | Seminole (OK) | 11561 | 1973 | 9999 | O/G Steam | wall | dry |  | FR + LNB + OFA |  | Fossil | B | 2030 | NaturalGas |  | 0 | 0 | 0 | 0 | 0 | 0 | 0 | 0 | 0 | 0 | 0 | 0 | 0 | 0 | 0 | 0 | 0 | 0 | 0 | 0 | 0 | 0 | 0 | 0 | 0 | 0 | 0 | 0 | 0 | 0 | 0 | 0 | 0 | 0 | 0 | 0 | 0 | 0 | 0 | 0 | 4.7237e-08 | 0 | 0 | 0 | 0 | 0 | 0 | 0 | 0 | 0 | 1e-06
2956_B_3 | SPP West (Oklahoma, Arkansas, Louisiana) | Oklahoma | 40 | Seminole | 133 | 2956 | 3 | Seminole (OK) | 11488 | 1975 | 9999 | O/G Steam | wall | dry |  | FR + LNB + OFA |  | Fossil | B | 2030 | NaturalGas |  | 0 | 0 | 0 | 0 | 0 | 0 | 0 | 0 | 0 | 0 | 0 | 0 | 0 | 0 | 0 | 0 | 0 | 0 | 0 | 0 | 0 | 0 | 0 | 0 | 0 | 0 | 0 | 0 | 0 | 0 | 0 | 0 | 0 | 0 | 0 | 0 | 0 | 0 | 0 | 0 | 4.7237e-08 | 0 | 0 | 0 | 0 | 0 | 0 | 0 | 0 | 0 | 1e-06
296_G_1 | WECC_Pacific Northwest | California | 6 | Siskiyou | 93 | 296 | 1 | Fall Creek | 0 | 1903 | 9999 | Hydro | [5 empty] | Non-Fossil | G | 2030 | Hydro |  | 0 | 0 | 0 | 0 | 0 | 0 | 0 | 0 | 0 | 0 | 0 | 0 | 0 | 0 | 0 | 0 | 0.25727 | 0.41377 | 0.81211 | 1.4831 | 0 | 0 | 0 | 0 | 0 | 0 | 0 | 0 | 0 | 0 | 0 | 0 | 0 | 0 | 0 | 0 | 0 | 0 | 0 | 0 | 0.0063233 | 0.0003576 | 0.00057514 | 0.0011288 | 0.0020616 | 0 | 0 | 0 | 0 | 0 | 0.4
296_G_2 | WECC_Pacific Northwest | California | 6 | Siskiyou | 93 | 296 | 2 | Fall Creek | 0 | 1907 | 9999 | Hydro | [5 empty] | Non-Fossil | G | 2030 | Hydro |  | 0 | 0 | 0 | 0 | 0 | 0 | 0 | 0 | 0 | 0 | 0 | 0 | 0 | 0 | 0 | 0 | 0.25727 | 0.41377 | 0.81211 | 1.4831 | 0 | 0 | 0 | 0 | 0 | 0 | 0 | 0 | 0 | 0 | 0 | 0 | 0 | 0 | 0 | 0 | 0 | 0 | 0 | 0 | 0.0063233 | 0.0003576 | 0.00057514 | 0.0011288 | 0.0020616 | 0 | 0 | 0 | 0 | 0 | 0.4
296_G_3 | WECC_Pacific Northwest | California | 6 | Siskiyou | 93 | 296 | 3 | Fall Creek | 0 | 1910 | 9999 | Hydro | [5 empty] | Non-Fossil | G | 2030 | Hydro |  | 0 | 0 | 0 | 0 | 0 | 0 | 0 | 0 | 0 | 0 | 0 | 0 | 0 | 0 | 0 | 0 | 0.70748 | 1.1379 | 2.2333 | 4.0787 | 0 | 0 | 0 | 0 | 0 | 0 | 0 | 0 | 0 | 0 | 0 | 0 | 0 | 0 | 0 | 0 | 0 | 0 | 0 | 0 | 0.017389 | 0.0009834 | 0.0015816 | 0.0031043 | 0.0056693 | 0 | 0 | 0 | 0 | 0 | 1.1
2963_B_3302 | SPP West (Oklahoma, Arkansas, Louisiana) | Oklahoma | 40 | Rogers | 131 | 2963 | 3302 | Northeastern | 10342 | 1970 | 9999 | O/G Steam | cell |  |  | LNB + LNCB + OFA |  | Fossil | B | 2030 | NaturalGas |  | 0 | 0 | 0 | 0 | 0 | 0 | 0 | 0 | 0 | 0 | 0 | 0 | 0 | 0 | 0 | 0 | 0 | 0 | 0 | 0 | 0 | 0 | 0 | 0 | 0 | 0 | 0 | 0 | 0 | 0 | 0 | 0 | 0 | 0 | 0 | 0 | 0 | 0 | 0 | 0 | 23.4389 | 0 | 0 | 0 | 0 | 0 | 0 | 0 | 0 | 0 | 462
2963_G_1 | SPP West (Oklahoma, Arkansas, Louisiana) | Oklahoma | 40 | Rogers | 131 | 2963 | 1 | Northeastern | 8028 | 1961 | 9999 | Combined Cycle |  |  |  | LNB |  | Fossil | G | 2030 | NaturalGas |  | 0.25225 | 0.067738 | 2.024 | 2.344 | 0 | 0 | 0 | 0 | 0 | 0 | 0 | 0 | 0 | 0 | 0 | 0 | 31.4208 | 8.4378 | 252.1158 | 291.9744 | 14.7665 | 3.9654 | 118.4841 | 137.2161 | 1.7657e-08 | 4.7417e-09 | 1.4168e-07 | 1.6408e-07 | 0.0051557 | 0.0013845 | 0.041368 | 0.047909 | 0 | 0 | 0 | 0 | 0 | 0 | 0 | 0 | 5.4783 | 0.12116 | 0.033506 | 0.64643 | 0.8011 | 0.65553 | 0.15381 | 4.2014 | 5.0107 | 0 | 146
2963_G_1A | SPP West (Oklahoma, Arkansas, Louisiana) | Oklahoma | 40 | Rogers | 131 | 2963 | 1A | Northeastern | 8028 | 2001 | 9999 | Combined Cycle | [5 empty] | Fossil | G | 2030 | NaturalGas |  | 0.24244 | 0.06913 | 2.0656 | 2.3771 | 0 | 0 | 0 | 0 | 0 | 0 | 0 | 0 | 0 | 0 | 0 | 0 | 30.1997 | 8.6112 | 257.2963 | 296.1072 | 14.1926 | 4.0469 | 120.9187 | 139.1583 | 1.6971e-08 | 4.8391e-09 | 1.4459e-07 | 1.664e-07 | 0.0049553 | 0.001413 | 0.042218 | 0.048587 | 0 | 0 | 0 | 0 | 0 | 0 | 0 | 0 | 4.8134 | 0.11894 | 0.034194 | 0.65972 | 0.81285 | 0.63005 | 0.15697 | 4.2877 | 5.0747 | 0 | 149
2963_G_1B | SPP West (Oklahoma, Arkansas, Louisiana) | Oklahoma | 40 | Rogers | 131 | 2963 | 1B | Northeastern | 8028 | 2001 | 9999 | Combined Cycle | [5 empty] | Fossil | G | 2030 | NaturalGas |  | 0.25743 | 0.06913 | 2.0656 | 2.3921 | 0 | 0 | 0 | 0 | 0 | 0 | 0 | 0 | 0 | 0 | 0 | 0 | 32.0665 | 8.6112 | 257.2963 | 297.9739 | 15.0699 | 4.0469 | 120.9187 | 140.0356 | 1.802e-08 | 4.8391e-09 | 1.4459e-07 | 1.6745e-07 | 0.0052616 | 0.001413 | 0.042218 | 0.048893 | 0 | 0 | 0 | 0 | 0 | 0 | 0 | 0 | 5.5908 | 0.12365 | 0.034194 | 0.65972 | 0.81756 | 0.669 | 0.15697 | 4.2877 | 5.1137 | 0 | 149
2963_G_IC1 | SPP West (Oklahoma, Arkansas, Louisiana) | Oklahoma | 40 | Rogers | 131 | 2963 | IC1 | Northeastern | 12283 | 1980 | 9999 | Combustion Turbine | [5 empty] | Fossil | G | 2030 | Oil |  | 0 | 0 | 0 | 0 | 0 | 0 | 0 | 0 | 0 | 0 | 0 | 0 | 0 | 0 | 0 | 0 | 0 | 0 | 0 | 0 | 0 | 0 | 0 | 0 | 0 | 0 | 0 | 0 | 0 | 0 | 0 | 0 | 0 | 0 | 0 | 0 | 0 | 0 | 0 | 0 | 0.17279 | 0 | 0 | 0 | 0 | 0 | 0 | 0 | 0 | 0 | 4
2964_B_8003 | SPP West (Oklahoma, Arkansas, Louisiana) | Oklahoma | 40 | Caddo | 15 | 2964 | 8003 | Southwestern | 12993 | 1967 | 9999 | O/G Steam | cell |  |  | LNCB + OFA |  | Fossil | B | 2030 | NaturalGas |  | 0 | 0 | 0 | 0 | 0 | 0 | 0 | 0 | 0 | 0 | 0 | 0 | 0 | 0 | 0 | 0 | 0 | 0 | 0 | 0 | 0 | 0 | 0 | 0 | 0 | 0 | 0 | 0 | 0 | 0 | 0 | 0 | 0 | 0 | 0 | 0 | 0 | 0 | 0 | 0 | 14.9757 | 0 | 0 | 0 | 0 | 0 | 0 | 0 | 0 | 0 | 295
2964_G_4 | SPP West (Oklahoma, Arkansas, Louisiana) | Oklahoma | 40 | Caddo | 15 | 2964 | 4 | Southwestern | 14349 | 2008 | 9999 | Combustion Turbine |  |  |  | CM |  | Fossil | G | 2030 | NaturalGas |  | 0.019557 | 0 | 0.010863 | 0.03042 | 0 | 0 | 0 | 0 | 0 | 0 | 0 | 0 | 0 | 0 | 0 | 0 | 1.3629 | 0 | 0.75706 | 2.12 | 1.1448 | 0 | 0.63593 | 1.7808 | 1.369e-09 | 0 | 7.6042e-10 | 2.1294e-09 | 0.0013453 | 0 | 0.00074727 | 0.0020926 | 0 | 0 | 0 | 0 | 0 | 0 | 0 | 0 | 1.4991 | 0.0088863 | 0 | 0.0049361 | 0.013822 | 0.050823 | 0 | 0.02255 | 0.073372 | 0 | 76
2964_G_5 | SPP West (Oklahoma, Arkansas, Louisiana) | Oklahoma | 40 | Caddo | 15 | 2964 | 5 | Southwestern | 14350 | 2008 | 9999 | Combustion Turbine |  |  |  | CM |  | Fossil | G | 2030 | NaturalGas |  | 0.019558 | 0 | 0.010864 | 0.030422 | 0 | 0 | 0 | 0 | 0 | 0 | 0 | 0 | 0 | 0 | 0 | 0 | 1.3629 | 0 | 0.75706 | 2.12 | 1.1449 | 0 | 0.63597 | 1.7809 | 1.3691e-09 | 0 | 7.6047e-10 | 2.1295e-09 | 0.0013304 | 0 | 0.00073901 | 0.0020694 | 0 | 0 | 0 | 0 | 0 | 0 | 0 | 0 | 1.4991 | 0.0088863 | 0 | 0.0049361 | 0.013822 | 0.050827 | 0 | 0.022551 | 0.073378 | 0 | 76
2965_B_1402 | SPP West (Oklahoma, Arkansas, Louisiana) | Oklahoma | 40 | Tulsa | 143 | 2965 | 1402 | Tulsa | 14220 | 1956 | 9999 | O/G Steam | wall | dry |  |  |  | Fossil | B | 2030 | NaturalGas |  | 0 | 0 | 0 | 0 | 0 | 0 | 0 | 0 | 0 | 0 | 0 | 0 | 0 | 0 | 0 | 0 | 0 | 0 | 0 | 0 | 0 | 0 | 0 | 0 | 0 | 0 | 0 | 0 | 0 | 0 | 0 | 0 | 0 | 0 | 0 | 0 | 0 | 0 | 0 | 0 | 7.6188 | 0 | 0 | 0 | 0 | 0 | 0 | 0 | 0 | 0 | 150
2965_B_1404 | SPP West (Oklahoma, Arkansas, Louisiana) | Oklahoma | 40 | Tulsa | 143 | 2965 | 1404 | Tulsa | 14058 | 1958 | 9999 | O/G Steam | wall | dry |  |  |  | Fossil | B | 2030 | NaturalGas |  | 0 | 0 | 0 | 0 | 0 | 0 | 0 | 0 | 0 | 0 | 0 | 0 | 0 | 0 | 0 | 0 | 0 | 0 | 0 | 0 | 0 | 0 | 0 | 0 | 0 | 0 | 0 | 0 | 0 | 0 | 0 | 0 | 0 | 0 | 0 | 0 | 0 | 0 | 0 | 0 | 7.8727 | 0 | 0 | 0 | 0 | 0 | 0 | 0 | 0 | 0 | 155
2965_G_IC1 | SPP West (Oklahoma, Arkansas, Louisiana) | Oklahoma | 40 | Tulsa | 143 | 2965 | IC1 | Tulsa | 12283 | 1967 | 9999 | Combustion Turbine | [5 empty] | Fossil | G | 2030 | Oil |  | 0 | 0 | 0 | 0 | 0 | 0 | 0 | 0 | 0 | 0 | 0 | 0 | 0 | 0 | 0 | 0 | 0 | 0 | 0 | 0 | 0 | 0 | 0 | 0 | 0 | 0 | 0 | 0 | 0 | 0 | 0 | 0 | 0 | 0 | 0 | 0 | 0 | 0 | 0 | 0 | 0.35854 | 0 | 0 | 0 | 0 | 0 | 0 | 0 | 0 | 0 | 8.3
2966_G_IC1 | SPP West (Oklahoma, Arkansas, Louisiana) | Oklahoma | 40 | Okfuskee | 107 | 2966 | IC1 | Weleetka | 12283 | 1963 | 9999 | Combustion Turbine | [5 empty] | Fossil | G | 2030 | Oil |  | 0 | 0 | 0 | 0 | 0 | 0 | 0 | 0 | 0 | 0 | 0 | 0 | 0 | 0 | 0 | 0 | 0 | 0 | 0 | 0 | 0 | 0 | 0 | 0 | 0 | 0 | 0 | 0 | 0 | 0 | 0 | 0 | 0 | 0 | 0 | 0 | 0 | 0 | 0 | 0 | 0.17279 | 0 | 0 | 0 | 0 | 0 | 0 | 0 | 0 | 0 | 4
297_G_1 | WECC_Pacific Northwest | California | 6 | Siskiyou | 93 | 297 | 1 | Iron Gate | 0 | 1962 | 9999 | Hydro | [5 empty] | Non-Fossil | G | 2030 | Hydro |  | 0 | 0 | 0 | 0 | 0 | 0 | 0 | 0 | 0 | 0 | 0 | 0 | 0 | 0 | 0 | 0 | 12.0915 | 19.4472 | 38.1692 | 69.708 | 0 | 0 | 0 | 0 | 0 | 0 | 0 | 0 | 0 | 0 | 0 | 0 | 0 | 0 | 0 | 0 | 0 | 0 | 0 | 0 | 0.29719 | 0.016807 | 0.027032 | 0.053055 | 0.096894 | 0 | 0 | 0 | 0 | 0 | 18.8
2975_G_1 | SPP West (Oklahoma, Arkansas, Louisiana) | Oklahoma | 40 | Payne | 119 | 2975 | 1 | Cushing | 10745 | 1956 | 9999 | Combustion Turbine | [5 empty] | Fossil | G | 2030 | NaturalGas |  | 0.001116 | 0.0003313 | 0.0014846 | 0.0029319 | 0 | 0 | 0 | 0 | 0 | 0 | 0 | 0 | 0 | 0 | 0 | 0 | 0.10386 | 0.030833 | 0.13816 | 0.27286 | 0.065329 | 0.019395 | 0.086907 | 0.17163 | 7.8118e-11 | 2.3191e-11 | 1.0392e-10 | 2.0523e-10 | 0.00092054 | 0.00027329 | 0.0012246 | 0.0024184 | 0 | 0 | 0 | 0 | 0 | 0 | 0 | 0 | 0.077756 | 0.00049022 | 0.00014553 | 0.00065214 | 0.0012879 | 0.0029001 | 0.00075225 | 0.0030817 | 0.0067341 | 0 | 1.8
2975_G_10 | SPP West (Oklahoma, Arkansas, Louisiana) | Oklahoma | 40 | Payne | 119 | 2975 | 10 | Cushing | 10745 | 1972 | 9999 | Combustion Turbine | [5 empty] | Fossil | G | 2030 | NaturalGas |  | 0.0024799 | 0.00073623 | 0.0032991 | 0.0065152 | 0 | 0 | 0 | 0 | 0 | 0 | 0 | 0 | 0 | 0 | 0 | 0 | 0.2308 | 0.068519 | 0.30703 | 0.60635 | 0.14518 | 0.043099 | 0.19313 | 0.3814 | 1.736e-10 | 5.1536e-11 | 2.3093e-10 | 4.5607e-10 | 0.0020457 | 0.0006073 | 0.0027213 | 0.0053743 | 0 | 0 | 0 | 0 | 0 | 0 | 0 | 0 | 0.17279 | 0.0010894 | 0.00032341 | 0.0014492 | 0.002862 | 0.0064448 | 0.0016717 | 0.0068481 | 0.014965 | 0 | 4
2975_G_11 | SPP West (Oklahoma, Arkansas, Louisiana) | Oklahoma | 40 | Payne | 119 | 2975 | 11 | Cushing | 10745 | 1988 | 9999 | Combustion Turbine | [5 empty] | Fossil | G | 2030 | NaturalGas |  | 0.0039059 | 0.0011596 | 0.005196 | 0.010261 | 0 | 0 | 0 | 0 | 0 | 0 | 0 | 0 | 0 | 0 | 0 | 0 | 0.36351 | 0.10792 | 0.48358 | 0.955 | 0.22865 | 0.067881 | 0.30417 | 0.60071 | 2.7341e-10 | 8.117e-11 | 3.6372e-10 | 7.183e-10 | 0.0032219 | 0.0009565 | 0.0042861 | 0.0084645 | 0 | 0 | 0 | 0 | 0 | 0 | 0 | 0 | 0.27214 | 0.0017158 | 0.00050937 | 0.0022825 | 0.0045076 | 0.01015 | 0.0026329 | 0.010786 | 0.023569 | 0 | 6.3
2975_G_2 | SPP West (Oklahoma, Arkansas, Louisiana) | Oklahoma | 40 | Payne | 119 | 2975 | 2 | Cushing | 10745 | 1949 | 9999 | Combustion Turbine | [5 empty] | Fossil | G | 2030 | NaturalGas |  | 0.00049599 | 0.00014725 | 0.00065981 | 0.001303 | 0 | 0 | 0 | 0 | 0 | 0 | 0 | 0 | 0 | 0 | 0 | 0 | 0.04616 | 0.013704 | 0.061406 | 0.12127 | 0.029035 | 0.0086198 | 0.038625 | 0.07628 | 3.4719e-11 | 1.0307e-11 | 4.6187e-11 | 9.1213e-11 | 0.00040913 | 0.00012146 | 0.00054427 | 0.0010749 | 0 | 0 | 0 | 0 | 0 | 0 | 0 | 0 | 0.034558 | 0.00021787 | 6.4682e-05 | 0.00028984 | 0.00057239 | 0.001289 | 0.00033433 | 0.0013696 | 0.0029929 | 0 | 0.8
2975_G_3 | SPP West (Oklahoma, Arkansas, Louisiana) | Oklahoma | 40 | Payne | 119 | 2975 | 3 | Cushing | 10745 | 1936 | 9999 | Combustion Turbine | [5 empty] | Fossil | G | 2030 | NaturalGas |  | 0.00024799 | 7.3623e-05 | 0.00032991 | 0.00065152 | 0 | 0 | 0 | 0 | 0 | 0 | 0 | 0 | 0 | 0 | 0 | 0 | 0.02308 | 0.0068519 | 0.030703 | 0.060635 | 0.014518 | 0.0043099 | 0.019313 | 0.03814 | 1.736e-11 | 5.1536e-12 | 2.3093e-11 | 4.5607e-11 | 0.00020457 | 6.073e-05 | 0.00027213 | 0.00053743 | 0 | 0 | 0 | 0 | 0 | 0 | 0 | 0 | 0.017279 | 0.00010894 | 3.2341e-05 | 0.00014492 | 0.0002862 | 0.00064448 | 0.00016717 | 0.00068481 | 0.0014965 | 0 | 0.4
2975_G_4 | SPP West (Oklahoma, Arkansas, Louisiana) | Oklahoma | 40 | Payne | 119 | 2975 | 4 | Cushing | 10745 | 1936 | 9999 | Combustion Turbine | [5 empty] | Fossil | G | 2030 | NaturalGas |  | 0.00024799 | 7.3623e-05 | 0.00032991 | 0.00065152 | 0 | 0 | 0 | 0 | 0 | 0 | 0 | 0 | 0 | 0 | 0 | 0 | 0.02308 | 0.0068519 | 0.030703 | 0.060635 | 0.014518 | 0.0043099 | 0.019313 | 0.03814 | 1.736e-11 | 5.1536e-12 | 2.3093e-11 | 4.5607e-11 | 0.00020457 | 6.073e-05 | 0.00027213 | 0.00053743 | 0 | 0 | 0 | 0 | 0 | 0 | 0 | 0 | 0.017279 | 0.00010894 | 3.2341e-05 | 0.00014492 | 0.0002862 | 0.00064448 | 0.00016717 | 0.00068481 | 0.0014965 | 0 | 0.4
2975_G_5 | SPP West (Oklahoma, Arkansas, Louisiana) | Oklahoma | 40 | Payne | 119 | 2975 | 5 | Cushing | 10745 | 1936 | 9999 | Combustion Turbine | [5 empty] | Fossil | G | 2030 | NaturalGas |  | 0.00024799 | 7.3623e-05 | 0.00032991 | 0.00065152 | 0 | 0 | 0 | 0 | 0 | 0 | 0 | 0 | 0 | 0 | 0 | 0 | 0.02308 | 0.0068519 | 0.030703 | 0.060635 | 0.014518 | 0.0043099 | 0.019313 | 0.03814 | 1.736e-11 | 5.1536e-12 | 2.3093e-11 | 4.5607e-11 | 0.00020457 | 6.073e-05 | 0.00027213 | 0.00053743 | 0 | 0 | 0 | 0 | 0 | 0 | 0 | 0 | 0.017279 | 0.00010894 | 3.2341e-05 | 0.00014492 | 0.0002862 | 0.00064448 | 0.00016717 | 0.00068481 | 0.0014965 | 0 | 0.4
2975_G_6 | SPP West (Oklahoma, Arkansas, Louisiana) | Oklahoma | 40 | Payne | 119 | 2975 | 6 | Cushing | 10745 | 1939 | 9999 | Combustion Turbine | [5 empty] | Fossil | G | 2030 | NaturalGas |  | 0.00037199 | 0.00011043 | 0.00049486 | 0.00097728 | 0 | 0 | 0 | 0 | 0 | 0 | 0 | 0 | 0 | 0 | 0 | 0 | 0.03462 | 0.010278 | 0.046055 | 0.090953 | 0.021776 | 0.0064649 | 0.028969 | 0.05721 | 2.6039e-11 | 7.7304e-12 | 3.464e-11 | 6.841e-11 | 0.00030685 | 9.1096e-05 | 0.0004082 | 0.00080614 | 0 | 0 | 0 | 0 | 0 | 0 | 0 | 0 | 0.025919 | 0.00016341 | 4.8511e-05 | 0.00021738 | 0.0004293 | 0.00096671 | 0.00025075 | 0.0010272 | 0.0022447 | 0 | 0.6
2975_G_7 | SPP West (Oklahoma, Arkansas, Louisiana) | Oklahoma | 40 | Payne | 119 | 2975 | 7 | Cushing | 10745 | 1956 | 9999 | Combustion Turbine | [5 empty] | Fossil | G | 2030 | NaturalGas |  | 0.001178 | 0.00034971 | 0.0015671 | 0.0030947 | 0 | 0 | 0 | 0 | 0 | 0 | 0 | 0 | 0 | 0 | 0 | 0 | 0.10963 | 0.032546 | 0.14584 | 0.28802 | 0.068958 | 0.020472 | 0.091735 | 0.18117 | 8.2458e-11 | 2.448e-11 | 1.0969e-10 | 2.1663e-10 | 0.00097169 | 0.00028847 | 0.0012926 | 0.0025528 | 0 | 0 | 0 | 0 | 0 | 0 | 0 | 0 | 0.082075 | 0.00051745 | 0.00015362 | 0.00068837 | 0.0013594 | 0.0030613 | 0.00079404 | 0.0032529 | 0.0071082 | 0 | 1.9
2975_G_8 | SPP West (Oklahoma, Arkansas, Louisiana) | Oklahoma | 40 | Payne | 119 | 2975 | 8 | Cushing | 10745 | 1956 | 9999 | Combustion Turbine | [5 empty] | Fossil | G | 2030 | NaturalGas |  | 0.001178 | 0.00034971 | 0.0015671 | 0.0030947 | 0 | 0 | 0 | 0 | 0 | 0 | 0 | 0 | 0 | 0 | 0 | 0 | 0.10963 | 0.032546 | 0.14584 | 0.28802 | 0.068958 | 0.020472 | 0.091735 | 0.18117 | 8.2458e-11 | 2.448e-11 | 1.0969e-10 | 2.1663e-10 | 0.00097169 | 0.00028847 | 0.0012926 | 0.0025528 | 0 | 0 | 0 | 0 | 0 | 0 | 0 | 0 | 0.082075 | 0.00051745 | 0.00015362 | 0.00068837 | 0.0013594 | 0.0030613 | 0.00079404 | 0.0032529 | 0.0071082 | 0 | 1.9
2975_G_9 | SPP West (Oklahoma, Arkansas, Louisiana) | Oklahoma | 40 | Payne | 119 | 2975 | 9 | Cushing | 10745 | 1965 | 9999 | Combustion Turbine | [5 empty] | Fossil | G | 2030 | NaturalGas |  | 0.001674 | 0.00049696 | 0.0022269 | 0.0043978 | 0 | 0 | 0 | 0 | 0 | 0 | 0 | 0 | 0 | 0 | 0 | 0 | 0.15579 | 0.04625 | 0.20725 | 0.40929 | 0.097994 | 0.029092 | 0.13036 | 0.25745 | 1.1718e-10 | 3.4787e-11 | 1.5588e-10 | 3.0784e-10 | 0.0013808 | 0.00040993 | 0.0018369 | 0.0036276 | 0 | 0 | 0 | 0 | 0 | 0 | 0 | 0 | 0.11663 | 0.00073533 | 0.0002183 | 0.0009782 | 0.0019318 | 0.0043502 | 0.0011284 | 0.0046225 | 0.010101 | 0 | 2.7
298_B_LIM1 | ERCOT_Rest | Texas | 48 | Limestone | 293 | 298 | LIM1 | Limestone | 10605 | 1985 | 9999 | Coal Steam | tangential | dry | ESPC + Wet Scrubber + SNCR + Mercury Control | LNC3 | Wet Scrubber | Fossil | B | 2030 |  | Coal Retirement | 0 | 0 | 0 | 0 | 0 | 0 | 0 | 0 | 0 | 0 | 0 | 0 | 0 | 0 | 0 | 0 | 0 | 0 | 0 | 0 | 0 | 0 | 0 | 0 | 0 | 0 | 0 | 0 | 0 | 0 | 0 | 0 | 0 | 0 | 0 | 0 | 0 | 0 | 0 | 0 | 0 | 0 | 0 | 0 | 0 | 0 | 0 | 0 | 0 | 0 | 831 | Scrubber / SNCR / Mercury Control | Wet Scrubber
298_B_LIM2 | ERCOT_Rest | Texas | 48 | Limestone | 293 | 298 | LIM2 | Limestone | 10567 | 1986 | 9999 | Coal Steam | tangential | dry | ESPC + Wet Scrubber + SNCR + Mercury Control | LNC3 | Wet Scrubber | Fossil | B | 2030 |  | Coal Retirement | 0 | 0 | 0 | 0 | 0 | 0 | 0 | 0 | 0 | 0 | 0 | 0 | 0 | 0 | 0 | 0 | 0 | 0 | 0 | 0 | 0 | 0 | 0 | 0 | 0 | 0 | 0 | 0 | 0 | 0 | 0 | 0 | 0 | 0 | 0 | 0 | 0 | 0 | 0 | 0 | 0 | 0 | 0 | 0 | 0 | 0 | 0 | 0 | 0 | 0 | 858 | Scrubber / SNCR / Mercury Control | Wet Scrubber
2980_G_1 | SPP West (Oklahoma, Arkansas, Louisiana) | Oklahoma | 40 | Mayes | 97 | 2980 | 1 | Markham | 0 | 1964 | 9999 | Hydro | [5 empty] | Non-Fossil | G | 2030 | Hydro |  | 0 | 0 | 0 | 0 | 0 | 0 | 0 | 0 | 0 | 0 | 0 | 0 | 0 | 0 | 0 | 0 | 13.7796 | 22.1134 | 33.9858 | 69.8789 | 0 | 0 | 0 | 0 | 0 | 0 | 0 | 0 | 0 | 0 | 0 | 0 | 0 | 0 | 0 | 0 | 0 | 0 | 0 | 0 | 0.50586 | 0.019154 | 0.030738 | 0.04724 | 0.097132 | 0 | 0 | 0 | 0 | 0 | 32
2980_G_2 | SPP West (Oklahoma, Arkansas, Louisiana) | Oklahoma | 40 | Mayes | 97 | 2980 | 2 | Markham | 0 | 1964 | 9999 | Hydro | [5 empty] | Non-Fossil | G | 2030 | Hydro |  | 0 | 0 | 0 | 0 | 0 | 0 | 0 | 0 | 0 | 0 | 0 | 0 | 0 | 0 | 0 | 0 | 13.7796 | 22.1134 | 33.9858 | 69.8789 | 0 | 0 | 0 | 0 | 0 | 0 | 0 | 0 | 0 | 0 | 0 | 0 | 0 | 0 | 0 | 0 | 0 | 0 | 0 | 0 | 0.50586 | 0.019154 | 0.030738 | 0.04724 | 0.097132 | 0 | 0 | 0 | 0 | 0 | 32
2980_G_3 | SPP West (Oklahoma, Arkansas, Louisiana) | Oklahoma | 40 | Mayes | 97 | 2980 | 3 | Markham | 0 | 1964 | 9999 | Hydro | [5 empty] | Non-Fossil | G | 2030 | Hydro |  | 0 | 0 | 0 | 0 | 0 | 0 | 0 | 0 | 0 | 0 | 0 | 0 | 0 | 0 | 0 | 0 | 13.7796 | 22.1134 | 33.9858 | 69.8789 | 0 | 0 | 0 | 0 | 0 | 0 | 0 | 0 | 0 | 0 | 0 | 0 | 0 | 0 | 0 | 0 | 0 | 0 | 0 | 0 | 0.50586 | 0.019154 | 0.030738 | 0.04724 | 0.097132 | 0 | 0 | 0 | 0 | 0 | 32
2980_G_4 | SPP West (Oklahoma, Arkansas, Louisiana) | Oklahoma | 40 | Mayes | 97 | 2980 | 4 | Markham | 0 | 1964 | 9999 | Hydro | [5 empty] | Non-Fossil | G | 2030 | Hydro |  | 0 | 0 | 0 | 0 | 0 | 0 | 0 | 0 | 0 | 0 | 0 | 0 | 0 | 0 | 0 | 0 | 13.7796 | 22.1134 | 33.9858 | 69.8789 | 0 | 0 | 0 | 0 | 0 | 0 | 0 | 0 | 0 | 0 | 0 | 0 | 0 | 0 | 0 | 0 | 0 | 0 | 0 | 0 | 0.50586 | 0.019154 | 0.030738 | 0.04724 | 0.097132 | 0 | 0 | 0 | 0 | 0 | 32
2981_G_1 | SPP West (Oklahoma, Arkansas, Louisiana) | Oklahoma | 40 | Mayes | 97 | 2981 | 1 | Pensacola | 0 | 1940 | 9999 | Hydro | [5 empty] | Non-Fossil | G | 2030 | Hydro |  | 0 | 0 | 0 | 0 | 0 | 0 | 0 | 0 | 0 | 0 | 0 | 0 | 0 | 0 | 0 | 0 | 9.0429 | 14.5119 | 22.3032 | 45.858 | 0 | 0 | 0 | 0 | 0 | 0 | 0 | 0 | 0 | 0 | 0 | 0 | 0 | 0 | 0 | 0 | 0 | 0 | 0 | 0 | 0.33197 | 0.01257 | 0.020172 | 0.031001 | 0.063743 | 0 | 0 | 0 | 0 | 0 | 21
2981_G_2 | SPP West (Oklahoma, Arkansas, Louisiana) | Oklahoma | 40 | Mayes | 97 | 2981 | 2 | Pensacola | 0 | 1940 | 9999 | Hydro | [5 empty] | Non-Fossil | G | 2030 | Hydro |  | 0 | 0 | 0 | 0 | 0 | 0 | 0 | 0 | 0 | 0 | 0 | 0 | 0 | 0 | 0 | 0 | 9.0429 | 14.5119 | 22.3032 | 45.858 | 0 | 0 | 0 | 0 | 0 | 0 | 0 | 0 | 0 | 0 | 0 | 0 | 0 | 0 | 0 | 0 | 0 | 0 | 0 | 0 | 0.33197 | 0.01257 | 0.020172 | 0.031001 | 0.063743 | 0 | 0 | 0 | 0 | 0 | 21
2981_G_3 | SPP West (Oklahoma, Arkansas, Louisiana) | Oklahoma | 40 | Mayes | 97 | 2981 | 3 | Pensacola | 0 | 1940 | 9999 | Hydro | [5 empty] | Non-Fossil | G | 2030 | Hydro |  | 0 | 0 | 0 | 0 | 0 | 0 | 0 | 0 | 0 | 0 | 0 | 0 | 0 | 0 | 0 | 0 | 9.0429 | 14.5119 | 22.3032 | 45.858 | 0 | 0 | 0 | 0 | 0 | 0 | 0 | 0 | 0 | 0 | 0 | 0 | 0 | 0 | 0 | 0 | 0 | 0 | 0 | 0 | 0.33197 | 0.01257 | 0.020172 | 0.031001 | 0.063743 | 0 | 0 | 0 | 0 | 0 | 21
2981_G_4 | SPP West (Oklahoma, Arkansas, Louisiana) | Oklahoma | 40 | Mayes | 97 | 2981 | 4 | Pensacola | 0 | 1940 | 9999 | Hydro | [5 empty] | Non-Fossil | G | 2030 | Hydro |  | 0 | 0 | 0 | 0 | 0 | 0 | 0 | 0 | 0 | 0 | 0 | 0 | 0 | 0 | 0 | 0 | 9.0429 | 14.5119 | 22.3032 | 45.858 | 0 | 0 | 0 | 0 | 0 | 0 | 0 | 0 | 0 | 0 | 0 | 0 | 0 | 0 | 0 | 0 | 0 | 0 | 0 | 0 | 0.33197 | 0.01257 | 0.020172 | 0.031001 | 0.063743 | 0 | 0 | 0 | 0 | 0 | 21
2981_G_5 | SPP West (Oklahoma, Arkansas, Louisiana) | Oklahoma | 40 | Mayes | 97 | 2981 | 5 | Pensacola | 0 | 1946 | 9999 | Hydro | [5 empty] | Non-Fossil | G | 2030 | Hydro |  | 0 | 0 | 0 | 0 | 0 | 0 | 0 | 0 | 0 | 0 | 0 | 0 | 0 | 0 | 0 | 0 | 9.0429 | 14.5119 | 22.3032 | 45.858 | 0 | 0 | 0 | 0 | 0 | 0 | 0 | 0 | 0 | 0 | 0 | 0 | 0 | 0 | 0 | 0 | 0 | 0 | 0 | 0 | 0.33197 | 0.01257 | 0.020172 | 0.031001 | 0.063743 | 0 | 0 | 0 | 0 | 0 | 21
2981_G_6 | SPP West (Oklahoma, Arkansas, Louisiana) | Oklahoma | 40 | Mayes | 97 | 2981 | 6 | Pensacola | 0 | 1946 | 9999 | Hydro | [5 empty] | Non-Fossil | G | 2030 | Hydro |  | 0 | 0 | 0 | 0 | 0 | 0 | 0 | 0 | 0 | 0 | 0 | 0 | 0 | 0 | 0 | 0 | 9.0429 | 14.5119 | 22.3032 | 45.858 | 0 | 0 | 0 | 0 | 0 | 0 | 0 | 0 | 0 | 0 | 0 | 0 | 0 | 0 | 0 | 0 | 0 | 0 | 0 | 0 | 0.33197 | 0.01257 | 0.020172 | 0.031001 | 0.063743 | 0 | 0 | 0 | 0 | 0 | 21
2982_G_1 | SPP West (Oklahoma, Arkansas, Louisiana) | Oklahoma | 40 | Mayes | 97 | 2982 | 1 | Salina | 0 | 1968 | 9999 | Pumped Storage | [5 empty] | Non-Fossil | G | 2030 | Pumps |  | 0 | 0 | 0 | 0 | 0 | 0 | 0 | 0 | 0 | 0 | 0 | 0 | 0 | 0 | 0 | 0 | 2.9685 | 2.3348 | 3.1313 | 8.4346 | 0 | 0 | 0 | 0 | 0 | 0 | 0 | 0 | 0 | 0 | 0 | 0 | 0 | 0 | 0 | 0 | 0 | 0 | 0 | 0 | 0.78627 | 4.5112e-05 | 3.5481e-05 | 4.7586e-05 | 0.00012818 | 0 | 0 | 0 | 0 | 0 | 43
2982_G_2 | SPP West (Oklahoma, Arkansas, Louisiana) | Oklahoma | 40 | Mayes | 97 | 2982 | 2 | Salina | 0 | 1968 | 9999 | Pumped Storage | [5 empty] | Non-Fossil | G | 2030 | Pumps |  | 0 | 0 | 0 | 0 | 0 | 0 | 0 | 0 | 0 | 0 | 0 | 0 | 0 | 0 | 0 | 0 | 2.9685 | 2.3348 | 3.1313 | 8.4346 | 0 | 0 | 0 | 0 | 0 | 0 | 0 | 0 | 0 | 0 | 0 | 0 | 0 | 0 | 0 | 0 | 0 | 0 | 0 | 0 | 0.78627 | 4.5112e-05 | 3.5481e-05 | 4.7586e-05 | 0.00012818 | 0 | 0 | 0 | 0 | 0 | 43
2982_G_3 | SPP West (Oklahoma, Arkansas, Louisiana) | Oklahoma | 40 | Mayes | 97 | 2982 | 3 | Salina | 0 | 1968 | 9999 | Pumped Storage | [5 empty] | Non-Fossil | G | 2030 | Pumps |  | 0 | 0 | 0 | 0 | 0 | 0 | 0 | 0 | 0 | 0 | 0 | 0 | 0 | 0 | 0 | 0 | 2.9685 | 2.3348 | 3.1313 | 8.4346 | 0 | 0 | 0 | 0 | 0 | 0 | 0 | 0 | 0 | 0 | 0 | 0 | 0 | 0 | 0 | 0 | 0 | 0 | 0 | 0 | 0.78627 | 4.5112e-05 | 3.5481e-05 | 4.7586e-05 | 0.00012818 | 0 | 0 | 0 | 0 | 0 | 43
2982_G_4 | SPP West (Oklahoma, Arkansas, Louisiana) | Oklahoma | 40 | Mayes | 97 | 2982 | 4 | Salina | 0 | 1971 | 9999 | Pumped Storage | [5 empty] | Non-Fossil | G | 2030 | Pumps |  | 0 | 0 | 0 | 0 | 0 | 0 | 0 | 0 | 0 | 0 | 0 | 0 | 0 | 0 | 0 | 0 | 2.9685 | 2.3348 | 3.1313 | 8.4346 | 0 | 0 | 0 | 0 | 0 | 0 | 0 | 0 | 0 | 0 | 0 | 0 | 0 | 0 | 0 | 0 | 0 | 0 | 0 | 0 | 0.78627 | 4.5112e-05 | 3.5481e-05 | 4.7586e-05 | 0.00012818 | 0 | 0 | 0 | 0 | 0 | 43
2982_G_5 | SPP West (Oklahoma, Arkansas, Louisiana) | Oklahoma | 40 | Mayes | 97 | 2982 | 5 | Salina | 0 | 1971 | 9999 | Pumped Storage | [5 empty] | Non-Fossil | G | 2030 | Pumps |  | 0 | 0 | 0 | 0 | 0 | 0 | 0 | 0 | 0 | 0 | 0 | 0 | 0 | 0 | 0 | 0 | 2.9685 | 2.3348 | 3.1313 | 8.4346 | 0 | 0 | 0 | 0 | 0 | 0 | 0 | 0 | 0 | 0 | 0 | 0 | 0 | 0 | 0 | 0 | 0 | 0 | 0 | 0 | 0.78627 | 4.5112e-05 | 3.5481e-05 | 4.7586e-05 | 0.00012818 | 0 | 0 | 0 | 0 | 0 | 43
2982_G_6 | SPP West (Oklahoma, Arkansas, Louisiana) | Oklahoma | 40 | Mayes | 97 | 2982 | 6 | Salina | 0 | 1971 | 9999 | Pumped Storage | [5 empty] | Non-Fossil | G | 2030 | Pumps |  | 0 | 0 | 0 | 0 | 0 | 0 | 0 | 0 | 0 | 0 | 0 | 0 | 0 | 0 | 0 | 0 | 2.9685 | 2.3348 | 3.1313 | 8.4346 | 0 | 0 | 0 | 0 | 0 | 0 | 0 | 0 | 0 | 0 | 0 | 0 | 0 | 0 | 0 | 0 | 0 | 0 | 0 | 0 | 0.78627 | 4.5112e-05 | 3.5481e-05 | 4.7586e-05 | 0.00012818 | 0 | 0 | 0 | 0 | 0 | 43
2984_G_1 | SPP West (Oklahoma, Arkansas, Louisiana) | Oklahoma | 40 | Tulsa | 143 | 2984 | 1 | Keystone Dam | 0 | 1968 | 9999 | Hydro | [5 empty] | Non-Fossil | G | 2030 | Hydro |  | 0 | 0 | 0 | 0 | 0 | 0 | 0 | 0 | 0 | 0 | 0 | 0 | 0 | 0 | 0 | 0 | 17.2245 | 27.6418 | 42.4823 | 87.3486 | 0 | 0 | 0 | 0 | 0 | 0 | 0 | 0 | 0 | 0 | 0 | 0 | 0 | 0 | 0 | 0 | 0 | 0 | 0 | 0 | 0.63233 | 0.023942 | 0.038422 | 0.05905 | 0.12141 | 0 | 0 | 0 | 0 | 0 | 40
2984_G_2 | SPP West (Oklahoma, Arkansas, Louisiana) | Oklahoma | 40 | Tulsa | 143 | 2984 | 2 | Keystone Dam | 0 | 1968 | 9999 | Hydro | [5 empty] | Non-Fossil | G | 2030 | Hydro |  | 0 | 0 | 0 | 0 | 0 | 0 | 0 | 0 | 0 | 0 | 0 | 0 | 0 | 0 | 0 | 0 | 17.2245 | 27.6418 | 42.4823 | 87.3486 | 0 | 0 | 0 | 0 | 0 | 0 | 0 | 0 | 0 | 0 | 0 | 0 | 0 | 0 | 0 | 0 | 0 | 0 | 0 | 0 | 0.63233 | 0.023942 | 0.038422 | 0.05905 | 0.12141 | 0 | 0 | 0 | 0 | 0 | 40
2985_G_1 | SPP West (Oklahoma, Arkansas, Louisiana) | Oklahoma | 40 | Sequoyah | 135 | 2985 | 1 | Robert S Kerr | 0 | 1971 | 9999 | Hydro | [5 empty] | Non-Fossil | G | 2030 | Hydro |  | 0 | 0 | 0 | 0 | 0 | 0 | 0 | 0 | 0 | 0 | 0 | 0 | 0 | 0 | 0 | 0 | 32.292 | 54.2628 | 82.5652 | 169.1201 | 0 | 0 | 0 | 0 | 0 | 0 | 0 | 0 | 0 | 0 | 0 | 0 | 0 | 0 | 0 | 0 | 0 | 0 | 0 | 0 | 1.037 | 0.044886 | 0.075425 | 0.11477 | 0.23508 | 0 | 0 | 0 | 0 | 0 | 65.6
2985_G_2 | SPP West (Oklahoma, Arkansas, Louisiana) | Oklahoma | 40 | Sequoyah | 135 | 2985 | 2 | Robert S Kerr | 0 | 1971 | 9999 | Hydro | [5 empty] | Non-Fossil | G | 2030 | Hydro |  | 0 | 0 | 0 | 0 | 0 | 0 | 0 | 0 | 0 | 0 | 0 | 0 | 0 | 0 | 0 | 0 | 32.292 | 54.2628 | 82.5652 | 169.1201 | 0 | 0 | 0 | 0 | 0 | 0 | 0 | 0 | 0 | 0 | 0 | 0 | 0 | 0 | 0 | 0 | 0 | 0 | 0 | 0 | 1.037 | 0.044886 | 0.075425 | 0.11477 | 0.23508 | 0 | 0 | 0 | 0 | 0 | 65.6
2985_G_3 | SPP West (Oklahoma, Arkansas, Louisiana) | Oklahoma | 40 | Sequoyah | 135 | 2985 | 3 | Robert S Kerr | 0 | 1971 | 9999 | Hydro | [5 empty] | Non-Fossil | G | 2030 | Hydro |  | 0 | 0 | 0 | 0 | 0 | 0 | 0 | 0 | 0 | 0 | 0 | 0 | 0 | 0 | 0 | 0 | 15.5553 | 26.1388 | 39.7723 | 81.4664 | 0 | 0 | 0 | 0 | 0 | 0 | 0 | 0 | 0 | 0 | 0 | 0 | 0 | 0 | 0 | 0 | 0 | 0 | 0 | 0 | 0.49954 | 0.021622 | 0.036333 | 0.055283 | 0.11324 | 0 | 0 | 0 | 0 | 0 | 31.6
2985_G_4 | SPP West (Oklahoma, Arkansas, Louisiana) | Oklahoma | 40 | Sequoyah | 135 | 2985 | 4 | Robert S Kerr | 0 | 1971 | 9999 | Hydro | [5 empty] | Non-Fossil | G | 2030 | Hydro |  | 0 | 0 | 0 | 0 | 0 | 0 | 0 | 0 | 0 | 0 | 0 | 0 | 0 | 0 | 0 | 0 | 9.8451 | 16.5435 | 25.1723 | 51.561 | 0 | 0 | 0 | 0 | 0 | 0 | 0 | 0 | 0 | 0 | 0 | 0 | 0 | 0 | 0 | 0 | 0 | 0 | 0 | 0 | 0.31616 | 0.013685 | 0.022996 | 0.03499 | 0.07167 | 0 | 0 | 0 | 0 | 0 | 20
2986_G_3 | SPP West (Oklahoma, Arkansas, Louisiana) | Oklahoma | 40 | Kingfisher | 73 | 2986 | 3 | Kingfisher | 14286 | 1965 | 9999 | Combustion Turbine | [5 empty] | Fossil | G | 2030 | NaturalGas |  | 0.00078437 | 0 | 0.00042145 | 0.0012058 | 0 | 0 | 0 | 0 | 0 | 0 | 0 | 0 | 0 | 0 | 0 | 0 | 0.054905 | 0 | 0.029501 | 0.084406 | 0.045917 | 0 | 0.024672 | 0.070589 | 5.4906e-11 | 0 | 2.9502e-11 | 8.4408e-11 | 0.00041609 | 0 | 0.00022357 | 0.00063966 | 0 | 0 | 0 | 0 | 0 | 0 | 0 | 0 | 0.12527 | 0.00025915 | 0 | 0.00013924 | 0.0003984 | 0.0020384 | 0 | 0.00087484 | 0.0029132 | 0 | 2.9
2986_G_4 | SPP West (Oklahoma, Arkansas, Louisiana) | Oklahoma | 40 | Kingfisher | 73 | 2986 | 4 | Kingfisher | 14286 | 1959 | 9999 | Combustion Turbine | [5 empty] | Fossil | G | 2030 | NaturalGas |  | 0.00032457 | 0 | 0.00017439 | 0.00049896 | 0 | 0 | 0 | 0 | 0 | 0 | 0 | 0 | 0 | 0 | 0 | 0 | 0.022719 | 0 | 0.012207 | 0.034927 | 0.019 | 0 | 0.010209 | 0.029209 | 2.272e-11 | 0 | 1.2208e-11 | 3.4927e-11 | 0.00017218 | 0 | 9.2511e-05 | 0.00026469 | 0 | 0 | 0 | 0 | 0 | 0 | 0 | 0 | 0.051837 | 0.00010724 | 0 | 5.7618e-05 | 0.00016485 | 0.00084347 | 0 | 0.000362 | 0.0012055 | 0 | 1.2
2986_G_5 | SPP West (Oklahoma, Arkansas, Louisiana) | Oklahoma | 40 | Kingfisher | 73 | 2986 | 5 | Kingfisher | 14286 | 1970 | 9999 | Combustion Turbine | [5 empty] | Fossil | G | 2030 | NaturalGas |  | 0.00081142 | 0 | 0.00043598 | 0.0012474 | 0 | 0 | 0 | 0 | 0 | 0 | 0 | 0 | 0 | 0 | 0 | 0 | 0.056798 | 0 | 0.030518 | 0.087317 | 0.047501 | 0 | 0.025522 | 0.073023 | 5.68e-11 | 0 | 3.0519e-11 | 8.7318e-11 | 0.00043044 | 0 | 0.00023128 | 0.00066172 | 0 | 0 | 0 | 0 | 0 | 0 | 0 | 0 | 0.12959 | 0.00026809 | 0 | 0.00014405 | 0.00041213 | 0.0021087 | 0 | 0.00090501 | 0.0030137 | 0 | 3
2986_G_IC1 | SPP West (Oklahoma, Arkansas, Louisiana) | Oklahoma | 40 | Kingfisher | 73 | 2986 | IC1 | Kingfisher | 14286 | 1954 | 9999 | Combustion Turbine | [5 empty] | Fossil | G | 2030 | NaturalGas |  | 0.00027047 | 0 | 0.00014533 | 0.0004158 | 0 | 0 | 0 | 0 | 0 | 0 | 0 | 0 | 0 | 0 | 0 | 0 | 0.018933 | 0 | 0.010173 | 0.029106 | 0.015834 | 0 | 0.0085075 | 0.024341 | 1.8933e-11 | 0 | 1.0173e-11 | 2.9106e-11 | 0.00014348 | 0 | 7.7093e-05 | 0.00022057 | 0 | 0 | 0 | 0 | 0 | 0 | 0 | 0 | 0.043198 | 8.9363e-05 | 0 | 4.8015e-05 | 0.00013738 | 0.00070289 | 0 | 0.00030167 | 0.0010046 | 0 | 1
2986_G_IC2 | SPP West (Oklahoma, Arkansas, Louisiana) | Oklahoma | 40 | Kingfisher | 73 | 2986 | IC2 | Kingfisher | 14286 | 1954 | 9999 | Combustion Turbine | [5 empty] | Fossil | G | 2030 | NaturalGas |  | 0.00016228 | 0 | 8.7197e-05 | 0.00024948 | 0 | 0 | 0 | 0 | 0 | 0 | 0 | 0 | 0 | 0 | 0 | 0 | 0.01136 | 0 | 0.0061036 | 0.017463 | 0.0095001 | 0 | 0.0051045 | 0.014605 | 1.136e-11 | 0 | 6.1038e-12 | 1.7464e-11 | 8.6088e-05 | 0 | 4.6256e-05 | 0.00013234 | 0 | 0 | 0 | 0 | 0 | 0 | 0 | 0 | 0.025919 | 5.3618e-05 | 0 | 2.8809e-05 | 8.2427e-05 | 0.00042174 | 0 | 0.000181 | 0.00060274 | 0 | 0.6
2987_G_1 | SPP West (Oklahoma, Arkansas, Louisiana) | Oklahoma | 40 | Muskogee | 101 | 2987 | 1 | Webbers Falls | 0 | 1973 | 9999 | Hydro | [5 empty] | Non-Fossil | G | 2030 | Hydro |  | 0 | 0 | 0 | 0 | 0 | 0 | 0 | 0 | 0 | 0 | 0 | 0 | 0 | 0 | 0 | 0 | 12.3064 | 20.6794 | 31.4654 | 64.4512 | 0 | 0 | 0 | 0 | 0 | 0 | 0 | 0 | 0 | 0 | 0 | 0 | 0 | 0 | 0 | 0 | 0 | 0 | 0 | 0 | 0.39521 | 0.017106 | 0.028744 | 0.043737 | 0.089587 | 0 | 0 | 0 | 0 | 0 | 25
2987_G_2 | SPP West (Oklahoma, Arkansas, Louisiana) | Oklahoma | 40 | Muskogee | 101 | 2987 | 2 | Webbers Falls | 0 | 1973 | 9999 | Hydro | [5 empty] | Non-Fossil | G | 2030 | Hydro |  | 0 | 0 | 0 | 0 | 0 | 0 | 0 | 0 | 0 | 0 | 0 | 0 | 0 | 0 | 0 | 0 | 12.3064 | 20.6794 | 31.4654 | 64.4512 | 0 | 0 | 0 | 0 | 0 | 0 | 0 | 0 | 0 | 0 | 0 | 0 | 0 | 0 | 0 | 0 | 0 | 0 | 0 | 0 | 0.39521 | 0.017106 | 0.028744 | 0.043737 | 0.089587 | 0 | 0 | 0 | 0 | 0 | 25
2987_G_3 | SPP West (Oklahoma, Arkansas, Louisiana) | Oklahoma | 40 | Muskogee | 101 | 2987 | 3 | Webbers Falls | 0 | 1973 | 9999 | Hydro | [5 empty] | Non-Fossil | G | 2030 | Hydro |  | 0 | 0 | 0 | 0 | 0 | 0 | 0 | 0 | 0 | 0 | 0 | 0 | 0 | 0 | 0 | 0 | 12.3064 | 20.6794 | 31.4654 | 64.4512 | 0 | 0 | 0 | 0 | 0 | 0 | 0 | 0 | 0 | 0 | 0 | 0 | 0 | 0 | 0 | 0 | 0 | 0 | 0 | 0 | 0.39521 | 0.017106 | 0.028744 | 0.043737 | 0.089587 | 0 | 0 | 0 | 0 | 0 | 25
299_B_1 | WECC_Utah | Utah | 49 | Beaver | 1 | 299 | 1 | Blundell | 9771 | 1984 | 9999 | Geothermal | [5 empty] | Non-Fossil | B | 2030 | Geothermal |  | 0.42232 | 0.52786 | 0.62373 | 1.5739 | 0 | 0 | 0 | 0 | 0 | 0 | 0 | 0 | 0 | 0 | 0 | 0 | 43.2216 | 54.0233 | 63.8347 | 161.0796 | 0 | 0 | 0 | 0 | 0.00077082 | 0.00096345 | 0.0011384 | 0.0028727 | 0 | 0 | 0 | 0 | 0 | 0 | 0 | 0 | 0 | 0 | 0 | 0 | 3.1364 | 0.050137 | 0.062667 | 0.074048 | 0.18685 | 0 | 0 | 0 | 0 | 0 | 23
299_B_2 | WECC_Utah | Utah | 49 | Beaver | 1 | 299 | 2 | Blundell | 9771 | 2007 | 9999 | Geothermal | [5 empty] | Non-Fossil | B | 2030 | Geothermal |  | 0.20198 | 0.25246 | 0.29831 | 0.75274 | 0 | 0 | 0 | 0 | 0 | 0 | 0 | 0 | 0 | 0 | 0 | 0 | 20.6712 | 25.8372 | 30.5296 | 77.0381 | 0 | 0 | 0 | 0 | 0.00036865 | 0.00046078 | 0.00054447 | 0.0013739 | 0 | 0 | 0 | 0 | 0 | 0 | 0 | 0 | 0 | 0 | 0 | 0 | 1.5 | 0.023979 | 0.029971 | 0.035414 | 0.089364 | 0 | 0 | 0 | 0 | 0 | 11
2991_G_1 | SPP West (Oklahoma, Arkansas, Louisiana) | Oklahoma | 40 | Greer | 55 | 2991 | 1 | Mangum | 14286 | 1946 | 9999 | Combustion Turbine | [5 empty] | Fossil | G | 2030 | NaturalGas |  | 0.00024343 | 0 | 0.0001308 | 0.00037422 | 0 | 0 | 0 | 0 | 0 | 0 | 0 | 0 | 0 | 0 | 0 | 0 | 0.017039 | 0 | 0.0091555 | 0.026195 | 0.01425 | 0 | 0.0076567 | 0.021907 | 1.704e-11 | 0 | 9.1556e-12 | 2.6196e-11 | 0.00012913 | 0 | 6.9383e-05 | 0.00019852 | 0 | 0 | 0 | 0 | 0 | 0 | 0 | 0 | 0.038878 | 8.0426e-05 | 0 | 4.3214e-05 | 0.00012364 | 0.00063261 | 0 | 0.0002715 | 0.00090411 | 0 | 0.9
2991_G_4 | SPP West (Oklahoma, Arkansas, Louisiana) | Oklahoma | 40 | Greer | 55 | 2991 | 4 | Mangum | 14286 | 1956 | 9999 | Combustion Turbine | [5 empty] | Fossil | G | 2030 | NaturalGas |  | 0.00032457 | 0 | 0.00017439 | 0.00049896 | 0 | 0 | 0 | 0 | 0 | 0 | 0 | 0 | 0 | 0 | 0 | 0 | 0.022719 | 0 | 0.012207 | 0.034927 | 0.019 | 0 | 0.010209 | 0.029209 | 2.272e-11 | 0 | 1.2208e-11 | 3.4927e-11 | 0.00017218 | 0 | 9.2511e-05 | 0.00026469 | 0 | 0 | 0 | 0 | 0 | 0 | 0 | 0 | 0.051837 | 0.00010724 | 0 | 5.7618e-05 | 0.00016485 | 0.00084347 | 0 | 0.000362 | 0.0012055 | 0 | 1.2
2991_G_5 | SPP West (Oklahoma, Arkansas, Louisiana) | Oklahoma | 40 | Greer | 55 | 2991 | 5 | Mangum | 14286 | 1963 | 9999 | Combustion Turbine | [5 empty] | Fossil | G | 2030 | NaturalGas |  | 0.00045981 | 0 | 0.00024706 | 0.00070686 | 0 | 0 | 0 | 0 | 0 | 0 | 0 | 0 | 0 | 0 | 0 | 0 | 0.032186 | 0 | 0.017294 | 0.049479 | 0.026917 | 0 | 0.014463 | 0.04138 | 3.2186e-11 | 0 | 1.7294e-11 | 4.948e-11 | 0.00024392 | 0 | 0.00013106 | 0.00037497 | 0 | 0 | 0 | 0 | 0 | 0 | 0 | 0 | 0.073436 | 0.00015192 | 0 | 8.1626e-05 | 0.00023354 | 0.0011949 | 0 | 0.00051284 | 0.0017078 | 0 | 1.7
2991_G_6 | SPP West (Oklahoma, Arkansas, Louisiana) | Oklahoma | 40 | Greer | 55 | 2991 | 6 | Mangum | 14286 | 1969 | 9999 | Combustion Turbine | [5 empty] | Fossil | G | 2030 | NaturalGas |  | 0.00043276 | 0 | 0.00023252 | 0.00066528 | 0 | 0 | 0 | 0 | 0 | 0 | 0 | 0 | 0 | 0 | 0 | 0 | 0.030292 | 0 | 0.016276 | 0.046569 | 0.025334 | 0 | 0.013612 | 0.038946 | 3.0293e-11 | 0 | 1.6277e-11 | 4.657e-11 | 0.00022957 | 0 | 0.00012335 | 0.00035292 | 0 | 0 | 0 | 0 | 0 | 0 | 0 | 0 | 0.069116 | 0.00014298 | 0 | 7.6825e-05 | 0.0002198 | 0.0011246 | 0 | 0.00048267 | 0.0016073 | 0 | 1.6
2995_G_1 | SPP West (Oklahoma, Arkansas, Louisiana) | Oklahoma | 40 | Osage | 113 | 2995 | 1 | Pawhuska | 14775 | 1949 | 9999 | Combustion Turbine | [5 empty] | Fossil | G | 2030 | Oil |  | 0 | 0 | 0 | 0 | 0 | 0 | 0 | 0 | 0 | 0 | 0 | 0 | 0 | 0 | 0 | 0 | 0 | 0 | 0 | 0 | 0 | 0 | 0 | 0 | 0 | 0 | 0 | 0 | 0 | 0 | 0 | 0 | 0 | 0 | 0 | 0 | 0 | 0 | 0 | 0 | 0.047517 | 0 | 0 | 0 | 0 | 0 | 0 | 0 | 0 | 0 | 1.1
2995_G_2 | SPP West (Oklahoma, Arkansas, Louisiana) | Oklahoma | 40 | Osage | 113 | 2995 | 2 | Pawhuska | 14775 | 1954 | 9999 | Combustion Turbine | [5 empty] | Fossil | G | 2030 | Oil |  | 0 | 0 | 0 | 0 | 0 | 0 | 0 | 0 | 0 | 0 | 0 | 0 | 0 | 0 | 0 | 0 | 0 | 0 | 0 | 0 | 0 | 0 | 0 | 0 | 0 | 0 | 0 | 0 | 0 | 0 | 0 | 0 | 0 | 0 | 0 | 0 | 0 | 0 | 0 | 0 | 0.051837 | 0 | 0 | 0 | 0 | 0 | 0 | 0 | 0 | 0 | 1.2
2995_G_3 | SPP West (Oklahoma, Arkansas, Louisiana) | Oklahoma | 40 | Osage | 113 | 2995 | 3 | Pawhuska | 14775 | 1966 | 9999 | Combustion Turbine | [5 empty] | Fossil | G | 2030 | Oil |  | 0 | 0 | 0 | 0 | 0 | 0 | 0 | 0 | 0 | 0 | 0 | 0 | 0 | 0 | 0 | 0 | 0 | 0 | 0 | 0 | 0 | 0 | 0 | 0 | 0 | 0 | 0 | 0 | 0 | 0 | 0 | 0 | 0 | 0 | 0 | 0 | 0 | 0 | 0 | 0 | 0.10799 | 0 | 0 | 0 | 0 | 0 | 0 | 0 | 0 | 0 | 2.5
2995_G_5 | SPP West (Oklahoma, Arkansas, Louisiana) | Oklahoma | 40 | Osage | 113 | 2995 | 5 | Pawhuska | 14775 | 1960 | 9999 | Combustion Turbine | [5 empty] | Fossil | G | 2030 | Oil |  | 0 | 0 | 0 | 0 | 0 | 0 | 0 | 0 | 0 | 0 | 0 | 0 | 0 | 0 | 0 | 0 | 0 | 0 | 0 | 0 | 0 | 0 | 0 | 0 | 0 | 0 | 0 | 0 | 0 | 0 | 0 | 0 | 0 | 0 | 0 | 0 | 0 | 0 | 0 | 0 | 0.086395 | 0 | 0 | 0 | 0 | 0 | 0 | 0 | 0 | 0 | 2
3_B_1 | SERC_Southeastern | Alabama | 1 | Mobile | 97 | 3 | 1 | Barry | 11267 | 1954 | 9999 | O/G Steam | tangential | dry | SNCR | LNC1 |  | Fossil | B | 2030 | NaturalGas |  | 0 | 0 | 0 | 0 | 0 | 0 | 0 | 0 | 0 | 0 | 0 | 0 | 0 | 0 | 0 | 0 | 0 | 0 | 0 | 0 | 0 | 0 | 0 | 0 | 0 | 0 | 0 | 0 | 0 | 0 | 0 | 0 | 0 | 0 | 0 | 0 | 0 | 0 | 0 | 0 | 2.8873 | 0 | 0 | 0 | 0 | 0 | 0 | 0 | 0 | 0 | 56 | SNCR
3_B_2 | SERC_Southeastern | Alabama | 1 | Mobile | 97 | 3 | 2 | Barry | 11291 | 1954 | 9999 | O/G Steam | tangential | dry | SNCR | LNC1 |  | Fossil | B | 2030 | NaturalGas |  | 0 | 0 | 0 | 0 | 0 | 0 | 0 | 0 | 0 | 0 | 0 | 0 | 0 | 0 | 0 | 0 | 0 | 0 | 0 | 0 | 0 | 0 | 0 | 0 | 0 | 0 | 0 | 0 | 0 | 0 | 0 | 0 | 0 | 0 | 0 | 0 | 0 | 0 | 0 | 0 | 2.8873 | 0 | 0 | 0 | 0 | 0 | 0 | 0 | 0 | 0 | 56 | SNCR
3_B_4 | SERC_Southeastern | Alabama | 1 | Mobile | 97 | 3 | 4 | Barry | 10088 | 1969 | 9999 | Coal Steam | tangential | dry | ESPC + SNCR + Mercury Control + DSI | LNC2 |  | Fossil | B | 2030 | NaturalGas | Coal to Gas | 0 | 0 | 0 | 0 | 0 | 0 | 0 | 0 | 0 | 0 | 0 | 0 | 0 | 0 | 0 | 0 | 0 | 0 | 0 | 0 | 0 | 0 | 0 | 0 | 0 | 0 | 0 | 0 | 0 | 0 | 0 | 0 | 0 | 0 | 0 | 0 | 0 | 0 | 0 | 0 | 19.0574 | 0 | 0 | 0 | 0 | 0 | 0 | 0 | 0 | 0 | 362 | SNCR / Mercury Control / DSI / Coal to Gas
3_B_5 | SERC_Southeastern | Alabama | 1 | Mobile | 97 | 3 | 5 | Barry | 10141 | 1971 | 9999 | Coal Steam | tangential | dry | ESPC + PM Scrubber + Wet Scrubber + SCR + Mercury Control | LNC2 | Wet Scrubber | Fossil | B | 2030 |  | Coal Retirement | 0 | 0 | 0 | 0 | 0 | 0 | 0 | 0 | 0 | 0 | 0 | 0 | 0 | 0 | 0 | 0 | 0 | 0 | 0 | 0 | 0 | 0 | 0 | 0 | 0 | 0 | 0 | 0 | 0 | 0 | 0 | 0 | 0 | 0 | 0 | 0 | 0 | 0 | 0 | 0 | 0 | 0 | 0 | 0 | 0 | 0 | 0 | 0 | 0 | 0 | 756 | Scrubber / SCR / Mercury Control | Wet Scrubber
3_G_A1CT | SERC_Southeastern | Alabama | 1 | Mobile | 97 | 3 | A1CT | Barry | 7050 | 2000 | 9999 | Combined Cycle |  |  | SCR | DLNB |  | Fossil | G | 2030 | NaturalGas |  | 2.1766 | 2.9505 | 4.08 | 9.2072 | 0 | 0 | 0 | 0 | 0 | 0 | 0 | 0 | 0 | 0 | 0 | 0 | 308.7417 | 418.5165 | 578.7212 | 1305.9793 | 127.4198 | 172.7247 | 238.8423 | 538.9868 | 1.5236e-07 | 2.0654e-07 | 2.856e-07 | 6.445e-07 | 0.0084536 | 0.011459 | 0.015846 | 0.035759 | 0 | 0 | 0 | 0 | 0 | 0 | 0 | 0 | 6.3516 | 0.70881 | 0.96083 | 1.3286 | 2.9983 | 6.2533 | 7.3679 | 10.8987 | 24.5199 | 0 | 175.6 | SCR
3_G_A1CT2 | SERC_Southeastern | Alabama | 1 | Mobile | 97 | 3 | A1CT2 | Barry | 7050 | 2000 | 9999 | Combined Cycle |  |  | SCR | DLNB |  | Fossil | G | 2030 | NaturalGas |  | 2.1766 | 2.9505 | 4.08 | 9.2072 | 0 | 0 | 0 | 0 | 0 | 0 | 0 | 0 | 0 | 0 | 0 | 0 | 308.7417 | 418.5165 | 578.7212 | 1305.9793 | 127.4198 | 172.7247 | 238.8423 | 538.9868 | 1.5236e-07 | 2.0654e-07 | 2.856e-07 | 6.445e-07 | 0.0084536 | 0.011459 | 0.015846 | 0.035759 | 0 | 0 | 0 | 0 | 0 | 0 | 0 | 0 | 6.3521 | 0.70885 | 0.96088 | 1.3287 | 2.9984 | 6.2533 | 7.3679 | 10.8987 | 24.5199 | 0 | 175.6 | SCR
3_G_A1ST | SERC_Southeastern | Alabama | 1 | Mobile | 97 | 3 | A1ST | Barry | 7050 | 2000 | 9999 | Combined Cycle |  |  | SCR | LNB |  | Fossil | G | 2030 | NaturalGas |  | 2.4791 | 3.3605 | 4.6469 | 10.4865 | 0 | 0 | 0 | 0 | 0 | 0 | 0 | 0 | 0 | 0 | 0 | 0 | 351.642 | 476.6702 | 659.1358 | 1487.448 | 145.1251 | 196.7251 | 272.0299 | 613.8802 | 1.7354e-07 | 2.3524e-07 | 3.2528e-07 | 7.3406e-07 | 0.0096282 | 0.013052 | 0.018048 | 0.040728 | 0 | 0 | 0 | 0 | 0 | 0 | 0 | 0 | 7.2341 | 0.8073 | 1.0943 | 1.5132 | 3.4149 | 7.1222 | 8.3917 | 12.4131 | 27.927 | 0 | 200 | SCR
3_G_A2C1 | SERC_Southeastern | Alabama | 1 | Mobile | 97 | 3 | A2C1 | Barry | 7050 | 2000 | 9999 | Combined Cycle |  |  | SCR | DLNB |  | Fossil | G | 2030 | NaturalGas |  | 2.2138 | 3.0009 | 4.1497 | 9.3645 | 0 | 0 | 0 | 0 | 0 | 0 | 0 | 0 | 0 | 0 | 0 | 0 | 314.0163 | 425.6665 | 588.6082 | 1328.2911 | 129.5967 | 175.6756 | 242.9227 | 548.195 | 1.5497e-07 | 2.1007e-07 | 2.9048e-07 | 6.5551e-07 | 0.0089778 | 0.01217 | 0.016828 | 0.037976 | 0 | 0 | 0 | 0 | 0 | 0 | 0 | 0 | 6.4601 | 0.72092 | 0.97724 | 1.3513 | 3.0495 | 6.3602 | 7.4938 | 11.0849 | 24.9388 | 0 | 178.6 | SCR
3_G_A2C2 | SERC_Southeastern | Alabama | 1 | Mobile | 97 | 3 | A2C2 | Barry | 7050 | 2000 | 9999 | Combined Cycle |  |  | SCR | DLNB |  | Fossil | G | 2030 | NaturalGas |  | 2.2138 | 3.0009 | 4.1497 | 9.3645 | 0 | 0 | 0 | 0 | 0 | 0 | 0 | 0 | 0 | 0 | 0 | 0 | 314.0163 | 425.6665 | 588.6082 | 1328.2911 | 129.5967 | 175.6756 | 242.9227 | 548.195 | 1.5497e-07 | 2.1007e-07 | 2.9048e-07 | 6.5551e-07 | 0.0089778 | 0.01217 | 0.016828 | 0.037976 | 0 | 0 | 0 | 0 | 0 | 0 | 0 | 0 | 6.4601 | 0.72092 | 0.97724 | 1.3513 | 3.0495 | 6.3602 | 7.4938 | 11.0849 | 24.9388 | 0 | 178.6 | SCR
3_G_A2ST | SERC_Southeastern | Alabama | 1 | Mobile | 97 | 3 | A2ST | Barry | 7050 | 2000 | 9999 | Combined Cycle |  |  | SCR | LNB |  | Fossil | G | 2030 | NaturalGas |  | 2.4791 | 3.3605 | 4.6469 | 10.4865 | 0 | 0 | 0 | 0 | 0 | 0 | 0 | 0 | 0 | 0 | 0 | 0 | 351.642 | 476.6702 | 659.1358 | 1487.448 | 145.1251 | 196.7251 | 272.0299 | 613.8802 | 1.7354e-07 | 2.3524e-07 | 3.2528e-07 | 7.3406e-07 | 0.010053 | 0.013628 | 0.018845 | 0.042526 | 0 | 0 | 0 | 0 | 0 | 0 | 0 | 0 | 7.2341 | 0.8073 | 1.0943 | 1.5132 | 3.4149 | 7.1222 | 8.3917 | 12.4131 | 27.927 | 0 | 200 | SCR
30_G_1 | MISO_Minnesota and Western Wisconsin | Minnesota | 27 | Watonwan | 165 | 30 | 1 | Madelia | 12283 | 2001 | 9999 | Combustion Turbine | [5 empty] | Fossil | G | 2030 | Oil |  | 0 | 0 | 0 | 0 | 0 | 0 | 0 | 0 | 0 | 0 | 0 | 0 | 0 | 0 | 0 | 0 | 0 | 0 | 0 | 0 | 0 | 0 | 0 | 0 | 0 | 0 | 0 | 0 | 0 | 0 | 0 | 0 | 0 | 0 | 0 | 0 | 0 | 0 | 0 | 0 | 0.13388 | 0 | 0 | 0 | 0 | 0 | 0 | 0 | 0 | 0 | 3.1
30_G_2 | MISO_Minnesota and Western Wisconsin | Minnesota | 27 | Watonwan | 165 | 30 | 2 | Madelia | 12283 | 1965 | 9999 | Combustion Turbine | [5 empty] | Fossil | G | 2030 | Oil |  | 0 | 0 | 0 | 0 | 0 | 0 | 0 | 0 | 0 | 0 | 0 | 0 | 0 | 0 | 0 | 0 | 0 | 0 | 0 | 0 | 0 | 0 | 0 | 0 | 0 | 0 | 0 | 0 | 0 | 0 | 0 | 0 | 0 | 0 | 0 | 0 | 0 | 0 | 0 | 0 | 0.064779 | 0 | 0 | 0 | 0 | 0 | 0 | 0 | 0 | 0 | 1.5
30_G_3 | MISO_Minnesota and Western Wisconsin | Minnesota | 27 | Watonwan | 165 | 30 | 3 | Madelia | 12283 | 1959 | 9999 | Combustion Turbine | [5 empty] | Fossil | G | 2030 | Oil |  | 0 | 0 | 0 | 0 | 0 | 0 | 0 | 0 | 0 | 0 | 0 | 0 | 0 | 0 | 0 | 0 | 0 | 0 | 0 | 0 | 0 | 0 | 0 | 0 | 0 | 0 | 0 | 0 | 0 | 0 | 0 | 0 | 0 | 0 | 0 | 0 | 0 | 0 | 0 | 0 | 0.038867 | 0 | 0 | 0 | 0 | 0 | 0 | 0 | 0 | 0 | 0.9
30_G_4 | MISO_Minnesota and Western Wisconsin | Minnesota | 27 | Watonwan | 165 | 30 | 4 | Madelia | 12283 | 1973 | 9999 | Combustion Turbine | [5 empty] | Fossil | G | 2030 | Oil |  | 0 | 0 | 0 | 0 | 0 | 0 | 0 | 0 | 0 | 0 | 0 | 0 | 0 | 0 | 0 | 0 | 0 | 0 | 0 | 0 | 0 | 0 | 0 | 0 | 0 | 0 | 0 | 0 | 0 | 0 | 0 | 0 | 0 | 0 | 0 | 0 | 0 | 0 | 0 | 0 | 0.15979 | 0 | 0 | 0 | 0 | 0 | 0 | 0 | 0 | 0 | 3.7
30_G_5 | MISO_Minnesota and Western Wisconsin | Minnesota | 27 | Watonwan | 165 | 30 | 5 | Madelia | 12283 | 1954 | 9999 | Combustion Turbine | [5 empty] | Fossil | G | 2030 | Oil |  | 0 | 0 | 0 | 0 | 0 | 0 | 0 | 0 | 0 | 0 | 0 | 0 | 0 | 0 | 0 | 0 | 0 | 0 | 0 | 0 | 0 | 0 | 0 | 0 | 0 | 0 | 0 | 0 | 0 | 0 | 0 | 0 | 0 | 0 | 0 | 0 | 0 | 0 | 0 | 0 | 0.047505 | 0 | 0 | 0 | 0 | 0 | 0 | 0 | 0 | 0 | 1.1
3000_G_3 | SPP West (Oklahoma, Arkansas, Louisiana) | Oklahoma | 40 | Payne | 119 | 3000 | 3 | Boomer Lake Station | 10745 | 2004 | 9999 | Combustion Turbine | [5 empty] | Fossil | G | 2030 | Oil |  | 0 | 0 | 0 | 0 | 0 | 0 | 0 | 0 | 0 | 0 | 0 | 0 | 0 | 0 | 0 | 0 | 0 | 0 | 0 | 0 | 0 | 0 | 0 | 0 | 0 | 0 | 0 | 0 | 0 | 0 | 0 | 0 | 0 | 0 | 0 | 0 | 0 | 0 | 0 | 0 | 0.03945 | 0 | 0 | 0 | 0 | 0 | 0 | 0 | 0 | 0 | 2
3000_G_4 | SPP West (Oklahoma, Arkansas, Louisiana) | Oklahoma | 40 | Payne | 119 | 3000 | 4 | Boomer Lake Station | 10745 | 2004 | 9999 | Combustion Turbine | [5 empty] | Fossil | G | 2030 | Oil |  | 0 | 0 | 0 | 0 | 0 | 0 | 0 | 0 | 0 | 0 | 0 | 0 | 0 | 0 | 0 | 0 | 0 | 0 | 0 | 0 | 0 | 0 | 0 | 0 | 0 | 0 | 0 | 0 | 0 | 0 | 0 | 0 | 0 | 0 | 0 | 0 | 0 | 0 | 0 | 0 | 0.03945 | 0 | 0 | 0 | 0 | 0 | 0 | 0 | 0 | 0 | 2
3000_G_5 | SPP West (Oklahoma, Arkansas, Louisiana) | Oklahoma | 40 | Payne | 119 | 3000 | 5 | Boomer Lake Station | 10745 | 2004 | 9999 | Combustion Turbine | [5 empty] | Fossil | G | 2030 | Oil |  | 0 | 0 | 0 | 0 | 0 | 0 | 0 | 0 | 0 | 0 | 0 | 0 | 0 | 0 | 0 | 0 | 0 | 0 | 0 | 0 | 0 | 0 | 0 | 0 | 0 | 0 | 0 | 0 | 0 | 0 | 0 | 0 | 0 | 0 | 0 | 0 | 0 | 0 | 0 | 0 | 0.03945 | 0 | 0 | 0 | 0 | 0 | 0 | 0 | 0 | 0 | 2
3003_G_1 | SPP West (Oklahoma, Arkansas, Louisiana) | Oklahoma | 40 | Cherokee | 21 | 3003 | 1 | Fort Gibson | 0 | 1953 | 9999 | Hydro | [5 empty] | Non-Fossil | G | 2030 | Hydro |  | 0 | 0 | 0 | 0 | 0 | 0 | 0 | 0 | 0 | 0 | 0 | 0 | 0 | 0 | 0 | 0 | 6.3501 | 10.6706 | 16.2361 | 33.2568 | 0 | 0 | 0 | 0 | 0 | 0 | 0 | 0 | 0 | 0 | 0 | 0 | 0 | 0 | 0 | 0 | 0 | 0 | 0 | 0 | 0.20393 | 0.0088267 | 0.014832 | 0.022568 | 0.046227 | 0 | 0 | 0 | 0 | 0 | 12.9
3003_G_2 | SPP West (Oklahoma, Arkansas, Louisiana) | Oklahoma | 40 | Cherokee | 21 | 3003 | 2 | Fort Gibson | 0 | 1953 | 9999 | Hydro | [5 empty] | Non-Fossil | G | 2030 | Hydro |  | 0 | 0 | 0 | 0 | 0 | 0 | 0 | 0 | 0 | 0 | 0 | 0 | 0 | 0 | 0 | 0 | 6.3501 | 10.6706 | 16.2361 | 33.2568 | 0 | 0 | 0 | 0 | 0 | 0 | 0 | 0 | 0 | 0 | 0 | 0 | 0 | 0 | 0 | 0 | 0 | 0 | 0 | 0 | 0.20393 | 0.0088267 | 0.014832 | 0.022568 | 0.046227 | 0 | 0 | 0 | 0 | 0 | 12.9
3003_G_3 | SPP West (Oklahoma, Arkansas, Louisiana) | Oklahoma | 40 | Cherokee | 21 | 3003 | 3 | Fort Gibson | 0 | 1953 | 9999 | Hydro | [5 empty] | Non-Fossil | G | 2030 | Hydro |  | 0 | 0 | 0 | 0 | 0 | 0 | 0 | 0 | 0 | 0 | 0 | 0 | 0 | 0 | 0 | 0 | 6.3501 | 10.6706 | 16.2361 | 33.2568 | 0 | 0 | 0 | 0 | 0 | 0 | 0 | 0 | 0 | 0 | 0 | 0 | 0 | 0 | 0 | 0 | 0 | 0 | 0 | 0 | 0.20393 | 0.0088267 | 0.014832 | 0.022568 | 0.046227 | 0 | 0 | 0 | 0 | 0 | 12.9
3003_G_4 | SPP West (Oklahoma, Arkansas, Louisiana) | Oklahoma | 40 | Cherokee | 21 | 3003 | 4 | Fort Gibson | 0 | 1953 | 9999 | Hydro | [5 empty] | Non-Fossil | G | 2030 | Hydro |  | 0 | 0 | 0 | 0 | 0 | 0 | 0 | 0 | 0 | 0 | 0 | 0 | 0 | 0 | 0 | 0 | 6.1532 | 10.3397 | 15.7327 | 32.2256 | 0 | 0 | 0 | 0 | 0 | 0 | 0 | 0 | 0 | 0 | 0 | 0 | 0 | 0 | 0 | 0 | 0 | 0 | 0 | 0 | 0.1976 | 0.008553 | 0.014372 | 0.021868 | 0.044794 | 0 | 0 | 0 | 0 | 0 | 12.5
3004_G_1 | SPP West (Oklahoma, Arkansas, Louisiana) | Oklahoma | 40 | Sequoyah | 135 | 3004 | 1 | Tenkiller Ferry | 0 | 1953 | 9999 | Hydro | [5 empty] | Non-Fossil | G | 2030 | Hydro |  | 0 | 0 | 0 | 0 | 0 | 0 | 0 | 0 | 0 | 0 | 0 | 0 | 0 | 0 | 0 | 0 | 9.0429 | 14.5119 | 22.3032 | 45.858 | 0 | 0 | 0 | 0 | 0 | 0 | 0 | 0 | 0 | 0 | 0 | 0 | 0 | 0 | 0 | 0 | 0 | 0 | 0 | 0 | 0.33197 | 0.01257 | 0.020172 | 0.031001 | 0.063743 | 0 | 0 | 0 | 0 | 0 | 21
3004_G_2 | SPP West (Oklahoma, Arkansas, Louisiana) | Oklahoma | 40 | Sequoyah | 135 | 3004 | 2 | Tenkiller Ferry | 0 | 1953 | 9999 | Hydro | [5 empty] | Non-Fossil | G | 2030 | Hydro |  | 0 | 0 | 0 | 0 | 0 | 0 | 0 | 0 | 0 | 0 | 0 | 0 | 0 | 0 | 0 | 0 | 9.0429 | 14.5119 | 22.3032 | 45.858 | 0 | 0 | 0 | 0 | 0 | 0 | 0 | 0 | 0 | 0 | 0 | 0 | 0 | 0 | 0 | 0 | 0 | 0 | 0 | 0 | 0.33197 | 0.01257 | 0.020172 | 0.031001 | 0.063743 | 0 | 0 | 0 | 0 | 0 | 21
3006_B_1 | SPP West (Oklahoma, Arkansas, Louisiana) | Oklahoma | 40 | Caddo | 15 | 3006 | 1 | Anadarko Plant | 14500 | 1953 | 9999 | O/G Steam | wall |  |  |  |  | Fossil | B | 2030 | NaturalGas |  | 0.0029124 | 0 | 0.0053597 | 0.0082721 | 0 | 0 | 0 | 0 | 0 | 0 | 0 | 0 | 0 | 0 | 0 | 0 | 0.20085 | 0 | 0.36964 | 0.57049 | 0.17049 | 0 | 0.31376 | 0.48425 | 2.0386e-10 | 0 | 3.7518e-10 | 5.7905e-10 | 0.00034211 | 0 | 0.00062961 | 0.00097172 | 0 | 0 | 0 | 0 | 0 | 0 | 0 | 0 | 0.6088 | 0.00017666 | 0 | 0.00032512 | 0.00050178 | 0.0075685 | 0 | 0.011126 | 0.018694 | 0 | 12
3006_B_2 | SPP West (Oklahoma, Arkansas, Louisiana) | Oklahoma | 40 | Caddo | 15 | 3006 | 2 | Anadarko Plant | 14500 | 1953 | 9999 | O/G Steam | wall |  |  |  |  | Fossil | B | 2030 | NaturalGas |  | 0.0029124 | 0 | 0.0053597 | 0.0082721 | 0 | 0 | 0 | 0 | 0 | 0 | 0 | 0 | 0 | 0 | 0 | 0 | 0.20085 | 0 | 0.36964 | 0.57049 | 0.17049 | 0 | 0.31376 | 0.48425 | 2.0386e-10 | 0 | 3.7518e-10 | 5.7905e-10 | 0.00034211 | 0 | 0.00062961 | 0.00097172 | 0 | 0 | 0 | 0 | 0 | 0 | 0 | 0 | 0.6088 | 0.00017666 | 0 | 0.00032512 | 0.00050178 | 0.0075685 | 0 | 0.011126 | 0.018694 | 0 | 12
3006_B_3 | SPP West (Oklahoma, Arkansas, Louisiana) | Oklahoma | 40 | Caddo | 15 | 3006 | 3 | Anadarko Plant | 14500 | 1959 | 9999 | O/G Steam | wall | dry |  |  |  | Fossil | B | 2030 | NaturalGas |  | 0 | 0 | 0 | 0 | 0 | 0 | 0 | 0 | 0 | 0 | 0 | 0 | 0 | 0 | 0 | 0 | 0 | 0 | 0 | 0 | 0 | 0 | 0 | 0 | 0 | 0 | 0 | 0 | 0 | 0 | 0 | 0 | 0 | 0 | 0 | 0 | 0 | 0 | 0 | 0 | 2.2323 | 0 | 0 | 0 | 0 | 0 | 0 | 0 | 0 | 0 | 44
3006_G_10 | SPP West (Oklahoma, Arkansas, Louisiana) | Oklahoma | 40 | Caddo | 15 | 3006 | 10 | Anadarko Plant | 10745 | 2009 | 9999 | Combustion Turbine |  |  |  | H2O |  | Fossil | G | 2030 | NaturalGas |  | 0.026255 | 0.0077945 | 0.036173 | 0.070222 | 0 | 0 | 0 | 0 | 0 | 0 | 0 | 0 | 0 | 0 | 0 | 0 | 2.4435 | 0.7254 | 3.3664 | 6.5353 | 1.537 | 0.45629 | 2.1175 | 4.1108 | 1.8379e-09 | 5.4561e-10 | 2.5321e-09 | 4.9155e-09 | 0.001148 | 0.00034081 | 0.0015816 | 0.0030705 | 0 | 0 | 0 | 0 | 0 | 0 | 0 | 0 | 0.88763 | 0.011533 | 0.0034239 | 0.01589 | 0.030847 | 0.06823 | 0.017698 | 0.075086 | 0.16101 | 0 | 45
3006_G_11 | SPP West (Oklahoma, Arkansas, Louisiana) | Oklahoma | 40 | Caddo | 15 | 3006 | 11 | Anadarko Plant | 10745 | 2009 | 9999 | Combustion Turbine |  |  |  | H2O |  | Fossil | G | 2030 | NaturalGas |  | 0.026255 | 0.0077945 | 0.036173 | 0.070222 | 0 | 0 | 0 | 0 | 0 | 0 | 0 | 0 | 0 | 0 | 0 | 0 | 2.4435 | 0.7254 | 3.3664 | 6.5353 | 1.537 | 0.45629 | 2.1175 | 4.1108 | 1.8379e-09 | 5.4561e-10 | 2.5321e-09 | 4.9155e-09 | 0.0011452 | 0.00033999 | 0.0015778 | 0.0030631 | 0 | 0 | 0 | 0 | 0 | 0 | 0 | 0 | 0.88763 | 0.011533 | 0.0034239 | 0.01589 | 0.030847 | 0.06823 | 0.017698 | 0.075086 | 0.16101 | 0 | 45
3006_G_4 | SPP West (Oklahoma, Arkansas, Louisiana) | Oklahoma | 40 | Caddo | 15 | 3006 | 4 | Anadarko Plant | 8789 | 1977 | 9999 | Combined Cycle |  |  |  | DLNB |  | Fossil | G | 2030 | NaturalGas |  | 0.14202 | 0.047747 | 0.59171 | 0.78148 | 0 | 0 | 0 | 0 | 0 | 0 | 0 | 0 | 0 | 0 | 0 | 0 | 16.1592 | 5.4325 | 67.3245 | 88.9162 | 8.3141 | 2.7951 | 34.639 | 45.7481 | 9.9416e-09 | 3.3423e-09 | 4.142e-08 | 5.4704e-08 | 0.0015463 | 0.00051984 | 0.0064423 | 0.0085084 | 0 | 0 | 0 | 0 | 0 | 0 | 0 | 0 | 3.5271 | 0.063642 | 0.021572 | 0.21452 | 0.29974 | 0.36908 | 0.10841 | 1.2283 | 1.7058 | 0 | 94
3006_G_5 | SPP West (Oklahoma, Arkansas, Louisiana) | Oklahoma | 40 | Caddo | 15 | 3006 | 5 | Anadarko Plant | 8859 | 1977 | 9999 | Combined Cycle |  |  |  | DLNB |  | Fossil | G | 2030 | NaturalGas |  | 0.14315 | 0.048127 | 0.59643 | 0.78771 | 0 | 0 | 0 | 0 | 0 | 0 | 0 | 0 | 0 | 0 | 0 | 0 | 16.1592 | 5.4325 | 67.3245 | 88.9162 | 8.3803 | 2.8173 | 34.9149 | 46.1125 | 1.0021e-08 | 3.3689e-09 | 4.175e-08 | 5.514e-08 | 0.0011255 | 0.00037838 | 0.0046892 | 0.006193 | 0 | 0 | 0 | 0 | 0 | 0 | 0 | 0 | 3.5271 | 0.063642 | 0.021572 | 0.21452 | 0.29974 | 0.37202 | 0.10928 | 1.2381 | 1.7194 | 0 | 94
3006_G_6 | SPP West (Oklahoma, Arkansas, Louisiana) | Oklahoma | 40 | Caddo | 15 | 3006 | 6 | Anadarko Plant | 8593 | 1977 | 9999 | Combined Cycle |  |  |  | DLNB |  | Fossil | G | 2030 | NaturalGas |  | 0.13886 | 0.046682 | 0.57852 | 0.76406 | 0 | 0 | 0 | 0 | 0 | 0 | 0 | 0 | 0 | 0 | 0 | 0 | 16.1592 | 5.4325 | 67.3245 | 88.9162 | 8.1286 | 2.7328 | 33.8665 | 44.7279 | 9.7199e-09 | 3.2677e-09 | 4.0496e-08 | 5.3484e-08 | 0.0014688 | 0.00049379 | 0.0061194 | 0.008082 | 0 | 0 | 0 | 0 | 0 | 0 | 0 | 0 | 3.5271 | 0.063642 | 0.021572 | 0.21452 | 0.29974 | 0.36085 | 0.10599 | 1.2009 | 1.6677 | 0 | 94
3006_G_7 | SPP West (Oklahoma, Arkansas, Louisiana) | Oklahoma | 40 | Caddo | 15 | 3006 | 7 | Anadarko Plant | 10745 | 2001 | 9999 | Combustion Turbine | [5 empty] | Fossil | G | 2030 | NaturalGas |  | 0.026255 | 0.0077945 | 0.036173 | 0.070222 | 0 | 0 | 0 | 0 | 0 | 0 | 0 | 0 | 0 | 0 | 0 | 0 | 2.4435 | 0.7254 | 3.3664 | 6.5353 | 1.537 | 0.45629 | 2.1175 | 4.1108 | 1.8379e-09 | 5.4561e-10 | 2.5321e-09 | 4.9155e-09 | 0.001179 | 0.00035001 | 0.0016243 | 0.0031533 | 0 | 0 | 0 | 0 | 0 | 0 | 0 | 0 | 0.88763 | 0.011533 | 0.0034239 | 0.01589 | 0.030847 | 0.06823 | 0.017698 | 0.075086 | 0.16101 | 0 | 45
3006_G_8 | SPP West (Oklahoma, Arkansas, Louisiana) | Oklahoma | 40 | Caddo | 15 | 3006 | 8 | Anadarko Plant | 10745 | 2001 | 9999 | Combustion Turbine | [5 empty] | Fossil | G | 2030 | NaturalGas |  | 0.026255 | 0.0077945 | 0.036173 | 0.070222 | 0 | 0 | 0 | 0 | 0 | 0 | 0 | 0 | 0 | 0 | 0 | 0 | 2.4435 | 0.7254 | 3.3664 | 6.5353 | 1.537 | 0.45629 | 2.1175 | 4.1108 | 1.8379e-09 | 5.4561e-10 | 2.5321e-09 | 4.9155e-09 | 0.001149 | 0.00034112 | 0.0015831 | 0.0030732 | 0 | 0 | 0 | 0 | 0 | 0 | 0 | 0 | 0.88763 | 0.011533 | 0.0034239 | 0.01589 | 0.030847 | 0.06823 | 0.017698 | 0.075086 | 0.16101 | 0 | 45
3006_G_9 | SPP West (Oklahoma, Arkansas, Louisiana) | Oklahoma | 40 | Caddo | 15 | 3006 | 9 | Anadarko Plant | 10745 | 2009 | 9999 | Combustion Turbine |  |  |  | H2O |  | Fossil | G | 2030 | NaturalGas |  | 0.026255 | 0.0077945 | 0.036173 | 0.070222 | 0 | 0 | 0 | 0 | 0 | 0 | 0 | 0 | 0 | 0 | 0 | 0 | 2.4435 | 0.7254 | 3.3664 | 6.5353 | 1.537 | 0.45629 | 2.1175 | 4.1108 | 1.8379e-09 | 5.4561e-10 | 2.5321e-09 | 4.9155e-09 | 0.0011719 | 0.00034791 | 0.0016146 | 0.0031344 | 0 | 0 | 0 | 0 | 0 | 0 | 0 | 0 | 0.88763 | 0.011533 | 0.0034239 | 0.01589 | 0.030847 | 0.06823 | 0.017698 | 0.075086 | 0.16101 | 0 | 45
3008_B_1 | SPP West (Oklahoma, Arkansas, Louisiana) | Oklahoma | 40 | Woodward | 153 | 3008 | 1 | Mooreland | 11239 | 1964 | 9999 | O/G Steam | wall | dry |  |  |  | Fossil | B | 2030 | NaturalGas |  | 0 | 0 | 0 | 0 | 0 | 0 | 0 | 0 | 0 | 0 | 0 | 0 | 0 | 0 | 0 | 0 | 0 | 0 | 0 | 0 | 0 | 0 | 0 | 0 | 0 | 0 | 0 | 0 | 0 | 0 | 0 | 0 | 0 | 0 | 0 | 0 | 0 | 0 | 0 | 0 | 2.3568 | 0 | 0 | 0 | 0 | 0 | 0 | 0 | 0 | 0 | 50
3008_B_2 | SPP West (Oklahoma, Arkansas, Louisiana) | Oklahoma | 40 | Woodward | 153 | 3008 | 2 | Mooreland | 11362 | 1968 | 9999 | O/G Steam | wall | dry |  |  |  | Fossil | B | 2030 | NaturalGas |  | 0 | 0 | 0 | 0 | 0 | 0 | 0 | 0 | 0 | 0 | 0 | 0 | 0 | 0 | 0 | 0 | 0 | 0 | 0 | 0 | 0 | 0 | 0 | 0 | 0 | 0 | 0 | 0 | 0 | 0 | 0 | 0 | 0 | 0 | 0 | 0 | 0 | 0 | 0 | 0 | 6.222 | 0 | 0 | 0 | 0 | 0 | 0 | 0 | 0 | 0 | 132
3008_B_3 | SPP West (Oklahoma, Arkansas, Louisiana) | Oklahoma | 40 | Woodward | 153 | 3008 | 3 | Mooreland | 11423 | 1975 | 9999 | O/G Steam | wall | dry |  | OFA + other |  | Fossil | B | 2030 | NaturalGas |  | 0 | 0 | 0 | 0 | 0 | 0 | 0 | 0 | 0 | 0 | 0 | 0 | 0 | 0 | 0 | 0 | 0 | 0 | 0 | 0 | 0 | 0 | 0 | 0 | 0 | 0 | 0 | 0 | 0 | 0 | 0 | 0 | 0 | 0 | 0 | 0 | 0 | 0 | 0 | 0 | 6.5991 | 0 | 0 | 0 | 0 | 0 | 0 | 0 | 0 | 0 | 140
3013_G_1 | WECC_Pacific Northwest | Oregon | 41 | Wallowa | 63 | 3013 | 1 | Hells Canyon | 0 | 1967 | 9999 | Hydro | [5 empty] | Non-Fossil | G | 2030 | Hydro |  | 0 | 0 | 0 | 0 | 0 | 0 | 0 | 0 | 0 | 0 | 0 | 0 | 0 | 0 | 0 | 0 | 140.7924 | 176.2253 | 212.2112 | 529.2289 | 0 | 0 | 0 | 0 | 0 | 0 | 0 | 0 | 0 | 0 | 0 | 0 | 0 | 0 | 0 | 0 | 0 | 0 | 0 | 0 | 2.3048 | 0.1957 | 0.24495 | 0.29497 | 0.73563 | 0 | 0 | 0 | 0 | 0 | 145.8
3013_G_2 | WECC_Pacific Northwest | Oregon | 41 | Wallowa | 63 | 3013 | 2 | Hells Canyon | 0 | 1967 | 9999 | Hydro | [5 empty] | Non-Fossil | G | 2030 | Hydro |  | 0 | 0 | 0 | 0 | 0 | 0 | 0 | 0 | 0 | 0 | 0 | 0 | 0 | 0 | 0 | 0 | 144.8482 | 181.3018 | 218.3242 | 544.4742 | 0 | 0 | 0 | 0 | 0 | 0 | 0 | 0 | 0 | 0 | 0 | 0 | 0 | 0 | 0 | 0 | 0 | 0 | 0 | 0 | 2.3712 | 0.20134 | 0.25201 | 0.30347 | 0.75682 | 0 | 0 | 0 | 0 | 0 | 150
3013_G_3 | WECC_Pacific Northwest | Oregon | 41 | Wallowa | 63 | 3013 | 3 | Hells Canyon | 0 | 1967 | 9999 | Hydro | [5 empty] | Non-Fossil | G | 2030 | Hydro |  | 0 | 0 | 0 | 0 | 0 | 0 | 0 | 0 | 0 | 0 | 0 | 0 | 0 | 0 | 0 | 0 | 144.0757 | 180.3348 | 217.1598 | 541.5703 | 0 | 0 | 0 | 0 | 0 | 0 | 0 | 0 | 0 | 0 | 0 | 0 | 0 | 0 | 0 | 0 | 0 | 0 | 0 | 0 | 2.3586 | 0.20027 | 0.25067 | 0.30185 | 0.75278 | 0 | 0 | 0 | 0 | 0 | 149.2
3014_G_1 | WECC_Pacific Northwest | Oregon | 41 | Baker | 1 | 3014 | 1 | Oxbow (OR) | 0 | 1961 | 9999 | Hydro | [5 empty] | Non-Fossil | G | 2030 | Hydro |  | 0 | 0 | 0 | 0 | 0 | 0 | 0 | 0 | 0 | 0 | 0 | 0 | 0 | 0 | 0 | 0 | 53.4007 | 66.8399 | 80.4889 | 200.7295 | 0 | 0 | 0 | 0 | 0 | 0 | 0 | 0 | 0 | 0 | 0 | 0 | 0 | 0 | 0 | 0 | 0 | 0 | 0 | 0 | 0.8742 | 0.074227 | 0.092907 | 0.11188 | 0.27901 | 0 | 0 | 0 | 0 | 0 | 55.3
3014_G_2 | WECC_Pacific Northwest | Oregon | 41 | Baker | 1 | 3014 | 2 | Oxbow (OR) | 0 | 1961 | 9999 | Hydro | [5 empty] | Non-Fossil | G | 2030 | Hydro |  | 0 | 0 | 0 | 0 | 0 | 0 | 0 | 0 | 0 | 0 | 0 | 0 | 0 | 0 | 0 | 0 | 52.9179 | 66.2356 | 79.7611 | 198.9146 | 0 | 0 | 0 | 0 | 0 | 0 | 0 | 0 | 0 | 0 | 0 | 0 | 0 | 0 | 0 | 0 | 0 | 0 | 0 | 0 | 0.86629 | 0.073556 | 0.092067 | 0.11087 | 0.27649 | 0 | 0 | 0 | 0 | 0 | 54.8
3014_G_3 | WECC_Pacific Northwest | Oregon | 41 | Baker | 1 | 3014 | 3 | Oxbow (OR) | 0 | 1961 | 9999 | Hydro | [5 empty] | Non-Fossil | G | 2030 | Hydro |  | 0 | 0 | 0 | 0 | 0 | 0 | 0 | 0 | 0 | 0 | 0 | 0 | 0 | 0 | 0 | 0 | 53.0144 | 66.3564 | 79.9067 | 199.2776 | 0 | 0 | 0 | 0 | 0 | 0 | 0 | 0 | 0 | 0 | 0 | 0 | 0 | 0 | 0 | 0 | 0 | 0 | 0 | 0 | 0.86787 | 0.07369 | 0.092235 | 0.11107 | 0.277 | 0 | 0 | 0 | 0 | 0 | 54.9
3014_G_4 | WECC_Pacific Northwest | Oregon | 41 | Baker | 1 | 3014 | 4 | Oxbow (OR) | 0 | 1961 | 9999 | Hydro | [5 empty] | Non-Fossil | G | 2030 | Hydro |  | 0 | 0 | 0 | 0 | 0 | 0 | 0 | 0 | 0 | 0 | 0 | 0 | 0 | 0 | 0 | 0 | 52.9179 | 66.2356 | 79.7611 | 198.9146 | 0 | 0 | 0 | 0 | 0 | 0 | 0 | 0 | 0 | 0 | 0 | 0 | 0 | 0 | 0 | 0 | 0 | 0 | 0 | 0 | 0.86629 | 0.073556 | 0.092067 | 0.11087 | 0.27649 | 0 | 0 | 0 | 0 | 0 | 54.8
3020_G_1 | WECC_Pacific Northwest | Oregon | 41 | Douglas | 19 | 3020 | 1 | Clearwater 1 | 0 | 1953 | 9999 | Hydro | [5 empty] | Non-Fossil | G | 2030 | Hydro |  | 0 | 0 | 0 | 0 | 0 | 0 | 0 | 0 | 0 | 0 | 0 | 0 | 0 | 0 | 0 | 0 | 17.2852 | 21.6353 | 26.0534 | 64.9739 | 0 | 0 | 0 | 0 | 0 | 0 | 0 | 0 | 0 | 0 | 0 | 0 | 0 | 0 | 0 | 0 | 0 | 0 | 0 | 0 | 0.28297 | 0.024026 | 0.030073 | 0.036214 | 0.090314 | 0 | 0 | 0 | 0 | 0 | 17.9
3021_G_1 | WECC_Pacific Northwest | Oregon | 41 | Douglas | 19 | 3021 | 1 | Clearwater 2 | 0 | 1953 | 9999 | Hydro | [5 empty] | Non-Fossil | G | 2030 | Hydro |  | 0 | 0 | 0 | 0 | 0 | 0 | 0 | 0 | 0 | 0 | 0 | 0 | 0 | 0 | 0 | 0 | 29.9353 | 37.469 | 45.1203 | 112.5247 | 0 | 0 | 0 | 0 | 0 | 0 | 0 | 0 | 0 | 0 | 0 | 0 | 0 | 0 | 0 | 0 | 0 | 0 | 0 | 0 | 0.49006 | 0.04161 | 0.052082 | 0.062717 | 0.15641 | 0 | 0 | 0 | 0 | 0 | 31
3024_G_1 | WECC_Pacific Northwest | Oregon | 41 | Jackson | 29 | 3024 | 1 | Eagle Point | 0 | 1957 | 9999 | Hydro | [5 empty] | Non-Fossil | G | 2030 | Hydro |  | 0 | 0 | 0 | 0 | 0 | 0 | 0 | 0 | 0 | 0 | 0 | 0 | 0 | 0 | 0 | 0 | 2.7038 | 3.3843 | 4.0754 | 10.1635 | 0 | 0 | 0 | 0 | 0 | 0 | 0 | 0 | 0 | 0 | 0 | 0 | 0 | 0 | 0 | 0 | 0 | 0 | 0 | 0 | 0.044263 | 0.0037583 | 0.0047042 | 0.0056648 | 0.014127 | 0 | 0 | 0 | 0 | 0 | 2.8
3025_G_1 | WECC_Pacific Northwest | Oregon | 41 | Klamath | 35 | 3025 | 1 | East Side | 0 | 1924 | 9999 | Hydro | [5 empty] | Non-Fossil | G | 2030 | Hydro |  | 0 | 0 | 0 | 0 | 0 | 0 | 0 | 0 | 0 | 0 | 0 | 0 | 0 | 0 | 0 | 0 | 2.897 | 3.626 | 4.3665 | 10.8895 | 0 | 0 | 0 | 0 | 0 | 0 | 0 | 0 | 0 | 0 | 0 | 0 | 0 | 0 | 0 | 0 | 0 | 0 | 0 | 0 | 0.047425 | 0.0040268 | 0.0050402 | 0.0060694 | 0.015136 | 0 | 0 | 0 | 0 | 0 | 3
3026_G_1 | WECC_Pacific Northwest | Oregon | 41 | Douglas | 19 | 3026 | 1 | Fish Creek | 0 | 1952 | 9999 | Hydro | [5 empty] | Non-Fossil | G | 2030 | Hydro |  | 0 | 0 | 0 | 0 | 0 | 0 | 0 | 0 | 0 | 0 | 0 | 0 | 0 | 0 | 0 | 0 | 10.0428 | 12.5703 | 15.1371 | 37.7502 | 0 | 0 | 0 | 0 | 0 | 0 | 0 | 0 | 0 | 0 | 0 | 0 | 0 | 0 | 0 | 0 | 0 | 0 | 0 | 0 | 0.16441 | 0.01396 | 0.017473 | 0.021041 | 0.052473 | 0 | 0 | 0 | 0 | 0 | 10.4
3028_G_1 | WECC_Pacific Northwest | Oregon | 41 | Klamath | 35 | 3028 | 1 | John C Boyle | 0 | 1958 | 9999 | Hydro | [5 empty] | Non-Fossil | G | 2030 | Hydro |  | 0 | 0 | 0 | 0 | 0 | 0 | 0 | 0 | 0 | 0 | 0 | 0 | 0 | 0 | 0 | 0 | 48.669 | 60.9174 | 73.3569 | 182.9433 | 0 | 0 | 0 | 0 | 0 | 0 | 0 | 0 | 0 | 0 | 0 | 0 | 0 | 0 | 0 | 0 | 0 | 0 | 0 | 0 | 0.79674 | 0.06765 | 0.084675 | 0.10197 | 0.25429 | 0 | 0 | 0 | 0 | 0 | 50.4
3028_G_2 | WECC_Pacific Northwest | Oregon | 41 | Klamath | 35 | 3028 | 2 | John C Boyle | 0 | 1958 | 9999 | Hydro | [5 empty] | Non-Fossil | G | 2030 | Hydro |  | 0 | 0 | 0 | 0 | 0 | 0 | 0 | 0 | 0 | 0 | 0 | 0 | 0 | 0 | 0 | 0 | 45.9652 | 57.5331 | 69.2816 | 172.7798 | 0 | 0 | 0 | 0 | 0 | 0 | 0 | 0 | 0 | 0 | 0 | 0 | 0 | 0 | 0 | 0 | 0 | 0 | 0 | 0 | 0.75247 | 0.063892 | 0.079971 | 0.096301 | 0.24016 | 0 | 0 | 0 | 0 | 0 | 47.6
3029_G_1 | WECC_Pacific Northwest | Oregon | 41 | Douglas | 19 | 3029 | 1 | Lemolo 1 | 0 | 1955 | 9999 | Hydro | [5 empty] | Non-Fossil | G | 2030 | Hydro |  | 0 | 0 | 0 | 0 | 0 | 0 | 0 | 0 | 0 | 0 | 0 | 0 | 0 | 0 | 0 | 0 | 30.9009 | 38.6777 | 46.5758 | 116.1545 | 0 | 0 | 0 | 0 | 0 | 0 | 0 | 0 | 0 | 0 | 0 | 0 | 0 | 0 | 0 | 0 | 0 | 0 | 0 | 0 | 0.50586 | 0.042952 | 0.053762 | 0.06474 | 0.16145 | 0 | 0 | 0 | 0 | 0 | 32
3032_G_1 | WECC_Pacific Northwest | Oregon | 41 | Jackson | 29 | 3032 | 1 | Prospect 1 | 0 | 1912 | 9999 | Hydro | [5 empty] | Non-Fossil | G | 2030 | Hydro |  | 0 | 0 | 0 | 0 | 0 | 0 | 0 | 0 | 0 | 0 | 0 | 0 | 0 | 0 | 0 | 0 | 5.6633 | 6.8355 | 7.6775 | 20.1763 | 0 | 0 | 0 | 0 | 0 | 0 | 0 | 0 | 0 | 0 | 0 | 0 | 0 | 0 | 0 | 0 | 0 | 0 | 0 | 0 | 0.072718 | 0.007872 | 0.0095013 | 0.010672 | 0.028045 | 0 | 0 | 0 | 0 | 0 | 4.6
3033_G_1 | WECC_Pacific Northwest | Oregon | 41 | Jackson | 29 | 3033 | 1 | Prospect 2 | 0 | 1928 | 9999 | Hydro | [5 empty] | Non-Fossil | G | 2030 | Hydro |  | 0 | 0 | 0 | 0 | 0 | 0 | 0 | 0 | 0 | 0 | 0 | 0 | 0 | 0 | 0 | 0 | 22.1607 | 26.7476 | 30.0423 | 78.9507 | 0 | 0 | 0 | 0 | 0 | 0 | 0 | 0 | 0 | 0 | 0 | 0 | 0 | 0 | 0 | 0 | 0 | 0 | 0 | 0 | 0.28455 | 0.030803 | 0.037179 | 0.041759 | 0.10974 | 0 | 0 | 0 | 0 | 0 | 18
3033_G_2 | WECC_Pacific Northwest | Oregon | 41 | Jackson | 29 | 3033 | 2 | Prospect 2 | 0 | 1928 | 9999 | Hydro | [5 empty] | Non-Fossil | G | 2030 | Hydro |  | 0 | 0 | 0 | 0 | 0 | 0 | 0 | 0 | 0 | 0 | 0 | 0 | 0 | 0 | 0 | 0 | 22.1607 | 26.7476 | 30.0423 | 78.9507 | 0 | 0 | 0 | 0 | 0 | 0 | 0 | 0 | 0 | 0 | 0 | 0 | 0 | 0 | 0 | 0 | 0 | 0 | 0 | 0 | 0.28455 | 0.030803 | 0.037179 | 0.041759 | 0.10974 | 0 | 0 | 0 | 0 | 0 | 18
3034_G_1 | WECC_Pacific Northwest | Oregon | 41 | Jackson | 29 | 3034 | 1 | Prospect 3 | 0 | 1932 | 9999 | Hydro | [5 empty] | Non-Fossil | G | 2030 | Hydro |  | 0 | 0 | 0 | 0 | 0 | 0 | 0 | 0 | 0 | 0 | 0 | 0 | 0 | 0 | 0 | 0 | 7.4355 | 9.3068 | 11.2073 | 27.9497 | 0 | 0 | 0 | 0 | 0 | 0 | 0 | 0 | 0 | 0 | 0 | 0 | 0 | 0 | 0 | 0 | 0 | 0 | 0 | 0 | 0.12172 | 0.010335 | 0.012936 | 0.015578 | 0.03885 | 0 | 0 | 0 | 0 | 0 | 7.7
3035_G_1 | WECC_Pacific Northwest | Oregon | 41 | Jackson | 29 | 3035 | 1 | Prospect 4 | 0 | 1944 | 9999 | Hydro | [5 empty] | Non-Fossil | G | 2030 | Hydro |  | 0 | 0 | 0 | 0 | 0 | 0 | 0 | 0 | 0 | 0 | 0 | 0 | 0 | 0 | 0 | 0 | 1.108 | 1.3374 | 1.5021 | 3.9475 | 0 | 0 | 0 | 0 | 0 | 0 | 0 | 0 | 0 | 0 | 0 | 0 | 0 | 0 | 0 | 0 | 0 | 0 | 0 | 0 | 0.014227 | 0.0015402 | 0.001859 | 0.0020879 | 0.0054871 | 0 | 0 | 0 | 0 | 0 | 0.9
3036_G_1 | WECC_Pacific Northwest | Oregon | 41 | Douglas | 19 | 3036 | 1 | Slide Creek | 0 | 1951 | 9999 | Hydro | [5 empty] | Non-Fossil | G | 2030 | Hydro |  | 0 | 0 | 0 | 0 | 0 | 0 | 0 | 0 | 0 | 0 | 0 | 0 | 0 | 0 | 0 | 0 | 17.3818 | 21.7562 | 26.1989 | 65.3369 | 0 | 0 | 0 | 0 | 0 | 0 | 0 | 0 | 0 | 0 | 0 | 0 | 0 | 0 | 0 | 0 | 0 | 0 | 0 | 0 | 0.28455 | 0.024161 | 0.030241 | 0.036416 | 0.090818 | 0 | 0 | 0 | 0 | 0 | 18
3037_G_1 | WECC_Pacific Northwest | Oregon | 41 | Douglas | 19 | 3037 | 1 | Soda Springs | 0 | 1952 | 9999 | Hydro | [5 empty] | Non-Fossil | G | 2030 | Hydro |  | 0 | 0 | 0 | 0 | 0 | 0 | 0 | 0 | 0 | 0 | 0 | 0 | 0 | 0 | 0 | 0 | 14.2814 | 17.2373 | 19.3606 | 50.8793 | 0 | 0 | 0 | 0 | 0 | 0 | 0 | 0 | 0 | 0 | 0 | 0 | 0 | 0 | 0 | 0 | 0 | 0 | 0 | 0 | 0.18338 | 0.019851 | 0.02396 | 0.026911 | 0.070722 | 0 | 0 | 0 | 0 | 0 | 11.6
3040_G_1 | WECC_Pacific Northwest | Oregon | 41 | Douglas | 19 | 3040 | 1 | Toketee Falls | 0 | 1950 | 9999 | Hydro | [5 empty] | Non-Fossil | G | 2030 | Hydro |  | 0 | 0 | 0 | 0 | 0 | 0 | 0 | 0 | 0 | 0 | 0 | 0 | 0 | 0 | 0 | 0 | 14.4848 | 18.1302 | 21.8324 | 54.4474 | 0 | 0 | 0 | 0 | 0 | 0 | 0 | 0 | 0 | 0 | 0 | 0 | 0 | 0 | 0 | 0 | 0 | 0 | 0 | 0 | 0.23712 | 0.020134 | 0.025201 | 0.030347 | 0.075682 | 0 | 0 | 0 | 0 | 0 | 15
3040_G_2 | WECC_Pacific Northwest | Oregon | 41 | Douglas | 19 | 3040 | 2 | Toketee Falls | 0 | 1949 | 9999 | Hydro | [5 empty] | Non-Fossil | G | 2030 | Hydro |  | 0 | 0 | 0 | 0 | 0 | 0 | 0 | 0 | 0 | 0 | 0 | 0 | 0 | 0 | 0 | 0 | 14.4848 | 18.1302 | 21.8324 | 54.4474 | 0 | 0 | 0 | 0 | 0 | 0 | 0 | 0 | 0 | 0 | 0 | 0 | 0 | 0 | 0 | 0 | 0 | 0 | 0 | 0 | 0.23712 | 0.020134 | 0.025201 | 0.030347 | 0.075682 | 0 | 0 | 0 | 0 | 0 | 15
3040_G_3 | WECC_Pacific Northwest | Oregon | 41 | Douglas | 19 | 3040 | 3 | Toketee Falls | 0 | 1950 | 9999 | Hydro | [5 empty] | Non-Fossil | G | 2030 | Hydro |  | 0 | 0 | 0 | 0 | 0 | 0 | 0 | 0 | 0 | 0 | 0 | 0 | 0 | 0 | 0 | 0 | 14.4848 | 18.1302 | 21.8324 | 54.4474 | 0 | 0 | 0 | 0 | 0 | 0 | 0 | 0 | 0 | 0 | 0 | 0 | 0 | 0 | 0 | 0 | 0 | 0 | 0 | 0 | 0.23712 | 0.020134 | 0.025201 | 0.030347 | 0.075682 | 0 | 0 | 0 | 0 | 0 | 15
3041_G_1 | WECC_Pacific Northwest | Oregon | 41 | Wallowa | 63 | 3041 | 1 | Wallowa Falls | 0 | 1921 | 9999 | Hydro | [5 empty] | Non-Fossil | G | 2030 | Hydro |  | 0 | 0 | 0 | 0 | 0 | 0 | 0 | 0 | 0 | 0 | 0 | 0 | 0 | 0 | 0 | 0 | 1.3543 | 1.6346 | 1.8359 | 4.8248 | 0 | 0 | 0 | 0 | 0 | 0 | 0 | 0 | 0 | 0 | 0 | 0 | 0 | 0 | 0 | 0 | 0 | 0 | 0 | 0 | 0.017389 | 0.0018824 | 0.0022721 | 0.0025519 | 0.0067064 | 0 | 0 | 0 | 0 | 0 | 1.1
3045_G_6 | WECC_Pacific Northwest | Oregon | 41 | Clackamas | 5 | 3045 | 6 | Faraday | 0 | 1958 | 9999 | Hydro | [5 empty] | Non-Fossil | G | 2030 | Hydro |  | 0 | 0 | 0 | 0 | 0 | 0 | 0 | 0 | 0 | 0 | 0 | 0 | 0 | 0 | 0 | 0 | 29.4245 | 35.5148 | 39.8896 | 104.8289 | 0 | 0 | 0 | 0 | 0 | 0 | 0 | 0 | 0 | 0 | 0 | 0 | 0 | 0 | 0 | 0 | 0 | 0 | 0 | 0 | 0.37782 | 0.0409 | 0.049366 | 0.055446 | 0.14571 | 0 | 0 | 0 | 0 | 0 | 23.9
3045_G_7 | WECC_Pacific Northwest | Oregon | 41 | Clackamas | 5 | 3045 | 7 | Faraday | 0 | 2020 | 9999 | Hydro | [5 empty] | Non-Fossil | G | 2030 | Hydro |  | 0 | 0 | 0 | 0 | 0 | 0 | 0 | 0 | 0 | 0 | 0 | 0 | 0 | 0 | 0 | 0 | 11.0804 | 13.3738 | 15.0212 | 39.4753 | 0 | 0 | 0 | 0 | 0 | 0 | 0 | 0 | 0 | 0 | 0 | 0 | 0 | 0 | 0 | 0 | 0 | 0 | 0 | 0 | 0.14227 | 0.015402 | 0.01859 | 0.020879 | 0.054871 | 0 | 0 | 0 | 0 | 0 | 9
3045_G_8 | WECC_Pacific Northwest | Oregon | 41 | Clackamas | 5 | 3045 | 8 | Faraday | 0 | 2020 | 9999 | Hydro | [5 empty] | Non-Fossil | G | 2030 | Hydro |  | 0 | 0 | 0 | 0 | 0 | 0 | 0 | 0 | 0 | 0 | 0 | 0 | 0 | 0 | 0 | 0 | 11.0804 | 13.3738 | 15.0212 | 39.4753 | 0 | 0 | 0 | 0 | 0 | 0 | 0 | 0 | 0 | 0 | 0 | 0 | 0 | 0 | 0 | 0 | 0 | 0 | 0 | 0 | 0.14227 | 0.015402 | 0.01859 | 0.020879 | 0.054871 | 0 | 0 | 0 | 0 | 0 | 9
3047_G_1 | WECC_Pacific Northwest | Oregon | 41 | Clackamas | 5 | 3047 | 1 | North Fork | 0 | 1958 | 9999 | Hydro | [5 empty] | Non-Fossil | G | 2030 | Hydro |  | 0 | 0 | 0 | 0 | 0 | 0 | 0 | 0 | 0 | 0 | 0 | 0 | 0 | 0 | 0 | 0 | 33.2411 | 40.1214 | 45.0635 | 118.426 | 0 | 0 | 0 | 0 | 0 | 0 | 0 | 0 | 0 | 0 | 0 | 0 | 0 | 0 | 0 | 0 | 0 | 0 | 0 | 0 | 0.42682 | 0.046205 | 0.055769 | 0.062638 | 0.16461 | 0 | 0 | 0 | 0 | 0 | 27
3047_G_2 | WECC_Pacific Northwest | Oregon | 41 | Clackamas | 5 | 3047 | 2 | North Fork | 0 | 1958 | 9999 | Hydro | [5 empty] | Non-Fossil | G | 2030 | Hydro |  | 0 | 0 | 0 | 0 | 0 | 0 | 0 | 0 | 0 | 0 | 0 | 0 | 0 | 0 | 0 | 0 | 38.1657 | 46.0653 | 51.7396 | 135.9706 | 0 | 0 | 0 | 0 | 0 | 0 | 0 | 0 | 0 | 0 | 0 | 0 | 0 | 0 | 0 | 0 | 0 | 0 | 0 | 0 | 0.49006 | 0.05305 | 0.064031 | 0.071918 | 0.189 | 0 | 0 | 0 | 0 | 0 | 31
3048_G_1 | WECC_Pacific Northwest | Oregon | 41 | Jefferson | 31 | 3048 | 1 | Pelton | 0 | 1957 | 9999 | Hydro | [5 empty] | Non-Fossil | G | 2030 | Hydro |  | 0 | 0 | 0 | 0 | 0 | 0 | 0 | 0 | 0 | 0 | 0 | 0 | 0 | 0 | 0 | 0 | 36.6949 | 45.9298 | 55.3088 | 137.9335 | 0 | 0 | 0 | 0 | 0 | 0 | 0 | 0 | 0 | 0 | 0 | 0 | 0 | 0 | 0 | 0 | 0 | 0 | 0 | 0 | 0.60071 | 0.051006 | 0.063842 | 0.076879 | 0.19173 | 0 | 0 | 0 | 0 | 0 | 38
3048_G_2 | WECC_Pacific Northwest | Oregon | 41 | Jefferson | 31 | 3048 | 2 | Pelton | 0 | 1958 | 9999 | Hydro | [5 empty] | Non-Fossil | G | 2030 | Hydro |  | 0 | 0 | 0 | 0 | 0 | 0 | 0 | 0 | 0 | 0 | 0 | 0 | 0 | 0 | 0 | 0 | 34.7636 | 43.5124 | 52.3978 | 130.6738 | 0 | 0 | 0 | 0 | 0 | 0 | 0 | 0 | 0 | 0 | 0 | 0 | 0 | 0 | 0 | 0 | 0 | 0 | 0 | 0 | 0.5691 | 0.048321 | 0.060482 | 0.072833 | 0.18164 | 0 | 0 | 0 | 0 | 0 | 36
3048_G_3 | WECC_Pacific Northwest | Oregon | 41 | Jefferson | 31 | 3048 | 3 | Pelton | 0 | 1958 | 9999 | Hydro | [5 empty] | Non-Fossil | G | 2030 | Hydro |  | 0 | 0 | 0 | 0 | 0 | 0 | 0 | 0 | 0 | 0 | 0 | 0 | 0 | 0 | 0 | 0 | 34.7636 | 43.5124 | 52.3978 | 130.6738 | 0 | 0 | 0 | 0 | 0 | 0 | 0 | 0 | 0 | 0 | 0 | 0 | 0 | 0 | 0 | 0 | 0 | 0 | 0 | 0 | 0.5691 | 0.048321 | 0.060482 | 0.072833 | 0.18164 | 0 | 0 | 0 | 0 | 0 | 36
3049_G_1 | WECC_Pacific Northwest | Oregon | 41 | Clackamas | 5 | 3049 | 1 | River Mill | 0 | 1911 | 9999 | Hydro | [5 empty] | Non-Fossil | G | 2030 | Hydro |  | 0 | 0 | 0 | 0 | 0 | 0 | 0 | 0 | 0 | 0 | 0 | 0 | 0 | 0 | 0 | 0 | 5.294 | 6.3897 | 7.1768 | 18.8604 | 0 | 0 | 0 | 0 | 0 | 0 | 0 | 0 | 0 | 0 | 0 | 0 | 0 | 0 | 0 | 0 | 0 | 0 | 0 | 0 | 0.067975 | 0.0073586 | 0.0088817 | 0.0099757 | 0.026216 | 0 | 0 | 0 | 0 | 0 | 4.3
3049_G_2 | WECC_Pacific Northwest | Oregon | 41 | Clackamas | 5 | 3049 | 2 | River Mill | 0 | 1911 | 9999 | Hydro | [5 empty] | Non-Fossil | G | 2030 | Hydro |  | 0 | 0 | 0 | 0 | 0 | 0 | 0 | 0 | 0 | 0 | 0 | 0 | 0 | 0 | 0 | 0 | 5.294 | 6.3897 | 7.1768 | 18.8604 | 0 | 0 | 0 | 0 | 0 | 0 | 0 | 0 | 0 | 0 | 0 | 0 | 0 | 0 | 0 | 0 | 0 | 0 | 0 | 0 | 0.067975 | 0.0073586 | 0.0088817 | 0.0099757 | 0.026216 | 0 | 0 | 0 | 0 | 0 | 4.3
3049_G_3 | WECC_Pacific Northwest | Oregon | 41 | Clackamas | 5 | 3049 | 3 | River Mill | 0 | 1912 | 9999 | Hydro | [5 empty] | Non-Fossil | G | 2030 | Hydro |  | 0 | 0 | 0 | 0 | 0 | 0 | 0 | 0 | 0 | 0 | 0 | 0 | 0 | 0 | 0 | 0 | 5.294 | 6.3897 | 7.1768 | 18.8604 | 0 | 0 | 0 | 0 | 0 | 0 | 0 | 0 | 0 | 0 | 0 | 0 | 0 | 0 | 0 | 0 | 0 | 0 | 0 | 0 | 0.067975 | 0.0073586 | 0.0088817 | 0.0099757 | 0.026216 | 0 | 0 | 0 | 0 | 0 | 4.3
3049_G_4 | WECC_Pacific Northwest | Oregon | 41 | Clackamas | 5 | 3049 | 4 | River Mill | 0 | 1927 | 9999 | Hydro | [5 empty] | Non-Fossil | G | 2030 | Hydro |  | 0 | 0 | 0 | 0 | 0 | 0 | 0 | 0 | 0 | 0 | 0 | 0 | 0 | 0 | 0 | 0 | 6.402 | 7.7271 | 8.6789 | 22.808 | 0 | 0 | 0 | 0 | 0 | 0 | 0 | 0 | 0 | 0 | 0 | 0 | 0 | 0 | 0 | 0 | 0 | 0 | 0 | 0 | 0.082203 | 0.0088988 | 0.010741 | 0.012064 | 0.031703 | 0 | 0 | 0 | 0 | 0 | 5.2
3049_G_5 | WECC_Pacific Northwest | Oregon | 41 | Clackamas | 5 | 3049 | 5 | River Mill | 0 | 1952 | 9999 | Hydro | [5 empty] | Non-Fossil | G | 2030 | Hydro |  | 0 | 0 | 0 | 0 | 0 | 0 | 0 | 0 | 0 | 0 | 0 | 0 | 0 | 0 | 0 | 0 | 8.1256 | 9.8074 | 11.0155 | 28.9486 | 0 | 0 | 0 | 0 | 0 | 0 | 0 | 0 | 0 | 0 | 0 | 0 | 0 | 0 | 0 | 0 | 0 | 0 | 0 | 0 | 0.10433 | 0.011295 | 0.013632 | 0.015312 | 0.040239 | 0 | 0 | 0 | 0 | 0 | 6.6
3050_G_1 | WECC_Pacific Northwest | Oregon | 41 | Jefferson | 31 | 3050 | 1 | Round Butte | 0 | 1964 | 9999 | Hydro | [5 empty] | Non-Fossil | G | 2030 | Hydro |  | 0 | 0 | 0 | 0 | 0 | 0 | 0 | 0 | 0 | 0 | 0 | 0 | 0 | 0 | 0 | 0 | 106.222 | 132.9546 | 160.1044 | 399.2811 | 0 | 0 | 0 | 0 | 0 | 0 | 0 | 0 | 0 | 0 | 0 | 0 | 0 | 0 | 0 | 0 | 0 | 0 | 0 | 0 | 1.7389 | 0.14765 | 0.18481 | 0.22255 | 0.555 | 0 | 0 | 0 | 0 | 0 | 110
3050_G_2 | WECC_Pacific Northwest | Oregon | 41 | Jefferson | 31 | 3050 | 2 | Round Butte | 0 | 1964 | 9999 | Hydro | [5 empty] | Non-Fossil | G | 2030 | Hydro |  | 0 | 0 | 0 | 0 | 0 | 0 | 0 | 0 | 0 | 0 | 0 | 0 | 0 | 0 | 0 | 0 | 117.327 | 146.8544 | 176.8426 | 441.0241 | 0 | 0 | 0 | 0 | 0 | 0 | 0 | 0 | 0 | 0 | 0 | 0 | 0 | 0 | 0 | 0 | 0 | 0 | 0 | 0 | 1.9207 | 0.16308 | 0.20413 | 0.24581 | 0.61302 | 0 | 0 | 0 | 0 | 0 | 121.5
3050_G_3 | WECC_Pacific Northwest | Oregon | 41 | Jefferson | 31 | 3050 | 3 | Round Butte | 0 | 1964 | 9999 | Hydro | [5 empty] | Non-Fossil | G | 2030 | Hydro |  | 0 | 0 | 0 | 0 | 0 | 0 | 0 | 0 | 0 | 0 | 0 | 0 | 0 | 0 | 0 | 0 | 117.327 | 146.8544 | 176.8426 | 441.0241 | 0 | 0 | 0 | 0 | 0 | 0 | 0 | 0 | 0 | 0 | 0 | 0 | 0 | 0 | 0 | 0 | 0 | 0 | 0 | 0 | 1.9207 | 0.16308 | 0.20413 | 0.24581 | 0.61302 | 0 | 0 | 0 | 0 | 0 | 121.5
3053_G_1 | WECC_Pacific Northwest | Oregon | 41 | Clackamas | 5 | 3053 | 1 | Sullivan | 0 | 1952 | 9999 | Hydro | [5 empty] | Non-Fossil | G | 2030 | Hydro |  | 0 | 0 | 0 | 0 | 0 | 0 | 0 | 0 | 0 | 0 | 0 | 0 | 0 | 0 | 0 | 0 | 1.7236 | 2.0804 | 2.3366 | 6.1406 | 0 | 0 | 0 | 0 | 0 | 0 | 0 | 0 | 0 | 0 | 0 | 0 | 0 | 0 | 0 | 0 | 0 | 0 | 0 | 0 | 0.022132 | 0.0023958 | 0.0028917 | 0.0032479 | 0.0085354 | 0 | 0 | 0 | 0 | 0 | 1.4
3053_G_10 | WECC_Pacific Northwest | Oregon | 41 | Clackamas | 5 | 3053 | 10 | Sullivan | 0 | 1952 | 9999 | Hydro | [5 empty] | Non-Fossil | G | 2030 | Hydro |  | 0 | 0 | 0 | 0 | 0 | 0 | 0 | 0 | 0 | 0 | 0 | 0 | 0 | 0 | 0 | 0 | 1.8467 | 2.229 | 2.5035 | 6.5792 | 0 | 0 | 0 | 0 | 0 | 0 | 0 | 0 | 0 | 0 | 0 | 0 | 0 | 0 | 0 | 0 | 0 | 0 | 0 | 0 | 0.023712 | 0.002567 | 0.0030983 | 0.0034799 | 0.0091451 | 0 | 0 | 0 | 0 | 0 | 1.5
3053_G_11 | WECC_Pacific Northwest | Oregon | 41 | Clackamas | 5 | 3053 | 11 | Sullivan | 0 | 1952 | 9999 | Hydro | [5 empty] | Non-Fossil | G | 2030 | Hydro |  | 0 | 0 | 0 | 0 | 0 | 0 | 0 | 0 | 0 | 0 | 0 | 0 | 0 | 0 | 0 | 0 | 1.7236 | 2.0804 | 2.3366 | 6.1406 | 0 | 0 | 0 | 0 | 0 | 0 | 0 | 0 | 0 | 0 | 0 | 0 | 0 | 0 | 0 | 0 | 0 | 0 | 0 | 0 | 0.022132 | 0.0023958 | 0.0028917 | 0.0032479 | 0.0085354 | 0 | 0 | 0 | 0 | 0 | 1.4
3053_G_12 | WECC_Pacific Northwest | Oregon | 41 | Clackamas | 5 | 3053 | 12 | Sullivan | 0 | 1952 | 9999 | Hydro | [5 empty] | Non-Fossil | G | 2030 | Hydro |  | 0 | 0 | 0 | 0 | 0 | 0 | 0 | 0 | 0 | 0 | 0 | 0 | 0 | 0 | 0 | 0 | 1.7236 | 2.0804 | 2.3366 | 6.1406 | 0 | 0 | 0 | 0 | 0 | 0 | 0 | 0 | 0 | 0 | 0 | 0 | 0 | 0 | 0 | 0 | 0 | 0 | 0 | 0 | 0.022132 | 0.0023958 | 0.0028917 | 0.0032479 | 0.0085354 | 0 | 0 | 0 | 0 | 0 | 1.4
3053_G_13 | WECC_Pacific Northwest | Oregon | 41 | Clackamas | 5 | 3053 | 13 | Sullivan | 0 | 1952 | 9999 | Hydro | [5 empty] | Non-Fossil | G | 2030 | Hydro |  | 0 | 0 | 0 | 0 | 0 | 0 | 0 | 0 | 0 | 0 | 0 | 0 | 0 | 0 | 0 | 0 | 1.4774 | 1.7832 | 2.0028 | 5.2634 | 0 | 0 | 0 | 0 | 0 | 0 | 0 | 0 | 0 | 0 | 0 | 0 | 0 | 0 | 0 | 0 | 0 | 0 | 0 | 0 | 0.01897 | 0.0020536 | 0.0024786 | 0.0027839 | 0.0073161 | 0 | 0 | 0 | 0 | 0 | 1.2
3053_G_2 | WECC_Pacific Northwest | Oregon | 41 | Clackamas | 5 | 3053 | 2 | Sullivan | 0 | 1952 | 9999 | Hydro | [5 empty] | Non-Fossil | G | 2030 | Hydro |  | 0 | 0 | 0 | 0 | 0 | 0 | 0 | 0 | 0 | 0 | 0 | 0 | 0 | 0 | 0 | 0 | 1.8467 | 2.229 | 2.5035 | 6.5792 | 0 | 0 | 0 | 0 | 0 | 0 | 0 | 0 | 0 | 0 | 0 | 0 | 0 | 0 | 0 | 0 | 0 | 0 | 0 | 0 | 0.023712 | 0.002567 | 0.0030983 | 0.0034799 | 0.0091451 | 0 | 0 | 0 | 0 | 0 | 1.5
3053_G_3 | WECC_Pacific Northwest | Oregon | 41 | Clackamas | 5 | 3053 | 3 | Sullivan | 0 | 1952 | 9999 | Hydro | [5 empty] | Non-Fossil | G | 2030 | Hydro |  | 0 | 0 | 0 | 0 | 0 | 0 | 0 | 0 | 0 | 0 | 0 | 0 | 0 | 0 | 0 | 0 | 1.8467 | 2.229 | 2.5035 | 6.5792 | 0 | 0 | 0 | 0 | 0 | 0 | 0 | 0 | 0 | 0 | 0 | 0 | 0 | 0 | 0 | 0 | 0 | 0 | 0 | 0 | 0.023712 | 0.002567 | 0.0030983 | 0.0034799 | 0.0091451 | 0 | 0 | 0 | 0 | 0 | 1.5
3053_G_4 | WECC_Pacific Northwest | Oregon | 41 | Clackamas | 5 | 3053 | 4 | Sullivan | 0 | 1952 | 9999 | Hydro | [5 empty] | Non-Fossil | G | 2030 | Hydro |  | 0 | 0 | 0 | 0 | 0 | 0 | 0 | 0 | 0 | 0 | 0 | 0 | 0 | 0 | 0 | 0 | 1.8467 | 2.229 | 2.5035 | 6.5792 | 0 | 0 | 0 | 0 | 0 | 0 | 0 | 0 | 0 | 0 | 0 | 0 | 0 | 0 | 0 | 0 | 0 | 0 | 0 | 0 | 0.023712 | 0.002567 | 0.0030983 | 0.0034799 | 0.0091451 | 0 | 0 | 0 | 0 | 0 | 1.5
3053_G_5 | WECC_Pacific Northwest | Oregon | 41 | Clackamas | 5 | 3053 | 5 | Sullivan | 0 | 1952 | 9999 | Hydro | [5 empty] | Non-Fossil | G | 2030 | Hydro |  | 0 | 0 | 0 | 0 | 0 | 0 | 0 | 0 | 0 | 0 | 0 | 0 | 0 | 0 | 0 | 0 | 1.8467 | 2.229 | 2.5035 | 6.5792 | 0 | 0 | 0 | 0 | 0 | 0 | 0 | 0 | 0 | 0 | 0 | 0 | 0 | 0 | 0 | 0 | 0 | 0 | 0 | 0 | 0.023712 | 0.002567 | 0.0030983 | 0.0034799 | 0.0091451 | 0 | 0 | 0 | 0 | 0 | 1.5
3053_G_6 | WECC_Pacific Northwest | Oregon | 41 | Clackamas | 5 | 3053 | 6 | Sullivan | 0 | 1952 | 9999 | Hydro | [5 empty] | Non-Fossil | G | 2030 | Hydro |  | 0 | 0 | 0 | 0 | 0 | 0 | 0 | 0 | 0 | 0 | 0 | 0 | 0 | 0 | 0 | 0 | 1.8467 | 2.229 | 2.5035 | 6.5792 | 0 | 0 | 0 | 0 | 0 | 0 | 0 | 0 | 0 | 0 | 0 | 0 | 0 | 0 | 0 | 0 | 0 | 0 | 0 | 0 | 0.023712 | 0.002567 | 0.0030983 | 0.0034799 | 0.0091451 | 0 | 0 | 0 | 0 | 0 | 1.5
3053_G_7 | WECC_Pacific Northwest | Oregon | 41 | Clackamas | 5 | 3053 | 7 | Sullivan | 0 | 1952 | 9999 | Hydro | [5 empty] | Non-Fossil | G | 2030 | Hydro |  | 0 | 0 | 0 | 0 | 0 | 0 | 0 | 0 | 0 | 0 | 0 | 0 | 0 | 0 | 0 | 0 | 1.8467 | 2.229 | 2.5035 | 6.5792 | 0 | 0 | 0 | 0 | 0 | 0 | 0 | 0 | 0 | 0 | 0 | 0 | 0 | 0 | 0 | 0 | 0 | 0 | 0 | 0 | 0.023712 | 0.002567 | 0.0030983 | 0.0034799 | 0.0091451 | 0 | 0 | 0 | 0 | 0 | 1.5
3053_G_8 | WECC_Pacific Northwest | Oregon | 41 | Clackamas | 5 | 3053 | 8 | Sullivan | 0 | 1952 | 9999 | Hydro | [5 empty] | Non-Fossil | G | 2030 | Hydro |  | 0 | 0 | 0 | 0 | 0 | 0 | 0 | 0 | 0 | 0 | 0 | 0 | 0 | 0 | 0 | 0 | 1.7236 | 2.0804 | 2.3366 | 6.1406 | 0 | 0 | 0 | 0 | 0 | 0 | 0 | 0 | 0 | 0 | 0 | 0 | 0 | 0 | 0 | 0 | 0 | 0 | 0 | 0 | 0.022132 | 0.0023958 | 0.0028917 | 0.0032479 | 0.0085354 | 0 | 0 | 0 | 0 | 0 | 1.4
3053_G_9 | WECC_Pacific Northwest | Oregon | 41 | Clackamas | 5 | 3053 | 9 | Sullivan | 0 | 1924 | 9999 | Hydro | [5 empty] | Non-Fossil | G | 2030 | Hydro |  | 0 | 0 | 0 | 0 | 0 | 0 | 0 | 0 | 0 | 0 | 0 | 0 | 0 | 0 | 0 | 0 | 1.2312 | 1.486 | 1.669 | 4.3861 | 0 | 0 | 0 | 0 | 0 | 0 | 0 | 0 | 0 | 0 | 0 | 0 | 0 | 0 | 0 | 0 | 0 | 0 | 0 | 0 | 0.015808 | 0.0017113 | 0.0020655 | 0.0023199 | 0.0060967 | 0 | 0 | 0 | 0 | 0 | 1
3067_G_1 | WECC_Pacific Northwest | Oregon | 41 | Linn | 43 | 3067 | 1 | Carmen Smith | 0 | 1963 | 9999 | Hydro | [5 empty] | Non-Fossil | G | 2030 | Hydro |  | 0 | 0 | 0 | 0 | 0 | 0 | 0 | 0 | 0 | 0 | 0 | 0 | 0 | 0 | 0 | 0 | 48.2827 | 60.4339 | 72.7747 | 181.4914 | 0 | 0 | 0 | 0 | 0 | 0 | 0 | 0 | 0 | 0 | 0 | 0 | 0 | 0 | 0 | 0 | 0 | 0 | 0 | 0 | 0.79041 | 0.067113 | 0.084003 | 0.10116 | 0.25227 | 0 | 0 | 0 | 0 | 0 | 50
3067_G_2 | WECC_Pacific Northwest | Oregon | 41 | Linn | 43 | 3067 | 2 | Carmen Smith | 0 | 1963 | 9999 | Hydro | [5 empty] | Non-Fossil | G | 2030 | Hydro |  | 0 | 0 | 0 | 0 | 0 | 0 | 0 | 0 | 0 | 0 | 0 | 0 | 0 | 0 | 0 | 0 | 48.2827 | 60.4339 | 72.7747 | 181.4914 | 0 | 0 | 0 | 0 | 0 | 0 | 0 | 0 | 0 | 0 | 0 | 0 | 0 | 0 | 0 | 0 | 0 | 0 | 0 | 0 | 0.79041 | 0.067113 | 0.084003 | 0.10116 | 0.25227 | 0 | 0 | 0 | 0 | 0 | 50
3067_G_3 | WECC_Pacific Northwest | Oregon | 41 | Linn | 43 | 3067 | 3 | Carmen Smith | 0 | 1963 | 9999 | Hydro | [5 empty] | Non-Fossil | G | 2030 | Hydro |  | 0 | 0 | 0 | 0 | 0 | 0 | 0 | 0 | 0 | 0 | 0 | 0 | 0 | 0 | 0 | 0 | 9.6565e-07 | 1.2087e-06 | 1.4555e-06 | 3.6298e-06 | 0 | 0 | 0 | 0 | 0 | 0 | 0 | 0 | 0 | 0 | 0 | 0 | 0 | 0 | 0 | 0 | 0 | 0 | 0 | 0 | 1.5808e-08 | 1.3423e-09 | 1.6801e-09 | 2.0231e-09 | 5.0455e-09 | 0 | 0 | 0 | 0 | 0 | 1e-06
3068_G_1 | WECC_Pacific Northwest | Oregon | 41 | Lane | 39 | 3068 | 1 | Leaburg | 0 | 1930 | 9999 | Hydro | [5 empty] | Non-Fossil | G | 2030 | Hydro |  | 0 | 0 | 0 | 0 | 0 | 0 | 0 | 0 | 0 | 0 | 0 | 0 | 0 | 0 | 0 | 0 | 4.9246 | 5.9439 | 6.6761 | 17.5446 | 0 | 0 | 0 | 0 | 0 | 0 | 0 | 0 | 0 | 0 | 0 | 0 | 0 | 0 | 0 | 0 | 0 | 0 | 0 | 0 | 0.063233 | 0.0068452 | 0.008262 | 0.0092797 | 0.024387 | 0 | 0 | 0 | 0 | 0 | 4
3068_G_2 | WECC_Pacific Northwest | Oregon | 41 | Lane | 39 | 3068 | 2 | Leaburg | 0 | 1950 | 9999 | Hydro | [5 empty] | Non-Fossil | G | 2030 | Hydro |  | 0 | 0 | 0 | 0 | 0 | 0 | 0 | 0 | 0 | 0 | 0 | 0 | 0 | 0 | 0 | 0 | 4.9246 | 5.9439 | 6.6761 | 17.5446 | 0 | 0 | 0 | 0 | 0 | 0 | 0 | 0 | 0 | 0 | 0 | 0 | 0 | 0 | 0 | 0 | 0 | 0 | 0 | 0 | 0.063233 | 0.0068452 | 0.008262 | 0.0092797 | 0.024387 | 0 | 0 | 0 | 0 | 0 | 4
3071_G_1 | WECC_Pacific Northwest | Oregon | 41 | Lane | 39 | 3071 | 1 | Walterville | 0 | 1949 | 9999 | Hydro | [5 empty] | Non-Fossil | G | 2030 | Hydro |  | 0 | 0 | 0 | 0 | 0 | 0 | 0 | 0 | 0 | 0 | 0 | 0 | 0 | 0 | 0 | 0 | 9.2336 | 11.1448 | 12.5176 | 32.8961 | 0 | 0 | 0 | 0 | 0 | 0 | 0 | 0 | 0 | 0 | 0 | 0 | 0 | 0 | 0 | 0 | 0 | 0 | 0 | 0 | 0.11856 | 0.012835 | 0.015491 | 0.0174 | 0.045726 | 0 | 0 | 0 | 0 | 0 | 7.5
3074_G_1 | WECC_Pacific Northwest | Oregon | 41 | Marion | 47 | 3074 | 1 | Big Cliff | 0 | 1954 | 9999 | Hydro | [5 empty] | Non-Fossil | G | 2030 | Hydro |  | 0 | 0 | 0 | 0 | 0 | 0 | 0 | 0 | 0 | 0 | 0 | 0 | 0 | 0 | 0 | 0 | 25.8542 | 31.2055 | 35.0494 | 92.1091 | 0 | 0 | 0 | 0 | 0 | 0 | 0 | 0 | 0 | 0 | 0 | 0 | 0 | 0 | 0 | 0 | 0 | 0 | 0 | 0 | 0.33197 | 0.035937 | 0.043376 | 0.048719 | 0.12803 | 0 | 0 | 0 | 0 | 0 | 21
3075_G_1 | WECC_Pacific Northwest | Oregon | 41 | Multnomah | 51 | 3075 | 1 | Bonneville | 0 | 1938 | 9999 | Hydro | [5 empty] | Non-Fossil | G | 2030 | Hydro |  | 0 | 0 | 0 | 0 | 0 | 0 | 0 | 0 | 0 | 0 | 0 | 0 | 0 | 0 | 0 | 0 | 65.8666 | 79.4997 | 89.2925 | 234.6589 | 0 | 0 | 0 | 0 | 0 | 0 | 0 | 0 | 0 | 0 | 0 | 0 | 0 | 0 | 0 | 0 | 0 | 0 | 0 | 0 | 0.84574 | 0.091555 | 0.1105 | 0.12412 | 0.32618 | 0 | 0 | 0 | 0 | 0 | 53.5
3075_G_10 | WECC_Pacific Northwest | Oregon | 41 | Multnomah | 51 | 3075 | 10 | Bonneville | 0 | 1944 | 9999 | Hydro | [5 empty] | Non-Fossil | G | 2030 | Hydro |  | 0 | 0 | 0 | 0 | 0 | 0 | 0 | 0 | 0 | 0 | 0 | 0 | 0 | 0 | 0 | 0 | 66.4822 | 80.2427 | 90.127 | 236.852 | 0 | 0 | 0 | 0 | 0 | 0 | 0 | 0 | 0 | 0 | 0 | 0 | 0 | 0 | 0 | 0 | 0 | 0 | 0 | 0 | 0.85364 | 0.09241 | 0.11154 | 0.12528 | 0.32922 | 0 | 0 | 0 | 0 | 0 | 54
3075_G_11 | WECC_Pacific Northwest | Oregon | 41 | Multnomah | 51 | 3075 | 11 | Bonneville | 0 | 1982 | 9999 | Hydro | [5 empty] | Non-Fossil | G | 2030 | Hydro |  | 0 | 0 | 0 | 0 | 0 | 0 | 0 | 0 | 0 | 0 | 0 | 0 | 0 | 0 | 0 | 0 | 81.8716 | 98.8174 | 110.9898 | 291.6788 | 0 | 0 | 0 | 0 | 0 | 0 | 0 | 0 | 0 | 0 | 0 | 0 | 0 | 0 | 0 | 0 | 0 | 0 | 0 | 0 | 1.0512 | 0.1138 | 0.13736 | 0.15428 | 0.40543 | 0 | 0 | 0 | 0 | 0 | 66.5
3075_G_12 | WECC_Pacific Northwest | Oregon | 41 | Multnomah | 51 | 3075 | 12 | Bonneville | 0 | 1982 | 9999 | Hydro | [5 empty] | Non-Fossil | G | 2030 | Hydro |  | 0 | 0 | 0 | 0 | 0 | 0 | 0 | 0 | 0 | 0 | 0 | 0 | 0 | 0 | 0 | 0 | 81.8716 | 98.8174 | 110.9898 | 291.6788 | 0 | 0 | 0 | 0 | 0 | 0 | 0 | 0 | 0 | 0 | 0 | 0 | 0 | 0 | 0 | 0 | 0 | 0 | 0 | 0 | 1.0512 | 0.1138 | 0.13736 | 0.15428 | 0.40543 | 0 | 0 | 0 | 0 | 0 | 66.5
3075_G_13 | WECC_Pacific Northwest | Oregon | 41 | Multnomah | 51 | 3075 | 13 | Bonneville | 0 | 1982 | 9999 | Hydro | [5 empty] | Non-Fossil | G | 2030 | Hydro |  | 0 | 0 | 0 | 0 | 0 | 0 | 0 | 0 | 0 | 0 | 0 | 0 | 0 | 0 | 0 | 0 | 81.8716 | 98.8174 | 110.9898 | 291.6788 | 0 | 0 | 0 | 0 | 0 | 0 | 0 | 0 | 0 | 0 | 0 | 0 | 0 | 0 | 0 | 0 | 0 | 0 | 0 | 0 | 1.0512 | 0.1138 | 0.13736 | 0.15428 | 0.40543 | 0 | 0 | 0 | 0 | 0 | 66.5
3075_G_14 | WECC_Pacific Northwest | Oregon | 41 | Multnomah | 51 | 3075 | 14 | Bonneville | 0 | 1982 | 9999 | Hydro | [5 empty] | Non-Fossil | G | 2030 | Hydro |  | 0 | 0 | 0 | 0 | 0 | 0 | 0 | 0 | 0 | 0 | 0 | 0 | 0 | 0 | 0 | 0 | 81.8716 | 98.8174 | 110.9898 | 291.6788 | 0 | 0 | 0 | 0 | 0 | 0 | 0 | 0 | 0 | 0 | 0 | 0 | 0 | 0 | 0 | 0 | 0 | 0 | 0 | 0 | 1.0512 | 0.1138 | 0.13736 | 0.15428 | 0.40543 | 0 | 0 | 0 | 0 | 0 | 66.5
3075_G_15 | WECC_Pacific Northwest | Oregon | 41 | Multnomah | 51 | 3075 | 15 | Bonneville | 0 | 1982 | 9999 | Hydro | [5 empty] | Non-Fossil | G | 2030 | Hydro |  | 0 | 0 | 0 | 0 | 0 | 0 | 0 | 0 | 0 | 0 | 0 | 0 | 0 | 0 | 0 | 0 | 81.8716 | 98.8174 | 110.9898 | 291.6788 | 0 | 0 | 0 | 0 | 0 | 0 | 0 | 0 | 0 | 0 | 0 | 0 | 0 | 0 | 0 | 0 | 0 | 0 | 0 | 0 | 1.0512 | 0.1138 | 0.13736 | 0.15428 | 0.40543 | 0 | 0 | 0 | 0 | 0 | 66.5
3075_G_16 | WECC_Pacific Northwest | Oregon | 41 | Multnomah | 51 | 3075 | 16 | Bonneville | 0 | 1981 | 9999 | Hydro | [5 empty] | Non-Fossil | G | 2030 | Hydro |  | 0 | 0 | 0 | 0 | 0 | 0 | 0 | 0 | 0 | 0 | 0 | 0 | 0 | 0 | 0 | 0 | 81.8716 | 98.8174 | 110.9898 | 291.6788 | 0 | 0 | 0 | 0 | 0 | 0 | 0 | 0 | 0 | 0 | 0 | 0 | 0 | 0 | 0 | 0 | 0 | 0 | 0 | 0 | 1.0512 | 0.1138 | 0.13736 | 0.15428 | 0.40543 | 0 | 0 | 0 | 0 | 0 | 66.5
3075_G_17 | WECC_Pacific Northwest | Oregon | 41 | Multnomah | 51 | 3075 | 17 | Bonneville | 0 | 1981 | 9999 | Hydro | [5 empty] | Non-Fossil | G | 2030 | Hydro |  | 0 | 0 | 0 | 0 | 0 | 0 | 0 | 0 | 0 | 0 | 0 | 0 | 0 | 0 | 0 | 0 | 81.8716 | 98.8174 | 110.9898 | 291.6788 | 0 | 0 | 0 | 0 | 0 | 0 | 0 | 0 | 0 | 0 | 0 | 0 | 0 | 0 | 0 | 0 | 0 | 0 | 0 | 0 | 1.0512 | 0.1138 | 0.13736 | 0.15428 | 0.40543 | 0 | 0 | 0 | 0 | 0 | 66.5
3075_G_18 | WECC_Pacific Northwest | Oregon | 41 | Multnomah | 51 | 3075 | 18 | Bonneville | 0 | 1981 | 9999 | Hydro | [5 empty] | Non-Fossil | G | 2030 | Hydro |  | 0 | 0 | 0 | 0 | 0 | 0 | 0 | 0 | 0 | 0 | 0 | 0 | 0 | 0 | 0 | 0 | 81.8716 | 98.8174 | 110.9898 | 291.6788 | 0 | 0 | 0 | 0 | 0 | 0 | 0 | 0 | 0 | 0 | 0 | 0 | 0 | 0 | 0 | 0 | 0 | 0 | 0 | 0 | 1.0512 | 0.1138 | 0.13736 | 0.15428 | 0.40543 | 0 | 0 | 0 | 0 | 0 | 66.5
3075_G_2 | WECC_Pacific Northwest | Oregon | 41 | Multnomah | 51 | 3075 | 2 | Bonneville | 0 | 1938 | 9999 | Hydro | [5 empty] | Non-Fossil | G | 2030 | Hydro |  | 0 | 0 | 0 | 0 | 0 | 0 | 0 | 0 | 0 | 0 | 0 | 0 | 0 | 0 | 0 | 0 | 65.8666 | 79.4997 | 89.2925 | 234.6589 | 0 | 0 | 0 | 0 | 0 | 0 | 0 | 0 | 0 | 0 | 0 | 0 | 0 | 0 | 0 | 0 | 0 | 0 | 0 | 0 | 0.84574 | 0.091555 | 0.1105 | 0.12412 | 0.32618 | 0 | 0 | 0 | 0 | 0 | 53.5
3075_G_3 | WECC_Pacific Northwest | Oregon | 41 | Multnomah | 51 | 3075 | 3 | Bonneville | 0 | 1941 | 9999 | Hydro | [5 empty] | Non-Fossil | G | 2030 | Hydro |  | 0 | 0 | 0 | 0 | 0 | 0 | 0 | 0 | 0 | 0 | 0 | 0 | 0 | 0 | 0 | 0 | 76.4545 | 92.2791 | 103.6461 | 272.3798 | 0 | 0 | 0 | 0 | 0 | 0 | 0 | 0 | 0 | 0 | 0 | 0 | 0 | 0 | 0 | 0 | 0 | 0 | 0 | 0 | 0.98169 | 0.10627 | 0.12827 | 0.14407 | 0.37861 | 0 | 0 | 0 | 0 | 0 | 62.1
3075_G_4 | WECC_Pacific Northwest | Oregon | 41 | Multnomah | 51 | 3075 | 4 | Bonneville | 0 | 1941 | 9999 | Hydro | [5 empty] | Non-Fossil | G | 2030 | Hydro |  | 0 | 0 | 0 | 0 | 0 | 0 | 0 | 0 | 0 | 0 | 0 | 0 | 0 | 0 | 0 | 0 | 76.4545 | 92.2791 | 103.6461 | 272.3798 | 0 | 0 | 0 | 0 | 0 | 0 | 0 | 0 | 0 | 0 | 0 | 0 | 0 | 0 | 0 | 0 | 0 | 0 | 0 | 0 | 0.98169 | 0.10627 | 0.12827 | 0.14407 | 0.37861 | 0 | 0 | 0 | 0 | 0 | 62.1
3075_G_5 | WECC_Pacific Northwest | Oregon | 41 | Multnomah | 51 | 3075 | 5 | Bonneville | 0 | 1941 | 9999 | Hydro | [5 empty] | Non-Fossil | G | 2030 | Hydro |  | 0 | 0 | 0 | 0 | 0 | 0 | 0 | 0 | 0 | 0 | 0 | 0 | 0 | 0 | 0 | 0 | 76.4545 | 92.2791 | 103.6461 | 272.3798 | 0 | 0 | 0 | 0 | 0 | 0 | 0 | 0 | 0 | 0 | 0 | 0 | 0 | 0 | 0 | 0 | 0 | 0 | 0 | 0 | 0.98169 | 0.10627 | 0.12827 | 0.14407 | 0.37861 | 0 | 0 | 0 | 0 | 0 | 62.1
3075_G_6 | WECC_Pacific Northwest | Oregon | 41 | Multnomah | 51 | 3075 | 6 | Bonneville | 0 | 1942 | 9999 | Hydro | [5 empty] | Non-Fossil | G | 2030 | Hydro |  | 0 | 0 | 0 | 0 | 0 | 0 | 0 | 0 | 0 | 0 | 0 | 0 | 0 | 0 | 0 | 0 | 76.4545 | 92.2791 | 103.6461 | 272.3798 | 0 | 0 | 0 | 0 | 0 | 0 | 0 | 0 | 0 | 0 | 0 | 0 | 0 | 0 | 0 | 0 | 0 | 0 | 0 | 0 | 0.98169 | 0.10627 | 0.12827 | 0.14407 | 0.37861 | 0 | 0 | 0 | 0 | 0 | 62.1
3075_G_7 | WECC_Pacific Northwest | Oregon | 41 | Multnomah | 51 | 3075 | 7 | Bonneville | 0 | 1943 | 9999 | Hydro | [5 empty] | Non-Fossil | G | 2030 | Hydro |  | 0 | 0 | 0 | 0 | 0 | 0 | 0 | 0 | 0 | 0 | 0 | 0 | 0 | 0 | 0 | 0 | 76.4545 | 92.2791 | 103.6461 | 272.3798 | 0 | 0 | 0 | 0 | 0 | 0 | 0 | 0 | 0 | 0 | 0 | 0 | 0 | 0 | 0 | 0 | 0 | 0 | 0 | 0 | 0.98169 | 0.10627 | 0.12827 | 0.14407 | 0.37861 | 0 | 0 | 0 | 0 | 0 | 62.1
3075_G_8 | WECC_Pacific Northwest | Oregon | 41 | Multnomah | 51 | 3075 | 8 | Bonneville | 0 | 1943 | 9999 | Hydro | [5 empty] | Non-Fossil | G | 2030 | Hydro |  | 0 | 0 | 0 | 0 | 0 | 0 | 0 | 0 | 0 | 0 | 0 | 0 | 0 | 0 | 0 | 0 | 76.4545 | 92.2791 | 103.6461 | 272.3798 | 0 | 0 | 0 | 0 | 0 | 0 | 0 | 0 | 0 | 0 | 0 | 0 | 0 | 0 | 0 | 0 | 0 | 0 | 0 | 0 | 0.98169 | 0.10627 | 0.12827 | 0.14407 | 0.37861 | 0 | 0 | 0 | 0 | 0 | 62.1
3075_G_9 | WECC_Pacific Northwest | Oregon | 41 | Multnomah | 51 | 3075 | 9 | Bonneville | 0 | 1943 | 9999 | Hydro | [5 empty] | Non-Fossil | G | 2030 | Hydro |  | 0 | 0 | 0 | 0 | 0 | 0 | 0 | 0 | 0 | 0 | 0 | 0 | 0 | 0 | 0 | 0 | 76.4545 | 92.2791 | 103.6461 | 272.3798 | 0 | 0 | 0 | 0 | 0 | 0 | 0 | 0 | 0 | 0 | 0 | 0 | 0 | 0 | 0 | 0 | 0 | 0 | 0 | 0 | 0.98169 | 0.10627 | 0.12827 | 0.14407 | 0.37861 | 0 | 0 | 0 | 0 | 0 | 62.1
3075_G_F1 | WECC_Pacific Northwest | Oregon | 41 | Multnomah | 51 | 3075 | F1 | Bonneville | 0 | 1982 | 9999 | Hydro | [5 empty] | Non-Fossil | G | 2030 | Hydro |  | 0 | 0 | 0 | 0 | 0 | 0 | 0 | 0 | 0 | 0 | 0 | 0 | 0 | 0 | 0 | 0 | 16.1281 | 19.4663 | 21.8642 | 57.4585 | 0 | 0 | 0 | 0 | 0 | 0 | 0 | 0 | 0 | 0 | 0 | 0 | 0 | 0 | 0 | 0 | 0 | 0 | 0 | 0 | 0.20709 | 0.022418 | 0.027058 | 0.030391 | 0.079867 | 0 | 0 | 0 | 0 | 0 | 13.1
3075_G_F2 | WECC_Pacific Northwest | Oregon | 41 | Multnomah | 51 | 3075 | F2 | Bonneville | 0 | 1981 | 9999 | Hydro | [5 empty] | Non-Fossil | G | 2030 | Hydro |  | 0 | 0 | 0 | 0 | 0 | 0 | 0 | 0 | 0 | 0 | 0 | 0 | 0 | 0 | 0 | 0 | 16.1281 | 19.4663 | 21.8642 | 57.4585 | 0 | 0 | 0 | 0 | 0 | 0 | 0 | 0 | 0 | 0 | 0 | 0 | 0 | 0 | 0 | 0 | 0 | 0 | 0 | 0 | 0.20709 | 0.022418 | 0.027058 | 0.030391 | 0.079867 | 0 | 0 | 0 | 0 | 0 | 13.1
3076_G_1 | WECC_Pacific Northwest | Oregon | 41 | Lane | 39 | 3076 | 1 | Cougar | 0 | 1964 | 9999 | Hydro | [5 empty] | Non-Fossil | G | 2030 | Hydro |  | 0 | 0 | 0 | 0 | 0 | 0 | 0 | 0 | 0 | 0 | 0 | 0 | 0 | 0 | 0 | 0 | 12.5535 | 15.7128 | 18.9214 | 47.1878 | 0 | 0 | 0 | 0 | 0 | 0 | 0 | 0 | 0 | 0 | 0 | 0 | 0 | 0 | 0 | 0 | 0 | 0 | 0 | 0 | 0.20551 | 0.017449 | 0.021841 | 0.026301 | 0.065591 | 0 | 0 | 0 | 0 | 0 | 13
3076_G_2 | WECC_Pacific Northwest | Oregon | 41 | Lane | 39 | 3076 | 2 | Cougar | 0 | 1964 | 9999 | Hydro | [5 empty] | Non-Fossil | G | 2030 | Hydro |  | 0 | 0 | 0 | 0 | 0 | 0 | 0 | 0 | 0 | 0 | 0 | 0 | 0 | 0 | 0 | 0 | 12.5535 | 15.7128 | 18.9214 | 47.1878 | 0 | 0 | 0 | 0 | 0 | 0 | 0 | 0 | 0 | 0 | 0 | 0 | 0 | 0 | 0 | 0 | 0 | 0 | 0 | 0 | 0.20551 | 0.017449 | 0.021841 | 0.026301 | 0.065591 | 0 | 0 | 0 | 0 | 0 | 13
3077_G_1 | WECC_Pacific Northwest | Oregon | 41 | Marion | 47 | 3077 | 1 | Detroit | 0 | 1953 | 9999 | Hydro | [5 empty] | Non-Fossil | G | 2030 | Hydro |  | 0 | 0 | 0 | 0 | 0 | 0 | 0 | 0 | 0 | 0 | 0 | 0 | 0 | 0 | 0 | 0 | 48.2827 | 60.4339 | 72.7747 | 181.4914 | 0 | 0 | 0 | 0 | 0 | 0 | 0 | 0 | 0 | 0 | 0 | 0 | 0 | 0 | 0 | 0 | 0 | 0 | 0 | 0 | 0.79041 | 0.067113 | 0.084003 | 0.10116 | 0.25227 | 0 | 0 | 0 | 0 | 0 | 50
3077_G_2 | WECC_Pacific Northwest | Oregon | 41 | Marion | 47 | 3077 | 2 | Detroit | 0 | 1953 | 9999 | Hydro | [5 empty] | Non-Fossil | G | 2030 | Hydro |  | 0 | 0 | 0 | 0 | 0 | 0 | 0 | 0 | 0 | 0 | 0 | 0 | 0 | 0 | 0 | 0 | 48.2827 | 60.4339 | 72.7747 | 181.4914 | 0 | 0 | 0 | 0 | 0 | 0 | 0 | 0 | 0 | 0 | 0 | 0 | 0 | 0 | 0 | 0 | 0 | 0 | 0 | 0 | 0.79041 | 0.067113 | 0.084003 | 0.10116 | 0.25227 | 0 | 0 | 0 | 0 | 0 | 50
3078_G_1 | WECC_Pacific Northwest | Oregon | 41 | Lane | 39 | 3078 | 1 | Dexter | 0 | 1955 | 9999 | Hydro | [5 empty] | Non-Fossil | G | 2030 | Hydro |  | 0 | 0 | 0 | 0 | 0 | 0 | 0 | 0 | 0 | 0 | 0 | 0 | 0 | 0 | 0 | 0 | 20.9296 | 25.2616 | 28.3733 | 74.5645 | 0 | 0 | 0 | 0 | 0 | 0 | 0 | 0 | 0 | 0 | 0 | 0 | 0 | 0 | 0 | 0 | 0 | 0 | 0 | 0 | 0.26874 | 0.029092 | 0.035114 | 0.039439 | 0.10364 | 0 | 0 | 0 | 0 | 0 | 17
3080_G_1 | WECC_Pacific Northwest | Oregon | 41 | Linn | 43 | 3080 | 1 | Green Peter | 0 | 1967 | 9999 | Hydro | [5 empty] | Non-Fossil | G | 2030 | Hydro |  | 0 | 0 | 0 | 0 | 0 | 0 | 0 | 0 | 0 | 0 | 0 | 0 | 0 | 0 | 0 | 0 | 49.2461 | 59.4391 | 66.7608 | 175.4459 | 0 | 0 | 0 | 0 | 0 | 0 | 0 | 0 | 0 | 0 | 0 | 0 | 0 | 0 | 0 | 0 | 0 | 0 | 0 | 0 | 0.63233 | 0.068452 | 0.08262 | 0.092797 | 0.24387 | 0 | 0 | 0 | 0 | 0 | 40
3080_G_2 | WECC_Pacific Northwest | Oregon | 41 | Linn | 43 | 3080 | 2 | Green Peter | 0 | 1967 | 9999 | Hydro | [5 empty] | Non-Fossil | G | 2030 | Hydro |  | 0 | 0 | 0 | 0 | 0 | 0 | 0 | 0 | 0 | 0 | 0 | 0 | 0 | 0 | 0 | 0 | 49.2461 | 59.4391 | 66.7608 | 175.4459 | 0 | 0 | 0 | 0 | 0 | 0 | 0 | 0 | 0 | 0 | 0 | 0 | 0 | 0 | 0 | 0 | 0 | 0 | 0 | 0 | 0.63233 | 0.068452 | 0.08262 | 0.092797 | 0.24387 | 0 | 0 | 0 | 0 | 0 | 40
3081_G_1 | WECC_Pacific Northwest | Oregon | 41 | Lane | 39 | 3081 | 1 | Hills Creek | 0 | 1962 | 9999 | Hydro | [5 empty] | Non-Fossil | G | 2030 | Hydro |  | 0 | 0 | 0 | 0 | 0 | 0 | 0 | 0 | 0 | 0 | 0 | 0 | 0 | 0 | 0 | 0 | 14.4848 | 18.1302 | 21.8324 | 54.4474 | 0 | 0 | 0 | 0 | 0 | 0 | 0 | 0 | 0 | 0 | 0 | 0 | 0 | 0 | 0 | 0 | 0 | 0 | 0 | 0 | 0.23712 | 0.020134 | 0.025201 | 0.030347 | 0.075682 | 0 | 0 | 0 | 0 | 0 | 15
3081_G_2 | WECC_Pacific Northwest | Oregon | 41 | Lane | 39 | 3081 | 2 | Hills Creek | 0 | 1962 | 9999 | Hydro | [5 empty] | Non-Fossil | G | 2030 | Hydro |  | 0 | 0 | 0 | 0 | 0 | 0 | 0 | 0 | 0 | 0 | 0 | 0 | 0 | 0 | 0 | 0 | 14.4848 | 18.1302 | 21.8324 | 54.4474 | 0 | 0 | 0 | 0 | 0 | 0 | 0 | 0 | 0 | 0 | 0 | 0 | 0 | 0 | 0 | 0 | 0 | 0 | 0 | 0 | 0.23712 | 0.020134 | 0.025201 | 0.030347 | 0.075682 | 0 | 0 | 0 | 0 | 0 | 15
3082_G_1 | WECC_Pacific Northwest | Oregon | 41 | Sherman | 55 | 3082 | 1 | John Day | 0 | 1968 | 9999 | Hydro | [5 empty] | Non-Fossil | G | 2030 | Hydro |  | 0 | 0 | 0 | 0 | 0 | 0 | 0 | 0 | 0 | 0 | 0 | 0 | 0 | 0 | 0 | 0 | 166.2055 | 200.6068 | 225.3176 | 592.1299 | 0 | 0 | 0 | 0 | 0 | 0 | 0 | 0 | 0 | 0 | 0 | 0 | 0 | 0 | 0 | 0 | 0 | 0 | 0 | 0 | 2.1341 | 0.23103 | 0.27884 | 0.31319 | 0.82306 | 0 | 0 | 0 | 0 | 0 | 135
3082_G_10 | WECC_Pacific Northwest | Oregon | 41 | Sherman | 55 | 3082 | 10 | John Day | 0 | 1969 | 9999 | Hydro | [5 empty] | Non-Fossil | G | 2030 | Hydro |  | 0 | 0 | 0 | 0 | 0 | 0 | 0 | 0 | 0 | 0 | 0 | 0 | 0 | 0 | 0 | 0 | 166.2055 | 200.6068 | 225.3176 | 592.1299 | 0 | 0 | 0 | 0 | 0 | 0 | 0 | 0 | 0 | 0 | 0 | 0 | 0 | 0 | 0 | 0 | 0 | 0 | 0 | 0 | 2.1341 | 0.23103 | 0.27884 | 0.31319 | 0.82306 | 0 | 0 | 0 | 0 | 0 | 135
3082_G_11 | WECC_Pacific Northwest | Oregon | 41 | Sherman | 55 | 3082 | 11 | John Day | 0 | 1970 | 9999 | Hydro | [5 empty] | Non-Fossil | G | 2030 | Hydro |  | 0 | 0 | 0 | 0 | 0 | 0 | 0 | 0 | 0 | 0 | 0 | 0 | 0 | 0 | 0 | 0 | 145.2759 | 175.3452 | 196.9443 | 517.5654 | 0 | 0 | 0 | 0 | 0 | 0 | 0 | 0 | 0 | 0 | 0 | 0 | 0 | 0 | 0 | 0 | 0 | 0 | 0 | 0 | 1.8654 | 0.20193 | 0.24373 | 0.27375 | 0.71942 | 0 | 0 | 0 | 0 | 0 | 118
3082_G_12 | WECC_Pacific Northwest | Oregon | 41 | Sherman | 55 | 3082 | 12 | John Day | 0 | 1970 | 9999 | Hydro | [5 empty] | Non-Fossil | G | 2030 | Hydro |  | 0 | 0 | 0 | 0 | 0 | 0 | 0 | 0 | 0 | 0 | 0 | 0 | 0 | 0 | 0 | 0 | 145.2759 | 175.3452 | 196.9443 | 517.5654 | 0 | 0 | 0 | 0 | 0 | 0 | 0 | 0 | 0 | 0 | 0 | 0 | 0 | 0 | 0 | 0 | 0 | 0 | 0 | 0 | 1.8654 | 0.20193 | 0.24373 | 0.27375 | 0.71942 | 0 | 0 | 0 | 0 | 0 | 118
3082_G_13 | WECC_Pacific Northwest | Oregon | 41 | Sherman | 55 | 3082 | 13 | John Day | 0 | 1970 | 9999 | Hydro | [5 empty] | Non-Fossil | G | 2030 | Hydro |  | 0 | 0 | 0 | 0 | 0 | 0 | 0 | 0 | 0 | 0 | 0 | 0 | 0 | 0 | 0 | 0 | 166.2055 | 200.6068 | 225.3176 | 592.1299 | 0 | 0 | 0 | 0 | 0 | 0 | 0 | 0 | 0 | 0 | 0 | 0 | 0 | 0 | 0 | 0 | 0 | 0 | 0 | 0 | 2.1341 | 0.23103 | 0.27884 | 0.31319 | 0.82306 | 0 | 0 | 0 | 0 | 0 | 135
3082_G_14 | WECC_Pacific Northwest | Oregon | 41 | Sherman | 55 | 3082 | 14 | John Day | 0 | 1971 | 9999 | Hydro | [5 empty] | Non-Fossil | G | 2030 | Hydro |  | 0 | 0 | 0 | 0 | 0 | 0 | 0 | 0 | 0 | 0 | 0 | 0 | 0 | 0 | 0 | 0 | 166.2055 | 200.6068 | 225.3176 | 592.1299 | 0 | 0 | 0 | 0 | 0 | 0 | 0 | 0 | 0 | 0 | 0 | 0 | 0 | 0 | 0 | 0 | 0 | 0 | 0 | 0 | 2.1341 | 0.23103 | 0.27884 | 0.31319 | 0.82306 | 0 | 0 | 0 | 0 | 0 | 135
3082_G_15 | WECC_Pacific Northwest | Oregon | 41 | Sherman | 55 | 3082 | 15 | John Day | 0 | 1971 | 9999 | Hydro | [5 empty] | Non-Fossil | G | 2030 | Hydro |  | 0 | 0 | 0 | 0 | 0 | 0 | 0 | 0 | 0 | 0 | 0 | 0 | 0 | 0 | 0 | 0 | 166.2055 | 200.6068 | 225.3176 | 592.1299 | 0 | 0 | 0 | 0 | 0 | 0 | 0 | 0 | 0 | 0 | 0 | 0 | 0 | 0 | 0 | 0 | 0 | 0 | 0 | 0 | 2.1341 | 0.23103 | 0.27884 | 0.31319 | 0.82306 | 0 | 0 | 0 | 0 | 0 | 135
3082_G_16 | WECC_Pacific Northwest | Oregon | 41 | Sherman | 55 | 3082 | 16 | John Day | 0 | 1971 | 9999 | Hydro | [5 empty] | Non-Fossil | G | 2030 | Hydro |  | 0 | 0 | 0 | 0 | 0 | 0 | 0 | 0 | 0 | 0 | 0 | 0 | 0 | 0 | 0 | 0 | 166.2055 | 200.6068 | 225.3176 | 592.1299 | 0 | 0 | 0 | 0 | 0 | 0 | 0 | 0 | 0 | 0 | 0 | 0 | 0 | 0 | 0 | 0 | 0 | 0 | 0 | 0 | 2.1341 | 0.23103 | 0.27884 | 0.31319 | 0.82306 | 0 | 0 | 0 | 0 | 0 | 135
3082_G_2 | WECC_Pacific Northwest | Oregon | 41 | Sherman | 55 | 3082 | 2 | John Day | 0 | 1968 | 9999 | Hydro | [5 empty] | Non-Fossil | G | 2030 | Hydro |  | 0 | 0 | 0 | 0 | 0 | 0 | 0 | 0 | 0 | 0 | 0 | 0 | 0 | 0 | 0 | 0 | 166.2055 | 200.6068 | 225.3176 | 592.1299 | 0 | 0 | 0 | 0 | 0 | 0 | 0 | 0 | 0 | 0 | 0 | 0 | 0 | 0 | 0 | 0 | 0 | 0 | 0 | 0 | 2.1341 | 0.23103 | 0.27884 | 0.31319 | 0.82306 | 0 | 0 | 0 | 0 | 0 | 135
3082_G_3 | WECC_Pacific Northwest | Oregon | 41 | Sherman | 55 | 3082 | 3 | John Day | 0 | 1968 | 9999 | Hydro | [5 empty] | Non-Fossil | G | 2030 | Hydro |  | 0 | 0 | 0 | 0 | 0 | 0 | 0 | 0 | 0 | 0 | 0 | 0 | 0 | 0 | 0 | 0 | 166.2055 | 200.6068 | 225.3176 | 592.1299 | 0 | 0 | 0 | 0 | 0 | 0 | 0 | 0 | 0 | 0 | 0 | 0 | 0 | 0 | 0 | 0 | 0 | 0 | 0 | 0 | 2.1341 | 0.23103 | 0.27884 | 0.31319 | 0.82306 | 0 | 0 | 0 | 0 | 0 | 135
3082_G_4 | WECC_Pacific Northwest | Oregon | 41 | Sherman | 55 | 3082 | 4 | John Day | 0 | 1968 | 9999 | Hydro | [5 empty] | Non-Fossil | G | 2030 | Hydro |  | 0 | 0 | 0 | 0 | 0 | 0 | 0 | 0 | 0 | 0 | 0 | 0 | 0 | 0 | 0 | 0 | 145.2759 | 175.3452 | 196.9443 | 517.5654 | 0 | 0 | 0 | 0 | 0 | 0 | 0 | 0 | 0 | 0 | 0 | 0 | 0 | 0 | 0 | 0 | 0 | 0 | 0 | 0 | 1.8654 | 0.20193 | 0.24373 | 0.27375 | 0.71942 | 0 | 0 | 0 | 0 | 0 | 118
3082_G_5 | WECC_Pacific Northwest | Oregon | 41 | Sherman | 55 | 3082 | 5 | John Day | 0 | 1969 | 9999 | Hydro | [5 empty] | Non-Fossil | G | 2030 | Hydro |  | 0 | 0 | 0 | 0 | 0 | 0 | 0 | 0 | 0 | 0 | 0 | 0 | 0 | 0 | 0 | 0 | 145.2759 | 175.3452 | 196.9443 | 517.5654 | 0 | 0 | 0 | 0 | 0 | 0 | 0 | 0 | 0 | 0 | 0 | 0 | 0 | 0 | 0 | 0 | 0 | 0 | 0 | 0 | 1.8654 | 0.20193 | 0.24373 | 0.27375 | 0.71942 | 0 | 0 | 0 | 0 | 0 | 118
3082_G_6 | WECC_Pacific Northwest | Oregon | 41 | Sherman | 55 | 3082 | 6 | John Day | 0 | 1969 | 9999 | Hydro | [5 empty] | Non-Fossil | G | 2030 | Hydro |  | 0 | 0 | 0 | 0 | 0 | 0 | 0 | 0 | 0 | 0 | 0 | 0 | 0 | 0 | 0 | 0 | 166.2055 | 200.6068 | 225.3176 | 592.1299 | 0 | 0 | 0 | 0 | 0 | 0 | 0 | 0 | 0 | 0 | 0 | 0 | 0 | 0 | 0 | 0 | 0 | 0 | 0 | 0 | 2.1341 | 0.23103 | 0.27884 | 0.31319 | 0.82306 | 0 | 0 | 0 | 0 | 0 | 135
3082_G_7 | WECC_Pacific Northwest | Oregon | 41 | Sherman | 55 | 3082 | 7 | John Day | 0 | 1969 | 9999 | Hydro | [5 empty] | Non-Fossil | G | 2030 | Hydro |  | 0 | 0 | 0 | 0 | 0 | 0 | 0 | 0 | 0 | 0 | 0 | 0 | 0 | 0 | 0 | 0 | 166.2055 | 200.6068 | 225.3176 | 592.1299 | 0 | 0 | 0 | 0 | 0 | 0 | 0 | 0 | 0 | 0 | 0 | 0 | 0 | 0 | 0 | 0 | 0 | 0 | 0 | 0 | 2.1341 | 0.23103 | 0.27884 | 0.31319 | 0.82306 | 0 | 0 | 0 | 0 | 0 | 135
3082_G_8 | WECC_Pacific Northwest | Oregon | 41 | Sherman | 55 | 3082 | 8 | John Day | 0 | 1969 | 9999 | Hydro | [5 empty] | Non-Fossil | G | 2030 | Hydro |  | 0 | 0 | 0 | 0 | 0 | 0 | 0 | 0 | 0 | 0 | 0 | 0 | 0 | 0 | 0 | 0 | 145.2759 | 175.3452 | 196.9443 | 517.5654 | 0 | 0 | 0 | 0 | 0 | 0 | 0 | 0 | 0 | 0 | 0 | 0 | 0 | 0 | 0 | 0 | 0 | 0 | 0 | 0 | 1.8654 | 0.20193 | 0.24373 | 0.27375 | 0.71942 | 0 | 0 | 0 | 0 | 0 | 118
3082_G_9 | WECC_Pacific Northwest | Oregon | 41 | Sherman | 55 | 3082 | 9 | John Day | 0 | 1969 | 9999 | Hydro | [5 empty] | Non-Fossil | G | 2030 | Hydro |  | 0 | 0 | 0 | 0 | 0 | 0 | 0 | 0 | 0 | 0 | 0 | 0 | 0 | 0 | 0 | 0 | 145.2759 | 175.3452 | 196.9443 | 517.5654 | 0 | 0 | 0 | 0 | 0 | 0 | 0 | 0 | 0 | 0 | 0 | 0 | 0 | 0 | 0 | 0 | 0 | 0 | 0 | 0 | 1.8654 | 0.20193 | 0.24373 | 0.27375 | 0.71942 | 0 | 0 | 0 | 0 | 0 | 118
3083_G_1 | WECC_Pacific Northwest | Oregon | 41 | Lane | 39 | 3083 | 1 | Lookout Point | 0 | 1955 | 9999 | Hydro | [5 empty] | Non-Fossil | G | 2030 | Hydro |  | 0 | 0 | 0 | 0 | 0 | 0 | 0 | 0 | 0 | 0 | 0 | 0 | 0 | 0 | 0 | 0 | 49.2461 | 59.4391 | 66.7608 | 175.4459 | 0 | 0 | 0 | 0 | 0 | 0 | 0 | 0 | 0 | 0 | 0 | 0 | 0 | 0 | 0 | 0 | 0 | 0 | 0 | 0 | 0.63233 | 0.068452 | 0.08262 | 0.092797 | 0.24387 | 0 | 0 | 0 | 0 | 0 | 40
3083_G_2 | WECC_Pacific Northwest | Oregon | 41 | Lane | 39 | 3083 | 2 | Lookout Point | 0 | 1955 | 9999 | Hydro | [5 empty] | Non-Fossil | G | 2030 | Hydro |  | 0 | 0 | 0 | 0 | 0 | 0 | 0 | 0 | 0 | 0 | 0 | 0 | 0 | 0 | 0 | 0 | 49.2461 | 59.4391 | 66.7608 | 175.4459 | 0 | 0 | 0 | 0 | 0 | 0 | 0 | 0 | 0 | 0 | 0 | 0 | 0 | 0 | 0 | 0 | 0 | 0 | 0 | 0 | 0.63233 | 0.068452 | 0.08262 | 0.092797 | 0.24387 | 0 | 0 | 0 | 0 | 0 | 40
3083_G_3 | WECC_Pacific Northwest | Oregon | 41 | Lane | 39 | 3083 | 3 | Lookout Point | 0 | 1955 | 9999 | Hydro | [5 empty] | Non-Fossil | G | 2030 | Hydro |  | 0 | 0 | 0 | 0 | 0 | 0 | 0 | 0 | 0 | 0 | 0 | 0 | 0 | 0 | 0 | 0 | 49.2461 | 59.4391 | 66.7608 | 175.4459 | 0 | 0 | 0 | 0 | 0 | 0 | 0 | 0 | 0 | 0 | 0 | 0 | 0 | 0 | 0 | 0 | 0 | 0 | 0 | 0 | 0.63233 | 0.068452 | 0.08262 | 0.092797 | 0.24387 | 0 | 0 | 0 | 0 | 0 | 40
3084_G_1 | WECC_Pacific Northwest | Oregon | 41 | Umatilla | 59 | 3084 | 1 | McNary | 0 | 1953 | 9999 | Hydro | [5 empty] | Non-Fossil | G | 2030 | Hydro |  | 0 | 0 | 0 | 0 | 0 | 0 | 0 | 0 | 0 | 0 | 0 | 0 | 0 | 0 | 0 | 0 | 86.1806 | 104.0184 | 116.8314 | 307.0303 | 0 | 0 | 0 | 0 | 0 | 0 | 0 | 0 | 0 | 0 | 0 | 0 | 0 | 0 | 0 | 0 | 0 | 0 | 0 | 0 | 1.1066 | 0.11979 | 0.14459 | 0.1624 | 0.42677 | 0 | 0 | 0 | 0 | 0 | 70
3084_G_10 | WECC_Pacific Northwest | Oregon | 41 | Umatilla | 59 | 3084 | 10 | McNary | 0 | 1955 | 9999 | Hydro | [5 empty] | Non-Fossil | G | 2030 | Hydro |  | 0 | 0 | 0 | 0 | 0 | 0 | 0 | 0 | 0 | 0 | 0 | 0 | 0 | 0 | 0 | 0 | 86.1806 | 104.0184 | 116.8314 | 307.0303 | 0 | 0 | 0 | 0 | 0 | 0 | 0 | 0 | 0 | 0 | 0 | 0 | 0 | 0 | 0 | 0 | 0 | 0 | 0 | 0 | 1.1066 | 0.11979 | 0.14459 | 0.1624 | 0.42677 | 0 | 0 | 0 | 0 | 0 | 70
3084_G_11 | WECC_Pacific Northwest | Oregon | 41 | Umatilla | 59 | 3084 | 11 | McNary | 0 | 1956 | 9999 | Hydro | [5 empty] | Non-Fossil | G | 2030 | Hydro |  | 0 | 0 | 0 | 0 | 0 | 0 | 0 | 0 | 0 | 0 | 0 | 0 | 0 | 0 | 0 | 0 | 86.1806 | 104.0184 | 116.8314 | 307.0303 | 0 | 0 | 0 | 0 | 0 | 0 | 0 | 0 | 0 | 0 | 0 | 0 | 0 | 0 | 0 | 0 | 0 | 0 | 0 | 0 | 1.1066 | 0.11979 | 0.14459 | 0.1624 | 0.42677 | 0 | 0 | 0 | 0 | 0 | 70
3084_G_12 | WECC_Pacific Northwest | Oregon | 41 | Umatilla | 59 | 3084 | 12 | McNary | 0 | 1956 | 9999 | Hydro | [5 empty] | Non-Fossil | G | 2030 | Hydro |  | 0 | 0 | 0 | 0 | 0 | 0 | 0 | 0 | 0 | 0 | 0 | 0 | 0 | 0 | 0 | 0 | 86.1806 | 104.0184 | 116.8314 | 307.0303 | 0 | 0 | 0 | 0 | 0 | 0 | 0 | 0 | 0 | 0 | 0 | 0 | 0 | 0 | 0 | 0 | 0 | 0 | 0 | 0 | 1.1066 | 0.11979 | 0.14459 | 0.1624 | 0.42677 | 0 | 0 | 0 | 0 | 0 | 70
3084_G_13 | WECC_Pacific Northwest | Oregon | 41 | Umatilla | 59 | 3084 | 13 | McNary | 0 | 1957 | 9999 | Hydro | [5 empty] | Non-Fossil | G | 2030 | Hydro |  | 0 | 0 | 0 | 0 | 0 | 0 | 0 | 0 | 0 | 0 | 0 | 0 | 0 | 0 | 0 | 0 | 86.1806 | 104.0184 | 116.8314 | 307.0303 | 0 | 0 | 0 | 0 | 0 | 0 | 0 | 0 | 0 | 0 | 0 | 0 | 0 | 0 | 0 | 0 | 0 | 0 | 0 | 0 | 1.1066 | 0.11979 | 0.14459 | 0.1624 | 0.42677 | 0 | 0 | 0 | 0 | 0 | 70
3084_G_14 | WECC_Pacific Northwest | Oregon | 41 | Umatilla | 59 | 3084 | 14 | McNary | 0 | 1957 | 9999 | Hydro | [5 empty] | Non-Fossil | G | 2030 | Hydro |  | 0 | 0 | 0 | 0 | 0 | 0 | 0 | 0 | 0 | 0 | 0 | 0 | 0 | 0 | 0 | 0 | 99.1077 | 119.6211 | 134.3561 | 353.0849 | 0 | 0 | 0 | 0 | 0 | 0 | 0 | 0 | 0 | 0 | 0 | 0 | 0 | 0 | 0 | 0 | 0 | 0 | 0 | 0 | 1.2726 | 0.13776 | 0.16627 | 0.18675 | 0.49079 | 0 | 0 | 0 | 0 | 0 | 80.5
3084_G_2 | WECC_Pacific Northwest | Oregon | 41 | Umatilla | 59 | 3084 | 2 | McNary | 0 | 1954 | 9999 | Hydro | [5 empty] | Non-Fossil | G | 2030 | Hydro |  | 0 | 0 | 0 | 0 | 0 | 0 | 0 | 0 | 0 | 0 | 0 | 0 | 0 | 0 | 0 | 0 | 86.1806 | 104.0184 | 116.8314 | 307.0303 | 0 | 0 | 0 | 0 | 0 | 0 | 0 | 0 | 0 | 0 | 0 | 0 | 0 | 0 | 0 | 0 | 0 | 0 | 0 | 0 | 1.1066 | 0.11979 | 0.14459 | 0.1624 | 0.42677 | 0 | 0 | 0 | 0 | 0 | 70
3084_G_3 | WECC_Pacific Northwest | Oregon | 41 | Umatilla | 59 | 3084 | 3 | McNary | 0 | 1954 | 9999 | Hydro | [5 empty] | Non-Fossil | G | 2030 | Hydro |  | 0 | 0 | 0 | 0 | 0 | 0 | 0 | 0 | 0 | 0 | 0 | 0 | 0 | 0 | 0 | 0 | 86.1806 | 104.0184 | 116.8314 | 307.0303 | 0 | 0 | 0 | 0 | 0 | 0 | 0 | 0 | 0 | 0 | 0 | 0 | 0 | 0 | 0 | 0 | 0 | 0 | 0 | 0 | 1.1066 | 0.11979 | 0.14459 | 0.1624 | 0.42677 | 0 | 0 | 0 | 0 | 0 | 70
3084_G_4 | WECC_Pacific Northwest | Oregon | 41 | Umatilla | 59 | 3084 | 4 | McNary | 0 | 1954 | 9999 | Hydro | [5 empty] | Non-Fossil | G | 2030 | Hydro |  | 0 | 0 | 0 | 0 | 0 | 0 | 0 | 0 | 0 | 0 | 0 | 0 | 0 | 0 | 0 | 0 | 86.1806 | 104.0184 | 116.8314 | 307.0303 | 0 | 0 | 0 | 0 | 0 | 0 | 0 | 0 | 0 | 0 | 0 | 0 | 0 | 0 | 0 | 0 | 0 | 0 | 0 | 0 | 1.1066 | 0.11979 | 0.14459 | 0.1624 | 0.42677 | 0 | 0 | 0 | 0 | 0 | 70
3084_G_5 | WECC_Pacific Northwest | Oregon | 41 | Umatilla | 59 | 3084 | 5 | McNary | 0 | 1954 | 9999 | Hydro | [5 empty] | Non-Fossil | G | 2030 | Hydro |  | 0 | 0 | 0 | 0 | 0 | 0 | 0 | 0 | 0 | 0 | 0 | 0 | 0 | 0 | 0 | 0 | 86.1806 | 104.0184 | 116.8314 | 307.0303 | 0 | 0 | 0 | 0 | 0 | 0 | 0 | 0 | 0 | 0 | 0 | 0 | 0 | 0 | 0 | 0 | 0 | 0 | 0 | 0 | 1.1066 | 0.11979 | 0.14459 | 0.1624 | 0.42677 | 0 | 0 | 0 | 0 | 0 | 70
3084_G_6 | WECC_Pacific Northwest | Oregon | 41 | Umatilla | 59 | 3084 | 6 | McNary | 0 | 1955 | 9999 | Hydro | [5 empty] | Non-Fossil | G | 2030 | Hydro |  | 0 | 0 | 0 | 0 | 0 | 0 | 0 | 0 | 0 | 0 | 0 | 0 | 0 | 0 | 0 | 0 | 59.0953 | 71.3269 | 80.1129 | 210.5351 | 0 | 0 | 0 | 0 | 0 | 0 | 0 | 0 | 0 | 0 | 0 | 0 | 0 | 0 | 0 | 0 | 0 | 0 | 0 | 0 | 0.7588 | 0.082142 | 0.099144 | 0.11136 | 0.29264 | 0 | 0 | 0 | 0 | 0 | 48
3084_G_7 | WECC_Pacific Northwest | Oregon | 41 | Umatilla | 59 | 3084 | 7 | McNary | 0 | 1955 | 9999 | Hydro | [5 empty] | Non-Fossil | G | 2030 | Hydro |  | 0 | 0 | 0 | 0 | 0 | 0 | 0 | 0 | 0 | 0 | 0 | 0 | 0 | 0 | 0 | 0 | 86.1806 | 104.0184 | 116.8314 | 307.0303 | 0 | 0 | 0 | 0 | 0 | 0 | 0 | 0 | 0 | 0 | 0 | 0 | 0 | 0 | 0 | 0 | 0 | 0 | 0 | 0 | 1.1066 | 0.11979 | 0.14459 | 0.1624 | 0.42677 | 0 | 0 | 0 | 0 | 0 | 70
3084_G_8 | WECC_Pacific Northwest | Oregon | 41 | Umatilla | 59 | 3084 | 8 | McNary | 0 | 1955 | 9999 | Hydro | [5 empty] | Non-Fossil | G | 2030 | Hydro |  | 0 | 0 | 0 | 0 | 0 | 0 | 0 | 0 | 0 | 0 | 0 | 0 | 0 | 0 | 0 | 0 | 86.1806 | 104.0184 | 116.8314 | 307.0303 | 0 | 0 | 0 | 0 | 0 | 0 | 0 | 0 | 0 | 0 | 0 | 0 | 0 | 0 | 0 | 0 | 0 | 0 | 0 | 0 | 1.1066 | 0.11979 | 0.14459 | 0.1624 | 0.42677 | 0 | 0 | 0 | 0 | 0 | 70
3084_G_9 | WECC_Pacific Northwest | Oregon | 41 | Umatilla | 59 | 3084 | 9 | McNary | 0 | 1956 | 9999 | Hydro | [5 empty] | Non-Fossil | G | 2030 | Hydro |  | 0 | 0 | 0 | 0 | 0 | 0 | 0 | 0 | 0 | 0 | 0 | 0 | 0 | 0 | 0 | 0 | 86.1806 | 104.0184 | 116.8314 | 307.0303 | 0 | 0 | 0 | 0 | 0 | 0 | 0 | 0 | 0 | 0 | 0 | 0 | 0 | 0 | 0 | 0 | 0 | 0 | 0 | 0 | 1.1066 | 0.11979 | 0.14459 | 0.1624 | 0.42677 | 0 | 0 | 0 | 0 | 0 | 70
3096_G_1A | PJM West | Pennsylvania | 42 | Allegheny | 3 | 3096 | 1A | Brunot Island | 25000 | 1972 | 9999 | Combustion Turbine | [5 empty] | Fossil | G | 2030 | Oil |  | 0 | 0 | 0 | 0 | 0 | 0 | 0 | 0 | 0 | 0 | 0 | 0 | 0 | 0 | 0 | 0 | 0 | 0 | 0 | 0 | 0 | 0 | 0 | 0 | 0 | 0 | 0 | 0 | 0 | 0 | 0 | 0 | 0 | 0 | 0 | 0 | 0 | 0 | 0 | 0 | 0.64777 | 0 | 0 | 0 | 0 | 0 | 0 | 0 | 0 | 0 | 15
3096_G_2A | PJM West | Pennsylvania | 42 | Allegheny | 3 | 3096 | 2A | Brunot Island | 11247 | 1973 | 9999 | Combined Cycle |  |  | SCR | H2O |  | Fossil | G | 2030 | NaturalGas |  | 0.045482 | 0.042955 | 0.084974 | 0.17341 | 0 | 0 | 0 | 0 | 0 | 0 | 0 | 0 | 0 | 0 | 0 | 0 | 4.0439 | 3.8192 | 7.5553 | 15.4184 | 2.6625 | 2.5146 | 4.9744 | 10.1515 | 3.1837e-09 | 3.0068e-09 | 5.9482e-09 | 1.2139e-08 | 0.00082592 | 0.00078004 | 0.00050985 | 0.0021158 | 0 | 0 | 0 | 0 | 0 | 0 | 0 | 0 | 1.7955 | 0.016661 | 0.015736 | 0.031129 | 0.063526 | 0.12118 | 0.097539 | 0.17036 | 0.38908 | 0 | 46 | SCR
3096_G_2B | PJM West | Pennsylvania | 42 | Allegheny | 3 | 3096 | 2B | Brunot Island | 11247 | 1973 | 9999 | Combined Cycle |  |  | SCR | H2O |  | Fossil | G | 2030 | NaturalGas |  | 0.047459 | 0.044822 | 0.088669 | 0.18095 | 0 | 0 | 0 | 0 | 0 | 0 | 0 | 0 | 0 | 0 | 0 | 0 | 4.2197 | 3.9853 | 7.8838 | 16.0888 | 2.7783 | 2.6239 | 5.1907 | 10.5928 | 3.3221e-09 | 3.1376e-09 | 6.2068e-09 | 1.2667e-08 | 0.00086183 | 0.00081395 | 0.00053201 | 0.0022078 | 0 | 0 | 0 | 0 | 0 | 0 | 0 | 0 | 1.8736 | 0.017386 | 0.01642 | 0.032482 | 0.066288 | 0.12645 | 0.10178 | 0.17777 | 0.406 | 0 | 48 | SCR
3096_G_3 | PJM West | Pennsylvania | 42 | Allegheny | 3 | 3096 | 3 | Brunot Island | 11247 | 1973 | 9999 | Combined Cycle |  |  | SCR | H2O |  | Fossil | G | 2030 | NaturalGas |  | 0.048448 | 0.045756 | 0.090516 | 0.18472 | 0 | 0 | 0 | 0 | 0 | 0 | 0 | 0 | 0 | 0 | 0 | 0 | 4.3076 | 4.0683 | 8.048 | 16.4239 | 2.8361 | 2.6786 | 5.2988 | 10.8135 | 3.3913e-09 | 3.2029e-09 | 6.3361e-09 | 1.293e-08 | 0.00087978 | 0.00083091 | 0.0005431 | 0.0022538 | 0 | 0 | 0 | 0 | 0 | 0 | 0 | 0 | 1.9126 | 0.017748 | 0.016762 | 0.033159 | 0.067669 | 0.12909 | 0.1039 | 0.18147 | 0.41446 | 0 | 49 | SCR
3096_G_ST4 | PJM West | Pennsylvania | 42 | Allegheny | 3 | 3096 | ST4 | Brunot Island | 11247 | 1974 | 9999 | Combined Cycle |  |  | SCR | H2O |  | Fossil | G | 2030 | NaturalGas |  | 0.099862 | 0.094314 | 0.18657 | 0.38075 | 0 | 0 | 0 | 0 | 0 | 0 | 0 | 0 | 0 | 0 | 0 | 0 | 8.879 | 8.3857 | 16.5888 | 33.8534 | 5.8459 | 5.5211 | 10.922 | 22.2891 | 6.9903e-09 | 6.602e-09 | 1.306e-08 | 2.6652e-08 | 0.0018134 | 0.0017127 | 0.0011194 | 0.0046456 | 0 | 0 | 0 | 0 | 0 | 0 | 0 | 0 | 3.9423 | 0.036582 | 0.03455 | 0.068348 | 0.13948 | 0.26608 | 0.21416 | 0.37405 | 0.85429 | 0 | 101 | SCR
3109_G_1 | PJM_Western MAAC | Pennsylvania | 42 | Adams | 1 | 3109 | 1 | Hamilton (PA) | 25000 | 1971 | 9999 | Combustion Turbine | [5 empty] | Fossil | G | 2030 | Oil |  | 0 | 0 | 0 | 0 | 0 | 0 | 0 | 0 | 0 | 0 | 0 | 0 | 0 | 0 | 0 | 0 | 0 | 0 | 0 | 0 | 0 | 0 | 0 | 0 | 0 | 0 | 0 | 0 | 0 | 0 | 0 | 0 | 0 | 0 | 0 | 0 | 0 | 0 | 0 | 0 | 0.82879 | 0 | 0 | 0 | 0 | 0 | 0 | 0 | 0 | 0 | 18
3110_G_1 | PJM_Western MAAC | Pennsylvania | 42 | Adams | 1 | 3110 | 1 | Hunterstown | 21162 | 1971 | 9999 | Combustion Turbine | [5 empty] | Fossil | G | 2030 | NaturalGas |  | 0 | 0 | 0.004283 | 0.004283 | 0 | 0 | 0 | 0 | 0 | 0 | 0 | 0 | 0 | 0 | 0 | 0 | 0 | 0 | 0.20239 | 0.20239 | 0 | 0 | 0.25073 | 0.25073 | 0 | 0 | 2.9981e-10 | 2.9981e-10 | 0 | 0 | 0.00040016 | 0.00040016 | 0 | 0 | 0 | 0 | 0 | 0 | 0 | 0 | 0.82879 | 0 | 0 | 0.0011253 | 0.0011253 | 0 | 0 | 0.006918 | 0.006918 | 0 | 18
3110_G_2 | PJM_Western MAAC | Pennsylvania | 42 | Adams | 1 | 3110 | 2 | Hunterstown | 21160 | 1971 | 9999 | Combustion Turbine | [5 empty] | Fossil | G | 2030 | NaturalGas |  | 0 | 0 | 0.0040447 | 0.0040447 | 0 | 0 | 0 | 0 | 0 | 0 | 0 | 0 | 0 | 0 | 0 | 0 | 0 | 0 | 0.19115 | 0.19115 | 0 | 0 | 0.23678 | 0.23678 | 0 | 0 | 2.8313e-10 | 2.8313e-10 | 0 | 0 | 0.0003779 | 0.0003779 | 0 | 0 | 0 | 0 | 0 | 0 | 0 | 0 | 0.78275 | 0 | 0 | 0.0010628 | 0.0010628 | 0 | 0 | 0.0065331 | 0.0065331 | 0 | 17
3110_G_3 | PJM_Western MAAC | Pennsylvania | 42 | Adams | 1 | 3110 | 3 | Hunterstown | 21160 | 1971 | 9999 | Combustion Turbine | [5 empty] | Fossil | G | 2030 | NaturalGas |  | 0 | 0 | 0.0042826 | 0.0042826 | 0 | 0 | 0 | 0 | 0 | 0 | 0 | 0 | 0 | 0 | 0 | 0 | 0 | 0 | 0.20239 | 0.20239 | 0 | 0 | 0.25071 | 0.25071 | 0 | 0 | 2.9978e-10 | 2.9978e-10 | 0 | 0 | 0.00040013 | 0.00040013 | 0 | 0 | 0 | 0 | 0 | 0 | 0 | 0 | 0.82879 | 0 | 0 | 0.0011253 | 0.0011253 | 0 | 0 | 0.0069174 | 0.0069174 | 0 | 18
3111_G_1 | PJM_Western MAAC | Pennsylvania | 42 | Cumberland | 41 | 3111 | 1 | Mountain | 15722 | 1972 | 9999 | Combustion Turbine | [5 empty] | Fossil | G | 2030 | Oil |  | 0 | 0 | 0 | 0 | 0 | 0 | 0 | 0 | 0 | 0 | 0 | 0 | 0 | 0 | 0 | 0 | 0 | 0 | 0 | 0 | 0 | 0 | 0 | 0 | 0 | 0 | 0 | 0 | 0 | 0 | 0 | 0 | 0 | 0 | 0 | 0 | 0 | 0 | 0 | 0 | 0.82879 | 0 | 0 | 0 | 0 | 0 | 0 | 0 | 0 | 0 | 18
3111_G_2 | PJM_Western MAAC | Pennsylvania | 42 | Cumberland | 41 | 3111 | 2 | Mountain | 15724 | 1972 | 9999 | Combustion Turbine | [5 empty] | Fossil | G | 2030 | Oil |  | 0 | 0 | 0 | 0 | 0 | 0 | 0 | 0 | 0 | 0 | 0 | 0 | 0 | 0 | 0 | 0 | 0 | 0 | 0 | 0 | 0 | 0 | 0 | 0 | 0 | 0 | 0 | 0 | 0 | 0 | 0 | 0 | 0 | 0 | 0 | 0 | 0 | 0 | 0 | 0 | 0.82879 | 0 | 0 | 0 | 0 | 0 | 0 | 0 | 0 | 0 | 18
3112_G_1 | PJM_Western MAAC | Pennsylvania | 42 | Adams | 1 | 3112 | 1 | Orrtanna | 19793 | 1971 | 9999 | Combustion Turbine | [5 empty] | Fossil | G | 2030 | Oil |  | 0 | 0 | 0 | 0 | 0 | 0 | 0 | 0 | 0 | 0 | 0 | 0 | 0 | 0 | 0 | 0 | 0 | 0 | 0 | 0 | 0 | 0 | 0 | 0 | 0 | 0 | 0 | 0 | 0 | 0 | 0 | 0 | 0 | 0 | 0 | 0 | 0 | 0 | 0 | 0 | 0.82879 | 0 | 0 | 0 | 0 | 0 | 0 | 0 | 0 | 0 | 18
3113_G_3 | PJM_Western MAAC | Pennsylvania | 42 | Northampton | 95 | 3113 | 3 | Portland (PA) | 25000 | 1967 | 9999 | Combustion Turbine | [5 empty] | Fossil | G | 2030 | NaturalGas |  | 0 | 0 | 0.0036543 | 0.0036543 | 0 | 0 | 0 | 0 | 0 | 0 | 0 | 0 | 0 | 0 | 0 | 0 | 0 | 0 | 0.14617 | 0.14617 | 0 | 0 | 0.21392 | 0.21392 | 0 | 0 | 2.558e-10 | 2.558e-10 | 0 | 0 | 0.00011378 | 0.00011378 | 0 | 0 | 0 | 0 | 0 | 0 | 0 | 0 | 0.59857 | 0 | 0 | 0.00081272 | 0.00081272 | 0 | 0 | 0.0059025 | 0.0059025 | 0 | 13
3113_G_4 | PJM_Western MAAC | Pennsylvania | 42 | Northampton | 95 | 3113 | 4 | Portland (PA) | 25000 | 1971 | 9999 | Combustion Turbine | [5 empty] | Fossil | G | 2030 | NaturalGas |  | 0 | 0 | 0.0047787 | 0.0047787 | 0 | 0 | 0 | 0 | 0 | 0 | 0 | 0 | 0 | 0 | 0 | 0 | 0 | 0 | 0.19115 | 0.19115 | 0 | 0 | 0.27975 | 0.27975 | 0 | 0 | 3.3451e-10 | 3.3451e-10 | 0 | 0 | 1.3667e-05 | 1.3667e-05 | 0 | 0 | 0 | 0 | 0 | 0 | 0 | 0 | 0.78275 | 0 | 0 | 0.0010628 | 0.0010628 | 0 | 0 | 0.0077186 | 0.0077186 | 0 | 17
3113_G_5 | PJM_Western MAAC | Pennsylvania | 42 | Northampton | 95 | 3113 | 5 | Portland (PA) | 25000 | 1997 | 9999 | Combustion Turbine |  |  |  | DLNB + H2O |  | Fossil | G | 2030 | Oil |  | 0 | 0 | 0 | 0 | 0 | 0 | 0 | 0 | 0 | 0 | 0 | 0 | 0 | 0 | 0 | 0 | 0 | 0 | 0 | 0 | 0 | 0 | 0 | 0 | 0 | 0 | 0 | 0 | 0 | 0 | 0 | 0 | 0 | 0 | 0 | 0 | 0 | 0 | 0 | 0 | 2.6432 | 0 | 0 | 0 | 0 | 0 | 0 | 0 | 0 | 0 | 134
3114_G_1 | PJM_Western MAAC | Pennsylvania | 42 | Monroe | 89 | 3114 | 1 | Shawnee (PA) | 25000 | 1972 | 9999 | Combustion Turbine | [5 empty] | Fossil | G | 2030 | Oil |  | 0 | 0 | 0 | 0 | 0 | 0 | 0 | 0 | 0 | 0 | 0 | 0 | 0 | 0 | 0 | 0 | 0 | 0 | 0 | 0 | 0 | 0 | 0 | 0 | 0 | 0 | 0 | 0 | 0 | 0 | 0 | 0 | 0 | 0 | 0 | 0 | 0 | 0 | 0 | 0 | 0.78275 | 0 | 0 | 0 | 0 | 0 | 0 | 0 | 0 | 0 | 17
3115_G_4 | PJM_Western MAAC | Pennsylvania | 42 | Berks | 11 | 3115 | 4 | Titus | 25000 | 1967 | 9999 | Combustion Turbine | [5 empty] | Fossil | G | 2030 | Oil |  | 0 | 0 | 0 | 0 | 0 | 0 | 0 | 0 | 0 | 0 | 0 | 0 | 0 | 0 | 0 | 0 | 0 | 0 | 0 | 0 | 0 | 0 | 0 | 0 | 0 | 0 | 0 | 0 | 0 | 0 | 0 | 0 | 0 | 0 | 0 | 0 | 0 | 0 | 0 | 0 | 0.59857 | 0 | 0 | 0 | 0 | 0 | 0 | 0 | 0 | 0 | 13
3115_G_5 | PJM_Western MAAC | Pennsylvania | 42 | Berks | 11 | 3115 | 5 | Titus | 25000 | 1970 | 9999 | Combustion Turbine | [5 empty] | Fossil | G | 2030 | Oil |  | 0 | 0 | 0 | 0 | 0 | 0 | 0 | 0 | 0 | 0 | 0 | 0 | 0 | 0 | 0 | 0 | 0 | 0 | 0 | 0 | 0 | 0 | 0 | 0 | 0 | 0 | 0 | 0 | 0 | 0 | 0 | 0 | 0 | 0 | 0 | 0 | 0 | 0 | 0 | 0 | 0.64461 | 0 | 0 | 0 | 0 | 0 | 0 | 0 | 0 | 0 | 14
3116_G_1 | PJM_Western MAAC | Pennsylvania | 42 | York | 133 | 3116 | 1 | Tolna | 23022 | 1972 | 9999 | Combustion Turbine | [5 empty] | Fossil | G | 2030 | Oil |  | 0 | 0 | 0 | 0 | 0 | 0 | 0 | 0 | 0 | 0 | 0 | 0 | 0 | 0 | 0 | 0 | 0 | 0 | 0 | 0 | 0 | 0 | 0 | 0 | 0 | 0 | 0 | 0 | 0 | 0 | 0 | 0 | 0 | 0 | 0 | 0 | 0 | 0 | 0 | 0 | 0.82879 | 0 | 0 | 0 | 0 | 0 | 0 | 0 | 0 | 0 | 18
3116_G_2 | PJM_Western MAAC | Pennsylvania | 42 | York | 133 | 3116 | 2 | Tolna | 23033 | 1972 | 9999 | Combustion Turbine | [5 empty] | Fossil | G | 2030 | Oil |  | 0 | 0 | 0 | 0 | 0 | 0 | 0 | 0 | 0 | 0 | 0 | 0 | 0 | 0 | 0 | 0 | 0 | 0 | 0 | 0 | 0 | 0 | 0 | 0 | 0 | 0 | 0 | 0 | 0 | 0 | 0 | 0 | 0 | 0 | 0 | 0 | 0 | 0 | 0 | 0 | 0.82879 | 0 | 0 | 0 | 0 | 0 | 0 | 0 | 0 | 0 | 18
3117_G_1 | PJM_Western MAAC | Pennsylvania | 42 | York | 133 | 3117 | 1 | York Haven | 0 | 1905 | 9999 | Hydro | [5 empty] | Non-Fossil | G | 2030 | Hydro |  | 0 | 0 | 0 | 0 | 0 | 0 | 0 | 0 | 0 | 0 | 0 | 0 | 0 | 0 | 0 | 0 | 18.1567 | 25.6279 | 22.5425 | 66.3271 | 0 | 0 | 0 | 0 | 0 | 0 | 0 | 0 | 0 | 0 | 0 | 0 | 0 | 0 | 0 | 0 | 0 | 0 | 0 | 0 | 0.30036 | 0.025238 | 0.035623 | 0.031334 | 0.092195 | 0 | 0 | 0 | 0 | 0 | 19
3118_B_1 | PJM_PENELEC | Pennsylvania | 42 | Indiana | 63 | 3118 | 1 | Conemaugh | 9782 | 1970 | 9999 | Coal Steam | tangential | dry | ESPC + PM Scrubber + Wet Scrubber + SCR | LNC3 | Wet Scrubber | Fossil | B | 2030 |  | Coal Retirement | 0 | 0 | 0 | 0 | 0 | 0 | 0 | 0 | 0 | 0 | 0 | 0 | 0 | 0 | 0 | 0 | 0 | 0 | 0 | 0 | 0 | 0 | 0 | 0 | 0 | 0 | 0 | 0 | 0 | 0 | 0 | 0 | 0 | 0 | 0 | 0 | 0 | 0 | 0 | 0 | 0 | 0 | 0 | 0 | 0 | 0 | 0 | 0 | 0 | 0 | 850 | Scrubber / SCR | Wet Scrubber
3118_B_2 | PJM_PENELEC | Pennsylvania | 42 | Indiana | 63 | 3118 | 2 | Conemaugh | 9704 | 1971 | 9999 | Coal Steam | tangential | dry | ESPC + PM Scrubber + Wet Scrubber + SCR | LNC3 | Wet Scrubber | Fossil | B | 2030 |  | Coal Retirement | 0 | 0 | 0 | 0 | 0 | 0 | 0 | 0 | 0 | 0 | 0 | 0 | 0 | 0 | 0 | 0 | 0 | 0 | 0 | 0 | 0 | 0 | 0 | 0 | 0 | 0 | 0 | 0 | 0 | 0 | 0 | 0 | 0 | 0 | 0 | 0 | 0 | 0 | 0 | 0 | 0 | 0 | 0 | 0 | 0 | 0 | 0 | 0 | 0 | 0 | 850 | Scrubber / SCR | Wet Scrubber
3118_G_A | PJM_PENELEC | Pennsylvania | 42 | Indiana | 63 | 3118 | A | Conemaugh | 10745 | 1970 | 9999 | Combustion Turbine | [5 empty] | Fossil | G | 2030 | Oil |  | 0 | 0 | 0 | 0 | 0 | 0 | 0 | 0 | 0 | 0 | 0 | 0 | 0 | 0 | 0 | 0 | 0 | 0 | 0 | 0 | 0 | 0 | 0 | 0 | 0 | 0 | 0 | 0 | 0 | 0 | 0 | 0 | 0 | 0 | 0 | 0 | 0 | 0 | 0 | 0 | 0.12642 | 0 | 0 | 0 | 0 | 0 | 0 | 0 | 0 | 0 | 2.8
3118_G_B | PJM_PENELEC | Pennsylvania | 42 | Indiana | 63 | 3118 | B | Conemaugh | 10745 | 1970 | 9999 | Combustion Turbine | [5 empty] | Fossil | G | 2030 | Oil |  | 0 | 0 | 0 | 0 | 0 | 0 | 0 | 0 | 0 | 0 | 0 | 0 | 0 | 0 | 0 | 0 | 0 | 0 | 0 | 0 | 0 | 0 | 0 | 0 | 0 | 0 | 0 | 0 | 0 | 0 | 0 | 0 | 0 | 0 | 0 | 0 | 0 | 0 | 0 | 0 | 0.12642 | 0 | 0 | 0 | 0 | 0 | 0 | 0 | 0 | 0 | 2.8
3118_G_C | PJM_PENELEC | Pennsylvania | 42 | Indiana | 63 | 3118 | C | Conemaugh | 10745 | 1970 | 9999 | Combustion Turbine | [5 empty] | Fossil | G | 2030 | Oil |  | 0 | 0 | 0 | 0 | 0 | 0 | 0 | 0 | 0 | 0 | 0 | 0 | 0 | 0 | 0 | 0 | 0 | 0 | 0 | 0 | 0 | 0 | 0 | 0 | 0 | 0 | 0 | 0 | 0 | 0 | 0 | 0 | 0 | 0 | 0 | 0 | 0 | 0 | 0 | 0 | 0.12642 | 0 | 0 | 0 | 0 | 0 | 0 | 0 | 0 | 0 | 2.8
3118_G_D | PJM_PENELEC | Pennsylvania | 42 | Indiana | 63 | 3118 | D | Conemaugh | 10745 | 1970 | 9999 | Combustion Turbine | [5 empty] | Fossil | G | 2030 | Oil |  | 0 | 0 | 0 | 0 | 0 | 0 | 0 | 0 | 0 | 0 | 0 | 0 | 0 | 0 | 0 | 0 | 0 | 0 | 0 | 0 | 0 | 0 | 0 | 0 | 0 | 0 | 0 | 0 | 0 | 0 | 0 | 0 | 0 | 0 | 0 | 0 | 0 | 0 | 0 | 0 | 0.12642 | 0 | 0 | 0 | 0 | 0 | 0 | 0 | 0 | 0 | 2.8
3120_G_1 | PJM_PENELEC | Pennsylvania | 42 | Tioga | 117 | 3120 | 1 | Blossburg | 13745 | 1971 | 9999 | Combustion Turbine | [5 empty] | Fossil | G | 2030 | NaturalGas |  | 0.007035 | 0 | 0.020464 | 0.027499 | 0 | 0 | 0 | 0 | 0 | 0 | 0 | 0 | 0 | 0 | 0 | 0 | 0.51182 | 0 | 1.4888 | 2.0006 | 0.41183 | 0 | 1.1979 | 1.6098 | 4.9245e-10 | 0 | 1.4324e-09 | 1.9249e-09 | 0.00065728 | 0 | 0.0019119 | 0.0025692 | 0 | 0 | 0 | 0 | 0 | 0 | 0 | 0 | 0.72241 | 0.0028457 | 0 | 0.0082777 | 0.011123 | 0.015088 | 0 | 0.032185 | 0.047273 | 0 | 16
3122_B_1 | PJM_PENELEC | Pennsylvania | 42 | Indiana | 63 | 3122 | 1 | Homer City Generating Station | 10439 | 1969 | 9999 | Coal Steam | wall | dry | ESPC + Baghouse + Dry Scrubber + SCR + Mercury Control | LNBO | Dry Scrubber | Fossil | B | 2030 |  | Coal Retirement | 0 | 0 | 0 | 0 | 0 | 0 | 0 | 0 | 0 | 0 | 0 | 0 | 0 | 0 | 0 | 0 | 0 | 0 | 0 | 0 | 0 | 0 | 0 | 0 | 0 | 0 | 0 | 0 | 0 | 0 | 0 | 0 | 0 | 0 | 0 | 0 | 0 | 0 | 0 | 0 | 0 | 0 | 0 | 0 | 0 | 0 | 0 | 0 | 0 | 0 | 620 | Scrubber / SCR / Mercury Control | Dry Scrubber
3122_B_2 | PJM_PENELEC | Pennsylvania | 42 | Indiana | 63 | 3122 | 2 | Homer City Generating Station | 10362 | 1969 | 9999 | Coal Steam | wall | dry | ESPC + Baghouse + Dry Scrubber + SCR + Mercury Control | LNBO | Dry Scrubber | Fossil | B | 2030 |  | Coal Retirement | 0 | 0 | 0 | 0 | 0 | 0 | 0 | 0 | 0 | 0 | 0 | 0 | 0 | 0 | 0 | 0 | 0 | 0 | 0 | 0 | 0 | 0 | 0 | 0 | 0 | 0 | 0 | 0 | 0 | 0 | 0 | 0 | 0 | 0 | 0 | 0 | 0 | 0 | 0 | 0 | 0 | 0 | 0 | 0 | 0 | 0 | 0 | 0 | 0 | 0 | 616 | Scrubber / SCR / Mercury Control | Dry Scrubber
3122_B_3 | PJM_PENELEC | Pennsylvania | 42 | Indiana | 63 | 3122 | 3 | Homer City Generating Station | 10385 | 1977 | 9999 | Coal Steam | wall | dry | ESPC + Wet Scrubber + SCR | LNBO | Wet Scrubber | Fossil | B | 2030 |  | Coal Retirement | 0 | 0 | 0 | 0 | 0 | 0 | 0 | 0 | 0 | 0 | 0 | 0 | 0 | 0 | 0 | 0 | 0 | 0 | 0 | 0 | 0 | 0 | 0 | 0 | 0 | 0 | 0 | 0 | 0 | 0 | 0 | 0 | 0 | 0 | 0 | 0 | 0 | 0 | 0 | 0 | 0 | 0 | 0 | 0 | 0 | 0 | 0 | 0 | 0 | 0 | 657 | Scrubber / SCR | Wet Scrubber
3124_G_1 | PJM_PENELEC | Pennsylvania | 42 | Clarion | 31 | 3124 | 1 | Piney | 0 | 1924 | 9999 | Hydro | [5 empty] | Non-Fossil | G | 2030 | Hydro |  | 0 | 0 | 0 | 0 | 0 | 0 | 0 | 0 | 0 | 0 | 0 | 0 | 0 | 0 | 0 | 0 | 12.2207 | 17.8919 | 16.0904 | 46.203 | 0 | 0 | 0 | 0 | 0 | 0 | 0 | 0 | 0 | 0 | 0 | 0 | 0 | 0 | 0 | 0 | 0 | 0 | 0 | 0 | 0.18654 | 0.016987 | 0.02487 | 0.022366 | 0.064222 | 0 | 0 | 0 | 0 | 0 | 11.8
3124_G_2 | PJM_PENELEC | Pennsylvania | 42 | Clarion | 31 | 3124 | 2 | Piney | 0 | 1924 | 9999 | Hydro | [5 empty] | Non-Fossil | G | 2030 | Hydro |  | 0 | 0 | 0 | 0 | 0 | 0 | 0 | 0 | 0 | 0 | 0 | 0 | 0 | 0 | 0 | 0 | 12.2207 | 17.8919 | 16.0904 | 46.203 | 0 | 0 | 0 | 0 | 0 | 0 | 0 | 0 | 0 | 0 | 0 | 0 | 0 | 0 | 0 | 0 | 0 | 0 | 0 | 0 | 0.18654 | 0.016987 | 0.02487 | 0.022366 | 0.064222 | 0 | 0 | 0 | 0 | 0 | 11.8
3124_G_3 | PJM_PENELEC | Pennsylvania | 42 | Clarion | 31 | 3124 | 3 | Piney | 0 | 1928 | 9999 | Hydro | [5 empty] | Non-Fossil | G | 2030 | Hydro |  | 0 | 0 | 0 | 0 | 0 | 0 | 0 | 0 | 0 | 0 | 0 | 0 | 0 | 0 | 0 | 0 | 9.9423 | 14.5561 | 13.0905 | 37.5889 | 0 | 0 | 0 | 0 | 0 | 0 | 0 | 0 | 0 | 0 | 0 | 0 | 0 | 0 | 0 | 0 | 0 | 0 | 0 | 0 | 0.15176 | 0.01382 | 0.020233 | 0.018196 | 0.052249 | 0 | 0 | 0 | 0 | 0 | 9.6
3130_B_1 | PJM_PENELEC | Pennsylvania | 42 | Indiana | 63 | 3130 | 1 | Seward (PA) | 10969 | 2004 | 9999 | Coal Steam | FBC | dry | Baghouse + Dry Scrubber + SNCR | CF + NH3 | Dry Scrubber | Fossil | B | 2030 | Waste Coal |  | 4.5644 | 0 | 5.7698 | 10.3342 | 0 | 0 | 0 | 0 | 0 | 0 | 0 | 0 | 0 | 0 | 0 | 0 | 416.1184 | 0 | 526.0132 | 942.1317 | 467.1667 | 0 | 590.543 | 1057.7097 | 0.001229 | 0 | 0.0015535 | 0.0027825 | 0.24522 | 0 | 0.30998 | 0.55521 | 0.88778 | 0 | 1.1222 | 2.01 | 0.0022822 | 0 | 0.0028849 | 0.0051671 | 10.4674 | 1.8078 | 0 | 2.2852 | 4.093 | 6.8992 | 0 | 8.7212 | 15.6204 | 0 | 260 | Scrubber / SNCR | Dry Scrubber
3130_B_2 | PJM_PENELEC | Pennsylvania | 42 | Indiana | 63 | 3130 | 2 | Seward (PA) | 10969 | 2004 | 9999 | Coal Steam | FBC | dry | Baghouse + Dry Scrubber + SNCR | CF + NH3 | Dry Scrubber | Fossil | B | 2030 | Waste Coal |  | 4.5644 | 0 | 5.7698 | 10.3342 | 0 | 0 | 0 | 0 | 0 | 0 | 0 | 0 | 0 | 0 | 0 | 0 | 416.1184 | 0 | 526.0132 | 942.1317 | 467.1667 | 0 | 590.543 | 1057.7097 | 0.001229 | 0 | 0.0015535 | 0.0027825 | 0.25298 | 0 | 0.25341 | 0.50639 | 0.88778 | 0 | 1.1222 | 2.01 | 0.0022822 | 0 | 0.0028849 | 0.0051671 | 10.4674 | 1.8078 | 0 | 2.2852 | 4.093 | 6.8992 | 0 | 8.7212 | 15.6204 | 0 | 260 | Scrubber / SNCR | Dry Scrubber
3131_B_1 | PJM_PENELEC | Pennsylvania | 42 | Clearfield | 33 | 3131 | 1 | Shawville | 12463 | 1954 | 9999 | O/G Steam | wall | dry | SNCR | LNB |  | Fossil | B | 2030 | NaturalGas |  | 0 | 0 | 1.8882 | 1.8882 | 0 | 0 | 0 | 0 | 0 | 0 | 0 | 0 | 0 | 0 | 0 | 0 | 0 | 0 | 151.5016 | 151.5016 | 0 | 0 | 110.5331 | 110.5331 | 0 | 0 | 1.3217e-07 | 1.3217e-07 | 0 | 0 | 0.069239 | 0.069239 | 0 | 0 | 0 | 0 | 0 | 0 | 0 | 0 | 6.1844 | 0 | 0 | 0.23496 | 0.23496 | 0 | 0 | 2.9697 | 2.9697 | 0 | 118 | SNCR
3131_B_2 | PJM_PENELEC | Pennsylvania | 42 | Clearfield | 33 | 3131 | 2 | Shawville | 12463 | 1954 | 9999 | O/G Steam | wall | dry | SNCR | LNB |  | Fossil | B | 2030 | NaturalGas |  | 0 | 0 | 1.9362 | 1.9362 | 0 | 0 | 0 | 0 | 0 | 0 | 0 | 0 | 0 | 0 | 0 | 0 | 0 | 0 | 155.3533 | 155.3533 | 0 | 0 | 113.3433 | 113.3433 | 0 | 0 | 1.3553e-07 | 1.3553e-07 | 0 | 0 | 0.07794 | 0.07794 | 0 | 0 | 0 | 0 | 0 | 0 | 0 | 0 | 6.3417 | 0 | 0 | 0.24093 | 0.24093 | 0 | 0 | 3.0452 | 3.0452 | 0 | 121 | SNCR
3131_B_3 | PJM_PENELEC | Pennsylvania | 42 | Clearfield | 33 | 3131 | 3 | Shawville | 11615 | 1959 | 9999 | O/G Steam | tangential | dry | SNCR | LNC3 |  | Fossil | B | 2030 | NaturalGas |  | 1.3661 | 0 | 3.3055 | 4.6716 | 0 | 0 | 0 | 0 | 0 | 0 | 0 | 0 | 0 | 0 | 0 | 0 | 117.6168 | 0 | 284.5885 | 402.2053 | 79.9726 | 0 | 193.5037 | 273.4763 | 9.5628e-08 | 0 | 2.3138e-07 | 3.2701e-07 | 0.047309 | 0 | 0.08824 | 0.13555 | 0 | 0 | 0 | 0 | 0 | 0 | 0 | 0 | 8.5429 | 0.18241 | 0 | 0.44136 | 0.62377 | 2.93 | 0 | 5.1988 | 8.1288 | 0 | 163 | SNCR
3131_B_4 | PJM_PENELEC | Pennsylvania | 42 | Clearfield | 33 | 3131 | 4 | Shawville | 11615 | 1960 | 9999 | O/G Steam | tangential | dry | SNCR | LNC3 |  | Fossil | B | 2030 | NaturalGas |  | 1.3661 | 0 | 3.3055 | 4.6716 | 0 | 0 | 0 | 0 | 0 | 0 | 0 | 0 | 0 | 0 | 0 | 0 | 117.6168 | 0 | 284.5885 | 402.2053 | 79.9726 | 0 | 193.5037 | 273.4763 | 9.5628e-08 | 0 | 2.3138e-07 | 3.2701e-07 | 0.046127 | 0 | 0.086984 | 0.13311 | 0 | 0 | 0 | 0 | 0 | 0 | 0 | 0 | 8.5429 | 0.18241 | 0 | 0.44136 | 0.62377 | 2.93 | 0 | 5.1988 | 8.1288 | 0 | 163 | SNCR
3131_G_5 | PJM_PENELEC | Pennsylvania | 42 | Clearfield | 33 | 3131 | 5 | Shawville | 25000 | 1960 | 9999 | Combustion Turbine | [5 empty] | Fossil | G | 2030 | Oil |  | 0 | 0 | 0 | 0 | 0 | 0 | 0 | 0 | 0 | 0 | 0 | 0 | 0 | 0 | 0 | 0 | 0 | 0 | 0 | 0 | 0 | 0 | 0 | 0 | 0 | 0 | 0 | 0 | 0 | 0 | 0 | 0 | 0 | 0 | 0 | 0 | 0 | 0 | 0 | 0 | 0.090301 | 0 | 0 | 0 | 0 | 0 | 0 | 0 | 0 | 0 | 2
3131_G_6 | PJM_PENELEC | Pennsylvania | 42 | Clearfield | 33 | 3131 | 6 | Shawville | 25000 | 1966 | 9999 | Combustion Turbine | [5 empty] | Fossil | G | 2030 | Oil |  | 0 | 0 | 0 | 0 | 0 | 0 | 0 | 0 | 0 | 0 | 0 | 0 | 0 | 0 | 0 | 0 | 0 | 0 | 0 | 0 | 0 | 0 | 0 | 0 | 0 | 0 | 0 | 0 | 0 | 0 | 0 | 0 | 0 | 0 | 0 | 0 | 0 | 0 | 0 | 0 | 0.090301 | 0 | 0 | 0 | 0 | 0 | 0 | 0 | 0 | 0 | 2
3131_G_7 | PJM_PENELEC | Pennsylvania | 42 | Clearfield | 33 | 3131 | 7 | Shawville | 25000 | 1960 | 9999 | Combustion Turbine | [5 empty] | Fossil | G | 2030 | Oil |  | 0 | 0 | 0 | 0 | 0 | 0 | 0 | 0 | 0 | 0 | 0 | 0 | 0 | 0 | 0 | 0 | 0 | 0 | 0 | 0 | 0 | 0 | 0 | 0 | 0 | 0 | 0 | 0 | 0 | 0 | 0 | 0 | 0 | 0 | 0 | 0 | 0 | 0 | 0 | 0 | 0.090301 | 0 | 0 | 0 | 0 | 0 | 0 | 0 | 0 | 0 | 2
3132_G_3 | PJM_PENELEC | Pennsylvania | 42 | Warren | 123 | 3132 | 3 | Warren | 14988 | 1972 | 9999 | Combustion Turbine | [5 empty] | Fossil | G | 2030 | NaturalGas |  | 0.015794 | 0 | 0.030449 | 0.046243 | 0 | 0 | 0 | 0 | 0 | 0 | 0 | 0 | 0 | 0 | 0 | 0 | 1.0537 | 0 | 2.0316 | 3.0853 | 0.92455 | 0 | 1.7825 | 2.7071 | 1.1055e-09 | 0 | 2.1315e-09 | 3.237e-09 | 0.0014756 | 0 | 0.0028449 | 0.0043205 | 0 | 0 | 0 | 0 | 0 | 0 | 0 | 0 | 2.0769 | 0.0049737 | 0 | 0.0095891 | 0.014563 | 0.033873 | 0 | 0.047891 | 0.081764 | 0 | 46
3136_B_1 | PJM_PENELEC | Pennsylvania | 42 | Armstrong | 5 | 3136 | 1 | Keystone | 9828 | 1967 | 9999 | Coal Steam | tangential | dry | ESPC + Wet Scrubber + SCR | LNC3 | Wet Scrubber | Fossil | B | 2030 |  | Coal Retirement | 0 | 0 | 0 | 0 | 0 | 0 | 0 | 0 | 0 | 0 | 0 | 0 | 0 | 0 | 0 | 0 | 0 | 0 | 0 | 0 | 0 | 0 | 0 | 0 | 0 | 0 | 0 | 0 | 0 | 0 | 0 | 0 | 0 | 0 | 0 | 0 | 0 | 0 | 0 | 0 | 0 | 0 | 0 | 0 | 0 | 0 | 0 | 0 | 0 | 0 | 850 | Scrubber / SCR | Wet Scrubber
3136_B_2 | PJM_PENELEC | Pennsylvania | 42 | Armstrong | 5 | 3136 | 2 | Keystone | 9794 | 1968 | 9999 | Coal Steam | tangential | dry | ESPC + Wet Scrubber + SCR | LNC3 | Wet Scrubber | Fossil | B | 2030 |  | Coal Retirement | 0 | 0 | 0 | 0 | 0 | 0 | 0 | 0 | 0 | 0 | 0 | 0 | 0 | 0 | 0 | 0 | 0 | 0 | 0 | 0 | 0 | 0 | 0 | 0 | 0 | 0 | 0 | 0 | 0 | 0 | 0 | 0 | 0 | 0 | 0 | 0 | 0 | 0 | 0 | 0 | 0 | 0 | 0 | 0 | 0 | 0 | 0 | 0 | 0 | 0 | 850 | Scrubber / SCR | Wet Scrubber
3136_G_3 | PJM_PENELEC | Pennsylvania | 42 | Armstrong | 5 | 3136 | 3 | Keystone | 12582 | 1968 | 9999 | Combustion Turbine | [5 empty] | Fossil | G | 2030 | Oil |  | 0 | 0 | 0 | 0 | 0 | 0 | 0 | 0 | 0 | 0 | 0 | 0 | 0 | 0 | 0 | 0 | 0 | 0 | 0 | 0 | 0 | 0 | 0 | 0 | 0 | 0 | 0 | 0 | 0 | 0 | 0 | 0 | 0 | 0 | 0 | 0 | 0 | 0 | 0 | 0 | 0.12642 | 0 | 0 | 0 | 0 | 0 | 0 | 0 | 0 | 0 | 2.8
3136_G_4 | PJM_PENELEC | Pennsylvania | 42 | Armstrong | 5 | 3136 | 4 | Keystone | 12654 | 1968 | 9999 | Combustion Turbine | [5 empty] | Fossil | G | 2030 | Oil |  | 0 | 0 | 0 | 0 | 0 | 0 | 0 | 0 | 0 | 0 | 0 | 0 | 0 | 0 | 0 | 0 | 0 | 0 | 0 | 0 | 0 | 0 | 0 | 0 | 0 | 0 | 0 | 0 | 0 | 0 | 0 | 0 | 0 | 0 | 0 | 0 | 0 | 0 | 0 | 0 | 0.12642 | 0 | 0 | 0 | 0 | 0 | 0 | 0 | 0 | 0 | 2.8
3136_G_5 | PJM_PENELEC | Pennsylvania | 42 | Armstrong | 5 | 3136 | 5 | Keystone | 12654 | 1968 | 9999 | Combustion Turbine | [5 empty] | Fossil | G | 2030 | Oil |  | 0 | 0 | 0 | 0 | 0 | 0 | 0 | 0 | 0 | 0 | 0 | 0 | 0 | 0 | 0 | 0 | 0 | 0 | 0 | 0 | 0 | 0 | 0 | 0 | 0 | 0 | 0 | 0 | 0 | 0 | 0 | 0 | 0 | 0 | 0 | 0 | 0 | 0 | 0 | 0 | 0.12642 | 0 | 0 | 0 | 0 | 0 | 0 | 0 | 0 | 0 | 2.8
3136_G_6 | PJM_PENELEC | Pennsylvania | 42 | Armstrong | 5 | 3136 | 6 | Keystone | 12654 | 1968 | 9999 | Combustion Turbine | [5 empty] | Fossil | G | 2030 | Oil |  | 0 | 0 | 0 | 0 | 0 | 0 | 0 | 0 | 0 | 0 | 0 | 0 | 0 | 0 | 0 | 0 | 0 | 0 | 0 | 0 | 0 | 0 | 0 | 0 | 0 | 0 | 0 | 0 | 0 | 0 | 0 | 0 | 0 | 0 | 0 | 0 | 0 | 0 | 0 | 0 | 0.12642 | 0 | 0 | 0 | 0 | 0 | 0 | 0 | 0 | 0 | 2.8
3138_B_3 | PJM_ATSI | Pennsylvania | 42 | Lawrence | 73 | 3138 | 3 | New Castle Plant | 11532 | 1952 | 9999 | O/G Steam | wall | dry | SNCR | LNB + LNBO |  | Fossil | B | 2030 | NaturalGas |  | 0 | 0 | 1.2848 | 1.2848 | 0 | 0 | 0 | 0 | 0 | 0 | 0 | 0 | 0 | 0 | 0 | 0 | 0 | 0 | 111.4157 | 111.4157 | 0 | 0 | 75.2149 | 75.2149 | 0 | 0 | 8.9939e-08 | 8.9939e-08 | 0 | 0 | 0.045593 | 0.045593 | 0 | 0 | 0 | 0 | 0 | 0 | 0 | 0 | 4.558 | 0 | 0 | 0.17279 | 0.17279 | 0 | 0 | 2.3579 | 2.3579 | 0 | 88 | SNCR
3138_B_4 | PJM_ATSI | Pennsylvania | 42 | Lawrence | 73 | 3138 | 4 | New Castle Plant | 11226 | 1958 | 9999 | O/G Steam | wall | dry | SNCR | LNB + LNBO |  | Fossil | B | 2030 | NaturalGas |  | 0 | 0 | 1.2365 | 1.2365 | 0 | 0 | 0 | 0 | 0 | 0 | 0 | 0 | 0 | 0 | 0 | 0 | 0 | 0 | 110.1496 | 110.1496 | 0 | 0 | 72.387 | 72.387 | 0 | 0 | 8.6558e-08 | 8.6558e-08 | 0 | 0 | 0.040528 | 0.040528 | 0 | 0 | 0 | 0 | 0 | 0 | 0 | 0 | 4.5062 | 0 | 0 | 0.17083 | 0.17083 | 0 | 0 | 2.2692 | 2.2692 | 0 | 87 | SNCR
3138_B_5 | PJM_ATSI | Pennsylvania | 42 | Lawrence | 73 | 3138 | 5 | New Castle Plant | 11405 | 1964 | 9999 | O/G Steam | wall | dry | SNCR | LNB + LNBO |  | Fossil | B | 2030 | NaturalGas |  | 0 | 0 | 2.6245 | 2.6245 | 0 | 0 | 0 | 0 | 0 | 0 | 0 | 0 | 0 | 0 | 0 | 0 | 0 | 0 | 230.1218 | 230.1218 | 0 | 0 | 153.6406 | 153.6406 | 0 | 0 | 1.8372e-07 | 1.8372e-07 | 0 | 0 | 0.083802 | 0.083802 | 0 | 0 | 0 | 0 | 0 | 0 | 0 | 0 | 6.7335 | 0 | 0 | 0.35689 | 0.35689 | 0 | 0 | 4.8164 | 4.8164 | 0 | 130 | SNCR
3138_G_EMDA | PJM_ATSI | Pennsylvania | 42 | Lawrence | 73 | 3138 | EMDA | New Castle Plant | 14775 | 1968 | 9999 | Combustion Turbine | [5 empty] | Fossil | G | 2030 | Oil |  | 0 | 0 | 0 | 0 | 0 | 0 | 0 | 0 | 0 | 0 | 0 | 0 | 0 | 0 | 0 | 0 | 0 | 0 | 0 | 0 | 0 | 0 | 0 | 0 | 0 | 0 | 0 | 0 | 0 | 0 | 0 | 0 | 0 | 0 | 0 | 0 | 0 | 0 | 0 | 0 | 0.10948 | 0 | 0 | 0 | 0 | 0 | 0 | 0 | 0 | 0 | 2.5
3139_G_CTG1 | PJM_Western MAAC | Pennsylvania | 42 | Lehigh | 77 | 3139 | CTG1 | TalenEnergy Martin Creek LLC Allentown | 16314 | 1967 | 9999 | Combustion Turbine | [5 empty] | Fossil | G | 2030 | Oil |  | 0 | 0 | 0 | 0 | 0 | 0 | 0 | 0 | 0 | 0 | 0 | 0 | 0 | 0 | 0 | 0 | 0 | 0 | 0 | 0 | 0 | 0 | 0 | 0 | 0 | 0 | 0 | 0 | 0 | 0 | 0 | 0 | 0 | 0 | 0 | 0 | 0 | 0 | 0 | 0 | 4.6044e-08 | 0 | 0 | 0 | 0 | 0 | 0 | 0 | 0 | 0 | 1e-06
3139_G_CTG2 | PJM_Western MAAC | Pennsylvania | 42 | Lehigh | 77 | 3139 | CTG2 | TalenEnergy Martin Creek LLC Allentown | 16333 | 1967 | 9999 | Combustion Turbine | [5 empty] | Fossil | G | 2030 | Oil |  | 0 | 0 | 0 | 0 | 0 | 0 | 0 | 0 | 0 | 0 | 0 | 0 | 0 | 0 | 0 | 0 | 0 | 0 | 0 | 0 | 0 | 0 | 0 | 0 | 0 | 0 | 0 | 0 | 0 | 0 | 0 | 0 | 0 | 0 | 0 | 0 | 0 | 0 | 0 | 0 | 4.6044e-08 | 0 | 0 | 0 | 0 | 0 | 0 | 0 | 0 | 0 | 1e-06
3139_G_CTG3 | PJM_Western MAAC | Pennsylvania | 42 | Lehigh | 77 | 3139 | CTG3 | TalenEnergy Martin Creek LLC Allentown | 16333 | 1967 | 9999 | Combustion Turbine | [5 empty] | Fossil | G | 2030 | Oil |  | 0 | 0 | 0 | 0 | 0 | 0 | 0 | 0 | 0 | 0 | 0 | 0 | 0 | 0 | 0 | 0 | 0 | 0 | 0 | 0 | 0 | 0 | 0 | 0 | 0 | 0 | 0 | 0 | 0 | 0 | 0 | 0 | 0 | 0 | 0 | 0 | 0 | 0 | 0 | 0 | 4.6044e-08 | 0 | 0 | 0 | 0 | 0 | 0 | 0 | 0 | 0 | 1e-06
3139_G_CTG4 | PJM_Western MAAC | Pennsylvania | 42 | Lehigh | 77 | 3139 | CTG4 | TalenEnergy Martin Creek LLC Allentown | 16333 | 1967 | 9999 | Combustion Turbine | [5 empty] | Fossil | G | 2030 | Oil |  | 0 | 0 | 0 | 0 | 0 | 0 | 0 | 0 | 0 | 0 | 0 | 0 | 0 | 0 | 0 | 0 | 0 | 0 | 0 | 0 | 0 | 0 | 0 | 0 | 0 | 0 | 0 | 0 | 0 | 0 | 0 | 0 | 0 | 0 | 0 | 0 | 0 | 0 | 0 | 0 | 4.6044e-08 | 0 | 0 | 0 | 0 | 0 | 0 | 0 | 0 | 0 | 1e-06
314_G_1 | WECC_Imperial Irrigation District (IID) | California | 6 | Imperial | 25 | 314 | 1 | Drop 5 | 0 | 1982 | 9999 | Hydro | [5 empty] | Non-Fossil | G | 2030 | Hydro |  | 0 | 0 | 0 | 0 | 0 | 0 | 0 | 0 | 0 | 0 | 0 | 0 | 0 | 0 | 0 | 0 | 1.1485 | 1.844 | 3.6792 | 6.6717 | 0 | 0 | 0 | 0 | 0 | 0 | 0 | 0 | 0 | 0 | 0 | 0 | 0 | 0 | 0 | 0 | 0 | 0 | 0 | 0 | 0.030036 | 0.0015964 | 0.0025631 | 0.0051141 | 0.0092737 | 0 | 0 | 0 | 0 | 0 | 1.9
314_G_2 | WECC_Imperial Irrigation District (IID) | California | 6 | Imperial | 25 | 314 | 2 | Drop 5 | 0 | 1982 | 9999 | Hydro | [5 empty] | Non-Fossil | G | 2030 | Hydro |  | 0 | 0 | 0 | 0 | 0 | 0 | 0 | 0 | 0 | 0 | 0 | 0 | 0 | 0 | 0 | 0 | 1.1485 | 1.844 | 3.6792 | 6.6717 | 0 | 0 | 0 | 0 | 0 | 0 | 0 | 0 | 0 | 0 | 0 | 0 | 0 | 0 | 0 | 0 | 0 | 0 | 0 | 0 | 0.030036 | 0.0015964 | 0.0025631 | 0.0051141 | 0.0092737 | 0 | 0 | 0 | 0 | 0 | 1.9
3140_B_1 | PJM_Western MAAC | Pennsylvania | 42 | York | 133 | 3140 | 1 | Brunner Island | 11245 | 1961 | 9999 | Coal Steam | tangential | dry | Baghouse + Wet Scrubber + DSI | LNC3 | Wet Scrubber | Fossil | B | 2030 |  | Coal to Gas / Coal Retirement | 0 | 0 | 0 | 0 | 0 | 0 | 0 | 0 | 0 | 0 | 0 | 0 | 0 | 0 | 0 | 0 | 0 | 0 | 0 | 0 | 0 | 0 | 0 | 0 | 0 | 0 | 0 | 0 | 0 | 0 | 0 | 0 | 0 | 0 | 0 | 0 | 0 | 0 | 0 | 0 | 0 | 0 | 0 | 0 | 0 | 0 | 0 | 0 | 0 | 0 | 306 | Scrubber / DSI / Coal to Gas | Wet Scrubber
3140_B_2 | PJM_Western MAAC | Pennsylvania | 42 | York | 133 | 3140 | 2 | Brunner Island | 10686 | 1965 | 9999 | O/G Steam | tangential | dry |  | LNC3 |  | Fossil | B | 2030 | NaturalGas |  | 4.7424 | 0 | 8.8307 | 13.5731 | 0 | 0 | 0 | 0 | 0 | 0 | 0 | 0 | 0 | 0 | 0 | 0 | 443.7944 | 0 | 826.3799 | 1270.1743 | 277.6193 | 0 | 516.9489 | 794.5683 | 3.3197e-07 | 0 | 6.1815e-07 | 9.5012e-07 | 0.18906 | 0 | 0.35204 | 0.54109 | 0 | 0 | 0 | 0 | 0 | 0 | 0 | 0 | 19.4668 | 0.39387 | 0 | 0.73341 | 1.1273 | 10.9553 | 0 | 14.2634 | 25.2187 | 0 | 363
3140_B_3 | PJM_Western MAAC | Pennsylvania | 42 | York | 133 | 3140 | 3 | Brunner Island | 10306 | 1969 | 9999 | O/G Steam | tangential | dry |  | LNC3 |  | Fossil | B | 2030 | NaturalGas |  | 11.386 | 4.4698 | 14.3214 | 30.1772 | 0 | 0 | 0 | 0 | 0 | 0 | 0 | 0 | 0 | 0 | 0 | 0 | 1104.7886 | 433.713 | 1389.6149 | 2928.1165 | 666.5336 | 261.6648 | 838.3731 | 1766.5714 | 7.9702e-07 | 3.1289e-07 | 1.0025e-06 | 2.1124e-06 | 0.54556 | 0.21417 | 0.68621 | 1.4459 | 0 | 0 | 0 | 0 | 0 | 0 | 0 | 0 | 39.8339 | 0.98215 | 0.38557 | 1.2354 | 2.6031 | 26.3024 | 8.533 | 23.132 | 57.9674 | 0 | 742
3142_G_UNT1 | PJM_Western MAAC | Pennsylvania | 42 | Schuylkill | 107 | 3142 | UNT1 | TalenEnergy Martins Creek LLC Fishbach | 14062 | 1969 | 9999 | Combustion Turbine | [5 empty] | Fossil | G | 2030 | Oil |  | 0 | 0 | 0 | 0 | 0 | 0 | 0 | 0 | 0 | 0 | 0 | 0 | 0 | 0 | 0 | 0 | 0 | 0 | 0 | 0 | 0 | 0 | 0 | 0 | 0 | 0 | 0 | 0 | 0 | 0 | 0 | 0 | 0 | 0 | 0 | 0 | 0 | 0 | 0 | 0 | 4.6044e-08 | 0 | 0 | 0 | 0 | 0 | 0 | 0 | 0 | 0 | 1e-06
3142_G_UNT2 | PJM_Western MAAC | Pennsylvania | 42 | Schuylkill | 107 | 3142 | UNT2 | TalenEnergy Martins Creek LLC Fishbach | 14095 | 1969 | 9999 | Combustion Turbine | [5 empty] | Fossil | G | 2030 | Oil |  | 0 | 0 | 0 | 0 | 0 | 0 | 0 | 0 | 0 | 0 | 0 | 0 | 0 | 0 | 0 | 0 | 0 | 0 | 0 | 0 | 0 | 0 | 0 | 0 | 0 | 0 | 0 | 0 | 0 | 0 | 0 | 0 | 0 | 0 | 0 | 0 | 0 | 0 | 0 | 0 | 4.6044e-08 | 0 | 0 | 0 | 0 | 0 | 0 | 0 | 0 | 0 | 1e-06
3143_G_CTG1 | PJM_Western MAAC | Pennsylvania | 42 | Dauphin | 43 | 3143 | CTG1 | TalenEnergy Martins Creek LLC Harrisburg | 15121 | 1967 | 9999 | Combustion Turbine | [5 empty] | Fossil | G | 2030 | Oil |  | 0 | 0 | 0 | 0 | 0 | 0 | 0 | 0 | 0 | 0 | 0 | 0 | 0 | 0 | 0 | 0 | 0 | 0 | 0 | 0 | 0 | 0 | 0 | 0 | 0 | 0 | 0 | 0 | 0 | 0 | 0 | 0 | 0 | 0 | 0 | 0 | 0 | 0 | 0 | 0 | 4.6044e-08 | 0 | 0 | 0 | 0 | 0 | 0 | 0 | 0 | 0 | 1e-06
3143_G_CTG2 | PJM_Western MAAC | Pennsylvania | 42 | Dauphin | 43 | 3143 | CTG2 | TalenEnergy Martins Creek LLC Harrisburg | 15132 | 1967 | 9999 | Combustion Turbine | [5 empty] | Fossil | G | 2030 | Oil |  | 0 | 0 | 0 | 0 | 0 | 0 | 0 | 0 | 0 | 0 | 0 | 0 | 0 | 0 | 0 | 0 | 0 | 0 | 0 | 0 | 0 | 0 | 0 | 0 | 0 | 0 | 0 | 0 | 0 | 0 | 0 | 0 | 0 | 0 | 0 | 0 | 0 | 0 | 0 | 0 | 4.6044e-08 | 0 | 0 | 0 | 0 | 0 | 0 | 0 | 0 | 0 | 1e-06
3143_G_CTG3 | PJM_Western MAAC | Pennsylvania | 42 | Dauphin | 43 | 3143 | CTG3 | TalenEnergy Martins Creek LLC Harrisburg | 15132 | 1967 | 9999 | Combustion Turbine | [5 empty] | Fossil | G | 2030 | Oil |  | 0 | 0 | 0 | 0 | 0 | 0 | 0 | 0 | 0 | 0 | 0 | 0 | 0 | 0 | 0 | 0 | 0 | 0 | 0 | 0 | 0 | 0 | 0 | 0 | 0 | 0 | 0 | 0 | 0 | 0 | 0 | 0 | 0 | 0 | 0 | 0 | 0 | 0 | 0 | 0 | 4.6044e-08 | 0 | 0 | 0 | 0 | 0 | 0 | 0 | 0 | 0 | 1e-06
3144_G_CTG1 | PJM_Western MAAC | Pennsylvania | 42 | Luzerne | 79 | 3144 | CTG1 | TalenEnergy Martins Creek LLC Harwood | 16620 | 1967 | 9999 | Combustion Turbine | [5 empty] | Fossil | G | 2030 | Oil |  | 0 | 0 | 0 | 0 | 0 | 0 | 0 | 0 | 0 | 0 | 0 | 0 | 0 | 0 | 0 | 0 | 0 | 0 | 0 | 0 | 0 | 0 | 0 | 0 | 0 | 0 | 0 | 0 | 0 | 0 | 0 | 0 | 0 | 0 | 0 | 0 | 0 | 0 | 0 | 0 | 4.6044e-08 | 0 | 0 | 0 | 0 | 0 | 0 | 0 | 0 | 0 | 1e-06
3144_G_CTG2 | PJM_Western MAAC | Pennsylvania | 42 | Luzerne | 79 | 3144 | CTG2 | TalenEnergy Martins Creek LLC Harwood | 16642 | 1967 | 9999 | Combustion Turbine | [5 empty] | Fossil | G | 2030 | Oil |  | 0 | 0 | 0 | 0 | 0 | 0 | 0 | 0 | 0 | 0 | 0 | 0 | 0 | 0 | 0 | 0 | 0 | 0 | 0 | 0 | 0 | 0 | 0 | 0 | 0 | 0 | 0 | 0 | 0 | 0 | 0 | 0 | 0 | 0 | 0 | 0 | 0 | 0 | 0 | 0 | 4.6044e-08 | 0 | 0 | 0 | 0 | 0 | 0 | 0 | 0 | 0 | 1e-06
3145_G_HW1 | PJM_Western MAAC | Pennsylvania | 42 | Lancaster | 71 | 3145 | HW1 | Holtwood | 0 | 1910 | 9999 | Hydro | [5 empty] | Non-Fossil | G | 2030 | Hydro |  | 0 | 0 | 0 | 0 | 0 | 0 | 0 | 0 | 0 | 0 | 0 | 0 | 0 | 0 | 0 | 0 | 9.5562 | 13.4884 | 11.8645 | 34.909 | 0 | 0 | 0 | 0 | 0 | 0 | 0 | 0 | 0 | 0 | 0 | 0 | 0 | 0 | 0 | 0 | 0 | 0 | 0 | 0 | 0.15808 | 0.013283 | 0.018749 | 0.016492 | 0.048524 | 0 | 0 | 0 | 0 | 0 | 10
3145_G_HW10 | PJM_Western MAAC | Pennsylvania | 42 | Lancaster | 71 | 3145 | HW10 | Holtwood | 0 | 1924 | 9999 | Hydro | [5 empty] | Non-Fossil | G | 2030 | Hydro |  | 0 | 0 | 0 | 0 | 0 | 0 | 0 | 0 | 0 | 0 | 0 | 0 | 0 | 0 | 0 | 0 | 12.6141 | 17.8047 | 15.6611 | 46.0799 | 0 | 0 | 0 | 0 | 0 | 0 | 0 | 0 | 0 | 0 | 0 | 0 | 0 | 0 | 0 | 0 | 0 | 0 | 0 | 0 | 0.20867 | 0.017534 | 0.024748 | 0.021769 | 0.064051 | 0 | 0 | 0 | 0 | 0 | 13.2
3145_G_HW11 | PJM_EMAAC | Pennsylvania | 42 | Lancaster | 71 | 3145 | HW11 | Holtwood | 0 | 2011 | 9999 | Hydro | [5 empty] | Non-Fossil | G | 2030 | Hydro |  | 0 | 0 | 0 | 0 | 0 | 0 | 0 | 0 | 0 | 0 | 0 | 0 | 0 | 0 | 0 | 0 | 1.1257 | 1.5056 | 1.2821 | 3.9134 | 0 | 0 | 0 | 0 | 0 | 0 | 0 | 0 | 0 | 0 | 0 | 0 | 0 | 0 | 0 | 0 | 0 | 0 | 0 | 0 | 0.01897 | 0.0015648 | 0.0020927 | 0.0017822 | 0.0054397 | 0 | 0 | 0 | 0 | 0 | 1.2
3145_G_HW13 | PJM_EMAAC | Pennsylvania | 42 | Lancaster | 71 | 3145 | HW13 | Holtwood | 0 | 2011 | 9999 | Hydro | [5 empty] | Non-Fossil | G | 2030 | Hydro |  | 0 | 0 | 0 | 0 | 0 | 0 | 0 | 0 | 0 | 0 | 0 | 0 | 0 | 0 | 0 | 0 | 1.1257 | 1.5056 | 1.2821 | 3.9134 | 0 | 0 | 0 | 0 | 0 | 0 | 0 | 0 | 0 | 0 | 0 | 0 | 0 | 0 | 0 | 0 | 0 | 0 | 0 | 0 | 0.01897 | 0.0015648 | 0.0020927 | 0.0017822 | 0.0054397 | 0 | 0 | 0 | 0 | 0 | 1.2
3145_G_HW18 | PJM_EMAAC | Pennsylvania | 42 | Lancaster | 71 | 3145 | HW18 | Holtwood | 0 | 2013 | 9999 | Hydro | [5 empty] | Non-Fossil | G | 2030 | Hydro |  | 0 | 0 | 0 | 0 | 0 | 0 | 0 | 0 | 0 | 0 | 0 | 0 | 0 | 0 | 0 | 0 | 60.6014 | 81.0503 | 69.0219 | 210.6736 | 0 | 0 | 0 | 0 | 0 | 0 | 0 | 0 | 0 | 0 | 0 | 0 | 0 | 0 | 0 | 0 | 0 | 0 | 0 | 0 | 1.0212 | 0.084236 | 0.11266 | 0.095941 | 0.29284 | 0 | 0 | 0 | 0 | 0 | 64.6
3145_G_HW19 | PJM_EMAAC | Pennsylvania | 42 | Lancaster | 71 | 3145 | HW19 | Holtwood | 0 | 2013 | 9999 | Hydro | [5 empty] | Non-Fossil | G | 2030 | Hydro |  | 0 | 0 | 0 | 0 | 0 | 0 | 0 | 0 | 0 | 0 | 0 | 0 | 0 | 0 | 0 | 0 | 60.6014 | 81.0503 | 69.0219 | 210.6736 | 0 | 0 | 0 | 0 | 0 | 0 | 0 | 0 | 0 | 0 | 0 | 0 | 0 | 0 | 0 | 0 | 0 | 0 | 0 | 0 | 1.0212 | 0.084236 | 0.11266 | 0.095941 | 0.29284 | 0 | 0 | 0 | 0 | 0 | 64.6
3145_G_HW2 | PJM_Western MAAC | Pennsylvania | 42 | Lancaster | 71 | 3145 | HW2 | Holtwood | 0 | 1911 | 9999 | Hydro | [5 empty] | Non-Fossil | G | 2030 | Hydro |  | 0 | 0 | 0 | 0 | 0 | 0 | 0 | 0 | 0 | 0 | 0 | 0 | 0 | 0 | 0 | 0 | 11.1807 | 15.7814 | 13.8814 | 40.8436 | 0 | 0 | 0 | 0 | 0 | 0 | 0 | 0 | 0 | 0 | 0 | 0 | 0 | 0 | 0 | 0 | 0 | 0 | 0 | 0 | 0.18496 | 0.015541 | 0.021936 | 0.019295 | 0.056773 | 0 | 0 | 0 | 0 | 0 | 11.7
3145_G_HW3 | PJM_Western MAAC | Pennsylvania | 42 | Lancaster | 71 | 3145 | HW3 | Holtwood | 0 | 1911 | 9999 | Hydro | [5 empty] | Non-Fossil | G | 2030 | Hydro |  | 0 | 0 | 0 | 0 | 0 | 0 | 0 | 0 | 0 | 0 | 0 | 0 | 0 | 0 | 0 | 0 | 12.1363 | 17.1303 | 15.0679 | 44.3345 | 0 | 0 | 0 | 0 | 0 | 0 | 0 | 0 | 0 | 0 | 0 | 0 | 0 | 0 | 0 | 0 | 0 | 0 | 0 | 0 | 0.20076 | 0.016869 | 0.023811 | 0.020944 | 0.061625 | 0 | 0 | 0 | 0 | 0 | 12.7
3145_G_HW4 | PJM_Western MAAC | Pennsylvania | 42 | Lancaster | 71 | 3145 | HW4 | Holtwood | 0 | 1911 | 9999 | Hydro | [5 empty] | Non-Fossil | G | 2030 | Hydro |  | 0 | 0 | 0 | 0 | 0 | 0 | 0 | 0 | 0 | 0 | 0 | 0 | 0 | 0 | 0 | 0 | 10.7029 | 15.107 | 13.2882 | 39.0981 | 0 | 0 | 0 | 0 | 0 | 0 | 0 | 0 | 0 | 0 | 0 | 0 | 0 | 0 | 0 | 0 | 0 | 0 | 0 | 0 | 0.17705 | 0.014877 | 0.020999 | 0.018471 | 0.054346 | 0 | 0 | 0 | 0 | 0 | 11.2
3145_G_HW5 | PJM_Western MAAC | Pennsylvania | 42 | Lancaster | 71 | 3145 | HW5 | Holtwood | 0 | 1911 | 9999 | Hydro | [5 empty] | Non-Fossil | G | 2030 | Hydro |  | 0 | 0 | 0 | 0 | 0 | 0 | 0 | 0 | 0 | 0 | 0 | 0 | 0 | 0 | 0 | 0 | 11.563 | 16.3209 | 14.356 | 42.2399 | 0 | 0 | 0 | 0 | 0 | 0 | 0 | 0 | 0 | 0 | 0 | 0 | 0 | 0 | 0 | 0 | 0 | 0 | 0 | 0 | 0.19128 | 0.016073 | 0.022686 | 0.019955 | 0.058713 | 0 | 0 | 0 | 0 | 0 | 12.1
3145_G_HW6 | PJM_Western MAAC | Pennsylvania | 42 | Lancaster | 71 | 3145 | HW6 | Holtwood | 0 | 1911 | 9999 | Hydro | [5 empty] | Non-Fossil | G | 2030 | Hydro |  | 0 | 0 | 0 | 0 | 0 | 0 | 0 | 0 | 0 | 0 | 0 | 0 | 0 | 0 | 0 | 0 | 11.9452 | 16.8605 | 14.8306 | 43.6363 | 0 | 0 | 0 | 0 | 0 | 0 | 0 | 0 | 0 | 0 | 0 | 0 | 0 | 0 | 0 | 0 | 0 | 0 | 0 | 0 | 0.1976 | 0.016604 | 0.023436 | 0.020615 | 0.060654 | 0 | 0 | 0 | 0 | 0 | 12.5
3145_G_HW7 | PJM_Western MAAC | Pennsylvania | 42 | Lancaster | 71 | 3145 | HW7 | Holtwood | 0 | 1913 | 9999 | Hydro | [5 empty] | Non-Fossil | G | 2030 | Hydro |  | 0 | 0 | 0 | 0 | 0 | 0 | 0 | 0 | 0 | 0 | 0 | 0 | 0 | 0 | 0 | 0 | 9.8428 | 13.893 | 12.2204 | 35.9563 | 0 | 0 | 0 | 0 | 0 | 0 | 0 | 0 | 0 | 0 | 0 | 0 | 0 | 0 | 0 | 0 | 0 | 0 | 0 | 0 | 0.16282 | 0.013682 | 0.019311 | 0.016986 | 0.049979 | 0 | 0 | 0 | 0 | 0 | 10.3
3145_G_HW8 | PJM_Western MAAC | Pennsylvania | 42 | Lancaster | 71 | 3145 | HW8 | Holtwood | 0 | 1914 | 9999 | Hydro | [5 empty] | Non-Fossil | G | 2030 | Hydro |  | 0 | 0 | 0 | 0 | 0 | 0 | 0 | 0 | 0 | 0 | 0 | 0 | 0 | 0 | 0 | 0 | 10.034 | 14.1628 | 12.4577 | 36.6545 | 0 | 0 | 0 | 0 | 0 | 0 | 0 | 0 | 0 | 0 | 0 | 0 | 0 | 0 | 0 | 0 | 0 | 0 | 0 | 0 | 0.16599 | 0.013947 | 0.019686 | 0.017316 | 0.05095 | 0 | 0 | 0 | 0 | 0 | 10.5
3145_G_HW9 | PJM_Western MAAC | Pennsylvania | 42 | Lancaster | 71 | 3145 | HW9 | Holtwood | 0 | 1914 | 9999 | Hydro | [5 empty] | Non-Fossil | G | 2030 | Hydro |  | 0 | 0 | 0 | 0 | 0 | 0 | 0 | 0 | 0 | 0 | 0 | 0 | 0 | 0 | 0 | 0 | 12.6141 | 17.8047 | 15.6611 | 46.0799 | 0 | 0 | 0 | 0 | 0 | 0 | 0 | 0 | 0 | 0 | 0 | 0 | 0 | 0 | 0 | 0 | 0 | 0 | 0 | 0 | 0.20867 | 0.017534 | 0.024748 | 0.021769 | 0.064051 | 0 | 0 | 0 | 0 | 0 | 13.2
3146_G_CTG1 | PJM_Western MAAC | Pennsylvania | 42 | Luzerne | 79 | 3146 | CTG1 | TalenEnergy Martins Creek LLC Jenkins | 16970 | 1969 | 9999 | Combustion Turbine | [5 empty] | Fossil | G | 2030 | Oil |  | 0 | 0 | 0 | 0 | 0 | 0 | 0 | 0 | 0 | 0 | 0 | 0 | 0 | 0 | 0 | 0 | 0 | 0 | 0 | 0 | 0 | 0 | 0 | 0 | 0 | 0 | 0 | 0 | 0 | 0 | 0 | 0 | 0 | 0 | 0 | 0 | 0 | 0 | 0 | 0 | 4.6044e-08 | 0 | 0 | 0 | 0 | 0 | 0 | 0 | 0 | 0 | 1e-06
3146_G_CTG2 | PJM_Western MAAC | Pennsylvania | 42 | Luzerne | 79 | 3146 | CTG2 | TalenEnergy Martins Creek LLC Jenkins | 17002 | 1969 | 9999 | Combustion Turbine | [5 empty] | Fossil | G | 2030 | Oil |  | 0 | 0 | 0 | 0 | 0 | 0 | 0 | 0 | 0 | 0 | 0 | 0 | 0 | 0 | 0 | 0 | 0 | 0 | 0 | 0 | 0 | 0 | 0 | 0 | 0 | 0 | 0 | 0 | 0 | 0 | 0 | 0 | 0 | 0 | 0 | 0 | 0 | 0 | 0 | 0 | 4.6044e-08 | 0 | 0 | 0 | 0 | 0 | 0 | 0 | 0 | 0 | 1e-06
3147_G_CTG | PJM_Western MAAC | Pennsylvania | 42 | Lycoming | 81 | 3147 | CTG | TalenEnergy Martins Creek LLC Lock Haven | 16370 | 1969 | 9999 | Combustion Turbine | [5 empty] | Fossil | G | 2030 | Oil |  | 0 | 0 | 0 | 0 | 0 | 0 | 0 | 0 | 0 | 0 | 0 | 0 | 0 | 0 | 0 | 0 | 0 | 0 | 0 | 0 | 0 | 0 | 0 | 0 | 0 | 0 | 0 | 0 | 0 | 0 | 0 | 0 | 0 | 0 | 0 | 0 | 0 | 0 | 0 | 0 | 4.6044e-08 | 0 | 0 | 0 | 0 | 0 | 0 | 0 | 0 | 0 | 1e-06
3148_B_3 | PJM_Western MAAC | Pennsylvania | 42 | Northampton | 95 | 3148 | 3 | TalenEnergy Martins Creek | 11270 | 1975 | 9999 | O/G Steam | tangential |  |  | FR + OFA |  | Fossil | B | 2030 | NaturalGas |  | 7.4475 | 0 | 16.1031 | 23.5506 | 0 | 0 | 0 | 0 | 0 | 0 | 0 | 0 | 0 | 0 | 0 | 0 | 660.8239 | 0 | 1428.8457 | 2089.6696 | 435.9758 | 0 | 942.6749 | 1378.6507 | 5.2132e-07 | 0 | 1.1272e-06 | 1.6485e-06 | 0.32639 | 0 | 0.70572 | 1.0321 | 0 | 0 | 0 | 0 | 0 | 0 | 0 | 0 | 38.6292 | 0.58123 | 0 | 1.2568 | 1.838 | 17.2042 | 0 | 26.0099 | 43.2141 | 0 | 865
3148_B_4 | PJM_Western MAAC | Pennsylvania | 42 | Northampton | 95 | 3148 | 4 | TalenEnergy Martins Creek | 11340 | 1977 | 9999 | O/G Steam | tangential |  |  | FR + OFA |  | Fossil | B | 2030 | NaturalGas |  | 7.4418 | 0 | 16.0907 | 23.5325 | 0 | 0 | 0 | 0 | 0 | 0 | 0 | 0 | 0 | 0 | 0 | 0 | 656.2402 | 0 | 1418.9346 | 2075.1748 | 435.6408 | 0 | 941.9507 | 1377.5915 | 5.2092e-07 | 0 | 1.1264e-06 | 1.6473e-06 | 0.32 | 0 | 0.6919 | 1.0119 | 0 | 0 | 0 | 0 | 0 | 0 | 0 | 0 | 38.3613 | 0.5772 | 0 | 1.248 | 1.8252 | 17.191 | 0 | 25.9899 | 43.1809 | 0 | 859
3149_B_1 | PJM_Western MAAC | Pennsylvania | 42 | Montour | 93 | 3149 | 1 | TalenEnergy Montour | 10272 | 1972 | 9999 | Coal Steam | tangential | dry | ESPC + Wet Scrubber + SCR + DSI | LNC3 | Wet Scrubber | Fossil | B | 2030 | NaturalGas | Coal to Gas | 1.8679 | 0.10091 | 4.8691 | 6.8379 | 0 | 0 | 0 | 0 | 0 | 0 | 0 | 0 | 0 | 0 | 0 | 0 | 173.1838 | 9.3564 | 451.4447 | 633.9849 | 109.3463 | 5.9075 | 285.0373 | 400.2911 | 3.0945e-08 | 1.6718e-09 | 8.0665e-08 | 1.1328e-07 | 0.05203 | 0.002811 | 0.075116 | 0.12996 | 0 | 0 | 0 | 0 | 0 | 0 | 0 | 0 | 40.6413 | 0.65484 | 0.035378 | 1.707 | 2.3972 | 4.315 | 0.19265 | 7.8646 | 12.3722 | 0 | 752 | Scrubber / SCR / DSI / Coal to Gas | Wet Scrubber
3149_B_2 | PJM_Western MAAC | Pennsylvania | 42 | Montour | 93 | 3149 | 2 | TalenEnergy Montour | 10097 | 1973 | 9999 | Coal Steam | tangential | dry | ESPC + Wet Scrubber + SCR + DSI | LNC3 | Wet Scrubber | Fossil | B | 2030 | NaturalGas | Coal to Gas | 1.8361 | 0.099195 | 4.7861 | 6.7214 | 0 | 0 | 0 | 0 | 0 | 0 | 0 | 0 | 0 | 0 | 0 | 0 | 173.1838 | 9.3564 | 451.4447 | 633.9849 | 107.4835 | 5.8069 | 280.1812 | 393.4715 | 3.0418e-08 | 1.6433e-09 | 7.9291e-08 | 1.1135e-07 | 0.048312 | 0.0026101 | 0.069748 | 0.12067 | 0 | 0 | 0 | 0 | 0 | 0 | 0 | 0 | 40.6413 | 0.65484 | 0.035378 | 1.707 | 2.3972 | 4.2415 | 0.18936 | 7.7306 | 12.1615 | 0 | 752 | Scrubber / SCR / DSI / Coal to Gas | Wet Scrubber
315_B_3 | WECC_LADWP | California | 6 | Los Angeles | 37 | 315 | 3 | AES Alamitos LLC | 11157 | 1961 | 9999 | O/G Steam | [5 empty] | Fossil | B | 2030 | NaturalGas |  | 0 | 0 | 0 | 0 | 0 | 0 | 0 | 0 | 0 | 0 | 0 | 0 | 0 | 0 | 0 | 0 | 0 | 0 | 0 | 0 | 0 | 0 | 0 | 0 | 0 | 0 | 0 | 0 | 0 | 0 | 0 | 0 | 0 | 0 | 0 | 0 | 0 | 0 | 0 | 0 | 5.4821e-08 | 0 | 0 | 0 | 0 | 0 | 0 | 0 | 0 | 0 | 1e-06
315_B_4 | WECC_LADWP | California | 6 | Los Angeles | 37 | 315 | 4 | AES Alamitos LLC | 11055 | 1962 | 9999 | O/G Steam | [5 empty] | Fossil | B | 2030 | NaturalGas |  | 0 | 0 | 0 | 0 | 0 | 0 | 0 | 0 | 0 | 0 | 0 | 0 | 0 | 0 | 0 | 0 | 0 | 0 | 0 | 0 | 0 | 0 | 0 | 0 | 0 | 0 | 0 | 0 | 0 | 0 | 0 | 0 | 0 | 0 | 0 | 0 | 0 | 0 | 0 | 0 | 5.4821e-08 | 0 | 0 | 0 | 0 | 0 | 0 | 0 | 0 | 0 | 1e-06
315_B_5 | WECC_LADWP | California | 6 | Los Angeles | 37 | 315 | 5 | AES Alamitos LLC | 10843 | 1964 | 9999 | O/G Steam | [5 empty] | Fossil | B | 2030 | NaturalGas |  | 0 | 0 | 0 | 0 | 0 | 0 | 0 | 0 | 0 | 0 | 0 | 0 | 0 | 0 | 0 | 0 | 0 | 0 | 0 | 0 | 0 | 0 | 0 | 0 | 0 | 0 | 0 | 0 | 0 | 0 | 0 | 0 | 0 | 0 | 0 | 0 | 0 | 0 | 0 | 0 | 5.4821e-08 | 0 | 0 | 0 | 0 | 0 | 0 | 0 | 0 | 0 | 1e-06
3152_G_CTG1 | PJM_Western MAAC | Pennsylvania | 42 | Snyder | 109 | 3152 | CTG1 | Sunbury Generation LP | 16576 | 1971 | 9999 | Combustion Turbine | [5 empty] | Fossil | G | 2030 | Oil |  | 0 | 0 | 0 | 0 | 0 | 0 | 0 | 0 | 0 | 0 | 0 | 0 | 0 | 0 | 0 | 0 | 0 | 0 | 0 | 0 | 0 | 0 | 0 | 0 | 0 | 0 | 0 | 0 | 0 | 0 | 0 | 0 | 0 | 0 | 0 | 0 | 0 | 0 | 0 | 0 | 0.82879 | 0 | 0 | 0 | 0 | 0 | 0 | 0 | 0 | 0 | 18
3152_G_CTG2 | PJM_Western MAAC | Pennsylvania | 42 | Snyder | 109 | 3152 | CTG2 | Sunbury Generation LP | 16586 | 1971 | 9999 | Combustion Turbine | [5 empty] | Fossil | G | 2030 | Oil |  | 0 | 0 | 0 | 0 | 0 | 0 | 0 | 0 | 0 | 0 | 0 | 0 | 0 | 0 | 0 | 0 | 0 | 0 | 0 | 0 | 0 | 0 | 0 | 0 | 0 | 0 | 0 | 0 | 0 | 0 | 0 | 0 | 0 | 0 | 0 | 0 | 0 | 0 | 0 | 0 | 0.82879 | 0 | 0 | 0 | 0 | 0 | 0 | 0 | 0 | 0 | 18
3152_G_DI2 | PJM_Western MAAC | Pennsylvania | 42 | Snyder | 109 | 3152 | DI2 | Sunbury Generation LP | 13280 | 1967 | 9999 | Combustion Turbine | [5 empty] | Fossil | G | 2030 | Oil |  | 0 | 0 | 0 | 0 | 0 | 0 | 0 | 0 | 0 | 0 | 0 | 0 | 0 | 0 | 0 | 0 | 0 | 0 | 0 | 0 | 0 | 0 | 0 | 0 | 0 | 0 | 0 | 0 | 0 | 0 | 0 | 0 | 0 | 0 | 0 | 0 | 0 | 0 | 0 | 0 | 0.23022 | 0 | 0 | 0 | 0 | 0 | 0 | 0 | 0 | 0 | 5
3153_G_WP1 | PJM_Western MAAC | Pennsylvania | 42 | Wayne | 127 | 3153 | WP1 | Wallenpaupack | 0 | 1926 | 9999 | Hydro | [5 empty] | Non-Fossil | G | 2030 | Hydro |  | 0 | 0 | 0 | 0 | 0 | 0 | 0 | 0 | 0 | 0 | 0 | 0 | 0 | 0 | 0 | 0 | 10.4866 | 15.8231 | 13.9467 | 40.2563 | 0 | 0 | 0 | 0 | 0 | 0 | 0 | 0 | 0 | 0 | 0 | 0 | 0 | 0 | 0 | 0 | 0 | 0 | 0 | 0 | 0.34778 | 0.014576 | 0.021994 | 0.019386 | 0.055956 | 0 | 0 | 0 | 0 | 0 | 22
3153_G_WP2 | PJM_Western MAAC | Pennsylvania | 42 | Wayne | 127 | 3153 | WP2 | Wallenpaupack | 0 | 1926 | 9999 | Hydro | [5 empty] | Non-Fossil | G | 2030 | Hydro |  | 0 | 0 | 0 | 0 | 0 | 0 | 0 | 0 | 0 | 0 | 0 | 0 | 0 | 0 | 0 | 0 | 10.4866 | 15.8231 | 13.9467 | 40.2563 | 0 | 0 | 0 | 0 | 0 | 0 | 0 | 0 | 0 | 0 | 0 | 0 | 0 | 0 | 0 | 0 | 0 | 0 | 0 | 0 | 0.34778 | 0.014576 | 0.021994 | 0.019386 | 0.055956 | 0 | 0 | 0 | 0 | 0 | 22
3154_G_CTG1 | PJM_Western MAAC | Pennsylvania | 42 | Cumberland | 41 | 3154 | CTG1 | TalenEnergy Martins Creek LLC West Shore | 14860 | 1969 | 9999 | Combustion Turbine | [5 empty] | Fossil | G | 2030 | Oil |  | 0 | 0 | 0 | 0 | 0 | 0 | 0 | 0 | 0 | 0 | 0 | 0 | 0 | 0 | 0 | 0 | 0 | 0 | 0 | 0 | 0 | 0 | 0 | 0 | 0 | 0 | 0 | 0 | 0 | 0 | 0 | 0 | 0 | 0 | 0 | 0 | 0 | 0 | 0 | 0 | 4.6044e-08 | 0 | 0 | 0 | 0 | 0 | 0 | 0 | 0 | 0 | 1e-06
3154_G_CTG2 | PJM_Western MAAC | Pennsylvania | 42 | Cumberland | 41 | 3154 | CTG2 | TalenEnergy Martins Creek LLC West Shore | 14891 | 1969 | 9999 | Combustion Turbine | [5 empty] | Fossil | G | 2030 | Oil |  | 0 | 0 | 0 | 0 | 0 | 0 | 0 | 0 | 0 | 0 | 0 | 0 | 0 | 0 | 0 | 0 | 0 | 0 | 0 | 0 | 0 | 0 | 0 | 0 | 0 | 0 | 0 | 0 | 0 | 0 | 0 | 0 | 0 | 0 | 0 | 0 | 0 | 0 | 0 | 0 | 4.6044e-08 | 0 | 0 | 0 | 0 | 0 | 0 | 0 | 0 | 0 | 1e-06
3157_G_7 | PJM_EMAAC | Pennsylvania | 42 | Chester | 29 | 3157 | 7 | Chester Generating Station | 13512 | 1969 | 9999 | Combustion Turbine | [5 empty] | Fossil | G | 2030 | Oil |  | 0 | 0 | 0 | 0 | 0 | 0 | 0 | 0 | 0 | 0 | 0 | 0 | 0 | 0 | 0 | 0 | 0 | 0 | 0 | 0 | 0 | 0 | 0 | 0 | 0 | 0 | 0 | 0 | 0 | 0 | 0 | 0 | 0 | 0 | 0 | 0 | 0 | 0 | 0 | 0 | 0.6092 | 0 | 0 | 0 | 0 | 0 | 0 | 0 | 0 | 0 | 13
3157_G_8 | PJM_EMAAC | Pennsylvania | 42 | Chester | 29 | 3157 | 8 | Chester Generating Station | 13514 | 1969 | 9999 | Combustion Turbine | [5 empty] | Fossil | G | 2030 | Oil |  | 0 | 0 | 0 | 0 | 0 | 0 | 0 | 0 | 0 | 0 | 0 | 0 | 0 | 0 | 0 | 0 | 0 | 0 | 0 | 0 | 0 | 0 | 0 | 0 | 0 | 0 | 0 | 0 | 0 | 0 | 0 | 0 | 0 | 0 | 0 | 0 | 0 | 0 | 0 | 0 | 0.6092 | 0 | 0 | 0 | 0 | 0 | 0 | 0 | 0 | 0 | 13
3157_G_9 | PJM_EMAAC | Pennsylvania | 42 | Chester | 29 | 3157 | 9 | Chester Generating Station | 13514 | 1969 | 9999 | Combustion Turbine | [5 empty] | Fossil | G | 2030 | Oil |  | 0 | 0 | 0 | 0 | 0 | 0 | 0 | 0 | 0 | 0 | 0 | 0 | 0 | 0 | 0 | 0 | 0 | 0 | 0 | 0 | 0 | 0 | 0 | 0 | 0 | 0 | 0 | 0 | 0 | 0 | 0 | 0 | 0 | 0 | 0 | 0 | 0 | 0 | 0 | 0 | 0.6092 | 0 | 0 | 0 | 0 | 0 | 0 | 0 | 0 | 0 | 13
316_G_1 | WECC_LADWP | California | 6 | Los Angeles | 37 | 316 | 1 | Sepulveda Canyon | 0 | 1982 | 9999 | Hydro | [5 empty] | Non-Fossil | G | 2030 | Hydro |  | 0 | 0 | 0 | 0 | 0 | 0 | 0 | 0 | 0 | 0 | 0 | 0 | 0 | 0 | 0 | 0 | 5.148 | 8.3941 | 16.1948 | 29.7368 | 0 | 0 | 0 | 0 | 0 | 0 | 0 | 0 | 0 | 0 | 0 | 0 | 0 | 0 | 0 | 0 | 0 | 0 | 0 | 0 | 0.13437 | 0.0071557 | 0.011668 | 0.022511 | 0.041334 | 0 | 0 | 0 | 0 | 0 | 8.5
3160_G_10 | PJM_EMAAC | Pennsylvania | 42 | Philadelphia | 101 | 3160 | 10 | Delaware Generating Station | 15644 | 1969 | 9999 | Combustion Turbine | [5 empty] | Fossil | G | 2030 | Oil |  | 0 | 0 | 0 | 0 | 0 | 0 | 0 | 0 | 0 | 0 | 0 | 0 | 0 | 0 | 0 | 0 | 0 | 0 | 0 | 0 | 0 | 0 | 0 | 0 | 0 | 0 | 0 | 0 | 0 | 0 | 0 | 0 | 0 | 0 | 0 | 0 | 0 | 0 | 0 | 0 | 0.6092 | 0 | 0 | 0 | 0 | 0 | 0 | 0 | 0 | 0 | 13
3160_G_11 | PJM_EMAAC | Pennsylvania | 42 | Philadelphia | 101 | 3160 | 11 | Delaware Generating Station | 15644 | 1969 | 9999 | Combustion Turbine | [5 empty] | Fossil | G | 2030 | Oil |  | 0 | 0 | 0 | 0 | 0 | 0 | 0 | 0 | 0 | 0 | 0 | 0 | 0 | 0 | 0 | 0 | 0 | 0 | 0 | 0 | 0 | 0 | 0 | 0 | 0 | 0 | 0 | 0 | 0 | 0 | 0 | 0 | 0 | 0 | 0 | 0 | 0 | 0 | 0 | 0 | 0.6092 | 0 | 0 | 0 | 0 | 0 | 0 | 0 | 0 | 0 | 13
3160_G_12 | PJM_EMAAC | Pennsylvania | 42 | Philadelphia | 101 | 3160 | 12 | Delaware Generating Station | 15644 | 1969 | 9999 | Combustion Turbine | [5 empty] | Fossil | G | 2030 | Oil |  | 0 | 0 | 0 | 0 | 0 | 0 | 0 | 0 | 0 | 0 | 0 | 0 | 0 | 0 | 0 | 0 | 0 | 0 | 0 | 0 | 0 | 0 | 0 | 0 | 0 | 0 | 0 | 0 | 0 | 0 | 0 | 0 | 0 | 0 | 0 | 0 | 0 | 0 | 0 | 0 | 0.6092 | 0 | 0 | 0 | 0 | 0 | 0 | 0 | 0 | 0 | 13
3160_G_9 | PJM_EMAAC | Pennsylvania | 42 | Philadelphia | 101 | 3160 | 9 | Delaware Generating Station | 15636 | 1970 | 9999 | Combustion Turbine | [5 empty] | Fossil | G | 2030 | Oil |  | 0 | 0 | 0 | 0 | 0 | 0 | 0 | 0 | 0 | 0 | 0 | 0 | 0 | 0 | 0 | 0 | 0 | 0 | 0 | 0 | 0 | 0 | 0 | 0 | 0 | 0 | 0 | 0 | 0 | 0 | 0 | 0 | 0 | 0 | 0 | 0 | 0 | 0 | 0 | 0 | 0.79665 | 0 | 0 | 0 | 0 | 0 | 0 | 0 | 0 | 0 | 17
3161_B_3 | PJM_EMAAC | Pennsylvania | 42 | Delaware | 45 | 3161 | 3 | Eddystone Generating Station | 14500 | 1974 | 9999 | O/G Steam | tangential | dry |  | OFA |  | Fossil | B | 2030 | Oil |  | 0 | 0 | 0 | 0 | 0 | 0 | 0 | 0 | 0 | 0 | 0 | 0 | 0 | 0 | 0 | 0 | 0 | 0 | 0 | 0 | 0 | 0 | 0 | 0 | 0 | 0 | 0 | 0 | 0 | 0 | 0 | 0 | 0 | 0 | 0 | 0 | 0 | 0 | 0 | 0 | 19.5081 | 0 | 0 | 0 | 0 | 0 | 0 | 0 | 0 | 0 | 380
3161_B_4 | PJM_EMAAC | Pennsylvania | 42 | Delaware | 45 | 3161 | 4 | Eddystone Generating Station | 14500 | 1976 | 9999 | O/G Steam | tangential | dry |  | OFA |  | Fossil | B | 2030 | Oil |  | 0 | 0 | 0 | 0 | 0 | 0 | 0 | 0 | 0 | 0 | 0 | 0 | 0 | 0 | 0 | 0 | 0 | 0 | 0 | 0 | 0 | 0 | 0 | 0 | 0 | 0 | 0 | 0 | 0 | 0 | 0 | 0 | 0 | 0 | 0 | 0 | 0 | 0 | 0 | 0 | 19.5081 | 0 | 0 | 0 | 0 | 0 | 0 | 0 | 0 | 0 | 380
3161_G_10 | PJM_EMAAC | Pennsylvania | 42 | Delaware | 45 | 3161 | 10 | Eddystone Generating Station | 13430 | 1967 | 9999 | Combustion Turbine | [5 empty] | Fossil | G | 2030 | Oil |  | 0 | 0 | 0 | 0 | 0 | 0 | 0 | 0 | 0 | 0 | 0 | 0 | 0 | 0 | 0 | 0 | 0 | 0 | 0 | 0 | 0 | 0 | 0 | 0 | 0 | 0 | 0 | 0 | 0 | 0 | 0 | 0 | 0 | 0 | 0 | 0 | 0 | 0 | 0 | 0 | 0.6092 | 0 | 0 | 0 | 0 | 0 | 0 | 0 | 0 | 0 | 13
3161_G_20 | PJM_EMAAC | Pennsylvania | 42 | Delaware | 45 | 3161 | 20 | Eddystone Generating Station | 13430 | 1967 | 9999 | Combustion Turbine | [5 empty] | Fossil | G | 2030 | Oil |  | 0 | 0 | 0 | 0 | 0 | 0 | 0 | 0 | 0 | 0 | 0 | 0 | 0 | 0 | 0 | 0 | 0 | 0 | 0 | 0 | 0 | 0 | 0 | 0 | 0 | 0 | 0 | 0 | 0 | 0 | 0 | 0 | 0 | 0 | 0 | 0 | 0 | 0 | 0 | 0 | 0.6092 | 0 | 0 | 0 | 0 | 0 | 0 | 0 | 0 | 0 | 13
3161_G_30 | PJM_EMAAC | Pennsylvania | 42 | Delaware | 45 | 3161 | 30 | Eddystone Generating Station | 13428 | 1970 | 9999 | Combustion Turbine | [5 empty] | Fossil | G | 2030 | Oil |  | 0 | 0 | 0 | 0 | 0 | 0 | 0 | 0 | 0 | 0 | 0 | 0 | 0 | 0 | 0 | 0 | 0 | 0 | 0 | 0 | 0 | 0 | 0 | 0 | 0 | 0 | 0 | 0 | 0 | 0 | 0 | 0 | 0 | 0 | 0 | 0 | 0 | 0 | 0 | 0 | 0.79665 | 0 | 0 | 0 | 0 | 0 | 0 | 0 | 0 | 0 | 17
3161_G_40 | PJM_EMAAC | Pennsylvania | 42 | Delaware | 45 | 3161 | 40 | Eddystone Generating Station | 13428 | 1970 | 9999 | Combustion Turbine | [5 empty] | Fossil | G | 2030 | Oil |  | 0 | 0 | 0 | 0 | 0 | 0 | 0 | 0 | 0 | 0 | 0 | 0 | 0 | 0 | 0 | 0 | 0 | 0 | 0 | 0 | 0 | 0 | 0 | 0 | 0 | 0 | 0 | 0 | 0 | 0 | 0 | 0 | 0 | 0 | 0 | 0 | 0 | 0 | 0 | 0 | 0.79665 | 0 | 0 | 0 | 0 | 0 | 0 | 0 | 0 | 0 | 17
3162_G_1 | PJM_EMAAC | Pennsylvania | 42 | Bucks | 17 | 3162 | 1 | Falls | 18533 | 1970 | 9999 | Combustion Turbine | [5 empty] | Fossil | G | 2030 | Oil |  | 0 | 0 | 0 | 0 | 0 | 0 | 0 | 0 | 0 | 0 | 0 | 0 | 0 | 0 | 0 | 0 | 0 | 0 | 0 | 0 | 0 | 0 | 0 | 0 | 0 | 0 | 0 | 0 | 0 | 0 | 0 | 0 | 0 | 0 | 0 | 0 | 0 | 0 | 0 | 0 | 0.79665 | 0 | 0 | 0 | 0 | 0 | 0 | 0 | 0 | 0 | 17
3162_G_2 | PJM_EMAAC | Pennsylvania | 42 | Bucks | 17 | 3162 | 2 | Falls | 18535 | 1970 | 9999 | Combustion Turbine | [5 empty] | Fossil | G | 2030 | Oil |  | 0 | 0 | 0 | 0 | 0 | 0 | 0 | 0 | 0 | 0 | 0 | 0 | 0 | 0 | 0 | 0 | 0 | 0 | 0 | 0 | 0 | 0 | 0 | 0 | 0 | 0 | 0 | 0 | 0 | 0 | 0 | 0 | 0 | 0 | 0 | 0 | 0 | 0 | 0 | 0 | 0.79665 | 0 | 0 | 0 | 0 | 0 | 0 | 0 | 0 | 0 | 17
3162_G_3 | PJM_EMAAC | Pennsylvania | 42 | Bucks | 17 | 3162 | 3 | Falls | 18535 | 1970 | 9999 | Combustion Turbine | [5 empty] | Fossil | G | 2030 | Oil |  | 0 | 0 | 0 | 0 | 0 | 0 | 0 | 0 | 0 | 0 | 0 | 0 | 0 | 0 | 0 | 0 | 0 | 0 | 0 | 0 | 0 | 0 | 0 | 0 | 0 | 0 | 0 | 0 | 0 | 0 | 0 | 0 | 0 | 0 | 0 | 0 | 0 | 0 | 0 | 0 | 0.79665 | 0 | 0 | 0 | 0 | 0 | 0 | 0 | 0 | 0 | 17
3163_G_1 | PJM_EMAAC | Pennsylvania | 42 | Montgomery | 91 | 3163 | 1 | Moser Generating Station | 14389 | 1970 | 9999 | Combustion Turbine | [5 empty] | Fossil | G | 2030 | Oil |  | 0 | 0 | 0 | 0 | 0 | 0 | 0 | 0 | 0 | 0 | 0 | 0 | 0 | 0 | 0 | 0 | 0 | 0 | 0 | 0 | 0 | 0 | 0 | 0 | 0 | 0 | 0 | 0 | 0 | 0 | 0 | 0 | 0 | 0 | 0 | 0 | 0 | 0 | 0 | 0 | 0.79665 | 0 | 0 | 0 | 0 | 0 | 0 | 0 | 0 | 0 | 17
3163_G_2 | PJM_EMAAC | Pennsylvania | 42 | Montgomery | 91 | 3163 | 2 | Moser Generating Station | 14389 | 1970 | 9999 | Combustion Turbine | [5 empty] | Fossil | G | 2030 | Oil |  | 0 | 0 | 0 | 0 | 0 | 0 | 0 | 0 | 0 | 0 | 0 | 0 | 0 | 0 | 0 | 0 | 0 | 0 | 0 | 0 | 0 | 0 | 0 | 0 | 0 | 0 | 0 | 0 | 0 | 0 | 0 | 0 | 0 | 0 | 0 | 0 | 0 | 0 | 0 | 0 | 0.79665 | 0 | 0 | 0 | 0 | 0 | 0 | 0 | 0 | 0 | 17
3163_G_3 | PJM_EMAAC | Pennsylvania | 42 | Montgomery | 91 | 3163 | 3 | Moser Generating Station | 14389 | 1970 | 9999 | Combustion Turbine | [5 empty] | Fossil | G | 2030 | Oil |  | 0 | 0 | 0 | 0 | 0 | 0 | 0 | 0 | 0 | 0 | 0 | 0 | 0 | 0 | 0 | 0 | 0 | 0 | 0 | 0 | 0 | 0 | 0 | 0 | 0 | 0 | 0 | 0 | 0 | 0 | 0 | 0 | 0 | 0 | 0 | 0 | 0 | 0 | 0 | 0 | 0.79665 | 0 | 0 | 0 | 0 | 0 | 0 | 0 | 0 | 0 | 17
3164_G_1 | PJM_EMAAC | Pennsylvania | 42 | Lancaster | 71 | 3164 | 1 | Muddy Run | 0 | 1967 | 9999 | Pumped Storage | [5 empty] | Non-Fossil | G | 2030 | Pumps |  | 0 | 0 | 0 | 0 | 0 | 0 | 0 | 0 | 0 | 0 | 0 | 0 | 0 | 0 | 0 | 0 | 18.2934 | 35.8671 | 37.1513 | 91.3118 | 0 | 0 | 0 | 0 | 0 | 0 | 0 | 0 | 0 | 0 | 0 | 0 | 0 | 0 | 0 | 0 | 0 | 0 | 0 | 0 | 2.4502 | 0.000278 | 0.00054507 | 0.00056458 | 0.0013877 | 0 | 0 | 0 | 0 | 0 | 134
3164_G_2 | PJM_EMAAC | Pennsylvania | 42 | Lancaster | 71 | 3164 | 2 | Muddy Run | 0 | 1967 | 9999 | Pumped Storage | [5 empty] | Non-Fossil | G | 2030 | Pumps |  | 0 | 0 | 0 | 0 | 0 | 0 | 0 | 0 | 0 | 0 | 0 | 0 | 0 | 0 | 0 | 0 | 18.1569 | 35.5994 | 36.8741 | 90.6304 | 0 | 0 | 0 | 0 | 0 | 0 | 0 | 0 | 0 | 0 | 0 | 0 | 0 | 0 | 0 | 0 | 0 | 0 | 0 | 0 | 2.4319 | 0.00027593 | 0.000541 | 0.00056037 | 0.0013773 | 0 | 0 | 0 | 0 | 0 | 133
3164_G_3 | PJM_EMAAC | Pennsylvania | 42 | Lancaster | 71 | 3164 | 3 | Muddy Run | 0 | 1967 | 9999 | Pumped Storage | [5 empty] | Non-Fossil | G | 2030 | Pumps |  | 0 | 0 | 0 | 0 | 0 | 0 | 0 | 0 | 0 | 0 | 0 | 0 | 0 | 0 | 0 | 0 | 18.2934 | 35.8671 | 37.1513 | 91.3118 | 0 | 0 | 0 | 0 | 0 | 0 | 0 | 0 | 0 | 0 | 0 | 0 | 0 | 0 | 0 | 0 | 0 | 0 | 0 | 0 | 2.4502 | 0.000278 | 0.00054507 | 0.00056458 | 0.0013877 | 0 | 0 | 0 | 0 | 0 | 134
3164_G_4 | PJM_EMAAC | Pennsylvania | 42 | Lancaster | 71 | 3164 | 4 | Muddy Run | 0 | 1967 | 9999 | Pumped Storage | [5 empty] | Non-Fossil | G | 2030 | Pumps |  | 0 | 0 | 0 | 0 | 0 | 0 | 0 | 0 | 0 | 0 | 0 | 0 | 0 | 0 | 0 | 0 | 18.2934 | 35.8671 | 37.1513 | 91.3118 | 0 | 0 | 0 | 0 | 0 | 0 | 0 | 0 | 0 | 0 | 0 | 0 | 0 | 0 | 0 | 0 | 0 | 0 | 0 | 0 | 2.4502 | 0.000278 | 0.00054507 | 0.00056458 | 0.0013877 | 0 | 0 | 0 | 0 | 0 | 134
3164_G_5 | PJM_EMAAC | Pennsylvania | 42 | Lancaster | 71 | 3164 | 5 | Muddy Run | 0 | 1967 | 9999 | Pumped Storage | [5 empty] | Non-Fossil | G | 2030 | Pumps |  | 0 | 0 | 0 | 0 | 0 | 0 | 0 | 0 | 0 | 0 | 0 | 0 | 0 | 0 | 0 | 0 | 18.2934 | 35.8671 | 37.1513 | 91.3118 | 0 | 0 | 0 | 0 | 0 | 0 | 0 | 0 | 0 | 0 | 0 | 0 | 0 | 0 | 0 | 0 | 0 | 0 | 0 | 0 | 2.4502 | 0.000278 | 0.00054507 | 0.00056458 | 0.0013877 | 0 | 0 | 0 | 0 | 0 | 134
3164_G_6 | PJM_EMAAC | Pennsylvania | 42 | Lancaster | 71 | 3164 | 6 | Muddy Run | 0 | 1967 | 9999 | Pumped Storage | [5 empty] | Non-Fossil | G | 2030 | Pumps |  | 0 | 0 | 0 | 0 | 0 | 0 | 0 | 0 | 0 | 0 | 0 | 0 | 0 | 0 | 0 | 0 | 18.1569 | 35.5994 | 36.8741 | 90.6304 | 0 | 0 | 0 | 0 | 0 | 0 | 0 | 0 | 0 | 0 | 0 | 0 | 0 | 0 | 0 | 0 | 0 | 0 | 0 | 0 | 2.4319 | 0.00027593 | 0.000541 | 0.00056037 | 0.0013773 | 0 | 0 | 0 | 0 | 0 | 133
3164_G_7 | PJM_EMAAC | Pennsylvania | 42 | Lancaster | 71 | 3164 | 7 | Muddy Run | 0 | 1968 | 9999 | Pumped Storage | [5 empty] | Non-Fossil | G | 2030 | Pumps |  | 0 | 0 | 0 | 0 | 0 | 0 | 0 | 0 | 0 | 0 | 0 | 0 | 0 | 0 | 0 | 0 | 18.2934 | 35.8671 | 37.1513 | 91.3118 | 0 | 0 | 0 | 0 | 0 | 0 | 0 | 0 | 0 | 0 | 0 | 0 | 0 | 0 | 0 | 0 | 0 | 0 | 0 | 0 | 2.4502 | 0.000278 | 0.00054507 | 0.00056458 | 0.0013877 | 0 | 0 | 0 | 0 | 0 | 134
3164_G_8 | PJM_EMAAC | Pennsylvania | 42 | Lancaster | 71 | 3164 | 8 | Muddy Run | 0 | 1968 | 9999 | Pumped Storage | [5 empty] | Non-Fossil | G | 2030 | Pumps |  | 0 | 0 | 0 | 0 | 0 | 0 | 0 | 0 | 0 | 0 | 0 | 0 | 0 | 0 | 0 | 0 | 18.2934 | 35.8671 | 37.1513 | 91.3118 | 0 | 0 | 0 | 0 | 0 | 0 | 0 | 0 | 0 | 0 | 0 | 0 | 0 | 0 | 0 | 0 | 0 | 0 | 0 | 0 | 2.4502 | 0.000278 | 0.00054507 | 0.00056458 | 0.0013877 | 0 | 0 | 0 | 0 | 0 | 134
3166_G_2 | PJM_EMAAC | Pennsylvania | 42 | York | 133 | 3166 | 2 | Peach Bottom | 10456 | 1974 | 9999 | Nuclear | [5 empty] | Non-Fossil | G | 2030 | Nuclear |  | 25.4603 | 34.5129 | 45.9464 | 105.9196 | 0 | 0 | 0 | 0 | 0 | 0 | 0 | 0 | 0 | 0 | 0 | 0 | 2434.9961 | 3300.7725 | 4394.2647 | 10130.0333 | 0 | 0 | 0 | 0 | 0 | 0 | 0 | 0 | 0 | 0 | 0 | 0 | 0 | 0 | 0 | 0 | 0 | 0 | 0 | 0 | 214.4142 | 0.26105 | 0.35387 | 0.4711 | 1.086 | 17.6318 | 23.9008 | 31.8188 | 73.3514 | 0 | 1223.7
3166_G_3 | PJM_EMAAC | Pennsylvania | 42 | York | 133 | 3166 | 3 | Peach Bottom | 10456 | 1974 | 9999 | Nuclear | [5 empty] | Non-Fossil | G | 2030 | Nuclear |  | 26.0629 | 35.3297 | 47.0339 | 108.4265 | 0 | 0 | 0 | 0 | 0 | 0 | 0 | 0 | 0 | 0 | 0 | 0 | 2492.6264 | 3378.8935 | 4498.2659 | 10369.7858 | 0 | 0 | 0 | 0 | 0 | 0 | 0 | 0 | 0 | 0 | 0 | 0 | 0 | 0 | 0 | 0 | 0 | 0 | 0 | 0 | 210.3222 | 0.28245 | 0.38288 | 0.50972 | 1.1751 | 18.0491 | 24.4665 | 32.5719 | 75.0875 | 0 | 1226.7
3168_G_91 | PJM_EMAAC | Pennsylvania | 42 | Philadelphia | 101 | 3168 | 91 | Richmond Generating Station | 12309 | 1973 | 9999 | Combustion Turbine | [5 empty] | Fossil | G | 2030 | Oil |  | 0 | 0 | 0 | 0 | 0 | 0 | 0 | 0 | 0 | 0 | 0 | 0 | 0 | 0 | 0 | 0 | 0 | 0 | 0 | 0 | 0 | 0 | 0 | 0 | 0 | 0 | 0 | 0 | 0 | 0 | 0 | 0 | 0 | 0 | 0 | 0 | 0 | 0 | 0 | 0 | 2.2962 | 0 | 0 | 0 | 0 | 0 | 0 | 0 | 0 | 0 | 49
3168_G_92 | PJM_EMAAC | Pennsylvania | 42 | Philadelphia | 101 | 3168 | 92 | Richmond Generating Station | 12311 | 1973 | 9999 | Combustion Turbine | [5 empty] | Fossil | G | 2030 | Oil |  | 0 | 0 | 0 | 0 | 0 | 0 | 0 | 0 | 0 | 0 | 0 | 0 | 0 | 0 | 0 | 0 | 0 | 0 | 0 | 0 | 0 | 0 | 0 | 0 | 0 | 0 | 0 | 0 | 0 | 0 | 0 | 0 | 0 | 0 | 0 | 0 | 0 | 0 | 0 | 0 | 2.2962 | 0 | 0 | 0 | 0 | 0 | 0 | 0 | 0 | 0 | 49
3169_G_10 | PJM_EMAAC | Pennsylvania | 42 | Philadelphia | 101 | 3169 | 10 | Schuylkill Generating Station | 25000 | 1969 | 9999 | Combustion Turbine | [5 empty] | Fossil | G | 2030 | Oil |  | 0 | 0 | 0 | 0 | 0 | 0 | 0 | 0 | 0 | 0 | 0 | 0 | 0 | 0 | 0 | 0 | 0 | 0 | 0 | 0 | 0 | 0 | 0 | 0 | 0 | 0 | 0 | 0 | 0 | 0 | 0 | 0 | 0 | 0 | 0 | 0 | 0 | 0 | 0 | 0 | 0.6092 | 0 | 0 | 0 | 0 | 0 | 0 | 0 | 0 | 0 | 13
3169_G_11 | PJM_EMAAC | Pennsylvania | 42 | Philadelphia | 101 | 3169 | 11 | Schuylkill Generating Station | 25000 | 1971 | 9999 | Combustion Turbine | [5 empty] | Fossil | G | 2030 | Oil |  | 0 | 0 | 0 | 0 | 0 | 0 | 0 | 0 | 0 | 0 | 0 | 0 | 0 | 0 | 0 | 0 | 0 | 0 | 0 | 0 | 0 | 0 | 0 | 0 | 0 | 0 | 0 | 0 | 0 | 0 | 0 | 0 | 0 | 0 | 0 | 0 | 0 | 0 | 0 | 0 | 0.79665 | 0 | 0 | 0 | 0 | 0 | 0 | 0 | 0 | 0 | 17
317_G_1 | WECC_Southern California Edison | California | 6 | Fresno | 19 | 317 | 1 | Big Creek 1 | 0 | 1913 | 9999 | Hydro | [5 empty] | Non-Fossil | G | 2030 | Hydro |  | 0 | 0 | 0 | 0 | 0 | 0 | 0 | 0 | 0 | 0 | 0 | 0 | 0 | 0 | 0 | 0 | 9.6796 | 17.059 | 36.9051 | 63.6436 | 0 | 0 | 0 | 0 | 0 | 0 | 0 | 0 | 0 | 0 | 0 | 0 | 0 | 0 | 0 | 0 | 0 | 0 | 0 | 0 | 0.313 | 0.013455 | 0.023712 | 0.051298 | 0.088465 | 0 | 0 | 0 | 0 | 0 | 19.8
317_G_2 | WECC_Southern California Edison | California | 6 | Fresno | 19 | 317 | 2 | Big Creek 1 | 0 | 1913 | 9999 | Hydro | [5 empty] | Non-Fossil | G | 2030 | Hydro |  | 0 | 0 | 0 | 0 | 0 | 0 | 0 | 0 | 0 | 0 | 0 | 0 | 0 | 0 | 0 | 0 | 7.7241 | 13.6127 | 29.4495 | 50.7863 | 0 | 0 | 0 | 0 | 0 | 0 | 0 | 0 | 0 | 0 | 0 | 0 | 0 | 0 | 0 | 0 | 0 | 0 | 0 | 0 | 0.24977 | 0.010737 | 0.018922 | 0.040935 | 0.070593 | 0 | 0 | 0 | 0 | 0 | 15.8
317_G_3 | WECC_Southern California Edison | California | 6 | Fresno | 19 | 317 | 3 | Big Creek 1 | 0 | 1923 | 9999 | Hydro | [5 empty] | Non-Fossil | G | 2030 | Hydro |  | 0 | 0 | 0 | 0 | 0 | 0 | 0 | 0 | 0 | 0 | 0 | 0 | 0 | 0 | 0 | 0 | 10.5596 | 18.6098 | 40.2601 | 69.4294 | 0 | 0 | 0 | 0 | 0 | 0 | 0 | 0 | 0 | 0 | 0 | 0 | 0 | 0 | 0 | 0 | 0 | 0 | 0 | 0 | 0.34146 | 0.014678 | 0.025868 | 0.055962 | 0.096507 | 0 | 0 | 0 | 0 | 0 | 21.6
317_G_4 | WECC_Southern California Edison | California | 6 | Fresno | 19 | 317 | 4 | Big Creek 1 | 0 | 1925 | 9999 | Hydro | [5 empty] | Non-Fossil | G | 2030 | Hydro |  | 0 | 0 | 0 | 0 | 0 | 0 | 0 | 0 | 0 | 0 | 0 | 0 | 0 | 0 | 0 | 0 | 15.2527 | 26.8808 | 58.1534 | 100.287 | 0 | 0 | 0 | 0 | 0 | 0 | 0 | 0 | 0 | 0 | 0 | 0 | 0 | 0 | 0 | 0 | 0 | 0 | 0 | 0 | 0.49322 | 0.021201 | 0.037364 | 0.080833 | 0.1394 | 0 | 0 | 0 | 0 | 0 | 31.2
3170_G_3 | PJM_EMAAC | Pennsylvania | 42 | Philadelphia | 101 | 3170 | 3 | Southwark | 14053 | 1967 | 9999 | Combustion Turbine | [5 empty] | Fossil | G | 2030 | Oil |  | 0 | 0 | 0 | 0 | 0 | 0 | 0 | 0 | 0 | 0 | 0 | 0 | 0 | 0 | 0 | 0 | 0 | 0 | 0 | 0 | 0 | 0 | 0 | 0 | 0 | 0 | 0 | 0 | 0 | 0 | 0 | 0 | 0 | 0 | 0 | 0 | 0 | 0 | 0 | 0 | 0.6092 | 0 | 0 | 0 | 0 | 0 | 0 | 0 | 0 | 0 | 13
3170_G_4 | PJM_EMAAC | Pennsylvania | 42 | Philadelphia | 101 | 3170 | 4 | Southwark | 14066 | 1967 | 9999 | Combustion Turbine | [5 empty] | Fossil | G | 2030 | Oil |  | 0 | 0 | 0 | 0 | 0 | 0 | 0 | 0 | 0 | 0 | 0 | 0 | 0 | 0 | 0 | 0 | 0 | 0 | 0 | 0 | 0 | 0 | 0 | 0 | 0 | 0 | 0 | 0 | 0 | 0 | 0 | 0 | 0 | 0 | 0 | 0 | 0 | 0 | 0 | 0 | 0.6092 | 0 | 0 | 0 | 0 | 0 | 0 | 0 | 0 | 0 | 13
3170_G_5 | PJM_EMAAC | Pennsylvania | 42 | Philadelphia | 101 | 3170 | 5 | Southwark | 14066 | 1967 | 9999 | Combustion Turbine | [5 empty] | Fossil | G | 2030 | Oil |  | 0 | 0 | 0 | 0 | 0 | 0 | 0 | 0 | 0 | 0 | 0 | 0 | 0 | 0 | 0 | 0 | 0 | 0 | 0 | 0 | 0 | 0 | 0 | 0 | 0 | 0 | 0 | 0 | 0 | 0 | 0 | 0 | 0 | 0 | 0 | 0 | 0 | 0 | 0 | 0 | 0.6092 | 0 | 0 | 0 | 0 | 0 | 0 | 0 | 0 | 0 | 13
3170_G_6 | PJM_EMAAC | Pennsylvania | 42 | Philadelphia | 101 | 3170 | 6 | Southwark | 14066 | 1968 | 9999 | Combustion Turbine | [5 empty] | Fossil | G | 2030 | Oil |  | 0 | 0 | 0 | 0 | 0 | 0 | 0 | 0 | 0 | 0 | 0 | 0 | 0 | 0 | 0 | 0 | 0 | 0 | 0 | 0 | 0 | 0 | 0 | 0 | 0 | 0 | 0 | 0 | 0 | 0 | 0 | 0 | 0 | 0 | 0 | 0 | 0 | 0 | 0 | 0 | 0.6092 | 0 | 0 | 0 | 0 | 0 | 0 | 0 | 0 | 0 | 13
3175_G_1 | PJM_Western MAAC | Pennsylvania | 42 | Lancaster | 71 | 3175 | 1 | Safe Harbor | 0 | 1940 | 9999 | Hydro | [5 empty] | Non-Fossil | G | 2030 | Hydro |  | 0 | 0 | 0 | 0 | 0 | 0 | 0 | 0 | 0 | 0 | 0 | 0 | 0 | 0 | 0 | 0 | 31.535 | 44.5118 | 39.1528 | 115.1996 | 0 | 0 | 0 | 0 | 0 | 0 | 0 | 0 | 0 | 0 | 0 | 0 | 0 | 0 | 0 | 0 | 0 | 0 | 0 | 0 | 0.52167 | 0.043834 | 0.061871 | 0.054422 | 0.16013 | 0 | 0 | 0 | 0 | 0 | 33
3175_G_10 | PJM_Western MAAC | Pennsylvania | 42 | Lancaster | 71 | 3175 | 10 | Safe Harbor | 0 | 1985 | 9999 | Hydro | [5 empty] | Non-Fossil | G | 2030 | Hydro |  | 0 | 0 | 0 | 0 | 0 | 0 | 0 | 0 | 0 | 0 | 0 | 0 | 0 | 0 | 0 | 0 | 35.8353 | 50.5816 | 44.4918 | 130.9087 | 0 | 0 | 0 | 0 | 0 | 0 | 0 | 0 | 0 | 0 | 0 | 0 | 0 | 0 | 0 | 0 | 0 | 0 | 0 | 0 | 0.59281 | 0.049811 | 0.070308 | 0.061844 | 0.18196 | 0 | 0 | 0 | 0 | 0 | 37.5
3175_G_11 | PJM_Western MAAC | Pennsylvania | 42 | Lancaster | 71 | 3175 | 11 | Safe Harbor | 0 | 1986 | 9999 | Hydro | [5 empty] | Non-Fossil | G | 2030 | Hydro |  | 0 | 0 | 0 | 0 | 0 | 0 | 0 | 0 | 0 | 0 | 0 | 0 | 0 | 0 | 0 | 0 | 35.8353 | 50.5816 | 44.4918 | 130.9087 | 0 | 0 | 0 | 0 | 0 | 0 | 0 | 0 | 0 | 0 | 0 | 0 | 0 | 0 | 0 | 0 | 0 | 0 | 0 | 0 | 0.59281 | 0.049811 | 0.070308 | 0.061844 | 0.18196 | 0 | 0 | 0 | 0 | 0 | 37.5
3175_G_12 | PJM_Western MAAC | Pennsylvania | 42 | Lancaster | 71 | 3175 | 12 | Safe Harbor | 0 | 1985 | 9999 | Hydro | [5 empty] | Non-Fossil | G | 2030 | Hydro |  | 0 | 0 | 0 | 0 | 0 | 0 | 0 | 0 | 0 | 0 | 0 | 0 | 0 | 0 | 0 | 0 | 35.8353 | 50.5816 | 44.4918 | 130.9087 | 0 | 0 | 0 | 0 | 0 | 0 | 0 | 0 | 0 | 0 | 0 | 0 | 0 | 0 | 0 | 0 | 0 | 0 | 0 | 0 | 0.59281 | 0.049811 | 0.070308 | 0.061844 | 0.18196 | 0 | 0 | 0 | 0 | 0 | 37.5
3175_G_2 | PJM_Western MAAC | Pennsylvania | 42 | Lancaster | 71 | 3175 | 2 | Safe Harbor | 0 | 1934 | 9999 | Hydro | [5 empty] | Non-Fossil | G | 2030 | Hydro |  | 0 | 0 | 0 | 0 | 0 | 0 | 0 | 0 | 0 | 0 | 0 | 0 | 0 | 0 | 0 | 0 | 31.535 | 44.5118 | 39.1528 | 115.1996 | 0 | 0 | 0 | 0 | 0 | 0 | 0 | 0 | 0 | 0 | 0 | 0 | 0 | 0 | 0 | 0 | 0 | 0 | 0 | 0 | 0.52167 | 0.043834 | 0.061871 | 0.054422 | 0.16013 | 0 | 0 | 0 | 0 | 0 | 33
3175_G_3 | PJM_Western MAAC | Pennsylvania | 42 | Lancaster | 71 | 3175 | 3 | Safe Harbor | 0 | 1931 | 9999 | Hydro | [5 empty] | Non-Fossil | G | 2030 | Hydro |  | 0 | 0 | 0 | 0 | 0 | 0 | 0 | 0 | 0 | 0 | 0 | 0 | 0 | 0 | 0 | 0 | 30.5794 | 43.163 | 37.9663 | 111.7087 | 0 | 0 | 0 | 0 | 0 | 0 | 0 | 0 | 0 | 0 | 0 | 0 | 0 | 0 | 0 | 0 | 0 | 0 | 0 | 0 | 0.50586 | 0.042505 | 0.059997 | 0.052773 | 0.15528 | 0 | 0 | 0 | 0 | 0 | 32
3175_G_4 | PJM_Western MAAC | Pennsylvania | 42 | Lancaster | 71 | 3175 | 4 | Safe Harbor | 0 | 1931 | 9999 | Hydro | [5 empty] | Non-Fossil | G | 2030 | Hydro |  | 0 | 0 | 0 | 0 | 0 | 0 | 0 | 0 | 0 | 0 | 0 | 0 | 0 | 0 | 0 | 0 | 30.5794 | 43.163 | 37.9663 | 111.7087 | 0 | 0 | 0 | 0 | 0 | 0 | 0 | 0 | 0 | 0 | 0 | 0 | 0 | 0 | 0 | 0 | 0 | 0 | 0 | 0 | 0.50586 | 0.042505 | 0.059997 | 0.052773 | 0.15528 | 0 | 0 | 0 | 0 | 0 | 32
3175_G_41 | PJM_Western MAAC | Pennsylvania | 42 | Lancaster | 71 | 3175 | 41 | Safe Harbor | 0 | 1931 | 9999 | Hydro | [5 empty] | Non-Fossil | G | 2030 | Hydro |  | 0 | 0 | 0 | 0 | 0 | 0 | 0 | 0 | 0 | 0 | 0 | 0 | 0 | 0 | 0 | 0 | 1.9112 | 2.6977 | 2.3729 | 6.9818 | 0 | 0 | 0 | 0 | 0 | 0 | 0 | 0 | 0 | 0 | 0 | 0 | 0 | 0 | 0 | 0 | 0 | 0 | 0 | 0 | 0.031616 | 0.0026566 | 0.0037498 | 0.0032983 | 0.0097047 | 0 | 0 | 0 | 0 | 0 | 2
3175_G_42 | PJM_Western MAAC | Pennsylvania | 42 | Lancaster | 71 | 3175 | 42 | Safe Harbor | 0 | 1931 | 9999 | Hydro | [5 empty] | Non-Fossil | G | 2030 | Hydro |  | 0 | 0 | 0 | 0 | 0 | 0 | 0 | 0 | 0 | 0 | 0 | 0 | 0 | 0 | 0 | 0 | 1.9112 | 2.6977 | 2.3729 | 6.9818 | 0 | 0 | 0 | 0 | 0 | 0 | 0 | 0 | 0 | 0 | 0 | 0 | 0 | 0 | 0 | 0 | 0 | 0 | 0 | 0 | 0.031616 | 0.0026566 | 0.0037498 | 0.0032983 | 0.0097047 | 0 | 0 | 0 | 0 | 0 | 2
3175_G_5 | PJM_Western MAAC | Pennsylvania | 42 | Lancaster | 71 | 3175 | 5 | Safe Harbor | 0 | 1932 | 9999 | Hydro | [5 empty] | Non-Fossil | G | 2030 | Hydro |  | 0 | 0 | 0 | 0 | 0 | 0 | 0 | 0 | 0 | 0 | 0 | 0 | 0 | 0 | 0 | 0 | 30.5794 | 43.163 | 37.9663 | 111.7087 | 0 | 0 | 0 | 0 | 0 | 0 | 0 | 0 | 0 | 0 | 0 | 0 | 0 | 0 | 0 | 0 | 0 | 0 | 0 | 0 | 0.50586 | 0.042505 | 0.059997 | 0.052773 | 0.15528 | 0 | 0 | 0 | 0 | 0 | 32
3175_G_6 | PJM_Western MAAC | Pennsylvania | 42 | Lancaster | 71 | 3175 | 6 | Safe Harbor | 0 | 1932 | 9999 | Hydro | [5 empty] | Non-Fossil | G | 2030 | Hydro |  | 0 | 0 | 0 | 0 | 0 | 0 | 0 | 0 | 0 | 0 | 0 | 0 | 0 | 0 | 0 | 0 | 30.5794 | 43.163 | 37.9663 | 111.7087 | 0 | 0 | 0 | 0 | 0 | 0 | 0 | 0 | 0 | 0 | 0 | 0 | 0 | 0 | 0 | 0 | 0 | 0 | 0 | 0 | 0.50586 | 0.042505 | 0.059997 | 0.052773 | 0.15528 | 0 | 0 | 0 | 0 | 0 | 32
3175_G_7 | PJM_Western MAAC | Pennsylvania | 42 | Lancaster | 71 | 3175 | 7 | Safe Harbor | 0 | 1933 | 9999 | Hydro | [5 empty] | Non-Fossil | G | 2030 | Hydro |  | 0 | 0 | 0 | 0 | 0 | 0 | 0 | 0 | 0 | 0 | 0 | 0 | 0 | 0 | 0 | 0 | 30.5794 | 43.163 | 37.9663 | 111.7087 | 0 | 0 | 0 | 0 | 0 | 0 | 0 | 0 | 0 | 0 | 0 | 0 | 0 | 0 | 0 | 0 | 0 | 0 | 0 | 0 | 0.50586 | 0.042505 | 0.059997 | 0.052773 | 0.15528 | 0 | 0 | 0 | 0 | 0 | 32
3175_G_8 | PJM_Western MAAC | Pennsylvania | 42 | Lancaster | 71 | 3175 | 8 | Safe Harbor | 0 | 1985 | 9999 | Hydro | [5 empty] | Non-Fossil | G | 2030 | Hydro |  | 0 | 0 | 0 | 0 | 0 | 0 | 0 | 0 | 0 | 0 | 0 | 0 | 0 | 0 | 0 | 0 | 35.8353 | 50.5816 | 44.4918 | 130.9087 | 0 | 0 | 0 | 0 | 0 | 0 | 0 | 0 | 0 | 0 | 0 | 0 | 0 | 0 | 0 | 0 | 0 | 0 | 0 | 0 | 0.59281 | 0.049811 | 0.070308 | 0.061844 | 0.18196 | 0 | 0 | 0 | 0 | 0 | 37.5
3175_G_9 | PJM_Western MAAC | Pennsylvania | 42 | Lancaster | 71 | 3175 | 9 | Safe Harbor | 0 | 1986 | 9999 | Hydro | [5 empty] | Non-Fossil | G | 2030 | Hydro |  | 0 | 0 | 0 | 0 | 0 | 0 | 0 | 0 | 0 | 0 | 0 | 0 | 0 | 0 | 0 | 0 | 35.8353 | 50.5816 | 44.4918 | 130.9087 | 0 | 0 | 0 | 0 | 0 | 0 | 0 | 0 | 0 | 0 | 0 | 0 | 0 | 0 | 0 | 0 | 0 | 0 | 0 | 0 | 0.59281 | 0.049811 | 0.070308 | 0.061844 | 0.18196 | 0 | 0 | 0 | 0 | 0 | 37.5
3176_G_3 | PJM_Western MAAC | Pennsylvania | 42 | Luzerne | 79 | 3176 | 3 | Hunlock Power Station | 8196 | 1959 | 9999 | Combined Cycle |  |  | SCR |  |  | Fossil | G | 2030 | NaturalGas |  | 0.48922 | 0.56719 | 0.71131 | 1.7677 | 0 | 0 | 0 | 0 | 0 | 0 | 0 | 0 | 0 | 0 | 0 | 0 | 59.6897 | 69.203 | 86.7873 | 215.68 | 28.6387 | 33.2032 | 41.64 | 103.4819 | 3.4245e-08 | 3.9703e-08 | 4.9792e-08 | 1.2374e-07 | 0.0033678 | 0.0039046 | 0.0042679 | 0.01154 | 0 | 0 | 0 | 0 | 0 | 0 | 0 | 0 | 1.1668 | 0.13639 | 0.15813 | 0.19831 | 0.49284 | 1.1301 | 1.0828 | 1.1489 | 3.3618 | 0 | 29 | SCR
3176_G_5 | PJM_Western MAAC | Pennsylvania | 42 | Luzerne | 79 | 3176 | 5 | Hunlock Power Station | 8196 | 2011 | 9999 | Combined Cycle |  |  | SCR | H2O |  | Fossil | G | 2030 | NaturalGas |  | 0.82998 | 0.96226 | 1.2068 | 2.999 | 0 | 0 | 0 | 0 | 0 | 0 | 0 | 0 | 0 | 0 | 0 | 0 | 101.2666 | 117.4064 | 147.2392 | 365.9122 | 48.5871 | 56.3309 | 70.6445 | 175.5624 | 5.8099e-08 | 6.7358e-08 | 8.4474e-08 | 2.0993e-07 | 0.0057137 | 0.0066244 | 0.0072406 | 0.019579 | 0 | 0 | 0 | 0 | 0 | 0 | 0 | 0 | 1.7104 | 0.23539 | 0.2729 | 0.34225 | 0.85053 | 1.9173 | 1.837 | 1.9492 | 5.7035 | 0 | 49.2 | SCR
3176_G_6 | PJM_Western MAAC | Pennsylvania | 42 | Luzerne | 79 | 3176 | 6 | Hunlock Power Station | 8196 | 2011 | 9999 | Combined Cycle |  |  | SCR | H2O |  | Fossil | G | 2030 | NaturalGas |  | 0.81817 | 0.94857 | 1.1896 | 2.9563 | 0 | 0 | 0 | 0 | 0 | 0 | 0 | 0 | 0 | 0 | 0 | 0 | 99.8258 | 115.736 | 145.1443 | 360.7061 | 47.8958 | 55.5294 | 69.6394 | 173.0646 | 5.7272e-08 | 6.64e-08 | 8.3272e-08 | 2.0694e-07 | 0.0056324 | 0.0065301 | 0.0071376 | 0.0193 | 0 | 0 | 0 | 0 | 0 | 0 | 0 | 0 | 1.686 | 0.23204 | 0.26902 | 0.33738 | 0.83843 | 1.89 | 1.8108 | 1.9215 | 5.6223 | 0 | 48.5 | SCR
318_G_3 | WECC_Southern California Edison | California | 6 | Fresno | 19 | 318 | 3 | Big Creek 2 | 0 | 1913 | 9999 | Hydro | [5 empty] | Non-Fossil | G | 2030 | Hydro |  | 0 | 0 | 0 | 0 | 0 | 0 | 0 | 0 | 0 | 0 | 0 | 0 | 0 | 0 | 0 | 0 | 7.7241 | 13.6127 | 29.4495 | 50.7863 | 0 | 0 | 0 | 0 | 0 | 0 | 0 | 0 | 0 | 0 | 0 | 0 | 0 | 0 | 0 | 0 | 0 | 0 | 0 | 0 | 0.24977 | 0.010737 | 0.018922 | 0.040935 | 0.070593 | 0 | 0 | 0 | 0 | 0 | 15.8
318_G_4 | WECC_Southern California Edison | California | 6 | Fresno | 19 | 318 | 4 | Big Creek 2 | 0 | 1914 | 9999 | Hydro | [5 empty] | Non-Fossil | G | 2030 | Hydro |  | 0 | 0 | 0 | 0 | 0 | 0 | 0 | 0 | 0 | 0 | 0 | 0 | 0 | 0 | 0 | 0 | 7.7241 | 13.6127 | 29.4495 | 50.7863 | 0 | 0 | 0 | 0 | 0 | 0 | 0 | 0 | 0 | 0 | 0 | 0 | 0 | 0 | 0 | 0 | 0 | 0 | 0 | 0 | 0.24977 | 0.010737 | 0.018922 | 0.040935 | 0.070593 | 0 | 0 | 0 | 0 | 0 | 15.8
318_G_5 | WECC_Southern California Edison | California | 6 | Fresno | 19 | 318 | 5 | Big Creek 2 | 0 | 1921 | 9999 | Hydro | [5 empty] | Non-Fossil | G | 2030 | Hydro |  | 0 | 0 | 0 | 0 | 0 | 0 | 0 | 0 | 0 | 0 | 0 | 0 | 0 | 0 | 0 | 0 | 8.5552 | 15.0774 | 32.6181 | 56.2507 | 0 | 0 | 0 | 0 | 0 | 0 | 0 | 0 | 0 | 0 | 0 | 0 | 0 | 0 | 0 | 0 | 0 | 0 | 0 | 0 | 0.27664 | 0.011892 | 0.020958 | 0.045339 | 0.078188 | 0 | 0 | 0 | 0 | 0 | 17.5
318_G_6 | WECC_Southern California Edison | California | 6 | Fresno | 19 | 318 | 6 | Big Creek 2 | 0 | 1925 | 9999 | Hydro | [5 empty] | Non-Fossil | G | 2030 | Hydro |  | 0 | 0 | 0 | 0 | 0 | 0 | 0 | 0 | 0 | 0 | 0 | 0 | 0 | 0 | 0 | 0 | 8.5552 | 15.0774 | 32.6181 | 56.2507 | 0 | 0 | 0 | 0 | 0 | 0 | 0 | 0 | 0 | 0 | 0 | 0 | 0 | 0 | 0 | 0 | 0 | 0 | 0 | 0 | 0.27664 | 0.011892 | 0.020958 | 0.045339 | 0.078188 | 0 | 0 | 0 | 0 | 0 | 17.5
319_G_1 | WECC_Southern California Edison | California | 6 | Fresno | 19 | 319 | 1 | Big Creek 3 | 0 | 1923 | 9999 | Hydro | [5 empty] | Non-Fossil | G | 2030 | Hydro |  | 0 | 0 | 0 | 0 | 0 | 0 | 0 | 0 | 0 | 0 | 0 | 0 | 0 | 0 | 0 | 0 | 16.6216 | 29.2931 | 63.3723 | 109.2871 | 0 | 0 | 0 | 0 | 0 | 0 | 0 | 0 | 0 | 0 | 0 | 0 | 0 | 0 | 0 | 0 | 0 | 0 | 0 | 0 | 0.53748 | 0.023104 | 0.040717 | 0.088088 | 0.15191 | 0 | 0 | 0 | 0 | 0 | 34
319_G_2 | WECC_Southern California Edison | California | 6 | Fresno | 19 | 319 | 2 | Big Creek 3 | 0 | 1923 | 9999 | Hydro | [5 empty] | Non-Fossil | G | 2030 | Hydro |  | 0 | 0 | 0 | 0 | 0 | 0 | 0 | 0 | 0 | 0 | 0 | 0 | 0 | 0 | 0 | 0 | 16.6216 | 29.2931 | 63.3723 | 109.2871 | 0 | 0 | 0 | 0 | 0 | 0 | 0 | 0 | 0 | 0 | 0 | 0 | 0 | 0 | 0 | 0 | 0 | 0 | 0 | 0 | 0.53748 | 0.023104 | 0.040717 | 0.088088 | 0.15191 | 0 | 0 | 0 | 0 | 0 | 34
319_G_3 | WECC_Southern California Edison | California | 6 | Fresno | 19 | 319 | 3 | Big Creek 3 | 0 | 1923 | 9999 | Hydro | [5 empty] | Non-Fossil | G | 2030 | Hydro |  | 0 | 0 | 0 | 0 | 0 | 0 | 0 | 0 | 0 | 0 | 0 | 0 | 0 | 0 | 0 | 0 | 16.1327 | 28.4316 | 61.5085 | 106.0727 | 0 | 0 | 0 | 0 | 0 | 0 | 0 | 0 | 0 | 0 | 0 | 0 | 0 | 0 | 0 | 0 | 0 | 0 | 0 | 0 | 0.52167 | 0.022424 | 0.03952 | 0.085497 | 0.14744 | 0 | 0 | 0 | 0 | 0 | 33
319_G_4 | WECC_Southern California Edison | California | 6 | Fresno | 19 | 319 | 4 | Big Creek 3 | 0 | 1948 | 9999 | Hydro | [5 empty] | Non-Fossil | G | 2030 | Hydro |  | 0 | 0 | 0 | 0 | 0 | 0 | 0 | 0 | 0 | 0 | 0 | 0 | 0 | 0 | 0 | 0 | 17.5993 | 31.0163 | 67.1001 | 115.7157 | 0 | 0 | 0 | 0 | 0 | 0 | 0 | 0 | 0 | 0 | 0 | 0 | 0 | 0 | 0 | 0 | 0 | 0 | 0 | 0 | 0.5691 | 0.024463 | 0.043113 | 0.093269 | 0.16084 | 0 | 0 | 0 | 0 | 0 | 36
319_G_5 | WECC_Southern California Edison | California | 6 | Fresno | 19 | 319 | 5 | Big Creek 3 | 0 | 1980 | 9999 | Hydro | [5 empty] | Non-Fossil | G | 2030 | Hydro |  | 0 | 0 | 0 | 0 | 0 | 0 | 0 | 0 | 0 | 0 | 0 | 0 | 0 | 0 | 0 | 0 | 17.8437 | 31.4471 | 68.0321 | 117.3229 | 0 | 0 | 0 | 0 | 0 | 0 | 0 | 0 | 0 | 0 | 0 | 0 | 0 | 0 | 0 | 0 | 0 | 0 | 0 | 0 | 0.577 | 0.024803 | 0.043711 | 0.094565 | 0.16308 | 0 | 0 | 0 | 0 | 0 | 36.5
320_G_1 | WECC_Southern California Edison | California | 6 | Madera | 39 | 320 | 1 | Big Creek 4 | 0 | 1951 | 9999 | Hydro | [5 empty] | Non-Fossil | G | 2030 | Hydro |  | 0 | 0 | 0 | 0 | 0 | 0 | 0 | 0 | 0 | 0 | 0 | 0 | 0 | 0 | 0 | 0 | 24.4435 | 43.0782 | 93.1946 | 160.7163 | 0 | 0 | 0 | 0 | 0 | 0 | 0 | 0 | 0 | 0 | 0 | 0 | 0 | 0 | 0 | 0 | 0 | 0 | 0 | 0 | 0.79041 | 0.033976 | 0.059879 | 0.12954 | 0.2234 | 0 | 0 | 0 | 0 | 0 | 50
320_G_2 | WECC_Southern California Edison | California | 6 | Madera | 39 | 320 | 2 | Big Creek 4 | 0 | 1951 | 9999 | Hydro | [5 empty] | Non-Fossil | G | 2030 | Hydro |  | 0 | 0 | 0 | 0 | 0 | 0 | 0 | 0 | 0 | 0 | 0 | 0 | 0 | 0 | 0 | 0 | 24.4435 | 43.0782 | 93.1946 | 160.7163 | 0 | 0 | 0 | 0 | 0 | 0 | 0 | 0 | 0 | 0 | 0 | 0 | 0 | 0 | 0 | 0 | 0 | 0 | 0 | 0 | 0.79041 | 0.033976 | 0.059879 | 0.12954 | 0.2234 | 0 | 0 | 0 | 0 | 0 | 50
321_G_1 | WECC_Southern California Edison | California | 6 | Fresno | 19 | 321 | 1 | Big Creek 8 | 0 | 1921 | 9999 | Hydro | [5 empty] | Non-Fossil | G | 2030 | Hydro |  | 0 | 0 | 0 | 0 | 0 | 0 | 0 | 0 | 0 | 0 | 0 | 0 | 0 | 0 | 0 | 0 | 12.6128 | 22.2283 | 48.0884 | 82.9296 | 0 | 0 | 0 | 0 | 0 | 0 | 0 | 0 | 0 | 0 | 0 | 0 | 0 | 0 | 0 | 0 | 0 | 0 | 0 | 0 | 0.40785 | 0.017532 | 0.030897 | 0.066843 | 0.11527 | 0 | 0 | 0 | 0 | 0 | 25.8
321_G_2 | WECC_Southern California Edison | California | 6 | Fresno | 19 | 321 | 2 | Big Creek 8 | 0 | 1929 | 9999 | Hydro | [5 empty] | Non-Fossil | G | 2030 | Hydro |  | 0 | 0 | 0 | 0 | 0 | 0 | 0 | 0 | 0 | 0 | 0 | 0 | 0 | 0 | 0 | 0 | 21.9991 | 38.7703 | 83.8752 | 144.6446 | 0 | 0 | 0 | 0 | 0 | 0 | 0 | 0 | 0 | 0 | 0 | 0 | 0 | 0 | 0 | 0 | 0 | 0 | 0 | 0 | 0.71137 | 0.030579 | 0.053891 | 0.11659 | 0.20106 | 0 | 0 | 0 | 0 | 0 | 45
322_G_1 | WECC_Southern California Edison | California | 6 | Fresno | 19 | 322 | 1 | Big Creek 2A | 0 | 1928 | 9999 | Hydro | [5 empty] | Non-Fossil | G | 2030 | Hydro |  | 0 | 0 | 0 | 0 | 0 | 0 | 0 | 0 | 0 | 0 | 0 | 0 | 0 | 0 | 0 | 0 | 24.4435 | 43.0782 | 93.1946 | 160.7163 | 0 | 0 | 0 | 0 | 0 | 0 | 0 | 0 | 0 | 0 | 0 | 0 | 0 | 0 | 0 | 0 | 0 | 0 | 0 | 0 | 0.79041 | 0.033976 | 0.059879 | 0.12954 | 0.2234 | 0 | 0 | 0 | 0 | 0 | 50
322_G_2 | WECC_Southern California Edison | California | 6 | Fresno | 19 | 322 | 2 | Big Creek 2A | 0 | 1928 | 9999 | Hydro | [5 empty] | Non-Fossil | G | 2030 | Hydro |  | 0 | 0 | 0 | 0 | 0 | 0 | 0 | 0 | 0 | 0 | 0 | 0 | 0 | 0 | 0 | 0 | 24.4435 | 43.0782 | 93.1946 | 160.7163 | 0 | 0 | 0 | 0 | 0 | 0 | 0 | 0 | 0 | 0 | 0 | 0 | 0 | 0 | 0 | 0 | 0 | 0 | 0 | 0 | 0.79041 | 0.033976 | 0.059879 | 0.12954 | 0.2234 | 0 | 0 | 0 | 0 | 0 | 50
323_G_1 | WECC_Southern California Edison | California | 6 | Inyo | 27 | 323 | 1 | Bishop Creek 2 | 0 | 1908 | 9999 | Hydro | [5 empty] | Non-Fossil | G | 2030 | Hydro |  | 0 | 0 | 0 | 0 | 0 | 0 | 0 | 0 | 0 | 0 | 0 | 0 | 0 | 0 | 0 | 0 | 1.2222 | 2.1539 | 4.6597 | 8.0358 | 0 | 0 | 0 | 0 | 0 | 0 | 0 | 0 | 0 | 0 | 0 | 0 | 0 | 0 | 0 | 0 | 0 | 0 | 0 | 0 | 0.039521 | 0.0016988 | 0.0029939 | 0.006477 | 0.01117 | 0 | 0 | 0 | 0 | 0 | 2.5
323_G_2 | WECC_Southern California Edison | California | 6 | Inyo | 27 | 323 | 2 | Bishop Creek 2 | 0 | 1908 | 9999 | Hydro | [5 empty] | Non-Fossil | G | 2030 | Hydro |  | 0 | 0 | 0 | 0 | 0 | 0 | 0 | 0 | 0 | 0 | 0 | 0 | 0 | 0 | 0 | 0 | 1.2222 | 2.1539 | 4.6597 | 8.0358 | 0 | 0 | 0 | 0 | 0 | 0 | 0 | 0 | 0 | 0 | 0 | 0 | 0 | 0 | 0 | 0 | 0 | 0 | 0 | 0 | 0.039521 | 0.0016988 | 0.0029939 | 0.006477 | 0.01117 | 0 | 0 | 0 | 0 | 0 | 2.5
323_G_3 | WECC_Southern California Edison | California | 6 | Inyo | 27 | 323 | 3 | Bishop Creek 2 | 0 | 1911 | 9999 | Hydro | [5 empty] | Non-Fossil | G | 2030 | Hydro |  | 0 | 0 | 0 | 0 | 0 | 0 | 0 | 0 | 0 | 0 | 0 | 0 | 0 | 0 | 0 | 0 | 1.1244 | 1.9816 | 4.287 | 7.3929 | 0 | 0 | 0 | 0 | 0 | 0 | 0 | 0 | 0 | 0 | 0 | 0 | 0 | 0 | 0 | 0 | 0 | 0 | 0 | 0 | 0.036359 | 0.0015629 | 0.0027544 | 0.0059589 | 0.010276 | 0 | 0 | 0 | 0 | 0 | 2.3
3236_G_G10A | ISONE_MA, VT, NH, RI (Rest of ISO New England) | Rhode Island | 44 | Providence | 7 | 3236 | G10A | Manchester Street | 8070 | 1995 | 9999 | Combined Cycle |  |  | SCR | DLNB + STM |  | Fossil | G | 2030 | NaturalGas |  | 0 | 0 | 0.4386 | 0.4386 | 0 | 0 | 0 | 0 | 0 | 0 | 0 | 0 | 0 | 0 | 0 | 0 | 0 | 0 | 54.3491 | 54.3491 | 0 | 0 | 25.6755 | 25.6755 | 0 | 0 | 3.0702e-08 | 3.0702e-08 | 0 | 0 | 0.0060899 | 0.0060899 | 0 | 0 | 0 | 0 | 0 | 0 | 0 | 0 | 4.4346 | 0 | 0 | 0.22216 | 0.22216 | 0 | 0 | 0.84935 | 0.84935 | 0 | 110.1 | SCR
3236_G_G11A | ISONE_MA, VT, NH, RI (Rest of ISO New England) | Rhode Island | 44 | Providence | 7 | 3236 | G11A | Manchester Street | 8070 | 1995 | 9999 | Combined Cycle |  |  | SCR | DLNB + STM |  | Fossil | G | 2030 | NaturalGas |  | 0 | 0 | 0.439 | 0.439 | 0 | 0 | 0 | 0 | 0 | 0 | 0 | 0 | 0 | 0 | 0 | 0 | 0 | 0 | 54.3984 | 54.3984 | 0 | 0 | 25.6988 | 25.6988 | 0 | 0 | 3.073e-08 | 3.073e-08 | 0 | 0 | 0.0065673 | 0.0065673 | 0 | 0 | 0 | 0 | 0 | 0 | 0 | 0 | 4.4386 | 0 | 0 | 0.22236 | 0.22236 | 0 | 0 | 0.85012 | 0.85012 | 0 | 110.2 | SCR
3236_G_GE10 | ISONE_MA, VT, NH, RI (Rest of ISO New England) | Rhode Island | 44 | Providence | 7 | 3236 | GE10 | Manchester Street | 8070 | 1995 | 9999 | Combined Cycle |  |  | SCR | DLNB + STM |  | Fossil | G | 2030 | NaturalGas |  | 0 | 0 | 0.18683 | 0.18683 | 0 | 0 | 0 | 0 | 0 | 0 | 0 | 0 | 0 | 0 | 0 | 0 | 0 | 0 | 23.1514 | 23.1514 | 0 | 0 | 10.9371 | 10.9371 | 0 | 0 | 1.3078e-08 | 1.3078e-08 | 0 | 0 | 0.0025942 | 0.0025942 | 0 | 0 | 0 | 0 | 0 | 0 | 0 | 0 | 1.889 | 0 | 0 | 0.094634 | 0.094634 | 0 | 0 | 0.3618 | 0.3618 | 0 | 46.9 | SCR
3236_G_GE11 | ISONE_MA, VT, NH, RI (Rest of ISO New England) | Rhode Island | 44 | Providence | 7 | 3236 | GE11 | Manchester Street | 8070 | 1995 | 9999 | Combined Cycle |  |  | SCR | DLNB + STM |  | Fossil | G | 2030 | NaturalGas |  | 0 | 0 | 0.18643 | 0.18643 | 0 | 0 | 0 | 0 | 0 | 0 | 0 | 0 | 0 | 0 | 0 | 0 | 0 | 0 | 23.1021 | 23.1021 | 0 | 0 | 10.9138 | 10.9138 | 0 | 0 | 1.305e-08 | 1.305e-08 | 0 | 0 | 0.002789 | 0.002789 | 0 | 0 | 0 | 0 | 0 | 0 | 0 | 0 | 1.885 | 0 | 0 | 0.094432 | 0.094432 | 0 | 0 | 0.36103 | 0.36103 | 0 | 46.8 | SCR
3236_G_GE9A | ISONE_MA, VT, NH, RI (Rest of ISO New England) | Rhode Island | 44 | Providence | 7 | 3236 | GE9A | Manchester Street | 8070 | 1995 | 9999 | Combined Cycle |  |  | SCR | DLNB + STM |  | Fossil | G | 2030 | NaturalGas |  | 0 | 0 | 0.4386 | 0.4386 | 0 | 0 | 0 | 0 | 0 | 0 | 0 | 0 | 0 | 0 | 0 | 0 | 0 | 0 | 54.3491 | 54.3491 | 0 | 0 | 25.6755 | 25.6755 | 0 | 0 | 3.0702e-08 | 3.0702e-08 | 0 | 0 | 0.0069259 | 0.0069259 | 0 | 0 | 0 | 0 | 0 | 0 | 0 | 0 | 4.4346 | 0 | 0 | 0.22216 | 0.22216 | 0 | 0 | 0.84935 | 0.84935 | 0 | 110.1 | SCR
3236_G_GEN9 | ISONE_MA, VT, NH, RI (Rest of ISO New England) | Rhode Island | 44 | Providence | 7 | 3236 | GEN9 | Manchester Street | 8070 | 1995 | 9999 | Combined Cycle |  |  | SCR | DLNB + STM |  | Fossil | G | 2030 | NaturalGas |  | 0 | 0 | 0.18683 | 0.18683 | 0 | 0 | 0 | 0 | 0 | 0 | 0 | 0 | 0 | 0 | 0 | 0 | 0 | 0 | 23.1514 | 23.1514 | 0 | 0 | 10.9371 | 10.9371 | 0 | 0 | 1.3078e-08 | 1.3078e-08 | 0 | 0 | 0.0029503 | 0.0029503 | 0 | 0 | 0 | 0 | 0 | 0 | 0 | 0 | 1.889 | 0 | 0 | 0.094634 | 0.094634 | 0 | 0 | 0.3618 | 0.3618 | 0 | 46.9 | SCR
324_G_1 | WECC_Southern California Edison | California | 6 | Inyo | 27 | 324 | 1 | Bishop Creek 3 | 0 | 1913 | 9999 | Hydro | [5 empty] | Non-Fossil | G | 2030 | Hydro |  | 0 | 0 | 0 | 0 | 0 | 0 | 0 | 0 | 0 | 0 | 0 | 0 | 0 | 0 | 0 | 0 | 1.3688 | 2.4124 | 5.2189 | 9.0001 | 0 | 0 | 0 | 0 | 0 | 0 | 0 | 0 | 0 | 0 | 0 | 0 | 0 | 0 | 0 | 0 | 0 | 0 | 0 | 0 | 0.044263 | 0.0019027 | 0.0033532 | 0.0072543 | 0.01251 | 0 | 0 | 0 | 0 | 0 | 2.8
324_G_2 | WECC_Southern California Edison | California | 6 | Inyo | 27 | 324 | 2 | Bishop Creek 3 | 0 | 1913 | 9999 | Hydro | [5 empty] | Non-Fossil | G | 2030 | Hydro |  | 0 | 0 | 0 | 0 | 0 | 0 | 0 | 0 | 0 | 0 | 0 | 0 | 0 | 0 | 0 | 0 | 1.3688 | 2.4124 | 5.2189 | 9.0001 | 0 | 0 | 0 | 0 | 0 | 0 | 0 | 0 | 0 | 0 | 0 | 0 | 0 | 0 | 0 | 0 | 0 | 0 | 0 | 0 | 0.044263 | 0.0019027 | 0.0033532 | 0.0072543 | 0.01251 | 0 | 0 | 0 | 0 | 0 | 2.8
324_G_3 | WECC_Southern California Edison | California | 6 | Inyo | 27 | 324 | 3 | Bishop Creek 3 | 0 | 1913 | 9999 | Hydro | [5 empty] | Non-Fossil | G | 2030 | Hydro |  | 0 | 0 | 0 | 0 | 0 | 0 | 0 | 0 | 0 | 0 | 0 | 0 | 0 | 0 | 0 | 0 | 1.3688 | 2.4124 | 5.2189 | 9.0001 | 0 | 0 | 0 | 0 | 0 | 0 | 0 | 0 | 0 | 0 | 0 | 0 | 0 | 0 | 0 | 0 | 0 | 0 | 0 | 0 | 0.044263 | 0.0019027 | 0.0033532 | 0.0072543 | 0.01251 | 0 | 0 | 0 | 0 | 0 | 2.8
325_G_1 | WECC_Southern California Edison | California | 6 | Inyo | 27 | 325 | 1 | Bishop Creek 4 | 0 | 1905 | 9999 | Hydro | [5 empty] | Non-Fossil | G | 2030 | Hydro |  | 0 | 0 | 0 | 0 | 0 | 0 | 0 | 0 | 0 | 0 | 0 | 0 | 0 | 0 | 0 | 0 | 0.48887 | 0.86156 | 1.8639 | 3.2143 | 0 | 0 | 0 | 0 | 0 | 0 | 0 | 0 | 0 | 0 | 0 | 0 | 0 | 0 | 0 | 0 | 0 | 0 | 0 | 0 | 0.015808 | 0.00067953 | 0.0011976 | 0.0025908 | 0.0044679 | 0 | 0 | 0 | 0 | 0 | 1
325_G_2 | WECC_Southern California Edison | California | 6 | Inyo | 27 | 325 | 2 | Bishop Creek 4 | 0 | 1905 | 9999 | Hydro | [5 empty] | Non-Fossil | G | 2030 | Hydro |  | 0 | 0 | 0 | 0 | 0 | 0 | 0 | 0 | 0 | 0 | 0 | 0 | 0 | 0 | 0 | 0 | 0.48887 | 0.86156 | 1.8639 | 3.2143 | 0 | 0 | 0 | 0 | 0 | 0 | 0 | 0 | 0 | 0 | 0 | 0 | 0 | 0 | 0 | 0 | 0 | 0 | 0 | 0 | 0.015808 | 0.00067953 | 0.0011976 | 0.0025908 | 0.0044679 | 0 | 0 | 0 | 0 | 0 | 1
325_G_3 | WECC_Southern California Edison | California | 6 | Inyo | 27 | 325 | 3 | Bishop Creek 4 | 0 | 1906 | 9999 | Hydro | [5 empty] | Non-Fossil | G | 2030 | Hydro |  | 0 | 0 | 0 | 0 | 0 | 0 | 0 | 0 | 0 | 0 | 0 | 0 | 0 | 0 | 0 | 0 | 0.97774 | 1.7231 | 3.7278 | 6.4287 | 0 | 0 | 0 | 0 | 0 | 0 | 0 | 0 | 0 | 0 | 0 | 0 | 0 | 0 | 0 | 0 | 0 | 0 | 0 | 0 | 0.031616 | 0.0013591 | 0.0023951 | 0.0051816 | 0.0089358 | 0 | 0 | 0 | 0 | 0 | 2
325_G_4 | WECC_Southern California Edison | California | 6 | Inyo | 27 | 325 | 4 | Bishop Creek 4 | 0 | 1907 | 9999 | Hydro | [5 empty] | Non-Fossil | G | 2030 | Hydro |  | 0 | 0 | 0 | 0 | 0 | 0 | 0 | 0 | 0 | 0 | 0 | 0 | 0 | 0 | 0 | 0 | 1.0755 | 1.8954 | 4.1006 | 7.0715 | 0 | 0 | 0 | 0 | 0 | 0 | 0 | 0 | 0 | 0 | 0 | 0 | 0 | 0 | 0 | 0 | 0 | 0 | 0 | 0 | 0.034778 | 0.001495 | 0.0026347 | 0.0056998 | 0.0098294 | 0 | 0 | 0 | 0 | 0 | 2.2
325_G_5 | WECC_Southern California Edison | California | 6 | Inyo | 27 | 325 | 5 | Bishop Creek 4 | 0 | 1909 | 9999 | Hydro | [5 empty] | Non-Fossil | G | 2030 | Hydro |  | 0 | 0 | 0 | 0 | 0 | 0 | 0 | 0 | 0 | 0 | 0 | 0 | 0 | 0 | 0 | 0 | 0.97774 | 1.7231 | 3.7278 | 6.4287 | 0 | 0 | 0 | 0 | 0 | 0 | 0 | 0 | 0 | 0 | 0 | 0 | 0 | 0 | 0 | 0 | 0 | 0 | 0 | 0 | 0.031616 | 0.0013591 | 0.0023951 | 0.0051816 | 0.0089358 | 0 | 0 | 0 | 0 | 0 | 2
3250_G_1 | SERC_VACAR | South Carolina | 45 | Darlington | 31 | 3250 | 1 | Darlington County | 13642 | 1974 | 9999 | Combustion Turbine | [5 empty] | Fossil | G | 2030 | NaturalGas |  | 2.445e-10 | 0 | 0 | 2.445e-10 | 0 | 0 | 0 | 0 | 0 | 0 | 0 | 0 | 0 | 0 | 0 | 0 | 1.7919e-08 | 0 | 0 | 1.7919e-08 | 1.4313e-08 | 0 | 0 | 1.4313e-08 | 1.7115e-17 | 0 | 0 | 1.7115e-17 | 3.4087e-10 | 0 | 0 | 3.4087e-10 | 0 | 0 | 0 | 0 | 0 | 0 | 0 | 0 | 4.4084e-08 | 1.1019e-10 | 0 | 0 | 1.1019e-10 | 7.917e-10 | 0 | 0 | 7.917e-10 | 0 | 1e-06
3250_G_12 | SERC_VACAR | South Carolina | 45 | Darlington | 31 | 3250 | 12 | Darlington County | 13636 | 1997 | 9999 | Combustion Turbine |  |  |  | H2O |  | Fossil | G | 2030 | NaturalGas |  | 0.028839 | 0 | 0 | 0.028839 | 0 | 0 | 0 | 0 | 0 | 0 | 0 | 0 | 0 | 0 | 0 | 0 | 2.1144 | 0 | 0 | 2.1144 | 1.6882 | 0 | 0 | 1.6882 | 2.0187e-09 | 0 | 0 | 2.0187e-09 | 0.0044822 | 0 | 0 | 0.0044822 | 0 | 0 | 0 | 0 | 0 | 0 | 0 | 0 | 5.2019 | 0.013003 | 0 | 0 | 0.013003 | 0.09338 | 0 | 0 | 0.09338 | 0 | 118
3250_G_13 | SERC_VACAR | South Carolina | 45 | Darlington | 31 | 3250 | 13 | Darlington County | 13636 | 1997 | 9999 | Combustion Turbine |  |  |  | H2O |  | Fossil | G | 2030 | NaturalGas |  | 0.02835 | 0 | 0 | 0.02835 | 0 | 0 | 0 | 0 | 0 | 0 | 0 | 0 | 0 | 0 | 0 | 0 | 2.0786 | 0 | 0 | 2.0786 | 1.6596 | 0 | 0 | 1.6596 | 1.9845e-09 | 0 | 0 | 1.9845e-09 | 0.005121 | 0 | 0 | 0.005121 | 0 | 0 | 0 | 0 | 0 | 0 | 0 | 0 | 5.1138 | 0.012783 | 0 | 0 | 0.012783 | 0.091797 | 0 | 0 | 0.091797 | 0 | 116
3250_G_3 | SERC_VACAR | South Carolina | 45 | Darlington | 31 | 3250 | 3 | Darlington County | 13642 | 1974 | 9999 | Combustion Turbine | [5 empty] | Fossil | G | 2030 | NaturalGas |  | 2.445e-10 | 0 | 0 | 2.445e-10 | 0 | 0 | 0 | 0 | 0 | 0 | 0 | 0 | 0 | 0 | 0 | 0 | 1.7919e-08 | 0 | 0 | 1.7919e-08 | 1.4313e-08 | 0 | 0 | 1.4313e-08 | 1.7115e-17 | 0 | 0 | 1.7115e-17 | 3.3387e-10 | 0 | 0 | 3.3387e-10 | 0 | 0 | 0 | 0 | 0 | 0 | 0 | 0 | 4.4084e-08 | 1.1019e-10 | 0 | 0 | 1.1019e-10 | 7.917e-10 | 0 | 0 | 7.917e-10 | 0 | 1e-06
3250_G_7 | SERC_VACAR | South Carolina | 45 | Darlington | 31 | 3250 | 7 | Darlington County | 13647 | 1975 | 9999 | Combustion Turbine | [5 empty] | Fossil | G | 2030 | NaturalGas |  | 2.4459e-10 | 0 | 0 | 2.4459e-10 | 0 | 0 | 0 | 0 | 0 | 0 | 0 | 0 | 0 | 0 | 0 | 0 | 1.7919e-08 | 0 | 0 | 1.7919e-08 | 1.4318e-08 | 0 | 0 | 1.4318e-08 | 1.7121e-17 | 0 | 0 | 1.7121e-17 | 3.193e-10 | 0 | 0 | 3.193e-10 | 0 | 0 | 0 | 0 | 0 | 0 | 0 | 0 | 4.4084e-08 | 1.1019e-10 | 0 | 0 | 1.1019e-10 | 7.9199e-10 | 0 | 0 | 7.9199e-10 | 0 | 1e-06
3251_G_2 | SERC_VACAR | South Carolina | 45 | Darlington | 31 | 3251 | 2 | H B Robinson | 10456 | 1971 | 9999 | Nuclear | [5 empty] | Non-Fossil | G | 2030 | Nuclear |  | 14.0305 | 19.0191 | 25.3199 | 58.3695 | 0 | 0 | 0 | 0 | 0 | 0 | 0 | 0 | 0 | 0 | 0 | 0 | 1341.863 | 1818.9698 | 2421.5648 | 5582.3976 | 0 | 0 | 0 | 0 | 0 | 0 | 0 | 0 | 0 | 0 | 0 | 0 | 0 | 0 | 0 | 0 | 0 | 0 | 0 | 0 | 219.8263 | 0.24176 | 0.32772 | 0.43629 | 1.0058 | 9.7164 | 13.1711 | 17.5345 | 40.4221 | 0 | 741
3253_G_1 | SERC_VACAR | South Carolina | 45 | Greenville | 45 | 3253 | 1 | Boyds Mill Hydro | 0 | 1996 | 9999 | Hydro | [5 empty] | Non-Fossil | G | 2030 | Hydro |  | 0 | 0 | 0 | 0 | 0 | 0 | 0 | 0 | 0 | 0 | 0 | 0 | 0 | 0 | 0 | 0 | 0.31296 | 0.33164 | 0.34606 | 0.99066 | 0 | 0 | 0 | 0 | 0 | 0 | 0 | 0 | 0 | 0 | 0 | 0 | 0 | 0 | 0 | 0 | 0 | 0 | 0 | 0 | 0.011066 | 0.00043502 | 0.00046097 | 0.00048103 | 0.001377 | 0 | 0 | 0 | 0 | 0 | 0.7
3253_G_2 | SERC_VACAR | South Carolina | 45 | Greenville | 45 | 3253 | 2 | Boyds Mill Hydro | 0 | 1996 | 9999 | Hydro | [5 empty] | Non-Fossil | G | 2030 | Hydro |  | 0 | 0 | 0 | 0 | 0 | 0 | 0 | 0 | 0 | 0 | 0 | 0 | 0 | 0 | 0 | 0 | 0.31296 | 0.33164 | 0.34606 | 0.99066 | 0 | 0 | 0 | 0 | 0 | 0 | 0 | 0 | 0 | 0 | 0 | 0 | 0 | 0 | 0 | 0 | 0 | 0 | 0 | 0 | 0.011066 | 0.00043502 | 0.00046097 | 0.00048103 | 0.001377 | 0 | 0 | 0 | 0 | 0 | 0.7
3254_G_HC1 | SERC_VACAR | South Carolina | 45 | Greenwood | 47 | 3254 | HC1 | Buzzard Roost | 0 | 1940 | 9999 | Hydro | [5 empty] | Non-Fossil | G | 2030 | Hydro |  | 0 | 0 | 0 | 0 | 0 | 0 | 0 | 0 | 0 | 0 | 0 | 0 | 0 | 0 | 0 | 0 | 1.0283 | 1.0897 | 1.1371 | 3.255 | 0 | 0 | 0 | 0 | 0 | 0 | 0 | 0 | 0 | 0 | 0 | 0 | 0 | 0 | 0 | 0 | 0 | 0 | 0 | 0 | 0.036359 | 0.0014294 | 0.0015146 | 0.0015805 | 0.0045245 | 0 | 0 | 0 | 0 | 0 | 2.3
3254_G_HC2 | SERC_VACAR | South Carolina | 45 | Greenwood | 47 | 3254 | HC2 | Buzzard Roost | 0 | 1940 | 9999 | Hydro | [5 empty] | Non-Fossil | G | 2030 | Hydro |  | 0 | 0 | 0 | 0 | 0 | 0 | 0 | 0 | 0 | 0 | 0 | 0 | 0 | 0 | 0 | 0 | 1.0283 | 1.0897 | 1.1371 | 3.255 | 0 | 0 | 0 | 0 | 0 | 0 | 0 | 0 | 0 | 0 | 0 | 0 | 0 | 0 | 0 | 0 | 0 | 0 | 0 | 0 | 0.036359 | 0.0014294 | 0.0015146 | 0.0015805 | 0.0045245 | 0 | 0 | 0 | 0 | 0 | 2.3
3254_G_HC3 | SERC_VACAR | South Carolina | 45 | Greenwood | 47 | 3254 | HC3 | Buzzard Roost | 0 | 1940 | 9999 | Hydro | [5 empty] | Non-Fossil | G | 2030 | Hydro |  | 0 | 0 | 0 | 0 | 0 | 0 | 0 | 0 | 0 | 0 | 0 | 0 | 0 | 0 | 0 | 0 | 1.0283 | 1.0897 | 1.1371 | 3.255 | 0 | 0 | 0 | 0 | 0 | 0 | 0 | 0 | 0 | 0 | 0 | 0 | 0 | 0 | 0 | 0 | 0 | 0 | 0 | 0 | 0.036359 | 0.0014294 | 0.0015146 | 0.0015805 | 0.0045245 | 0 | 0 | 0 | 0 | 0 | 2.3
3255_G_1 | SERC_VACAR | South Carolina | 45 | Lancaster | 57 | 3255 | 1 | Cedar Creek | 0 | 1926 | 9999 | Hydro | [5 empty] | Non-Fossil | G | 2030 | Hydro |  | 0 | 0 | 0 | 0 | 0 | 0 | 0 | 0 | 0 | 0 | 0 | 0 | 0 | 0 | 0 | 0 | 11.9532 | 13.7258 | 14.6007 | 40.2796 | 0 | 0 | 0 | 0 | 0 | 0 | 0 | 0 | 0 | 0 | 0 | 0 | 0 | 0 | 0 | 0 | 0 | 0 | 0 | 0 | 0.23712 | 0.016615 | 0.019079 | 0.020295 | 0.055989 | 0 | 0 | 0 | 0 | 0 | 15
3255_G_2 | SERC_VACAR | South Carolina | 45 | Lancaster | 57 | 3255 | 2 | Cedar Creek | 0 | 1926 | 9999 | Hydro | [5 empty] | Non-Fossil | G | 2030 | Hydro |  | 0 | 0 | 0 | 0 | 0 | 0 | 0 | 0 | 0 | 0 | 0 | 0 | 0 | 0 | 0 | 0 | 11.9532 | 13.7258 | 14.6007 | 40.2796 | 0 | 0 | 0 | 0 | 0 | 0 | 0 | 0 | 0 | 0 | 0 | 0 | 0 | 0 | 0 | 0 | 0 | 0 | 0 | 0 | 0.23712 | 0.016615 | 0.019079 | 0.020295 | 0.055989 | 0 | 0 | 0 | 0 | 0 | 15
3255_G_3 | SERC_VACAR | South Carolina | 45 | Lancaster | 57 | 3255 | 3 | Cedar Creek | 0 | 1926 | 9999 | Hydro | [5 empty] | Non-Fossil | G | 2030 | Hydro |  | 0 | 0 | 0 | 0 | 0 | 0 | 0 | 0 | 0 | 0 | 0 | 0 | 0 | 0 | 0 | 0 | 11.9532 | 13.7258 | 14.6007 | 40.2796 | 0 | 0 | 0 | 0 | 0 | 0 | 0 | 0 | 0 | 0 | 0 | 0 | 0 | 0 | 0 | 0 | 0 | 0 | 0 | 0 | 0.23712 | 0.016615 | 0.019079 | 0.020295 | 0.055989 | 0 | 0 | 0 | 0 | 0 | 15
3256_G_1 | SERC_VACAR | South Carolina | 45 | Chester | 23 | 3256 | 1 | Dearborn | 0 | 1923 | 9999 | Hydro | [5 empty] | Non-Fossil | G | 2030 | Hydro |  | 0 | 0 | 0 | 0 | 0 | 0 | 0 | 0 | 0 | 0 | 0 | 0 | 0 | 0 | 0 | 0 | 11.1563 | 12.8107 | 13.6273 | 37.5943 | 0 | 0 | 0 | 0 | 0 | 0 | 0 | 0 | 0 | 0 | 0 | 0 | 0 | 0 | 0 | 0 | 0 | 0 | 0 | 0 | 0.22132 | 0.015507 | 0.017807 | 0.018942 | 0.052256 | 0 | 0 | 0 | 0 | 0 | 14
3256_G_2 | SERC_VACAR | South Carolina | 45 | Chester | 23 | 3256 | 2 | Dearborn | 0 | 1923 | 9999 | Hydro | [5 empty] | Non-Fossil | G | 2030 | Hydro |  | 0 | 0 | 0 | 0 | 0 | 0 | 0 | 0 | 0 | 0 | 0 | 0 | 0 | 0 | 0 | 0 | 11.1563 | 12.8107 | 13.6273 | 37.5943 | 0 | 0 | 0 | 0 | 0 | 0 | 0 | 0 | 0 | 0 | 0 | 0 | 0 | 0 | 0 | 0 | 0 | 0 | 0 | 0 | 0.22132 | 0.015507 | 0.017807 | 0.018942 | 0.052256 | 0 | 0 | 0 | 0 | 0 | 14
3256_G_3 | SERC_VACAR | South Carolina | 45 | Chester | 23 | 3256 | 3 | Dearborn | 0 | 1923 | 9999 | Hydro | [5 empty] | Non-Fossil | G | 2030 | Hydro |  | 0 | 0 | 0 | 0 | 0 | 0 | 0 | 0 | 0 | 0 | 0 | 0 | 0 | 0 | 0 | 0 | 11.1563 | 12.8107 | 13.6273 | 37.5943 | 0 | 0 | 0 | 0 | 0 | 0 | 0 | 0 | 0 | 0 | 0 | 0 | 0 | 0 | 0 | 0 | 0 | 0 | 0 | 0 | 0.22132 | 0.015507 | 0.017807 | 0.018942 | 0.052256 | 0 | 0 | 0 | 0 | 0 | 14
3257_G_1 | SERC_VACAR | South Carolina | 45 | Chester | 23 | 3257 | 1 | Fishing Creek | 0 | 1916 | 9999 | Hydro | [5 empty] | Non-Fossil | G | 2030 | Hydro |  | 0 | 0 | 0 | 0 | 0 | 0 | 0 | 0 | 0 | 0 | 0 | 0 | 0 | 0 | 0 | 0 | 8.7657 | 10.0656 | 10.7072 | 29.5384 | 0 | 0 | 0 | 0 | 0 | 0 | 0 | 0 | 0 | 0 | 0 | 0 | 0 | 0 | 0 | 0 | 0 | 0 | 0 | 0 | 0.17389 | 0.012184 | 0.013991 | 0.014883 | 0.041058 | 0 | 0 | 0 | 0 | 0 | 11
3257_G_2 | SERC_VACAR | South Carolina | 45 | Chester | 23 | 3257 | 2 | Fishing Creek | 0 | 1916 | 9999 | Hydro | [5 empty] | Non-Fossil | G | 2030 | Hydro |  | 0 | 0 | 0 | 0 | 0 | 0 | 0 | 0 | 0 | 0 | 0 | 0 | 0 | 0 | 0 | 0 | 7.9688 | 9.1505 | 9.7338 | 26.8531 | 0 | 0 | 0 | 0 | 0 | 0 | 0 | 0 | 0 | 0 | 0 | 0 | 0 | 0 | 0 | 0 | 0 | 0 | 0 | 0 | 0.15808 | 0.011077 | 0.012719 | 0.01353 | 0.037326 | 0 | 0 | 0 | 0 | 0 | 10
3257_G_3 | SERC_VACAR | South Carolina | 45 | Chester | 23 | 3257 | 3 | Fishing Creek | 0 | 1916 | 9999 | Hydro | [5 empty] | Non-Fossil | G | 2030 | Hydro |  | 0 | 0 | 0 | 0 | 0 | 0 | 0 | 0 | 0 | 0 | 0 | 0 | 0 | 0 | 0 | 0 | 7.9688 | 9.1505 | 9.7338 | 26.8531 | 0 | 0 | 0 | 0 | 0 | 0 | 0 | 0 | 0 | 0 | 0 | 0 | 0 | 0 | 0 | 0 | 0 | 0 | 0 | 0 | 0.15808 | 0.011077 | 0.012719 | 0.01353 | 0.037326 | 0 | 0 | 0 | 0 | 0 | 10
3257_G_4 | SERC_VACAR | South Carolina | 45 | Chester | 23 | 3257 | 4 | Fishing Creek | 0 | 1916 | 9999 | Hydro | [5 empty] | Non-Fossil | G | 2030 | Hydro |  | 0 | 0 | 0 | 0 | 0 | 0 | 0 | 0 | 0 | 0 | 0 | 0 | 0 | 0 | 0 | 0 | 8.7657 | 10.0656 | 10.7072 | 29.5384 | 0 | 0 | 0 | 0 | 0 | 0 | 0 | 0 | 0 | 0 | 0 | 0 | 0 | 0 | 0 | 0 | 0 | 0 | 0 | 0 | 0.17389 | 0.012184 | 0.013991 | 0.014883 | 0.041058 | 0 | 0 | 0 | 0 | 0 | 11
3257_G_5 | SERC_VACAR | South Carolina | 45 | Chester | 23 | 3257 | 5 | Fishing Creek | 0 | 1916 | 9999 | Hydro | [5 empty] | Non-Fossil | G | 2030 | Hydro |  | 0 | 0 | 0 | 0 | 0 | 0 | 0 | 0 | 0 | 0 | 0 | 0 | 0 | 0 | 0 | 0 | 6.375 | 7.3204 | 7.787 | 21.4825 | 0 | 0 | 0 | 0 | 0 | 0 | 0 | 0 | 0 | 0 | 0 | 0 | 0 | 0 | 0 | 0 | 0 | 0 | 0 | 0 | 0.12647 | 0.0088613 | 0.010175 | 0.010824 | 0.029861 | 0 | 0 | 0 | 0 | 0 | 8
3258_G_3 | SERC_VACAR | South Carolina | 45 | Cherokee | 21 | 3258 | 3 | Gaston Shoals | 0 | 1908 | 9999 | Hydro | [5 empty] | Non-Fossil | G | 2030 | Hydro |  | 0 | 0 | 0 | 0 | 0 | 0 | 0 | 0 | 0 | 0 | 0 | 0 | 0 | 0 | 0 | 0 | 0.44709 | 0.47376 | 0.49438 | 1.4152 | 0 | 0 | 0 | 0 | 0 | 0 | 0 | 0 | 0 | 0 | 0 | 0 | 0 | 0 | 0 | 0 | 0 | 0 | 0 | 0 | 0.015808 | 0.00062146 | 0.00065853 | 0.00068718 | 0.0019672 | 0 | 0 | 0 | 0 | 0 | 1
3258_G_4 | SERC_VACAR | South Carolina | 45 | Cherokee | 21 | 3258 | 4 | Gaston Shoals | 0 | 1908 | 9999 | Hydro | [5 empty] | Non-Fossil | G | 2030 | Hydro |  | 0 | 0 | 0 | 0 | 0 | 0 | 0 | 0 | 0 | 0 | 0 | 0 | 0 | 0 | 0 | 0 | 0.89419 | 0.94753 | 0.98875 | 2.8305 | 0 | 0 | 0 | 0 | 0 | 0 | 0 | 0 | 0 | 0 | 0 | 0 | 0 | 0 | 0 | 0 | 0 | 0 | 0 | 0 | 0.031616 | 0.0012429 | 0.0013171 | 0.0013744 | 0.0039344 | 0 | 0 | 0 | 0 | 0 | 2
3258_G_5 | SERC_VACAR | South Carolina | 45 | Cherokee | 21 | 3258 | 5 | Gaston Shoals | 0 | 1908 | 9999 | Hydro | [5 empty] | Non-Fossil | G | 2030 | Hydro |  | 0 | 0 | 0 | 0 | 0 | 0 | 0 | 0 | 0 | 0 | 0 | 0 | 0 | 0 | 0 | 0 | 0.89419 | 0.94753 | 0.98875 | 2.8305 | 0 | 0 | 0 | 0 | 0 | 0 | 0 | 0 | 0 | 0 | 0 | 0 | 0 | 0 | 0 | 0 | 0 | 0 | 0 | 0 | 0.031616 | 0.0012429 | 0.0013171 | 0.0013744 | 0.0039344 | 0 | 0 | 0 | 0 | 0 | 2
3258_G_6 | SERC_VACAR | South Carolina | 45 | Cherokee | 21 | 3258 | 6 | Gaston Shoals | 0 | 1927 | 9999 | Hydro | [5 empty] | Non-Fossil | G | 2030 | Hydro |  | 0 | 0 | 0 | 0 | 0 | 0 | 0 | 0 | 0 | 0 | 0 | 0 | 0 | 0 | 0 | 0 | 1.1177 | 1.1844 | 1.2359 | 3.5381 | 0 | 0 | 0 | 0 | 0 | 0 | 0 | 0 | 0 | 0 | 0 | 0 | 0 | 0 | 0 | 0 | 0 | 0 | 0 | 0 | 0.039521 | 0.0015536 | 0.0016463 | 0.001718 | 0.0049179 | 0 | 0 | 0 | 0 | 0 | 2.5
3259_G_1 | SERC_VACAR | South Carolina | 45 | Chester | 23 | 3259 | 1 | Great Falls (SC) | 0 | 1907 | 9999 | Hydro | [5 empty] | Non-Fossil | G | 2030 | Hydro |  | 0 | 0 | 0 | 0 | 0 | 0 | 0 | 0 | 0 | 0 | 0 | 0 | 0 | 0 | 0 | 0 | 2.3906 | 2.7452 | 2.9201 | 8.0559 | 0 | 0 | 0 | 0 | 0 | 0 | 0 | 0 | 0 | 0 | 0 | 0 | 0 | 0 | 0 | 0 | 0 | 0 | 0 | 0 | 0.047425 | 0.003323 | 0.0038158 | 0.004059 | 0.011198 | 0 | 0 | 0 | 0 | 0 | 3
3259_G_2 | SERC_VACAR | South Carolina | 45 | Chester | 23 | 3259 | 2 | Great Falls (SC) | 0 | 1907 | 9999 | Hydro | [5 empty] | Non-Fossil | G | 2030 | Hydro |  | 0 | 0 | 0 | 0 | 0 | 0 | 0 | 0 | 0 | 0 | 0 | 0 | 0 | 0 | 0 | 0 | 2.3906 | 2.7452 | 2.9201 | 8.0559 | 0 | 0 | 0 | 0 | 0 | 0 | 0 | 0 | 0 | 0 | 0 | 0 | 0 | 0 | 0 | 0 | 0 | 0 | 0 | 0 | 0.047425 | 0.003323 | 0.0038158 | 0.004059 | 0.011198 | 0 | 0 | 0 | 0 | 0 | 3
3259_G_5 | SERC_VACAR | South Carolina | 45 | Chester | 23 | 3259 | 5 | Great Falls (SC) | 0 | 1907 | 9999 | Hydro | [5 empty] | Non-Fossil | G | 2030 | Hydro |  | 0 | 0 | 0 | 0 | 0 | 0 | 0 | 0 | 0 | 0 | 0 | 0 | 0 | 0 | 0 | 0 | 2.3906 | 2.7452 | 2.9201 | 8.0559 | 0 | 0 | 0 | 0 | 0 | 0 | 0 | 0 | 0 | 0 | 0 | 0 | 0 | 0 | 0 | 0 | 0 | 0 | 0 | 0 | 0.047425 | 0.003323 | 0.0038158 | 0.004059 | 0.011198 | 0 | 0 | 0 | 0 | 0 | 3
3259_G_6 | SERC_VACAR | South Carolina | 45 | Chester | 23 | 3259 | 6 | Great Falls (SC) | 0 | 1907 | 9999 | Hydro | [5 empty] | Non-Fossil | G | 2030 | Hydro |  | 0 | 0 | 0 | 0 | 0 | 0 | 0 | 0 | 0 | 0 | 0 | 0 | 0 | 0 | 0 | 0 | 2.3906 | 2.7452 | 2.9201 | 8.0559 | 0 | 0 | 0 | 0 | 0 | 0 | 0 | 0 | 0 | 0 | 0 | 0 | 0 | 0 | 0 | 0 | 0 | 0 | 0 | 0 | 0.047425 | 0.003323 | 0.0038158 | 0.004059 | 0.011198 | 0 | 0 | 0 | 0 | 0 | 3
326_G_1 | WECC_Southern California Edison | California | 6 | Inyo | 27 | 326 | 1 | Bishop Creek 5 | 0 | 1943 | 9999 | Hydro | [5 empty] | Non-Fossil | G | 2030 | Hydro |  | 0 | 0 | 0 | 0 | 0 | 0 | 0 | 0 | 0 | 0 | 0 | 0 | 0 | 0 | 0 | 0 | 0.97774 | 1.7231 | 3.7278 | 6.4287 | 0 | 0 | 0 | 0 | 0 | 0 | 0 | 0 | 0 | 0 | 0 | 0 | 0 | 0 | 0 | 0 | 0 | 0 | 0 | 0 | 0.031616 | 0.0013591 | 0.0023951 | 0.0051816 | 0.0089358 | 0 | 0 | 0 | 0 | 0 | 2
326_G_2 | WECC_Southern California Edison | California | 6 | Inyo | 27 | 326 | 2 | Bishop Creek 5 | 0 | 1919 | 9999 | Hydro | [5 empty] | Non-Fossil | G | 2030 | Hydro |  | 0 | 0 | 0 | 0 | 0 | 0 | 0 | 0 | 0 | 0 | 0 | 0 | 0 | 0 | 0 | 0 | 0.87997 | 1.5508 | 3.355 | 5.7858 | 0 | 0 | 0 | 0 | 0 | 0 | 0 | 0 | 0 | 0 | 0 | 0 | 0 | 0 | 0 | 0 | 0 | 0 | 0 | 0 | 0.028455 | 0.0012232 | 0.0021556 | 0.0046635 | 0.0080422 | 0 | 0 | 0 | 0 | 0 | 1.8
3261_G_1 | SERC_VACAR | South Carolina | 45 | Anderson | 7 | 3261 | 1 | Hollidays Bridge Hydro | 0 | 1996 | 9999 | Hydro | [5 empty] | Non-Fossil | G | 2030 | Hydro |  | 0 | 0 | 0 | 0 | 0 | 0 | 0 | 0 | 0 | 0 | 0 | 0 | 0 | 0 | 0 | 0 | 0.53651 | 0.56852 | 0.59325 | 1.6983 | 0 | 0 | 0 | 0 | 0 | 0 | 0 | 0 | 0 | 0 | 0 | 0 | 0 | 0 | 0 | 0 | 0 | 0 | 0 | 0 | 0.01897 | 0.00074575 | 0.00079024 | 0.00082462 | 0.0023606 | 0 | 0 | 0 | 0 | 0 | 1.2
3261_G_2 | SERC_VACAR | South Carolina | 45 | Anderson | 7 | 3261 | 2 | Hollidays Bridge Hydro | 0 | 1996 | 9999 | Hydro | [5 empty] | Non-Fossil | G | 2030 | Hydro |  | 0 | 0 | 0 | 0 | 0 | 0 | 0 | 0 | 0 | 0 | 0 | 0 | 0 | 0 | 0 | 0 | 0.53651 | 0.56852 | 0.59325 | 1.6983 | 0 | 0 | 0 | 0 | 0 | 0 | 0 | 0 | 0 | 0 | 0 | 0 | 0 | 0 | 0 | 0 | 0 | 0 | 0 | 0 | 0.01897 | 0.00074575 | 0.00079024 | 0.00082462 | 0.0023606 | 0 | 0 | 0 | 0 | 0 | 1.2
3261_G_3 | SERC_VACAR | South Carolina | 45 | Anderson | 7 | 3261 | 3 | Hollidays Bridge Hydro | 0 | 1996 | 9999 | Hydro | [5 empty] | Non-Fossil | G | 2030 | Hydro |  | 0 | 0 | 0 | 0 | 0 | 0 | 0 | 0 | 0 | 0 | 0 | 0 | 0 | 0 | 0 | 0 | 0.53651 | 0.56852 | 0.59325 | 1.6983 | 0 | 0 | 0 | 0 | 0 | 0 | 0 | 0 | 0 | 0 | 0 | 0 | 0 | 0 | 0 | 0 | 0 | 0 | 0 | 0 | 0.01897 | 0.00074575 | 0.00079024 | 0.00082462 | 0.0023606 | 0 | 0 | 0 | 0 | 0 | 1.2
3261_G_4 | SERC_VACAR | South Carolina | 45 | Anderson | 7 | 3261 | 4 | Hollidays Bridge Hydro | 0 | 1996 | 9999 | Hydro | [5 empty] | Non-Fossil | G | 2030 | Hydro |  | 0 | 0 | 0 | 0 | 0 | 0 | 0 | 0 | 0 | 0 | 0 | 0 | 0 | 0 | 0 | 0 | 0.53651 | 0.56852 | 0.59325 | 1.6983 | 0 | 0 | 0 | 0 | 0 | 0 | 0 | 0 | 0 | 0 | 0 | 0 | 0 | 0 | 0 | 0 | 0 | 0 | 0 | 0 | 0.01897 | 0.00074575 | 0.00079024 | 0.00082462 | 0.0023606 | 0 | 0 | 0 | 0 | 0 | 1.2
3262_G_1 | SERC_VACAR | South Carolina | 45 | Pickens | 77 | 3262 | 1 | Jocassee | 0 | 1973 | 9999 | Pumped Storage | [5 empty] | Non-Fossil | G | 2030 | Pumps |  | 0 | 0 | 0 | 0 | 0 | 0 | 0 | 0 | 0 | 0 | 0 | 0 | 0 | 0 | 0 | 0 | 26.2161 | 12.2741 | 160.1121 | 198.6024 | 0 | 0 | 0 | 0 | 0 | 0 | 0 | 0 | 0 | 0 | 0 | 0 | 0 | 0 | 0 | 0 | 0 | 0 | 0 | 0 | 3.5656 | 0.0003984 | 0.00018653 | 0.0024332 | 0.0030181 | 0 | 0 | 0 | 0 | 0 | 195
3262_G_2 | SERC_VACAR | South Carolina | 45 | Pickens | 77 | 3262 | 2 | Jocassee | 0 | 1973 | 9999 | Pumped Storage | [5 empty] | Non-Fossil | G | 2030 | Pumps |  | 0 | 0 | 0 | 0 | 0 | 0 | 0 | 0 | 0 | 0 | 0 | 0 | 0 | 0 | 0 | 0 | 26.2161 | 12.2741 | 160.1121 | 198.6024 | 0 | 0 | 0 | 0 | 0 | 0 | 0 | 0 | 0 | 0 | 0 | 0 | 0 | 0 | 0 | 0 | 0 | 0 | 0 | 0 | 3.5656 | 0.0003984 | 0.00018653 | 0.0024332 | 0.0030181 | 0 | 0 | 0 | 0 | 0 | 195
3262_G_3 | SERC_VACAR | South Carolina | 45 | Pickens | 77 | 3262 | 3 | Jocassee | 0 | 1975 | 9999 | Pumped Storage | [5 empty] | Non-Fossil | G | 2030 | Pumps |  | 0 | 0 | 0 | 0 | 0 | 0 | 0 | 0 | 0 | 0 | 0 | 0 | 0 | 0 | 0 | 0 | 26.2161 | 12.2741 | 160.1121 | 198.6024 | 0 | 0 | 0 | 0 | 0 | 0 | 0 | 0 | 0 | 0 | 0 | 0 | 0 | 0 | 0 | 0 | 0 | 0 | 0 | 0 | 3.5656 | 0.0003984 | 0.00018653 | 0.0024332 | 0.0030181 | 0 | 0 | 0 | 0 | 0 | 195
3262_G_4 | SERC_VACAR | South Carolina | 45 | Pickens | 77 | 3262 | 4 | Jocassee | 0 | 1975 | 9999 | Pumped Storage | [5 empty] | Non-Fossil | G | 2030 | Pumps |  | 0 | 0 | 0 | 0 | 0 | 0 | 0 | 0 | 0 | 0 | 0 | 0 | 0 | 0 | 0 | 0 | 26.2161 | 12.2741 | 160.1121 | 198.6024 | 0 | 0 | 0 | 0 | 0 | 0 | 0 | 0 | 0 | 0 | 0 | 0 | 0 | 0 | 0 | 0 | 0 | 0 | 0 | 0 | 3.5656 | 0.0003984 | 0.00018653 | 0.0024332 | 0.0030181 | 0 | 0 | 0 | 0 | 0 | 195
3264_B_3 | SERC_VACAR | South Carolina | 45 | Anderson | 7 | 3264 | 3 | W S Lee | 11765 | 1958 | 9999 | O/G Steam | tangential | dry |  | LNC3 |  | Fossil | B | 2030 | NaturalGas |  | 0 | 0 | 0 | 0 | 0 | 0 | 0 | 0 | 0 | 0 | 0 | 0 | 0 | 0 | 0 | 0 | 0 | 0 | 0 | 0 | 0 | 0 | 0 | 0 | 0 | 0 | 0 | 0 | 0 | 0 | 0 | 0 | 0 | 0 | 0 | 0 | 0 | 0 | 0 | 0 | 8.7394 | 0 | 0 | 0 | 0 | 0 | 0 | 0 | 0 | 0 | 170
3264_G_7 | SERC_VACAR | South Carolina | 45 | Anderson | 7 | 3264 | 7 | W S Lee | 10745 | 2007 | 9999 | Combustion Turbine |  |  |  | H2O |  | Fossil | G | 2030 | NaturalGas |  | 0.034843 | 0.0076577 | 0.04515 | 0.087651 | 0 | 0 | 0 | 0 | 0 | 0 | 0 | 0 | 0 | 0 | 0 | 0 | 3.2427 | 0.71268 | 4.202 | 8.1573 | 2.0397 | 0.44828 | 2.6431 | 5.1311 | 2.439e-09 | 5.3604e-10 | 3.1605e-09 | 6.1355e-09 | 0.0019505 | 0.00042868 | 0.0025275 | 0.0049067 | 0 | 0 | 0 | 0 | 0 | 0 | 0 | 0 | 0.82846 | 0.015305 | 0.0033638 | 0.019833 | 0.038503 | 0.11282 | 0.021204 | 0.12361 | 0.25763 | 0 | 42
3264_G_8 | SERC_VACAR | South Carolina | 45 | Anderson | 7 | 3264 | 8 | W S Lee | 10745 | 2007 | 9999 | Combustion Turbine |  |  |  | H2O |  | Fossil | G | 2030 | NaturalGas |  | 0.034843 | 0.0076577 | 0.04515 | 0.087651 | 0 | 0 | 0 | 0 | 0 | 0 | 0 | 0 | 0 | 0 | 0 | 0 | 3.2427 | 0.71268 | 4.202 | 8.1573 | 2.0397 | 0.44828 | 2.6431 | 5.1311 | 2.439e-09 | 5.3604e-10 | 3.1605e-09 | 6.1355e-09 | 0.0015697 | 0.00034498 | 0.002034 | 0.0039487 | 0 | 0 | 0 | 0 | 0 | 0 | 0 | 0 | 0.82846 | 0.015305 | 0.0033638 | 0.019833 | 0.038503 | 0.11282 | 0.021204 | 0.12361 | 0.25763 | 0 | 42
3264_G_CT11 | SERC_VACAR | South Carolina | 45 | Anderson | 7 | 3264 | CT11 | W S Lee | 7050 | 2018 | 9999 | Combined Cycle |  |  | SCR | DLNB |  | Fossil | G | 2030 | NaturalGas |  | 2.9377 | 3.9822 | 5.5066 | 12.4265 | 0 | 0 | 0 | 0 | 0 | 0 | 0 | 0 | 0 | 0 | 0 | 0 | 416.6958 | 564.8542 | 781.0759 | 1762.6259 | 171.9733 | 233.1193 | 322.3555 | 727.448 | 2.0564e-07 | 2.7876e-07 | 3.8546e-07 | 8.6986e-07 | 0.013887 | 0.018825 | 0.026031 | 0.058743 | 0 | 0 | 0 | 0 | 0 | 0 | 0 | 0 | 7.4864 | 0.95218 | 1.2907 | 1.7848 | 4.0277 | 9.5123 | 11.0268 | 15.0753 | 35.6144 | 0 | 237 | SCR
3264_G_CT12 | SERC_VACAR | South Carolina | 45 | Anderson | 7 | 3264 | CT12 | W S Lee | 7050 | 2018 | 9999 | Combined Cycle |  |  | SCR | DLNB |  | Fossil | G | 2030 | NaturalGas |  | 2.9253 | 3.9654 | 5.4834 | 12.3741 | 0 | 0 | 0 | 0 | 0 | 0 | 0 | 0 | 0 | 0 | 0 | 0 | 414.9375 | 562.4709 | 777.7802 | 1755.1886 | 171.2476 | 232.1357 | 320.9953 | 724.3786 | 2.0477e-07 | 2.7758e-07 | 3.8383e-07 | 8.6619e-07 | 0.013829 | 0.018745 | 0.025921 | 0.058495 | 0 | 0 | 0 | 0 | 0 | 0 | 0 | 0 | 7.4548 | 0.94816 | 1.2853 | 1.7773 | 4.0107 | 9.4722 | 10.9802 | 15.0117 | 35.4641 | 0 | 236 | SCR
3264_G_ST10 | SERC_VACAR | South Carolina | 45 | Anderson | 7 | 3264 | ST10 | W S Lee | 7050 | 2018 | 9999 | Combined Cycle |  |  | SCR |  |  | Fossil | G | 2030 | NaturalGas |  | 3.8798 | 5.2592 | 7.2724 | 16.4114 | 0 | 0 | 0 | 0 | 0 | 0 | 0 | 0 | 0 | 0 | 0 | 0 | 550.3197 | 745.9889 | 1031.5475 | 2327.8561 | 227.1208 | 307.8749 | 425.7269 | 960.7225 | 2.7158e-07 | 3.6815e-07 | 5.0907e-07 | 1.1488e-06 | 0.01834 | 0.024862 | 0.034378 | 0.07758 | 0 | 0 | 0 | 0 | 0 | 0 | 0 | 0 | 9.8871 | 1.2575 | 1.7046 | 2.3571 | 5.3193 | 12.5627 | 14.5628 | 19.9095 | 47.035 | 0 | 313 | SCR
3265_G_1 | SERC_VACAR | South Carolina | 45 | Oconee | 73 | 3265 | 1 | Oconee | 10456 | 1973 | 9999 | Nuclear | [5 empty] | Non-Fossil | G | 2030 | Nuclear |  | 17.2684 | 23.4082 | 31.163 | 71.8396 | 0 | 0 | 0 | 0 | 0 | 0 | 0 | 0 | 0 | 0 | 0 | 0 | 1651.5279 | 2238.7378 | 2980.3951 | 6870.6607 | 0 | 0 | 0 | 0 | 0 | 0 | 0 | 0 | 0 | 0 | 0 | 0 | 0 | 0 | 0 | 0 | 0 | 0 | 0 | 0 | 151.4863 | 0.21156 | 0.28679 | 0.38179 | 0.88014 | 11.9587 | 16.2107 | 21.581 | 49.7503 | 0 | 847
3265_G_2 | SERC_VACAR | South Carolina | 45 | Oconee | 73 | 3265 | 2 | Oconee | 10456 | 1974 | 9999 | Nuclear | [5 empty] | Non-Fossil | G | 2030 | Nuclear |  | 18.1103 | 24.5495 | 32.5585 | 75.2182 | 0 | 0 | 0 | 0 | 0 | 0 | 0 | 0 | 0 | 0 | 0 | 0 | 1732.0447 | 2347.8828 | 3113.856 | 7193.7835 | 0 | 0 | 0 | 0 | 0 | 0 | 0 | 0 | 0 | 0 | 0 | 0 | 0 | 0 | 0 | 0 | 0 | 0 | 0 | 0 | 153.4547 | 0.21827 | 0.29588 | 0.39241 | 0.90656 | 12.5417 | 17.001 | 22.5474 | 52.0901 | 0 | 848
3265_G_3 | SERC_VACAR | South Carolina | 45 | Oconee | 73 | 3265 | 3 | Oconee | 10456 | 1974 | 9999 | Nuclear | [5 empty] | Non-Fossil | G | 2030 | Nuclear |  | 17.9291 | 24.3039 | 32.3554 | 74.5884 | 0 | 0 | 0 | 0 | 0 | 0 | 0 | 0 | 0 | 0 | 0 | 0 | 1714.7192 | 2324.3971 | 3094.432 | 7133.5483 | 0 | 0 | 0 | 0 | 0 | 0 | 0 | 0 | 0 | 0 | 0 | 0 | 0 | 0 | 0 | 0 | 0 | 0 | 0 | 0 | 159.0307 | 0.2084 | 0.2825 | 0.37608 | 0.86697 | 12.4163 | 16.8309 | 22.4067 | 51.6539 | 0 | 859
3267_G_1 | SERC_VACAR | South Carolina | 45 | Greenville | 45 | 3267 | 1 | Saluda Dam | 0 | 1996 | 9999 | Hydro | [5 empty] | Non-Fossil | G | 2030 | Hydro |  | 0 | 0 | 0 | 0 | 0 | 0 | 0 | 0 | 0 | 0 | 0 | 0 | 0 | 0 | 0 | 0 | 0.26826 | 0.28426 | 0.29663 | 0.84914 | 0 | 0 | 0 | 0 | 0 | 0 | 0 | 0 | 0 | 0 | 0 | 0 | 0 | 0 | 0 | 0 | 0 | 0 | 0 | 0 | 0.0094849 | 0.00037288 | 0.00039512 | 0.00041231 | 0.0011803 | 0 | 0 | 0 | 0 | 0 | 0.6
3267_G_2 | SERC_VACAR | South Carolina | 45 | Greenville | 45 | 3267 | 2 | Saluda Dam | 0 | 1996 | 9999 | Hydro | [5 empty] | Non-Fossil | G | 2030 | Hydro |  | 0 | 0 | 0 | 0 | 0 | 0 | 0 | 0 | 0 | 0 | 0 | 0 | 0 | 0 | 0 | 0 | 0.26826 | 0.28426 | 0.29663 | 0.84914 | 0 | 0 | 0 | 0 | 0 | 0 | 0 | 0 | 0 | 0 | 0 | 0 | 0 | 0 | 0 | 0 | 0 | 0 | 0 | 0 | 0.0094849 | 0.00037288 | 0.00039512 | 0.00041231 | 0.0011803 | 0 | 0 | 0 | 0 | 0 | 0.6
3267_G_3 | SERC_VACAR | South Carolina | 45 | Greenville | 45 | 3267 | 3 | Saluda Dam | 0 | 1996 | 9999 | Hydro | [5 empty] | Non-Fossil | G | 2030 | Hydro |  | 0 | 0 | 0 | 0 | 0 | 0 | 0 | 0 | 0 | 0 | 0 | 0 | 0 | 0 | 0 | 0 | 0.26826 | 0.28426 | 0.29663 | 0.84914 | 0 | 0 | 0 | 0 | 0 | 0 | 0 | 0 | 0 | 0 | 0 | 0 | 0 | 0 | 0 | 0 | 0 | 0 | 0 | 0 | 0.0094849 | 0.00037288 | 0.00039512 | 0.00041231 | 0.0011803 | 0 | 0 | 0 | 0 | 0 | 0.6
3267_G_4 | SERC_VACAR | South Carolina | 45 | Greenville | 45 | 3267 | 4 | Saluda Dam | 0 | 1996 | 9999 | Hydro | [5 empty] | Non-Fossil | G | 2030 | Hydro |  | 0 | 0 | 0 | 0 | 0 | 0 | 0 | 0 | 0 | 0 | 0 | 0 | 0 | 0 | 0 | 0 | 0.26826 | 0.28426 | 0.29663 | 0.84914 | 0 | 0 | 0 | 0 | 0 | 0 | 0 | 0 | 0 | 0 | 0 | 0 | 0 | 0 | 0 | 0 | 0 | 0 | 0 | 0 | 0.0094849 | 0.00037288 | 0.00039512 | 0.00041231 | 0.0011803 | 0 | 0 | 0 | 0 | 0 | 0.6
327_G_1 | WECC_Southern California Edison | California | 6 | Inyo | 27 | 327 | 1 | Bishop Creek 6 | 0 | 1913 | 9999 | Hydro | [5 empty] | Non-Fossil | G | 2030 | Hydro |  | 0 | 0 | 0 | 0 | 0 | 0 | 0 | 0 | 0 | 0 | 0 | 0 | 0 | 0 | 0 | 0 | 0.78219 | 1.3785 | 2.9822 | 5.1429 | 0 | 0 | 0 | 0 | 0 | 0 | 0 | 0 | 0 | 0 | 0 | 0 | 0 | 0 | 0 | 0 | 0 | 0 | 0 | 0 | 0.025293 | 0.0010872 | 0.0019161 | 0.0041453 | 0.0071487 | 0 | 0 | 0 | 0 | 0 | 1.6
3270_G_1 | SERC_VACAR | South Carolina | 45 | Kershaw | 55 | 3270 | 1 | Wateree Hydro | 0 | 1919 | 9999 | Hydro | [5 empty] | Non-Fossil | G | 2030 | Hydro |  | 0 | 0 | 0 | 0 | 0 | 0 | 0 | 0 | 0 | 0 | 0 | 0 | 0 | 0 | 0 | 0 | 13.5469 | 15.5559 | 16.5474 | 45.6502 | 0 | 0 | 0 | 0 | 0 | 0 | 0 | 0 | 0 | 0 | 0 | 0 | 0 | 0 | 0 | 0 | 0 | 0 | 0 | 0 | 0.26874 | 0.01883 | 0.021623 | 0.023001 | 0.063454 | 0 | 0 | 0 | 0 | 0 | 17
3270_G_2 | SERC_VACAR | South Carolina | 45 | Kershaw | 55 | 3270 | 2 | Wateree Hydro | 0 | 1919 | 9999 | Hydro | [5 empty] | Non-Fossil | G | 2030 | Hydro |  | 0 | 0 | 0 | 0 | 0 | 0 | 0 | 0 | 0 | 0 | 0 | 0 | 0 | 0 | 0 | 0 | 13.5469 | 15.5559 | 16.5474 | 45.6502 | 0 | 0 | 0 | 0 | 0 | 0 | 0 | 0 | 0 | 0 | 0 | 0 | 0 | 0 | 0 | 0 | 0 | 0 | 0 | 0 | 0.26874 | 0.01883 | 0.021623 | 0.023001 | 0.063454 | 0 | 0 | 0 | 0 | 0 | 17
3270_G_3 | SERC_VACAR | South Carolina | 45 | Kershaw | 55 | 3270 | 3 | Wateree Hydro | 0 | 1919 | 9999 | Hydro | [5 empty] | Non-Fossil | G | 2030 | Hydro |  | 0 | 0 | 0 | 0 | 0 | 0 | 0 | 0 | 0 | 0 | 0 | 0 | 0 | 0 | 0 | 0 | 13.5469 | 15.5559 | 16.5474 | 45.6502 | 0 | 0 | 0 | 0 | 0 | 0 | 0 | 0 | 0 | 0 | 0 | 0 | 0 | 0 | 0 | 0 | 0 | 0 | 0 | 0 | 0.26874 | 0.01883 | 0.021623 | 0.023001 | 0.063454 | 0 | 0 | 0 | 0 | 0 | 17
3270_G_4 | SERC_VACAR | South Carolina | 45 | Kershaw | 55 | 3270 | 4 | Wateree Hydro | 0 | 1919 | 9999 | Hydro | [5 empty] | Non-Fossil | G | 2030 | Hydro |  | 0 | 0 | 0 | 0 | 0 | 0 | 0 | 0 | 0 | 0 | 0 | 0 | 0 | 0 | 0 | 0 | 13.5469 | 15.5559 | 16.5474 | 45.6502 | 0 | 0 | 0 | 0 | 0 | 0 | 0 | 0 | 0 | 0 | 0 | 0 | 0 | 0 | 0 | 0 | 0 | 0 | 0 | 0 | 0.26874 | 0.01883 | 0.021623 | 0.023001 | 0.063454 | 0 | 0 | 0 | 0 | 0 | 17
3270_G_5 | SERC_VACAR | South Carolina | 45 | Kershaw | 55 | 3270 | 5 | Wateree Hydro | 0 | 1919 | 9999 | Hydro | [5 empty] | Non-Fossil | G | 2030 | Hydro |  | 0 | 0 | 0 | 0 | 0 | 0 | 0 | 0 | 0 | 0 | 0 | 0 | 0 | 0 | 0 | 0 | 13.5469 | 15.5559 | 16.5474 | 45.6502 | 0 | 0 | 0 | 0 | 0 | 0 | 0 | 0 | 0 | 0 | 0 | 0 | 0 | 0 | 0 | 0 | 0 | 0 | 0 | 0 | 0.26874 | 0.01883 | 0.021623 | 0.023001 | 0.063454 | 0 | 0 | 0 | 0 | 0 | 17
3271_G_1 | SERC_VACAR | South Carolina | 45 | York | 91 | 3271 | 1 | Wylie | 0 | 1925 | 9999 | Hydro | [5 empty] | Non-Fossil | G | 2030 | Hydro |  | 0 | 0 | 0 | 0 | 0 | 0 | 0 | 0 | 0 | 0 | 0 | 0 | 0 | 0 | 0 | 0 | 14.3438 | 16.4709 | 17.5208 | 48.3355 | 0 | 0 | 0 | 0 | 0 | 0 | 0 | 0 | 0 | 0 | 0 | 0 | 0 | 0 | 0 | 0 | 0 | 0 | 0 | 0 | 0.28455 | 0.019938 | 0.022895 | 0.024354 | 0.067186 | 0 | 0 | 0 | 0 | 0 | 18
3271_G_2 | SERC_VACAR | South Carolina | 45 | York | 91 | 3271 | 2 | Wylie | 0 | 1925 | 9999 | Hydro | [5 empty] | Non-Fossil | G | 2030 | Hydro |  | 0 | 0 | 0 | 0 | 0 | 0 | 0 | 0 | 0 | 0 | 0 | 0 | 0 | 0 | 0 | 0 | 14.3438 | 16.4709 | 17.5208 | 48.3355 | 0 | 0 | 0 | 0 | 0 | 0 | 0 | 0 | 0 | 0 | 0 | 0 | 0 | 0 | 0 | 0 | 0 | 0 | 0 | 0 | 0.28455 | 0.019938 | 0.022895 | 0.024354 | 0.067186 | 0 | 0 | 0 | 0 | 0 | 18
3271_G_3 | SERC_VACAR | South Carolina | 45 | York | 91 | 3271 | 3 | Wylie | 0 | 1925 | 9999 | Hydro | [5 empty] | Non-Fossil | G | 2030 | Hydro |  | 0 | 0 | 0 | 0 | 0 | 0 | 0 | 0 | 0 | 0 | 0 | 0 | 0 | 0 | 0 | 0 | 14.3438 | 16.4709 | 17.5208 | 48.3355 | 0 | 0 | 0 | 0 | 0 | 0 | 0 | 0 | 0 | 0 | 0 | 0 | 0 | 0 | 0 | 0 | 0 | 0 | 0 | 0 | 0.28455 | 0.019938 | 0.022895 | 0.024354 | 0.067186 | 0 | 0 | 0 | 0 | 0 | 18
3271_G_4 | SERC_VACAR | South Carolina | 45 | York | 91 | 3271 | 4 | Wylie | 0 | 1925 | 9999 | Hydro | [5 empty] | Non-Fossil | G | 2030 | Hydro |  | 0 | 0 | 0 | 0 | 0 | 0 | 0 | 0 | 0 | 0 | 0 | 0 | 0 | 0 | 0 | 0 | 14.3438 | 16.4709 | 17.5208 | 48.3355 | 0 | 0 | 0 | 0 | 0 | 0 | 0 | 0 | 0 | 0 | 0 | 0 | 0 | 0 | 0 | 0 | 0 | 0 | 0 | 0 | 0.28455 | 0.019938 | 0.022895 | 0.024354 | 0.067186 | 0 | 0 | 0 | 0 | 0 | 18
3272_G_1 | SERC_VACAR | South Carolina | 45 | Cherokee | 21 | 3272 | 1 | 99 Islands | 0 | 1910 | 9999 | Hydro | [5 empty] | Non-Fossil | G | 2030 | Hydro |  | 0 | 0 | 0 | 0 | 0 | 0 | 0 | 0 | 0 | 0 | 0 | 0 | 0 | 0 | 0 | 0 | 1.8778 | 1.9898 | 2.0764 | 5.944 | 0 | 0 | 0 | 0 | 0 | 0 | 0 | 0 | 0 | 0 | 0 | 0 | 0 | 0 | 0 | 0 | 0 | 0 | 0 | 0 | 0.066395 | 0.0026101 | 0.0027658 | 0.0028862 | 0.0082621 | 0 | 0 | 0 | 0 | 0 | 4.2
3272_G_2 | SERC_VACAR | South Carolina | 45 | Cherokee | 21 | 3272 | 2 | 99 Islands | 0 | 1910 | 9999 | Hydro | [5 empty] | Non-Fossil | G | 2030 | Hydro |  | 0 | 0 | 0 | 0 | 0 | 0 | 0 | 0 | 0 | 0 | 0 | 0 | 0 | 0 | 0 | 0 | 1.5201 | 1.6108 | 1.6809 | 4.8118 | 0 | 0 | 0 | 0 | 0 | 0 | 0 | 0 | 0 | 0 | 0 | 0 | 0 | 0 | 0 | 0 | 0 | 0 | 0 | 0 | 0.053748 | 0.002113 | 0.002239 | 0.0023364 | 0.0066884 | 0 | 0 | 0 | 0 | 0 | 3.4
3272_G_3 | SERC_VACAR | South Carolina | 45 | Cherokee | 21 | 3272 | 3 | 99 Islands | 0 | 1910 | 9999 | Hydro | [5 empty] | Non-Fossil | G | 2030 | Hydro |  | 0 | 0 | 0 | 0 | 0 | 0 | 0 | 0 | 0 | 0 | 0 | 0 | 0 | 0 | 0 | 0 | 1.8778 | 1.9898 | 2.0764 | 5.944 | 0 | 0 | 0 | 0 | 0 | 0 | 0 | 0 | 0 | 0 | 0 | 0 | 0 | 0 | 0 | 0 | 0 | 0 | 0 | 0 | 0.066395 | 0.0026101 | 0.0027658 | 0.0028862 | 0.0082621 | 0 | 0 | 0 | 0 | 0 | 4.2
3272_G_4 | SERC_VACAR | South Carolina | 45 | Cherokee | 21 | 3272 | 4 | 99 Islands | 0 | 1910 | 9999 | Hydro | [5 empty] | Non-Fossil | G | 2030 | Hydro |  | 0 | 0 | 0 | 0 | 0 | 0 | 0 | 0 | 0 | 0 | 0 | 0 | 0 | 0 | 0 | 0 | 1.5201 | 1.6108 | 1.6809 | 4.8118 | 0 | 0 | 0 | 0 | 0 | 0 | 0 | 0 | 0 | 0 | 0 | 0 | 0 | 0 | 0 | 0 | 0 | 0 | 0 | 0 | 0.053748 | 0.002113 | 0.002239 | 0.0023364 | 0.0066884 | 0 | 0 | 0 | 0 | 0 | 3.4
3275_G_2 | SERC_VACAR | South Carolina | 45 | Union | 87 | 3275 | 2 | Lockhart | 0 | 1921 | 9999 | Hydro | [5 empty] | Non-Fossil | G | 2030 | Hydro |  | 0 | 0 | 0 | 0 | 0 | 0 | 0 | 0 | 0 | 0 | 0 | 0 | 0 | 0 | 0 | 0 | 1.8778 | 1.9898 | 2.0764 | 5.944 | 0 | 0 | 0 | 0 | 0 | 0 | 0 | 0 | 0 | 0 | 0 | 0 | 0 | 0 | 0 | 0 | 0 | 0 | 0 | 0 | 0.066395 | 0.0026101 | 0.0027658 | 0.0028862 | 0.0082621 | 0 | 0 | 0 | 0 | 0 | 4.2
3275_G_HY1 | SERC_VACAR | South Carolina | 45 | Union | 87 | 3275 | HY1 | Lockhart | 0 | 1921 | 9999 | Hydro | [5 empty] | Non-Fossil | G | 2030 | Hydro |  | 0 | 0 | 0 | 0 | 0 | 0 | 0 | 0 | 0 | 0 | 0 | 0 | 0 | 0 | 0 | 0 | 1.8778 | 1.9898 | 2.0764 | 5.944 | 0 | 0 | 0 | 0 | 0 | 0 | 0 | 0 | 0 | 0 | 0 | 0 | 0 | 0 | 0 | 0 | 0 | 0 | 0 | 0 | 0.066395 | 0.0026101 | 0.0027658 | 0.0028862 | 0.0082621 | 0 | 0 | 0 | 0 | 0 | 4.2
3275_G_HY3 | SERC_VACAR | South Carolina | 45 | Union | 87 | 3275 | HY3 | Lockhart | 0 | 1921 | 9999 | Hydro | [5 empty] | Non-Fossil | G | 2030 | Hydro |  | 0 | 0 | 0 | 0 | 0 | 0 | 0 | 0 | 0 | 0 | 0 | 0 | 0 | 0 | 0 | 0 | 1.8778 | 1.9898 | 2.0764 | 5.944 | 0 | 0 | 0 | 0 | 0 | 0 | 0 | 0 | 0 | 0 | 0 | 0 | 0 | 0 | 0 | 0 | 0 | 0 | 0 | 0 | 0.066395 | 0.0026101 | 0.0027658 | 0.0028862 | 0.0082621 | 0 | 0 | 0 | 0 | 0 | 4.2
3275_G_HY4 | SERC_VACAR | South Carolina | 45 | Union | 87 | 3275 | HY4 | Lockhart | 0 | 1921 | 9999 | Hydro | [5 empty] | Non-Fossil | G | 2030 | Hydro |  | 0 | 0 | 0 | 0 | 0 | 0 | 0 | 0 | 0 | 0 | 0 | 0 | 0 | 0 | 0 | 0 | 1.8778 | 1.9898 | 2.0764 | 5.944 | 0 | 0 | 0 | 0 | 0 | 0 | 0 | 0 | 0 | 0 | 0 | 0 | 0 | 0 | 0 | 0 | 0 | 0 | 0 | 0 | 0.066395 | 0.0026101 | 0.0027658 | 0.0028862 | 0.0082621 | 0 | 0 | 0 | 0 | 0 | 4.2
3275_G_HY5 | SERC_VACAR | South Carolina | 45 | Union | 87 | 3275 | HY5 | Lockhart | 0 | 1921 | 9999 | Hydro | [5 empty] | Non-Fossil | G | 2030 | Hydro |  | 0 | 0 | 0 | 0 | 0 | 0 | 0 | 0 | 0 | 0 | 0 | 0 | 0 | 0 | 0 | 0 | 0.53651 | 0.56852 | 0.59325 | 1.6983 | 0 | 0 | 0 | 0 | 0 | 0 | 0 | 0 | 0 | 0 | 0 | 0 | 0 | 0 | 0 | 0 | 0 | 0 | 0 | 0 | 0.01897 | 0.00074575 | 0.00079024 | 0.00082462 | 0.0023606 | 0 | 0 | 0 | 0 | 0 | 1.2
328_G_1 | WECC_Southern California Edison | California | 6 | Kern | 29 | 328 | 1 | Borel | 0 | 1904 | 9999 | Hydro | [5 empty] | Non-Fossil | G | 2030 | Hydro |  | 0 | 0 | 0 | 0 | 0 | 0 | 0 | 0 | 0 | 0 | 0 | 0 | 0 | 0 | 0 | 0 | 3.9981e-07 | 6.4376e-07 | 1.239e-06 | 2.2826e-06 | 0 | 0 | 0 | 0 | 0 | 0 | 0 | 0 | 0 | 0 | 0 | 0 | 0 | 0 | 0 | 0 | 0 | 0 | 0 | 0 | 1.5808e-08 | 5.5574e-10 | 8.9482e-10 | 1.7222e-09 | 3.1728e-09 | 0 | 0 | 0 | 0 | 0 | 1e-06
328_G_2 | WECC_Southern California Edison | California | 6 | Kern | 29 | 328 | 2 | Borel | 0 | 1904 | 9999 | Hydro | [5 empty] | Non-Fossil | G | 2030 | Hydro |  | 0 | 0 | 0 | 0 | 0 | 0 | 0 | 0 | 0 | 0 | 0 | 0 | 0 | 0 | 0 | 0 | 3.9981e-07 | 6.4376e-07 | 1.239e-06 | 2.2826e-06 | 0 | 0 | 0 | 0 | 0 | 0 | 0 | 0 | 0 | 0 | 0 | 0 | 0 | 0 | 0 | 0 | 0 | 0 | 0 | 0 | 1.5808e-08 | 5.5574e-10 | 8.9482e-10 | 1.7222e-09 | 3.1728e-09 | 0 | 0 | 0 | 0 | 0 | 1e-06
328_G_3 | WECC_Southern California Edison | California | 6 | Kern | 29 | 328 | 3 | Borel | 0 | 1932 | 9999 | Hydro | [5 empty] | Non-Fossil | G | 2030 | Hydro |  | 0 | 0 | 0 | 0 | 0 | 0 | 0 | 0 | 0 | 0 | 0 | 0 | 0 | 0 | 0 | 0 | 3.9981e-07 | 6.4376e-07 | 1.239e-06 | 2.2826e-06 | 0 | 0 | 0 | 0 | 0 | 0 | 0 | 0 | 0 | 0 | 0 | 0 | 0 | 0 | 0 | 0 | 0 | 0 | 0 | 0 | 1.5808e-08 | 5.5574e-10 | 8.9482e-10 | 1.7222e-09 | 3.1728e-09 | 0 | 0 | 0 | 0 | 0 | 1e-06
3281_G_1 | SERC_VACAR | South Carolina | 45 | Richland | 79 | 3281 | 1 | Coit GT | 18513 | 1969 | 9999 | Combustion Turbine | [5 empty] | Fossil | G | 2030 | NaturalGas |  | 0.0046915 | 0 | 0 | 0.0046915 | 0 | 0 | 0 | 0 | 0 | 0 | 0 | 0 | 0 | 0 | 0 | 0 | 0.25342 | 0 | 0 | 0.25342 | 0.27464 | 0 | 0 | 0.27464 | 3.284e-10 | 0 | 0 | 3.284e-10 | 0.0018105 | 0 | 0 | 0.0018105 | 0 | 0 | 0 | 0 | 0 | 0 | 0 | 0 | 0.61718 | 0.0013352 | 0 | 0 | 0.0013352 | 0.015191 | 0 | 0 | 0.015191 | 0 | 14
3281_G_2 | SERC_VACAR | South Carolina | 45 | Richland | 79 | 3281 | 2 | Coit GT | 18480 | 1969 | 9999 | Combustion Turbine | [5 empty] | Fossil | G | 2030 | NaturalGas |  | 0.0040141 | 0 | 0 | 0.0040141 | 0 | 0 | 0 | 0 | 0 | 0 | 0 | 0 | 0 | 0 | 0 | 0 | 0.21721 | 0 | 0 | 0.21721 | 0.23499 | 0 | 0 | 0.23499 | 2.8099e-10 | 0 | 0 | 2.8099e-10 | 0.0015491 | 0 | 0 | 0.0015491 | 0 | 0 | 0 | 0 | 0 | 0 | 0 | 0 | 0.52901 | 0.0011445 | 0 | 0 | 0.0011445 | 0.012998 | 0 | 0 | 0.012998 | 0 | 12
3285_G_4 | SERC_VACAR | South Carolina | 45 | Charleston | 19 | 3285 | 4 | Hagood | 11803 | 1991 | 9999 | Combustion Turbine |  |  |  | H2O |  | Fossil | G | 2030 | NaturalGas |  | 0.018627 | 0 | 0.00094059 | 0.019567 | 0 | 0 | 0 | 0 | 0 | 0 | 0 | 0 | 0 | 0 | 0 | 0 | 1.5781 | 0 | 0.079691 | 1.6578 | 1.0904 | 0 | 0.055062 | 1.1455 | 1.3039e-09 | 0 | 6.5842e-11 | 1.3697e-09 | 0.0017008 | 0 | 8.5885e-05 | 0.0017867 | 0 | 0 | 0 | 0 | 0 | 0 | 0 | 0 | 2.3401 | 0.010289 | 0 | 0.00051958 | 0.010809 | 0.060313 | 0 | 0.002575 | 0.062888 | 0 | 88
3285_G_5 | SERC_VACAR | South Carolina | 45 | Charleston | 19 | 3285 | 5 | Hagood | 11820 | 2009 | 9999 | Combustion Turbine | [5 empty] | Fossil | G | 2030 | NaturalGas |  | 0.0038512 | 0 | 0 | 0.0038512 | 0 | 0 | 0 | 0 | 0 | 0 | 0 | 0 | 0 | 0 | 0 | 0 | 0.32582 | 0 | 0 | 0.32582 | 0.22545 | 0 | 0 | 0.22545 | 2.6958e-10 | 0 | 0 | 2.6958e-10 | 0.0004601 | 0 | 0 | 0.0004601 | 0 | 0 | 0 | 0 | 0 | 0 | 0 | 0 | 0.79351 | 0.0017167 | 0 | 0 | 0.0017167 | 0.01247 | 0 | 0 | 0.01247 | 0 | 18
3285_G_6 | SERC_VACAR | South Carolina | 45 | Charleston | 19 | 3285 | 6 | Hagood | 11806 | 2010 | 9999 | Combustion Turbine | [5 empty] | Fossil | G | 2030 | NaturalGas |  | 0.004274 | 0 | 0 | 0.004274 | 0 | 0 | 0 | 0 | 0 | 0 | 0 | 0 | 0 | 0 | 0 | 0 | 0.36202 | 0 | 0 | 0.36202 | 0.2502 | 0 | 0 | 0.2502 | 2.9918e-10 | 0 | 0 | 2.9918e-10 | 0.00051062 | 0 | 0 | 0.00051062 | 0 | 0 | 0 | 0 | 0 | 0 | 0 | 0 | 0.88168 | 0.0019075 | 0 | 0 | 0.0019075 | 0.013839 | 0 | 0 | 0.013839 | 0 | 20
3286_G_1 | SERC_VACAR | South Carolina | 45 | Jasper | 53 | 3286 | 1 | Hardeeville | 25000 | 1968 | 9999 | Combustion Turbine | [5 empty] | Fossil | G | 2030 | Oil |  | 0 | 0 | 0 | 0 | 0 | 0 | 0 | 0 | 0 | 0 | 0 | 0 | 0 | 0 | 0 | 0 | 0 | 0 | 0 | 0 | 0 | 0 | 0 | 0 | 0 | 0 | 0 | 0 | 0 | 0 | 0 | 0 | 0 | 0 | 0 | 0 | 0 | 0 | 0 | 0 | 0.39676 | 0 | 0 | 0 | 0 | 0 | 0 | 0 | 0 | 0 | 9
3287_B_MCM1 | SERC_VACAR | South Carolina | 45 | Lexington | 63 | 3287 | MCM1 | McMeekin | 10076 | 1958 | 9999 | O/G Steam | tangential | dry |  | LNC2 |  | Fossil | B | 2030 | NaturalGas |  | 0 | 0 | 2.3325 | 2.3325 | 0 | 0 | 0 | 0 | 0 | 0 | 0 | 0 | 0 | 0 | 0 | 0 | 0 | 0 | 231.4897 | 231.4897 | 0 | 0 | 136.544 | 136.544 | 0 | 0 | 1.6327e-07 | 1.6327e-07 | 0 | 0 | 0.084075 | 0.084075 | 0 | 0 | 0 | 0 | 0 | 0 | 0 | 0 | 6.4414 | 0 | 0 | 0.20361 | 0.20361 | 0 | 0 | 6.3856 | 6.3856 | 0 | 125
3287_B_MCM2 | SERC_VACAR | South Carolina | 45 | Lexington | 63 | 3287 | MCM2 | McMeekin | 10226 | 1958 | 9999 | O/G Steam | tangential | dry |  | LNC2 |  | Fossil | B | 2030 | NaturalGas |  | 0 | 0 | 2.3672 | 2.3672 | 0 | 0 | 0 | 0 | 0 | 0 | 0 | 0 | 0 | 0 | 0 | 0 | 0 | 0 | 231.4897 | 231.4897 | 0 | 0 | 138.5767 | 138.5767 | 0 | 0 | 1.657e-07 | 1.657e-07 | 0 | 0 | 0.087019 | 0.087019 | 0 | 0 | 0 | 0 | 0 | 0 | 0 | 0 | 6.4414 | 0 | 0 | 0.20361 | 0.20361 | 0 | 0 | 6.4807 | 6.4807 | 0 | 125
3289_G_1 | SERC_VACAR | South Carolina | 45 | Union | 87 | 3289 | 1 | Neal Shoals | 0 | 1905 | 9999 | Hydro | [5 empty] | Non-Fossil | G | 2030 | Hydro |  | 0 | 0 | 0 | 0 | 0 | 0 | 0 | 0 | 0 | 0 | 0 | 0 | 0 | 0 | 0 | 0 | 0.4918 | 0.52114 | 0.54381 | 1.5568 | 0 | 0 | 0 | 0 | 0 | 0 | 0 | 0 | 0 | 0 | 0 | 0 | 0 | 0 | 0 | 0 | 0 | 0 | 0 | 0 | 0.017389 | 0.0006836 | 0.00072439 | 0.0007559 | 0.0021639 | 0 | 0 | 0 | 0 | 0 | 1.1
3289_G_2 | SERC_VACAR | South Carolina | 45 | Union | 87 | 3289 | 2 | Neal Shoals | 0 | 1905 | 9999 | Hydro | [5 empty] | Non-Fossil | G | 2030 | Hydro |  | 0 | 0 | 0 | 0 | 0 | 0 | 0 | 0 | 0 | 0 | 0 | 0 | 0 | 0 | 0 | 0 | 0.4918 | 0.52114 | 0.54381 | 1.5568 | 0 | 0 | 0 | 0 | 0 | 0 | 0 | 0 | 0 | 0 | 0 | 0 | 0 | 0 | 0 | 0 | 0 | 0 | 0 | 0 | 0.017389 | 0.0006836 | 0.00072439 | 0.0007559 | 0.0021639 | 0 | 0 | 0 | 0 | 0 | 1.1
3289_G_3 | SERC_VACAR | South Carolina | 45 | Union | 87 | 3289 | 3 | Neal Shoals | 0 | 1905 | 9999 | Hydro | [5 empty] | Non-Fossil | G | 2030 | Hydro |  | 0 | 0 | 0 | 0 | 0 | 0 | 0 | 0 | 0 | 0 | 0 | 0 | 0 | 0 | 0 | 0 | 0.4918 | 0.52114 | 0.54381 | 1.5568 | 0 | 0 | 0 | 0 | 0 | 0 | 0 | 0 | 0 | 0 | 0 | 0 | 0 | 0 | 0 | 0 | 0 | 0 | 0 | 0 | 0.017389 | 0.0006836 | 0.00072439 | 0.0007559 | 0.0021639 | 0 | 0 | 0 | 0 | 0 | 1.1
3289_G_4 | SERC_VACAR | South Carolina | 45 | Union | 87 | 3289 | 4 | Neal Shoals | 0 | 1905 | 9999 | Hydro | [5 empty] | Non-Fossil | G | 2030 | Hydro |  | 0 | 0 | 0 | 0 | 0 | 0 | 0 | 0 | 0 | 0 | 0 | 0 | 0 | 0 | 0 | 0 | 0.4918 | 0.52114 | 0.54381 | 1.5568 | 0 | 0 | 0 | 0 | 0 | 0 | 0 | 0 | 0 | 0 | 0 | 0 | 0 | 0 | 0 | 0 | 0 | 0 | 0 | 0 | 0.017389 | 0.0006836 | 0.00072439 | 0.0007559 | 0.0021639 | 0 | 0 | 0 | 0 | 0 | 1.1
3290_G_1 | SERC_VACAR | South Carolina | 45 | Fairfield | 39 | 3290 | 1 | Parr Hydro | 0 | 1914 | 9999 | Hydro | [5 empty] | Non-Fossil | G | 2030 | Hydro |  | 0 | 0 | 0 | 0 | 0 | 0 | 0 | 0 | 0 | 0 | 0 | 0 | 0 | 0 | 0 | 0 | 1.9922 | 2.2876 | 2.4334 | 6.7133 | 0 | 0 | 0 | 0 | 0 | 0 | 0 | 0 | 0 | 0 | 0 | 0 | 0 | 0 | 0 | 0 | 0 | 0 | 0 | 0 | 0.039521 | 0.0027691 | 0.0031798 | 0.0033825 | 0.0093314 | 0 | 0 | 0 | 0 | 0 | 2.5
3290_G_2 | SERC_VACAR | South Carolina | 45 | Fairfield | 39 | 3290 | 2 | Parr Hydro | 0 | 1914 | 9999 | Hydro | [5 empty] | Non-Fossil | G | 2030 | Hydro |  | 0 | 0 | 0 | 0 | 0 | 0 | 0 | 0 | 0 | 0 | 0 | 0 | 0 | 0 | 0 | 0 | 1.9922 | 2.2876 | 2.4334 | 6.7133 | 0 | 0 | 0 | 0 | 0 | 0 | 0 | 0 | 0 | 0 | 0 | 0 | 0 | 0 | 0 | 0 | 0 | 0 | 0 | 0 | 0.039521 | 0.0027691 | 0.0031798 | 0.0033825 | 0.0093314 | 0 | 0 | 0 | 0 | 0 | 2.5
3290_G_3 | SERC_VACAR | South Carolina | 45 | Fairfield | 39 | 3290 | 3 | Parr Hydro | 0 | 1914 | 9999 | Hydro | [5 empty] | Non-Fossil | G | 2030 | Hydro |  | 0 | 0 | 0 | 0 | 0 | 0 | 0 | 0 | 0 | 0 | 0 | 0 | 0 | 0 | 0 | 0 | 1.9922 | 2.2876 | 2.4334 | 6.7133 | 0 | 0 | 0 | 0 | 0 | 0 | 0 | 0 | 0 | 0 | 0 | 0 | 0 | 0 | 0 | 0 | 0 | 0 | 0 | 0 | 0.039521 | 0.0027691 | 0.0031798 | 0.0033825 | 0.0093314 | 0 | 0 | 0 | 0 | 0 | 2.5
3290_G_4 | SERC_VACAR | South Carolina | 45 | Fairfield | 39 | 3290 | 4 | Parr Hydro | 0 | 1914 | 9999 | Hydro | [5 empty] | Non-Fossil | G | 2030 | Hydro |  | 0 | 0 | 0 | 0 | 0 | 0 | 0 | 0 | 0 | 0 | 0 | 0 | 0 | 0 | 0 | 0 | 1.9922 | 2.2876 | 2.4334 | 6.7133 | 0 | 0 | 0 | 0 | 0 | 0 | 0 | 0 | 0 | 0 | 0 | 0 | 0 | 0 | 0 | 0 | 0 | 0 | 0 | 0 | 0.039521 | 0.0027691 | 0.0031798 | 0.0033825 | 0.0093314 | 0 | 0 | 0 | 0 | 0 | 2.5
3290_G_5 | SERC_VACAR | South Carolina | 45 | Fairfield | 39 | 3290 | 5 | Parr Hydro | 0 | 1914 | 9999 | Hydro | [5 empty] | Non-Fossil | G | 2030 | Hydro |  | 0 | 0 | 0 | 0 | 0 | 0 | 0 | 0 | 0 | 0 | 0 | 0 | 0 | 0 | 0 | 0 | 1.9922 | 2.2876 | 2.4334 | 6.7133 | 0 | 0 | 0 | 0 | 0 | 0 | 0 | 0 | 0 | 0 | 0 | 0 | 0 | 0 | 0 | 0 | 0 | 0 | 0 | 0 | 0.039521 | 0.0027691 | 0.0031798 | 0.0033825 | 0.0093314 | 0 | 0 | 0 | 0 | 0 | 2.5
3290_G_6 | SERC_VACAR | South Carolina | 45 | Fairfield | 39 | 3290 | 6 | Parr Hydro | 0 | 1921 | 9999 | Hydro | [5 empty] | Non-Fossil | G | 2030 | Hydro |  | 0 | 0 | 0 | 0 | 0 | 0 | 0 | 0 | 0 | 0 | 0 | 0 | 0 | 0 | 0 | 0 | 1.9922 | 2.2876 | 2.4334 | 6.7133 | 0 | 0 | 0 | 0 | 0 | 0 | 0 | 0 | 0 | 0 | 0 | 0 | 0 | 0 | 0 | 0 | 0 | 0 | 0 | 0 | 0.039521 | 0.0027691 | 0.0031798 | 0.0033825 | 0.0093314 | 0 | 0 | 0 | 0 | 0 | 2.5
3291_G_GT1 | SERC_VACAR | South Carolina | 45 | Fairfield | 39 | 3291 | GT1 | Parr GT | 15703 | 1970 | 9999 | Combustion Turbine | [5 empty] | Fossil | G | 2030 | NaturalGas |  | 0.0038373 | 0 | 0 | 0.0038373 | 0 | 0 | 0 | 0 | 0 | 0 | 0 | 0 | 0 | 0 | 0 | 0 | 0.24437 | 0 | 0 | 0.24437 | 0.22463 | 0 | 0 | 0.22463 | 2.6861e-10 | 0 | 0 | 2.6861e-10 | 0.0014809 | 0 | 0 | 0.0014809 | 0 | 0 | 0 | 0 | 0 | 0 | 0 | 0 | 0.59514 | 0.0012875 | 0 | 0 | 0.0012875 | 0.012425 | 0 | 0 | 0.012425 | 0 | 13.5
3291_G_GT2 | SERC_VACAR | South Carolina | 45 | Fairfield | 39 | 3291 | GT2 | Parr GT | 15703 | 1970 | 9999 | Combustion Turbine | [5 empty] | Fossil | G | 2030 | NaturalGas |  | 0.0038373 | 0 | 0 | 0.0038373 | 0 | 0 | 0 | 0 | 0 | 0 | 0 | 0 | 0 | 0 | 0 | 0 | 0.24437 | 0 | 0 | 0.24437 | 0.22463 | 0 | 0 | 0.22463 | 2.6861e-10 | 0 | 0 | 2.6861e-10 | 0.0014809 | 0 | 0 | 0.0014809 | 0 | 0 | 0 | 0 | 0 | 0 | 0 | 0 | 0.59514 | 0.0012875 | 0 | 0 | 0.0012875 | 0.012425 | 0 | 0 | 0.012425 | 0 | 13.5
3291_G_GT3 | SERC_VACAR | South Carolina | 45 | Fairfield | 39 | 3291 | GT3 | Parr GT | 15701 | 1971 | 9999 | Combustion Turbine | [5 empty] | Fossil | G | 2030 | NaturalGas |  | 0.0046894 | 0 | 0 | 0.0046894 | 0 | 0 | 0 | 0 | 0 | 0 | 0 | 0 | 0 | 0 | 0 | 0 | 0.29867 | 0 | 0 | 0.29867 | 0.27452 | 0 | 0 | 0.27452 | 3.2826e-10 | 0 | 0 | 3.2826e-10 | 0.0018097 | 0 | 0 | 0.0018097 | 0 | 0 | 0 | 0 | 0 | 0 | 0 | 0 | 0.72739 | 0.0015736 | 0 | 0 | 0.0015736 | 0.015184 | 0 | 0 | 0.015184 | 0 | 16.5
3291_G_GT4 | SERC_VACAR | South Carolina | 45 | Fairfield | 39 | 3291 | GT4 | Parr GT | 15701 | 1971 | 9999 | Combustion Turbine | [5 empty] | Fossil | G | 2030 | NaturalGas |  | 0.0046894 | 0 | 0 | 0.0046894 | 0 | 0 | 0 | 0 | 0 | 0 | 0 | 0 | 0 | 0 | 0 | 0 | 0.29867 | 0 | 0 | 0.29867 | 0.27452 | 0 | 0 | 0.27452 | 3.2826e-10 | 0 | 0 | 3.2826e-10 | 0.0018097 | 0 | 0 | 0.0018097 | 0 | 0 | 0 | 0 | 0 | 0 | 0 | 0 | 0.72739 | 0.0015736 | 0 | 0 | 0.0015736 | 0.015184 | 0 | 0 | 0.015184 | 0 | 16.5
3293_G_1 | SERC_VACAR | South Carolina | 45 | Lexington | 63 | 3293 | 1 | Saluda Lexington | 0 | 1930 | 9999 | Hydro | [5 empty] | Non-Fossil | G | 2030 | Hydro |  | 0 | 0 | 0 | 0 | 0 | 0 | 0 | 0 | 0 | 0 | 0 | 0 | 0 | 0 | 0 | 0 | 14.5305 | 15.3974 | 16.0672 | 45.9951 | 0 | 0 | 0 | 0 | 0 | 0 | 0 | 0 | 0 | 0 | 0 | 0 | 0 | 0 | 0 | 0 | 0 | 0 | 0 | 0 | 0.51377 | 0.020197 | 0.021402 | 0.022333 | 0.063933 | 0 | 0 | 0 | 0 | 0 | 32.5
3293_G_2 | SERC_VACAR | South Carolina | 45 | Lexington | 63 | 3293 | 2 | Saluda Lexington | 0 | 1930 | 9999 | Hydro | [5 empty] | Non-Fossil | G | 2030 | Hydro |  | 0 | 0 | 0 | 0 | 0 | 0 | 0 | 0 | 0 | 0 | 0 | 0 | 0 | 0 | 0 | 0 | 14.5305 | 15.3974 | 16.0672 | 45.9951 | 0 | 0 | 0 | 0 | 0 | 0 | 0 | 0 | 0 | 0 | 0 | 0 | 0 | 0 | 0 | 0 | 0 | 0 | 0 | 0 | 0.51377 | 0.020197 | 0.021402 | 0.022333 | 0.063933 | 0 | 0 | 0 | 0 | 0 | 32.5
3293_G_3 | SERC_VACAR | South Carolina | 45 | Lexington | 63 | 3293 | 3 | Saluda Lexington | 0 | 1930 | 9999 | Hydro | [5 empty] | Non-Fossil | G | 2030 | Hydro |  | 0 | 0 | 0 | 0 | 0 | 0 | 0 | 0 | 0 | 0 | 0 | 0 | 0 | 0 | 0 | 0 | 15.6482 | 16.5818 | 17.3032 | 49.5332 | 0 | 0 | 0 | 0 | 0 | 0 | 0 | 0 | 0 | 0 | 0 | 0 | 0 | 0 | 0 | 0 | 0 | 0 | 0 | 0 | 0.55329 | 0.021751 | 0.023049 | 0.024051 | 0.068851 | 0 | 0 | 0 | 0 | 0 | 35
3293_G_4 | SERC_VACAR | South Carolina | 45 | Lexington | 63 | 3293 | 4 | Saluda Lexington | 0 | 1930 | 9999 | Hydro | [5 empty] | Non-Fossil | G | 2030 | Hydro |  | 0 | 0 | 0 | 0 | 0 | 0 | 0 | 0 | 0 | 0 | 0 | 0 | 0 | 0 | 0 | 0 | 14.5305 | 15.3974 | 16.0672 | 45.9951 | 0 | 0 | 0 | 0 | 0 | 0 | 0 | 0 | 0 | 0 | 0 | 0 | 0 | 0 | 0 | 0 | 0 | 0 | 0 | 0 | 0.51377 | 0.020197 | 0.021402 | 0.022333 | 0.063933 | 0 | 0 | 0 | 0 | 0 | 32.5
3293_G_5 | SERC_VACAR | South Carolina | 45 | Lexington | 63 | 3293 | 5 | Saluda Lexington | 0 | 1971 | 9999 | Hydro | [5 empty] | Non-Fossil | G | 2030 | Hydro |  | 0 | 0 | 0 | 0 | 0 | 0 | 0 | 0 | 0 | 0 | 0 | 0 | 0 | 0 | 0 | 0 | 36.6616 | 38.8487 | 40.5389 | 116.0492 | 0 | 0 | 0 | 0 | 0 | 0 | 0 | 0 | 0 | 0 | 0 | 0 | 0 | 0 | 0 | 0 | 0 | 0 | 0 | 0 | 1.2963 | 0.05096 | 0.054 | 0.056349 | 0.16131 | 0 | 0 | 0 | 0 | 0 | 82
3295_B_URQ3 | SERC_VACAR | South Carolina | 45 | Aiken | 3 | 3295 | URQ3 | Urquhart | 11063 | 1955 | 9999 | O/G Steam | tangential | dry |  | LNC2 |  | Fossil | B | 2030 | NaturalGas |  | 0 | 0 | 0 | 0 | 0 | 0 | 0 | 0 | 0 | 0 | 0 | 0 | 0 | 0 | 0 | 0 | 0 | 0 | 0 | 0 | 0 | 0 | 0 | 0 | 0 | 0 | 0 | 0 | 0 | 0 | 0 | 0 | 0 | 0 | 0 | 0 | 0 | 0 | 0 | 0 | 5.0056 | 0 | 0 | 0 | 0 | 0 | 0 | 0 | 0 | 0 | 95
3295_G_1 | SERC_VACAR | South Carolina | 45 | Aiken | 3 | 3295 | 1 | Urquhart | 7915 | 1953 | 9999 | Combined Cycle | other |  |  | LNB |  | Fossil | G | 2030 | NaturalGas |  | 0.44078 | 0.1453 | 1.6695 | 2.2555 | 0 | 0 | 0 | 0 | 0 | 0 | 0 | 0 | 0 | 0 | 0 | 0 | 55.6897 | 18.3581 | 210.9234 | 284.9712 | 25.8035 | 8.5061 | 97.7301 | 132.0397 | 3.0855e-08 | 1.0171e-08 | 1.1686e-07 | 1.5789e-07 | 0.0052551 | 0.0017323 | 0.019904 | 0.026891 | 0 | 0 | 0 | 0 | 0 | 0 | 0 | 0 | 2.5047 | 0.14385 | 0.063376 | 0.45452 | 0.66175 | 1.4273 | 0.40235 | 4.5704 | 6.4001 | 0 | 64
3295_G_2 | SERC_VACAR | South Carolina | 45 | Aiken | 3 | 3295 | 2 | Urquhart | 7915 | 1954 | 9999 | Combined Cycle | other |  |  | LNB |  | Fossil | G | 2030 | NaturalGas |  | 0.44078 | 0.1453 | 1.6695 | 2.2555 | 0 | 0 | 0 | 0 | 0 | 0 | 0 | 0 | 0 | 0 | 0 | 0 | 55.6897 | 18.3581 | 210.9234 | 284.9712 | 25.8035 | 8.5061 | 97.7301 | 132.0397 | 3.0855e-08 | 1.0171e-08 | 1.1686e-07 | 1.5789e-07 | 0.0062427 | 0.0020579 | 0.023644 | 0.031945 | 0 | 0 | 0 | 0 | 0 | 0 | 0 | 0 | 2.5047 | 0.14385 | 0.063376 | 0.45452 | 0.66175 | 1.4273 | 0.40235 | 4.5704 | 6.4001 | 0 | 64
3295_G_CT1 | SERC_VACAR | South Carolina | 45 | Aiken | 3 | 3295 | CT1 | Urquhart | 7915 | 2002 | 9999 | Combined Cycle |  |  |  | DLNB + H2O |  | Fossil | G | 2030 | NaturalGas |  | 1.1157 | 0.3678 | 4.2258 | 5.7094 | 0 | 0 | 0 | 0 | 0 | 0 | 0 | 0 | 0 | 0 | 0 | 0 | 140.9645 | 46.4689 | 533.9 | 721.3333 | 65.3151 | 21.5311 | 247.3794 | 334.2256 | 7.8101e-08 | 2.5746e-08 | 2.9581e-07 | 3.9965e-07 | 0.013302 | 0.004385 | 0.050381 | 0.068068 | 0 | 0 | 0 | 0 | 0 | 0 | 0 | 0 | 6.3399 | 0.36412 | 0.16042 | 1.1505 | 1.6751 | 3.6128 | 1.0184 | 11.5689 | 16.2001 | 0 | 162
3295_G_CT2 | SERC_VACAR | South Carolina | 45 | Aiken | 3 | 3295 | CT2 | Urquhart | 7915 | 2002 | 9999 | Combined Cycle |  |  |  | DLNB + H2O |  | Fossil | G | 2030 | NaturalGas |  | 1.1571 | 0.38142 | 4.3823 | 5.9208 | 0 | 0 | 0 | 0 | 0 | 0 | 0 | 0 | 0 | 0 | 0 | 0 | 146.1854 | 48.19 | 553.674 | 748.0494 | 67.7341 | 22.3285 | 256.5416 | 346.6043 | 8.0994e-08 | 2.67e-08 | 3.0676e-07 | 4.1446e-07 | 0.016387 | 0.005402 | 0.062066 | 0.083855 | 0 | 0 | 0 | 0 | 0 | 0 | 0 | 0 | 6.5747 | 0.37761 | 0.16636 | 1.1931 | 1.7371 | 3.7466 | 1.0562 | 11.9974 | 16.8001 | 0 | 168
3295_G_GT1 | SERC_VACAR | South Carolina | 45 | Aiken | 3 | 3295 | GT1 | Urquhart | 10745 | 1969 | 9999 | Combustion Turbine | [5 empty] | Fossil | G | 2030 | NaturalGas |  | 0.01099 | 0.0024153 | 0.013873 | 0.027278 | 0 | 0 | 0 | 0 | 0 | 0 | 0 | 0 | 0 | 0 | 0 | 0 | 1.0228 | 0.22479 | 1.2911 | 2.5386 | 0.64334 | 0.14139 | 0.8121 | 1.5968 | 7.6928e-10 | 1.6907e-10 | 9.7108e-10 | 1.9094e-09 | 6.7312e-05 | 1.4794e-05 | 8.4969e-05 | 0.00016708 | 0 | 0 | 0 | 0 | 0 | 0 | 0 | 0 | 0.57309 | 0.0056866 | 0.0012498 | 0.0071783 | 0.014115 | 0.035585 | 0.006688 | 0.037979 | 0.080252 | 0 | 13
3295_G_GT2 | SERC_VACAR | South Carolina | 45 | Aiken | 3 | 3295 | GT2 | Urquhart | 10745 | 1969 | 9999 | Combustion Turbine | [5 empty] | Fossil | G | 2030 | NaturalGas |  | 0.011835 | 0.0026011 | 0.01494 | 0.029376 | 0 | 0 | 0 | 0 | 0 | 0 | 0 | 0 | 0 | 0 | 0 | 0 | 1.1015 | 0.24208 | 1.3904 | 2.7339 | 0.69283 | 0.15227 | 0.87457 | 1.7197 | 8.2846e-10 | 1.8208e-10 | 1.0458e-09 | 2.0563e-09 | 0.0005698 | 0.00012523 | 0.00071927 | 0.0014143 | 0 | 0 | 0 | 0 | 0 | 0 | 0 | 0 | 0.61718 | 0.0061241 | 0.001346 | 0.0077305 | 0.015201 | 0.038322 | 0.0072025 | 0.0409 | 0.086425 | 0 | 14
3295_G_GT3 | SERC_VACAR | South Carolina | 45 | Aiken | 3 | 3295 | GT3 | Urquhart | 10745 | 1969 | 9999 | Combustion Turbine | [5 empty] | Fossil | G | 2030 | NaturalGas |  | 0.009299 | 0.0020437 | 0.011738 | 0.023081 | 0 | 0 | 0 | 0 | 0 | 0 | 0 | 0 | 0 | 0 | 0 | 0 | 0.86543 | 0.1902 | 1.0924 | 2.1481 | 0.54436 | 0.11964 | 0.68716 | 1.3512 | 6.5093e-10 | 1.4306e-10 | 8.2168e-10 | 1.6157e-09 | 0.00042534 | 9.3481e-05 | 0.00053691 | 0.0010557 | 0 | 0 | 0 | 0 | 0 | 0 | 0 | 0 | 0.48493 | 0.0048118 | 0.0010575 | 0.006074 | 0.011943 | 0.03011 | 0.0056591 | 0.032136 | 0.067905 | 0 | 11
3295_G_GT4 | SERC_VACAR | South Carolina | 45 | Aiken | 3 | 3295 | GT4 | Urquhart | 10745 | 1999 | 9999 | Combustion Turbine |  |  |  | H2O |  | Fossil | G | 2030 | NaturalGas |  | 0.03982 | 0.0087517 | 0.0516 | 0.10017 | 0 | 0 | 0 | 0 | 0 | 0 | 0 | 0 | 0 | 0 | 0 | 0 | 3.7059 | 0.81449 | 4.8023 | 9.3227 | 2.3311 | 0.51232 | 3.0207 | 5.8641 | 2.7874e-09 | 6.1262e-10 | 3.612e-09 | 7.012e-09 | 0.0019478 | 0.00042809 | 0.002524 | 0.0048999 | 0 | 0 | 0 | 0 | 0 | 0 | 0 | 0 | 0.94681 | 0.020605 | 0.0045286 | 0.026701 | 0.051834 | 0.12894 | 0.024233 | 0.14127 | 0.29444 | 0 | 48
3297_B_WAT1 | SERC_VACAR | South Carolina | 45 | Richland | 79 | 3297 | WAT1 | Wateree | 10329 | 1970 | 9999 | Coal Steam | wall | dry | ESPC + Baghouse + Wet Scrubber + SCR + Mercury Control | LNB | Wet Scrubber | Fossil | B | 2030 |  | Coal Retirement | 0 | 0 | 0 | 0 | 0 | 0 | 0 | 0 | 0 | 0 | 0 | 0 | 0 | 0 | 0 | 0 | 0 | 0 | 0 | 0 | 0 | 0 | 0 | 0 | 0 | 0 | 0 | 0 | 0 | 0 | 0 | 0 | 0 | 0 | 0 | 0 | 0 | 0 | 0 | 0 | 0 | 0 | 0 | 0 | 0 | 0 | 0 | 0 | 0 | 0 | 342 | Scrubber / SCR / Mercury Control | Wet Scrubber
3297_B_WAT2 | SERC_VACAR | South Carolina | 45 | Richland | 79 | 3297 | WAT2 | Wateree | 10280 | 1971 | 9999 | Coal Steam | wall | dry | Baghouse + Wet Scrubber + SCR + Mercury Control | LNB | Wet Scrubber | Fossil | B | 2030 |  | Coal Retirement | 0 | 0 | 0 | 0 | 0 | 0 | 0 | 0 | 0 | 0 | 0 | 0 | 0 | 0 | 0 | 0 | 0 | 0 | 0 | 0 | 0 | 0 | 0 | 0 | 0 | 0 | 0 | 0 | 0 | 0 | 0 | 0 | 0 | 0 | 0 | 0 | 0 | 0 | 0 | 0 | 0 | 0 | 0 | 0 | 0 | 0 | 0 | 0 | 0 | 0 | 342 | Scrubber / SCR / Mercury Control | Wet Scrubber
3298_B_WIL1 | SERC_VACAR | South Carolina | 45 | Berkeley | 15 | 3298 | WIL1 | Williams | 9833 | 1973 | 9999 | Coal Steam | tangential | dry | ESPC + Wet Scrubber + SCR + Mercury Control | LNC1 | Wet Scrubber | Fossil | B | 2030 |  | Coal Retirement | 0 | 0 | 0 | 0 | 0 | 0 | 0 | 0 | 0 | 0 | 0 | 0 | 0 | 0 | 0 | 0 | 0 | 0 | 0 | 0 | 0 | 0 | 0 | 0 | 0 | 0 | 0 | 0 | 0 | 0 | 0 | 0 | 0 | 0 | 0 | 0 | 0 | 0 | 0 | 0 | 0 | 0 | 0 | 0 | 0 | 0 | 0 | 0 | 0 | 0 | 605 | Scrubber / SCR / Mercury Control | Wet Scrubber
3298_G_1 | SERC_VACAR | South Carolina | 45 | Berkeley | 15 | 3298 | 1 | Williams | 18484 | 1972 | 9999 | Combustion Turbine | [5 empty] | Fossil | G | 2030 | NaturalGas |  | 0.00094094 | 0 | 0 | 0.00094094 | 0 | 0 | 0 | 0 | 0 | 0 | 0 | 0 | 0 | 0 | 0 | 0 | 0.050906 | 0 | 0 | 0.050906 | 0.055083 | 0 | 0 | 0.055083 | 6.5866e-11 | 0 | 0 | 6.5866e-11 | 0.00044154 | 0 | 0 | 0.00044154 | 0 | 0 | 0 | 0 | 0 | 0 | 0 | 0 | 0.88168 | 0.00024027 | 0 | 0 | 0.00024027 | 0.0030468 | 0 | 0 | 0.0030468 | 0 | 20
3298_G_2 | SERC_VACAR | South Carolina | 45 | Berkeley | 15 | 3298 | 2 | Williams | 18490 | 1972 | 9999 | Combustion Turbine | [5 empty] | Fossil | G | 2030 | NaturalGas |  | 0.00094124 | 0 | 0 | 0.00094124 | 0 | 0 | 0 | 0 | 0 | 0 | 0 | 0 | 0 | 0 | 0 | 0 | 0.050906 | 0 | 0 | 0.050906 | 0.0551 | 0 | 0 | 0.0551 | 6.5887e-11 | 0 | 0 | 6.5887e-11 | 0.00043946 | 0 | 0 | 0.00043946 | 0 | 0 | 0 | 0 | 0 | 0 | 0 | 0 | 0.88168 | 0.00024027 | 0 | 0 | 0.00024027 | 0.0030478 | 0 | 0 | 0.0030478 | 0 | 20
3305_G_1 | SERC_VACAR | South Carolina | 45 | Anderson | 7 | 3305 | 1 | Rocky River (SC) | 0 | 1941 | 9999 | Hydro | [5 empty] | Non-Fossil | G | 2030 | Hydro |  | 0 | 0 | 0 | 0 | 0 | 0 | 0 | 0 | 0 | 0 | 0 | 0 | 0 | 0 | 0 | 0 | 0.80477 | 0.85278 | 0.88988 | 2.5474 | 0 | 0 | 0 | 0 | 0 | 0 | 0 | 0 | 0 | 0 | 0 | 0 | 0 | 0 | 0 | 0 | 0 | 0 | 0 | 0 | 0.028455 | 0.0011186 | 0.0011854 | 0.0012369 | 0.0035409 | 0 | 0 | 0 | 0 | 0 | 1.8
3305_G_2 | SERC_VACAR | South Carolina | 45 | Anderson | 7 | 3305 | 2 | Rocky River (SC) | 0 | 1941 | 9999 | Hydro | [5 empty] | Non-Fossil | G | 2030 | Hydro |  | 0 | 0 | 0 | 0 | 0 | 0 | 0 | 0 | 0 | 0 | 0 | 0 | 0 | 0 | 0 | 0 | 0.35767 | 0.37901 | 0.3955 | 1.1322 | 0 | 0 | 0 | 0 | 0 | 0 | 0 | 0 | 0 | 0 | 0 | 0 | 0 | 0 | 0 | 0 | 0 | 0 | 0 | 0 | 0.012647 | 0.00049717 | 0.00052683 | 0.00054975 | 0.0015737 | 0 | 0 | 0 | 0 | 0 | 0.8
3305_G_IC2 | SERC_VACAR | South Carolina | 45 | Anderson | 7 | 3305 | IC2 | Rocky River (SC) | 10745 | 2013 | 9999 | Combustion Turbine | [5 empty] | Fossil | G | 2030 | Oil |  | 0 | 0 | 0 | 0 | 0 | 0 | 0 | 0 | 0 | 0 | 0 | 0 | 0 | 0 | 0 | 0 | 0 | 0 | 0 | 0 | 0 | 0 | 0 | 0 | 0 | 0 | 0 | 0 | 0 | 0 | 0 | 0 | 0 | 0 | 0 | 0 | 0 | 0 | 0 | 0 | 0.019725 | 0 | 0 | 0 | 0 | 0 | 0 | 0 | 0 | 0 | 1
3318_G_1 | SERC_VACAR | South Carolina | 45 | Beaufort | 13 | 3318 | 1 | Hilton Head | 24821 | 1973 | 9999 | Combustion Turbine | [5 empty] | Fossil | G | 2030 | Oil |  | 0 | 0 | 0 | 0 | 0 | 0 | 0 | 0 | 0 | 0 | 0 | 0 | 0 | 0 | 0 | 0 | 0 | 0 | 0 | 0 | 0 | 0 | 0 | 0 | 0 | 0 | 0 | 0 | 0 | 0 | 0 | 0 | 0 | 0 | 0 | 0 | 0 | 0 | 0 | 0 | 0.8376 | 0 | 0 | 0 | 0 | 0 | 0 | 0 | 0 | 0 | 19
3318_G_2 | SERC_VACAR | South Carolina | 45 | Beaufort | 13 | 3318 | 2 | Hilton Head | 24821 | 1974 | 9999 | Combustion Turbine | [5 empty] | Fossil | G | 2030 | Oil |  | 0 | 0 | 0 | 0 | 0 | 0 | 0 | 0 | 0 | 0 | 0 | 0 | 0 | 0 | 0 | 0 | 0 | 0 | 0 | 0 | 0 | 0 | 0 | 0 | 0 | 0 | 0 | 0 | 0 | 0 | 0 | 0 | 0 | 0 | 0 | 0 | 0 | 0 | 0 | 0 | 0.8376 | 0 | 0 | 0 | 0 | 0 | 0 | 0 | 0 | 0 | 19
3318_G_3 | SERC_VACAR | South Carolina | 45 | Beaufort | 13 | 3318 | 3 | Hilton Head | 24818 | 1979 | 9999 | Combustion Turbine |  |  |  | H2O |  | Fossil | G | 2030 | Oil |  | 0 | 0 | 0 | 0 | 0 | 0 | 0 | 0 | 0 | 0 | 0 | 0 | 0 | 0 | 0 | 0 | 0 | 0 | 0 | 0 | 0 | 0 | 0 | 0 | 0 | 0 | 0 | 0 | 0 | 0 | 0 | 0 | 0 | 0 | 0 | 0 | 0 | 0 | 0 | 0 | 2.2924 | 0 | 0 | 0 | 0 | 0 | 0 | 0 | 0 | 0 | 52
3319_G_H1 | SERC_VACAR | South Carolina | 45 | Berkeley | 15 | 3319 | H1 | Jefferies | 0 | 1942 | 9999 | Hydro | [5 empty] | Non-Fossil | G | 2030 | Hydro |  | 0 | 0 | 0 | 0 | 0 | 0 | 0 | 0 | 0 | 0 | 0 | 0 | 0 | 0 | 0 | 0 | 12.9657 | 13.7392 | 14.3369 | 41.0418 | 0 | 0 | 0 | 0 | 0 | 0 | 0 | 0 | 0 | 0 | 0 | 0 | 0 | 0 | 0 | 0 | 0 | 0 | 0 | 0 | 0.45844 | 0.018022 | 0.019097 | 0.019928 | 0.057048 | 0 | 0 | 0 | 0 | 0 | 29
3319_G_H2 | SERC_VACAR | South Carolina | 45 | Berkeley | 15 | 3319 | H2 | Jefferies | 0 | 1942 | 9999 | Hydro | [5 empty] | Non-Fossil | G | 2030 | Hydro |  | 0 | 0 | 0 | 0 | 0 | 0 | 0 | 0 | 0 | 0 | 0 | 0 | 0 | 0 | 0 | 0 | 16.0953 | 17.0555 | 17.7976 | 50.9484 | 0 | 0 | 0 | 0 | 0 | 0 | 0 | 0 | 0 | 0 | 0 | 0 | 0 | 0 | 0 | 0 | 0 | 0 | 0 | 0 | 0.5691 | 0.022373 | 0.023707 | 0.024739 | 0.070818 | 0 | 0 | 0 | 0 | 0 | 36
3319_G_H3 | SERC_VACAR | South Carolina | 45 | Berkeley | 15 | 3319 | H3 | Jefferies | 0 | 1942 | 9999 | Hydro | [5 empty] | Non-Fossil | G | 2030 | Hydro |  | 0 | 0 | 0 | 0 | 0 | 0 | 0 | 0 | 0 | 0 | 0 | 0 | 0 | 0 | 0 | 0 | 12.9657 | 13.7392 | 14.3369 | 41.0418 | 0 | 0 | 0 | 0 | 0 | 0 | 0 | 0 | 0 | 0 | 0 | 0 | 0 | 0 | 0 | 0 | 0 | 0 | 0 | 0 | 0.45844 | 0.018022 | 0.019097 | 0.019928 | 0.057048 | 0 | 0 | 0 | 0 | 0 | 29
3319_G_H4 | SERC_VACAR | South Carolina | 45 | Berkeley | 15 | 3319 | H4 | Jefferies | 0 | 1942 | 9999 | Hydro | [5 empty] | Non-Fossil | G | 2030 | Hydro |  | 0 | 0 | 0 | 0 | 0 | 0 | 0 | 0 | 0 | 0 | 0 | 0 | 0 | 0 | 0 | 0 | 16.0953 | 17.0555 | 17.7976 | 50.9484 | 0 | 0 | 0 | 0 | 0 | 0 | 0 | 0 | 0 | 0 | 0 | 0 | 0 | 0 | 0 | 0 | 0 | 0 | 0 | 0 | 0.5691 | 0.022373 | 0.023707 | 0.024739 | 0.070818 | 0 | 0 | 0 | 0 | 0 | 36
3319_G_H6 | SERC_VACAR | South Carolina | 45 | Berkeley | 15 | 3319 | H6 | Jefferies | 0 | 1942 | 9999 | Hydro | [5 empty] | Non-Fossil | G | 2030 | Hydro |  | 0 | 0 | 0 | 0 | 0 | 0 | 0 | 0 | 0 | 0 | 0 | 0 | 0 | 0 | 0 | 0 | 4.918 | 5.2114 | 5.4381 | 15.5676 | 0 | 0 | 0 | 0 | 0 | 0 | 0 | 0 | 0 | 0 | 0 | 0 | 0 | 0 | 0 | 0 | 0 | 0 | 0 | 0 | 0.17389 | 0.006836 | 0.0072439 | 0.007559 | 0.021639 | 0 | 0 | 0 | 0 | 0 | 11
332_G_1 | WECC_Southern California Edison | California | 6 | San Bernardino | 71 | 332 | 1 | Fontana | 0 | 1917 | 9999 | Hydro | [5 empty] | Non-Fossil | G | 2030 | Hydro |  | 0 | 0 | 0 | 0 | 0 | 0 | 0 | 0 | 0 | 0 | 0 | 0 | 0 | 0 | 0 | 0 | 0.59972 | 0.96564 | 1.8585 | 3.4239 | 0 | 0 | 0 | 0 | 0 | 0 | 0 | 0 | 0 | 0 | 0 | 0 | 0 | 0 | 0 | 0 | 0 | 0 | 0 | 0 | 0.023712 | 0.00083361 | 0.0013422 | 0.0025834 | 0.0047592 | 0 | 0 | 0 | 0 | 0 | 1.5
332_G_2 | WECC_Southern California Edison | California | 6 | San Bernardino | 71 | 332 | 2 | Fontana | 0 | 1917 | 9999 | Hydro | [5 empty] | Non-Fossil | G | 2030 | Hydro |  | 0 | 0 | 0 | 0 | 0 | 0 | 0 | 0 | 0 | 0 | 0 | 0 | 0 | 0 | 0 | 0 | 0.59972 | 0.96564 | 1.8585 | 3.4239 | 0 | 0 | 0 | 0 | 0 | 0 | 0 | 0 | 0 | 0 | 0 | 0 | 0 | 0 | 0 | 0 | 0 | 0 | 0 | 0 | 0.023712 | 0.00083361 | 0.0013422 | 0.0025834 | 0.0047592 | 0 | 0 | 0 | 0 | 0 | 1.5
3320_G_1 | SERC_VACAR | South Carolina | 45 | Horry | 51 | 3320 | 1 | Myrtle Beach | 25000 | 1972 | 9999 | Combustion Turbine | [5 empty] | Fossil | G | 2030 | Oil |  | 0 | 0 | 0 | 0 | 0 | 0 | 0 | 0 | 0 | 0 | 0 | 0 | 0 | 0 | 0 | 0 | 0 | 0 | 0 | 0 | 0 | 0 | 0 | 0 | 0 | 0 | 0 | 0 | 0 | 0 | 0 | 0 | 0 | 0 | 0 | 0 | 0 | 0 | 0 | 0 | 0.35267 | 0 | 0 | 0 | 0 | 0 | 0 | 0 | 0 | 0 | 8
3320_G_2 | SERC_VACAR | South Carolina | 45 | Horry | 51 | 3320 | 2 | Myrtle Beach | 25000 | 1962 | 9999 | Combustion Turbine | [5 empty] | Fossil | G | 2030 | Oil |  | 0 | 0 | 0 | 0 | 0 | 0 | 0 | 0 | 0 | 0 | 0 | 0 | 0 | 0 | 0 | 0 | 0 | 0 | 0 | 0 | 0 | 0 | 0 | 0 | 0 | 0 | 0 | 0 | 0 | 0 | 0 | 0 | 0 | 0 | 0 | 0 | 0 | 0 | 0 | 0 | 0.35267 | 0 | 0 | 0 | 0 | 0 | 0 | 0 | 0 | 0 | 8
3320_G_3 | SERC_VACAR | South Carolina | 45 | Horry | 51 | 3320 | 3 | Myrtle Beach | 25000 | 1962 | 9999 | Combustion Turbine | [5 empty] | Fossil | G | 2030 | Oil |  | 0 | 0 | 0 | 0 | 0 | 0 | 0 | 0 | 0 | 0 | 0 | 0 | 0 | 0 | 0 | 0 | 0 | 0 | 0 | 0 | 0 | 0 | 0 | 0 | 0 | 0 | 0 | 0 | 0 | 0 | 0 | 0 | 0 | 0 | 0 | 0 | 0 | 0 | 0 | 0 | 0.8376 | 0 | 0 | 0 | 0 | 0 | 0 | 0 | 0 | 0 | 19
3320_G_4 | SERC_VACAR | South Carolina | 45 | Horry | 51 | 3320 | 4 | Myrtle Beach | 25000 | 1972 | 9999 | Combustion Turbine | [5 empty] | Fossil | G | 2030 | Oil |  | 0 | 0 | 0 | 0 | 0 | 0 | 0 | 0 | 0 | 0 | 0 | 0 | 0 | 0 | 0 | 0 | 0 | 0 | 0 | 0 | 0 | 0 | 0 | 0 | 0 | 0 | 0 | 0 | 0 | 0 | 0 | 0 | 0 | 0 | 0 | 0 | 0 | 0 | 0 | 0 | 0.8376 | 0 | 0 | 0 | 0 | 0 | 0 | 0 | 0 | 0 | 19
3320_G_5 | SERC_VACAR | South Carolina | 45 | Horry | 51 | 3320 | 5 | Myrtle Beach | 25000 | 1976 | 9999 | Combustion Turbine | [5 empty] | Fossil | G | 2030 | Oil |  | 0 | 0 | 0 | 0 | 0 | 0 | 0 | 0 | 0 | 0 | 0 | 0 | 0 | 0 | 0 | 0 | 0 | 0 | 0 | 0 | 0 | 0 | 0 | 0 | 0 | 0 | 0 | 0 | 0 | 0 | 0 | 0 | 0 | 0 | 0 | 0 | 0 | 0 | 0 | 0 | 0.92577 | 0 | 0 | 0 | 0 | 0 | 0 | 0 | 0 | 0 | 21
3321_G_1 | SERC_VACAR | South Carolina | 45 | Berkeley | 15 | 3321 | 1 | Spillway | 0 | 1950 | 9999 | Hydro | [5 empty] | Non-Fossil | G | 2030 | Hydro |  | 0 | 0 | 0 | 0 | 0 | 0 | 0 | 0 | 0 | 0 | 0 | 0 | 0 | 0 | 0 | 0 | 0.89419 | 0.94753 | 0.98875 | 2.8305 | 0 | 0 | 0 | 0 | 0 | 0 | 0 | 0 | 0 | 0 | 0 | 0 | 0 | 0 | 0 | 0 | 0 | 0 | 0 | 0 | 0.031616 | 0.0012429 | 0.0013171 | 0.0013744 | 0.0039344 | 0 | 0 | 0 | 0 | 0 | 2
3323_G_1 | SERC_VACAR | South Carolina | 45 | McCormick | 65 | 3323 | 1 | J Strom Thurmond | 0 | 1953 | 9999 | Hydro | [5 empty] | Non-Fossil | G | 2030 | Hydro |  | 0 | 0 | 0 | 0 | 0 | 0 | 0 | 0 | 0 | 0 | 0 | 0 | 0 | 0 | 0 | 0 | 21.4605 | 22.7407 | 23.7301 | 67.9312 | 0 | 0 | 0 | 0 | 0 | 0 | 0 | 0 | 0 | 0 | 0 | 0 | 0 | 0 | 0 | 0 | 0 | 0 | 0 | 0 | 0.7588 | 0.02983 | 0.03161 | 0.032985 | 0.094424 | 0 | 0 | 0 | 0 | 0 | 48
3323_G_2 | SERC_VACAR | South Carolina | 45 | McCormick | 65 | 3323 | 2 | J Strom Thurmond | 0 | 1953 | 9999 | Hydro | [5 empty] | Non-Fossil | G | 2030 | Hydro |  | 0 | 0 | 0 | 0 | 0 | 0 | 0 | 0 | 0 | 0 | 0 | 0 | 0 | 0 | 0 | 0 | 21.4605 | 22.7407 | 23.7301 | 67.9312 | 0 | 0 | 0 | 0 | 0 | 0 | 0 | 0 | 0 | 0 | 0 | 0 | 0 | 0 | 0 | 0 | 0 | 0 | 0 | 0 | 0.7588 | 0.02983 | 0.03161 | 0.032985 | 0.094424 | 0 | 0 | 0 | 0 | 0 | 48
3323_G_3 | SERC_VACAR | South Carolina | 45 | McCormick | 65 | 3323 | 3 | J Strom Thurmond | 0 | 1953 | 9999 | Hydro | [5 empty] | Non-Fossil | G | 2030 | Hydro |  | 0 | 0 | 0 | 0 | 0 | 0 | 0 | 0 | 0 | 0 | 0 | 0 | 0 | 0 | 0 | 0 | 21.4605 | 22.7407 | 23.7301 | 67.9312 | 0 | 0 | 0 | 0 | 0 | 0 | 0 | 0 | 0 | 0 | 0 | 0 | 0 | 0 | 0 | 0 | 0 | 0 | 0 | 0 | 0.7588 | 0.02983 | 0.03161 | 0.032985 | 0.094424 | 0 | 0 | 0 | 0 | 0 | 48
3323_G_4 | SERC_VACAR | South Carolina | 45 | McCormick | 65 | 3323 | 4 | J Strom Thurmond | 0 | 1953 | 9999 | Hydro | [5 empty] | Non-Fossil | G | 2030 | Hydro |  | 0 | 0 | 0 | 0 | 0 | 0 | 0 | 0 | 0 | 0 | 0 | 0 | 0 | 0 | 0 | 0 | 21.4605 | 22.7407 | 23.7301 | 67.9312 | 0 | 0 | 0 | 0 | 0 | 0 | 0 | 0 | 0 | 0 | 0 | 0 | 0 | 0 | 0 | 0 | 0 | 0 | 0 | 0 | 0.7588 | 0.02983 | 0.03161 | 0.032985 | 0.094424 | 0 | 0 | 0 | 0 | 0 | 48
3323_G_5 | SERC_VACAR | South Carolina | 45 | McCormick | 65 | 3323 | 5 | J Strom Thurmond | 0 | 1954 | 9999 | Hydro | [5 empty] | Non-Fossil | G | 2030 | Hydro |  | 0 | 0 | 0 | 0 | 0 | 0 | 0 | 0 | 0 | 0 | 0 | 0 | 0 | 0 | 0 | 0 | 21.4605 | 22.7407 | 23.7301 | 67.9312 | 0 | 0 | 0 | 0 | 0 | 0 | 0 | 0 | 0 | 0 | 0 | 0 | 0 | 0 | 0 | 0 | 0 | 0 | 0 | 0 | 0.7588 | 0.02983 | 0.03161 | 0.032985 | 0.094424 | 0 | 0 | 0 | 0 | 0 | 48
3323_G_6 | SERC_VACAR | South Carolina | 45 | McCormick | 65 | 3323 | 6 | J Strom Thurmond | 0 | 1954 | 9999 | Hydro | [5 empty] | Non-Fossil | G | 2030 | Hydro |  | 0 | 0 | 0 | 0 | 0 | 0 | 0 | 0 | 0 | 0 | 0 | 0 | 0 | 0 | 0 | 0 | 21.4605 | 22.7407 | 23.7301 | 67.9312 | 0 | 0 | 0 | 0 | 0 | 0 | 0 | 0 | 0 | 0 | 0 | 0 | 0 | 0 | 0 | 0 | 0 | 0 | 0 | 0 | 0.7588 | 0.02983 | 0.03161 | 0.032985 | 0.094424 | 0 | 0 | 0 | 0 | 0 | 48
3323_G_7 | SERC_VACAR | South Carolina | 45 | McCormick | 65 | 3323 | 7 | J Strom Thurmond | 0 | 1954 | 9999 | Hydro | [5 empty] | Non-Fossil | G | 2030 | Hydro |  | 0 | 0 | 0 | 0 | 0 | 0 | 0 | 0 | 0 | 0 | 0 | 0 | 0 | 0 | 0 | 0 | 21.4605 | 22.7407 | 23.7301 | 67.9312 | 0 | 0 | 0 | 0 | 0 | 0 | 0 | 0 | 0 | 0 | 0 | 0 | 0 | 0 | 0 | 0 | 0 | 0 | 0 | 0 | 0.7588 | 0.02983 | 0.03161 | 0.032985 | 0.094424 | 0 | 0 | 0 | 0 | 0 | 48
3325_G_1 | WECC_Wyoming | South Dakota | 46 | Pennington | 103 | 3325 | 1 | Ben French | 25000 | 1965 | 9999 | Combustion Turbine |  |  |  | other |  | Fossil | G | 2030 | Oil |  | 0 | 0 | 0 | 0 | 0 | 0 | 0 | 0 | 0 | 0 | 0 | 0 | 0 | 0 | 0 | 0 | 0 | 0 | 0 | 0 | 0 | 0 | 0 | 0 | 0 | 0 | 0 | 0 | 0 | 0 | 0 | 0 | 0 | 0 | 0 | 0 | 0 | 0 | 0 | 0 | 0.088006 | 0 | 0 | 0 | 0 | 0 | 0 | 0 | 0 | 0 | 2
3325_G_2 | WECC_Wyoming | South Dakota | 46 | Pennington | 103 | 3325 | 2 | Ben French | 25000 | 1965 | 9999 | Combustion Turbine | [5 empty] | Fossil | G | 2030 | Oil |  | 0 | 0 | 0 | 0 | 0 | 0 | 0 | 0 | 0 | 0 | 0 | 0 | 0 | 0 | 0 | 0 | 0 | 0 | 0 | 0 | 0 | 0 | 0 | 0 | 0 | 0 | 0 | 0 | 0 | 0 | 0 | 0 | 0 | 0 | 0 | 0 | 0 | 0 | 0 | 0 | 0.088006 | 0 | 0 | 0 | 0 | 0 | 0 | 0 | 0 | 0 | 2
3325_G_3 | WECC_Wyoming | South Dakota | 46 | Pennington | 103 | 3325 | 3 | Ben French | 25000 | 1965 | 9999 | Combustion Turbine | [5 empty] | Fossil | G | 2030 | Oil |  | 0 | 0 | 0 | 0 | 0 | 0 | 0 | 0 | 0 | 0 | 0 | 0 | 0 | 0 | 0 | 0 | 0 | 0 | 0 | 0 | 0 | 0 | 0 | 0 | 0 | 0 | 0 | 0 | 0 | 0 | 0 | 0 | 0 | 0 | 0 | 0 | 0 | 0 | 0 | 0 | 0.088006 | 0 | 0 | 0 | 0 | 0 | 0 | 0 | 0 | 0 | 2
3325_G_4 | WECC_Wyoming | South Dakota | 46 | Pennington | 103 | 3325 | 4 | Ben French | 25000 | 1965 | 9999 | Combustion Turbine | [5 empty] | Fossil | G | 2030 | Oil |  | 0 | 0 | 0 | 0 | 0 | 0 | 0 | 0 | 0 | 0 | 0 | 0 | 0 | 0 | 0 | 0 | 0 | 0 | 0 | 0 | 0 | 0 | 0 | 0 | 0 | 0 | 0 | 0 | 0 | 0 | 0 | 0 | 0 | 0 | 0 | 0 | 0 | 0 | 0 | 0 | 0.088006 | 0 | 0 | 0 | 0 | 0 | 0 | 0 | 0 | 0 | 2
3325_G_5 | WECC_Wyoming | South Dakota | 46 | Pennington | 103 | 3325 | 5 | Ben French | 25000 | 1965 | 9999 | Combustion Turbine | [5 empty] | Fossil | G | 2030 | Oil |  | 0 | 0 | 0 | 0 | 0 | 0 | 0 | 0 | 0 | 0 | 0 | 0 | 0 | 0 | 0 | 0 | 0 | 0 | 0 | 0 | 0 | 0 | 0 | 0 | 0 | 0 | 0 | 0 | 0 | 0 | 0 | 0 | 0 | 0 | 0 | 0 | 0 | 0 | 0 | 0 | 0.088006 | 0 | 0 | 0 | 0 | 0 | 0 | 0 | 0 | 0 | 2
3325_G_GT1 | WECC_Wyoming | South Dakota | 46 | Pennington | 103 | 3325 | GT1 | Ben French | 22873 | 1977 | 9999 | Combustion Turbine | [5 empty] | Fossil | G | 2030 | Oil |  | 0 | 0 | 0 | 0 | 0 | 0 | 0 | 0 | 0 | 0 | 0 | 0 | 0 | 0 | 0 | 0 | 0 | 0 | 0 | 0 | 0 | 0 | 0 | 0 | 0 | 0 | 0 | 0 | 0 | 0 | 0 | 0 | 0 | 0 | 0 | 0 | 0 | 0 | 0 | 0 | 0.74805 | 0 | 0 | 0 | 0 | 0 | 0 | 0 | 0 | 0 | 17
3325_G_GT2 | WECC_Wyoming | South Dakota | 46 | Pennington | 103 | 3325 | GT2 | Ben French | 22879 | 1977 | 9999 | Combustion Turbine | [5 empty] | Fossil | G | 2030 | Oil |  | 0 | 0 | 0 | 0 | 0 | 0 | 0 | 0 | 0 | 0 | 0 | 0 | 0 | 0 | 0 | 0 | 0 | 0 | 0 | 0 | 0 | 0 | 0 | 0 | 0 | 0 | 0 | 0 | 0 | 0 | 0 | 0 | 0 | 0 | 0 | 0 | 0 | 0 | 0 | 0 | 0.74805 | 0 | 0 | 0 | 0 | 0 | 0 | 0 | 0 | 0 | 17
3325_G_GT3 | WECC_Wyoming | South Dakota | 46 | Pennington | 103 | 3325 | GT3 | Ben French | 22879 | 1978 | 9999 | Combustion Turbine | [5 empty] | Fossil | G | 2030 | Oil |  | 0 | 0 | 0 | 0 | 0 | 0 | 0 | 0 | 0 | 0 | 0 | 0 | 0 | 0 | 0 | 0 | 0 | 0 | 0 | 0 | 0 | 0 | 0 | 0 | 0 | 0 | 0 | 0 | 0 | 0 | 0 | 0 | 0 | 0 | 0 | 0 | 0 | 0 | 0 | 0 | 0.74805 | 0 | 0 | 0 | 0 | 0 | 0 | 0 | 0 | 0 | 17
3325_G_GT4 | WECC_Wyoming | South Dakota | 46 | Pennington | 103 | 3325 | GT4 | Ben French | 22879 | 1979 | 9999 | Combustion Turbine | [5 empty] | Fossil | G | 2030 | Oil |  | 0 | 0 | 0 | 0 | 0 | 0 | 0 | 0 | 0 | 0 | 0 | 0 | 0 | 0 | 0 | 0 | 0 | 0 | 0 | 0 | 0 | 0 | 0 | 0 | 0 | 0 | 0 | 0 | 0 | 0 | 0 | 0 | 0 | 0 | 0 | 0 | 0 | 0 | 0 | 0 | 0.74805 | 0 | 0 | 0 | 0 | 0 | 0 | 0 | 0 | 0 | 17
3338_G_2 | SPP_WAUE | South Dakota | 46 | Brown | 13 | 3338 | 2 | Aberdeen CT | 12205 | 2013 | 9999 | Combustion Turbine |  |  |  | H2O |  | Fossil | G | 2030 | NaturalGas |  | 0.01084 | 0 | 0.0068217 | 0.017661 | 0 | 0 | 0 | 0 | 0 | 0 | 0 | 0 | 0 | 0 | 0 | 0 | 0.88812 | 0 | 0.55893 | 1.4471 | 0.63455 | 0 | 0.39934 | 1.0339 | 7.5877e-10 | 0 | 4.7752e-10 | 1.2363e-09 | 0.0020459 | 0 | 0.0012875 | 0.0033334 | 0 | 0 | 0 | 0 | 0 | 0 | 0 | 0 | 1.0257 | 0.0041919 | 0 | 0.0026382 | 0.0068301 | 0.029136 | 0 | 0.013127 | 0.042263 | 0 | 52
3341_G_1 | SPP_WAUE | South Dakota | 46 | Clark | 25 | 3341 | 1 | Clark (SD) | 12283 | 1970 | 9999 | Combustion Turbine | [5 empty] | Fossil | G | 2030 | Oil |  | 0 | 0 | 0 | 0 | 0 | 0 | 0 | 0 | 0 | 0 | 0 | 0 | 0 | 0 | 0 | 0 | 0 | 0 | 0 | 0 | 0 | 0 | 0 | 0 | 0 | 0 | 0 | 0 | 0 | 0 | 0 | 0 | 0 | 0 | 0 | 0 | 0 | 0 | 0 | 0 | 0.11148 | 0 | 0 | 0 | 0 | 0 | 0 | 0 | 0 | 0 | 2.6
3342_G_1 | SPP_WAUE | South Dakota | 46 | Faulk | 49 | 3342 | 1 | Faulkton | 12283 | 1969 | 9999 | Combustion Turbine | [5 empty] | Fossil | G | 2030 | Oil |  | 0 | 0 | 0 | 0 | 0 | 0 | 0 | 0 | 0 | 0 | 0 | 0 | 0 | 0 | 0 | 0 | 0 | 0 | 0 | 0 | 0 | 0 | 0 | 0 | 0 | 0 | 0 | 0 | 0 | 0 | 0 | 0 | 0 | 0 | 0 | 0 | 0 | 0 | 0 | 0 | 0.10719 | 0 | 0 | 0 | 0 | 0 | 0 | 0 | 0 | 0 | 2.5
3344_G_1 | SPP_WAUE | South Dakota | 46 | Beadle | 5 | 3344 | 1 | Huron | 15302 | 1961 | 9999 | Combustion Turbine | [5 empty] | Fossil | G | 2030 | NaturalGas |  | 0.0011642 | 0 | 0 | 0.0011642 | 0 | 0 | 0 | 0 | 0 | 0 | 0 | 0 | 0 | 0 | 0 | 0 | 0.076082 | 0 | 0 | 0.076082 | 0.068152 | 0 | 0 | 0.068152 | 8.1494e-11 | 0 | 0 | 8.1494e-11 | 0.00027585 | 0 | 0 | 0.00027585 | 0 | 0 | 0 | 0 | 0 | 0 | 0 | 0 | 0.47164 | 0.00042301 | 0 | 0 | 0.00042301 | 0.0031293 | 0 | 0 | 0.0031293 | 0 | 11
3346_G_2 | SPP_WAUE | South Dakota | 46 | Beadle | 5 | 3346 | 2 | Mobile Unit | 12283 | 1991 | 9999 | Combustion Turbine | [5 empty] | Fossil | G | 2030 | Oil |  | 0 | 0 | 0 | 0 | 0 | 0 | 0 | 0 | 0 | 0 | 0 | 0 | 0 | 0 | 0 | 0 | 0 | 0 | 0 | 0 | 0 | 0 | 0 | 0 | 0 | 0 | 0 | 0 | 0 | 0 | 0 | 0 | 0 | 0 | 0 | 0 | 0 | 0 | 0 | 0 | 4.2877e-08 | 0 | 0 | 0 | 0 | 0 | 0 | 0 | 0 | 0 | 1e-06
3346_G_3 | SPP_WAUE | South Dakota | 46 | Beadle | 5 | 3346 | 3 | Mobile Unit | 12283 | 2008 | 9999 | Combustion Turbine | [5 empty] | Fossil | G | 2030 | Oil |  | 0 | 0 | 0 | 0 | 0 | 0 | 0 | 0 | 0 | 0 | 0 | 0 | 0 | 0 | 0 | 0 | 0 | 0 | 0 | 0 | 0 | 0 | 0 | 0 | 0 | 0 | 0 | 0 | 0 | 0 | 0 | 0 | 0 | 0 | 0 | 0 | 0 | 0 | 0 | 0 | 4.2877e-08 | 0 | 0 | 0 | 0 | 0 | 0 | 0 | 0 | 0 | 1e-06
335_B_2 | WECC_LADWP | California | 6 | Orange | 59 | 335 | 2 | AES Huntington Beach LLC | 11225 | 1958 | 9999 | O/G Steam | [5 empty] | Fossil | B | 2030 | NaturalGas |  | 0 | 0 | 0 | 0 | 0 | 0 | 0 | 0 | 0 | 0 | 0 | 0 | 0 | 0 | 0 | 0 | 0 | 0 | 0 | 0 | 0 | 0 | 0 | 0 | 0 | 0 | 0 | 0 | 0 | 0 | 0 | 0 | 0 | 0 | 0 | 0 | 0 | 0 | 0 | 0 | 5.4821e-08 | 0 | 0 | 0 | 0 | 0 | 0 | 0 | 0 | 0 | 1e-06
3352_G_1A | MISO_MT, SD, ND | South Dakota | 46 | Kingsbury | 77 | 3352 | 1A | Lake Preston | 25000 | 1978 | 9999 | Combustion Turbine | [5 empty] | Fossil | G | 2030 | Oil |  | 0 | 0 | 0 | 0 | 0 | 0 | 0 | 0 | 0 | 0 | 0 | 0 | 0 | 0 | 0 | 0 | 0 | 0 | 0 | 0 | 0 | 0 | 0 | 0 | 0 | 0 | 0 | 0 | 0 | 0 | 0 | 0 | 0 | 0 | 0 | 0 | 0 | 0 | 0 | 0 | 0.85189 | 0 | 0 | 0 | 0 | 0 | 0 | 0 | 0 | 0 | 19.9
3356_G_1 | SPP_WAUE | South Dakota | 46 | Hughes | 65 | 3356 | 1 | Oahe | 0 | 1962 | 9999 | Hydro | [5 empty] | Non-Fossil | G | 2030 | Hydro |  | 0 | 0 | 0 | 0 | 0 | 0 | 0 | 0 | 0 | 0 | 0 | 0 | 0 | 0 | 0 | 0 | 79.1692 | 120.6336 | 179.6765 | 379.4794 | 0 | 0 | 0 | 0 | 0 | 0 | 0 | 0 | 0 | 0 | 0 | 0 | 0 | 0 | 0 | 0 | 0 | 0 | 0 | 0 | 1.6124 | 0.11005 | 0.16768 | 0.24975 | 0.52748 | 0 | 0 | 0 | 0 | 0 | 102
3356_G_2 | SPP_WAUE | South Dakota | 46 | Hughes | 65 | 3356 | 2 | Oahe | 0 | 1962 | 9999 | Hydro | [5 empty] | Non-Fossil | G | 2030 | Hydro |  | 0 | 0 | 0 | 0 | 0 | 0 | 0 | 0 | 0 | 0 | 0 | 0 | 0 | 0 | 0 | 0 | 79.1692 | 120.6336 | 179.6765 | 379.4794 | 0 | 0 | 0 | 0 | 0 | 0 | 0 | 0 | 0 | 0 | 0 | 0 | 0 | 0 | 0 | 0 | 0 | 0 | 0 | 0 | 1.6124 | 0.11005 | 0.16768 | 0.24975 | 0.52748 | 0 | 0 | 0 | 0 | 0 | 102
3356_G_3 | SPP_WAUE | South Dakota | 46 | Hughes | 65 | 3356 | 3 | Oahe | 0 | 1962 | 9999 | Hydro | [5 empty] | Non-Fossil | G | 2030 | Hydro |  | 0 | 0 | 0 | 0 | 0 | 0 | 0 | 0 | 0 | 0 | 0 | 0 | 0 | 0 | 0 | 0 | 79.1692 | 120.6336 | 179.6765 | 379.4794 | 0 | 0 | 0 | 0 | 0 | 0 | 0 | 0 | 0 | 0 | 0 | 0 | 0 | 0 | 0 | 0 | 0 | 0 | 0 | 0 | 1.6124 | 0.11005 | 0.16768 | 0.24975 | 0.52748 | 0 | 0 | 0 | 0 | 0 | 102
3356_G_4 | SPP_WAUE | South Dakota | 46 | Hughes | 65 | 3356 | 4 | Oahe | 0 | 1962 | 9999 | Hydro | [5 empty] | Non-Fossil | G | 2030 | Hydro |  | 0 | 0 | 0 | 0 | 0 | 0 | 0 | 0 | 0 | 0 | 0 | 0 | 0 | 0 | 0 | 0 | 79.1692 | 120.6336 | 179.6765 | 379.4794 | 0 | 0 | 0 | 0 | 0 | 0 | 0 | 0 | 0 | 0 | 0 | 0 | 0 | 0 | 0 | 0 | 0 | 0 | 0 | 0 | 1.6124 | 0.11005 | 0.16768 | 0.24975 | 0.52748 | 0 | 0 | 0 | 0 | 0 | 102
3356_G_5 | SPP_WAUE | South Dakota | 46 | Hughes | 65 | 3356 | 5 | Oahe | 0 | 1963 | 9999 | Hydro | [5 empty] | Non-Fossil | G | 2030 | Hydro |  | 0 | 0 | 0 | 0 | 0 | 0 | 0 | 0 | 0 | 0 | 0 | 0 | 0 | 0 | 0 | 0 | 79.1692 | 120.6336 | 179.6765 | 379.4794 | 0 | 0 | 0 | 0 | 0 | 0 | 0 | 0 | 0 | 0 | 0 | 0 | 0 | 0 | 0 | 0 | 0 | 0 | 0 | 0 | 1.6124 | 0.11005 | 0.16768 | 0.24975 | 0.52748 | 0 | 0 | 0 | 0 | 0 | 102
3356_G_6 | SPP_WAUE | South Dakota | 46 | Hughes | 65 | 3356 | 6 | Oahe | 0 | 1963 | 9999 | Hydro | [5 empty] | Non-Fossil | G | 2030 | Hydro |  | 0 | 0 | 0 | 0 | 0 | 0 | 0 | 0 | 0 | 0 | 0 | 0 | 0 | 0 | 0 | 0 | 79.1692 | 120.6336 | 179.6765 | 379.4794 | 0 | 0 | 0 | 0 | 0 | 0 | 0 | 0 | 0 | 0 | 0 | 0 | 0 | 0 | 0 | 0 | 0 | 0 | 0 | 0 | 1.6124 | 0.11005 | 0.16768 | 0.24975 | 0.52748 | 0 | 0 | 0 | 0 | 0 | 102
3356_G_7 | SPP_WAUE | South Dakota | 46 | Hughes | 65 | 3356 | 7 | Oahe | 0 | 1963 | 9999 | Hydro | [5 empty] | Non-Fossil | G | 2030 | Hydro |  | 0 | 0 | 0 | 0 | 0 | 0 | 0 | 0 | 0 | 0 | 0 | 0 | 0 | 0 | 0 | 0 | 79.1692 | 120.6336 | 179.6765 | 379.4794 | 0 | 0 | 0 | 0 | 0 | 0 | 0 | 0 | 0 | 0 | 0 | 0 | 0 | 0 | 0 | 0 | 0 | 0 | 0 | 0 | 1.6124 | 0.11005 | 0.16768 | 0.24975 | 0.52748 | 0 | 0 | 0 | 0 | 0 | 102
336_G_2 | WECC_Southern California Edison | California | 6 | Tulare | 107 | 336 | 2 | Kaweah 2 | 0 | 1929 | 9999 | Hydro | [5 empty] | Non-Fossil | G | 2030 | Hydro |  | 0 | 0 | 0 | 0 | 0 | 0 | 0 | 0 | 0 | 0 | 0 | 0 | 0 | 0 | 0 | 0 | 0.71966 | 1.1588 | 2.2302 | 4.1087 | 0 | 0 | 0 | 0 | 0 | 0 | 0 | 0 | 0 | 0 | 0 | 0 | 0 | 0 | 0 | 0 | 0 | 0 | 0 | 0 | 0.028455 | 0.0010003 | 0.0016107 | 0.0031 | 0.005711 | 0 | 0 | 0 | 0 | 0 | 1.8
337_G_1 | WECC_Southern California Edison | California | 6 | Tulare | 107 | 337 | 1 | Kaweah 1 | 0 | 1929 | 9999 | Hydro | [5 empty] | Non-Fossil | G | 2030 | Hydro |  | 0 | 0 | 0 | 0 | 0 | 0 | 0 | 0 | 0 | 0 | 0 | 0 | 0 | 0 | 0 | 0 | 0.91957 | 1.4806 | 2.8497 | 5.25 | 0 | 0 | 0 | 0 | 0 | 0 | 0 | 0 | 0 | 0 | 0 | 0 | 0 | 0 | 0 | 0 | 0 | 0 | 0 | 0 | 0.036359 | 0.0012782 | 0.0020581 | 0.0039611 | 0.0072974 | 0 | 0 | 0 | 0 | 0 | 2.3
3373_G_1 | SPP_WAUE | South Dakota | 46 | Charles Mix | 23 | 3373 | 1 | Fort Randall | 0 | 1954 | 9999 | Hydro | [5 empty] | Non-Fossil | G | 2030 | Hydro |  | 0 | 0 | 0 | 0 | 0 | 0 | 0 | 0 | 0 | 0 | 0 | 0 | 0 | 0 | 0 | 0 | 34.9276 | 53.2207 | 79.2691 | 167.4174 | 0 | 0 | 0 | 0 | 0 | 0 | 0 | 0 | 0 | 0 | 0 | 0 | 0 | 0 | 0 | 0 | 0 | 0 | 0 | 0 | 0.71137 | 0.048549 | 0.073977 | 0.11018 | 0.23271 | 0 | 0 | 0 | 0 | 0 | 45
3373_G_2 | SPP_WAUE | South Dakota | 46 | Charles Mix | 23 | 3373 | 2 | Fort Randall | 0 | 1954 | 9999 | Hydro | [5 empty] | Non-Fossil | G | 2030 | Hydro |  | 0 | 0 | 0 | 0 | 0 | 0 | 0 | 0 | 0 | 0 | 0 | 0 | 0 | 0 | 0 | 0 | 34.9276 | 53.2207 | 79.2691 | 167.4174 | 0 | 0 | 0 | 0 | 0 | 0 | 0 | 0 | 0 | 0 | 0 | 0 | 0 | 0 | 0 | 0 | 0 | 0 | 0 | 0 | 0.71137 | 0.048549 | 0.073977 | 0.11018 | 0.23271 | 0 | 0 | 0 | 0 | 0 | 45
3373_G_3 | SPP_WAUE | South Dakota | 46 | Charles Mix | 23 | 3373 | 3 | Fort Randall | 0 | 1954 | 9999 | Hydro | [5 empty] | Non-Fossil | G | 2030 | Hydro |  | 0 | 0 | 0 | 0 | 0 | 0 | 0 | 0 | 0 | 0 | 0 | 0 | 0 | 0 | 0 | 0 | 34.9276 | 53.2207 | 79.2691 | 167.4174 | 0 | 0 | 0 | 0 | 0 | 0 | 0 | 0 | 0 | 0 | 0 | 0 | 0 | 0 | 0 | 0 | 0 | 0 | 0 | 0 | 0.71137 | 0.048549 | 0.073977 | 0.11018 | 0.23271 | 0 | 0 | 0 | 0 | 0 | 45
3373_G_4 | SPP_WAUE | South Dakota | 46 | Charles Mix | 23 | 3373 | 4 | Fort Randall | 0 | 1954 | 9999 | Hydro | [5 empty] | Non-Fossil | G | 2030 | Hydro |  | 0 | 0 | 0 | 0 | 0 | 0 | 0 | 0 | 0 | 0 | 0 | 0 | 0 | 0 | 0 | 0 | 34.9276 | 53.2207 | 79.2691 | 167.4174 | 0 | 0 | 0 | 0 | 0 | 0 | 0 | 0 | 0 | 0 | 0 | 0 | 0 | 0 | 0 | 0 | 0 | 0 | 0 | 0 | 0.71137 | 0.048549 | 0.073977 | 0.11018 | 0.23271 | 0 | 0 | 0 | 0 | 0 | 45
3373_G_5 | SPP_WAUE | South Dakota | 46 | Charles Mix | 23 | 3373 | 5 | Fort Randall | 0 | 1955 | 9999 | Hydro | [5 empty] | Non-Fossil | G | 2030 | Hydro |  | 0 | 0 | 0 | 0 | 0 | 0 | 0 | 0 | 0 | 0 | 0 | 0 | 0 | 0 | 0 | 0 | 34.9276 | 53.2207 | 79.2691 | 167.4174 | 0 | 0 | 0 | 0 | 0 | 0 | 0 | 0 | 0 | 0 | 0 | 0 | 0 | 0 | 0 | 0 | 0 | 0 | 0 | 0 | 0.71137 | 0.048549 | 0.073977 | 0.11018 | 0.23271 | 0 | 0 | 0 | 0 | 0 | 45
3373_G_6 | SPP_WAUE | South Dakota | 46 | Charles Mix | 23 | 3373 | 6 | Fort Randall | 0 | 1955 | 9999 | Hydro | [5 empty] | Non-Fossil | G | 2030 | Hydro |  | 0 | 0 | 0 | 0 | 0 | 0 | 0 | 0 | 0 | 0 | 0 | 0 | 0 | 0 | 0 | 0 | 34.9276 | 53.2207 | 79.2691 | 167.4174 | 0 | 0 | 0 | 0 | 0 | 0 | 0 | 0 | 0 | 0 | 0 | 0 | 0 | 0 | 0 | 0 | 0 | 0 | 0 | 0 | 0.71137 | 0.048549 | 0.073977 | 0.11018 | 0.23271 | 0 | 0 | 0 | 0 | 0 | 45
3373_G_7 | SPP_WAUE | South Dakota | 46 | Charles Mix | 23 | 3373 | 7 | Fort Randall | 0 | 1955 | 9999 | Hydro | [5 empty] | Non-Fossil | G | 2030 | Hydro |  | 0 | 0 | 0 | 0 | 0 | 0 | 0 | 0 | 0 | 0 | 0 | 0 | 0 | 0 | 0 | 0 | 34.9276 | 53.2207 | 79.2691 | 167.4174 | 0 | 0 | 0 | 0 | 0 | 0 | 0 | 0 | 0 | 0 | 0 | 0 | 0 | 0 | 0 | 0 | 0 | 0 | 0 | 0 | 0.71137 | 0.048549 | 0.073977 | 0.11018 | 0.23271 | 0 | 0 | 0 | 0 | 0 | 45
3373_G_8 | SPP_WAUE | South Dakota | 46 | Charles Mix | 23 | 3373 | 8 | Fort Randall | 0 | 1956 | 9999 | Hydro | [5 empty] | Non-Fossil | G | 2030 | Hydro |  | 0 | 0 | 0 | 0 | 0 | 0 | 0 | 0 | 0 | 0 | 0 | 0 | 0 | 0 | 0 | 0 | 34.9276 | 53.2207 | 79.2691 | 167.4174 | 0 | 0 | 0 | 0 | 0 | 0 | 0 | 0 | 0 | 0 | 0 | 0 | 0 | 0 | 0 | 0 | 0 | 0 | 0 | 0 | 0.71137 | 0.048549 | 0.073977 | 0.11018 | 0.23271 | 0 | 0 | 0 | 0 | 0 | 45
3375_G_1 | SPP_WAUE | South Dakota | 46 | Buffalo | 17 | 3375 | 1 | Big Bend Dam | 0 | 1964 | 9999 | Hydro | [5 empty] | Non-Fossil | G | 2030 | Hydro |  | 0 | 0 | 0 | 0 | 0 | 0 | 0 | 0 | 0 | 0 | 0 | 0 | 0 | 0 | 0 | 0 | 50.451 | 76.8744 | 114.4997 | 241.8251 | 0 | 0 | 0 | 0 | 0 | 0 | 0 | 0 | 0 | 0 | 0 | 0 | 0 | 0 | 0 | 0 | 0 | 0 | 0 | 0 | 1.0275 | 0.070127 | 0.10686 | 0.15915 | 0.33614 | 0 | 0 | 0 | 0 | 0 | 65
3375_G_2 | SPP_WAUE | South Dakota | 46 | Buffalo | 17 | 3375 | 2 | Big Bend Dam | 0 | 1964 | 9999 | Hydro | [5 empty] | Non-Fossil | G | 2030 | Hydro |  | 0 | 0 | 0 | 0 | 0 | 0 | 0 | 0 | 0 | 0 | 0 | 0 | 0 | 0 | 0 | 0 | 50.451 | 76.8744 | 114.4997 | 241.8251 | 0 | 0 | 0 | 0 | 0 | 0 | 0 | 0 | 0 | 0 | 0 | 0 | 0 | 0 | 0 | 0 | 0 | 0 | 0 | 0 | 1.0275 | 0.070127 | 0.10686 | 0.15915 | 0.33614 | 0 | 0 | 0 | 0 | 0 | 65
3375_G_3 | SPP_WAUE | South Dakota | 46 | Buffalo | 17 | 3375 | 3 | Big Bend Dam | 0 | 1965 | 9999 | Hydro | [5 empty] | Non-Fossil | G | 2030 | Hydro |  | 0 | 0 | 0 | 0 | 0 | 0 | 0 | 0 | 0 | 0 | 0 | 0 | 0 | 0 | 0 | 0 | 50.451 | 76.8744 | 114.4997 | 241.8251 | 0 | 0 | 0 | 0 | 0 | 0 | 0 | 0 | 0 | 0 | 0 | 0 | 0 | 0 | 0 | 0 | 0 | 0 | 0 | 0 | 1.0275 | 0.070127 | 0.10686 | 0.15915 | 0.33614 | 0 | 0 | 0 | 0 | 0 | 65
3375_G_4 | SPP_WAUE | South Dakota | 46 | Buffalo | 17 | 3375 | 4 | Big Bend Dam | 0 | 1965 | 9999 | Hydro | [5 empty] | Non-Fossil | G | 2030 | Hydro |  | 0 | 0 | 0 | 0 | 0 | 0 | 0 | 0 | 0 | 0 | 0 | 0 | 0 | 0 | 0 | 0 | 50.451 | 76.8744 | 114.4997 | 241.8251 | 0 | 0 | 0 | 0 | 0 | 0 | 0 | 0 | 0 | 0 | 0 | 0 | 0 | 0 | 0 | 0 | 0 | 0 | 0 | 0 | 1.0275 | 0.070127 | 0.10686 | 0.15915 | 0.33614 | 0 | 0 | 0 | 0 | 0 | 65
3375_G_5 | SPP_WAUE | South Dakota | 46 | Buffalo | 17 | 3375 | 5 | Big Bend Dam | 0 | 1965 | 9999 | Hydro | [5 empty] | Non-Fossil | G | 2030 | Hydro |  | 0 | 0 | 0 | 0 | 0 | 0 | 0 | 0 | 0 | 0 | 0 | 0 | 0 | 0 | 0 | 0 | 50.451 | 76.8744 | 114.4997 | 241.8251 | 0 | 0 | 0 | 0 | 0 | 0 | 0 | 0 | 0 | 0 | 0 | 0 | 0 | 0 | 0 | 0 | 0 | 0 | 0 | 0 | 1.0275 | 0.070127 | 0.10686 | 0.15915 | 0.33614 | 0 | 0 | 0 | 0 | 0 | 65
3375_G_6 | SPP_WAUE | South Dakota | 46 | Buffalo | 17 | 3375 | 6 | Big Bend Dam | 0 | 1965 | 9999 | Hydro | [5 empty] | Non-Fossil | G | 2030 | Hydro |  | 0 | 0 | 0 | 0 | 0 | 0 | 0 | 0 | 0 | 0 | 0 | 0 | 0 | 0 | 0 | 0 | 50.451 | 76.8744 | 114.4997 | 241.8251 | 0 | 0 | 0 | 0 | 0 | 0 | 0 | 0 | 0 | 0 | 0 | 0 | 0 | 0 | 0 | 0 | 0 | 0 | 0 | 0 | 1.0275 | 0.070127 | 0.10686 | 0.15915 | 0.33614 | 0 | 0 | 0 | 0 | 0 | 65
3375_G_7 | SPP_WAUE | South Dakota | 46 | Buffalo | 17 | 3375 | 7 | Big Bend Dam | 0 | 1966 | 9999 | Hydro | [5 empty] | Non-Fossil | G | 2030 | Hydro |  | 0 | 0 | 0 | 0 | 0 | 0 | 0 | 0 | 0 | 0 | 0 | 0 | 0 | 0 | 0 | 0 | 50.451 | 76.8744 | 114.4997 | 241.8251 | 0 | 0 | 0 | 0 | 0 | 0 | 0 | 0 | 0 | 0 | 0 | 0 | 0 | 0 | 0 | 0 | 0 | 0 | 0 | 0 | 1.0275 | 0.070127 | 0.10686 | 0.15915 | 0.33614 | 0 | 0 | 0 | 0 | 0 | 65
3375_G_8 | SPP_WAUE | South Dakota | 46 | Buffalo | 17 | 3375 | 8 | Big Bend Dam | 0 | 1966 | 9999 | Hydro | [5 empty] | Non-Fossil | G | 2030 | Hydro |  | 0 | 0 | 0 | 0 | 0 | 0 | 0 | 0 | 0 | 0 | 0 | 0 | 0 | 0 | 0 | 0 | 50.451 | 76.8744 | 114.4997 | 241.8251 | 0 | 0 | 0 | 0 | 0 | 0 | 0 | 0 | 0 | 0 | 0 | 0 | 0 | 0 | 0 | 0 | 0 | 0 | 0 | 0 | 1.0275 | 0.070127 | 0.10686 | 0.15915 | 0.33614 | 0 | 0 | 0 | 0 | 0 | 65
338_G_1 | WECC_Southern California Edison | California | 6 | Tulare | 107 | 338 | 1 | Kaweah 3 | 0 | 1913 | 9999 | Hydro | [5 empty] | Non-Fossil | G | 2030 | Hydro |  | 0 | 0 | 0 | 0 | 0 | 0 | 0 | 0 | 0 | 0 | 0 | 0 | 0 | 0 | 0 | 0 | 0.95955 | 1.545 | 2.9736 | 5.4782 | 0 | 0 | 0 | 0 | 0 | 0 | 0 | 0 | 0 | 0 | 0 | 0 | 0 | 0 | 0 | 0 | 0 | 0 | 0 | 0 | 0.03794 | 0.0013338 | 0.0021476 | 0.0041334 | 0.0076147 | 0 | 0 | 0 | 0 | 0 | 2.4
338_G_2 | WECC_Southern California Edison | California | 6 | Tulare | 107 | 338 | 2 | Kaweah 3 | 0 | 1913 | 9999 | Hydro | [5 empty] | Non-Fossil | G | 2030 | Hydro |  | 0 | 0 | 0 | 0 | 0 | 0 | 0 | 0 | 0 | 0 | 0 | 0 | 0 | 0 | 0 | 0 | 0.8396 | 1.3519 | 2.6019 | 4.7934 | 0 | 0 | 0 | 0 | 0 | 0 | 0 | 0 | 0 | 0 | 0 | 0 | 0 | 0 | 0 | 0 | 0 | 0 | 0 | 0 | 0.033197 | 0.0011671 | 0.0018791 | 0.0036167 | 0.0066629 | 0 | 0 | 0 | 0 | 0 | 2.1
339_G_1 | WECC_Southern California Edison | California | 6 | Kern | 29 | 339 | 1 | Kern River 3 | 0 | 1921 | 9999 | Hydro | [5 empty] | Non-Fossil | G | 2030 | Hydro |  | 0 | 0 | 0 | 0 | 0 | 0 | 0 | 0 | 0 | 0 | 0 | 0 | 0 | 0 | 0 | 0 | 8.1961 | 13.1971 | 25.3999 | 46.7931 | 0 | 0 | 0 | 0 | 0 | 0 | 0 | 0 | 0 | 0 | 0 | 0 | 0 | 0 | 0 | 0 | 0 | 0 | 0 | 0 | 0.32407 | 0.011393 | 0.018344 | 0.035306 | 0.065042 | 0 | 0 | 0 | 0 | 0 | 20.5
339_G_2 | WECC_Southern California Edison | California | 6 | Kern | 29 | 339 | 2 | Kern River 3 | 0 | 1921 | 9999 | Hydro | [5 empty] | Non-Fossil | G | 2030 | Hydro |  | 0 | 0 | 0 | 0 | 0 | 0 | 0 | 0 | 0 | 0 | 0 | 0 | 0 | 0 | 0 | 0 | 7.8763 | 12.6821 | 24.4087 | 44.967 | 0 | 0 | 0 | 0 | 0 | 0 | 0 | 0 | 0 | 0 | 0 | 0 | 0 | 0 | 0 | 0 | 0 | 0 | 0 | 0 | 0.31142 | 0.010948 | 0.017628 | 0.033928 | 0.062504 | 0 | 0 | 0 | 0 | 0 | 19.7
3393_G_CTG1 | SERC_Central_TVA | Tennessee | 47 | Shelby | 157 | 3393 | CTG1 | Allen | 7050 | 2018 | 9999 | Combined Cycle |  |  | SCR |  |  | Fossil | G | 2030 | NaturalGas |  | 3.8661 | 5.2407 | 7.2469 | 16.3537 | 0 | 0 | 0 | 0 | 0 | 0 | 0 | 0 | 0 | 0 | 0 | 0 | 548.3857 | 743.3673 | 1027.9222 | 2319.6752 | 226.3226 | 306.7929 | 424.2307 | 957.3462 | 2.7063e-07 | 3.6685e-07 | 5.0728e-07 | 1.1448e-06 | 0.022593 | 0.030625 | 0.042349 | 0.095567 | 0 | 0 | 0 | 0 | 0 | 0 | 0 | 0 | 9.8523 | 1.2531 | 1.6986 | 2.3489 | 5.3006 | 10.8585 | 12.5893 | 16.7177 | 40.1655 | 0 | 311.9 | SCR
3393_G_CTG2 | SERC_Central_TVA | Tennessee | 47 | Shelby | 157 | 3393 | CTG2 | Allen | 7050 | 2018 | 9999 | Combined Cycle |  |  | SCR |  |  | Fossil | G | 2030 | NaturalGas |  | 3.8661 | 5.2407 | 7.2469 | 16.3537 | 0 | 0 | 0 | 0 | 0 | 0 | 0 | 0 | 0 | 0 | 0 | 0 | 548.3857 | 743.3673 | 1027.9222 | 2319.6752 | 226.3226 | 306.7929 | 424.2307 | 957.3462 | 2.7063e-07 | 3.6685e-07 | 5.0728e-07 | 1.1448e-06 | 0.022593 | 0.030625 | 0.042349 | 0.095567 | 0 | 0 | 0 | 0 | 0 | 0 | 0 | 0 | 9.8523 | 1.2531 | 1.6986 | 2.3489 | 5.3006 | 10.8585 | 12.5893 | 16.7177 | 40.1655 | 0 | 311.9 | SCR
3393_G_G10 | SERC_Central_TVA | Tennessee | 47 | Shelby | 157 | 3393 | G10 | Allen | 23522 | 1971 | 9999 | Combustion Turbine | [5 empty] | Fossil | G | 2030 | NaturalGas |  | 0.0055274 | 0 | 0 | 0.0055274 | 0 | 0 | 0 | 0 | 0 | 0 | 0 | 0 | 0 | 0 | 0 | 0 | 0.23499 | 0 | 0 | 0.23499 | 0.32357 | 0 | 0 | 0.32357 | 3.8692e-10 | 0 | 0 | 3.8692e-10 | 0.0011661 | 0 | 0 | 0.0011661 | 0 | 0 | 0 | 0 | 0 | 0 | 0 | 0 | 0.64644 | 0.0013065 | 0 | 0 | 0.0013065 | 0.015524 | 0 | 0 | 0.015524 | 0 | 15.1
3393_G_G11 | SERC_Central_TVA | Tennessee | 47 | Shelby | 157 | 3393 | G11 | Allen | 23522 | 1971 | 9999 | Combustion Turbine | [5 empty] | Fossil | G | 2030 | NaturalGas |  | 0.0055274 | 0 | 0 | 0.0055274 | 0 | 0 | 0 | 0 | 0 | 0 | 0 | 0 | 0 | 0 | 0 | 0 | 0.23499 | 0 | 0 | 0.23499 | 0.32357 | 0 | 0 | 0.32357 | 3.8692e-10 | 0 | 0 | 3.8692e-10 | 0.0011661 | 0 | 0 | 0.0011661 | 0 | 0 | 0 | 0 | 0 | 0 | 0 | 0 | 0.64644 | 0.0013065 | 0 | 0 | 0.0013065 | 0.015524 | 0 | 0 | 0.015524 | 0 | 15.1
3393_G_G12 | SERC_Central_TVA | Tennessee | 47 | Shelby | 157 | 3393 | G12 | Allen | 23522 | 1971 | 9999 | Combustion Turbine | [5 empty] | Fossil | G | 2030 | NaturalGas |  | 0.0055274 | 0 | 0 | 0.0055274 | 0 | 0 | 0 | 0 | 0 | 0 | 0 | 0 | 0 | 0 | 0 | 0 | 0.23499 | 0 | 0 | 0.23499 | 0.32357 | 0 | 0 | 0.32357 | 3.8692e-10 | 0 | 0 | 3.8692e-10 | 0.0011661 | 0 | 0 | 0.0011661 | 0 | 0 | 0 | 0 | 0 | 0 | 0 | 0 | 0.64644 | 0.0013065 | 0 | 0 | 0.0013065 | 0.015524 | 0 | 0 | 0.015524 | 0 | 15.1
3393_G_G13 | SERC_Central_TVA | Tennessee | 47 | Shelby | 157 | 3393 | G13 | Allen | 23522 | 1971 | 9999 | Combustion Turbine | [5 empty] | Fossil | G | 2030 | NaturalGas |  | 0.0055274 | 0 | 0 | 0.0055274 | 0 | 0 | 0 | 0 | 0 | 0 | 0 | 0 | 0 | 0 | 0 | 0 | 0.23499 | 0 | 0 | 0.23499 | 0.32357 | 0 | 0 | 0.32357 | 3.8692e-10 | 0 | 0 | 3.8692e-10 | 0.0011661 | 0 | 0 | 0.0011661 | 0 | 0 | 0 | 0 | 0 | 0 | 0 | 0 | 0.64644 | 0.0013065 | 0 | 0 | 0.0013065 | 0.015524 | 0 | 0 | 0.015524 | 0 | 15.1
3393_G_G14 | SERC_Central_TVA | Tennessee | 47 | Shelby | 157 | 3393 | G14 | Allen | 23522 | 1971 | 9999 | Combustion Turbine | [5 empty] | Fossil | G | 2030 | NaturalGas |  | 0.0055274 | 0 | 0 | 0.0055274 | 0 | 0 | 0 | 0 | 0 | 0 | 0 | 0 | 0 | 0 | 0 | 0 | 0.23499 | 0 | 0 | 0.23499 | 0.32357 | 0 | 0 | 0.32357 | 3.8692e-10 | 0 | 0 | 3.8692e-10 | 0.0011661 | 0 | 0 | 0.0011661 | 0 | 0 | 0 | 0 | 0 | 0 | 0 | 0 | 0.64644 | 0.0013065 | 0 | 0 | 0.0013065 | 0.015524 | 0 | 0 | 0.015524 | 0 | 15.1
3393_G_G15 | SERC_Central_TVA | Tennessee | 47 | Shelby | 157 | 3393 | G15 | Allen | 23522 | 1971 | 9999 | Combustion Turbine | [5 empty] | Fossil | G | 2030 | NaturalGas |  | 0.0055274 | 0 | 0 | 0.0055274 | 0 | 0 | 0 | 0 | 0 | 0 | 0 | 0 | 0 | 0 | 0 | 0 | 0.23499 | 0 | 0 | 0.23499 | 0.32357 | 0 | 0 | 0.32357 | 3.8692e-10 | 0 | 0 | 3.8692e-10 | 0.0011661 | 0 | 0 | 0.0011661 | 0 | 0 | 0 | 0 | 0 | 0 | 0 | 0 | 0.64644 | 0.0013065 | 0 | 0 | 0.0013065 | 0.015524 | 0 | 0 | 0.015524 | 0 | 15.1
3393_G_G16 | SERC_Central_TVA | Tennessee | 47 | Shelby | 157 | 3393 | G16 | Allen | 23522 | 1971 | 9999 | Combustion Turbine | [5 empty] | Fossil | G | 2030 | NaturalGas |  | 0.0055274 | 0 | 0 | 0.0055274 | 0 | 0 | 0 | 0 | 0 | 0 | 0 | 0 | 0 | 0 | 0 | 0 | 0.23499 | 0 | 0 | 0.23499 | 0.32357 | 0 | 0 | 0.32357 | 3.8692e-10 | 0 | 0 | 3.8692e-10 | 0.0011661 | 0 | 0 | 0.0011661 | 0 | 0 | 0 | 0 | 0 | 0 | 0 | 0 | 0.64644 | 0.0013065 | 0 | 0 | 0.0013065 | 0.015524 | 0 | 0 | 0.015524 | 0 | 15.1
3393_G_G17 | SERC_Central_TVA | Tennessee | 47 | Shelby | 157 | 3393 | G17 | Allen | 23521 | 1972 | 9999 | Combustion Turbine | [5 empty] | Fossil | G | 2030 | NaturalGas |  | 0.016667 | 0 | 0 | 0.016667 | 0 | 0 | 0 | 0 | 0 | 0 | 0 | 0 | 0 | 0 | 0 | 0 | 0.70861 | 0 | 0 | 0.70861 | 0.97569 | 0 | 0 | 0.97569 | 1.1667e-09 | 0 | 0 | 1.1667e-09 | 0.0029282 | 0 | 0 | 0.0029282 | 0 | 0 | 0 | 0 | 0 | 0 | 0 | 0 | 1.9864 | 0.003791 | 0 | 0 | 0.003791 | 0.046812 | 0 | 0 | 0.046812 | 0 | 46.4
3393_G_G18 | SERC_Central_TVA | Tennessee | 47 | Shelby | 157 | 3393 | G18 | Allen | 23522 | 1972 | 9999 | Combustion Turbine | [5 empty] | Fossil | G | 2030 | NaturalGas |  | 0.016668 | 0 | 0 | 0.016668 | 0 | 0 | 0 | 0 | 0 | 0 | 0 | 0 | 0 | 0 | 0 | 0 | 0.70861 | 0 | 0 | 0.70861 | 0.97573 | 0 | 0 | 0.97573 | 1.1667e-09 | 0 | 0 | 1.1667e-09 | 0.0034622 | 0 | 0 | 0.0034622 | 0 | 0 | 0 | 0 | 0 | 0 | 0 | 0 | 1.9864 | 0.003791 | 0 | 0 | 0.003791 | 0.046814 | 0 | 0 | 0.046814 | 0 | 46.4
3393_G_G19 | SERC_Central_TVA | Tennessee | 47 | Shelby | 157 | 3393 | G19 | Allen | 23522 | 1972 | 9999 | Combustion Turbine | [5 empty] | Fossil | G | 2030 | NaturalGas |  | 0.016668 | 0 | 0 | 0.016668 | 0 | 0 | 0 | 0 | 0 | 0 | 0 | 0 | 0 | 0 | 0 | 0 | 0.70861 | 0 | 0 | 0.70861 | 0.97573 | 0 | 0 | 0.97573 | 1.1667e-09 | 0 | 0 | 1.1667e-09 | 0.003063 | 0 | 0 | 0.003063 | 0 | 0 | 0 | 0 | 0 | 0 | 0 | 0 | 1.9864 | 0.003791 | 0 | 0 | 0.003791 | 0.046814 | 0 | 0 | 0.046814 | 0 | 46.4
3393_G_G20 | SERC_Central_TVA | Tennessee | 47 | Shelby | 157 | 3393 | G20 | Allen | 23522 | 1972 | 9999 | Combustion Turbine | [5 empty] | Fossil | G | 2030 | NaturalGas |  | 0.016668 | 0 | 0 | 0.016668 | 0 | 0 | 0 | 0 | 0 | 0 | 0 | 0 | 0 | 0 | 0 | 0 | 0.70861 | 0 | 0 | 0.70861 | 0.97573 | 0 | 0 | 0.97573 | 1.1667e-09 | 0 | 0 | 1.1667e-09 | 0.0032697 | 0 | 0 | 0.0032697 | 0 | 0 | 0 | 0 | 0 | 0 | 0 | 0 | 1.9864 | 0.003791 | 0 | 0 | 0.003791 | 0.046814 | 0 | 0 | 0.046814 | 0 | 46.4
3393_G_GT1 | SERC_Central_TVA | Tennessee | 47 | Shelby | 157 | 3393 | GT1 | Allen | 23522 | 1971 | 9999 | Combustion Turbine | [5 empty] | Fossil | G | 2030 | NaturalGas |  | 0.0055274 | 0 | 0 | 0.0055274 | 0 | 0 | 0 | 0 | 0 | 0 | 0 | 0 | 0 | 0 | 0 | 0 | 0.23499 | 0 | 0 | 0.23499 | 0.32357 | 0 | 0 | 0.32357 | 3.8692e-10 | 0 | 0 | 3.8692e-10 | 0.0011661 | 0 | 0 | 0.0011661 | 0 | 0 | 0 | 0 | 0 | 0 | 0 | 0 | 0.64644 | 0.0013065 | 0 | 0 | 0.0013065 | 0.015524 | 0 | 0 | 0.015524 | 0 | 15.1
3393_G_GT2 | SERC_Central_TVA | Tennessee | 47 | Shelby | 157 | 3393 | GT2 | Allen | 23522 | 1971 | 9999 | Combustion Turbine | [5 empty] | Fossil | G | 2030 | NaturalGas |  | 0.0055274 | 0 | 0 | 0.0055274 | 0 | 0 | 0 | 0 | 0 | 0 | 0 | 0 | 0 | 0 | 0 | 0 | 0.23499 | 0 | 0 | 0.23499 | 0.32357 | 0 | 0 | 0.32357 | 3.8692e-10 | 0 | 0 | 3.8692e-10 | 0.0011661 | 0 | 0 | 0.0011661 | 0 | 0 | 0 | 0 | 0 | 0 | 0 | 0 | 0.64644 | 0.0013065 | 0 | 0 | 0.0013065 | 0.015524 | 0 | 0 | 0.015524 | 0 | 15.1
3393_G_GT3 | SERC_Central_TVA | Tennessee | 47 | Shelby | 157 | 3393 | GT3 | Allen | 23522 | 1971 | 9999 | Combustion Turbine | [5 empty] | Fossil | G | 2030 | NaturalGas |  | 0.0055274 | 0 | 0 | 0.0055274 | 0 | 0 | 0 | 0 | 0 | 0 | 0 | 0 | 0 | 0 | 0 | 0 | 0.23499 | 0 | 0 | 0.23499 | 0.32357 | 0 | 0 | 0.32357 | 3.8692e-10 | 0 | 0 | 3.8692e-10 | 0.0011661 | 0 | 0 | 0.0011661 | 0 | 0 | 0 | 0 | 0 | 0 | 0 | 0 | 0.64644 | 0.0013065 | 0 | 0 | 0.0013065 | 0.015524 | 0 | 0 | 0.015524 | 0 | 15.1
3393_G_GT4 | SERC_Central_TVA | Tennessee | 47 | Shelby | 157 | 3393 | GT4 | Allen | 23522 | 1971 | 9999 | Combustion Turbine | [5 empty] | Fossil | G | 2030 | NaturalGas |  | 0.0055274 | 0 | 0 | 0.0055274 | 0 | 0 | 0 | 0 | 0 | 0 | 0 | 0 | 0 | 0 | 0 | 0 | 0.23499 | 0 | 0 | 0.23499 | 0.32357 | 0 | 0 | 0.32357 | 3.8692e-10 | 0 | 0 | 3.8692e-10 | 0.0011661 | 0 | 0 | 0.0011661 | 0 | 0 | 0 | 0 | 0 | 0 | 0 | 0 | 0.64644 | 0.0013065 | 0 | 0 | 0.0013065 | 0.015524 | 0 | 0 | 0.015524 | 0 | 15.1
3393_G_GT5 | SERC_Central_TVA | Tennessee | 47 | Shelby | 157 | 3393 | GT5 | Allen | 23522 | 1971 | 9999 | Combustion Turbine | [5 empty] | Fossil | G | 2030 | NaturalGas |  | 0.0055274 | 0 | 0 | 0.0055274 | 0 | 0 | 0 | 0 | 0 | 0 | 0 | 0 | 0 | 0 | 0 | 0 | 0.23499 | 0 | 0 | 0.23499 | 0.32357 | 0 | 0 | 0.32357 | 3.8692e-10 | 0 | 0 | 3.8692e-10 | 0.0011661 | 0 | 0 | 0.0011661 | 0 | 0 | 0 | 0 | 0 | 0 | 0 | 0 | 0.64644 | 0.0013065 | 0 | 0 | 0.0013065 | 0.015524 | 0 | 0 | 0.015524 | 0 | 15.1
3393_G_GT6 | SERC_Central_TVA | Tennessee | 47 | Shelby | 157 | 3393 | GT6 | Allen | 23522 | 1971 | 9999 | Combustion Turbine | [5 empty] | Fossil | G | 2030 | NaturalGas |  | 0.0055274 | 0 | 0 | 0.0055274 | 0 | 0 | 0 | 0 | 0 | 0 | 0 | 0 | 0 | 0 | 0 | 0 | 0.23499 | 0 | 0 | 0.23499 | 0.32357 | 0 | 0 | 0.32357 | 3.8692e-10 | 0 | 0 | 3.8692e-10 | 0.0011661 | 0 | 0 | 0.0011661 | 0 | 0 | 0 | 0 | 0 | 0 | 0 | 0 | 0.64644 | 0.0013065 | 0 | 0 | 0.0013065 | 0.015524 | 0 | 0 | 0.015524 | 0 | 15.1
3393_G_GT7 | SERC_Central_TVA | Tennessee | 47 | Shelby | 157 | 3393 | GT7 | Allen | 23522 | 1971 | 9999 | Combustion Turbine | [5 empty] | Fossil | G | 2030 | NaturalGas |  | 0.0055274 | 0 | 0 | 0.0055274 | 0 | 0 | 0 | 0 | 0 | 0 | 0 | 0 | 0 | 0 | 0 | 0 | 0.23499 | 0 | 0 | 0.23499 | 0.32357 | 0 | 0 | 0.32357 | 3.8692e-10 | 0 | 0 | 3.8692e-10 | 0.0011661 | 0 | 0 | 0.0011661 | 0 | 0 | 0 | 0 | 0 | 0 | 0 | 0 | 0.64644 | 0.0013065 | 0 | 0 | 0.0013065 | 0.015524 | 0 | 0 | 0.015524 | 0 | 15.1
3393_G_GT8 | SERC_Central_TVA | Tennessee | 47 | Shelby | 157 | 3393 | GT8 | Allen | 23522 | 1971 | 9999 | Combustion Turbine | [5 empty] | Fossil | G | 2030 | NaturalGas |  | 0.0055274 | 0 | 0 | 0.0055274 | 0 | 0 | 0 | 0 | 0 | 0 | 0 | 0 | 0 | 0 | 0 | 0 | 0.23499 | 0 | 0 | 0.23499 | 0.32357 | 0 | 0 | 0.32357 | 3.8692e-10 | 0 | 0 | 3.8692e-10 | 0.0011661 | 0 | 0 | 0.0011661 | 0 | 0 | 0 | 0 | 0 | 0 | 0 | 0 | 0.64644 | 0.0013065 | 0 | 0 | 0.0013065 | 0.015524 | 0 | 0 | 0.015524 | 0 | 15.1
3393_G_GT9 | SERC_Central_TVA | Tennessee | 47 | Shelby | 157 | 3393 | GT9 | Allen | 23522 | 1971 | 9999 | Combustion Turbine | [5 empty] | Fossil | G | 2030 | NaturalGas |  | 0.0055274 | 0 | 0 | 0.0055274 | 0 | 0 | 0 | 0 | 0 | 0 | 0 | 0 | 0 | 0 | 0 | 0 | 0.23499 | 0 | 0 | 0.23499 | 0.32357 | 0 | 0 | 0.32357 | 3.8692e-10 | 0 | 0 | 3.8692e-10 | 0.0011661 | 0 | 0 | 0.0011661 | 0 | 0 | 0 | 0 | 0 | 0 | 0 | 0 | 0.64644 | 0.0013065 | 0 | 0 | 0.0013065 | 0.015524 | 0 | 0 | 0.015524 | 0 | 15.1
3393_G_STG1 | SERC_Central_TVA | Tennessee | 47 | Shelby | 157 | 3393 | STG1 | Allen | 7050 | 2018 | 9999 | Combined Cycle |  |  | SCR |  |  | Fossil | G | 2030 | NaturalGas |  | 5.3089 | 7.1966 | 9.9514 | 22.4569 | 0 | 0 | 0 | 0 | 0 | 0 | 0 | 0 | 0 | 0 | 0 | 0 | 753.0413 | 1020.7893 | 1411.5392 | 3185.3699 | 310.7854 | 421.2869 | 582.5521 | 1314.6245 | 3.7163e-07 | 5.0376e-07 | 6.9659e-07 | 1.572e-06 | 0.031024 | 0.042055 | 0.058153 | 0.13123 | 0 | 0 | 0 | 0 | 0 | 0 | 0 | 0 | 13.5292 | 1.7207 | 2.3326 | 3.2255 | 7.2788 | 14.9109 | 17.2876 | 22.9566 | 55.1551 | 0 | 428.3 | SCR
3394_G_1 | SERC_Central_TVA | Tennessee | 47 | Polk | 139 | 3394 | 1 | Apalachia | 0 | 1943 | 9999 | Hydro | [5 empty] | Non-Fossil | G | 2030 | Hydro |  | 0 | 0 | 0 | 0 | 0 | 0 | 0 | 0 | 0 | 0 | 0 | 0 | 0 | 0 | 0 | 0 | 45.2273 | 46.3372 | 48.8923 | 140.4568 | 0 | 0 | 0 | 0 | 0 | 0 | 0 | 0 | 0 | 0 | 0 | 0 | 0 | 0 | 0 | 0 | 0 | 0 | 0 | 0 | 0.6513 | 0.062866 | 0.064409 | 0.06796 | 0.19523 | 0 | 0 | 0 | 0 | 0 | 41.2
3394_G_2 | SERC_Central_TVA | Tennessee | 47 | Polk | 139 | 3394 | 2 | Apalachia | 0 | 1943 | 9999 | Hydro | [5 empty] | Non-Fossil | G | 2030 | Hydro |  | 0 | 0 | 0 | 0 | 0 | 0 | 0 | 0 | 0 | 0 | 0 | 0 | 0 | 0 | 0 | 0 | 45.2273 | 46.3372 | 48.8923 | 140.4568 | 0 | 0 | 0 | 0 | 0 | 0 | 0 | 0 | 0 | 0 | 0 | 0 | 0 | 0 | 0 | 0 | 0 | 0 | 0 | 0 | 0.6513 | 0.062866 | 0.064409 | 0.06796 | 0.19523 | 0 | 0 | 0 | 0 | 0 | 41.2
3395_G_1 | SERC_Central_TVA | Tennessee | 47 | Sullivan | 163 | 3395 | 1 | Boone Dam | 0 | 1953 | 9999 | Hydro | [5 empty] | Non-Fossil | G | 2030 | Hydro |  | 0 | 0 | 0 | 0 | 0 | 0 | 0 | 0 | 0 | 0 | 0 | 0 | 0 | 0 | 0 | 0 | 42.5019 | 45.2855 | 50.1945 | 137.9819 | 0 | 0 | 0 | 0 | 0 | 0 | 0 | 0 | 0 | 0 | 0 | 0 | 0 | 0 | 0 | 0 | 0 | 0 | 0 | 0 | 0.59755 | 0.059078 | 0.062947 | 0.06977 | 0.19179 | 0 | 0 | 0 | 0 | 0 | 37.8
3395_G_2 | SERC_Central_TVA | Tennessee | 47 | Sullivan | 163 | 3395 | 2 | Boone Dam | 0 | 1953 | 9999 | Hydro | [5 empty] | Non-Fossil | G | 2030 | Hydro |  | 0 | 0 | 0 | 0 | 0 | 0 | 0 | 0 | 0 | 0 | 0 | 0 | 0 | 0 | 0 | 0 | 42.5019 | 45.2855 | 50.1945 | 137.9819 | 0 | 0 | 0 | 0 | 0 | 0 | 0 | 0 | 0 | 0 | 0 | 0 | 0 | 0 | 0 | 0 | 0 | 0 | 0 | 0 | 0.59755 | 0.059078 | 0.062947 | 0.06977 | 0.19179 | 0 | 0 | 0 | 0 | 0 | 37.8
3395_G_3 | SERC_Central_TVA | Tennessee | 47 | Sullivan | 163 | 3395 | 3 | Boone Dam | 0 | 1953 | 9999 | Hydro | [5 empty] | Non-Fossil | G | 2030 | Hydro |  | 0 | 0 | 0 | 0 | 0 | 0 | 0 | 0 | 0 | 0 | 0 | 0 | 0 | 0 | 0 | 0 | 42.5019 | 45.2855 | 50.1945 | 137.9819 | 0 | 0 | 0 | 0 | 0 | 0 | 0 | 0 | 0 | 0 | 0 | 0 | 0 | 0 | 0 | 0 | 0 | 0 | 0 | 0 | 0.59755 | 0.059078 | 0.062947 | 0.06977 | 0.19179 | 0 | 0 | 0 | 0 | 0 | 37.8
3397_G_1 | SERC_Central_TVA | Tennessee | 47 | Jefferson | 89 | 3397 | 1 | Cherokee Dam | 0 | 1942 | 9999 | Hydro | [5 empty] | Non-Fossil | G | 2030 | Hydro |  | 0 | 0 | 0 | 0 | 0 | 0 | 0 | 0 | 0 | 0 | 0 | 0 | 0 | 0 | 0 | 0 | 41.6024 | 44.3271 | 49.1322 | 135.0617 | 0 | 0 | 0 | 0 | 0 | 0 | 0 | 0 | 0 | 0 | 0 | 0 | 0 | 0 | 0 | 0 | 0 | 0 | 0 | 0 | 0.5849 | 0.057827 | 0.061615 | 0.068294 | 0.18774 | 0 | 0 | 0 | 0 | 0 | 37
3397_G_2 | SERC_Central_TVA | Tennessee | 47 | Jefferson | 89 | 3397 | 2 | Cherokee Dam | 0 | 1953 | 9999 | Hydro | [5 empty] | Non-Fossil | G | 2030 | Hydro |  | 0 | 0 | 0 | 0 | 0 | 0 | 0 | 0 | 0 | 0 | 0 | 0 | 0 | 0 | 0 | 0 | 44.7507 | 47.6816 | 52.8503 | 145.2826 | 0 | 0 | 0 | 0 | 0 | 0 | 0 | 0 | 0 | 0 | 0 | 0 | 0 | 0 | 0 | 0 | 0 | 0 | 0 | 0 | 0.62917 | 0.062204 | 0.066277 | 0.073462 | 0.20194 | 0 | 0 | 0 | 0 | 0 | 39.8
3397_G_3 | SERC_Central_TVA | Tennessee | 47 | Jefferson | 89 | 3397 | 3 | Cherokee Dam | 0 | 1942 | 9999 | Hydro | [5 empty] | Non-Fossil | G | 2030 | Hydro |  | 0 | 0 | 0 | 0 | 0 | 0 | 0 | 0 | 0 | 0 | 0 | 0 | 0 | 0 | 0 | 0 | 44.7507 | 47.6816 | 52.8503 | 145.2826 | 0 | 0 | 0 | 0 | 0 | 0 | 0 | 0 | 0 | 0 | 0 | 0 | 0 | 0 | 0 | 0 | 0 | 0 | 0 | 0 | 0.62917 | 0.062204 | 0.066277 | 0.073462 | 0.20194 | 0 | 0 | 0 | 0 | 0 | 39.8
3397_G_4 | SERC_Central_TVA | Tennessee | 47 | Jefferson | 89 | 3397 | 4 | Cherokee Dam | 0 | 1953 | 9999 | Hydro | [5 empty] | Non-Fossil | G | 2030 | Hydro |  | 0 | 0 | 0 | 0 | 0 | 0 | 0 | 0 | 0 | 0 | 0 | 0 | 0 | 0 | 0 | 0 | 28.1098 | 29.9507 | 33.1974 | 91.2579 | 0 | 0 | 0 | 0 | 0 | 0 | 0 | 0 | 0 | 0 | 0 | 0 | 0 | 0 | 0 | 0 | 0 | 0 | 0 | 0 | 0.39521 | 0.039073 | 0.041632 | 0.046144 | 0.12685 | 0 | 0 | 0 | 0 | 0 | 25
3398_G_1 | SERC_Central_TVA | Tennessee | 47 | Hamilton | 65 | 3398 | 1 | Chickamauga | 0 | 1940 | 9999 | Hydro | [5 empty] | Non-Fossil | G | 2030 | Hydro |  | 0 | 0 | 0 | 0 | 0 | 0 | 0 | 0 | 0 | 0 | 0 | 0 | 0 | 0 | 0 | 0 | 39.8034 | 42.4102 | 47.0075 | 129.2212 | 0 | 0 | 0 | 0 | 0 | 0 | 0 | 0 | 0 | 0 | 0 | 0 | 0 | 0 | 0 | 0 | 0 | 0 | 0 | 0 | 0.55961 | 0.055327 | 0.05895 | 0.06534 | 0.17962 | 0 | 0 | 0 | 0 | 0 | 35.4
3398_G_2 | SERC_Central_TVA | Tennessee | 47 | Hamilton | 65 | 3398 | 2 | Chickamauga | 0 | 1940 | 9999 | Hydro | [5 empty] | Non-Fossil | G | 2030 | Hydro |  | 0 | 0 | 0 | 0 | 0 | 0 | 0 | 0 | 0 | 0 | 0 | 0 | 0 | 0 | 0 | 0 | 39.8034 | 42.4102 | 47.0075 | 129.2212 | 0 | 0 | 0 | 0 | 0 | 0 | 0 | 0 | 0 | 0 | 0 | 0 | 0 | 0 | 0 | 0 | 0 | 0 | 0 | 0 | 0.55961 | 0.055327 | 0.05895 | 0.06534 | 0.17962 | 0 | 0 | 0 | 0 | 0 | 35.4
3398_G_3 | SERC_Central_TVA | Tennessee | 47 | Hamilton | 65 | 3398 | 3 | Chickamauga | 0 | 1940 | 9999 | Hydro | [5 empty] | Non-Fossil | G | 2030 | Hydro |  | 0 | 0 | 0 | 0 | 0 | 0 | 0 | 0 | 0 | 0 | 0 | 0 | 0 | 0 | 0 | 0 | 39.8034 | 42.4102 | 47.0075 | 129.2212 | 0 | 0 | 0 | 0 | 0 | 0 | 0 | 0 | 0 | 0 | 0 | 0 | 0 | 0 | 0 | 0 | 0 | 0 | 0 | 0 | 0.55961 | 0.055327 | 0.05895 | 0.06534 | 0.17962 | 0 | 0 | 0 | 0 | 0 | 35.4
3398_G_4 | SERC_Central_TVA | Tennessee | 47 | Hamilton | 65 | 3398 | 4 | Chickamauga | 0 | 1952 | 9999 | Hydro | [5 empty] | Non-Fossil | G | 2030 | Hydro |  | 0 | 0 | 0 | 0 | 0 | 0 | 0 | 0 | 0 | 0 | 0 | 0 | 0 | 0 | 0 | 0 | 39.8034 | 42.4102 | 47.0075 | 129.2212 | 0 | 0 | 0 | 0 | 0 | 0 | 0 | 0 | 0 | 0 | 0 | 0 | 0 | 0 | 0 | 0 | 0 | 0 | 0 | 0 | 0.55961 | 0.055327 | 0.05895 | 0.06534 | 0.17962 | 0 | 0 | 0 | 0 | 0 | 35.4
3399_B_1 | SERC_Central_TVA | Tennessee | 47 | Stewart | 161 | 3399 | 1 | Cumberland (TN) | 10158 | 1973 | 9999 | Coal Steam | cell | dry | ESPC + Wet Scrubber + SCR + DSI | LNB + LNCB | Wet Scrubber | Fossil | B | 2030 |  | Coal Retirement | 0 | 0 | 0 | 0 | 0 | 0 | 0 | 0 | 0 | 0 | 0 | 0 | 0 | 0 | 0 | 0 | 0 | 0 | 0 | 0 | 0 | 0 | 0 | 0 | 0 | 0 | 0 | 0 | 0 | 0 | 0 | 0 | 0 | 0 | 0 | 0 | 0 | 0 | 0 | 0 | 0 | 0 | 0 | 0 | 0 | 0 | 0 | 0 | 0 | 0 | 1239 | Scrubber / SCR / DSI | Wet Scrubber
3399_B_2 | SERC_Central_TVA | Tennessee | 47 | Stewart | 161 | 3399 | 2 | Cumberland (TN) | 10094 | 1973 | 9999 | Coal Steam | cell | dry | ESPC + Wet Scrubber + SCR + DSI | LNB + LNCB | Wet Scrubber | Fossil | B | 2030 |  | Coal Retirement | 0 | 0 | 0 | 0 | 0 | 0 | 0 | 0 | 0 | 0 | 0 | 0 | 0 | 0 | 0 | 0 | 0 | 0 | 0 | 0 | 0 | 0 | 0 | 0 | 0 | 0 | 0 | 0 | 0 | 0 | 0 | 0 | 0 | 0 | 0 | 0 | 0 | 0 | 0 | 0 | 0 | 0 | 0 | 0 | 0 | 0 | 0 | 0 | 0 | 0 | 1e-06 | Scrubber / SCR / DSI | Wet Scrubber
34_G_1P | WECC_Northern California (not including BANC) | California | 6 | Placer | 61 | 34 | 1P | Rollins | 0 | 1980 | 9999 | Hydro | [5 empty] | Non-Fossil | G | 2030 | Hydro |  | 0 | 0 | 0 | 0 | 0 | 0 | 0 | 0 | 0 | 0 | 0 | 0 | 0 | 0 | 0 | 0 | 5.9874 | 9.5483 | 18.0939 | 33.6297 | 0 | 0 | 0 | 0 | 0 | 0 | 0 | 0 | 0 | 0 | 0 | 0 | 0 | 0 | 0 | 0 | 0 | 0 | 0 | 0 | 0.19128 | 0.0083225 | 0.013272 | 0.025151 | 0.046745 | 0 | 0 | 0 | 0 | 0 | 12.1
340_G_1 | WECC_Southern California Edison | California | 6 | Kern | 29 | 340 | 1 | Kern River 1 | 0 | 1907 | 9999 | Hydro | [5 empty] | Non-Fossil | G | 2030 | Hydro |  | 0 | 0 | 0 | 0 | 0 | 0 | 0 | 0 | 0 | 0 | 0 | 0 | 0 | 0 | 0 | 0 | 2.6388 | 4.2488 | 8.1775 | 15.0651 | 0 | 0 | 0 | 0 | 0 | 0 | 0 | 0 | 0 | 0 | 0 | 0 | 0 | 0 | 0 | 0 | 0 | 0 | 0 | 0 | 0.10433 | 0.0036679 | 0.0059058 | 0.011367 | 0.02094 | 0 | 0 | 0 | 0 | 0 | 6.6
340_G_2 | WECC_Southern California Edison | California | 6 | Kern | 29 | 340 | 2 | Kern River 1 | 0 | 1907 | 9999 | Hydro | [5 empty] | Non-Fossil | G | 2030 | Hydro |  | 0 | 0 | 0 | 0 | 0 | 0 | 0 | 0 | 0 | 0 | 0 | 0 | 0 | 0 | 0 | 0 | 2.6388 | 4.2488 | 8.1775 | 15.0651 | 0 | 0 | 0 | 0 | 0 | 0 | 0 | 0 | 0 | 0 | 0 | 0 | 0 | 0 | 0 | 0 | 0 | 0 | 0 | 0 | 0.10433 | 0.0036679 | 0.0059058 | 0.011367 | 0.02094 | 0 | 0 | 0 | 0 | 0 | 6.6
340_G_3 | WECC_Southern California Edison | California | 6 | Kern | 29 | 340 | 3 | Kern River 1 | 0 | 1907 | 9999 | Hydro | [5 empty] | Non-Fossil | G | 2030 | Hydro |  | 0 | 0 | 0 | 0 | 0 | 0 | 0 | 0 | 0 | 0 | 0 | 0 | 0 | 0 | 0 | 0 | 2.6388 | 4.2488 | 8.1775 | 15.0651 | 0 | 0 | 0 | 0 | 0 | 0 | 0 | 0 | 0 | 0 | 0 | 0 | 0 | 0 | 0 | 0 | 0 | 0 | 0 | 0 | 0.10433 | 0.0036679 | 0.0059058 | 0.011367 | 0.02094 | 0 | 0 | 0 | 0 | 0 | 6.6
340_G_4 | WECC_Southern California Edison | California | 6 | Kern | 29 | 340 | 4 | Kern River 1 | 0 | 1907 | 9999 | Hydro | [5 empty] | Non-Fossil | G | 2030 | Hydro |  | 0 | 0 | 0 | 0 | 0 | 0 | 0 | 0 | 0 | 0 | 0 | 0 | 0 | 0 | 0 | 0 | 2.6388 | 4.2488 | 8.1775 | 15.0651 | 0 | 0 | 0 | 0 | 0 | 0 | 0 | 0 | 0 | 0 | 0 | 0 | 0 | 0 | 0 | 0 | 0 | 0 | 0 | 0 | 0.10433 | 0.0036679 | 0.0059058 | 0.011367 | 0.02094 | 0 | 0 | 0 | 0 | 0 | 6.6
3400_G_1 | SERC_Central_TVA | Tennessee | 47 | Sevier | 155 | 3400 | 1 | Douglas Dam | 0 | 1944 | 9999 | Hydro | [5 empty] | Non-Fossil | G | 2030 | Hydro |  | 0 | 0 | 0 | 0 | 0 | 0 | 0 | 0 | 0 | 0 | 0 | 0 | 0 | 0 | 0 | 0 | 49.698 | 52.9529 | 58.693 | 161.344 | 0 | 0 | 0 | 0 | 0 | 0 | 0 | 0 | 0 | 0 | 0 | 0 | 0 | 0 | 0 | 0 | 0 | 0 | 0 | 0 | 0.69872 | 0.06908 | 0.073605 | 0.081583 | 0.22427 | 0 | 0 | 0 | 0 | 0 | 44.2
3400_G_2 | SERC_Central_TVA | Tennessee | 47 | Sevier | 155 | 3400 | 2 | Douglas Dam | 0 | 1949 | 9999 | Hydro | [5 empty] | Non-Fossil | G | 2030 | Hydro |  | 0 | 0 | 0 | 0 | 0 | 0 | 0 | 0 | 0 | 0 | 0 | 0 | 0 | 0 | 0 | 0 | 50.2602 | 53.5519 | 59.357 | 163.1691 | 0 | 0 | 0 | 0 | 0 | 0 | 0 | 0 | 0 | 0 | 0 | 0 | 0 | 0 | 0 | 0 | 0 | 0 | 0 | 0 | 0.70663 | 0.069862 | 0.074437 | 0.082506 | 0.22681 | 0 | 0 | 0 | 0 | 0 | 44.7
3400_G_3 | SERC_Central_TVA | Tennessee | 47 | Sevier | 155 | 3400 | 3 | Douglas Dam | 0 | 1943 | 9999 | Hydro | [5 empty] | Non-Fossil | G | 2030 | Hydro |  | 0 | 0 | 0 | 0 | 0 | 0 | 0 | 0 | 0 | 0 | 0 | 0 | 0 | 0 | 0 | 0 | 50.0354 | 53.3123 | 59.0914 | 162.4391 | 0 | 0 | 0 | 0 | 0 | 0 | 0 | 0 | 0 | 0 | 0 | 0 | 0 | 0 | 0 | 0 | 0 | 0 | 0 | 0 | 0.70347 | 0.069549 | 0.074104 | 0.082137 | 0.22579 | 0 | 0 | 0 | 0 | 0 | 44.5
3400_G_4 | SERC_Central_TVA | Tennessee | 47 | Sevier | 155 | 3400 | 4 | Douglas Dam | 0 | 1954 | 9999 | Hydro | [5 empty] | Non-Fossil | G | 2030 | Hydro |  | 0 | 0 | 0 | 0 | 0 | 0 | 0 | 0 | 0 | 0 | 0 | 0 | 0 | 0 | 0 | 0 | 50.0354 | 53.3123 | 59.0914 | 162.4391 | 0 | 0 | 0 | 0 | 0 | 0 | 0 | 0 | 0 | 0 | 0 | 0 | 0 | 0 | 0 | 0 | 0 | 0 | 0 | 0 | 0.70347 | 0.069549 | 0.074104 | 0.082137 | 0.22579 | 0 | 0 | 0 | 0 | 0 | 44.5
3401_G_1 | SERC_Central_TVA | Tennessee | 47 | Sullivan | 163 | 3401 | 1 | Fort Patrick Henry | 0 | 1954 | 9999 | Hydro | [5 empty] | Non-Fossil | G | 2030 | Hydro |  | 0 | 0 | 0 | 0 | 0 | 0 | 0 | 0 | 0 | 0 | 0 | 0 | 0 | 0 | 0 | 0 | 22.3941 | 22.9437 | 24.2088 | 69.5466 | 0 | 0 | 0 | 0 | 0 | 0 | 0 | 0 | 0 | 0 | 0 | 0 | 0 | 0 | 0 | 0 | 0 | 0 | 0 | 0 | 0.32249 | 0.031128 | 0.031892 | 0.03365 | 0.09667 | 0 | 0 | 0 | 0 | 0 | 20.4
3401_G_2 | SERC_Central_TVA | Tennessee | 47 | Sullivan | 163 | 3401 | 2 | Fort Patrick Henry | 0 | 1953 | 9999 | Hydro | [5 empty] | Non-Fossil | G | 2030 | Hydro |  | 0 | 0 | 0 | 0 | 0 | 0 | 0 | 0 | 0 | 0 | 0 | 0 | 0 | 0 | 0 | 0 | 22.2843 | 22.8312 | 24.0901 | 69.2057 | 0 | 0 | 0 | 0 | 0 | 0 | 0 | 0 | 0 | 0 | 0 | 0 | 0 | 0 | 0 | 0 | 0 | 0 | 0 | 0 | 0.32091 | 0.030975 | 0.031735 | 0.033485 | 0.096196 | 0 | 0 | 0 | 0 | 0 | 20.3
3402_G_1 | SERC_Central_TVA | Tennessee | 47 | Loudon | 105 | 3402 | 1 | Fort Loudoun | 0 | 1944 | 9999 | Hydro | [5 empty] | Non-Fossil | G | 2030 | Hydro |  | 0 | 0 | 0 | 0 | 0 | 0 | 0 | 0 | 0 | 0 | 0 | 0 | 0 | 0 | 0 | 0 | 44.8632 | 47.8014 | 52.9831 | 145.6476 | 0 | 0 | 0 | 0 | 0 | 0 | 0 | 0 | 0 | 0 | 0 | 0 | 0 | 0 | 0 | 0 | 0 | 0 | 0 | 0 | 0.63075 | 0.06236 | 0.066444 | 0.073646 | 0.20245 | 0 | 0 | 0 | 0 | 0 | 39.9
3402_G_2 | SERC_Central_TVA | Tennessee | 47 | Loudon | 105 | 3402 | 2 | Fort Loudoun | 0 | 1943 | 9999 | Hydro | [5 empty] | Non-Fossil | G | 2030 | Hydro |  | 0 | 0 | 0 | 0 | 0 | 0 | 0 | 0 | 0 | 0 | 0 | 0 | 0 | 0 | 0 | 0 | 42.3895 | 45.1657 | 50.0617 | 137.6169 | 0 | 0 | 0 | 0 | 0 | 0 | 0 | 0 | 0 | 0 | 0 | 0 | 0 | 0 | 0 | 0 | 0 | 0 | 0 | 0 | 0.59597 | 0.058921 | 0.06278 | 0.069586 | 0.19129 | 0 | 0 | 0 | 0 | 0 | 37.7
3402_G_3 | SERC_Central_TVA | Tennessee | 47 | Loudon | 105 | 3402 | 3 | Fort Loudoun | 0 | 1948 | 9999 | Hydro | [5 empty] | Non-Fossil | G | 2030 | Hydro |  | 0 | 0 | 0 | 0 | 0 | 0 | 0 | 0 | 0 | 0 | 0 | 0 | 0 | 0 | 0 | 0 | 50.9349 | 54.2707 | 60.1537 | 165.3593 | 0 | 0 | 0 | 0 | 0 | 0 | 0 | 0 | 0 | 0 | 0 | 0 | 0 | 0 | 0 | 0 | 0 | 0 | 0 | 0 | 0.71611 | 0.070799 | 0.075436 | 0.083614 | 0.22985 | 0 | 0 | 0 | 0 | 0 | 45.3
3402_G_4 | SERC_Central_TVA | Tennessee | 47 | Loudon | 105 | 3402 | 4 | Fort Loudoun | 0 | 1949 | 9999 | Hydro | [5 empty] | Non-Fossil | G | 2030 | Hydro |  | 0 | 0 | 0 | 0 | 0 | 0 | 0 | 0 | 0 | 0 | 0 | 0 | 0 | 0 | 0 | 0 | 50.9349 | 54.2707 | 60.1537 | 165.3593 | 0 | 0 | 0 | 0 | 0 | 0 | 0 | 0 | 0 | 0 | 0 | 0 | 0 | 0 | 0 | 0 | 0 | 0 | 0 | 0 | 0.71611 | 0.070799 | 0.075436 | 0.083614 | 0.22985 | 0 | 0 | 0 | 0 | 0 | 45.3
3403_B_1 | SERC_Central_TVA | Tennessee | 47 | Sumner | 165 | 3403 | 1 | Gallatin (TN) | 10662 | 1956 | 9999 | Coal Steam | tangential | dry | ESPC + Baghouse + Dry Scrubber + SCR + Mercury Control | LNC2 | Dry Scrubber | Fossil | B | 2030 | Coal |  | 0 | 0 | 2.1847 | 2.1847 | 0 | 0 | 0.43694 | 0.43694 | 0 | 0 | 1.7478 | 1.7478 | 0 | 0 | 0 | 0 | 0 | 0 | 197.1 | 197.1 | 0 | 0 | 232.4201 | 232.4201 | 0 | 0 | 0.0006767 | 0.0006767 | 0 | 0 | 0.062985 | 0.062985 | 0 | 0 | 0.062063 | 0.062063 | 0 | 0 | 0.0010538 | 0.0010538 | 18.4828 | 0 | 0 | 1.1905 | 1.1905 | 0 | 0 | 4.7153 | 4.7153 | 0 | 225 | scrubber / SCR / Mercury Control | Dry Scrubber
3403_B_2 | SERC_Central_TVA | Tennessee | 47 | Sumner | 165 | 3403 | 2 | Gallatin (TN) | 10633 | 1957 | 9999 | Coal Steam | tangential | dry | ESPC + Baghouse + Dry Scrubber + SCR + Mercury Control | LNC2 | Dry Scrubber | Fossil | B | 2030 | Coal |  | 0 | 0 | 2.1788 | 2.1788 | 0 | 0 | 0.43575 | 0.43575 | 0 | 0 | 1.743 | 1.743 | 0 | 0 | 0 | 0 | 0 | 0 | 197.1 | 197.1 | 0 | 0 | 231.7879 | 231.7879 | 0 | 0 | 0.00067486 | 0.00067486 | 0 | 0 | 0.066616 | 0.066616 | 0 | 0 | 0.061895 | 0.061895 | 0 | 0 | 0.0010509 | 0.0010509 | 18.4828 | 0 | 0 | 1.1905 | 1.1905 | 0 | 0 | 4.7025 | 4.7025 | 0 | 225 | scrubber / SCR / Mercury Control | Dry Scrubber
3403_B_3 | SERC_Central_TVA | Tennessee | 47 | Sumner | 165 | 3403 | 3 | Gallatin (TN) | 10669 | 1959 | 9999 | Coal Steam | tangential | dry | ESPC + Baghouse + Dry Scrubber + SCR + Mercury Control | LNC2 | Dry Scrubber | Fossil | B | 2030 | Coal |  | 0 | 0 | 2.5554 | 2.5554 | 0 | 0 | 0.51107 | 0.51107 | 0 | 0 | 2.0443 | 2.0443 | 0 | 0 | 0 | 0 | 0 | 0 | 230.388 | 230.388 | 0 | 0 | 271.8516 | 271.8516 | 0 | 0 | 0.0007915 | 0.0007915 | 0 | 0 | 0.072521 | 0.072521 | 0 | 0 | 0.072593 | 0.072593 | 0 | 0 | 0.0012325 | 0.0012325 | 21.6043 | 0 | 0 | 1.3916 | 1.3916 | 0 | 0 | 5.5153 | 5.5153 | 0 | 263 | scrubber / SCR / Mercury Control | Dry Scrubber
3403_B_4 | SERC_Central_TVA | Tennessee | 47 | Sumner | 165 | 3403 | 4 | Gallatin (TN) | 10657 | 1959 | 9999 | Coal Steam | tangential | dry | ESPC + Baghouse + Dry Scrubber + SCR + Mercury Control | LNC2 | Dry Scrubber | Fossil | B | 2030 | Coal |  | 0 | 0 | 2.5525 | 2.5525 | 0 | 0 | 0.5105 | 0.5105 | 0 | 0 | 2.042 | 2.042 | 0 | 0 | 0 | 0 | 0 | 0 | 230.388 | 230.388 | 0 | 0 | 271.5458 | 271.5458 | 0 | 0 | 0.00079061 | 0.00079061 | 0 | 0 | 0.056601 | 0.056601 | 0 | 0 | 0.072511 | 0.072511 | 0 | 0 | 0.0012311 | 0.0012311 | 21.6043 | 0 | 0 | 1.3916 | 1.3916 | 0 | 0 | 5.5091 | 5.5091 | 0 | 263 | scrubber / SCR / Mercury Control | Dry Scrubber
3403_G_GT1 | SERC_Central_TVA | Tennessee | 47 | Sumner | 165 | 3403 | GT1 | Gallatin (TN) | 12635 | 1975 | 9999 | Combustion Turbine | [5 empty] | Fossil | G | 2030 | NaturalGas |  | 0.03163 | 0 | 0 | 0.03163 | 0 | 0 | 0 | 0 | 0 | 0 | 0 | 0 | 0 | 0 | 0 | 0 | 2.5034 | 0 | 0 | 2.5034 | 1.8516 | 0 | 0 | 1.8516 | 2.2141e-09 | 0 | 0 | 2.2141e-09 | 0.0064012 | 0 | 0 | 0.0064012 | 0 | 0 | 0 | 0 | 0 | 0 | 0 | 0 | 3.061 | 0.016322 | 0 | 0 | 0.016322 | 0.088839 | 0 | 0 | 0.088839 | 0 | 71.5
3403_G_GT2 | SERC_Central_TVA | Tennessee | 47 | Sumner | 165 | 3403 | GT2 | Gallatin (TN) | 12635 | 1975 | 9999 | Combustion Turbine | [5 empty] | Fossil | G | 2030 | NaturalGas |  | 0.03163 | 0 | 0 | 0.03163 | 0 | 0 | 0 | 0 | 0 | 0 | 0 | 0 | 0 | 0 | 0 | 0 | 2.5034 | 0 | 0 | 2.5034 | 1.8516 | 0 | 0 | 1.8516 | 2.2141e-09 | 0 | 0 | 2.2141e-09 | 0.0061513 | 0 | 0 | 0.0061513 | 0 | 0 | 0 | 0 | 0 | 0 | 0 | 0 | 3.061 | 0.016322 | 0 | 0 | 0.016322 | 0.088839 | 0 | 0 | 0.088839 | 0 | 71.5
3403_G_GT3 | SERC_Central_TVA | Tennessee | 47 | Sumner | 165 | 3403 | GT3 | Gallatin (TN) | 12635 | 1975 | 9999 | Combustion Turbine | [5 empty] | Fossil | G | 2030 | NaturalGas |  | 0.03163 | 0 | 0 | 0.03163 | 0 | 0 | 0 | 0 | 0 | 0 | 0 | 0 | 0 | 0 | 0 | 0 | 2.5034 | 0 | 0 | 2.5034 | 1.8516 | 0 | 0 | 1.8516 | 2.2141e-09 | 0 | 0 | 2.2141e-09 | 0.0082714 | 0 | 0 | 0.0082714 | 0 | 0 | 0 | 0 | 0 | 0 | 0 | 0 | 3.061 | 0.016322 | 0 | 0 | 0.016322 | 0.088839 | 0 | 0 | 0.088839 | 0 | 71.5
3403_G_GT4 | SERC_Central_TVA | Tennessee | 47 | Sumner | 165 | 3403 | GT4 | Gallatin (TN) | 12635 | 1975 | 9999 | Combustion Turbine | [5 empty] | Fossil | G | 2030 | NaturalGas |  | 0.03163 | 0 | 0 | 0.03163 | 0 | 0 | 0 | 0 | 0 | 0 | 0 | 0 | 0 | 0 | 0 | 0 | 2.5034 | 0 | 0 | 2.5034 | 1.8516 | 0 | 0 | 1.8516 | 2.2141e-09 | 0 | 0 | 2.2141e-09 | 0.0061518 | 0 | 0 | 0.0061518 | 0 | 0 | 0 | 0 | 0 | 0 | 0 | 0 | 3.061 | 0.016322 | 0 | 0 | 0.016322 | 0.088839 | 0 | 0 | 0.088839 | 0 | 71.5
3403_G_GT5 | SERC_Central_TVA | Tennessee | 47 | Sumner | 165 | 3403 | GT5 | Gallatin (TN) | 12635 | 2000 | 9999 | Combustion Turbine | [5 empty] | Fossil | G | 2030 | NaturalGas |  | 0.032471 | 0 | 0 | 0.032471 | 0 | 0 | 0 | 0 | 0 | 0 | 0 | 0 | 0 | 0 | 0 | 0 | 2.5699 | 0 | 0 | 2.5699 | 1.9009 | 0 | 0 | 1.9009 | 2.273e-09 | 0 | 0 | 2.273e-09 | 0.00058464 | 0 | 0 | 0.00058464 | 0 | 0 | 0 | 0 | 0 | 0 | 0 | 0 | 3.1423 | 0.016756 | 0 | 0 | 0.016756 | 0.091199 | 0 | 0 | 0.091199 | 0 | 73.4
3403_G_GT6 | SERC_Central_TVA | Tennessee | 47 | Sumner | 165 | 3403 | GT6 | Gallatin (TN) | 12635 | 2000 | 9999 | Combustion Turbine | [5 empty] | Fossil | G | 2030 | NaturalGas |  | 0.032471 | 0 | 0 | 0.032471 | 0 | 0 | 0 | 0 | 0 | 0 | 0 | 0 | 0 | 0 | 0 | 0 | 2.5699 | 0 | 0 | 2.5699 | 1.9009 | 0 | 0 | 1.9009 | 2.273e-09 | 0 | 0 | 2.273e-09 | 0.00056808 | 0 | 0 | 0.00056808 | 0 | 0 | 0 | 0 | 0 | 0 | 0 | 0 | 3.1423 | 0.016756 | 0 | 0 | 0.016756 | 0.091199 | 0 | 0 | 0.091199 | 0 | 73.4
3403_G_GT7 | SERC_Central_TVA | Tennessee | 47 | Sumner | 165 | 3403 | GT7 | Gallatin (TN) | 12635 | 2000 | 9999 | Combustion Turbine | [5 empty] | Fossil | G | 2030 | NaturalGas |  | 0.032471 | 0 | 0 | 0.032471 | 0 | 0 | 0 | 0 | 0 | 0 | 0 | 0 | 0 | 0 | 0 | 0 | 2.5699 | 0 | 0 | 2.5699 | 1.9009 | 0 | 0 | 1.9009 | 2.273e-09 | 0 | 0 | 2.273e-09 | 0.00059584 | 0 | 0 | 0.00059584 | 0 | 0 | 0 | 0 | 0 | 0 | 0 | 0 | 3.1423 | 0.016756 | 0 | 0 | 0.016756 | 0.091199 | 0 | 0 | 0.091199 | 0 | 73.4
3403_G_GT8 | SERC_Central_TVA | Tennessee | 47 | Sumner | 165 | 3403 | GT8 | Gallatin (TN) | 12635 | 2000 | 9999 | Combustion Turbine | [5 empty] | Fossil | G | 2030 | NaturalGas |  | 0.032471 | 0 | 0 | 0.032471 | 0 | 0 | 0 | 0 | 0 | 0 | 0 | 0 | 0 | 0 | 0 | 0 | 2.5699 | 0 | 0 | 2.5699 | 1.9009 | 0 | 0 | 1.9009 | 2.273e-09 | 0 | 0 | 2.273e-09 | 0.00052083 | 0 | 0 | 0.00052083 | 0 | 0 | 0 | 0 | 0 | 0 | 0 | 0 | 3.1423 | 0.016756 | 0 | 0 | 0.016756 | 0.091199 | 0 | 0 | 0.091199 | 0 | 73.4
3404_G_1 | SERC_Central_TVA | Tennessee | 47 | Warren | 177 | 3404 | 1 | Great Falls (TN) | 0 | 1916 | 9999 | Hydro | [5 empty] | Non-Fossil | G | 2030 | Hydro |  | 0 | 0 | 0 | 0 | 0 | 0 | 0 | 0 | 0 | 0 | 0 | 0 | 0 | 0 | 0 | 0 | 17.8778 | 19.0487 | 21.1135 | 58.04 | 0 | 0 | 0 | 0 | 0 | 0 | 0 | 0 | 0 | 0 | 0 | 0 | 0 | 0 | 0 | 0 | 0 | 0 | 0 | 0 | 0.25135 | 0.02485 | 0.026478 | 0.029348 | 0.080676 | 0 | 0 | 0 | 0 | 0 | 15.9
3404_G_2 | SERC_Central_TVA | Tennessee | 47 | Warren | 177 | 3404 | 2 | Great Falls (TN) | 0 | 1924 | 9999 | Hydro | [5 empty] | Non-Fossil | G | 2030 | Hydro |  | 0 | 0 | 0 | 0 | 0 | 0 | 0 | 0 | 0 | 0 | 0 | 0 | 0 | 0 | 0 | 0 | 21.9256 | 23.3616 | 25.894 | 71.1812 | 0 | 0 | 0 | 0 | 0 | 0 | 0 | 0 | 0 | 0 | 0 | 0 | 0 | 0 | 0 | 0 | 0 | 0 | 0 | 0 | 0.30826 | 0.030477 | 0.032473 | 0.035993 | 0.098942 | 0 | 0 | 0 | 0 | 0 | 19.5
3405_G_CTG1 | SERC_Central_TVA | Tennessee | 47 | Hawkins | 73 | 3405 | CTG1 | John Sevier | 7176 | 2012 | 9999 | Combined Cycle |  |  | SCR | DLNB + H2O |  | Fossil | G | 2030 | NaturalGas |  | 2.0818 | 2.822 | 3.9022 | 8.806 | 0 | 0 | 0 | 0 | 0 | 0 | 0 | 0 | 0 | 0 | 0 | 0 | 290.1046 | 393.253 | 543.787 | 1227.1446 | 121.868 | 165.1989 | 228.4357 | 515.5026 | 1.4573e-07 | 1.9754e-07 | 2.7316e-07 | 6.1642e-07 | 0.010128 | 0.013729 | 0.018985 | 0.042842 | 0 | 0 | 0 | 0 | 0 | 0 | 0 | 0 | 5.212 | 0.66291 | 0.89861 | 1.2426 | 2.8041 | 5.847 | 6.779 | 9.002 | 21.6279 | 0 | 165 | SCR
3405_G_CTG2 | SERC_Central_TVA | Tennessee | 47 | Hawkins | 73 | 3405 | CTG2 | John Sevier | 7176 | 2012 | 9999 | Combined Cycle |  |  | SCR | DLNB + H2O |  | Fossil | G | 2030 | NaturalGas |  | 2.0818 | 2.822 | 3.9022 | 8.806 | 0 | 0 | 0 | 0 | 0 | 0 | 0 | 0 | 0 | 0 | 0 | 0 | 290.1046 | 393.253 | 543.787 | 1227.1446 | 121.868 | 165.1989 | 228.4357 | 515.5026 | 1.4573e-07 | 1.9754e-07 | 2.7316e-07 | 6.1642e-07 | 0.010128 | 0.013729 | 0.018985 | 0.042842 | 0 | 0 | 0 | 0 | 0 | 0 | 0 | 0 | 5.212 | 0.66291 | 0.89861 | 1.2426 | 2.8041 | 5.847 | 6.779 | 9.002 | 21.6279 | 0 | 165 | SCR
3405_G_CTG3 | SERC_Central_TVA | Tennessee | 47 | Hawkins | 73 | 3405 | CTG3 | John Sevier | 7176 | 2012 | 9999 | Combined Cycle |  |  | SCR | DLNB + H2O |  | Fossil | G | 2030 | NaturalGas |  | 2.0818 | 2.822 | 3.9022 | 8.806 | 0 | 0 | 0 | 0 | 0 | 0 | 0 | 0 | 0 | 0 | 0 | 0 | 290.1046 | 393.253 | 543.787 | 1227.1446 | 121.868 | 165.1989 | 228.4357 | 515.5026 | 1.4573e-07 | 1.9754e-07 | 2.7316e-07 | 6.1642e-07 | 0.010128 | 0.013729 | 0.018985 | 0.042842 | 0 | 0 | 0 | 0 | 0 | 0 | 0 | 0 | 5.212 | 0.66291 | 0.89861 | 1.2426 | 2.8041 | 5.847 | 6.779 | 9.002 | 21.6279 | 0 | 165 | SCR
3405_G_STG1 | SERC_Central_TVA | Tennessee | 47 | Hawkins | 73 | 3405 | STG1 | John Sevier | 7176 | 2012 | 9999 | Combined Cycle |  |  | SCR | DLNB + H2O |  | Fossil | G | 2030 | NaturalGas |  | 4.8323 | 6.5504 | 9.0579 | 20.4406 | 0 | 0 | 0 | 0 | 0 | 0 | 0 | 0 | 0 | 0 | 0 | 0 | 673.3944 | 912.8235 | 1262.245 | 2848.4629 | 282.8816 | 383.4617 | 530.2477 | 1196.591 | 3.3826e-07 | 4.5853e-07 | 6.3405e-07 | 1.4308e-06 | 0.02351 | 0.031869 | 0.044068 | 0.099446 | 0 | 0 | 0 | 0 | 0 | 0 | 0 | 0 | 12.0982 | 1.5387 | 2.0859 | 2.8843 | 6.5089 | 13.5721 | 15.7354 | 20.8955 | 50.203 | 0 | 383 | SCR
3406_G_G10 | SERC_Central_TVA | Tennessee | 47 | Humphreys | 85 | 3406 | G10 | Johnsonville | 16591 | 1975 | 9999 | Combustion Turbine | [5 empty] | Fossil | G | 2030 | NaturalGas |  | 0.013717 | 0 | 0 | 0.013717 | 0 | 0 | 0 | 0 | 0 | 0 | 0 | 0 | 0 | 0 | 0 | 0 | 0.8268 | 0 | 0 | 0.8268 | 0.80302 | 0 | 0 | 0.80302 | 9.6022e-10 | 0 | 0 | 9.6022e-10 | 0.0030571 | 0 | 0 | 0.0030571 | 0 | 0 | 0 | 0 | 0 | 0 | 0 | 0 | 2.0164 | 0.0047753 | 0 | 0 | 0.0047753 | 0.038527 | 0 | 0 | 0.038527 | 0 | 47.1
3406_G_G11 | SERC_Central_TVA | Tennessee | 47 | Humphreys | 85 | 3406 | G11 | Johnsonville | 16591 | 1975 | 9999 | Combustion Turbine | [5 empty] | Fossil | G | 2030 | NaturalGas |  | 0.013717 | 0 | 0 | 0.013717 | 0 | 0 | 0 | 0 | 0 | 0 | 0 | 0 | 0 | 0 | 0 | 0 | 0.8268 | 0 | 0 | 0.8268 | 0.80302 | 0 | 0 | 0.80302 | 9.6022e-10 | 0 | 0 | 9.6022e-10 | 0.0024536 | 0 | 0 | 0.0024536 | 0 | 0 | 0 | 0 | 0 | 0 | 0 | 0 | 2.0164 | 0.0047753 | 0 | 0 | 0.0047753 | 0.038527 | 0 | 0 | 0.038527 | 0 | 47.1
3406_G_G12 | SERC_Central_TVA | Tennessee | 47 | Humphreys | 85 | 3406 | G12 | Johnsonville | 16591 | 1975 | 9999 | Combustion Turbine | [5 empty] | Fossil | G | 2030 | NaturalGas |  | 0.013717 | 0 | 0 | 0.013717 | 0 | 0 | 0 | 0 | 0 | 0 | 0 | 0 | 0 | 0 | 0 | 0 | 0.8268 | 0 | 0 | 0.8268 | 0.80302 | 0 | 0 | 0.80302 | 9.6022e-10 | 0 | 0 | 9.6022e-10 | 0.0025353 | 0 | 0 | 0.0025353 | 0 | 0 | 0 | 0 | 0 | 0 | 0 | 0 | 2.0164 | 0.0047753 | 0 | 0 | 0.0047753 | 0.038527 | 0 | 0 | 0.038527 | 0 | 47.1
3406_G_G13 | SERC_Central_TVA | Tennessee | 47 | Humphreys | 85 | 3406 | G13 | Johnsonville | 16591 | 1975 | 9999 | Combustion Turbine | [5 empty] | Fossil | G | 2030 | NaturalGas |  | 0.013717 | 0 | 0 | 0.013717 | 0 | 0 | 0 | 0 | 0 | 0 | 0 | 0 | 0 | 0 | 0 | 0 | 0.8268 | 0 | 0 | 0.8268 | 0.80302 | 0 | 0 | 0.80302 | 9.6022e-10 | 0 | 0 | 9.6022e-10 | 0.00235 | 0 | 0 | 0.00235 | 0 | 0 | 0 | 0 | 0 | 0 | 0 | 0 | 2.0164 | 0.0047753 | 0 | 0 | 0.0047753 | 0.038527 | 0 | 0 | 0.038527 | 0 | 47.1
3406_G_G14 | SERC_Central_TVA | Tennessee | 47 | Humphreys | 85 | 3406 | G14 | Johnsonville | 16591 | 1975 | 9999 | Combustion Turbine | [5 empty] | Fossil | G | 2030 | NaturalGas |  | 0.013717 | 0 | 0 | 0.013717 | 0 | 0 | 0 | 0 | 0 | 0 | 0 | 0 | 0 | 0 | 0 | 0 | 0.8268 | 0 | 0 | 0.8268 | 0.80302 | 0 | 0 | 0.80302 | 9.6022e-10 | 0 | 0 | 9.6022e-10 | 0.0025245 | 0 | 0 | 0.0025245 | 0 | 0 | 0 | 0 | 0 | 0 | 0 | 0 | 2.0164 | 0.0047753 | 0 | 0 | 0.0047753 | 0.038527 | 0 | 0 | 0.038527 | 0 | 47.1
3406_G_G15 | SERC_Central_TVA | Tennessee | 47 | Humphreys | 85 | 3406 | G15 | Johnsonville | 16591 | 1975 | 9999 | Combustion Turbine | [5 empty] | Fossil | G | 2030 | NaturalGas |  | 0.013717 | 0 | 0 | 0.013717 | 0 | 0 | 0 | 0 | 0 | 0 | 0 | 0 | 0 | 0 | 0 | 0 | 0.8268 | 0 | 0 | 0.8268 | 0.80302 | 0 | 0 | 0.80302 | 9.6022e-10 | 0 | 0 | 9.6022e-10 | 0.0025256 | 0 | 0 | 0.0025256 | 0 | 0 | 0 | 0 | 0 | 0 | 0 | 0 | 2.0164 | 0.0047753 | 0 | 0 | 0.0047753 | 0.038527 | 0 | 0 | 0.038527 | 0 | 47.1
3406_G_G16 | SERC_Central_TVA | Tennessee | 47 | Humphreys | 85 | 3406 | G16 | Johnsonville | 16591 | 1975 | 9999 | Combustion Turbine | [5 empty] | Fossil | G | 2030 | NaturalGas |  | 0.013717 | 0 | 0 | 0.013717 | 0 | 0 | 0 | 0 | 0 | 0 | 0 | 0 | 0 | 0 | 0 | 0 | 0.8268 | 0 | 0 | 0.8268 | 0.80302 | 0 | 0 | 0.80302 | 9.6022e-10 | 0 | 0 | 9.6022e-10 | 0.0024689 | 0 | 0 | 0.0024689 | 0 | 0 | 0 | 0 | 0 | 0 | 0 | 0 | 2.0164 | 0.0047753 | 0 | 0 | 0.0047753 | 0.038527 | 0 | 0 | 0.038527 | 0 | 47.1
3406_G_G17 | SERC_Central_TVA | Tennessee | 47 | Humphreys | 85 | 3406 | G17 | Johnsonville | 16592 | 2000 | 9999 | Combustion Turbine | [5 empty] | Fossil | G | 2030 | NaturalGas |  | 0.021204 | 0 | 0 | 0.021204 | 0 | 0 | 0 | 0 | 0 | 0 | 0 | 0 | 0 | 0 | 0 | 0 | 1.2779 | 0 | 0 | 1.2779 | 1.2413 | 0 | 0 | 1.2413 | 1.4843e-09 | 0 | 0 | 1.4843e-09 | 0.00041082 | 0 | 0 | 0.00041082 | 0 | 0 | 0 | 0 | 0 | 0 | 0 | 0 | 3.1166 | 0.007381 | 0 | 0 | 0.007381 | 0.059553 | 0 | 0 | 0.059553 | 0 | 72.8
3406_G_G18 | SERC_Central_TVA | Tennessee | 47 | Humphreys | 85 | 3406 | G18 | Johnsonville | 16591 | 2000 | 9999 | Combustion Turbine | [5 empty] | Fossil | G | 2030 | NaturalGas |  | 0.021202 | 0 | 0 | 0.021202 | 0 | 0 | 0 | 0 | 0 | 0 | 0 | 0 | 0 | 0 | 0 | 0 | 1.2779 | 0 | 0 | 1.2779 | 1.2412 | 0 | 0 | 1.2412 | 1.4842e-09 | 0 | 0 | 1.4842e-09 | 0.00032758 | 0 | 0 | 0.00032758 | 0 | 0 | 0 | 0 | 0 | 0 | 0 | 0 | 3.1166 | 0.007381 | 0 | 0 | 0.007381 | 0.05955 | 0 | 0 | 0.05955 | 0 | 72.8
3406_G_G19 | SERC_Central_TVA | Tennessee | 47 | Humphreys | 85 | 3406 | G19 | Johnsonville | 16591 | 2000 | 9999 | Combustion Turbine | [5 empty] | Fossil | G | 2030 | NaturalGas |  | 0.021202 | 0 | 0 | 0.021202 | 0 | 0 | 0 | 0 | 0 | 0 | 0 | 0 | 0 | 0 | 0 | 0 | 1.2779 | 0 | 0 | 1.2779 | 1.2412 | 0 | 0 | 1.2412 | 1.4842e-09 | 0 | 0 | 1.4842e-09 | 0.00037146 | 0 | 0 | 0.00037146 | 0 | 0 | 0 | 0 | 0 | 0 | 0 | 0 | 3.1166 | 0.007381 | 0 | 0 | 0.007381 | 0.05955 | 0 | 0 | 0.05955 | 0 | 72.8
3406_G_G20 | SERC_Central_TVA | Tennessee | 47 | Humphreys | 85 | 3406 | G20 | Johnsonville | 16591 | 2000 | 9999 | Combustion Turbine |  |  | SCR |  |  | Fossil | G | 2030 | NaturalGas |  | 0.018566 | 0 | 0 | 0.018566 | 0 | 0 | 0 | 0 | 0 | 0 | 0 | 0 | 0 | 0 | 0 | 0 | 1.119 | 0 | 0 | 1.119 | 1.0868 | 0 | 0 | 1.0868 | 1.2996e-09 | 0 | 0 | 1.2996e-09 | 5.5698e-05 | 0 | 0 | 5.5698e-05 | 0 | 0 | 0 | 0 | 0 | 0 | 0 | 0 | 1.5903 | 0.0074192 | 0 | 0 | 0.0074192 | 0.052145 | 0 | 0 | 0.052145 | 0 | 72.8 | SCR
3406_G_GT1 | SERC_Central_TVA | Tennessee | 47 | Humphreys | 85 | 3406 | GT1 | Johnsonville | 16591 | 1975 | 9999 | Combustion Turbine | [5 empty] | Fossil | G | 2030 | NaturalGas |  | 0.013717 | 0 | 0 | 0.013717 | 0 | 0 | 0 | 0 | 0 | 0 | 0 | 0 | 0 | 0 | 0 | 0 | 0.8268 | 0 | 0 | 0.8268 | 0.80302 | 0 | 0 | 0.80302 | 9.6022e-10 | 0 | 0 | 9.6022e-10 | 0.0025527 | 0 | 0 | 0.0025527 | 0 | 0 | 0 | 0 | 0 | 0 | 0 | 0 | 2.0164 | 0.0047753 | 0 | 0 | 0.0047753 | 0.038527 | 0 | 0 | 0.038527 | 0 | 47.1
3406_G_GT2 | SERC_Central_TVA | Tennessee | 47 | Humphreys | 85 | 3406 | GT2 | Johnsonville | 16591 | 1975 | 9999 | Combustion Turbine | [5 empty] | Fossil | G | 2030 | NaturalGas |  | 0.013717 | 0 | 0 | 0.013717 | 0 | 0 | 0 | 0 | 0 | 0 | 0 | 0 | 0 | 0 | 0 | 0 | 0.8268 | 0 | 0 | 0.8268 | 0.80302 | 0 | 0 | 0.80302 | 9.6022e-10 | 0 | 0 | 9.6022e-10 | 0.0024656 | 0 | 0 | 0.0024656 | 0 | 0 | 0 | 0 | 0 | 0 | 0 | 0 | 2.0164 | 0.0047753 | 0 | 0 | 0.0047753 | 0.038527 | 0 | 0 | 0.038527 | 0 | 47.1
3406_G_GT3 | SERC_Central_TVA | Tennessee | 47 | Humphreys | 85 | 3406 | GT3 | Johnsonville | 16591 | 1975 | 9999 | Combustion Turbine | [5 empty] | Fossil | G | 2030 | NaturalGas |  | 0.013717 | 0 | 0 | 0.013717 | 0 | 0 | 0 | 0 | 0 | 0 | 0 | 0 | 0 | 0 | 0 | 0 | 0.8268 | 0 | 0 | 0.8268 | 0.80302 | 0 | 0 | 0.80302 | 9.6022e-10 | 0 | 0 | 9.6022e-10 | 0.0025137 | 0 | 0 | 0.0025137 | 0 | 0 | 0 | 0 | 0 | 0 | 0 | 0 | 2.0164 | 0.0047753 | 0 | 0 | 0.0047753 | 0.038527 | 0 | 0 | 0.038527 | 0 | 47.1
3406_G_GT4 | SERC_Central_TVA | Tennessee | 47 | Humphreys | 85 | 3406 | GT4 | Johnsonville | 16591 | 1975 | 9999 | Combustion Turbine | [5 empty] | Fossil | G | 2030 | NaturalGas |  | 0.013717 | 0 | 0 | 0.013717 | 0 | 0 | 0 | 0 | 0 | 0 | 0 | 0 | 0 | 0 | 0 | 0 | 0.8268 | 0 | 0 | 0.8268 | 0.80302 | 0 | 0 | 0.80302 | 9.6022e-10 | 0 | 0 | 9.6022e-10 | 0.0026082 | 0 | 0 | 0.0026082 | 0 | 0 | 0 | 0 | 0 | 0 | 0 | 0 | 2.0164 | 0.0047753 | 0 | 0 | 0.0047753 | 0.038527 | 0 | 0 | 0.038527 | 0 | 47.1
3406_G_GT5 | SERC_Central_TVA | Tennessee | 47 | Humphreys | 85 | 3406 | GT5 | Johnsonville | 16591 | 1975 | 9999 | Combustion Turbine | [5 empty] | Fossil | G | 2030 | NaturalGas |  | 0.013717 | 0 | 0 | 0.013717 | 0 | 0 | 0 | 0 | 0 | 0 | 0 | 0 | 0 | 0 | 0 | 0 | 0.8268 | 0 | 0 | 0.8268 | 0.80302 | 0 | 0 | 0.80302 | 9.6022e-10 | 0 | 0 | 9.6022e-10 | 0.003384 | 0 | 0 | 0.003384 | 0 | 0 | 0 | 0 | 0 | 0 | 0 | 0 | 2.0164 | 0.0047753 | 0 | 0 | 0.0047753 | 0.038527 | 0 | 0 | 0.038527 | 0 | 47.1
3406_G_GT6 | SERC_Central_TVA | Tennessee | 47 | Humphreys | 85 | 3406 | GT6 | Johnsonville | 16591 | 1975 | 9999 | Combustion Turbine | [5 empty] | Fossil | G | 2030 | NaturalGas |  | 0.013717 | 0 | 0 | 0.013717 | 0 | 0 | 0 | 0 | 0 | 0 | 0 | 0 | 0 | 0 | 0 | 0 | 0.8268 | 0 | 0 | 0.8268 | 0.80302 | 0 | 0 | 0.80302 | 9.6022e-10 | 0 | 0 | 9.6022e-10 | 0.0023473 | 0 | 0 | 0.0023473 | 0 | 0 | 0 | 0 | 0 | 0 | 0 | 0 | 2.0164 | 0.0047753 | 0 | 0 | 0.0047753 | 0.038527 | 0 | 0 | 0.038527 | 0 | 47.1
3406_G_GT7 | SERC_Central_TVA | Tennessee | 47 | Humphreys | 85 | 3406 | GT7 | Johnsonville | 16591 | 1975 | 9999 | Combustion Turbine | [5 empty] | Fossil | G | 2030 | NaturalGas |  | 0.013717 | 0 | 0 | 0.013717 | 0 | 0 | 0 | 0 | 0 | 0 | 0 | 0 | 0 | 0 | 0 | 0 | 0.8268 | 0 | 0 | 0.8268 | 0.80302 | 0 | 0 | 0.80302 | 9.6022e-10 | 0 | 0 | 9.6022e-10 | 0.0025384 | 0 | 0 | 0.0025384 | 0 | 0 | 0 | 0 | 0 | 0 | 0 | 0 | 2.0164 | 0.0047753 | 0 | 0 | 0.0047753 | 0.038527 | 0 | 0 | 0.038527 | 0 | 47.1
3406_G_GT8 | SERC_Central_TVA | Tennessee | 47 | Humphreys | 85 | 3406 | GT8 | Johnsonville | 16591 | 1975 | 9999 | Combustion Turbine | [5 empty] | Fossil | G | 2030 | NaturalGas |  | 0.013717 | 0 | 0 | 0.013717 | 0 | 0 | 0 | 0 | 0 | 0 | 0 | 0 | 0 | 0 | 0 | 0 | 0.8268 | 0 | 0 | 0.8268 | 0.80302 | 0 | 0 | 0.80302 | 9.6022e-10 | 0 | 0 | 9.6022e-10 | 0.0024406 | 0 | 0 | 0.0024406 | 0 | 0 | 0 | 0 | 0 | 0 | 0 | 0 | 2.0164 | 0.0047753 | 0 | 0 | 0.0047753 | 0.038527 | 0 | 0 | 0.038527 | 0 | 47.1
3406_G_GT9 | SERC_Central_TVA | Tennessee | 47 | Humphreys | 85 | 3406 | GT9 | Johnsonville | 16591 | 1975 | 9999 | Combustion Turbine | [5 empty] | Fossil | G | 2030 | NaturalGas |  | 0.013717 | 0 | 0 | 0.013717 | 0 | 0 | 0 | 0 | 0 | 0 | 0 | 0 | 0 | 0 | 0 | 0 | 0.8268 | 0 | 0 | 0.8268 | 0.80302 | 0 | 0 | 0.80302 | 9.6022e-10 | 0 | 0 | 9.6022e-10 | 0.002944 | 0 | 0 | 0.002944 | 0 | 0 | 0 | 0 | 0 | 0 | 0 | 0 | 2.0164 | 0.0047753 | 0 | 0 | 0.0047753 | 0.038527 | 0 | 0 | 0.038527 | 0 | 47.1
3408_G_1 | SERC_Central_TVA | Tennessee | 47 | Loudon | 105 | 3408 | 1 | Melton Hill | 0 | 1964 | 9999 | Hydro | [5 empty] | Non-Fossil | G | 2030 | Hydro |  | 0 | 0 | 0 | 0 | 0 | 0 | 0 | 0 | 0 | 0 | 0 | 0 | 0 | 0 | 0 | 0 | 43.3612 | 44.4252 | 46.8749 | 134.6613 | 0 | 0 | 0 | 0 | 0 | 0 | 0 | 0 | 0 | 0 | 0 | 0 | 0 | 0 | 0 | 0 | 0 | 0 | 0 | 0 | 0.62443 | 0.060272 | 0.061751 | 0.065156 | 0.18718 | 0 | 0 | 0 | 0 | 0 | 39.5
3408_G_2 | SERC_Central_TVA | Tennessee | 47 | Loudon | 105 | 3408 | 2 | Melton Hill | 0 | 1964 | 9999 | Hydro | [5 empty] | Non-Fossil | G | 2030 | Hydro |  | 0 | 0 | 0 | 0 | 0 | 0 | 0 | 0 | 0 | 0 | 0 | 0 | 0 | 0 | 0 | 0 | 43.5807 | 44.6502 | 47.1122 | 135.3431 | 0 | 0 | 0 | 0 | 0 | 0 | 0 | 0 | 0 | 0 | 0 | 0 | 0 | 0 | 0 | 0 | 0 | 0 | 0 | 0 | 0.62759 | 0.060577 | 0.062064 | 0.065486 | 0.18813 | 0 | 0 | 0 | 0 | 0 | 39.7
3409_G_1 | SERC_Central_TVA | Tennessee | 47 | Marion | 115 | 3409 | 1 | Nickajack | 0 | 1968 | 9999 | Hydro | [5 empty] | Non-Fossil | G | 2030 | Hydro |  | 0 | 0 | 0 | 0 | 0 | 0 | 0 | 0 | 0 | 0 | 0 | 0 | 0 | 0 | 0 | 0 | 31.0664 | 31.8287 | 33.5838 | 96.4788 | 0 | 0 | 0 | 0 | 0 | 0 | 0 | 0 | 0 | 0 | 0 | 0 | 0 | 0 | 0 | 0 | 0 | 0 | 0 | 0 | 0.44737 | 0.043182 | 0.044242 | 0.046681 | 0.13411 | 0 | 0 | 0 | 0 | 0 | 28.3
3409_G_2 | SERC_Central_TVA | Tennessee | 47 | Marion | 115 | 3409 | 2 | Nickajack | 0 | 1968 | 9999 | Hydro | [5 empty] | Non-Fossil | G | 2030 | Hydro |  | 0 | 0 | 0 | 0 | 0 | 0 | 0 | 0 | 0 | 0 | 0 | 0 | 0 | 0 | 0 | 0 | 29.9686 | 30.704 | 32.3971 | 93.0697 | 0 | 0 | 0 | 0 | 0 | 0 | 0 | 0 | 0 | 0 | 0 | 0 | 0 | 0 | 0 | 0 | 0 | 0 | 0 | 0 | 0.43156 | 0.041656 | 0.042679 | 0.045032 | 0.12937 | 0 | 0 | 0 | 0 | 0 | 27.3
3409_G_3 | SERC_Central_TVA | Tennessee | 47 | Marion | 115 | 3409 | 3 | Nickajack | 0 | 1968 | 9999 | Hydro | [5 empty] | Non-Fossil | G | 2030 | Hydro |  | 0 | 0 | 0 | 0 | 0 | 0 | 0 | 0 | 0 | 0 | 0 | 0 | 0 | 0 | 0 | 0 | 27.4438 | 28.1172 | 29.6676 | 85.2287 | 0 | 0 | 0 | 0 | 0 | 0 | 0 | 0 | 0 | 0 | 0 | 0 | 0 | 0 | 0 | 0 | 0 | 0 | 0 | 0 | 0.39521 | 0.038147 | 0.039083 | 0.041238 | 0.11847 | 0 | 0 | 0 | 0 | 0 | 25
3409_G_4 | SERC_Central_TVA | Tennessee | 47 | Marion | 115 | 3409 | 4 | Nickajack | 0 | 1968 | 9999 | Hydro | [5 empty] | Non-Fossil | G | 2030 | Hydro |  | 0 | 0 | 0 | 0 | 0 | 0 | 0 | 0 | 0 | 0 | 0 | 0 | 0 | 0 | 0 | 0 | 27.4438 | 28.1172 | 29.6676 | 85.2287 | 0 | 0 | 0 | 0 | 0 | 0 | 0 | 0 | 0 | 0 | 0 | 0 | 0 | 0 | 0 | 0 | 0 | 0 | 0 | 0 | 0.39521 | 0.038147 | 0.039083 | 0.041238 | 0.11847 | 0 | 0 | 0 | 0 | 0 | 25
341_G_CT1 | WECC_Southern California Edison | California | 6 | Los Angeles | 37 | 341 | CT1 | Long Beach Generation LLC | 16715 | 1976 | 9999 | Combustion Turbine |  |  | SCR | H2O |  | Fossil | G | 2030 | NaturalGas |  | 0 | 0 | 0 | 0 | 0 | 0 | 0 | 0 | 0 | 0 | 0 | 0 | 0 | 0 | 0 | 0 | 0 | 0 | 0 | 0 | 0 | 0 | 0 | 0 | 0 | 0 | 0 | 0 | 0 | 0 | 0 | 0 | 0 | 0 | 0 | 0 | 0 | 0 | 0 | 0 | 3.1236 | 0 | 0 | 0 | 0 | 0 | 0 | 0 | 0 | 0 | 65 | SCR
341_G_CT2 | WECC_Southern California Edison | California | 6 | Los Angeles | 37 | 341 | CT2 | Long Beach Generation LLC | 16716 | 1976 | 9999 | Combustion Turbine |  |  | SCR | H2O |  | Fossil | G | 2030 | NaturalGas |  | 0 | 0 | 0 | 0 | 0 | 0 | 0 | 0 | 0 | 0 | 0 | 0 | 0 | 0 | 0 | 0 | 0 | 0 | 0 | 0 | 0 | 0 | 0 | 0 | 0 | 0 | 0 | 0 | 0 | 0 | 0 | 0 | 0 | 0 | 0 | 0 | 0 | 0 | 0 | 0 | 3.1236 | 0 | 0 | 0 | 0 | 0 | 0 | 0 | 0 | 0 | 65 | SCR
341_G_CT3 | WECC_Southern California Edison | California | 6 | Los Angeles | 37 | 341 | CT3 | Long Beach Generation LLC | 16716 | 1976 | 9999 | Combustion Turbine |  |  | SCR | H2O |  | Fossil | G | 2030 | NaturalGas |  | 0 | 0 | 0 | 0 | 0 | 0 | 0 | 0 | 0 | 0 | 0 | 0 | 0 | 0 | 0 | 0 | 0 | 0 | 0 | 0 | 0 | 0 | 0 | 0 | 0 | 0 | 0 | 0 | 0 | 0 | 0 | 0 | 0 | 0 | 0 | 0 | 0 | 0 | 0 | 0 | 3.1236 | 0 | 0 | 0 | 0 | 0 | 0 | 0 | 0 | 0 | 65 | SCR
341_G_CT4 | WECC_Southern California Edison | California | 6 | Los Angeles | 37 | 341 | CT4 | Long Beach Generation LLC | 16716 | 1976 | 9999 | Combustion Turbine |  |  | SCR | H2O |  | Fossil | G | 2030 | NaturalGas |  | 0 | 0 | 0 | 0 | 0 | 0 | 0 | 0 | 0 | 0 | 0 | 0 | 0 | 0 | 0 | 0 | 0 | 0 | 0 | 0 | 0 | 0 | 0 | 0 | 0 | 0 | 0 | 0 | 0 | 0 | 0 | 0 | 0 | 0 | 0 | 0 | 0 | 0 | 0 | 0 | 3.1236 | 0 | 0 | 0 | 0 | 0 | 0 | 0 | 0 | 0 | 65 | SCR
3411_G_1 | SERC_Central_TVA | Tennessee | 47 | Anderson | 1 | 3411 | 1 | Norris Dam | 0 | 1936 | 9999 | Hydro | [5 empty] | Non-Fossil | G | 2030 | Hydro |  | 0 | 0 | 0 | 0 | 0 | 0 | 0 | 0 | 0 | 0 | 0 | 0 | 0 | 0 | 0 | 0 | 71.3988 | 76.0749 | 84.3214 | 231.7951 | 0 | 0 | 0 | 0 | 0 | 0 | 0 | 0 | 0 | 0 | 0 | 0 | 0 | 0 | 0 | 0 | 0 | 0 | 0 | 0 | 1.0038 | 0.099244 | 0.10574 | 0.11721 | 0.3222 | 0 | 0 | 0 | 0 | 0 | 63.5
3411_G_2 | SERC_Central_TVA | Tennessee | 47 | Anderson | 1 | 3411 | 2 | Norris Dam | 0 | 1936 | 9999 | Hydro | [5 empty] | Non-Fossil | G | 2030 | Hydro |  | 0 | 0 | 0 | 0 | 0 | 0 | 0 | 0 | 0 | 0 | 0 | 0 | 0 | 0 | 0 | 0 | 71.3988 | 76.0749 | 84.3214 | 231.7951 | 0 | 0 | 0 | 0 | 0 | 0 | 0 | 0 | 0 | 0 | 0 | 0 | 0 | 0 | 0 | 0 | 0 | 0 | 0 | 0 | 1.0038 | 0.099244 | 0.10574 | 0.11721 | 0.3222 | 0 | 0 | 0 | 0 | 0 | 63.5
3412_G_1 | SERC_Central_TVA | Tennessee | 47 | Polk | 139 | 3412 | 1 | Ocoee 1 | 0 | 1912 | 9999 | Hydro | [5 empty] | Non-Fossil | G | 2030 | Hydro |  | 0 | 0 | 0 | 0 | 0 | 0 | 0 | 0 | 0 | 0 | 0 | 0 | 0 | 0 | 0 | 0 | 5.3971 | 5.7505 | 6.3739 | 17.5215 | 0 | 0 | 0 | 0 | 0 | 0 | 0 | 0 | 0 | 0 | 0 | 0 | 0 | 0 | 0 | 0 | 0 | 0 | 0 | 0 | 0.07588 | 0.0075019 | 0.0079933 | 0.0088597 | 0.024355 | 0 | 0 | 0 | 0 | 0 | 4.8
3412_G_2 | SERC_Central_TVA | Tennessee | 47 | Polk | 139 | 3412 | 2 | Ocoee 1 | 0 | 1912 | 9999 | Hydro | [5 empty] | Non-Fossil | G | 2030 | Hydro |  | 0 | 0 | 0 | 0 | 0 | 0 | 0 | 0 | 0 | 0 | 0 | 0 | 0 | 0 | 0 | 0 | 5.3971 | 5.7505 | 6.3739 | 17.5215 | 0 | 0 | 0 | 0 | 0 | 0 | 0 | 0 | 0 | 0 | 0 | 0 | 0 | 0 | 0 | 0 | 0 | 0 | 0 | 0 | 0.07588 | 0.0075019 | 0.0079933 | 0.0088597 | 0.024355 | 0 | 0 | 0 | 0 | 0 | 4.8
3412_G_3 | SERC_Central_TVA | Tennessee | 47 | Polk | 139 | 3412 | 3 | Ocoee 1 | 0 | 1912 | 9999 | Hydro | [5 empty] | Non-Fossil | G | 2030 | Hydro |  | 0 | 0 | 0 | 0 | 0 | 0 | 0 | 0 | 0 | 0 | 0 | 0 | 0 | 0 | 0 | 0 | 5.3971 | 5.7505 | 6.3739 | 17.5215 | 0 | 0 | 0 | 0 | 0 | 0 | 0 | 0 | 0 | 0 | 0 | 0 | 0 | 0 | 0 | 0 | 0 | 0 | 0 | 0 | 0.07588 | 0.0075019 | 0.0079933 | 0.0088597 | 0.024355 | 0 | 0 | 0 | 0 | 0 | 4.8
3412_G_4 | SERC_Central_TVA | Tennessee | 47 | Polk | 139 | 3412 | 4 | Ocoee 1 | 0 | 1912 | 9999 | Hydro | [5 empty] | Non-Fossil | G | 2030 | Hydro |  | 0 | 0 | 0 | 0 | 0 | 0 | 0 | 0 | 0 | 0 | 0 | 0 | 0 | 0 | 0 | 0 | 5.3971 | 5.7505 | 6.3739 | 17.5215 | 0 | 0 | 0 | 0 | 0 | 0 | 0 | 0 | 0 | 0 | 0 | 0 | 0 | 0 | 0 | 0 | 0 | 0 | 0 | 0 | 0.07588 | 0.0075019 | 0.0079933 | 0.0088597 | 0.024355 | 0 | 0 | 0 | 0 | 0 | 4.8
3412_G_5 | SERC_Central_TVA | Tennessee | 47 | Polk | 139 | 3412 | 5 | Ocoee 1 | 0 | 1914 | 9999 | Hydro | [5 empty] | Non-Fossil | G | 2030 | Hydro |  | 0 | 0 | 0 | 0 | 0 | 0 | 0 | 0 | 0 | 0 | 0 | 0 | 0 | 0 | 0 | 0 | 5.3971 | 5.7505 | 6.3739 | 17.5215 | 0 | 0 | 0 | 0 | 0 | 0 | 0 | 0 | 0 | 0 | 0 | 0 | 0 | 0 | 0 | 0 | 0 | 0 | 0 | 0 | 0.07588 | 0.0075019 | 0.0079933 | 0.0088597 | 0.024355 | 0 | 0 | 0 | 0 | 0 | 4.8
3413_G_1 | SERC_Central_TVA | Tennessee | 47 | Polk | 139 | 3413 | 1 | Ocoee 2 | 0 | 1913 | 9999 | Hydro | [5 empty] | Non-Fossil | G | 2030 | Hydro |  | 0 | 0 | 0 | 0 | 0 | 0 | 0 | 0 | 0 | 0 | 0 | 0 | 0 | 0 | 0 | 0 | 11.8557 | 12.1466 | 12.8164 | 36.8188 | 0 | 0 | 0 | 0 | 0 | 0 | 0 | 0 | 0 | 0 | 0 | 0 | 0 | 0 | 0 | 0 | 0 | 0 | 0 | 0 | 0.17073 | 0.016479 | 0.016884 | 0.017815 | 0.051178 | 0 | 0 | 0 | 0 | 0 | 10.8
3413_G_2 | SERC_Central_TVA | Tennessee | 47 | Polk | 139 | 3413 | 2 | Ocoee 2 | 0 | 1913 | 9999 | Hydro | [5 empty] | Non-Fossil | G | 2030 | Hydro |  | 0 | 0 | 0 | 0 | 0 | 0 | 0 | 0 | 0 | 0 | 0 | 0 | 0 | 0 | 0 | 0 | 13.8317 | 14.1711 | 14.9525 | 42.9552 | 0 | 0 | 0 | 0 | 0 | 0 | 0 | 0 | 0 | 0 | 0 | 0 | 0 | 0 | 0 | 0 | 0 | 0 | 0 | 0 | 0.19918 | 0.019226 | 0.019698 | 0.020784 | 0.059708 | 0 | 0 | 0 | 0 | 0 | 12.6
3414_G_1 | SERC_Central_TVA | Tennessee | 47 | Polk | 139 | 3414 | 1 | Ocoee 3 | 0 | 1943 | 9999 | Hydro | [5 empty] | Non-Fossil | G | 2030 | Hydro |  | 0 | 0 | 0 | 0 | 0 | 0 | 0 | 0 | 0 | 0 | 0 | 0 | 0 | 0 | 0 | 0 | 31.3957 | 32.1661 | 33.9398 | 97.5016 | 0 | 0 | 0 | 0 | 0 | 0 | 0 | 0 | 0 | 0 | 0 | 0 | 0 | 0 | 0 | 0 | 0 | 0 | 0 | 0 | 0.45212 | 0.04364 | 0.044711 | 0.047176 | 0.13553 | 0 | 0 | 0 | 0 | 0 | 28.6
3415_G_1 | SERC_Central_TVA | Tennessee | 47 | Hardin | 71 | 3415 | 1 | Pickwick Landing Dam | 0 | 1938 | 9999 | Hydro | [5 empty] | Non-Fossil | G | 2030 | Hydro |  | 0 | 0 | 0 | 0 | 0 | 0 | 0 | 0 | 0 | 0 | 0 | 0 | 0 | 0 | 0 | 0 | 42.3895 | 45.1657 | 50.0617 | 137.6169 | 0 | 0 | 0 | 0 | 0 | 0 | 0 | 0 | 0 | 0 | 0 | 0 | 0 | 0 | 0 | 0 | 0 | 0 | 0 | 0 | 0.59597 | 0.058921 | 0.06278 | 0.069586 | 0.19129 | 0 | 0 | 0 | 0 | 0 | 37.7
3415_G_2 | SERC_Central_TVA | Tennessee | 47 | Hardin | 71 | 3415 | 2 | Pickwick Landing Dam | 0 | 1938 | 9999 | Hydro | [5 empty] | Non-Fossil | G | 2030 | Hydro |  | 0 | 0 | 0 | 0 | 0 | 0 | 0 | 0 | 0 | 0 | 0 | 0 | 0 | 0 | 0 | 0 | 42.2771 | 45.0459 | 49.9289 | 137.2519 | 0 | 0 | 0 | 0 | 0 | 0 | 0 | 0 | 0 | 0 | 0 | 0 | 0 | 0 | 0 | 0 | 0 | 0 | 0 | 0 | 0.59439 | 0.058765 | 0.062614 | 0.069401 | 0.19078 | 0 | 0 | 0 | 0 | 0 | 37.6
3415_G_3 | SERC_Central_TVA | Tennessee | 47 | Hardin | 71 | 3415 | 3 | Pickwick Landing Dam | 0 | 1942 | 9999 | Hydro | [5 empty] | Non-Fossil | G | 2030 | Hydro |  | 0 | 0 | 0 | 0 | 0 | 0 | 0 | 0 | 0 | 0 | 0 | 0 | 0 | 0 | 0 | 0 | 43.289 | 46.1241 | 51.124 | 140.5372 | 0 | 0 | 0 | 0 | 0 | 0 | 0 | 0 | 0 | 0 | 0 | 0 | 0 | 0 | 0 | 0 | 0 | 0 | 0 | 0 | 0.60862 | 0.060172 | 0.064113 | 0.071062 | 0.19535 | 0 | 0 | 0 | 0 | 0 | 38.5
3415_G_4 | SERC_Central_TVA | Tennessee | 47 | Hardin | 71 | 3415 | 4 | Pickwick Landing Dam | 0 | 1942 | 9999 | Hydro | [5 empty] | Non-Fossil | G | 2030 | Hydro |  | 0 | 0 | 0 | 0 | 0 | 0 | 0 | 0 | 0 | 0 | 0 | 0 | 0 | 0 | 0 | 0 | 49.0234 | 52.2341 | 57.8963 | 159.1538 | 0 | 0 | 0 | 0 | 0 | 0 | 0 | 0 | 0 | 0 | 0 | 0 | 0 | 0 | 0 | 0 | 0 | 0 | 0 | 0 | 0.68924 | 0.068143 | 0.072605 | 0.080476 | 0.22122 | 0 | 0 | 0 | 0 | 0 | 43.6
3415_G_5 | SERC_Central_TVA | Tennessee | 47 | Hardin | 71 | 3415 | 5 | Pickwick Landing Dam | 0 | 1952 | 9999 | Hydro | [5 empty] | Non-Fossil | G | 2030 | Hydro |  | 0 | 0 | 0 | 0 | 0 | 0 | 0 | 0 | 0 | 0 | 0 | 0 | 0 | 0 | 0 | 0 | 49.1359 | 52.3539 | 58.0291 | 159.5188 | 0 | 0 | 0 | 0 | 0 | 0 | 0 | 0 | 0 | 0 | 0 | 0 | 0 | 0 | 0 | 0 | 0 | 0 | 0 | 0 | 0.69082 | 0.068299 | 0.072772 | 0.08066 | 0.22173 | 0 | 0 | 0 | 0 | 0 | 43.7
3415_G_6 | SERC_Central_TVA | Tennessee | 47 | Hardin | 71 | 3415 | 6 | Pickwick Landing Dam | 0 | 1952 | 9999 | Hydro | [5 empty] | Non-Fossil | G | 2030 | Hydro |  | 0 | 0 | 0 | 0 | 0 | 0 | 0 | 0 | 0 | 0 | 0 | 0 | 0 | 0 | 0 | 0 | 48.5737 | 51.7549 | 57.3651 | 157.6936 | 0 | 0 | 0 | 0 | 0 | 0 | 0 | 0 | 0 | 0 | 0 | 0 | 0 | 0 | 0 | 0 | 0 | 0 | 0 | 0 | 0.68292 | 0.067517 | 0.071939 | 0.079738 | 0.21919 | 0 | 0 | 0 | 0 | 0 | 43.2
3416_G_1 | SERC_Central_TVA | Tennessee | 47 | Sullivan | 163 | 3416 | 1 | South Holston | 0 | 1951 | 9999 | Hydro | [5 empty] | Non-Fossil | G | 2030 | Hydro |  | 0 | 0 | 0 | 0 | 0 | 0 | 0 | 0 | 0 | 0 | 0 | 0 | 0 | 0 | 0 | 0 | 49.9229 | 53.1925 | 58.9586 | 162.074 | 0 | 0 | 0 | 0 | 0 | 0 | 0 | 0 | 0 | 0 | 0 | 0 | 0 | 0 | 0 | 0 | 0 | 0 | 0 | 0 | 0.70189 | 0.069393 | 0.073938 | 0.081952 | 0.22528 | 0 | 0 | 0 | 0 | 0 | 44.4
3417_G_1 | SERC_Central_TVA | Tennessee | 47 | Franklin | 51 | 3417 | 1 | Tims Ford | 0 | 1972 | 9999 | Hydro | [5 empty] | Non-Fossil | G | 2030 | Hydro |  | 0 | 0 | 0 | 0 | 0 | 0 | 0 | 0 | 0 | 0 | 0 | 0 | 0 | 0 | 0 | 0 | 44.6383 | 47.5618 | 52.7175 | 144.9175 | 0 | 0 | 0 | 0 | 0 | 0 | 0 | 0 | 0 | 0 | 0 | 0 | 0 | 0 | 0 | 0 | 0 | 0 | 0 | 0 | 0.62759 | 0.062047 | 0.066111 | 0.073277 | 0.20144 | 0 | 0 | 0 | 0 | 0 | 39.7
3417_G_2 | SERC_Central_TVA | Tennessee | 47 | Franklin | 51 | 3417 | 2 | Tims Ford | 0 | 1987 | 9999 | Hydro | [5 empty] | Non-Fossil | G | 2030 | Hydro |  | 0 | 0 | 0 | 0 | 0 | 0 | 0 | 0 | 0 | 0 | 0 | 0 | 0 | 0 | 0 | 0 | 0.5622 | 0.59901 | 0.66395 | 1.8252 | 0 | 0 | 0 | 0 | 0 | 0 | 0 | 0 | 0 | 0 | 0 | 0 | 0 | 0 | 0 | 0 | 0 | 0 | 0 | 0 | 0.0079041 | 0.00078145 | 0.00083263 | 0.00092289 | 0.002537 | 0 | 0 | 0 | 0 | 0 | 0.5
3418_G_1 | SERC_Central_TVA | Tennessee | 47 | Carter | 19 | 3418 | 1 | Watauga | 0 | 1949 | 9999 | Hydro | [5 empty] | Non-Fossil | G | 2030 | Hydro |  | 0 | 0 | 0 | 0 | 0 | 0 | 0 | 0 | 0 | 0 | 0 | 0 | 0 | 0 | 0 | 0 | 42.6144 | 45.4053 | 50.3273 | 138.347 | 0 | 0 | 0 | 0 | 0 | 0 | 0 | 0 | 0 | 0 | 0 | 0 | 0 | 0 | 0 | 0 | 0 | 0 | 0 | 0 | 0.59913 | 0.059234 | 0.063113 | 0.069955 | 0.1923 | 0 | 0 | 0 | 0 | 0 | 37.9
3418_G_2 | SERC_Central_TVA | Tennessee | 47 | Carter | 19 | 3418 | 2 | Watauga | 0 | 1949 | 9999 | Hydro | [5 empty] | Non-Fossil | G | 2030 | Hydro |  | 0 | 0 | 0 | 0 | 0 | 0 | 0 | 0 | 0 | 0 | 0 | 0 | 0 | 0 | 0 | 0 | 32.7198 | 34.8627 | 38.6418 | 106.2242 | 0 | 0 | 0 | 0 | 0 | 0 | 0 | 0 | 0 | 0 | 0 | 0 | 0 | 0 | 0 | 0 | 0 | 0 | 0 | 0 | 0.46002 | 0.04548 | 0.048459 | 0.053712 | 0.14765 | 0 | 0 | 0 | 0 | 0 | 29.1
342_G_1 | WECC_Southern California Edison | California | 6 | Mono | 51 | 342 | 1 | Lundy | 0 | 1911 | 9999 | Hydro | [5 empty] | Non-Fossil | G | 2030 | Hydro |  | 0 | 0 | 0 | 0 | 0 | 0 | 0 | 0 | 0 | 0 | 0 | 0 | 0 | 0 | 0 | 0 | 0.7333 | 1.2923 | 2.7958 | 4.8215 | 0 | 0 | 0 | 0 | 0 | 0 | 0 | 0 | 0 | 0 | 0 | 0 | 0 | 0 | 0 | 0 | 0 | 0 | 0 | 0 | 0.023712 | 0.0010193 | 0.0017964 | 0.0038862 | 0.0067019 | 0 | 0 | 0 | 0 | 0 | 1.5
342_G_2 | WECC_Southern California Edison | California | 6 | Mono | 51 | 342 | 2 | Lundy | 0 | 1912 | 9999 | Hydro | [5 empty] | Non-Fossil | G | 2030 | Hydro |  | 0 | 0 | 0 | 0 | 0 | 0 | 0 | 0 | 0 | 0 | 0 | 0 | 0 | 0 | 0 | 0 | 0.7333 | 1.2923 | 2.7958 | 4.8215 | 0 | 0 | 0 | 0 | 0 | 0 | 0 | 0 | 0 | 0 | 0 | 0 | 0 | 0 | 0 | 0 | 0 | 0 | 0 | 0 | 0.023712 | 0.0010193 | 0.0017964 | 0.0038862 | 0.0067019 | 0 | 0 | 0 | 0 | 0 | 1.5
3420_G_HY1 | SERC_Central_TVA | Tennessee | 47 | Rhea | 143 | 3420 | HY1 | Watts Bar Hydro | 0 | 1942 | 9999 | Hydro | [5 empty] | Non-Fossil | G | 2030 | Hydro |  | 0 | 0 | 0 | 0 | 0 | 0 | 0 | 0 | 0 | 0 | 0 | 0 | 0 | 0 | 0 | 0 | 44.1885 | 47.0826 | 52.1863 | 143.4574 | 0 | 0 | 0 | 0 | 0 | 0 | 0 | 0 | 0 | 0 | 0 | 0 | 0 | 0 | 0 | 0 | 0 | 0 | 0 | 0 | 0.62126 | 0.061422 | 0.065445 | 0.072539 | 0.19941 | 0 | 0 | 0 | 0 | 0 | 39.3
3420_G_HY2 | SERC_Central_TVA | Tennessee | 47 | Rhea | 143 | 3420 | HY2 | Watts Bar Hydro | 0 | 1942 | 9999 | Hydro | [5 empty] | Non-Fossil | G | 2030 | Hydro |  | 0 | 0 | 0 | 0 | 0 | 0 | 0 | 0 | 0 | 0 | 0 | 0 | 0 | 0 | 0 | 0 | 44.1885 | 47.0826 | 52.1863 | 143.4574 | 0 | 0 | 0 | 0 | 0 | 0 | 0 | 0 | 0 | 0 | 0 | 0 | 0 | 0 | 0 | 0 | 0 | 0 | 0 | 0 | 0.62126 | 0.061422 | 0.065445 | 0.072539 | 0.19941 | 0 | 0 | 0 | 0 | 0 | 39.3
3420_G_HY3 | SERC_Central_TVA | Tennessee | 47 | Rhea | 143 | 3420 | HY3 | Watts Bar Hydro | 0 | 1942 | 9999 | Hydro | [5 empty] | Non-Fossil | G | 2030 | Hydro |  | 0 | 0 | 0 | 0 | 0 | 0 | 0 | 0 | 0 | 0 | 0 | 0 | 0 | 0 | 0 | 0 | 44.1885 | 47.0826 | 52.1863 | 143.4574 | 0 | 0 | 0 | 0 | 0 | 0 | 0 | 0 | 0 | 0 | 0 | 0 | 0 | 0 | 0 | 0 | 0 | 0 | 0 | 0 | 0.62126 | 0.061422 | 0.065445 | 0.072539 | 0.19941 | 0 | 0 | 0 | 0 | 0 | 39.3
3420_G_HY4 | SERC_Central_TVA | Tennessee | 47 | Rhea | 143 | 3420 | HY4 | Watts Bar Hydro | 0 | 1944 | 9999 | Hydro | [5 empty] | Non-Fossil | G | 2030 | Hydro |  | 0 | 0 | 0 | 0 | 0 | 0 | 0 | 0 | 0 | 0 | 0 | 0 | 0 | 0 | 0 | 0 | 44.0761 | 46.9628 | 52.0535 | 143.0924 | 0 | 0 | 0 | 0 | 0 | 0 | 0 | 0 | 0 | 0 | 0 | 0 | 0 | 0 | 0 | 0 | 0 | 0 | 0 | 0 | 0.61968 | 0.061266 | 0.065278 | 0.072354 | 0.1989 | 0 | 0 | 0 | 0 | 0 | 39.2
3420_G_HY5 | SERC_Central_TVA | Tennessee | 47 | Rhea | 143 | 3420 | HY5 | Watts Bar Hydro | 0 | 1944 | 9999 | Hydro | [5 empty] | Non-Fossil | G | 2030 | Hydro |  | 0 | 0 | 0 | 0 | 0 | 0 | 0 | 0 | 0 | 0 | 0 | 0 | 0 | 0 | 0 | 0 | 44.1885 | 47.0826 | 52.1863 | 143.4574 | 0 | 0 | 0 | 0 | 0 | 0 | 0 | 0 | 0 | 0 | 0 | 0 | 0 | 0 | 0 | 0 | 0 | 0 | 0 | 0 | 0.62126 | 0.061422 | 0.065445 | 0.072539 | 0.19941 | 0 | 0 | 0 | 0 | 0 | 39.3
3421_G_1 | SERC_Central_TVA | Tennessee | 47 | Carter | 19 | 3421 | 1 | Wilbur | 0 | 1912 | 9999 | Hydro | [5 empty] | Non-Fossil | G | 2030 | Hydro |  | 0 | 0 | 0 | 0 | 0 | 0 | 0 | 0 | 0 | 0 | 0 | 0 | 0 | 0 | 0 | 0 | 1.5369 | 1.5746 | 1.6614 | 4.7728 | 0 | 0 | 0 | 0 | 0 | 0 | 0 | 0 | 0 | 0 | 0 | 0 | 0 | 0 | 0 | 0 | 0 | 0 | 0 | 0 | 0.022132 | 0.0021362 | 0.0021886 | 0.0023093 | 0.0066342 | 0 | 0 | 0 | 0 | 0 | 1.4
3421_G_2 | SERC_Central_TVA | Tennessee | 47 | Carter | 19 | 3421 | 2 | Wilbur | 0 | 1912 | 9999 | Hydro | [5 empty] | Non-Fossil | G | 2030 | Hydro |  | 0 | 0 | 0 | 0 | 0 | 0 | 0 | 0 | 0 | 0 | 0 | 0 | 0 | 0 | 0 | 0 | 1.5369 | 1.5746 | 1.6614 | 4.7728 | 0 | 0 | 0 | 0 | 0 | 0 | 0 | 0 | 0 | 0 | 0 | 0 | 0 | 0 | 0 | 0 | 0 | 0 | 0 | 0 | 0.022132 | 0.0021362 | 0.0021886 | 0.0023093 | 0.0066342 | 0 | 0 | 0 | 0 | 0 | 1.4
3421_G_3 | SERC_Central_TVA | Tennessee | 47 | Carter | 19 | 3421 | 3 | Wilbur | 0 | 1926 | 9999 | Hydro | [5 empty] | Non-Fossil | G | 2030 | Hydro |  | 0 | 0 | 0 | 0 | 0 | 0 | 0 | 0 | 0 | 0 | 0 | 0 | 0 | 0 | 0 | 0 | 1.4271 | 1.4621 | 1.5427 | 4.4319 | 0 | 0 | 0 | 0 | 0 | 0 | 0 | 0 | 0 | 0 | 0 | 0 | 0 | 0 | 0 | 0 | 0 | 0 | 0 | 0 | 0.020551 | 0.0019836 | 0.0020323 | 0.0021444 | 0.0061603 | 0 | 0 | 0 | 0 | 0 | 1.3
3421_G_4 | SERC_Central_TVA | Tennessee | 47 | Carter | 19 | 3421 | 4 | Wilbur | 0 | 1950 | 9999 | Hydro | [5 empty] | Non-Fossil | G | 2030 | Hydro |  | 0 | 0 | 0 | 0 | 0 | 0 | 0 | 0 | 0 | 0 | 0 | 0 | 0 | 0 | 0 | 0 | 7.6843 | 7.8728 | 8.3069 | 23.864 | 0 | 0 | 0 | 0 | 0 | 0 | 0 | 0 | 0 | 0 | 0 | 0 | 0 | 0 | 0 | 0 | 0 | 0 | 0 | 0 | 0.11066 | 0.010681 | 0.010943 | 0.011547 | 0.033171 | 0 | 0 | 0 | 0 | 0 | 7
3423_G_1 | SERC_Central_TVA | Tennessee | 47 | Smith | 159 | 3423 | 1 | Cordell Hull | 0 | 1973 | 9999 | Hydro | [5 empty] | Non-Fossil | G | 2030 | Hydro |  | 0 | 0 | 0 | 0 | 0 | 0 | 0 | 0 | 0 | 0 | 0 | 0 | 0 | 0 | 0 | 0 | 42.7268 | 45.5251 | 50.46 | 138.712 | 0 | 0 | 0 | 0 | 0 | 0 | 0 | 0 | 0 | 0 | 0 | 0 | 0 | 0 | 0 | 0 | 0 | 0 | 0 | 0 | 0.60071 | 0.05939 | 0.06328 | 0.070139 | 0.19281 | 0 | 0 | 0 | 0 | 0 | 38
3423_G_2 | SERC_Central_TVA | Tennessee | 47 | Smith | 159 | 3423 | 2 | Cordell Hull | 0 | 1973 | 9999 | Hydro | [5 empty] | Non-Fossil | G | 2030 | Hydro |  | 0 | 0 | 0 | 0 | 0 | 0 | 0 | 0 | 0 | 0 | 0 | 0 | 0 | 0 | 0 | 0 | 42.7268 | 45.5251 | 50.46 | 138.712 | 0 | 0 | 0 | 0 | 0 | 0 | 0 | 0 | 0 | 0 | 0 | 0 | 0 | 0 | 0 | 0 | 0 | 0 | 0 | 0 | 0.60071 | 0.05939 | 0.06328 | 0.070139 | 0.19281 | 0 | 0 | 0 | 0 | 0 | 38
3423_G_3 | SERC_Central_TVA | Tennessee | 47 | Smith | 159 | 3423 | 3 | Cordell Hull | 0 | 1974 | 9999 | Hydro | [5 empty] | Non-Fossil | G | 2030 | Hydro |  | 0 | 0 | 0 | 0 | 0 | 0 | 0 | 0 | 0 | 0 | 0 | 0 | 0 | 0 | 0 | 0 | 42.7268 | 45.5251 | 50.46 | 138.712 | 0 | 0 | 0 | 0 | 0 | 0 | 0 | 0 | 0 | 0 | 0 | 0 | 0 | 0 | 0 | 0 | 0 | 0 | 0 | 0 | 0.60071 | 0.05939 | 0.06328 | 0.070139 | 0.19281 | 0 | 0 | 0 | 0 | 0 | 38
3424_G_1 | SERC_Central_TVA | Tennessee | 47 | Clay | 27 | 3424 | 1 | Dale Hollow | 0 | 1948 | 9999 | Hydro | [5 empty] | Non-Fossil | G | 2030 | Hydro |  | 0 | 0 | 0 | 0 | 0 | 0 | 0 | 0 | 0 | 0 | 0 | 0 | 0 | 0 | 0 | 0 | 23.2749 | 24.7992 | 27.4874 | 75.5615 | 0 | 0 | 0 | 0 | 0 | 0 | 0 | 0 | 0 | 0 | 0 | 0 | 0 | 0 | 0 | 0 | 0 | 0 | 0 | 0 | 0.32723 | 0.032352 | 0.034471 | 0.038208 | 0.10503 | 0 | 0 | 0 | 0 | 0 | 20.7
3424_G_2 | SERC_Central_TVA | Tennessee | 47 | Clay | 27 | 3424 | 2 | Dale Hollow | 0 | 1949 | 9999 | Hydro | [5 empty] | Non-Fossil | G | 2030 | Hydro |  | 0 | 0 | 0 | 0 | 0 | 0 | 0 | 0 | 0 | 0 | 0 | 0 | 0 | 0 | 0 | 0 | 23.2749 | 24.7992 | 27.4874 | 75.5615 | 0 | 0 | 0 | 0 | 0 | 0 | 0 | 0 | 0 | 0 | 0 | 0 | 0 | 0 | 0 | 0 | 0 | 0 | 0 | 0 | 0.32723 | 0.032352 | 0.034471 | 0.038208 | 0.10503 | 0 | 0 | 0 | 0 | 0 | 20.7
3424_G_3 | SERC_Central_TVA | Tennessee | 47 | Clay | 27 | 3424 | 3 | Dale Hollow | 0 | 1953 | 9999 | Hydro | [5 empty] | Non-Fossil | G | 2030 | Hydro |  | 0 | 0 | 0 | 0 | 0 | 0 | 0 | 0 | 0 | 0 | 0 | 0 | 0 | 0 | 0 | 0 | 23.2749 | 24.7992 | 27.4874 | 75.5615 | 0 | 0 | 0 | 0 | 0 | 0 | 0 | 0 | 0 | 0 | 0 | 0 | 0 | 0 | 0 | 0 | 0 | 0 | 0 | 0 | 0.32723 | 0.032352 | 0.034471 | 0.038208 | 0.10503 | 0 | 0 | 0 | 0 | 0 | 20.7
3426_G_1 | SERC_Central_TVA | Tennessee | 47 | Sumner | 165 | 3426 | 1 | Old Hickory | 0 | 1957 | 9999 | Hydro | [5 empty] | Non-Fossil | G | 2030 | Hydro |  | 0 | 0 | 0 | 0 | 0 | 0 | 0 | 0 | 0 | 0 | 0 | 0 | 0 | 0 | 0 | 0 | 32.27 | 34.3834 | 38.1106 | 104.7641 | 0 | 0 | 0 | 0 | 0 | 0 | 0 | 0 | 0 | 0 | 0 | 0 | 0 | 0 | 0 | 0 | 0 | 0 | 0 | 0 | 0.4537 | 0.044855 | 0.047793 | 0.052974 | 0.14562 | 0 | 0 | 0 | 0 | 0 | 28.7
3426_G_2 | SERC_Central_TVA | Tennessee | 47 | Sumner | 165 | 3426 | 2 | Old Hickory | 0 | 1957 | 9999 | Hydro | [5 empty] | Non-Fossil | G | 2030 | Hydro |  | 0 | 0 | 0 | 0 | 0 | 0 | 0 | 0 | 0 | 0 | 0 | 0 | 0 | 0 | 0 | 0 | 32.6073 | 34.7429 | 38.509 | 105.8592 | 0 | 0 | 0 | 0 | 0 | 0 | 0 | 0 | 0 | 0 | 0 | 0 | 0 | 0 | 0 | 0 | 0 | 0 | 0 | 0 | 0.45844 | 0.045324 | 0.048293 | 0.053527 | 0.14714 | 0 | 0 | 0 | 0 | 0 | 29
3426_G_3 | SERC_Central_TVA | Tennessee | 47 | Sumner | 165 | 3426 | 3 | Old Hickory | 0 | 1957 | 9999 | Hydro | [5 empty] | Non-Fossil | G | 2030 | Hydro |  | 0 | 0 | 0 | 0 | 0 | 0 | 0 | 0 | 0 | 0 | 0 | 0 | 0 | 0 | 0 | 0 | 32.6073 | 34.7429 | 38.509 | 105.8592 | 0 | 0 | 0 | 0 | 0 | 0 | 0 | 0 | 0 | 0 | 0 | 0 | 0 | 0 | 0 | 0 | 0 | 0 | 0 | 0 | 0.45844 | 0.045324 | 0.048293 | 0.053527 | 0.14714 | 0 | 0 | 0 | 0 | 0 | 29
3426_G_4 | SERC_Central_TVA | Tennessee | 47 | Sumner | 165 | 3426 | 4 | Old Hickory | 0 | 1957 | 9999 | Hydro | [5 empty] | Non-Fossil | G | 2030 | Hydro |  | 0 | 0 | 0 | 0 | 0 | 0 | 0 | 0 | 0 | 0 | 0 | 0 | 0 | 0 | 0 | 0 | 32.6073 | 34.7429 | 38.509 | 105.8592 | 0 | 0 | 0 | 0 | 0 | 0 | 0 | 0 | 0 | 0 | 0 | 0 | 0 | 0 | 0 | 0 | 0 | 0 | 0 | 0 | 0.45844 | 0.045324 | 0.048293 | 0.053527 | 0.14714 | 0 | 0 | 0 | 0 | 0 | 29
3428_G_1 | SERC_Central_TVA | Tennessee | 47 | Davidson | 37 | 3428 | 1 | J P Priest | 0 | 1970 | 9999 | Hydro | [5 empty] | Non-Fossil | G | 2030 | Hydro |  | 0 | 0 | 0 | 0 | 0 | 0 | 0 | 0 | 0 | 0 | 0 | 0 | 0 | 0 | 0 | 0 | 33.7317 | 35.9409 | 39.8369 | 109.5095 | 0 | 0 | 0 | 0 | 0 | 0 | 0 | 0 | 0 | 0 | 0 | 0 | 0 | 0 | 0 | 0 | 0 | 0 | 0 | 0 | 0.47425 | 0.046887 | 0.049958 | 0.055373 | 0.15222 | 0 | 0 | 0 | 0 | 0 | 30
3437_G_1 | ERCOT_Rest | Texas | 48 | Maverick | 323 | 3437 | 1 | Eagle Pass | 0 | 1932 | 9999 | Hydro | [5 empty] | Non-Fossil | G | 2030 | Hydro |  | 0 | 0 | 0 | 0 | 0 | 0 | 0 | 0 | 0 | 0 | 0 | 0 | 0 | 0 | 0 | 0 | 0.48669 | 0.75375 | 1.0521 | 2.2926 | 0 | 0 | 0 | 0 | 0 | 0 | 0 | 0 | 0 | 0 | 0 | 0 | 0 | 0 | 0 | 0 | 0 | 0 | 0 | 0 | 0.031616 | 0.0006765 | 0.0010477 | 0.0014625 | 0.0031867 | 0 | 0 | 0 | 0 | 0 | 2
3437_G_2 | ERCOT_Rest | Texas | 48 | Maverick | 323 | 3437 | 2 | Eagle Pass | 0 | 1932 | 9999 | Hydro | [5 empty] | Non-Fossil | G | 2030 | Hydro |  | 0 | 0 | 0 | 0 | 0 | 0 | 0 | 0 | 0 | 0 | 0 | 0 | 0 | 0 | 0 | 0 | 0.48669 | 0.75375 | 1.0521 | 2.2926 | 0 | 0 | 0 | 0 | 0 | 0 | 0 | 0 | 0 | 0 | 0 | 0 | 0 | 0 | 0 | 0 | 0 | 0 | 0 | 0 | 0.031616 | 0.0006765 | 0.0010477 | 0.0014625 | 0.0031867 | 0 | 0 | 0 | 0 | 0 | 2
3437_G_3 | ERCOT_Rest | Texas | 48 | Maverick | 323 | 3437 | 3 | Eagle Pass | 0 | 1932 | 9999 | Hydro | [5 empty] | Non-Fossil | G | 2030 | Hydro |  | 0 | 0 | 0 | 0 | 0 | 0 | 0 | 0 | 0 | 0 | 0 | 0 | 0 | 0 | 0 | 0 | 0.48669 | 0.75375 | 1.0521 | 2.2926 | 0 | 0 | 0 | 0 | 0 | 0 | 0 | 0 | 0 | 0 | 0 | 0 | 0 | 0 | 0 | 0 | 0 | 0 | 0 | 0 | 0.031616 | 0.0006765 | 0.0010477 | 0.0014625 | 0.0031867 | 0 | 0 | 0 | 0 | 0 | 2
3439_G_4 | ERCOT_Rest | Texas | 48 | Webb | 479 | 3439 | 4 | Laredo | 10745 | 2008 | 9999 | Combustion Turbine |  |  | SCR | H2O |  | Fossil | G | 2030 | NaturalGas |  | 0.011574 | 0.0024802 | 0.006137 | 0.020192 | 0 | 0 | 0 | 0 | 0 | 0 | 0 | 0 | 0 | 0 | 0 | 0 | 1.0772 | 0.23083 | 0.57115 | 1.8792 | 0.67757 | 0.14519 | 0.35926 | 1.182 | 8.1021e-10 | 1.7362e-10 | 4.2959e-10 | 1.4134e-09 | 5.5904e-05 | 1.198e-05 | 2.9642e-05 | 9.7526e-05 | 0 | 0 | 0 | 0 | 0 | 0 | 0 | 0 | 1.9682 | 0.0055691 | 0.0011934 | 0.0029528 | 0.0097153 | 0.030871 | 0.0058239 | 0.013709 | 0.050403 | 0 | 90.1 | SCR
3439_G_5 | ERCOT_Rest | Texas | 48 | Webb | 479 | 3439 | 5 | Laredo | 10745 | 2008 | 9999 | Combustion Turbine |  |  | SCR | H2O |  | Fossil | G | 2030 | NaturalGas |  | 0.011215 | 0.0024032 | 0.0059463 | 0.019564 | 0 | 0 | 0 | 0 | 0 | 0 | 0 | 0 | 0 | 0 | 0 | 0 | 1.0437 | 0.22365 | 0.5534 | 1.8208 | 0.65651 | 0.14068 | 0.34809 | 1.1453 | 7.8503e-10 | 1.6822e-10 | 4.1624e-10 | 1.3695e-09 | 5.355e-05 | 1.1475e-05 | 2.8393e-05 | 9.3419e-05 | 0 | 0 | 0 | 0 | 0 | 0 | 0 | 0 | 1.907 | 0.005396 | 0.0011563 | 0.0028611 | 0.0094134 | 0.029912 | 0.0056429 | 0.013283 | 0.048837 | 0 | 87.3 | SCR
344_G_1 | WECC_Southern California Edison | California | 6 | Madera | 39 | 344 | 1 | Mammoth Pool | 0 | 1960 | 9999 | Hydro | [5 empty] | Non-Fossil | G | 2030 | Hydro |  | 0 | 0 | 0 | 0 | 0 | 0 | 0 | 0 | 0 | 0 | 0 | 0 | 0 | 0 | 0 | 0 | 39.1096 | 68.9251 | 149.1114 | 257.146 | 0 | 0 | 0 | 0 | 0 | 0 | 0 | 0 | 0 | 0 | 0 | 0 | 0 | 0 | 0 | 0 | 0 | 0 | 0 | 0 | 1.2647 | 0.054362 | 0.095806 | 0.20726 | 0.35743 | 0 | 0 | 0 | 0 | 0 | 80
344_G_2 | WECC_Southern California Edison | California | 6 | Madera | 39 | 344 | 2 | Mammoth Pool | 0 | 1960 | 9999 | Hydro | [5 empty] | Non-Fossil | G | 2030 | Hydro |  | 0 | 0 | 0 | 0 | 0 | 0 | 0 | 0 | 0 | 0 | 0 | 0 | 0 | 0 | 0 | 0 | 39.1096 | 68.9251 | 149.1114 | 257.146 | 0 | 0 | 0 | 0 | 0 | 0 | 0 | 0 | 0 | 0 | 0 | 0 | 0 | 0 | 0 | 0 | 0 | 0 | 0 | 0 | 1.2647 | 0.054362 | 0.095806 | 0.20726 | 0.35743 | 0 | 0 | 0 | 0 | 0 | 80
3441_G_7 | ERCOT_Rest | Texas | 48 | Nueces | 355 | 3441 | 7 | Nueces Bay | 7697 | 1972 | 9999 | Combined Cycle | wall |  | SCR |  |  | Fossil | G | 2030 | NaturalGas |  | 0.21585 | 0.077946 | 3.6487 | 3.9425 | 0 | 0 | 0 | 0 | 0 | 0 | 0 | 0 | 0 | 0 | 0 | 0 | 28.0434 | 10.1268 | 474.0461 | 512.2164 | 12.6359 | 4.563 | 213.5968 | 230.7957 | 1.511e-08 | 5.4562e-09 | 2.5541e-07 | 2.7598e-07 | 0.0017273 | 0.00062375 | 0.021892 | 0.024243 | 0 | 0 | 0 | 0 | 0 | 0 | 0 | 0 | 14.4163 | 0.11717 | 0.042311 | 1.3223 | 1.4818 | 0.57571 | 0.18303 | 8.1504 | 8.9092 | 0 | 319 | SCR
3441_G_8 | ERCOT_Rest | Texas | 48 | Nueces | 355 | 3441 | 8 | Nueces Bay | 7697 | 2010 | 9999 | Combined Cycle |  |  | SCR | NH3 |  | Fossil | G | 2030 | NaturalGas |  | 0.10623 | 0.038362 | 1.7958 | 1.9404 | 0 | 0 | 0 | 0 | 0 | 0 | 0 | 0 | 0 | 0 | 0 | 0 | 13.8019 | 4.984 | 233.308 | 252.0939 | 6.2189 | 2.2457 | 105.1245 | 113.5891 | 7.4364e-09 | 2.6853e-09 | 1.257e-07 | 1.3583e-07 | 0.00085012 | 0.00030699 | 0.010775 | 0.011932 | 0 | 0 | 0 | 0 | 0 | 0 | 0 | 0 | 7.0952 | 0.057666 | 0.020824 | 0.65078 | 0.72927 | 0.28334 | 0.090079 | 4.0113 | 4.3848 | 0 | 157 | SCR
3441_G_9 | ERCOT_Rest | Texas | 48 | Nueces | 355 | 3441 | 9 | Nueces Bay | 7697 | 2010 | 9999 | Combined Cycle |  |  | SCR | NH3 |  | Fossil | G | 2030 | NaturalGas |  | 0.10623 | 0.038362 | 1.7958 | 1.9404 | 0 | 0 | 0 | 0 | 0 | 0 | 0 | 0 | 0 | 0 | 0 | 0 | 13.8019 | 4.984 | 233.308 | 252.0939 | 6.2189 | 2.2457 | 105.1245 | 113.5891 | 7.4364e-09 | 2.6853e-09 | 1.257e-07 | 1.3583e-07 | 0.00085012 | 0.00030699 | 0.010775 | 0.011932 | 0 | 0 | 0 | 0 | 0 | 0 | 0 | 0 | 7.0952 | 0.057666 | 0.020824 | 0.65078 | 0.72927 | 0.28334 | 0.090079 | 4.0113 | 4.3848 | 0 | 157 | SCR
3443_G_5 | ERCOT_Rest | Texas | 48 | Victoria | 469 | 3443 | 5 | Victoria | 7989 | 1963 | 9999 | Combined Cycle |  |  | SCR | AA + NH3 |  | Fossil | G | 2030 | NaturalGas |  | 0.01138 | 0 | 0.70179 | 0.71317 | 0 | 0 | 0 | 0 | 0 | 0 | 0 | 0 | 0 | 0 | 0 | 0 | 1.4245 | 0 | 87.8444 | 89.2689 | 0.66619 | 0 | 41.0827 | 41.7489 | 7.9661e-10 | 0 | 4.9125e-08 | 4.9922e-08 | 9.7415e-05 | 0 | 0.0042107 | 0.0043081 | 0 | 0 | 0 | 0 | 0 | 0 | 0 | 0 | 4.9716 | 0.0059382 | 0 | 0.29345 | 0.29939 | 0.030353 | 0 | 1.5676 | 1.598 | 0 | 125 | SCR
3443_G_7 | ERCOT_Rest | Texas | 48 | Victoria | 469 | 3443 | 7 | Victoria | 7989 | 2009 | 9999 | Combined Cycle | wall |  | SCR | DLNB |  | Fossil | G | 2030 | NaturalGas |  | 0.014567 | 0 | 0.89829 | 0.91286 | 0 | 0 | 0 | 0 | 0 | 0 | 0 | 0 | 0 | 0 | 0 | 0 | 1.8233 | 0 | 112.4408 | 114.2641 | 0.85273 | 0 | 52.5859 | 53.4386 | 1.0197e-09 | 0 | 6.288e-08 | 6.39e-08 | 0.00012469 | 0 | 0.0053897 | 0.0055144 | 0 | 0 | 0 | 0 | 0 | 0 | 0 | 0 | 5.1892 | 0.007601 | 0 | 0.37561 | 0.38321 | 0.038852 | 0 | 2.0066 | 2.0454 | 0 | 160 | SCR
3452_B_1 | ERCOT_Rest | Texas | 48 | Dallas | 113 | 3452 | 1 | Lake Hubbard | 12349 | 1970 | 9999 | O/G Steam | wall | dry |  | CM + FU |  | Fossil | B | 2030 | NaturalGas |  | 0 | 0 | 0 | 0 | 0 | 0 | 0 | 0 | 0 | 0 | 0 | 0 | 0 | 0 | 0 | 0 | 0 | 0 | 0 | 0 | 0 | 0 | 0 | 0 | 0 | 0 | 0 | 0 | 0 | 0 | 0 | 0 | 0 | 0 | 0 | 0 | 0 | 0 | 0 | 0 | 20.4855 | 0 | 0 | 0 | 0 | 0 | 0 | 0 | 0 | 0 | 392
3452_B_2 | ERCOT_Rest | Texas | 48 | Dallas | 113 | 3452 | 2 | Lake Hubbard | 11923 | 1973 | 9999 | O/G Steam | wall | dry | SCR | LNBO |  | Fossil | B | 2030 | NaturalGas |  | 0 | 0 | 0 | 0 | 0 | 0 | 0 | 0 | 0 | 0 | 0 | 0 | 0 | 0 | 0 | 0 | 0 | 0 | 0 | 0 | 0 | 0 | 0 | 0 | 0 | 0 | 0 | 0 | 0 | 0 | 0 | 0 | 0 | 0 | 0 | 0 | 0 | 0 | 0 | 0 | 23.7748 | 0 | 0 | 0 | 0 | 0 | 0 | 0 | 0 | 0 | 523 | SCR
3453_B_6 | ERCOT_Rest | Texas | 48 | Dallas | 113 | 3453 | 6 | Mountain Creek | 13953 | 1956 | 9999 | O/G Steam | wall | dry |  | CM + FU + LNB |  | Fossil | B | 2030 | NaturalGas |  | 0 | 0 | 0 | 0 | 0 | 0 | 0 | 0 | 0 | 0 | 0 | 0 | 0 | 0 | 0 | 0 | 0 | 0 | 0 | 0 | 0 | 0 | 0 | 0 | 0 | 0 | 0 | 0 | 0 | 0 | 0 | 0 | 0 | 0 | 0 | 0 | 0 | 0 | 0 | 0 | 6.4785 | 0 | 0 | 0 | 0 | 0 | 0 | 0 | 0 | 0 | 122
3453_B_7 | ERCOT_Rest | Texas | 48 | Dallas | 113 | 3453 | 7 | Mountain Creek | 14393 | 1958 | 9999 | O/G Steam | wall | dry |  | CM + FU + LNB |  | Fossil | B | 2030 | NaturalGas |  | 0 | 0 | 0 | 0 | 0 | 0 | 0 | 0 | 0 | 0 | 0 | 0 | 0 | 0 | 0 | 0 | 0 | 0 | 0 | 0 | 0 | 0 | 0 | 0 | 0 | 0 | 0 | 0 | 0 | 0 | 0 | 0 | 0 | 0 | 0 | 0 | 0 | 0 | 0 | 0 | 6.2661 | 0 | 0 | 0 | 0 | 0 | 0 | 0 | 0 | 0 | 118
3453_B_8 | ERCOT_Rest | Texas | 48 | Dallas | 113 | 3453 | 8 | Mountain Creek | 12575 | 1967 | 9999 | O/G Steam | tangential |  | SCR | NH3 |  | Fossil | B | 2030 | NaturalGas |  | 0 | 0 | 0 | 0 | 0 | 0 | 0 | 0 | 0 | 0 | 0 | 0 | 0 | 0 | 0 | 0 | 0 | 0 | 0 | 0 | 0 | 0 | 0 | 0 | 0 | 0 | 0 | 0 | 0 | 0 | 0 | 0 | 0 | 0 | 0 | 0 | 0 | 0 | 0 | 0 | 30.2055 | 0 | 0 | 0 | 0 | 0 | 0 | 0 | 0 | 0 | 568 | SCR
3456_G_5CA1 | WECC_New Mexico | Texas | 48 | El Paso | 141 | 3456 | 5CA1 | Newman | 9283 | 2011 | 9999 | Combined Cycle |  |  | SCR | NH3 |  | Fossil | G | 2030 | NaturalGas |  | 0 | 0 | 0.090832 | 0.090832 | 0 | 0 | 0 | 0 | 0 | 0 | 0 | 0 | 0 | 0 | 0 | 0 | 0 | 0 | 9.7847 | 9.7847 | 0 | 0 | 5.3173 | 5.3173 | 0 | 0 | 6.3582e-09 | 6.3582e-09 | 0 | 0 | 0.00054499 | 0.00054499 | 0 | 0 | 0 | 0 | 0 | 0 | 0 | 0 | 4.3592 | 0 | 0 | 0.040314 | 0.040314 | 0 | 0 | 0.19489 | 0.19489 | 0 | 138 | SCR
3456_G_5CT1 | WECC_New Mexico | Texas | 48 | El Paso | 141 | 3456 | 5CT1 | Newman | 9283 | 2009 | 9999 | Combined Cycle |  |  | SCR | DLNB |  | Fossil | G | 2030 | NaturalGas |  | 0 | 0 | 0.046074 | 0.046074 | 0 | 0 | 0 | 0 | 0 | 0 | 0 | 0 | 0 | 0 | 0 | 0 | 0 | 0 | 4.9633 | 4.9633 | 0 | 0 | 2.6972 | 2.6972 | 0 | 0 | 3.2252e-09 | 3.2252e-09 | 0 | 0 | 0.00027644 | 0.00027644 | 0 | 0 | 0 | 0 | 0 | 0 | 0 | 0 | 2.2112 | 0 | 0 | 0.020449 | 0.020449 | 0 | 0 | 0.098858 | 0.098858 | 0 | 70 | SCR
3456_G_5CT2 | WECC_New Mexico | Texas | 48 | El Paso | 141 | 3456 | 5CT2 | Newman | 9283 | 2009 | 9999 | Combined Cycle |  |  | SCR | DLNB |  | Fossil | G | 2030 | NaturalGas |  | 0 | 0 | 0.046074 | 0.046074 | 0 | 0 | 0 | 0 | 0 | 0 | 0 | 0 | 0 | 0 | 0 | 0 | 0 | 0 | 4.9633 | 4.9633 | 0 | 0 | 2.6972 | 2.6972 | 0 | 0 | 3.2252e-09 | 3.2252e-09 | 0 | 0 | 0.00027644 | 0.00027644 | 0 | 0 | 0 | 0 | 0 | 0 | 0 | 0 | 2.2112 | 0 | 0 | 0.020449 | 0.020449 | 0 | 0 | 0.098858 | 0.098858 | 0 | 70 | SCR
3457_B_1 | MISO_WOTAB (including Western) | Texas | 48 | Montgomery | 339 | 3457 | 1 | Lewis Creek | 10793 | 1970 | 9999 | O/G Steam | wall | dry | SCR |  |  | Fossil | B | 2030 | NaturalGas |  | 0 | 1.7259 | 4.2036 | 5.9295 | 0 | 0 | 0 | 0 | 0 | 0 | 0 | 0 | 0 | 0 | 0 | 0 | 0 | 159.9097 | 389.4727 | 549.3825 | 0 | 101.0345 | 246.0775 | 347.112 | 0 | 1.2081e-07 | 2.9425e-07 | 4.1506e-07 | 0 | 0.021341 | 0.051977 | 0.073318 | 0 | 0 | 0 | 0 | 0 | 0 | 0 | 0 | 13.1766 | 0 | 0.16588 | 0.40402 | 0.56991 | 0 | 4.3242 | 9.9769 | 14.3012 | 0 | 252 | SCR
3457_B_2 | MISO_WOTAB (including Western) | Texas | 48 | Montgomery | 339 | 3457 | 2 | Lewis Creek | 10830 | 1971 | 9999 | O/G Steam | wall | dry | SCR |  |  | Fossil | B | 2030 | NaturalGas |  | 0 | 1.7387 | 4.2347 | 5.9734 | 0 | 0 | 0 | 0 | 0 | 0 | 0 | 0 | 0 | 0 | 0 | 0 | 0 | 160.5443 | 391.0183 | 551.5625 | 0 | 101.7832 | 247.901 | 349.6841 | 0 | 1.2171e-07 | 2.9643e-07 | 4.1814e-07 | 0 | 0.021464 | 0.052278 | 0.073742 | 0 | 0 | 0 | 0 | 0 | 0 | 0 | 0 | 13.2283 | 0 | 0.16654 | 0.40562 | 0.57215 | 0 | 4.3563 | 10.0509 | 14.4071 | 0 | 253 | SCR
3459_B_5 | MISO_WOTAB (including Western) | Texas | 48 | Orange | 361 | 3459 | 5 | Sabine | 11763 | 1979 | 9999 | O/G Steam | tangential |  |  | LNC1 |  | Fossil | B | 2030 | NaturalGas |  | 0 | 3.8548 | 7.6348 | 11.4896 | 0 | 0 | 0 | 0 | 0 | 0 | 0 | 0 | 0 | 0 | 0 | 0 | 0 | 327.704 | 649.0519 | 976.7559 | 0 | 225.6589 | 446.9411 | 672.6 | 0 | 2.6983e-07 | 5.3444e-07 | 8.0427e-07 | 0 | 0.16622 | 0.32921 | 0.49543 | 0 | 0 | 0 | 0 | 0 | 0 | 0 | 0 | 19.6621 | 0 | 0.29901 | 0.59222 | 0.89123 | 0 | 9.6581 | 18.1207 | 27.7788 | 0 | 448
3460_B_CBY1 | ERCOT_Rest | Texas | 48 | Chambers | 71 | 3460 | CBY1 | Cedar Bayou | 11328 | 1970 | 9999 | O/G Steam | wall | dry | SCR | other |  | Fossil | B | 2030 | NaturalGas |  | 0 | 0 | 0 | 0 | 0 | 0 | 0 | 0 | 0 | 0 | 0 | 0 | 0 | 0 | 0 | 0 | 0 | 0 | 0 | 0 | 0 | 0 | 0 | 0 | 0 | 0 | 0 | 0 | 0 | 0 | 0 | 0 | 0 | 0 | 0 | 0 | 0 | 0 | 0 | 0 | 39.3705 | 0 | 0 | 0 | 0 | 0 | 0 | 0 | 0 | 0 | 746 | SCR
3460_B_CBY2 | ERCOT_Rest | Texas | 48 | Chambers | 71 | 3460 | CBY2 | Cedar Bayou | 11136 | 1972 | 9999 | O/G Steam | wall | dry | SCR | other |  | Fossil | B | 2030 | NaturalGas |  | 0 | 0 | 0 | 0 | 0 | 0 | 0 | 0 | 0 | 0 | 0 | 0 | 0 | 0 | 0 | 0 | 0 | 0 | 0 | 0 | 0 | 0 | 0 | 0 | 0 | 0 | 0 | 0 | 0 | 0 | 0 | 0 | 0 | 0 | 0 | 0 | 0 | 0 | 0 | 0 | 39.5264 | 0 | 0 | 0 | 0 | 0 | 0 | 0 | 0 | 0 | 749 | SCR
3464_G_73 | ERCOT_Rest | Texas | 48 | Harris | 201 | 3464 | 73 | Greens Bayou | 15753 | 1976 | 9999 | Combustion Turbine |  |  |  | H2O |  | Fossil | G | 2030 | NaturalGas |  | 0.0029057 | 0.00051642 | 0 | 0.0034222 | 0 | 0 | 0 | 0 | 0 | 0 | 0 | 0 | 0 | 0 | 0 | 0 | 0.18446 | 0.032783 | 0 | 0.21724 | 0.1701 | 0.030231 | 0 | 0.20033 | 2.034e-10 | 3.615e-11 | 0 | 2.3955e-10 | 0.00030015 | 5.3344e-05 | 0 | 0.00035349 | 0 | 0 | 0 | 0 | 0 | 0 | 0 | 0 | 2.341 | 0.0010256 | 0.00018227 | 0 | 0.0012078 | 0.0077501 | 0.0012126 | 0 | 0.0089627 | 0 | 54
3464_G_74 | ERCOT_Rest | Texas | 48 | Harris | 201 | 3464 | 74 | Greens Bayou | 15753 | 1976 | 9999 | Combustion Turbine |  |  |  | H2O |  | Fossil | G | 2030 | NaturalGas |  | 0.0029057 | 0.00051642 | 0 | 0.0034222 | 0 | 0 | 0 | 0 | 0 | 0 | 0 | 0 | 0 | 0 | 0 | 0 | 0.18446 | 0.032783 | 0 | 0.21724 | 0.1701 | 0.030231 | 0 | 0.20033 | 2.034e-10 | 3.615e-11 | 0 | 2.3955e-10 | 0.00030426 | 5.4075e-05 | 0 | 0.00035833 | 0 | 0 | 0 | 0 | 0 | 0 | 0 | 0 | 2.341 | 0.0010256 | 0.00018227 | 0 | 0.0012078 | 0.0077501 | 0.0012126 | 0 | 0.0089627 | 0 | 54
3464_G_81 | ERCOT_Rest | Texas | 48 | Harris | 201 | 3464 | 81 | Greens Bayou | 15753 | 1976 | 9999 | Combustion Turbine |  |  |  | H2O |  | Fossil | G | 2030 | NaturalGas |  | 0.0029057 | 0.00051642 | 0 | 0.0034222 | 0 | 0 | 0 | 0 | 0 | 0 | 0 | 0 | 0 | 0 | 0 | 0 | 0.18446 | 0.032783 | 0 | 0.21724 | 0.1701 | 0.030231 | 0 | 0.20033 | 2.034e-10 | 3.615e-11 | 0 | 2.3955e-10 | 0.00029854 | 5.3057e-05 | 0 | 0.00035159 | 0 | 0 | 0 | 0 | 0 | 0 | 0 | 0 | 2.341 | 0.0010256 | 0.00018227 | 0 | 0.0012078 | 0.0077501 | 0.0012126 | 0 | 0.0089627 | 0 | 54
3464_G_82 | ERCOT_Rest | Texas | 48 | Harris | 201 | 3464 | 82 | Greens Bayou | 15753 | 1976 | 9999 | Combustion Turbine |  |  |  | H2O |  | Fossil | G | 2030 | NaturalGas |  | 0.0034438 | 0.00061206 | 0 | 0.0040559 | 0 | 0 | 0 | 0 | 0 | 0 | 0 | 0 | 0 | 0 | 0 | 0 | 0.21861 | 0.038853 | 0 | 0.25747 | 0.2016 | 0.03583 | 0 | 0.23743 | 2.4107e-10 | 4.2844e-11 | 0 | 2.8391e-10 | 0.00036355 | 6.4612e-05 | 0 | 0.00042816 | 0 | 0 | 0 | 0 | 0 | 0 | 0 | 0 | 2.7745 | 0.0012155 | 0.00021602 | 0 | 0.0014315 | 0.0091853 | 0.0014372 | 0 | 0.010622 | 0 | 64
3464_G_83 | ERCOT_Rest | Texas | 48 | Harris | 201 | 3464 | 83 | Greens Bayou | 15753 | 1976 | 9999 | Combustion Turbine |  |  |  | H2O |  | Fossil | G | 2030 | NaturalGas |  | 0.0034438 | 0.00061206 | 0 | 0.0040559 | 0 | 0 | 0 | 0 | 0 | 0 | 0 | 0 | 0 | 0 | 0 | 0 | 0.21861 | 0.038853 | 0 | 0.25747 | 0.2016 | 0.03583 | 0 | 0.23743 | 2.4107e-10 | 4.2844e-11 | 0 | 2.8391e-10 | 0.00035375 | 6.2871e-05 | 0 | 0.00041662 | 0 | 0 | 0 | 0 | 0 | 0 | 0 | 0 | 2.7745 | 0.0012155 | 0.00021602 | 0 | 0.0014315 | 0.0091853 | 0.0014372 | 0 | 0.010622 | 0 | 64
3464_G_84 | ERCOT_Rest | Texas | 48 | Harris | 201 | 3464 | 84 | Greens Bayou | 15753 | 1976 | 9999 | Combustion Turbine |  |  |  | H2O |  | Fossil | G | 2030 | NaturalGas |  | 0.0034438 | 0.00061206 | 0 | 0.0040559 | 0 | 0 | 0 | 0 | 0 | 0 | 0 | 0 | 0 | 0 | 0 | 0 | 0.21861 | 0.038853 | 0 | 0.25747 | 0.2016 | 0.03583 | 0 | 0.23743 | 2.4107e-10 | 4.2844e-11 | 0 | 2.8391e-10 | 0.00035864 | 6.374e-05 | 0 | 0.00042238 | 0 | 0 | 0 | 0 | 0 | 0 | 0 | 0 | 2.7745 | 0.0012155 | 0.00021602 | 0 | 0.0014315 | 0.0091853 | 0.0014372 | 0 | 0.010622 | 0 | 64
3469_G_3 | ERCOT_Rest | Texas | 48 | Harris | 201 | 3469 | 3 | T H Wharton | 9780 | 1974 | 9999 | Combined Cycle |  |  |  | CM |  | Fossil | G | 2030 | NaturalGas |  | 0.011591 | 0 | 0.048245 | 0.059836 | 0 | 0 | 0 | 0 | 0 | 0 | 0 | 0 | 0 | 0 | 0 | 0 | 1.1852 | 0 | 4.9331 | 6.1182 | 0.67853 | 0 | 2.8243 | 3.5028 | 8.1136e-10 | 0 | 3.3772e-09 | 4.1885e-09 | 9.2413e-05 | 0 | 0.00038466 | 0.00047707 | 0 | 0 | 0 | 0 | 0 | 0 | 0 | 0 | 3.9017 | 0.0047579 | 0 | 0.019658 | 0.024416 | 0.030915 | 0 | 0.10777 | 0.13868 | 0 | 104
3469_G_31 | ERCOT_Rest | Texas | 48 | Harris | 201 | 3469 | 31 | T H Wharton | 9780 | 1972 | 9999 | Combined Cycle |  |  |  | CM |  | Fossil | G | 2030 | NaturalGas |  | 0.0063527 | 0 | 0.026442 | 0.032795 | 0 | 0 | 0 | 0 | 0 | 0 | 0 | 0 | 0 | 0 | 0 | 0 | 0.64956 | 0 | 2.7037 | 3.3533 | 0.37189 | 0 | 1.5479 | 1.9198 | 4.4469e-10 | 0 | 1.851e-09 | 2.2956e-09 | 5.065e-05 | 0 | 0.00021082 | 0.00026147 | 0 | 0 | 0 | 0 | 0 | 0 | 0 | 0 | 2.1385 | 0.0026077 | 0 | 0.010774 | 0.013382 | 0.016944 | 0 | 0.059066 | 0.076009 | 0 | 57
3469_G_32 | ERCOT_Rest | Texas | 48 | Harris | 201 | 3469 | 32 | T H Wharton | 9780 | 1972 | 9999 | Combined Cycle |  |  |  | CM |  | Fossil | G | 2030 | NaturalGas |  | 0.0063527 | 0 | 0.026442 | 0.032795 | 0 | 0 | 0 | 0 | 0 | 0 | 0 | 0 | 0 | 0 | 0 | 0 | 0.64956 | 0 | 2.7037 | 3.3533 | 0.37189 | 0 | 1.5479 | 1.9198 | 4.4469e-10 | 0 | 1.851e-09 | 2.2956e-09 | 5.065e-05 | 0 | 0.00021082 | 0.00026147 | 0 | 0 | 0 | 0 | 0 | 0 | 0 | 0 | 2.1385 | 0.0026077 | 0 | 0.010774 | 0.013382 | 0.016944 | 0 | 0.059066 | 0.076009 | 0 | 57
3469_G_33 | ERCOT_Rest | Texas | 48 | Harris | 201 | 3469 | 33 | T H Wharton | 9780 | 1972 | 9999 | Combined Cycle | [5 empty] | Fossil | G | 2030 | NaturalGas |  | 0.0063527 | 0 | 0.026442 | 0.032795 | 0 | 0 | 0 | 0 | 0 | 0 | 0 | 0 | 0 | 0 | 0 | 0 | 0.64956 | 0 | 2.7037 | 3.3533 | 0.37189 | 0 | 1.5479 | 1.9198 | 4.4469e-10 | 0 | 1.851e-09 | 2.2956e-09 | 5.065e-05 | 0 | 0.00021082 | 0.00026147 | 0 | 0 | 0 | 0 | 0 | 0 | 0 | 0 | 2.1385 | 0.0026077 | 0 | 0.010774 | 0.013382 | 0.016944 | 0 | 0.059066 | 0.076009 | 0 | 57
3469_G_34 | ERCOT_Rest | Texas | 48 | Harris | 201 | 3469 | 34 | T H Wharton | 9780 | 1972 | 9999 | Combined Cycle | [5 empty] | Fossil | G | 2030 | NaturalGas |  | 0.0063527 | 0 | 0.026442 | 0.032795 | 0 | 0 | 0 | 0 | 0 | 0 | 0 | 0 | 0 | 0 | 0 | 0 | 0.64956 | 0 | 2.7037 | 3.3533 | 0.37189 | 0 | 1.5479 | 1.9198 | 4.4469e-10 | 0 | 1.851e-09 | 2.2956e-09 | 5.065e-05 | 0 | 0.00021082 | 0.00026147 | 0 | 0 | 0 | 0 | 0 | 0 | 0 | 0 | 2.1385 | 0.0026077 | 0 | 0.010774 | 0.013382 | 0.016944 | 0 | 0.059066 | 0.076009 | 0 | 57
3469_G_4 | ERCOT_Rest | Texas | 48 | Harris | 201 | 3469 | 4 | T H Wharton | 9780 | 1974 | 9999 | Combined Cycle |  |  |  | CM |  | Fossil | G | 2030 | NaturalGas |  | 0.011591 | 0 | 0.048245 | 0.059836 | 0 | 0 | 0 | 0 | 0 | 0 | 0 | 0 | 0 | 0 | 0 | 0 | 1.1852 | 0 | 4.9331 | 6.1182 | 0.67853 | 0 | 2.8243 | 3.5028 | 8.1136e-10 | 0 | 3.3772e-09 | 4.1885e-09 | 8.8264e-05 | 0 | 0.00036738 | 0.00045565 | 0 | 0 | 0 | 0 | 0 | 0 | 0 | 0 | 3.9017 | 0.0047579 | 0 | 0.019658 | 0.024416 | 0.030915 | 0 | 0.10777 | 0.13868 | 0 | 104
3469_G_41 | ERCOT_Rest | Texas | 48 | Harris | 201 | 3469 | 41 | T H Wharton | 9780 | 1972 | 9999 | Combined Cycle | [5 empty] | Fossil | G | 2030 | NaturalGas |  | 0.0063527 | 0 | 0.026442 | 0.032795 | 0 | 0 | 0 | 0 | 0 | 0 | 0 | 0 | 0 | 0 | 0 | 0 | 0.64956 | 0 | 2.7037 | 3.3533 | 0.37189 | 0 | 1.5479 | 1.9198 | 4.4469e-10 | 0 | 1.851e-09 | 2.2956e-09 | 4.8375e-05 | 0 | 0.00020135 | 0.00024973 | 0 | 0 | 0 | 0 | 0 | 0 | 0 | 0 | 2.1385 | 0.0026077 | 0 | 0.010774 | 0.013382 | 0.016944 | 0 | 0.059066 | 0.076009 | 0 | 57
3469_G_42 | ERCOT_Rest | Texas | 48 | Harris | 201 | 3469 | 42 | T H Wharton | 9780 | 1972 | 9999 | Combined Cycle | [5 empty] | Fossil | G | 2030 | NaturalGas |  | 0.0063527 | 0 | 0.026442 | 0.032795 | 0 | 0 | 0 | 0 | 0 | 0 | 0 | 0 | 0 | 0 | 0 | 0 | 0.64956 | 0 | 2.7037 | 3.3533 | 0.37189 | 0 | 1.5479 | 1.9198 | 4.4469e-10 | 0 | 1.851e-09 | 2.2956e-09 | 4.8375e-05 | 0 | 0.00020135 | 0.00024973 | 0 | 0 | 0 | 0 | 0 | 0 | 0 | 0 | 2.1385 | 0.0026077 | 0 | 0.010774 | 0.013382 | 0.016944 | 0 | 0.059066 | 0.076009 | 0 | 57
3469_G_43 | ERCOT_Rest | Texas | 48 | Harris | 201 | 3469 | 43 | T H Wharton | 9780 | 1974 | 9999 | Combined Cycle | [5 empty] | Fossil | G | 2030 | NaturalGas |  | 0.0063527 | 0 | 0.026442 | 0.032795 | 0 | 0 | 0 | 0 | 0 | 0 | 0 | 0 | 0 | 0 | 0 | 0 | 0.64956 | 0 | 2.7037 | 3.3533 | 0.37189 | 0 | 1.5479 | 1.9198 | 4.4469e-10 | 0 | 1.851e-09 | 2.2956e-09 | 4.8375e-05 | 0 | 0.00020135 | 0.00024973 | 0 | 0 | 0 | 0 | 0 | 0 | 0 | 0 | 2.1385 | 0.0026077 | 0 | 0.010774 | 0.013382 | 0.016944 | 0 | 0.059066 | 0.076009 | 0 | 57
3469_G_44 | ERCOT_Rest | Texas | 48 | Harris | 201 | 3469 | 44 | T H Wharton | 9780 | 1974 | 9999 | Combined Cycle |  |  |  | CM |  | Fossil | G | 2030 | NaturalGas |  | 0.0063527 | 0 | 0.026442 | 0.032795 | 0 | 0 | 0 | 0 | 0 | 0 | 0 | 0 | 0 | 0 | 0 | 0 | 0.64956 | 0 | 2.7037 | 3.3533 | 0.37189 | 0 | 1.5479 | 1.9198 | 4.4469e-10 | 0 | 1.851e-09 | 2.2956e-09 | 4.8375e-05 | 0 | 0.00020135 | 0.00024973 | 0 | 0 | 0 | 0 | 0 | 0 | 0 | 0 | 2.1385 | 0.0026077 | 0 | 0.010774 | 0.013382 | 0.016944 | 0 | 0.059066 | 0.076009 | 0 | 57
3469_G_51 | ERCOT_Rest | Texas | 48 | Harris | 201 | 3469 | 51 | T H Wharton | 16279 | 1975 | 9999 | Combustion Turbine |  |  |  | H2O |  | Fossil | G | 2030 | NaturalGas |  | 0.0032252 | 0 | 0 | 0.0032252 | 0 | 0 | 0 | 0 | 0 | 0 | 0 | 0 | 0 | 0 | 0 | 0 | 0.19812 | 0 | 0 | 0.19812 | 0.1888 | 0 | 0 | 0.1888 | 2.2576e-10 | 0 | 0 | 2.2576e-10 | 0.00033592 | 0 | 0 | 0.00033592 | 0 | 0 | 0 | 0 | 0 | 0 | 0 | 0 | 2.5144 | 0.0012917 | 0 | 0 | 0.0012917 | 0.0086021 | 0 | 0 | 0.0086021 | 0 | 58
3469_G_52 | ERCOT_Rest | Texas | 48 | Harris | 201 | 3469 | 52 | T H Wharton | 16279 | 1975 | 9999 | Combustion Turbine |  |  |  | H2O |  | Fossil | G | 2030 | NaturalGas |  | 0.0032252 | 0 | 0 | 0.0032252 | 0 | 0 | 0 | 0 | 0 | 0 | 0 | 0 | 0 | 0 | 0 | 0 | 0.19812 | 0 | 0 | 0.19812 | 0.1888 | 0 | 0 | 0.1888 | 2.2576e-10 | 0 | 0 | 2.2576e-10 | 0.00033016 | 0 | 0 | 0.00033016 | 0 | 0 | 0 | 0 | 0 | 0 | 0 | 0 | 2.5144 | 0.0012917 | 0 | 0 | 0.0012917 | 0.0086021 | 0 | 0 | 0.0086021 | 0 | 58
3469_G_53 | ERCOT_Rest | Texas | 48 | Harris | 201 | 3469 | 53 | T H Wharton | 16279 | 1975 | 9999 | Combustion Turbine |  |  |  | H2O |  | Fossil | G | 2030 | NaturalGas |  | 0.0032252 | 0 | 0 | 0.0032252 | 0 | 0 | 0 | 0 | 0 | 0 | 0 | 0 | 0 | 0 | 0 | 0 | 0.19812 | 0 | 0 | 0.19812 | 0.1888 | 0 | 0 | 0.1888 | 2.2576e-10 | 0 | 0 | 2.2576e-10 | 0.00033079 | 0 | 0 | 0.00033079 | 0 | 0 | 0 | 0 | 0 | 0 | 0 | 0 | 2.5144 | 0.0012917 | 0 | 0 | 0.0012917 | 0.0086021 | 0 | 0 | 0.0086021 | 0 | 58
3469_G_54 | ERCOT_Rest | Texas | 48 | Harris | 201 | 3469 | 54 | T H Wharton | 16279 | 1975 | 9999 | Combustion Turbine |  |  |  | H2O |  | Fossil | G | 2030 | NaturalGas |  | 0.0032252 | 0 | 0 | 0.0032252 | 0 | 0 | 0 | 0 | 0 | 0 | 0 | 0 | 0 | 0 | 0 | 0 | 0.19812 | 0 | 0 | 0.19812 | 0.1888 | 0 | 0 | 0.1888 | 2.2576e-10 | 0 | 0 | 2.2576e-10 | 0.00033326 | 0 | 0 | 0.00033326 | 0 | 0 | 0 | 0 | 0 | 0 | 0 | 0 | 2.5144 | 0.0012917 | 0 | 0 | 0.0012917 | 0.0086021 | 0 | 0 | 0.0086021 | 0 | 58
3469_G_55 | ERCOT_Rest | Texas | 48 | Harris | 201 | 3469 | 55 | T H Wharton | 16279 | 1975 | 9999 | Combustion Turbine |  |  |  | H2O |  | Fossil | G | 2030 | NaturalGas |  | 0.0032252 | 0 | 0 | 0.0032252 | 0 | 0 | 0 | 0 | 0 | 0 | 0 | 0 | 0 | 0 | 0 | 0 | 0.19812 | 0 | 0 | 0.19812 | 0.1888 | 0 | 0 | 0.1888 | 2.2576e-10 | 0 | 0 | 2.2576e-10 | 0.00033442 | 0 | 0 | 0.00033442 | 0 | 0 | 0 | 0 | 0 | 0 | 0 | 0 | 2.5144 | 0.0012917 | 0 | 0 | 0.0012917 | 0.0086021 | 0 | 0 | 0.0086021 | 0 | 58
3469_G_56 | ERCOT_Rest | Texas | 48 | Harris | 201 | 3469 | 56 | T H Wharton | 16279 | 1975 | 9999 | Combustion Turbine |  |  |  | H2O |  | Fossil | G | 2030 | NaturalGas |  | 0.0032252 | 0 | 0 | 0.0032252 | 0 | 0 | 0 | 0 | 0 | 0 | 0 | 0 | 0 | 0 | 0 | 0 | 0.19812 | 0 | 0 | 0.19812 | 0.1888 | 0 | 0 | 0.1888 | 2.2576e-10 | 0 | 0 | 2.2576e-10 | 0.00033479 | 0 | 0 | 0.00033479 | 0 | 0 | 0 | 0 | 0 | 0 | 0 | 0 | 2.5144 | 0.0012917 | 0 | 0 | 0.0012917 | 0.0086021 | 0 | 0 | 0.0086021 | 0 | 58
3469_G_GT1 | ERCOT_Rest | Texas | 48 | Harris | 201 | 3469 | GT1 | T H Wharton | 16278 | 1967 | 9999 | Combustion Turbine | [5 empty] | Fossil | G | 2030 | NaturalGas |  | 0.00073181 | 0 | 0 | 0.00073181 | 0 | 0 | 0 | 0 | 0 | 0 | 0 | 0 | 0 | 0 | 0 | 0 | 0.044957 | 0 | 0 | 0.044957 | 0.04284 | 0 | 0 | 0.04284 | 5.1227e-11 | 0 | 0 | 5.1227e-11 | 1.1405e-05 | 0 | 0 | 1.1405e-05 | 0 | 0 | 0 | 0 | 0 | 0 | 0 | 0 | 0.56358 | 0.00024996 | 0 | 0 | 0.00024996 | 0.0019519 | 0 | 0 | 0.0019519 | 0 | 13
3470_B_WAP5 | ERCOT_Rest | Texas | 48 | Fort Bend | 157 | 3470 | WAP5 | W A Parish | 10451 | 1977 | 9999 | Coal Steam | wall | dry | Baghouse + SCR + Mercury Control | LNB + OFA |  | Fossil | B | 2030 | Coal |  | 6.0332 | 0 | 0 | 6.0332 | 0 | 0 | 0 | 0 | 6.0332 | 0 | 0 | 6.0332 | 0 | 0 | 0 | 0 | 577.284 | 0 | 0 | 577.284 | 646.4569 | 0 | 0 | 646.4569 | 0.0016927 | 0 | 0 | 0.0016927 | 0.19358 | 0 | 0 | 0.19358 | 1.5756 | 0 | 0 | 1.5756 | 0.0014737 | 0 | 0 | 0.0014737 | 35.9801 | 2.2944 | 0 | 0 | 2.2944 | 11.5452 | 0 | 0 | 11.5452 | 0 | 659 | SCR / Mercury Control
3470_B_WAP6 | ERCOT_Rest | Texas | 48 | Fort Bend | 157 | 3470 | WAP6 | W A Parish | 10463 | 1978 | 9999 | Coal Steam | wall | dry | Baghouse + SCR + Mercury Control | LNB + OFA |  | Fossil | B | 2030 | Coal |  | 5.9851 | 0 | 0 | 5.9851 | 0 | 0 | 0 | 0 | 5.9851 | 0 | 0 | 5.9851 | 0 | 0 | 0 | 0 | 572.028 | 0 | 0 | 572.028 | 641.3066 | 0 | 0 | 641.3066 | 0.0016792 | 0 | 0 | 0.0016792 | 0.16998 | 0 | 0 | 0.16998 | 1.5631 | 0 | 0 | 1.5631 | 0.0014619 | 0 | 0 | 0.0014619 | 35.6525 | 2.2735 | 0 | 0 | 2.2735 | 11.4532 | 0 | 0 | 11.4532 | 0 | 653 | SCR / Mercury Control
3470_B_WAP7 | ERCOT_Rest | Texas | 48 | Fort Bend | 157 | 3470 | WAP7 | W A Parish | 10444 | 1980 | 9999 | Coal Steam | tangential | dry | Baghouse + SCR + Mercury Control | LNB |  | Fossil | B | 2030 | Coal |  | 5.2789 | 0 | 0 | 5.2789 | 0 | 0 | 0 | 0 | 5.2789 | 0 | 0 | 5.2789 | 0 | 0 | 0 | 0 | 505.452 | 0 | 0 | 505.452 | 565.6385 | 0 | 0 | 565.6385 | 0.0014811 | 0 | 0 | 0.0014811 | 0.11606 | 0 | 0 | 0.11606 | 1.3786 | 0 | 0 | 1.3786 | 0.0012894 | 0 | 0 | 0.0012894 | 31.2557 | 2.0067 | 0 | 0 | 2.0067 | 10.1019 | 0 | 0 | 10.1019 | 0 | 577 | SCR / Mercury Control
3470_B_WAP8 | ERCOT_Rest | Texas | 48 | Fort Bend | 157 | 3470 | WAP8 | W A Parish | 10480 | 1982 | 9999 | Coal Steam | tangential | dry | Baghouse + Wet Scrubber + SCR + Mercury Control | LNC3 + NH3 | Wet Scrubber | Fossil | B | 2030 | Coal |  | 5.6001 | 0 | 0 | 5.6001 | 0 | 0 | 0 | 0 | 5.6001 | 0 | 0 | 5.6001 | 0 | 0 | 0 | 0 | 534.36 | 0 | 0 | 534.36 | 388.3552 | 0 | 0 | 388.3552 | 0.0015712 | 0 | 0 | 0.0015712 | 0.11517 | 0 | 0 | 0.11517 | 0.21938 | 0 | 0 | 0.21938 | 0.0028 | 0 | 0 | 0.0028 | 40.304 | 3.5876 | 0 | 0 | 3.5876 | 10.7164 | 0 | 0 | 10.7164 | 0 | 610 | Scrubber / SCR / Mercury Control | Wet Scrubber
3470_G_GT1 | ERCOT_Rest | Texas | 48 | Fort Bend | 157 | 3470 | GT1 | W A Parish | 25000 | 1967 | 9999 | Combustion Turbine | [5 empty] | Fossil | G | 2030 | NaturalGas |  | 0.0011239 | 0 | 0 | 0.0011239 | 0 | 0 | 0 | 0 | 0 | 0 | 0 | 0 | 0 | 0 | 0 | 0 | 0.044957 | 0 | 0 | 0.044957 | 0.065795 | 0 | 0 | 0.065795 | 7.8675e-11 | 0 | 0 | 7.8675e-11 | 0.0002663 | 0 | 0 | 0.0002663 | 0 | 0 | 0 | 0 | 0 | 0 | 0 | 0 | 0.56358 | 0.00024996 | 0 | 0 | 0.00024996 | 0.0029977 | 0 | 0 | 0.0029977 | 0 | 13
3478_B_1 | SPP West (Oklahoma, Arkansas, Louisiana) | Texas | 48 | Marion | 315 | 3478 | 1 | Wilkes | 12121 | 1964 | 9999 | O/G Steam | tangential |  |  | FR |  | Fossil | B | 2030 |  | O/G Retirement | 0 | 0 | 0 | 0 | 0 | 0 | 0 | 0 | 0 | 0 | 0 | 0 | 0 | 0 | 0 | 0 | 0 | 0 | 0 | 0 | 0 | 0 | 0 | 0 | 0 | 0 | 0 | 0 | 0 | 0 | 0 | 0 | 0 | 0 | 0 | 0 | 0 | 0 | 0 | 0 | 0 | 0 | 0 | 0 | 0 | 0 | 0 | 0 | 0 | 0 | 174
3478_B_2 | SPP West (Oklahoma, Arkansas, Louisiana) | Texas | 48 | Marion | 315 | 3478 | 2 | Wilkes | 12061 | 1970 | 9999 | O/G Steam | wall | dry |  | LNB |  | Fossil | B | 2030 |  |  | 0 | 0 | 0 | 0 | 0 | 0 | 0 | 0 | 0 | 0 | 0 | 0 | 0 | 0 | 0 | 0 | 0 | 0 | 0 | 0 | 0 | 0 | 0 | 0 | 0 | 0 | 0 | 0 | 0 | 0 | 0 | 0 | 0 | 0 | 0 | 0 | 0 | 0 | 0 | 0 | 18.6386 | 0 | 0 | 0 | 0 | 0 | 0 | 0 | 0 | 0 | 355
3478_B_3 | SPP West (Oklahoma, Arkansas, Louisiana) | Texas | 48 | Marion | 315 | 3478 | 3 | Wilkes | 11984 | 1971 | 9999 | O/G Steam | wall | dry |  | LNB |  | Fossil | B | 2030 |  | O/G Retirement | 0 | 0 | 0 | 0 | 0 | 0 | 0 | 0 | 0 | 0 | 0 | 0 | 0 | 0 | 0 | 0 | 0 | 0 | 0 | 0 | 0 | 0 | 0 | 0 | 0 | 0 | 0 | 0 | 0 | 0 | 0 | 0 | 0 | 0 | 0 | 0 | 0 | 0 | 0 | 0 | 0 | 0 | 0 | 0 | 0 | 0 | 0 | 0 | 0 | 0 | 354
3482_B_151B | SPP SPS (Texas Panhandle) | Texas | 48 | Lubbock | 303 | 3482 | 151B | Jones | 10998 | 1971 | 9999 | O/G Steam | tangential |  |  | LNB + OFA |  | Fossil | B | 2030 |  | O/G Retirement | 0 | 0 | 0 | 0 | 0 | 0 | 0 | 0 | 0 | 0 | 0 | 0 | 0 | 0 | 0 | 0 | 0 | 0 | 0 | 0 | 0 | 0 | 0 | 0 | 0 | 0 | 0 | 0 | 0 | 0 | 0 | 0 | 0 | 0 | 0 | 0 | 0 | 0 | 0 | 0 | 0 | 0 | 0 | 0 | 0 | 0 | 0 | 0 | 0 | 0 | 243
3482_G_3 | SPP SPS (Texas Panhandle) | Texas | 48 | Lubbock | 303 | 3482 | 3 | Jones | 10745 | 2011 | 9999 | Combustion Turbine |  |  |  | DLNB |  | Fossil | G | 2030 | NaturalGas |  | 0.054835 | 0.0030464 | 0.036242 | 0.094123 | 0 | 0 | 0 | 0 | 0 | 0 | 0 | 0 | 0 | 0 | 0 | 0 | 5.1033 | 0.28352 | 3.3729 | 8.7597 | 3.21 | 0.17834 | 2.1216 | 5.51 | 3.8384e-09 | 2.1325e-10 | 2.5369e-09 | 6.5886e-09 | 0.00079894 | 4.4386e-05 | 0.00052804 | 0.0013714 | 0 | 0 | 0 | 0 | 0 | 0 | 0 | 0 | 3.2744 | 0.023526 | 0.001307 | 0.015549 | 0.040382 | 0.15103 | 0.00721 | 0.079468 | 0.23771 | 0 | 166
3482_G_4 | SPP SPS (Texas Panhandle) | Texas | 48 | Lubbock | 303 | 3482 | 4 | Jones | 10745 | 2013 | 9999 | Combustion Turbine |  |  |  | DLNB |  | Fossil | G | 2030 | NaturalGas |  | 0.055496 | 0.0030831 | 0.036678 | 0.095257 | 0 | 0 | 0 | 0 | 0 | 0 | 0 | 0 | 0 | 0 | 0 | 0 | 5.1648 | 0.28693 | 3.4135 | 8.8652 | 3.2487 | 0.18048 | 2.1471 | 5.5763 | 3.8847e-09 | 2.1582e-10 | 2.5675e-09 | 6.668e-09 | 0.00080524 | 4.4736e-05 | 0.0005322 | 0.0013822 | 0 | 0 | 0 | 0 | 0 | 0 | 0 | 0 | 3.3138 | 0.02381 | 0.0013228 | 0.015736 | 0.040869 | 0.15285 | 0.0072969 | 0.080425 | 0.24057 | 0 | 168
3484_B_143B | SPP SPS (Texas Panhandle) | Texas | 48 | Potter | 375 | 3484 | 143B | Nichols | 12015 | 1968 | 9999 | O/G Steam | tangential |  |  | LNB + OFA |  | Fossil | B | 2030 |  | O/G Retirement | 0 | 0 | 0 | 0 | 0 | 0 | 0 | 0 | 0 | 0 | 0 | 0 | 0 | 0 | 0 | 0 | 0 | 0 | 0 | 0 | 0 | 0 | 0 | 0 | 0 | 0 | 0 | 0 | 0 | 0 | 0 | 0 | 0 | 0 | 0 | 0 | 0 | 0 | 0 | 0 | 0 | 0 | 0 | 0 | 0 | 0 | 0 | 0 | 0 | 0 | 244
3490_B_1 | ERCOT_West | Texas | 48 | Young | 503 | 3490 | 1 | Graham | 12105 | 1960 | 9999 | O/G Steam | wall | dry |  | CM + FU |  | Fossil | B | 2030 | NaturalGas |  | 0 | 0 | 0 | 0 | 0 | 0 | 0 | 0 | 0 | 0 | 0 | 0 | 0 | 0 | 0 | 0 | 0 | 0 | 0 | 0 | 0 | 0 | 0 | 0 | 0 | 0 | 0 | 0 | 0 | 0 | 0 | 0 | 0 | 0 | 0 | 0 | 0 | 0 | 0 | 0 | 12.1202 | 0 | 0 | 0 | 0 | 0 | 0 | 0 | 0 | 0 | 234
3490_B_2 | ERCOT_West | Texas | 48 | Young | 503 | 3490 | 2 | Graham | 11823 | 1969 | 9999 | O/G Steam | wall | dry |  | CM + FU + OFA |  | Fossil | B | 2030 | NaturalGas |  | 0 | 0 | 0 | 0 | 0 | 0 | 0 | 0 | 0 | 0 | 0 | 0 | 0 | 0 | 0 | 0 | 0 | 0 | 0 | 0 | 0 | 0 | 0 | 0 | 0 | 0 | 0 | 0 | 0 | 0 | 0 | 0 | 0 | 0 | 0 | 0 | 0 | 0 | 0 | 0 | 20.076 | 0 | 0 | 0 | 0 | 0 | 0 | 0 | 0 | 0 | 390
3491_B_3 | ERCOT_Rest | Texas | 48 | Tarrant | 439 | 3491 | 3 | Handley | 13605 | 1963 | 9999 | O/G Steam | wall | dry | SCR | CM + FU |  | Fossil | B | 2030 | NaturalGas |  | 0 | 0 | 0 | 0 | 0 | 0 | 0 | 0 | 0 | 0 | 0 | 0 | 0 | 0 | 0 | 0 | 0 | 0 | 0 | 0 | 0 | 0 | 0 | 0 | 0 | 0 | 0 | 0 | 0 | 0 | 0 | 0 | 0 | 0 | 0 | 0 | 0 | 0 | 0 | 0 | 21.3463 | 0 | 0 | 0 | 0 | 0 | 0 | 0 | 0 | 0 | 395 | SCR
3491_B_4 | ERCOT_Rest | Texas | 48 | Tarrant | 439 | 3491 | 4 | Handley | 13876 | 1976 | 9999 | O/G Steam | wall | dry | SCR |  |  | Fossil | B | 2030 | Oil |  | 0 | 0 | 0 | 0 | 0 | 0 | 0 | 0 | 0 | 0 | 0 | 0 | 0 | 0 | 0 | 0 | 0 | 0 | 0 | 0 | 0 | 0 | 0 | 0 | 0 | 0 | 0 | 0 | 0 | 0 | 0 | 0 | 0 | 0 | 0 | 0 | 0 | 0 | 0 | 0 | 19.9333 | 0 | 0 | 0 | 0 | 0 | 0 | 0 | 0 | 0 | 435 | SCR
3491_B_5 | ERCOT_Rest | Texas | 48 | Tarrant | 439 | 3491 | 5 | Handley | 14103 | 1977 | 9999 | O/G Steam | wall | dry | SCR |  |  | Fossil | B | 2030 | Oil |  | 0 | 0 | 0 | 0 | 0 | 0 | 0 | 0 | 0 | 0 | 0 | 0 | 0 | 0 | 0 | 0 | 0 | 0 | 0 | 0 | 0 | 0 | 0 | 0 | 0 | 0 | 0 | 0 | 0 | 0 | 0 | 0 | 0 | 0 | 0 | 0 | 0 | 0 | 0 | 0 | 19.9333 | 0 | 0 | 0 | 0 | 0 | 0 | 0 | 0 | 0 | 435 | SCR
3492_G_CT1 | ERCOT_West | Texas | 48 | Mitchell | 335 | 3492 | CT1 | Morgan Creek | 15041 | 1988 | 9999 | Combustion Turbine |  |  |  | H2O |  | Fossil | G | 2030 | Oil |  | 0 | 0 | 0 | 0 | 0 | 0 | 0 | 0 | 0 | 0 | 0 | 0 | 0 | 0 | 0 | 0 | 0 | 0 | 0 | 0 | 0 | 0 | 0 | 0 | 0 | 0 | 0 | 0 | 0 | 0 | 0 | 0 | 0 | 0 | 0 | 0 | 0 | 0 | 0 | 0 | 2.7998 | 0 | 0 | 0 | 0 | 0 | 0 | 0 | 0 | 0 | 67
3492_G_CT2 | ERCOT_West | Texas | 48 | Mitchell | 335 | 3492 | CT2 | Morgan Creek | 15037 | 1988 | 9999 | Combustion Turbine |  |  |  | H2O |  | Fossil | G | 2030 | Oil |  | 0 | 0 | 0 | 0 | 0 | 0 | 0 | 0 | 0 | 0 | 0 | 0 | 0 | 0 | 0 | 0 | 0 | 0 | 0 | 0 | 0 | 0 | 0 | 0 | 0 | 0 | 0 | 0 | 0 | 0 | 0 | 0 | 0 | 0 | 0 | 0 | 0 | 0 | 0 | 0 | 2.758 | 0 | 0 | 0 | 0 | 0 | 0 | 0 | 0 | 0 | 66
3492_G_CT3 | ERCOT_West | Texas | 48 | Mitchell | 335 | 3492 | CT3 | Morgan Creek | 15037 | 1988 | 9999 | Combustion Turbine |  |  |  | H2O |  | Fossil | G | 2030 | Oil |  | 0 | 0 | 0 | 0 | 0 | 0 | 0 | 0 | 0 | 0 | 0 | 0 | 0 | 0 | 0 | 0 | 0 | 0 | 0 | 0 | 0 | 0 | 0 | 0 | 0 | 0 | 0 | 0 | 0 | 0 | 0 | 0 | 0 | 0 | 0 | 0 | 0 | 0 | 0 | 0 | 2.758 | 0 | 0 | 0 | 0 | 0 | 0 | 0 | 0 | 0 | 66
3492_G_CT4 | ERCOT_West | Texas | 48 | Mitchell | 335 | 3492 | CT4 | Morgan Creek | 15038 | 1988 | 9999 | Combustion Turbine |  |  |  | H2O |  | Fossil | G | 2030 | Oil |  | 0 | 0 | 0 | 0 | 0 | 0 | 0 | 0 | 0 | 0 | 0 | 0 | 0 | 0 | 0 | 0 | 0 | 0 | 0 | 0 | 0 | 0 | 0 | 0 | 0 | 0 | 0 | 0 | 0 | 0 | 0 | 0 | 0 | 0 | 0 | 0 | 0 | 0 | 0 | 0 | 2.7998 | 0 | 0 | 0 | 0 | 0 | 0 | 0 | 0 | 0 | 67
3492_G_CT5 | ERCOT_West | Texas | 48 | Mitchell | 335 | 3492 | CT5 | Morgan Creek | 15039 | 1988 | 9999 | Combustion Turbine |  |  |  | H2O |  | Fossil | G | 2030 | Oil |  | 0 | 0 | 0 | 0 | 0 | 0 | 0 | 0 | 0 | 0 | 0 | 0 | 0 | 0 | 0 | 0 | 0 | 0 | 0 | 0 | 0 | 0 | 0 | 0 | 0 | 0 | 0 | 0 | 0 | 0 | 0 | 0 | 0 | 0 | 0 | 0 | 0 | 0 | 0 | 0 | 2.8416 | 0 | 0 | 0 | 0 | 0 | 0 | 0 | 0 | 0 | 68
3492_G_CT6 | ERCOT_West | Texas | 48 | Mitchell | 335 | 3492 | CT6 | Morgan Creek | 15041 | 1988 | 9999 | Combustion Turbine |  |  |  | H2O |  | Fossil | G | 2030 | Oil |  | 0 | 0 | 0 | 0 | 0 | 0 | 0 | 0 | 0 | 0 | 0 | 0 | 0 | 0 | 0 | 0 | 0 | 0 | 0 | 0 | 0 | 0 | 0 | 0 | 0 | 0 | 0 | 0 | 0 | 0 | 0 | 0 | 0 | 0 | 0 | 0 | 0 | 0 | 0 | 0 | 2.8416 | 0 | 0 | 0 | 0 | 0 | 0 | 0 | 0 | 0 | 68
3494_G_CT1 | ERCOT_West | Texas | 48 | Ward | 475 | 3494 | CT1 | Permian Basin | 14092 | 1988 | 9999 | Combustion Turbine |  |  |  | H2O |  | Fossil | G | 2030 | Oil |  | 0 | 0 | 0 | 0 | 0 | 0 | 0 | 0 | 0 | 0 | 0 | 0 | 0 | 0 | 0 | 0 | 0 | 0 | 0 | 0 | 0 | 0 | 0 | 0 | 0 | 0 | 0 | 0 | 0 | 0 | 0 | 0 | 0 | 0 | 0 | 0 | 0 | 0 | 0 | 0 | 2.6744 | 0 | 0 | 0 | 0 | 0 | 0 | 0 | 0 | 0 | 64
3494_G_CT2 | ERCOT_West | Texas | 48 | Ward | 475 | 3494 | CT2 | Permian Basin | 14093 | 1988 | 9999 | Combustion Turbine |  |  |  | H2O |  | Fossil | G | 2030 | Oil |  | 0 | 0 | 0 | 0 | 0 | 0 | 0 | 0 | 0 | 0 | 0 | 0 | 0 | 0 | 0 | 0 | 0 | 0 | 0 | 0 | 0 | 0 | 0 | 0 | 0 | 0 | 0 | 0 | 0 | 0 | 0 | 0 | 0 | 0 | 0 | 0 | 0 | 0 | 0 | 0 | 2.6744 | 0 | 0 | 0 | 0 | 0 | 0 | 0 | 0 | 0 | 64
3494_G_CT3 | ERCOT_West | Texas | 48 | Ward | 475 | 3494 | CT3 | Permian Basin | 14092 | 1988 | 9999 | Combustion Turbine |  |  |  | H2O |  | Fossil | G | 2030 | Oil |  | 0 | 0 | 0 | 0 | 0 | 0 | 0 | 0 | 0 | 0 | 0 | 0 | 0 | 0 | 0 | 0 | 0 | 0 | 0 | 0 | 0 | 0 | 0 | 0 | 0 | 0 | 0 | 0 | 0 | 0 | 0 | 0 | 0 | 0 | 0 | 0 | 0 | 0 | 0 | 0 | 2.6744 | 0 | 0 | 0 | 0 | 0 | 0 | 0 | 0 | 0 | 64
3494_G_CT4 | ERCOT_West | Texas | 48 | Ward | 475 | 3494 | CT4 | Permian Basin | 14091 | 1990 | 9999 | Combustion Turbine |  |  |  | H2O |  | Fossil | G | 2030 | Oil |  | 0 | 0 | 0 | 0 | 0 | 0 | 0 | 0 | 0 | 0 | 0 | 0 | 0 | 0 | 0 | 0 | 0 | 0 | 0 | 0 | 0 | 0 | 0 | 0 | 0 | 0 | 0 | 0 | 0 | 0 | 0 | 0 | 0 | 0 | 0 | 0 | 0 | 0 | 0 | 0 | 2.6744 | 0 | 0 | 0 | 0 | 0 | 0 | 0 | 0 | 0 | 64
3494_G_CT5 | ERCOT_West | Texas | 48 | Ward | 475 | 3494 | CT5 | Permian Basin | 14091 | 1990 | 9999 | Combustion Turbine |  |  |  | H2O |  | Fossil | G | 2030 | Oil |  | 0 | 0 | 0 | 0 | 0 | 0 | 0 | 0 | 0 | 0 | 0 | 0 | 0 | 0 | 0 | 0 | 0 | 0 | 0 | 0 | 0 | 0 | 0 | 0 | 0 | 0 | 0 | 0 | 0 | 0 | 0 | 0 | 0 | 0 | 0 | 0 | 0 | 0 | 0 | 0 | 2.7162 | 0 | 0 | 0 | 0 | 0 | 0 | 0 | 0 | 0 | 65
350_B_1 | WECC_Southern California Edison | California | 6 | Ventura | 111 | 350 | 1 | Ormond Beach | 10745 | 1971 | 9999 | O/G Steam |  |  | SCR |  |  | Fossil | G | 2030 | NaturalGas |  | 0 | 0 | 0 | 0 | 0 | 0 | 0 | 0 | 0 | 0 | 0 | 0 | 0 | 0 | 0 | 0 | 0 | 0 | 0 | 0 | 0 | 0 | 0 | 0 | 0 | 0 | 0 | 0 | 0 | 0 | 0 | 0 | 0 | 0 | 0 | 0 | 0 | 0 | 0 | 0 | 2.1844e-08 | 0 | 0 | 0 | 0 | 0 | 0 | 0 | 0 | 0 | 1e-06 | SCR
350_B_2 | WECC_Southern California Edison | California | 6 | Ventura | 111 | 350 | 2 | Ormond Beach | 10745 | 1973 | 9999 | O/G Steam |  |  | SCR |  |  | Fossil | G | 2030 | NaturalGas |  | 0 | 0 | 0 | 0 | 0 | 0 | 0 | 0 | 0 | 0 | 0 | 0 | 0 | 0 | 0 | 0 | 0 | 0 | 0 | 0 | 0 | 0 | 0 | 0 | 0 | 0 | 0 | 0 | 0 | 0 | 0 | 0 | 0 | 0 | 0 | 0 | 0 | 0 | 0 | 0 | 2.1844e-08 | 0 | 0 | 0 | 0 | 0 | 0 | 0 | 0 | 0 | 1e-06 | SCR
3504_B_1 | ERCOT_Rest | Texas | 48 | Cherokee | 73 | 3504 | 1 | Stryker Creek | 12220 | 1958 | 9999 | O/G Steam | wall | dry |  | LNB |  | Fossil | B | 2030 | NaturalGas |  | 0 | 0 | 0 | 0 | 0 | 0 | 0 | 0 | 0 | 0 | 0 | 0 | 0 | 0 | 0 | 0 | 0 | 0 | 0 | 0 | 0 | 0 | 0 | 0 | 0 | 0 | 0 | 0 | 0 | 0 | 0 | 0 | 0 | 0 | 0 | 0 | 0 | 0 | 0 | 0 | 8.6581 | 0 | 0 | 0 | 0 | 0 | 0 | 0 | 0 | 0 | 167
3504_B_2 | ERCOT_Rest | Texas | 48 | Cherokee | 73 | 3504 | 2 | Stryker Creek | 11757 | 1965 | 9999 | O/G Steam | tangential |  |  | LNC2 |  | Fossil | B | 2030 | NaturalGas |  | 0 | 0 | 0 | 0 | 0 | 0 | 0 | 0 | 0 | 0 | 0 | 0 | 0 | 0 | 0 | 0 | 0 | 0 | 0 | 0 | 0 | 0 | 0 | 0 | 0 | 0 | 0 | 0 | 0 | 0 | 0 | 0 | 0 | 0 | 0 | 0 | 0 | 0 | 0 | 0 | 25.8969 | 0 | 0 | 0 | 0 | 0 | 0 | 0 | 0 | 0 | 502
3504_G_D1 | ERCOT_Rest | Texas | 48 | Cherokee | 73 | 3504 | D1 | Stryker Creek | 12924 | 1966 | 9999 | Combustion Turbine | [5 empty] | Fossil | G | 2030 | Oil |  | 0 | 0 | 0 | 0 | 0 | 0 | 0 | 0 | 0 | 0 | 0 | 0 | 0 | 0 | 0 | 0 | 0 | 0 | 0 | 0 | 0 | 0 | 0 | 0 | 0 | 0 | 0 | 0 | 0 | 0 | 0 | 0 | 0 | 0 | 0 | 0 | 0 | 0 | 0 | 0 | 0.086705 | 0 | 0 | 0 | 0 | 0 | 0 | 0 | 0 | 0 | 2
3504_G_D2 | ERCOT_Rest | Texas | 48 | Cherokee | 73 | 3504 | D2 | Stryker Creek | 15555 | 1966 | 9999 | Combustion Turbine | [5 empty] | Fossil | G | 2030 | Oil |  | 0 | 0 | 0 | 0 | 0 | 0 | 0 | 0 | 0 | 0 | 0 | 0 | 0 | 0 | 0 | 0 | 0 | 0 | 0 | 0 | 0 | 0 | 0 | 0 | 0 | 0 | 0 | 0 | 0 | 0 | 0 | 0 | 0 | 0 | 0 | 0 | 0 | 0 | 0 | 0 | 0.086705 | 0 | 0 | 0 | 0 | 0 | 0 | 0 | 0 | 0 | 2
3504_G_D3 | ERCOT_Rest | Texas | 48 | Cherokee | 73 | 3504 | D3 | Stryker Creek | 15555 | 1966 | 9999 | Combustion Turbine | [5 empty] | Fossil | G | 2030 | Oil |  | 0 | 0 | 0 | 0 | 0 | 0 | 0 | 0 | 0 | 0 | 0 | 0 | 0 | 0 | 0 | 0 | 0 | 0 | 0 | 0 | 0 | 0 | 0 | 0 | 0 | 0 | 0 | 0 | 0 | 0 | 0 | 0 | 0 | 0 | 0 | 0 | 0 | 0 | 0 | 0 | 0.086705 | 0 | 0 | 0 | 0 | 0 | 0 | 0 | 0 | 0 | 2
3504_G_D4 | ERCOT_Rest | Texas | 48 | Cherokee | 73 | 3504 | D4 | Stryker Creek | 15555 | 1966 | 9999 | Combustion Turbine | [5 empty] | Fossil | G | 2030 | Oil |  | 0 | 0 | 0 | 0 | 0 | 0 | 0 | 0 | 0 | 0 | 0 | 0 | 0 | 0 | 0 | 0 | 0 | 0 | 0 | 0 | 0 | 0 | 0 | 0 | 0 | 0 | 0 | 0 | 0 | 0 | 0 | 0 | 0 | 0 | 0 | 0 | 0 | 0 | 0 | 0 | 0.086705 | 0 | 0 | 0 | 0 | 0 | 0 | 0 | 0 | 0 | 2
3504_G_D5 | ERCOT_Rest | Texas | 48 | Cherokee | 73 | 3504 | D5 | Stryker Creek | 15555 | 1966 | 9999 | Combustion Turbine | [5 empty] | Fossil | G | 2030 | Oil |  | 0 | 0 | 0 | 0 | 0 | 0 | 0 | 0 | 0 | 0 | 0 | 0 | 0 | 0 | 0 | 0 | 0 | 0 | 0 | 0 | 0 | 0 | 0 | 0 | 0 | 0 | 0 | 0 | 0 | 0 | 0 | 0 | 0 | 0 | 0 | 0 | 0 | 0 | 0 | 0 | 0.086705 | 0 | 0 | 0 | 0 | 0 | 0 | 0 | 0 | 0 | 2
3507_B_9 | ERCOT_Rest | Texas | 48 | Henderson | 213 | 3507 | 9 | Trinidad (TX) | 12604 | 1965 | 9999 | O/G Steam | tangential |  |  | other |  | Fossil | B | 2030 | NaturalGas |  | 0 | 0 | 0 | 0 | 0 | 0 | 0 | 0 | 0 | 0 | 0 | 0 | 0 | 0 | 0 | 0 | 0 | 0 | 0 | 0 | 0 | 0 | 0 | 0 | 0 | 0 | 0 | 0 | 0 | 0 | 0 | 0 | 0 | 0 | 0 | 0 | 0 | 0 | 0 | 0 | 12.7633 | 0 | 0 | 0 | 0 | 0 | 0 | 0 | 0 | 0 | 235
3507_G_D1 | ERCOT_Rest | Texas | 48 | Henderson | 213 | 3507 | D1 | Trinidad (TX) | 25000 | 1966 | 9999 | Combustion Turbine | [5 empty] | Fossil | G | 2030 | Oil |  | 0 | 0 | 0 | 0 | 0 | 0 | 0 | 0 | 0 | 0 | 0 | 0 | 0 | 0 | 0 | 0 | 0 | 0 | 0 | 0 | 0 | 0 | 0 | 0 | 0 | 0 | 0 | 0 | 0 | 0 | 0 | 0 | 0 | 0 | 0 | 0 | 0 | 0 | 0 | 0 | 0.086705 | 0 | 0 | 0 | 0 | 0 | 0 | 0 | 0 | 0 | 2
3507_G_D2 | ERCOT_Rest | Texas | 48 | Henderson | 213 | 3507 | D2 | Trinidad (TX) | 25000 | 1966 | 9999 | Combustion Turbine | [5 empty] | Fossil | G | 2030 | Oil |  | 0 | 0 | 0 | 0 | 0 | 0 | 0 | 0 | 0 | 0 | 0 | 0 | 0 | 0 | 0 | 0 | 0 | 0 | 0 | 0 | 0 | 0 | 0 | 0 | 0 | 0 | 0 | 0 | 0 | 0 | 0 | 0 | 0 | 0 | 0 | 0 | 0 | 0 | 0 | 0 | 0.086705 | 0 | 0 | 0 | 0 | 0 | 0 | 0 | 0 | 0 | 2
353_G_1 | WECC_Southern California Edison | California | 6 | Mono | 51 | 353 | 1 | Poole | 0 | 1924 | 9999 | Hydro | [5 empty] | Non-Fossil | G | 2030 | Hydro |  | 0 | 0 | 0 | 0 | 0 | 0 | 0 | 0 | 0 | 0 | 0 | 0 | 0 | 0 | 0 | 0 | 5.5242 | 9.7357 | 21.062 | 36.3219 | 0 | 0 | 0 | 0 | 0 | 0 | 0 | 0 | 0 | 0 | 0 | 0 | 0 | 0 | 0 | 0 | 0 | 0 | 0 | 0 | 0.17863 | 0.0076787 | 0.013533 | 0.029276 | 0.050487 | 0 | 0 | 0 | 0 | 0 | 11.3
354_G_1 | WECC_Southern California Edison | California | 6 | Fresno | 19 | 354 | 1 | Portal | 0 | 1956 | 9999 | Hydro | [5 empty] | Non-Fossil | G | 2030 | Hydro |  | 0 | 0 | 0 | 0 | 0 | 0 | 0 | 0 | 0 | 0 | 0 | 0 | 0 | 0 | 0 | 0 | 5.2798 | 9.3049 | 20.13 | 34.7147 | 0 | 0 | 0 | 0 | 0 | 0 | 0 | 0 | 0 | 0 | 0 | 0 | 0 | 0 | 0 | 0 | 0 | 0 | 0 | 0 | 0.17073 | 0.0073389 | 0.012934 | 0.027981 | 0.048253 | 0 | 0 | 0 | 0 | 0 | 10.8
3548_B_2 | ERCOT_Rest | Texas | 48 | Travis | 453 | 3548 | 2 | Decker Creek | 11817 | 1977 | 9999 | O/G Steam | wall | dry |  | FR + LNB |  | Fossil | B | 2030 | NaturalGas |  | 0 | 0 | 0 | 0 | 0 | 0 | 0 | 0 | 0 | 0 | 0 | 0 | 0 | 0 | 0 | 0 | 0 | 0 | 0 | 0 | 0 | 0 | 0 | 0 | 0 | 0 | 0 | 0 | 0 | 0 | 0 | 0 | 0 | 0 | 0 | 0 | 0 | 0 | 0 | 0 | 17.8838 | 0 | 0 | 0 | 0 | 0 | 0 | 0 | 0 | 0 | 404
3548_G_GT1 | ERCOT_Rest | Texas | 48 | Travis | 453 | 3548 | GT1 | Decker Creek | 11780 | 1988 | 9999 | Combustion Turbine |  |  |  | H2O |  | Fossil | G | 2030 | NaturalGas |  | 0.0020924 | 0.0015693 | 0 | 0.0036617 | 0 | 0 | 0 | 0 | 0 | 0 | 0 | 0 | 0 | 0 | 0 | 0 | 0.17762 | 0.13322 | 0 | 0.31084 | 0.12249 | 0.091868 | 0 | 0.21436 | 1.4647e-10 | 1.0985e-10 | 0 | 2.5632e-10 | 0.00073243 | 0.00054932 | 0 | 0.0012818 | 0 | 0 | 0 | 0 | 0 | 0 | 0 | 0 | 2.1601 | 0.00083839 | 0.00062879 | 0 | 0.0014672 | 0.0055808 | 0.0036849 | 0 | 0.0092658 | 0 | 52
3548_G_GT2 | ERCOT_Rest | Texas | 48 | Travis | 453 | 3548 | GT2 | Decker Creek | 11780 | 1988 | 9999 | Combustion Turbine |  |  |  | H2O |  | Fossil | G | 2030 | NaturalGas |  | 0.0020924 | 0.0015693 | 0 | 0.0036617 | 0 | 0 | 0 | 0 | 0 | 0 | 0 | 0 | 0 | 0 | 0 | 0 | 0.17762 | 0.13322 | 0 | 0.31084 | 0.12249 | 0.091868 | 0 | 0.21436 | 1.4647e-10 | 1.0985e-10 | 0 | 2.5632e-10 | 0.00073123 | 0.00054842 | 0 | 0.0012796 | 0 | 0 | 0 | 0 | 0 | 0 | 0 | 0 | 2.1601 | 0.00083839 | 0.00062879 | 0 | 0.0014672 | 0.0055808 | 0.0036849 | 0 | 0.0092658 | 0 | 52
3548_G_GT3 | ERCOT_Rest | Texas | 48 | Travis | 453 | 3548 | GT3 | Decker Creek | 11780 | 1988 | 9999 | Combustion Turbine |  |  |  | H2O |  | Fossil | G | 2030 | NaturalGas |  | 0.0020924 | 0.0015693 | 0 | 0.0036617 | 0 | 0 | 0 | 0 | 0 | 0 | 0 | 0 | 0 | 0 | 0 | 0 | 0.17762 | 0.13322 | 0 | 0.31084 | 0.12249 | 0.091868 | 0 | 0.21436 | 1.4647e-10 | 1.0985e-10 | 0 | 2.5632e-10 | 0.00073237 | 0.00054928 | 0 | 0.0012816 | 0 | 0 | 0 | 0 | 0 | 0 | 0 | 0 | 2.1601 | 0.00083839 | 0.00062879 | 0 | 0.0014672 | 0.0055808 | 0.0036849 | 0 | 0.0092658 | 0 | 52
3548_G_GT4 | ERCOT_Rest | Texas | 48 | Travis | 453 | 3548 | GT4 | Decker Creek | 11780 | 1988 | 9999 | Combustion Turbine |  |  |  | H2O |  | Fossil | G | 2030 | NaturalGas |  | 0.0020924 | 0.0015693 | 0 | 0.0036617 | 0 | 0 | 0 | 0 | 0 | 0 | 0 | 0 | 0 | 0 | 0 | 0 | 0.17762 | 0.13322 | 0 | 0.31084 | 0.12249 | 0.091868 | 0 | 0.21436 | 1.4647e-10 | 1.0985e-10 | 0 | 2.5632e-10 | 0.00073237 | 0.00054928 | 0 | 0.0012816 | 0 | 0 | 0 | 0 | 0 | 0 | 0 | 0 | 2.1601 | 0.00083839 | 0.00062879 | 0 | 0.0014672 | 0.0055808 | 0.0036849 | 0 | 0.0092658 | 0 | 52
3559_G_10 | ERCOT_Rest | Texas | 48 | Cameron | 61 | 3559 | 10 | Silas Ray | 12280 | 2004 | 9999 | Combustion Turbine |  |  | SCR |  |  | Fossil | G | 2030 | NaturalGas |  | 0.0018754 | 0.0014065 | 0 | 0.0032819 | 0 | 0 | 0 | 0 | 0 | 0 | 0 | 0 | 0 | 0 | 0 | 0 | 0.15272 | 0.11454 | 0 | 0.26725 | 0.10978 | 0.082338 | 0 | 0.19212 | 1.3128e-10 | 9.8456e-11 | 0 | 2.2973e-10 | 1.1552e-05 | 8.6642e-06 | 0 | 2.0216e-05 | 0 | 0 | 0 | 0 | 0 | 0 | 0 | 0 | 0.983 | 0.00078954 | 0.00059216 | 0 | 0.0013817 | 0.0050019 | 0.0033027 | 0 | 0.0083046 | 0 | 45 | SCR
3559_G_6 | ERCOT_Rest | Texas | 48 | Cameron | 61 | 3559 | 6 | Silas Ray | 9795 | 1959 | 9999 | Combined Cycle | [5 empty] | Fossil | G | 2030 | NaturalGas |  | 0.0022324 | 0 | 0.0063296 | 0.0085621 | 0 | 0 | 0 | 0 | 0 | 0 | 0 | 0 | 0 | 0 | 0 | 0 | 0.22792 | 0 | 0.64621 | 0.87413 | 0.13069 | 0 | 0.37054 | 0.50122 | 1.5627e-10 | 0 | 4.4307e-10 | 5.9935e-10 | 6.9788e-05 | 0 | 0.00019787 | 0.00026766 | 0 | 0 | 0 | 0 | 0 | 0 | 0 | 0 | 0.77857 | 0.00094899 | 0 | 0.0026907 | 0.0036397 | 0.0059543 | 0 | 0.014139 | 0.020093 | 0 | 20
3559_G_9 | ERCOT_Rest | Texas | 48 | Cameron | 61 | 3559 | 9 | Silas Ray | 9795 | 1996 | 9999 | Combined Cycle |  |  |  | DLNB |  | Fossil | G | 2030 | NaturalGas |  | 0.0046881 | 0 | 0.013292 | 0.01798 | 0 | 0 | 0 | 0 | 0 | 0 | 0 | 0 | 0 | 0 | 0 | 0 | 0.47862 | 0 | 1.357 | 1.8357 | 0.27444 | 0 | 0.77813 | 1.0526 | 3.2817e-10 | 0 | 9.3046e-10 | 1.2586e-09 | 0.00014655 | 0 | 0.00041553 | 0.00056208 | 0 | 0 | 0 | 0 | 0 | 0 | 0 | 0 | 1.628 | 0.0019929 | 0 | 0.0056504 | 0.0076433 | 0.012504 | 0 | 0.029692 | 0.042196 | 0 | 42
3559_G_DG-2 | ERCOT_Rest | Texas | 48 | Cameron | 61 | 3559 | DG-2 | Silas Ray | 17064 | 2001 | 9999 | Combustion Turbine | [5 empty] | Fossil | G | 2030 | Oil |  | 0 | 0 | 0 | 0 | 0 | 0 | 0 | 0 | 0 | 0 | 0 | 0 | 0 | 0 | 0 | 0 | 0 | 0 | 0 | 0 | 0 | 0 | 0 | 0 | 0 | 0 | 0 | 0 | 0 | 0 | 0 | 0 | 0 | 0 | 0 | 0 | 0 | 0 | 0 | 0 | 1.9725e-08 | 0 | 0 | 0 | 0 | 0 | 0 | 0 | 0 | 0 | 1e-06
3559_G_DG-3a | ERCOT_Rest | Texas | 48 | Cameron | 61 | 3559 | DG-3a | Silas Ray | 21272 | 2001 | 9999 | Combustion Turbine | [5 empty] | Fossil | G | 2030 | Oil |  | 0 | 0 | 0 | 0 | 0 | 0 | 0 | 0 | 0 | 0 | 0 | 0 | 0 | 0 | 0 | 0 | 0 | 0 | 0 | 0 | 0 | 0 | 0 | 0 | 0 | 0 | 0 | 0 | 0 | 0 | 0 | 0 | 0 | 0 | 0 | 0 | 0 | 0 | 0 | 0 | 0.019725 | 0 | 0 | 0 | 0 | 0 | 0 | 0 | 0 | 0 | 1
3559_G_DG-3b | ERCOT_Rest | Texas | 48 | Cameron | 61 | 3559 | DG-3b | Silas Ray | 21272 | 2001 | 9999 | Combustion Turbine | [5 empty] | Fossil | G | 2030 | Oil |  | 0 | 0 | 0 | 0 | 0 | 0 | 0 | 0 | 0 | 0 | 0 | 0 | 0 | 0 | 0 | 0 | 0 | 0 | 0 | 0 | 0 | 0 | 0 | 0 | 0 | 0 | 0 | 0 | 0 | 0 | 0 | 0 | 0 | 0 | 0 | 0 | 0 | 0 | 0 | 0 | 0.019725 | 0 | 0 | 0 | 0 | 0 | 0 | 0 | 0 | 0 | 1
3559_G_DG-4 | ERCOT_Rest | Texas | 48 | Cameron | 61 | 3559 | DG-4 | Silas Ray | 21272 | 2001 | 9999 | Combustion Turbine | [5 empty] | Fossil | G | 2030 | Oil |  | 0 | 0 | 0 | 0 | 0 | 0 | 0 | 0 | 0 | 0 | 0 | 0 | 0 | 0 | 0 | 0 | 0 | 0 | 0 | 0 | 0 | 0 | 0 | 0 | 0 | 0 | 0 | 0 | 0 | 0 | 0 | 0 | 0 | 0 | 0 | 0 | 0 | 0 | 0 | 0 | 0.019725 | 0 | 0 | 0 | 0 | 0 | 0 | 0 | 0 | 0 | 1
3559_G_DG-6a | ERCOT_Rest | Texas | 48 | Cameron | 61 | 3559 | DG-6a | Silas Ray | 21272 | 2001 | 9999 | Combustion Turbine | [5 empty] | Fossil | G | 2030 | Oil |  | 0 | 0 | 0 | 0 | 0 | 0 | 0 | 0 | 0 | 0 | 0 | 0 | 0 | 0 | 0 | 0 | 0 | 0 | 0 | 0 | 0 | 0 | 0 | 0 | 0 | 0 | 0 | 0 | 0 | 0 | 0 | 0 | 0 | 0 | 0 | 0 | 0 | 0 | 0 | 0 | 0.019725 | 0 | 0 | 0 | 0 | 0 | 0 | 0 | 0 | 0 | 1
3559_G_DG-6b | ERCOT_Rest | Texas | 48 | Cameron | 61 | 3559 | DG-6b | Silas Ray | 21272 | 2001 | 9999 | Combustion Turbine | [5 empty] | Fossil | G | 2030 | Oil |  | 0 | 0 | 0 | 0 | 0 | 0 | 0 | 0 | 0 | 0 | 0 | 0 | 0 | 0 | 0 | 0 | 0 | 0 | 0 | 0 | 0 | 0 | 0 | 0 | 0 | 0 | 0 | 0 | 0 | 0 | 0 | 0 | 0 | 0 | 0 | 0 | 0 | 0 | 0 | 0 | 0.019725 | 0 | 0 | 0 | 0 | 0 | 0 | 0 | 0 | 0 | 1
3559_G_DG-7a | ERCOT_Rest | Texas | 48 | Cameron | 61 | 3559 | DG-7a | Silas Ray | 21272 | 2001 | 9999 | Combustion Turbine | [5 empty] | Fossil | G | 2030 | Oil |  | 0 | 0 | 0 | 0 | 0 | 0 | 0 | 0 | 0 | 0 | 0 | 0 | 0 | 0 | 0 | 0 | 0 | 0 | 0 | 0 | 0 | 0 | 0 | 0 | 0 | 0 | 0 | 0 | 0 | 0 | 0 | 0 | 0 | 0 | 0 | 0 | 0 | 0 | 0 | 0 | 1.9725e-08 | 0 | 0 | 0 | 0 | 0 | 0 | 0 | 0 | 0 | 1e-06
3559_G_DG-7b | ERCOT_Rest | Texas | 48 | Cameron | 61 | 3559 | DG-7b | Silas Ray | 21272 | 2001 | 9999 | Combustion Turbine | [5 empty] | Fossil | G | 2030 | Oil |  | 0 | 0 | 0 | 0 | 0 | 0 | 0 | 0 | 0 | 0 | 0 | 0 | 0 | 0 | 0 | 0 | 0 | 0 | 0 | 0 | 0 | 0 | 0 | 0 | 0 | 0 | 0 | 0 | 0 | 0 | 0 | 0 | 0 | 0 | 0 | 0 | 0 | 0 | 0 | 0 | 1.9725e-08 | 0 | 0 | 0 | 0 | 0 | 0 | 0 | 0 | 0 | 1e-06
356_B_5 | WECC_LADWP | California | 6 | Los Angeles | 37 | 356 | 5 | AES Redondo Beach LLC | 13781 | 1954 | 9999 | O/G Steam | [5 empty] | Fossil | B | 2030 | NaturalGas |  | 0 | 0 | 0 | 0 | 0 | 0 | 0 | 0 | 0 | 0 | 0 | 0 | 0 | 0 | 0 | 0 | 0 | 0 | 0 | 0 | 0 | 0 | 0 | 0 | 0 | 0 | 0 | 0 | 0 | 0 | 0 | 0 | 0 | 0 | 0 | 0 | 0 | 0 | 0 | 0 | 5.4821e-08 | 0 | 0 | 0 | 0 | 0 | 0 | 0 | 0 | 0 | 1e-06
356_B_6 | WECC_LADWP | California | 6 | Los Angeles | 37 | 356 | 6 | AES Redondo Beach LLC | 13635 | 1957 | 9999 | O/G Steam | [5 empty] | Fossil | B | 2030 | NaturalGas |  | 0 | 0 | 0 | 0 | 0 | 0 | 0 | 0 | 0 | 0 | 0 | 0 | 0 | 0 | 0 | 0 | 0 | 0 | 0 | 0 | 0 | 0 | 0 | 0 | 0 | 0 | 0 | 0 | 0 | 0 | 0 | 0 | 0 | 0 | 0 | 0 | 0 | 0 | 0 | 0 | 5.4821e-08 | 0 | 0 | 0 | 0 | 0 | 0 | 0 | 0 | 0 | 1e-06
356_B_8 | WECC_LADWP | California | 6 | Los Angeles | 37 | 356 | 8 | AES Redondo Beach LLC | 11612 | 1967 | 9999 | O/G Steam | [5 empty] | Fossil | B | 2030 | NaturalGas |  | 0 | 0 | 0 | 0 | 0 | 0 | 0 | 0 | 0 | 0 | 0 | 0 | 0 | 0 | 0 | 0 | 0 | 0 | 0 | 0 | 0 | 0 | 0 | 0 | 0 | 0 | 0 | 0 | 0 | 0 | 0 | 0 | 0 | 0 | 0 | 0 | 0 | 0 | 0 | 0 | 5.4821e-08 | 0 | 0 | 0 | 0 | 0 | 0 | 0 | 0 | 0 | 1e-06
3561_G_7 | ERCOT_Rest | Texas | 48 | Brazos | 41 | 3561 | 7 | Bryan (TX) | 17399 | 1975 | 9999 | Combustion Turbine | [5 empty] | Fossil | G | 2030 | NaturalGas |  | 0.00124 | 0 | 0 | 0.00124 | 0 | 0 | 0 | 0 | 0 | 0 | 0 | 0 | 0 | 0 | 0 | 0 | 0.071268 | 0 | 0 | 0.071268 | 0.072589 | 0 | 0 | 0.072589 | 8.6799e-11 | 0 | 0 | 8.6799e-11 | 0.0002938 | 0 | 0 | 0.0002938 | 0 | 0 | 0 | 0 | 0 | 0 | 0 | 0 | 0.9104 | 0.00039625 | 0 | 0 | 0.00039625 | 0.0033073 | 0 | 0 | 0.0033073 | 0 | 21
357_G_1 | WECC_Southern California Edison | California | 6 | Mono | 51 | 357 | 1 | Rush Creek | 0 | 1916 | 9999 | Hydro | [5 empty] | Non-Fossil | G | 2030 | Hydro |  | 0 | 0 | 0 | 0 | 0 | 0 | 0 | 0 | 0 | 0 | 0 | 0 | 0 | 0 | 0 | 0 | 2.8843 | 5.0832 | 10.997 | 18.9645 | 0 | 0 | 0 | 0 | 0 | 0 | 0 | 0 | 0 | 0 | 0 | 0 | 0 | 0 | 0 | 0 | 0 | 0 | 0 | 0 | 0.093269 | 0.0040092 | 0.0070657 | 0.015286 | 0.026361 | 0 | 0 | 0 | 0 | 0 | 5.9
357_G_2 | WECC_Southern California Edison | California | 6 | Mono | 51 | 357 | 2 | Rush Creek | 0 | 1917 | 9999 | Hydro | [5 empty] | Non-Fossil | G | 2030 | Hydro |  | 0 | 0 | 0 | 0 | 0 | 0 | 0 | 0 | 0 | 0 | 0 | 0 | 0 | 0 | 0 | 0 | 2.6888 | 4.7386 | 10.2514 | 17.6788 | 0 | 0 | 0 | 0 | 0 | 0 | 0 | 0 | 0 | 0 | 0 | 0 | 0 | 0 | 0 | 0 | 0 | 0 | 0 | 0 | 0.086945 | 0.0037374 | 0.0065867 | 0.014249 | 0.024574 | 0 | 0 | 0 | 0 | 0 | 5.5
3576_B_BW2 | ERCOT_Rest | Texas | 48 | Collin | 85 | 3576 | BW2 | Ray Olinger | 13676 | 1971 | 9999 | O/G Steam | wall | dry |  | FR + OFA |  | Fossil | B | 2030 | NaturalGas |  | 0 | 0 | 0 | 0 | 0 | 0 | 0 | 0 | 0 | 0 | 0 | 0 | 0 | 0 | 0 | 0 | 0 | 0 | 0 | 0 | 0 | 0 | 0 | 0 | 0 | 0 | 0 | 0 | 0 | 0 | 0 | 0 | 0 | 0 | 0 | 0 | 0 | 0 | 0 | 0 | 5.0675 | 0 | 0 | 0 | 0 | 0 | 0 | 0 | 0 | 0 | 107
3576_B_BW3 | ERCOT_Rest | Texas | 48 | Collin | 85 | 3576 | BW3 | Ray Olinger | 13260 | 1975 | 9999 | O/G Steam | wall | dry |  | FR + LNB + LNBO + OFA |  | Fossil | B | 2030 | NaturalGas |  | 0 | 0 | 0 | 0 | 0 | 0 | 0 | 0 | 0 | 0 | 0 | 0 | 0 | 0 | 0 | 0 | 0 | 0 | 0 | 0 | 0 | 0 | 0 | 0 | 0 | 0 | 0 | 0 | 0 | 0 | 0 | 0 | 0 | 0 | 0 | 0 | 0 | 0 | 0 | 0 | 6.5357 | 0 | 0 | 0 | 0 | 0 | 0 | 0 | 0 | 0 | 138
3576_B_CE1 | ERCOT_Rest | Texas | 48 | Collin | 85 | 3576 | CE1 | Ray Olinger | 12869 | 1967 | 9999 | O/G Steam | tangential |  |  | LNC2 |  | Fossil | B | 2030 | NaturalGas |  | 0 | 0 | 0 | 0 | 0 | 0 | 0 | 0 | 0 | 0 | 0 | 0 | 0 | 0 | 0 | 0 | 0 | 0 | 0 | 0 | 0 | 0 | 0 | 0 | 0 | 0 | 0 | 0 | 0 | 0 | 0 | 0 | 0 | 0 | 0 | 0 | 0 | 0 | 0 | 0 | 3.9126 | 0 | 0 | 0 | 0 | 0 | 0 | 0 | 0 | 0 | 75
3576_G_4 | ERCOT_Rest | Texas | 48 | Collin | 85 | 3576 | 4 | Ray Olinger | 12606 | 2001 | 9999 | Combustion Turbine |  |  |  | DLNB |  | Fossil | G | 2030 | NaturalGas |  | 0.0032295 | 0.0024221 | 0 | 0.0056517 | 0 | 0 | 0 | 0 | 0 | 0 | 0 | 0 | 0 | 0 | 0 | 0 | 0.25619 | 0.19214 | 0 | 0.44833 | 0.18906 | 0.14179 | 0 | 0.33085 | 2.2607e-10 | 1.6955e-10 | 0 | 3.9562e-10 | 4.7797e-05 | 3.5848e-05 | 0 | 8.3645e-05 | 0 | 0 | 0 | 0 | 0 | 0 | 0 | 0 | 1.4794 | 0.0016704 | 0.0012528 | 0 | 0.0029231 | 0.0086137 | 0.0056875 | 0 | 0.014301 | 0 | 75
358_G_MV3A | WECC_Southern California Edison | California | 6 | San Bernardino | 71 | 358 | MV3A | Mountainview Generating Station | 7679 | 2005 | 9999 | Combined Cycle |  |  | SCR | LNB + NH3 |  | Fossil | G | 2030 | NaturalGas | Carbon Capture and Sequestration | 2.0117 | 2.727 | 3.7708 | 8.5095 | 0 | 0 | 0 | 0 | 0 | 0 | 0 | 0 | 0 | 0 | 0 | 0 | 218.1851 | 295.7621 | 408.9774 | 922.9246 | 11.7764 | 15.9636 | 22.0744 | 49.8145 | 1.4082e-07 | 1.9089e-07 | 2.6396e-07 | 5.9566e-07 | 0.0064467 | 0.0087388 | 0.012084 | 0.027269 | 0 | 0 | 0 | 0 | 0 | 0 | 0 | 0 | 6.9358 | 0.90896 | 1.2322 | 1.7038 | 3.8449 | 6.8009 | 7.2621 | 10.7413 | 24.8043 | 14.2193 | 124.095 | SCR / Carbon Capture and Sequestration
358_G_MV3B | WECC_Southern California Edison | California | 6 | San Bernardino | 71 | 358 | MV3B | Mountainview Generating Station | 7679 | 2005 | 9999 | Combined Cycle |  |  | SCR | LNB + NH3 |  | Fossil | G | 2030 | NaturalGas | Carbon Capture and Sequestration | 2.0117 | 2.727 | 3.7708 | 8.5095 | 0 | 0 | 0 | 0 | 0 | 0 | 0 | 0 | 0 | 0 | 0 | 0 | 218.1851 | 295.7621 | 408.9774 | 922.9246 | 11.7764 | 15.9636 | 22.0744 | 49.8145 | 1.4082e-07 | 1.9089e-07 | 2.6396e-07 | 5.9566e-07 | 0.0064467 | 0.0087388 | 0.012084 | 0.027269 | 0 | 0 | 0 | 0 | 0 | 0 | 0 | 0 | 6.9358 | 0.90896 | 1.2322 | 1.7038 | 3.8449 | 6.8009 | 7.2621 | 10.7413 | 24.8043 | 14.2193 | 124.095 | SCR / Carbon Capture and Sequestration
358_G_MV3C | WECC_Southern California Edison | California | 6 | San Bernardino | 71 | 358 | MV3C | Mountainview Generating Station | 7679 | 2005 | 9999 | Combined Cycle |  |  | SCR | LNB + NH3 |  | Fossil | G | 2030 | NaturalGas | Carbon Capture and Sequestration | 2.5382 | 3.4407 | 4.7578 | 10.7368 | 0 | 0 | 0 | 0 | 0 | 0 | 0 | 0 | 0 | 0 | 0 | 0 | 275.294 | 373.1763 | 516.0252 | 1164.4954 | 14.8589 | 20.142 | 27.8522 | 62.8531 | 1.7768e-07 | 2.4085e-07 | 3.3305e-07 | 7.5158e-07 | 0.008134 | 0.011026 | 0.015247 | 0.034407 | 0 | 0 | 0 | 0 | 0 | 0 | 0 | 0 | 8.7512 | 1.1469 | 1.5547 | 2.1498 | 4.8513 | 8.581 | 9.1629 | 13.5528 | 31.2968 | 17.9411 | 156.5763 | SCR / Carbon Capture and Sequestration
358_G_MV4A | WECC_Southern California Edison | California | 6 | San Bernardino | 71 | 358 | MV4A | Mountainview Generating Station | 7679 | 2006 | 9999 | Combined Cycle |  |  | SCR | LNB + NH3 |  | Fossil | G | 2030 | NaturalGas | Carbon Capture and Sequestration | 2.0117 | 2.727 | 3.7708 | 8.5095 | 0 | 0 | 0 | 0 | 0 | 0 | 0 | 0 | 0 | 0 | 0 | 0 | 218.1851 | 295.7621 | 408.9774 | 922.9246 | 11.7764 | 15.9636 | 22.0744 | 49.8145 | 1.4082e-07 | 1.9089e-07 | 2.6396e-07 | 5.9566e-07 | 0.0059577 | 0.0080761 | 0.011168 | 0.025201 | 0 | 0 | 0 | 0 | 0 | 0 | 0 | 0 | 6.9358 | 0.90896 | 1.2322 | 1.7038 | 3.8449 | 6.8009 | 7.2621 | 10.7413 | 24.8043 | 14.2193 | 124.095 | SCR / Carbon Capture and Sequestration
358_G_MV4B | WECC_Southern California Edison | California | 6 | San Bernardino | 71 | 358 | MV4B | Mountainview Generating Station | 7679 | 2006 | 9999 | Combined Cycle |  |  | SCR | LNB + NH3 |  | Fossil | G | 2030 | NaturalGas | Carbon Capture and Sequestration | 2.0117 | 2.727 | 3.7708 | 8.5095 | 0 | 0 | 0 | 0 | 0 | 0 | 0 | 0 | 0 | 0 | 0 | 0 | 218.1851 | 295.7621 | 408.9774 | 922.9246 | 11.7764 | 15.9636 | 22.0744 | 49.8145 | 1.4082e-07 | 1.9089e-07 | 2.6396e-07 | 5.9566e-07 | 0.0059577 | 0.0080761 | 0.011168 | 0.025201 | 0 | 0 | 0 | 0 | 0 | 0 | 0 | 0 | 6.9358 | 0.90896 | 1.2322 | 1.7038 | 3.8449 | 6.8009 | 7.2621 | 10.7413 | 24.8043 | 14.2193 | 124.095 | SCR / Carbon Capture and Sequestration
358_G_MV4C | WECC_Southern California Edison | California | 6 | San Bernardino | 71 | 358 | MV4C | Mountainview Generating Station | 7679 | 2006 | 9999 | Combined Cycle |  |  | SCR | LNB + NH3 |  | Fossil | G | 2030 | NaturalGas | Carbon Capture and Sequestration | 2.5382 | 3.4407 | 4.7578 | 10.7368 | 0 | 0 | 0 | 0 | 0 | 0 | 0 | 0 | 0 | 0 | 0 | 0 | 275.294 | 373.1763 | 516.0252 | 1164.4954 | 14.8589 | 20.142 | 27.8522 | 62.8531 | 1.7768e-07 | 2.4085e-07 | 3.3305e-07 | 7.5158e-07 | 0.0075172 | 0.01019 | 0.014091 | 0.031798 | 0 | 0 | 0 | 0 | 0 | 0 | 0 | 0 | 8.7512 | 1.1469 | 1.5547 | 2.1498 | 4.8513 | 8.581 | 9.1629 | 13.5528 | 31.2968 | 17.9411 | 156.5763 | SCR / Carbon Capture and Sequestration
3581_G_1 | ERCOT_Rest | Texas | 48 | Guadalupe | 187 | 3581 | 1 | Abbott TP 3 | 0 | 1927 | 9999 | Hydro | [5 empty] | Non-Fossil | G | 2030 | Hydro |  | 0 | 0 | 0 | 0 | 0 | 0 | 0 | 0 | 0 | 0 | 0 | 0 | 0 | 0 | 0 | 0 | 0.34068 | 0.52763 | 0.73649 | 1.6048 | 0 | 0 | 0 | 0 | 0 | 0 | 0 | 0 | 0 | 0 | 0 | 0 | 0 | 0 | 0 | 0 | 0 | 0 | 0 | 0 | 0.022132 | 0.00047355 | 0.0007334 | 0.0010237 | 0.0022307 | 0 | 0 | 0 | 0 | 0 | 1.4
3581_G_2 | ERCOT_Rest | Texas | 48 | Guadalupe | 187 | 3581 | 2 | Abbott TP 3 | 0 | 1927 | 9999 | Hydro | [5 empty] | Non-Fossil | G | 2030 | Hydro |  | 0 | 0 | 0 | 0 | 0 | 0 | 0 | 0 | 0 | 0 | 0 | 0 | 0 | 0 | 0 | 0 | 0.34068 | 0.52763 | 0.73649 | 1.6048 | 0 | 0 | 0 | 0 | 0 | 0 | 0 | 0 | 0 | 0 | 0 | 0 | 0 | 0 | 0 | 0 | 0 | 0 | 0 | 0 | 0.022132 | 0.00047355 | 0.0007334 | 0.0010237 | 0.0022307 | 0 | 0 | 0 | 0 | 0 | 1.4
3582_G_1 | ERCOT_Rest | Texas | 48 | Guadalupe | 187 | 3582 | 1 | Dunlap TP 1 | 0 | 1927 | 9999 | Hydro | [5 empty] | Non-Fossil | G | 2030 | Hydro |  | 0 | 0 | 0 | 0 | 0 | 0 | 0 | 0 | 0 | 0 | 0 | 0 | 0 | 0 | 0 | 0 | 0.43802 | 0.67838 | 0.94691 | 2.0633 | 0 | 0 | 0 | 0 | 0 | 0 | 0 | 0 | 0 | 0 | 0 | 0 | 0 | 0 | 0 | 0 | 0 | 0 | 0 | 0 | 0.028455 | 0.00060885 | 0.00094295 | 0.0013162 | 0.002868 | 0 | 0 | 0 | 0 | 0 | 1.8
3582_G_2 | ERCOT_Rest | Texas | 48 | Guadalupe | 187 | 3582 | 2 | Dunlap TP 1 | 0 | 1927 | 9999 | Hydro | [5 empty] | Non-Fossil | G | 2030 | Hydro |  | 0 | 0 | 0 | 0 | 0 | 0 | 0 | 0 | 0 | 0 | 0 | 0 | 0 | 0 | 0 | 0 | 0.43802 | 0.67838 | 0.94691 | 2.0633 | 0 | 0 | 0 | 0 | 0 | 0 | 0 | 0 | 0 | 0 | 0 | 0 | 0 | 0 | 0 | 0 | 0 | 0 | 0 | 0 | 0.028455 | 0.00060885 | 0.00094295 | 0.0013162 | 0.002868 | 0 | 0 | 0 | 0 | 0 | 1.8
3583_G_1 | ERCOT_Rest | Texas | 48 | Gonzales | 177 | 3583 | 1 | H 4 | 0 | 1931 | 9999 | Hydro | [5 empty] | Non-Fossil | G | 2030 | Hydro |  | 0 | 0 | 0 | 0 | 0 | 0 | 0 | 0 | 0 | 0 | 0 | 0 | 0 | 0 | 0 | 0 | 0.58403 | 0.9045 | 1.2625 | 2.7511 | 0 | 0 | 0 | 0 | 0 | 0 | 0 | 0 | 0 | 0 | 0 | 0 | 0 | 0 | 0 | 0 | 0 | 0 | 0 | 0 | 0.03794 | 0.0008118 | 0.0012573 | 0.0017549 | 0.003824 | 0 | 0 | 0 | 0 | 0 | 2.4
3584_G_1 | ERCOT_Rest | Texas | 48 | Gonzales | 177 | 3584 | 1 | H 5 | 0 | 1931 | 9999 | Hydro | [5 empty] | Non-Fossil | G | 2030 | Hydro |  | 0 | 0 | 0 | 0 | 0 | 0 | 0 | 0 | 0 | 0 | 0 | 0 | 0 | 0 | 0 | 0 | 0.58403 | 0.9045 | 1.2625 | 2.7511 | 0 | 0 | 0 | 0 | 0 | 0 | 0 | 0 | 0 | 0 | 0 | 0 | 0 | 0 | 0 | 0 | 0 | 0 | 0 | 0 | 0.03794 | 0.0008118 | 0.0012573 | 0.0017549 | 0.003824 | 0 | 0 | 0 | 0 | 0 | 2.4
3585_G_1 | ERCOT_Rest | Texas | 48 | Guadalupe | 187 | 3585 | 1 | Nolte | 0 | 1927 | 9999 | Hydro | [5 empty] | Non-Fossil | G | 2030 | Hydro |  | 0 | 0 | 0 | 0 | 0 | 0 | 0 | 0 | 0 | 0 | 0 | 0 | 0 | 0 | 0 | 0 | 0.29201 | 0.45225 | 0.63127 | 1.3755 | 0 | 0 | 0 | 0 | 0 | 0 | 0 | 0 | 0 | 0 | 0 | 0 | 0 | 0 | 0 | 0 | 0 | 0 | 0 | 0 | 0.01897 | 0.0004059 | 0.00062863 | 0.00087747 | 0.001912 | 0 | 0 | 0 | 0 | 0 | 1.2
3585_G_2 | ERCOT_Rest | Texas | 48 | Guadalupe | 187 | 3585 | 2 | Nolte | 0 | 1927 | 9999 | Hydro | [5 empty] | Non-Fossil | G | 2030 | Hydro |  | 0 | 0 | 0 | 0 | 0 | 0 | 0 | 0 | 0 | 0 | 0 | 0 | 0 | 0 | 0 | 0 | 0.29201 | 0.45225 | 0.63127 | 1.3755 | 0 | 0 | 0 | 0 | 0 | 0 | 0 | 0 | 0 | 0 | 0 | 0 | 0 | 0 | 0 | 0 | 0 | 0 | 0 | 0 | 0.01897 | 0.0004059 | 0.00062863 | 0.00087747 | 0.001912 | 0 | 0 | 0 | 0 | 0 | 1.2
3586_G_1 | ERCOT_Rest | Texas | 48 | Guadalupe | 187 | 3586 | 1 | TP 4 | 0 | 1932 | 9999 | Hydro | [5 empty] | Non-Fossil | G | 2030 | Hydro |  | 0 | 0 | 0 | 0 | 0 | 0 | 0 | 0 | 0 | 0 | 0 | 0 | 0 | 0 | 0 | 0 | 0.58403 | 0.9045 | 1.2625 | 2.7511 | 0 | 0 | 0 | 0 | 0 | 0 | 0 | 0 | 0 | 0 | 0 | 0 | 0 | 0 | 0 | 0 | 0 | 0 | 0 | 0 | 0.03794 | 0.0008118 | 0.0012573 | 0.0017549 | 0.003824 | 0 | 0 | 0 | 0 | 0 | 2.4
3594_G_1 | ERCOT_Rest | Texas | 48 | Travis | 453 | 3594 | 1 | Austin | 0 | 1940 | 9999 | Hydro | [5 empty] | Non-Fossil | G | 2030 | Hydro |  | 0 | 0 | 0 | 0 | 0 | 0 | 0 | 0 | 0 | 0 | 0 | 0 | 0 | 0 | 0 | 0 | 1.9954 | 3.0904 | 4.3137 | 9.3995 | 0 | 0 | 0 | 0 | 0 | 0 | 0 | 0 | 0 | 0 | 0 | 0 | 0 | 0 | 0 | 0 | 0 | 0 | 0 | 0 | 0.12963 | 0.0027736 | 0.0042956 | 0.0059961 | 0.013065 | 0 | 0 | 0 | 0 | 0 | 8.2
3594_G_2 | ERCOT_Rest | Texas | 48 | Travis | 453 | 3594 | 2 | Austin | 0 | 1940 | 9999 | Hydro | [5 empty] | Non-Fossil | G | 2030 | Hydro |  | 0 | 0 | 0 | 0 | 0 | 0 | 0 | 0 | 0 | 0 | 0 | 0 | 0 | 0 | 0 | 0 | 2.1414 | 3.3165 | 4.6293 | 10.0873 | 0 | 0 | 0 | 0 | 0 | 0 | 0 | 0 | 0 | 0 | 0 | 0 | 0 | 0 | 0 | 0 | 0 | 0 | 0 | 0 | 0.13911 | 0.0029766 | 0.00461 | 0.0064348 | 0.014021 | 0 | 0 | 0 | 0 | 0 | 8.8
3595_G_1 | ERCOT_Rest | Texas | 48 | Llano | 299 | 3595 | 1 | Buchanan Dam (TX) | 0 | 1938 | 9999 | Hydro | [5 empty] | Non-Fossil | G | 2030 | Hydro |  | 0 | 0 | 0 | 0 | 0 | 0 | 0 | 0 | 0 | 0 | 0 | 0 | 0 | 0 | 0 | 0 | 4.4532 | 6.8968 | 9.6269 | 20.977 | 0 | 0 | 0 | 0 | 0 | 0 | 0 | 0 | 0 | 0 | 0 | 0 | 0 | 0 | 0 | 0 | 0 | 0 | 0 | 0 | 0.28929 | 0.00619 | 0.0095866 | 0.013381 | 0.029158 | 0 | 0 | 0 | 0 | 0 | 18.3
3595_G_2 | ERCOT_Rest | Texas | 48 | Llano | 299 | 3595 | 2 | Buchanan Dam (TX) | 0 | 1938 | 9999 | Hydro | [5 empty] | Non-Fossil | G | 2030 | Hydro |  | 0 | 0 | 0 | 0 | 0 | 0 | 0 | 0 | 0 | 0 | 0 | 0 | 0 | 0 | 0 | 0 | 4.4532 | 6.8968 | 9.6269 | 20.977 | 0 | 0 | 0 | 0 | 0 | 0 | 0 | 0 | 0 | 0 | 0 | 0 | 0 | 0 | 0 | 0 | 0 | 0 | 0 | 0 | 0.28929 | 0.00619 | 0.0095866 | 0.013381 | 0.029158 | 0 | 0 | 0 | 0 | 0 | 18.3
3595_G_3 | ERCOT_Rest | Texas | 48 | Llano | 299 | 3595 | 3 | Buchanan Dam (TX) | 0 | 1950 | 9999 | Hydro | [5 empty] | Non-Fossil | G | 2030 | Hydro |  | 0 | 0 | 0 | 0 | 0 | 0 | 0 | 0 | 0 | 0 | 0 | 0 | 0 | 0 | 0 | 0 | 4.4532 | 6.8968 | 9.6269 | 20.977 | 0 | 0 | 0 | 0 | 0 | 0 | 0 | 0 | 0 | 0 | 0 | 0 | 0 | 0 | 0 | 0 | 0 | 0 | 0 | 0 | 0.28929 | 0.00619 | 0.0095866 | 0.013381 | 0.029158 | 0 | 0 | 0 | 0 | 0 | 18.3
3597_G_1 | ERCOT_Rest | Texas | 48 | Burnet | 53 | 3597 | 1 | Granite Shoals | 0 | 1951 | 9999 | Hydro | [5 empty] | Non-Fossil | G | 2030 | Hydro |  | 0 | 0 | 0 | 0 | 0 | 0 | 0 | 0 | 0 | 0 | 0 | 0 | 0 | 0 | 0 | 0 | 6.5703 | 10.1757 | 14.2037 | 30.9497 | 0 | 0 | 0 | 0 | 0 | 0 | 0 | 0 | 0 | 0 | 0 | 0 | 0 | 0 | 0 | 0 | 0 | 0 | 0 | 0 | 0.42682 | 0.0091327 | 0.014144 | 0.019743 | 0.04302 | 0 | 0 | 0 | 0 | 0 | 27
3597_G_2 | ERCOT_Rest | Texas | 48 | Burnet | 53 | 3597 | 2 | Granite Shoals | 0 | 1951 | 9999 | Hydro | [5 empty] | Non-Fossil | G | 2030 | Hydro |  | 0 | 0 | 0 | 0 | 0 | 0 | 0 | 0 | 0 | 0 | 0 | 0 | 0 | 0 | 0 | 0 | 6.5703 | 10.1757 | 14.2037 | 30.9497 | 0 | 0 | 0 | 0 | 0 | 0 | 0 | 0 | 0 | 0 | 0 | 0 | 0 | 0 | 0 | 0 | 0 | 0 | 0 | 0 | 0.42682 | 0.0091327 | 0.014144 | 0.019743 | 0.04302 | 0 | 0 | 0 | 0 | 0 | 27
3598_G_1 | ERCOT_Rest | Texas | 48 | Burnet | 53 | 3598 | 1 | Inks | 0 | 1938 | 9999 | Hydro | [5 empty] | Non-Fossil | G | 2030 | Hydro |  | 0 | 0 | 0 | 0 | 0 | 0 | 0 | 0 | 0 | 0 | 0 | 0 | 0 | 0 | 0 | 0 | 3.3582 | 5.2009 | 7.2597 | 15.8187 | 0 | 0 | 0 | 0 | 0 | 0 | 0 | 0 | 0 | 0 | 0 | 0 | 0 | 0 | 0 | 0 | 0 | 0 | 0 | 0 | 0.21815 | 0.0046678 | 0.0072293 | 0.010091 | 0.021988 | 0 | 0 | 0 | 0 | 0 | 13.8
3599_G_1 | ERCOT_Rest | Texas | 48 | Burnet | 53 | 3599 | 1 | Marble Falls | 0 | 1951 | 9999 | Hydro | [5 empty] | Non-Fossil | G | 2030 | Hydro |  | 0 | 0 | 0 | 0 | 0 | 0 | 0 | 0 | 0 | 0 | 0 | 0 | 0 | 0 | 0 | 0 | 1.9272 | 2.8475 | 3.8817 | 8.6564 | 0 | 0 | 0 | 0 | 0 | 0 | 0 | 0 | 0 | 0 | 0 | 0 | 0 | 0 | 0 | 0 | 0 | 0 | 0 | 0 | 0.313 | 0.0026788 | 0.003958 | 0.0053956 | 0.012032 | 0 | 0 | 0 | 0 | 0 | 19.8
3599_G_2 | ERCOT_Rest | Texas | 48 | Burnet | 53 | 3599 | 2 | Marble Falls | 0 | 1951 | 9999 | Hydro | [5 empty] | Non-Fossil | G | 2030 | Hydro |  | 0 | 0 | 0 | 0 | 0 | 0 | 0 | 0 | 0 | 0 | 0 | 0 | 0 | 0 | 0 | 0 | 1.9272 | 2.8475 | 3.8817 | 8.6564 | 0 | 0 | 0 | 0 | 0 | 0 | 0 | 0 | 0 | 0 | 0 | 0 | 0 | 0 | 0 | 0 | 0 | 0 | 0 | 0 | 0.313 | 0.0026788 | 0.003958 | 0.0053956 | 0.012032 | 0 | 0 | 0 | 0 | 0 | 19.8
3600_G_1 | ERCOT_Rest | Texas | 48 | Travis | 453 | 3600 | 1 | Marshall Ford | 0 | 1941 | 9999 | Hydro | [5 empty] | Non-Fossil | G | 2030 | Hydro |  | 0 | 0 | 0 | 0 | 0 | 0 | 0 | 0 | 0 | 0 | 0 | 0 | 0 | 0 | 0 | 0 | 8.7604 | 13.5676 | 18.9382 | 41.2662 | 0 | 0 | 0 | 0 | 0 | 0 | 0 | 0 | 0 | 0 | 0 | 0 | 0 | 0 | 0 | 0 | 0 | 0 | 0 | 0 | 0.5691 | 0.012177 | 0.018859 | 0.026324 | 0.05736 | 0 | 0 | 0 | 0 | 0 | 36
3600_G_2 | ERCOT_Rest | Texas | 48 | Travis | 453 | 3600 | 2 | Marshall Ford | 0 | 1941 | 9999 | Hydro | [5 empty] | Non-Fossil | G | 2030 | Hydro |  | 0 | 0 | 0 | 0 | 0 | 0 | 0 | 0 | 0 | 0 | 0 | 0 | 0 | 0 | 0 | 0 | 8.7604 | 13.5676 | 18.9382 | 41.2662 | 0 | 0 | 0 | 0 | 0 | 0 | 0 | 0 | 0 | 0 | 0 | 0 | 0 | 0 | 0 | 0 | 0 | 0 | 0 | 0 | 0.5691 | 0.012177 | 0.018859 | 0.026324 | 0.05736 | 0 | 0 | 0 | 0 | 0 | 36
3600_G_3 | ERCOT_Rest | Texas | 48 | Travis | 453 | 3600 | 3 | Marshall Ford | 0 | 1941 | 9999 | Hydro | [5 empty] | Non-Fossil | G | 2030 | Hydro |  | 0 | 0 | 0 | 0 | 0 | 0 | 0 | 0 | 0 | 0 | 0 | 0 | 0 | 0 | 0 | 0 | 8.7604 | 13.5676 | 18.9382 | 41.2662 | 0 | 0 | 0 | 0 | 0 | 0 | 0 | 0 | 0 | 0 | 0 | 0 | 0 | 0 | 0 | 0 | 0 | 0 | 0 | 0 | 0.5691 | 0.012177 | 0.018859 | 0.026324 | 0.05736 | 0 | 0 | 0 | 0 | 0 | 36
3601_B_1 | ERCOT_Rest | Texas | 48 | Bastrop | 21 | 3601 | 1 | Sim Gideon | 11386 | 1965 | 9999 | O/G Steam | wall | dry |  | OFA + other |  | Fossil | B | 2030 | NaturalGas |  | 0 | 0 | 0 | 0 | 0 | 0 | 0 | 0 | 0 | 0 | 0 | 0 | 0 | 0 | 0 | 0 | 0 | 0 | 0 | 0 | 0 | 0 | 0 | 0 | 0 | 0 | 0 | 0 | 0 | 0 | 0 | 0 | 0 | 0 | 0 | 0 | 0 | 0 | 0 | 0 | 7.1011 | 0 | 0 | 0 | 0 | 0 | 0 | 0 | 0 | 0 | 136
3601_B_2 | ERCOT_Rest | Texas | 48 | Bastrop | 21 | 3601 | 2 | Sim Gideon | 11678 | 1968 | 9999 | O/G Steam | wall | dry |  | OFA + other |  | Fossil | B | 2030 | NaturalGas |  | 0 | 0 | 0 | 0 | 0 | 0 | 0 | 0 | 0 | 0 | 0 | 0 | 0 | 0 | 0 | 0 | 0 | 0 | 0 | 0 | 0 | 0 | 0 | 0 | 0 | 0 | 0 | 0 | 0 | 0 | 0 | 0 | 0 | 0 | 0 | 0 | 0 | 0 | 0 | 0 | 7.1011 | 0 | 0 | 0 | 0 | 0 | 0 | 0 | 0 | 0 | 136
3601_B_3 | ERCOT_Rest | Texas | 48 | Bastrop | 21 | 3601 | 3 | Sim Gideon | 11257 | 1972 | 9999 | O/G Steam | tangential | dry |  | CM + FU + OFA |  | Fossil | B | 2030 | NaturalGas |  | 0 | 0 | 0 | 0 | 0 | 0 | 0 | 0 | 0 | 0 | 0 | 0 | 0 | 0 | 0 | 0 | 0 | 0 | 0 | 0 | 0 | 0 | 0 | 0 | 0 | 0 | 0 | 0 | 0 | 0 | 0 | 0 | 0 | 0 | 0 | 0 | 0 | 0 | 0 | 0 | 17.37 | 0 | 0 | 0 | 0 | 0 | 0 | 0 | 0 | 0 | 335
3602_B_1 | SPP SPS (Texas Panhandle) | Texas | 48 | Lubbock | 303 | 3602 | 1 | Ty Cooke | 13166 | 1965 | 9999 | O/G Steam | wall | dry |  | LNB |  | Fossil | B | 2030 |  | O/G Retirement | 0 | 0 | 0 | 0 | 0 | 0 | 0 | 0 | 0 | 0 | 0 | 0 | 0 | 0 | 0 | 0 | 0 | 0 | 0 | 0 | 0 | 0 | 0 | 0 | 0 | 0 | 0 | 0 | 0 | 0 | 0 | 0 | 0 | 0 | 0 | 0 | 0 | 0 | 0 | 0 | 0 | 0 | 0 | 0 | 0 | 0 | 0 | 0 | 0 | 0 | 42
3602_B_2 | SPP SPS (Texas Panhandle) | Texas | 48 | Lubbock | 303 | 3602 | 2 | Ty Cooke | 14500 | 1978 | 9999 | O/G Steam | wall | dry |  | LNB |  | Fossil | B | 2030 |  | O/G Retirement | 0 | 0 | 0 | 0 | 0 | 0 | 0 | 0 | 0 | 0 | 0 | 0 | 0 | 0 | 0 | 0 | 0 | 0 | 0 | 0 | 0 | 0 | 0 | 0 | 0 | 0 | 0 | 0 | 0 | 0 | 0 | 0 | 0 | 0 | 0 | 0 | 0 | 0 | 0 | 0 | 0 | 0 | 0 | 0 | 0 | 0 | 0 | 0 | 0 | 0 | 46
3602_G_GT2 | SPP SPS (Texas Panhandle) | Texas | 48 | Lubbock | 303 | 3602 | GT2 | Ty Cooke | 15037 | 1971 | 9999 | Combustion Turbine | [5 empty] | Fossil | G | 2030 | NaturalGas |  | 0.001456 | 0.00020801 | 0.0012916 | 0.0029556 | 0 | 0 | 0 | 0 | 0 | 0 | 0 | 0 | 0 | 0 | 0 | 0 | 0.096831 | 0.013833 | 0.085892 | 0.19656 | 0.085237 | 0.012177 | 0.075608 | 0.17302 | 1.0192e-10 | 1.4561e-11 | 9.0409e-11 | 2.0689e-10 | 0.00046669 | 6.6669e-05 | 0.00041396 | 0.00094732 | 0 | 0 | 0 | 0 | 0 | 0 | 0 | 0 | 0.69394 | 0.00053838 | 7.6911e-05 | 0.00047756 | 0.0010929 | 0.0040103 | 0.0004923 | 0.002832 | 0.0073346 | 0 | 16
3602_G_GT3 | SPP SPS (Texas Panhandle) | Texas | 48 | Lubbock | 303 | 3602 | GT3 | Ty Cooke | 15039 | 1974 | 9999 | Combustion Turbine | [5 empty] | Fossil | G | 2030 | NaturalGas |  | 0.0014562 | 0.00020803 | 0.0012917 | 0.002956 | 0 | 0 | 0 | 0 | 0 | 0 | 0 | 0 | 0 | 0 | 0 | 0 | 0.096831 | 0.013833 | 0.085892 | 0.19656 | 0.085248 | 0.012178 | 0.075618 | 0.17304 | 1.0194e-10 | 1.4562e-11 | 9.0421e-11 | 2.0692e-10 | 0.00034504 | 4.9292e-05 | 0.00030606 | 0.0007004 | 0 | 0 | 0 | 0 | 0 | 0 | 0 | 0 | 0.69394 | 0.00053838 | 7.6911e-05 | 0.00047756 | 0.0010929 | 0.0040108 | 0.00049236 | 0.0028324 | 0.0073356 | 0 | 16
3604_G_6A | SPP SPS (Texas Panhandle) | Texas | 48 | Lubbock | 303 | 3604 | 6A | J Robert Massengale | 9712 | 1957 | 9999 | Combined Cycle | wall |  | SCR |  |  | Fossil | G | 2030 | NaturalGas |  | 0.0048381 | 0 | 0.012395 | 0.017233 | 0 | 0 | 0 | 0 | 0 | 0 | 0 | 0 | 0 | 0 | 0 | 0 | 0.49816 | 0 | 1.2763 | 1.7744 | 0.28322 | 0 | 0.72561 | 1.0088 | 3.3867e-10 | 0 | 8.6766e-10 | 1.2063e-09 | 8.2321e-05 | 0 | 0.0002109 | 0.00029322 | 0 | 0 | 0 | 0 | 0 | 0 | 0 | 0 | 0.70271 | 0.0020525 | 0 | 0.0052584 | 0.0073109 | 0.013325 | 0 | 0.027179 | 0.040504 | 0 | 18 | SCR
3604_G_7 | SPP SPS (Texas Panhandle) | Texas | 48 | Lubbock | 303 | 3604 | 7 | J Robert Massengale | 9712 | 1959 | 9999 | Combined Cycle | wall |  | SCR |  |  | Fossil | G | 2030 | NaturalGas |  | 0.0048381 | 0 | 0.012395 | 0.017233 | 0 | 0 | 0 | 0 | 0 | 0 | 0 | 0 | 0 | 0 | 0 | 0 | 0.49816 | 0 | 1.2763 | 1.7744 | 0.28322 | 0 | 0.72561 | 1.0088 | 3.3867e-10 | 0 | 8.6766e-10 | 1.2063e-09 | 8.2321e-05 | 0 | 0.0002109 | 0.00029322 | 0 | 0 | 0 | 0 | 0 | 0 | 0 | 0 | 0.70271 | 0.0020525 | 0 | 0.0052584 | 0.0073109 | 0.013325 | 0 | 0.027179 | 0.040504 | 0 | 18 | SCR
3604_G_8 | SPP SPS (Texas Panhandle) | Texas | 48 | Lubbock | 303 | 3604 | 8 | J Robert Massengale | 9712 | 2000 | 9999 | Combined Cycle |  |  | SCR |  |  | Fossil | G | 2030 | NaturalGas |  | 0.010214 | 0 | 0.026167 | 0.036381 | 0 | 0 | 0 | 0 | 0 | 0 | 0 | 0 | 0 | 0 | 0 | 0 | 1.0517 | 0 | 2.6943 | 3.746 | 0.59792 | 0 | 1.5318 | 2.1298 | 7.1497e-10 | 0 | 1.8317e-09 | 2.5467e-09 | 0.00017379 | 0 | 0.000157 | 0.00033079 | 0 | 0 | 0 | 0 | 0 | 0 | 0 | 0 | 1.3701 | 0.004333 | 0 | 0.011101 | 0.015434 | 0.028131 | 0 | 0.057378 | 0.085509 | 0 | 38 | SCR
3609_G_CGT1 | ERCOT_Rest | Texas | 48 | Bexar | 29 | 3609 | CGT1 | Leon Creek | 10911 | 2004 | 9999 | Combustion Turbine |  |  | SCR |  |  | Fossil | G | 2030 | NaturalGas |  | 0.0042583 | 0.0012775 | 0 | 0.0055358 | 0 | 0 | 0 | 0 | 0 | 0 | 0 | 0 | 0 | 0 | 0 | 0 | 0.39028 | 0.11708 | 0 | 0.50736 | 0.24928 | 0.074784 | 0 | 0.32407 | 2.9808e-10 | 8.9424e-11 | 0 | 3.8751e-10 | 3.9602e-05 | 1.1881e-05 | 0 | 5.1483e-05 | 0 | 0 | 0 | 0 | 0 | 0 | 0 | 0 | 1.0048 | 0.0020177 | 0.00060532 | 0 | 0.002623 | 0.011358 | 0.0029997 | 0 | 0.014357 | 0 | 46 | SCR
3609_G_CGT2 | ERCOT_Rest | Texas | 48 | Bexar | 29 | 3609 | CGT2 | Leon Creek | 10912 | 2004 | 9999 | Combustion Turbine |  |  | SCR |  |  | Fossil | G | 2030 | NaturalGas |  | 0.0042587 | 0.0012776 | 0 | 0.0055363 | 0 | 0 | 0 | 0 | 0 | 0 | 0 | 0 | 0 | 0 | 0 | 0 | 0.39028 | 0.11708 | 0 | 0.50736 | 0.2493 | 0.074791 | 0 | 0.32409 | 2.9811e-10 | 8.9432e-11 | 0 | 3.8754e-10 | 3.358e-05 | 1.0074e-05 | 0 | 4.3654e-05 | 0 | 0 | 0 | 0 | 0 | 0 | 0 | 0 | 1.0048 | 0.0020177 | 0.00060532 | 0 | 0.002623 | 0.011359 | 0.003 | 0 | 0.014359 | 0 | 46 | SCR
3609_G_CGT3 | ERCOT_Rest | Texas | 48 | Bexar | 29 | 3609 | CGT3 | Leon Creek | 10916 | 2004 | 9999 | Combustion Turbine |  |  | SCR |  |  | Fossil | G | 2030 | NaturalGas |  | 0.004075 | 0.0012225 | 0 | 0.0052975 | 0 | 0 | 0 | 0 | 0 | 0 | 0 | 0 | 0 | 0 | 0 | 0 | 0.37331 | 0.11199 | 0 | 0.4853 | 0.23855 | 0.071566 | 0 | 0.31012 | 2.8525e-10 | 8.5575e-11 | 0 | 3.7083e-10 | 3.1887e-05 | 9.5661e-06 | 0 | 4.1453e-05 | 0 | 0 | 0 | 0 | 0 | 0 | 0 | 0 | 0.96115 | 0.00193 | 0.000579 | 0 | 0.002509 | 0.010869 | 0.0028706 | 0 | 0.013739 | 0 | 44 | SCR
3609_G_CGT4 | ERCOT_Rest | Texas | 48 | Bexar | 29 | 3609 | CGT4 | Leon Creek | 10912 | 2004 | 9999 | Combustion Turbine |  |  | SCR |  |  | Fossil | G | 2030 | NaturalGas |  | 0.0042587 | 0.0012776 | 0 | 0.0055363 | 0 | 0 | 0 | 0 | 0 | 0 | 0 | 0 | 0 | 0 | 0 | 0 | 0.39028 | 0.11708 | 0 | 0.50736 | 0.2493 | 0.074791 | 0 | 0.32409 | 2.9811e-10 | 8.9432e-11 | 0 | 3.8754e-10 | 3.5943e-05 | 1.0783e-05 | 0 | 4.6726e-05 | 0 | 0 | 0 | 0 | 0 | 0 | 0 | 0 | 1.0048 | 0.0020177 | 0.00060532 | 0 | 0.002623 | 0.011359 | 0.003 | 0 | 0.014359 | 0 | 46 | SCR
361_G_1 | WECC_Southern California Edison | California | 6 | San Bernardino | 71 | 361 | 1 | Santa Ana 1 | 0 | 1899 | 9999 | Hydro | [5 empty] | Non-Fossil | G | 2030 | Hydro |  | 0 | 0 | 0 | 0 | 0 | 0 | 0 | 0 | 0 | 0 | 0 | 0 | 0 | 0 | 0 | 0 | 0.31985 | 0.51501 | 0.99121 | 1.8261 | 0 | 0 | 0 | 0 | 0 | 0 | 0 | 0 | 0 | 0 | 0 | 0 | 0 | 0 | 0 | 0 | 0 | 0 | 0 | 0 | 0.012647 | 0.00044459 | 0.00071586 | 0.0013778 | 0.0025382 | 0 | 0 | 0 | 0 | 0 | 0.8
361_G_2 | WECC_Southern California Edison | California | 6 | San Bernardino | 71 | 361 | 2 | Santa Ana 1 | 0 | 1899 | 9999 | Hydro | [5 empty] | Non-Fossil | G | 2030 | Hydro |  | 0 | 0 | 0 | 0 | 0 | 0 | 0 | 0 | 0 | 0 | 0 | 0 | 0 | 0 | 0 | 0 | 0.31985 | 0.51501 | 0.99121 | 1.8261 | 0 | 0 | 0 | 0 | 0 | 0 | 0 | 0 | 0 | 0 | 0 | 0 | 0 | 0 | 0 | 0 | 0 | 0 | 0 | 0 | 0.012647 | 0.00044459 | 0.00071586 | 0.0013778 | 0.0025382 | 0 | 0 | 0 | 0 | 0 | 0.8
361_G_3 | WECC_Southern California Edison | California | 6 | San Bernardino | 71 | 361 | 3 | Santa Ana 1 | 0 | 1899 | 9999 | Hydro | [5 empty] | Non-Fossil | G | 2030 | Hydro |  | 0 | 0 | 0 | 0 | 0 | 0 | 0 | 0 | 0 | 0 | 0 | 0 | 0 | 0 | 0 | 0 | 0.31985 | 0.51501 | 0.99121 | 1.8261 | 0 | 0 | 0 | 0 | 0 | 0 | 0 | 0 | 0 | 0 | 0 | 0 | 0 | 0 | 0 | 0 | 0 | 0 | 0 | 0 | 0.012647 | 0.00044459 | 0.00071586 | 0.0013778 | 0.0025382 | 0 | 0 | 0 | 0 | 0 | 0.8
361_G_4 | WECC_Southern California Edison | California | 6 | San Bernardino | 71 | 361 | 4 | Santa Ana 1 | 0 | 1899 | 9999 | Hydro | [5 empty] | Non-Fossil | G | 2030 | Hydro |  | 0 | 0 | 0 | 0 | 0 | 0 | 0 | 0 | 0 | 0 | 0 | 0 | 0 | 0 | 0 | 0 | 0.31985 | 0.51501 | 0.99121 | 1.8261 | 0 | 0 | 0 | 0 | 0 | 0 | 0 | 0 | 0 | 0 | 0 | 0 | 0 | 0 | 0 | 0 | 0 | 0 | 0 | 0 | 0.012647 | 0.00044459 | 0.00071586 | 0.0013778 | 0.0025382 | 0 | 0 | 0 | 0 | 0 | 0.8
3611_B_1 | ERCOT_Rest | Texas | 48 | Bexar | 29 | 3611 | 1 | O W Sommers | 12253 | 1972 | 9999 | O/G Steam | tangential |  |  | FR + OFA |  | Fossil | B | 2030 | Oil |  | 0 | 0 | 0 | 0 | 0 | 0 | 0 | 0 | 0 | 0 | 0 | 0 | 0 | 0 | 0 | 0 | 0 | 0 | 0 | 0 | 0 | 0 | 0 | 0 | 0 | 0 | 0 | 0 | 0 | 0 | 0 | 0 | 0 | 0 | 0 | 0 | 0 | 0 | 0 | 0 | 4.9955e-08 | 0 | 0 | 0 | 0 | 0 | 0 | 0 | 0 | 0 | 1e-06
3611_B_2 | ERCOT_Rest | Texas | 48 | Bexar | 29 | 3611 | 2 | O W Sommers | 12295 | 1974 | 9999 | O/G Steam | tangential |  |  | FR + OFA |  | Fossil | B | 2030 | Oil |  | 0 | 0 | 0 | 0 | 0 | 0 | 0 | 0 | 0 | 0 | 0 | 0 | 0 | 0 | 0 | 0 | 0 | 0 | 0 | 0 | 0 | 0 | 0 | 0 | 0 | 0 | 0 | 0 | 0 | 0 | 0 | 0 | 0 | 0 | 0 | 0 | 0 | 0 | 0 | 0 | 20.4816 | 0 | 0 | 0 | 0 | 0 | 0 | 0 | 0 | 0 | 410
3612_G_5 | ERCOT_Rest | Texas | 48 | Bexar | 29 | 3612 | 5 | V H Braunig | 11812 | 2010 | 9999 | Combustion Turbine |  |  | SCR |  |  | Fossil | G | 2030 | NaturalGas |  | 0.0019241 | 0.0014431 | 0 | 0.0033673 | 0 | 0 | 0 | 0 | 0 | 0 | 0 | 0 | 0 | 0 | 0 | 0 | 0.1629 | 0.12217 | 0 | 0.28507 | 0.11264 | 0.08448 | 0 | 0.19712 | 1.3469e-10 | 1.0102e-10 | 0 | 2.3571e-10 | 1.3257e-05 | 9.943e-06 | 0 | 2.32e-05 | 0 | 0 | 0 | 0 | 0 | 0 | 0 | 0 | 1.0485 | 0.00084218 | 0.00063164 | 0 | 0.0014738 | 0.005132 | 0.0033886 | 0 | 0.0085206 | 0 | 48 | SCR
3612_G_6 | ERCOT_Rest | Texas | 48 | Bexar | 29 | 3612 | 6 | V H Braunig | 11812 | 2010 | 9999 | Combustion Turbine |  |  | SCR |  |  | Fossil | G | 2030 | NaturalGas |  | 0.0019241 | 0.0014431 | 0 | 0.0033673 | 0 | 0 | 0 | 0 | 0 | 0 | 0 | 0 | 0 | 0 | 0 | 0 | 0.1629 | 0.12217 | 0 | 0.28507 | 0.11264 | 0.08448 | 0 | 0.19712 | 1.3469e-10 | 1.0102e-10 | 0 | 2.3571e-10 | 1.1959e-05 | 8.9689e-06 | 0 | 2.0928e-05 | 0 | 0 | 0 | 0 | 0 | 0 | 0 | 0 | 1.0485 | 0.00084218 | 0.00063164 | 0 | 0.0014738 | 0.005132 | 0.0033886 | 0 | 0.0085206 | 0 | 48 | SCR
3612_G_7 | ERCOT_Rest | Texas | 48 | Bexar | 29 | 3612 | 7 | V H Braunig | 11812 | 2010 | 9999 | Combustion Turbine |  |  | SCR |  |  | Fossil | G | 2030 | NaturalGas |  | 0.0019241 | 0.0014431 | 0 | 0.0033673 | 0 | 0 | 0 | 0 | 0 | 0 | 0 | 0 | 0 | 0 | 0 | 0 | 0.1629 | 0.12217 | 0 | 0.28507 | 0.11264 | 0.08448 | 0 | 0.19712 | 1.3469e-10 | 1.0102e-10 | 0 | 2.3571e-10 | 1.3084e-05 | 9.8132e-06 | 0 | 2.2897e-05 | 0 | 0 | 0 | 0 | 0 | 0 | 0 | 0 | 1.0485 | 0.00084218 | 0.00063164 | 0 | 0.0014738 | 0.005132 | 0.0033886 | 0 | 0.0085206 | 0 | 48 | SCR
3612_G_8 | ERCOT_Rest | Texas | 48 | Bexar | 29 | 3612 | 8 | V H Braunig | 11826 | 2010 | 9999 | Combustion Turbine |  |  | SCR |  |  | Fossil | G | 2030 | NaturalGas |  | 0.0018863 | 0.0014147 | 0 | 0.003301 | 0 | 0 | 0 | 0 | 0 | 0 | 0 | 0 | 0 | 0 | 0 | 0 | 0.1595 | 0.11963 | 0 | 0.27913 | 0.11042 | 0.082818 | 0 | 0.19324 | 1.3204e-10 | 9.903e-11 | 0 | 2.3107e-10 | 1.3176e-05 | 9.8818e-06 | 0 | 2.3058e-05 | 0 | 0 | 0 | 0 | 0 | 0 | 0 | 0 | 1.0267 | 0.00082464 | 0.00061848 | 0 | 0.0014431 | 0.0050311 | 0.0033219 | 0 | 0.008353 | 0 | 47 | SCR
3628_B_1 | ERCOT_Rest | Texas | 48 | Palo Pinto | 363 | 3628 | 1 | R W Miller | 12533 | 1968 | 9999 | O/G Steam | wall | dry |  |  |  | Fossil | B | 2030 | NaturalGas |  | 0 | 0 | 0 | 0 | 0 | 0 | 0 | 0 | 0 | 0 | 0 | 0 | 0 | 0 | 0 | 0 | 0 | 0 | 0 | 0 | 0 | 0 | 0 | 0 | 0 | 0 | 0 | 0 | 0 | 0 | 0 | 0 | 0 | 0 | 0 | 0 | 0 | 0 | 0 | 0 | 3.5623 | 0 | 0 | 0 | 0 | 0 | 0 | 0 | 0 | 0 | 66
3628_B_2 | ERCOT_Rest | Texas | 48 | Palo Pinto | 363 | 3628 | 2 | R W Miller | 12536 | 1972 | 9999 | O/G Steam | wall | dry |  |  |  | Fossil | B | 2030 | Oil |  | 0 | 0 | 0 | 0 | 0 | 0 | 0 | 0 | 0 | 0 | 0 | 0 | 0 | 0 | 0 | 0 | 0 | 0 | 0 | 0 | 0 | 0 | 0 | 0 | 0 | 0 | 0 | 0 | 0 | 0 | 0 | 0 | 0 | 0 | 0 | 0 | 0 | 0 | 0 | 0 | 4.8335 | 0 | 0 | 0 | 0 | 0 | 0 | 0 | 0 | 0 | 100
3628_B_3 | ERCOT_Rest | Texas | 48 | Palo Pinto | 363 | 3628 | 3 | R W Miller | 12595 | 1975 | 9999 | O/G Steam | wall | dry |  | CM + FU |  | Fossil | B | 2030 | Oil |  | 0 | 0 | 0 | 0 | 0 | 0 | 0 | 0 | 0 | 0 | 0 | 0 | 0 | 0 | 0 | 0 | 0 | 0 | 0 | 0 | 0 | 0 | 0 | 0 | 0 | 0 | 0 | 0 | 0 | 0 | 0 | 0 | 0 | 0 | 0 | 0 | 0 | 0 | 0 | 0 | 9.6669 | 0 | 0 | 0 | 0 | 0 | 0 | 0 | 0 | 0 | 200
3628_G_4 | ERCOT_Rest | Texas | 48 | Palo Pinto | 363 | 3628 | 4 | R W Miller | 14665 | 1994 | 9999 | Combustion Turbine |  |  |  | H2O |  | Fossil | G | 2030 | NaturalGas |  | 0.0052097 | 0.0039073 | 0 | 0.009117 | 0 | 0 | 0 | 0 | 0 | 0 | 0 | 0 | 0 | 0 | 0 | 0 | 0.35525 | 0.26644 | 0 | 0.62169 | 0.30498 | 0.22873 | 0 | 0.53371 | 3.6468e-10 | 2.7351e-10 | 0 | 6.3819e-10 | 0.00022933 | 0.000172 | 0 | 0.00040133 | 0 | 0 | 0 | 0 | 0 | 0 | 0 | 0 | 2.0514 | 0.0023162 | 0.0017372 | 0 | 0.0040534 | 0.013895 | 0.0091748 | 0 | 0.02307 | 0 | 104
3628_G_5 | ERCOT_Rest | Texas | 48 | Palo Pinto | 363 | 3628 | 5 | R W Miller | 14665 | 1994 | 9999 | Combustion Turbine |  |  |  | H2O |  | Fossil | G | 2030 | NaturalGas |  | 0.0052097 | 0.0039073 | 0 | 0.009117 | 0 | 0 | 0 | 0 | 0 | 0 | 0 | 0 | 0 | 0 | 0 | 0 | 0.35525 | 0.26644 | 0 | 0.62169 | 0.30498 | 0.22873 | 0 | 0.53371 | 3.6468e-10 | 2.7351e-10 | 0 | 6.3819e-10 | 0.00022681 | 0.0001701 | 0 | 0.00039691 | 0 | 0 | 0 | 0 | 0 | 0 | 0 | 0 | 2.0514 | 0.0023162 | 0.0017372 | 0 | 0.0040534 | 0.013895 | 0.0091748 | 0 | 0.02307 | 0 | 104
363_G_1 | WECC_Southern California Edison | California | 6 | San Bernardino | 71 | 363 | 1 | Santa Ana 3 | 0 | 1999 | 9999 | Hydro | [5 empty] | Non-Fossil | G | 2030 | Hydro |  | 0 | 0 | 0 | 0 | 0 | 0 | 0 | 0 | 0 | 0 | 0 | 0 | 0 | 0 | 0 | 0 | 1.2394 | 1.9957 | 3.841 | 7.076 | 0 | 0 | 0 | 0 | 0 | 0 | 0 | 0 | 0 | 0 | 0 | 0 | 0 | 0 | 0 | 0 | 0 | 0 | 0 | 0 | 0.049006 | 0.0017228 | 0.002774 | 0.0053389 | 0.0098357 | 0 | 0 | 0 | 0 | 0 | 3.1
3630_G_10A | ERCOT_Rest | Texas | 48 | Frio | 163 | 3630 | 10A | Pearsall | 10745 | 2010 | 9999 | Combustion Turbine | [5 empty] | Fossil | G | 2030 | NaturalGas |  | 0.0011392 | 0.0006766 | 0.00065337 | 0.0024692 | 0 | 0 | 0 | 0 | 0 | 0 | 0 | 0 | 0 | 0 | 0 | 0 | 0.10602 | 0.062969 | 0.060807 | 0.2298 | 0.06669 | 0.039608 | 0.038248 | 0.14455 | 7.9746e-11 | 4.7362e-11 | 4.5736e-11 | 1.7284e-10 | 1.0532e-05 | 6.2552e-06 | 6.0404e-06 | 2.2828e-05 | 0 | 0 | 0 | 0 | 0 | 0 | 0 | 0 | 0.16569 | 0.00050043 | 0.00029721 | 0.00028701 | 0.0010847 | 0.0030385 | 0.0015887 | 0.0014595 | 0.0060867 | 0 | 8.4
3630_G_11A | ERCOT_Rest | Texas | 48 | Frio | 163 | 3630 | 11A | Pearsall | 10745 | 2010 | 9999 | Combustion Turbine | [5 empty] | Fossil | G | 2030 | NaturalGas |  | 0.0011392 | 0.0006766 | 0.00065337 | 0.0024692 | 0 | 0 | 0 | 0 | 0 | 0 | 0 | 0 | 0 | 0 | 0 | 0 | 0.10602 | 0.062969 | 0.060807 | 0.2298 | 0.06669 | 0.039608 | 0.038248 | 0.14455 | 7.9746e-11 | 4.7362e-11 | 4.5736e-11 | 1.7284e-10 | 1.0618e-05 | 6.3059e-06 | 6.0894e-06 | 2.3013e-05 | 0 | 0 | 0 | 0 | 0 | 0 | 0 | 0 | 0.16569 | 0.00050043 | 0.00029721 | 0.00028701 | 0.0010847 | 0.0030385 | 0.0015887 | 0.0014595 | 0.0060867 | 0 | 8.4
3630_G_12A | ERCOT_Rest | Texas | 48 | Frio | 163 | 3630 | 12A | Pearsall | 10745 | 2010 | 9999 | Combustion Turbine | [5 empty] | Fossil | G | 2030 | NaturalGas |  | 0.0011392 | 0.0006766 | 0.00065337 | 0.0024692 | 0 | 0 | 0 | 0 | 0 | 0 | 0 | 0 | 0 | 0 | 0 | 0 | 0.10602 | 0.062969 | 0.060807 | 0.2298 | 0.06669 | 0.039608 | 0.038248 | 0.14455 | 7.9746e-11 | 4.7362e-11 | 4.5736e-11 | 1.7284e-10 | 1.0407e-05 | 6.1807e-06 | 5.9685e-06 | 2.2556e-05 | 0 | 0 | 0 | 0 | 0 | 0 | 0 | 0 | 0.16569 | 0.00050043 | 0.00029721 | 0.00028701 | 0.0010847 | 0.0030385 | 0.0015887 | 0.0014595 | 0.0060867 | 0 | 8.4
3630_G_13A | ERCOT_Rest | Texas | 48 | Frio | 163 | 3630 | 13A | Pearsall | 10745 | 2010 | 9999 | Combustion Turbine | [5 empty] | Fossil | G | 2030 | NaturalGas |  | 0.0011392 | 0.0006766 | 0.00065337 | 0.0024692 | 0 | 0 | 0 | 0 | 0 | 0 | 0 | 0 | 0 | 0 | 0 | 0 | 0.10602 | 0.062969 | 0.060807 | 0.2298 | 0.06669 | 0.039608 | 0.038248 | 0.14455 | 7.9746e-11 | 4.7362e-11 | 4.5736e-11 | 1.7284e-10 | 1.0281e-05 | 6.1063e-06 | 5.8966e-06 | 2.2284e-05 | 0 | 0 | 0 | 0 | 0 | 0 | 0 | 0 | 0.16569 | 0.00050043 | 0.00029721 | 0.00028701 | 0.0010847 | 0.0030385 | 0.0015887 | 0.0014595 | 0.0060867 | 0 | 8.4
3630_G_14A | ERCOT_Rest | Texas | 48 | Frio | 163 | 3630 | 14A | Pearsall | 10745 | 2010 | 9999 | Combustion Turbine | [5 empty] | Fossil | G | 2030 | NaturalGas |  | 0.0011392 | 0.0006766 | 0.00065337 | 0.0024692 | 0 | 0 | 0 | 0 | 0 | 0 | 0 | 0 | 0 | 0 | 0 | 0 | 0.10602 | 0.062969 | 0.060807 | 0.2298 | 0.06669 | 0.039608 | 0.038248 | 0.14455 | 7.9746e-11 | 4.7362e-11 | 4.5736e-11 | 1.7284e-10 | 1.0219e-05 | 6.0691e-06 | 5.8607e-06 | 2.2149e-05 | 0 | 0 | 0 | 0 | 0 | 0 | 0 | 0 | 0.16569 | 0.00050043 | 0.00029721 | 0.00028701 | 0.0010847 | 0.0030385 | 0.0015887 | 0.0014595 | 0.0060867 | 0 | 8.4
3630_G_15A | ERCOT_Rest | Texas | 48 | Frio | 163 | 3630 | 15A | Pearsall | 10745 | 2010 | 9999 | Combustion Turbine | [5 empty] | Fossil | G | 2030 | NaturalGas |  | 0.0011392 | 0.0006766 | 0.00065337 | 0.0024692 | 0 | 0 | 0 | 0 | 0 | 0 | 0 | 0 | 0 | 0 | 0 | 0 | 0.10602 | 0.062969 | 0.060807 | 0.2298 | 0.06669 | 0.039608 | 0.038248 | 0.14455 | 7.9746e-11 | 4.7362e-11 | 4.5736e-11 | 1.7284e-10 | 1.0145e-05 | 6.0251e-06 | 5.8182e-06 | 2.1988e-05 | 0 | 0 | 0 | 0 | 0 | 0 | 0 | 0 | 0.16569 | 0.00050043 | 0.00029721 | 0.00028701 | 0.0010847 | 0.0030385 | 0.0015887 | 0.0014595 | 0.0060867 | 0 | 8.4
3630_G_16A | ERCOT_Rest | Texas | 48 | Frio | 163 | 3630 | 16A | Pearsall | 10745 | 2010 | 9999 | Combustion Turbine | [5 empty] | Fossil | G | 2030 | NaturalGas |  | 0.0011392 | 0.0006766 | 0.00065337 | 0.0024692 | 0 | 0 | 0 | 0 | 0 | 0 | 0 | 0 | 0 | 0 | 0 | 0 | 0.10602 | 0.062969 | 0.060807 | 0.2298 | 0.06669 | 0.039608 | 0.038248 | 0.14455 | 7.9746e-11 | 4.7362e-11 | 4.5736e-11 | 1.7284e-10 | 1.0356e-05 | 6.1503e-06 | 5.9391e-06 | 2.2445e-05 | 0 | 0 | 0 | 0 | 0 | 0 | 0 | 0 | 0.16569 | 0.00050043 | 0.00029721 | 0.00028701 | 0.0010847 | 0.0030385 | 0.0015887 | 0.0014595 | 0.0060867 | 0 | 8.4
3630_G_17A | ERCOT_Rest | Texas | 48 | Frio | 163 | 3630 | 17A | Pearsall | 10745 | 2010 | 9999 | Combustion Turbine | [5 empty] | Fossil | G | 2030 | NaturalGas |  | 0.0011392 | 0.0006766 | 0.00065337 | 0.0024692 | 0 | 0 | 0 | 0 | 0 | 0 | 0 | 0 | 0 | 0 | 0 | 0 | 0.10602 | 0.062969 | 0.060807 | 0.2298 | 0.06669 | 0.039608 | 0.038248 | 0.14455 | 7.9746e-11 | 4.7362e-11 | 4.5736e-11 | 1.7284e-10 | 1.0225e-05 | 6.0725e-06 | 5.864e-06 | 2.2161e-05 | 0 | 0 | 0 | 0 | 0 | 0 | 0 | 0 | 0.16569 | 0.00050043 | 0.00029721 | 0.00028701 | 0.0010847 | 0.0030385 | 0.0015887 | 0.0014595 | 0.0060867 | 0 | 8.4
3630_G_18A | ERCOT_Rest | Texas | 48 | Frio | 163 | 3630 | 18A | Pearsall | 10745 | 2010 | 9999 | Combustion Turbine | [5 empty] | Fossil | G | 2030 | NaturalGas |  | 0.0011392 | 0.0006766 | 0.00065337 | 0.0024692 | 0 | 0 | 0 | 0 | 0 | 0 | 0 | 0 | 0 | 0 | 0 | 0 | 0.10602 | 0.062969 | 0.060807 | 0.2298 | 0.06669 | 0.039608 | 0.038248 | 0.14455 | 7.9746e-11 | 4.7362e-11 | 4.5736e-11 | 1.7284e-10 | 1.023e-05 | 6.0759e-06 | 5.8672e-06 | 2.2173e-05 | 0 | 0 | 0 | 0 | 0 | 0 | 0 | 0 | 0.16569 | 0.00050043 | 0.00029721 | 0.00028701 | 0.0010847 | 0.0030385 | 0.0015887 | 0.0014595 | 0.0060867 | 0 | 8.4
3630_G_19A | ERCOT_Rest | Texas | 48 | Frio | 163 | 3630 | 19A | Pearsall | 10745 | 2010 | 9999 | Combustion Turbine | [5 empty] | Fossil | G | 2030 | NaturalGas |  | 0.0011392 | 0.0006766 | 0.00065337 | 0.0024692 | 0 | 0 | 0 | 0 | 0 | 0 | 0 | 0 | 0 | 0 | 0 | 0 | 0.10602 | 0.062969 | 0.060807 | 0.2298 | 0.06669 | 0.039608 | 0.038248 | 0.14455 | 7.9746e-11 | 4.7362e-11 | 4.5736e-11 | 1.7284e-10 | 6.6018e-06 | 3.9209e-06 | 3.7863e-06 | 1.4309e-05 | 0 | 0 | 0 | 0 | 0 | 0 | 0 | 0 | 0.16569 | 0.00050043 | 0.00029721 | 0.00028701 | 0.0010847 | 0.0030385 | 0.0015887 | 0.0014595 | 0.0060867 | 0 | 8.4
3630_G_1A | ERCOT_Rest | Texas | 48 | Frio | 163 | 3630 | 1A | Pearsall | 10745 | 2010 | 9999 | Combustion Turbine | [5 empty] | Fossil | G | 2030 | NaturalGas |  | 0.0011392 | 0.0006766 | 0.00065337 | 0.0024692 | 0 | 0 | 0 | 0 | 0 | 0 | 0 | 0 | 0 | 0 | 0 | 0 | 0.10602 | 0.062969 | 0.060807 | 0.2298 | 0.06669 | 0.039608 | 0.038248 | 0.14455 | 7.9746e-11 | 4.7362e-11 | 4.5736e-11 | 1.7284e-10 | 1.5197e-05 | 9.0258e-06 | 8.7159e-06 | 3.2939e-05 | 0 | 0 | 0 | 0 | 0 | 0 | 0 | 0 | 0.16569 | 0.00050043 | 0.00029721 | 0.00028701 | 0.0010847 | 0.0030385 | 0.0015887 | 0.0014595 | 0.0060867 | 0 | 8.4
3630_G_20A | ERCOT_Rest | Texas | 48 | Frio | 163 | 3630 | 20A | Pearsall | 10745 | 2010 | 9999 | Combustion Turbine | [5 empty] | Fossil | G | 2030 | NaturalGas |  | 0.0011392 | 0.0006766 | 0.00065337 | 0.0024692 | 0 | 0 | 0 | 0 | 0 | 0 | 0 | 0 | 0 | 0 | 0 | 0 | 0.10602 | 0.062969 | 0.060807 | 0.2298 | 0.06669 | 0.039608 | 0.038248 | 0.14455 | 7.9746e-11 | 4.7362e-11 | 4.5736e-11 | 1.7284e-10 | 6.6075e-06 | 3.9243e-06 | 3.7895e-06 | 1.4321e-05 | 0 | 0 | 0 | 0 | 0 | 0 | 0 | 0 | 0.16569 | 0.00050043 | 0.00029721 | 0.00028701 | 0.0010847 | 0.0030385 | 0.0015887 | 0.0014595 | 0.0060867 | 0 | 8.4
3630_G_21A | ERCOT_Rest | Texas | 48 | Frio | 163 | 3630 | 21A | Pearsall | 10745 | 2010 | 9999 | Combustion Turbine | [5 empty] | Fossil | G | 2030 | NaturalGas |  | 0.0011392 | 0.0006766 | 0.00065337 | 0.0024692 | 0 | 0 | 0 | 0 | 0 | 0 | 0 | 0 | 0 | 0 | 0 | 0 | 0.10602 | 0.062969 | 0.060807 | 0.2298 | 0.06669 | 0.039608 | 0.038248 | 0.14455 | 7.9746e-11 | 4.7362e-11 | 4.5736e-11 | 1.7284e-10 | 6.3967e-06 | 3.7991e-06 | 3.6687e-06 | 1.3865e-05 | 0 | 0 | 0 | 0 | 0 | 0 | 0 | 0 | 0.16569 | 0.00050043 | 0.00029721 | 0.00028701 | 0.0010847 | 0.0030385 | 0.0015887 | 0.0014595 | 0.0060867 | 0 | 8.4
3630_G_22A | ERCOT_Rest | Texas | 48 | Frio | 163 | 3630 | 22A | Pearsall | 10745 | 2010 | 9999 | Combustion Turbine | [5 empty] | Fossil | G | 2030 | NaturalGas |  | 0.0011392 | 0.0006766 | 0.00065337 | 0.0024692 | 0 | 0 | 0 | 0 | 0 | 0 | 0 | 0 | 0 | 0 | 0 | 0 | 0.10602 | 0.062969 | 0.060807 | 0.2298 | 0.06669 | 0.039608 | 0.038248 | 0.14455 | 7.9746e-11 | 4.7362e-11 | 4.5736e-11 | 1.7284e-10 | 5.7417e-06 | 3.4101e-06 | 3.293e-06 | 1.2445e-05 | 0 | 0 | 0 | 0 | 0 | 0 | 0 | 0 | 0.16569 | 0.00050043 | 0.00029721 | 0.00028701 | 0.0010847 | 0.0030385 | 0.0015887 | 0.0014595 | 0.0060867 | 0 | 8.4
3630_G_23A | ERCOT_Rest | Texas | 48 | Frio | 163 | 3630 | 23A | Pearsall | 10745 | 2010 | 9999 | Combustion Turbine | [5 empty] | Fossil | G | 2030 | NaturalGas |  | 0.0011392 | 0.0006766 | 0.00065337 | 0.0024692 | 0 | 0 | 0 | 0 | 0 | 0 | 0 | 0 | 0 | 0 | 0 | 0 | 0.10602 | 0.062969 | 0.060807 | 0.2298 | 0.06669 | 0.039608 | 0.038248 | 0.14455 | 7.9746e-11 | 4.7362e-11 | 4.5736e-11 | 1.7284e-10 | 6.1746e-06 | 3.6672e-06 | 3.5412e-06 | 1.3383e-05 | 0 | 0 | 0 | 0 | 0 | 0 | 0 | 0 | 0.16569 | 0.00050043 | 0.00029721 | 0.00028701 | 0.0010847 | 0.0030385 | 0.0015887 | 0.0014595 | 0.0060867 | 0 | 8.4
3630_G_24A | ERCOT_Rest | Texas | 48 | Frio | 163 | 3630 | 24A | Pearsall | 10745 | 2010 | 9999 | Combustion Turbine | [5 empty] | Fossil | G | 2030 | NaturalGas |  | 0.0011392 | 0.0006766 | 0.00065337 | 0.0024692 | 0 | 0 | 0 | 0 | 0 | 0 | 0 | 0 | 0 | 0 | 0 | 0 | 0.10602 | 0.062969 | 0.060807 | 0.2298 | 0.06669 | 0.039608 | 0.038248 | 0.14455 | 7.9746e-11 | 4.7362e-11 | 4.5736e-11 | 1.7284e-10 | 6.505e-06 | 3.8634e-06 | 3.7307e-06 | 1.4099e-05 | 0 | 0 | 0 | 0 | 0 | 0 | 0 | 0 | 0.16569 | 0.00050043 | 0.00029721 | 0.00028701 | 0.0010847 | 0.0030385 | 0.0015887 | 0.0014595 | 0.0060867 | 0 | 8.4
3630_G_2A | ERCOT_Rest | Texas | 48 | Frio | 163 | 3630 | 2A | Pearsall | 10745 | 2010 | 9999 | Combustion Turbine | [5 empty] | Fossil | G | 2030 | NaturalGas |  | 0.0011392 | 0.0006766 | 0.00065337 | 0.0024692 | 0 | 0 | 0 | 0 | 0 | 0 | 0 | 0 | 0 | 0 | 0 | 0 | 0.10602 | 0.062969 | 0.060807 | 0.2298 | 0.06669 | 0.039608 | 0.038248 | 0.14455 | 7.9746e-11 | 4.7362e-11 | 4.5736e-11 | 1.7284e-10 | 1.0173e-05 | 6.042e-06 | 5.8346e-06 | 2.205e-05 | 0 | 0 | 0 | 0 | 0 | 0 | 0 | 0 | 0.16569 | 0.00050043 | 0.00029721 | 0.00028701 | 0.0010847 | 0.0030385 | 0.0015887 | 0.0014595 | 0.0060867 | 0 | 8.4
3630_G_3A | ERCOT_Rest | Texas | 48 | Frio | 163 | 3630 | 3A | Pearsall | 10745 | 2010 | 9999 | Combustion Turbine | [5 empty] | Fossil | G | 2030 | NaturalGas |  | 0.0011392 | 0.0006766 | 0.00065337 | 0.0024692 | 0 | 0 | 0 | 0 | 0 | 0 | 0 | 0 | 0 | 0 | 0 | 0 | 0.10602 | 0.062969 | 0.060807 | 0.2298 | 0.06669 | 0.039608 | 0.038248 | 0.14455 | 7.9746e-11 | 4.7362e-11 | 4.5736e-11 | 1.7284e-10 | 1.0173e-05 | 6.042e-06 | 5.8346e-06 | 2.205e-05 | 0 | 0 | 0 | 0 | 0 | 0 | 0 | 0 | 0.16569 | 0.00050043 | 0.00029721 | 0.00028701 | 0.0010847 | 0.0030385 | 0.0015887 | 0.0014595 | 0.0060867 | 0 | 8.4
3630_G_4A | ERCOT_Rest | Texas | 48 | Frio | 163 | 3630 | 4A | Pearsall | 10745 | 2010 | 9999 | Combustion Turbine | [5 empty] | Fossil | G | 2030 | NaturalGas |  | 0.0011392 | 0.0006766 | 0.00065337 | 0.0024692 | 0 | 0 | 0 | 0 | 0 | 0 | 0 | 0 | 0 | 0 | 0 | 0 | 0.10602 | 0.062969 | 0.060807 | 0.2298 | 0.06669 | 0.039608 | 0.038248 | 0.14455 | 7.9746e-11 | 4.7362e-11 | 4.5736e-11 | 1.7284e-10 | 1.0122e-05 | 6.0116e-06 | 5.8052e-06 | 2.1939e-05 | 0 | 0 | 0 | 0 | 0 | 0 | 0 | 0 | 0.16569 | 0.00050043 | 0.00029721 | 0.00028701 | 0.0010847 | 0.0030385 | 0.0015887 | 0.0014595 | 0.0060867 | 0 | 8.4
3630_G_5A | ERCOT_Rest | Texas | 48 | Frio | 163 | 3630 | 5A | Pearsall | 10745 | 2010 | 9999 | Combustion Turbine | [5 empty] | Fossil | G | 2030 | NaturalGas |  | 0.0011392 | 0.0006766 | 0.00065337 | 0.0024692 | 0 | 0 | 0 | 0 | 0 | 0 | 0 | 0 | 0 | 0 | 0 | 0 | 0.10602 | 0.062969 | 0.060807 | 0.2298 | 0.06669 | 0.039608 | 0.038248 | 0.14455 | 7.9746e-11 | 4.7362e-11 | 4.5736e-11 | 1.7284e-10 | 1.0202e-05 | 6.059e-06 | 5.8509e-06 | 2.2112e-05 | 0 | 0 | 0 | 0 | 0 | 0 | 0 | 0 | 0.16569 | 0.00050043 | 0.00029721 | 0.00028701 | 0.0010847 | 0.0030385 | 0.0015887 | 0.0014595 | 0.0060867 | 0 | 8.4
3630_G_6A | ERCOT_Rest | Texas | 48 | Frio | 163 | 3630 | 6A | Pearsall | 10745 | 2010 | 9999 | Combustion Turbine | [5 empty] | Fossil | G | 2030 | NaturalGas |  | 0.0011392 | 0.0006766 | 0.00065337 | 0.0024692 | 0 | 0 | 0 | 0 | 0 | 0 | 0 | 0 | 0 | 0 | 0 | 0 | 0.10602 | 0.062969 | 0.060807 | 0.2298 | 0.06669 | 0.039608 | 0.038248 | 0.14455 | 7.9746e-11 | 4.7362e-11 | 4.5736e-11 | 1.7284e-10 | 1.0105e-05 | 6.0014e-06 | 5.7954e-06 | 2.1902e-05 | 0 | 0 | 0 | 0 | 0 | 0 | 0 | 0 | 0.16569 | 0.00050043 | 0.00029721 | 0.00028701 | 0.0010847 | 0.0030385 | 0.0015887 | 0.0014595 | 0.0060867 | 0 | 8.4
3630_G_7A | ERCOT_Rest | Texas | 48 | Frio | 163 | 3630 | 7A | Pearsall | 10745 | 2010 | 9999 | Combustion Turbine | [5 empty] | Fossil | G | 2030 | NaturalGas |  | 0.0011392 | 0.0006766 | 0.00065337 | 0.0024692 | 0 | 0 | 0 | 0 | 0 | 0 | 0 | 0 | 0 | 0 | 0 | 0 | 0.10602 | 0.062969 | 0.060807 | 0.2298 | 0.06669 | 0.039608 | 0.038248 | 0.14455 | 7.9746e-11 | 4.7362e-11 | 4.5736e-11 | 1.7284e-10 | 1.0452e-05 | 6.2078e-06 | 5.9946e-06 | 2.2655e-05 | 0 | 0 | 0 | 0 | 0 | 0 | 0 | 0 | 0.16569 | 0.00050043 | 0.00029721 | 0.00028701 | 0.0010847 | 0.0030385 | 0.0015887 | 0.0014595 | 0.0060867 | 0 | 8.4
3630_G_8A | ERCOT_Rest | Texas | 48 | Frio | 163 | 3630 | 8A | Pearsall | 10745 | 2010 | 9999 | Combustion Turbine | [5 empty] | Fossil | G | 2030 | NaturalGas |  | 0.0011392 | 0.0006766 | 0.00065337 | 0.0024692 | 0 | 0 | 0 | 0 | 0 | 0 | 0 | 0 | 0 | 0 | 0 | 0 | 0.10602 | 0.062969 | 0.060807 | 0.2298 | 0.06669 | 0.039608 | 0.038248 | 0.14455 | 7.9746e-11 | 4.7362e-11 | 4.5736e-11 | 1.7284e-10 | 1.0498e-05 | 6.2349e-06 | 6.0208e-06 | 2.2754e-05 | 0 | 0 | 0 | 0 | 0 | 0 | 0 | 0 | 0.16569 | 0.00050043 | 0.00029721 | 0.00028701 | 0.0010847 | 0.0030385 | 0.0015887 | 0.0014595 | 0.0060867 | 0 | 8.4
3630_G_9A | ERCOT_Rest | Texas | 48 | Frio | 163 | 3630 | 9A | Pearsall | 10745 | 2010 | 9999 | Combustion Turbine | [5 empty] | Fossil | G | 2030 | NaturalGas |  | 0.0011392 | 0.0006766 | 0.00065337 | 0.0024692 | 0 | 0 | 0 | 0 | 0 | 0 | 0 | 0 | 0 | 0 | 0 | 0 | 0.10602 | 0.062969 | 0.060807 | 0.2298 | 0.06669 | 0.039608 | 0.038248 | 0.14455 | 7.9746e-11 | 4.7362e-11 | 4.5736e-11 | 1.7284e-10 | 1.0498e-05 | 6.2349e-06 | 6.0208e-06 | 2.2754e-05 | 0 | 0 | 0 | 0 | 0 | 0 | 0 | 0 | 0.16569 | 0.00050043 | 0.00029721 | 0.00028701 | 0.0010847 | 0.0030385 | 0.0015887 | 0.0014595 | 0.0060867 | 0 | 8.4
3631_G_10 | ERCOT_Rest | Texas | 48 | Victoria | 469 | 3631 | 10 | Sam Rayburn | 9732 | 2003 | 9999 | Combined Cycle |  |  | SCR | H2O |  | Fossil | G | 2030 | NaturalGas |  | 0.0041034 | 0 | 0.011635 | 0.015738 | 0 | 0 | 0 | 0 | 0 | 0 | 0 | 0 | 0 | 0 | 0 | 0 | 0.42164 | 0 | 1.1955 | 1.6171 | 0.24022 | 0 | 0.68108 | 0.9213 | 2.8724e-10 | 0 | 8.1442e-10 | 1.1017e-09 | 4.0057e-05 | 0 | 6.9807e-05 | 0.00010986 | 0 | 0 | 0 | 0 | 0 | 0 | 0 | 0 | 1.1773 | 0.0017556 | 0 | 0.0049777 | 0.0067334 | 0.010945 | 0 | 0.025989 | 0.036933 | 0 | 37 | SCR
3631_G_4 | ERCOT_Rest | Texas | 48 | Victoria | 469 | 3631 | 4 | Sam Rayburn | 10745 | 1991 | 9999 | Combustion Turbine | [5 empty] | Fossil | G | 2030 | Oil |  | 0 | 0 | 0 | 0 | 0 | 0 | 0 | 0 | 0 | 0 | 0 | 0 | 0 | 0 | 0 | 0 | 0 | 0 | 0 | 0 | 0 | 0 | 0 | 0 | 0 | 0 | 0 | 0 | 0 | 0 | 0 | 0 | 0 | 0 | 0 | 0 | 0 | 0 | 0 | 0 | 0.042217 | 0 | 0 | 0 | 0 | 0 | 0 | 0 | 0 | 0 | 1.6
3631_G_5 | ERCOT_Rest | Texas | 48 | Victoria | 469 | 3631 | 5 | Sam Rayburn | 10745 | 1991 | 9999 | Combustion Turbine | [5 empty] | Fossil | G | 2030 | Oil |  | 0 | 0 | 0 | 0 | 0 | 0 | 0 | 0 | 0 | 0 | 0 | 0 | 0 | 0 | 0 | 0 | 0 | 0 | 0 | 0 | 0 | 0 | 0 | 0 | 0 | 0 | 0 | 0 | 0 | 0 | 0 | 0 | 0 | 0 | 0 | 0 | 0 | 0 | 0 | 0 | 0.042217 | 0 | 0 | 0 | 0 | 0 | 0 | 0 | 0 | 0 | 1.6
3631_G_7 | ERCOT_Rest | Texas | 48 | Victoria | 469 | 3631 | 7 | Sam Rayburn | 9732 | 2003 | 9999 | Combined Cycle |  |  | SCR | H2O |  | Fossil | G | 2030 | NaturalGas |  | 0.0054343 | 0 | 0.015408 | 0.020842 | 0 | 0 | 0 | 0 | 0 | 0 | 0 | 0 | 0 | 0 | 0 | 0 | 0.55839 | 0 | 1.5832 | 2.1416 | 0.31812 | 0 | 0.90198 | 1.2201 | 3.804e-10 | 0 | 1.0786e-09 | 1.459e-09 | 5.3049e-05 | 0 | 9.2447e-05 | 0.0001455 | 0 | 0 | 0 | 0 | 0 | 0 | 0 | 0 | 1.5591 | 0.002325 | 0 | 0.0065921 | 0.0089172 | 0.014494 | 0 | 0.034418 | 0.048912 | 0 | 49 | SCR
3631_G_8 | ERCOT_Rest | Texas | 48 | Victoria | 469 | 3631 | 8 | Sam Rayburn | 9732 | 2003 | 9999 | Combined Cycle |  |  | SCR | H2O |  | Fossil | G | 2030 | NaturalGas |  | 0.0054343 | 0 | 0.015408 | 0.020842 | 0 | 0 | 0 | 0 | 0 | 0 | 0 | 0 | 0 | 0 | 0 | 0 | 0.55839 | 0 | 1.5832 | 2.1416 | 0.31812 | 0 | 0.90198 | 1.2201 | 3.804e-10 | 0 | 1.0786e-09 | 1.459e-09 | 5.3049e-05 | 0 | 9.2447e-05 | 0.0001455 | 0 | 0 | 0 | 0 | 0 | 0 | 0 | 0 | 1.5591 | 0.002325 | 0 | 0.0065921 | 0.0089172 | 0.014494 | 0 | 0.034418 | 0.048912 | 0 | 49 | SCR
3631_G_9 | ERCOT_Rest | Texas | 48 | Victoria | 469 | 3631 | 9 | Sam Rayburn | 9732 | 2003 | 9999 | Combined Cycle |  |  | SCR | H2O |  | Fossil | G | 2030 | NaturalGas |  | 0.0053234 | 0 | 0.015093 | 0.020417 | 0 | 0 | 0 | 0 | 0 | 0 | 0 | 0 | 0 | 0 | 0 | 0 | 0.547 | 0 | 1.5509 | 2.0979 | 0.31163 | 0 | 0.88357 | 1.1952 | 3.7264e-10 | 0 | 1.0565e-09 | 1.4292e-09 | 5.1966e-05 | 0 | 9.0561e-05 | 0.00014253 | 0 | 0 | 0 | 0 | 0 | 0 | 0 | 0 | 1.5273 | 0.0022776 | 0 | 0.0064576 | 0.0087352 | 0.014198 | 0 | 0.033715 | 0.047914 | 0 | 48 | SCR
3643_G_1 | WECC_Utah | Utah | 49 | Beaver | 1 | 3643 | 1 | Upper Beaver | 0 | 1907 | 9999 | Hydro | [5 empty] | Non-Fossil | G | 2030 | Hydro |  | 0 | 0 | 0 | 0 | 0 | 0 | 0 | 0 | 0 | 0 | 0 | 0 | 0 | 0 | 0 | 0 | 0.91397 | 1.3033 | 2.028 | 4.2453 | 0 | 0 | 0 | 0 | 0 | 0 | 0 | 0 | 0 | 0 | 0 | 0 | 0 | 0 | 0 | 0 | 0 | 0 | 0 | 0 | 0.020551 | 0.0012704 | 0.0018116 | 0.0028189 | 0.0059009 | 0 | 0 | 0 | 0 | 0 | 1.3
3643_G_2 | WECC_Utah | Utah | 49 | Beaver | 1 | 3643 | 2 | Upper Beaver | 0 | 1907 | 9999 | Hydro | [5 empty] | Non-Fossil | G | 2030 | Hydro |  | 0 | 0 | 0 | 0 | 0 | 0 | 0 | 0 | 0 | 0 | 0 | 0 | 0 | 0 | 0 | 0 | 0.84367 | 1.2031 | 1.872 | 3.9187 | 0 | 0 | 0 | 0 | 0 | 0 | 0 | 0 | 0 | 0 | 0 | 0 | 0 | 0 | 0 | 0 | 0 | 0 | 0 | 0 | 0.01897 | 0.0011727 | 0.0016723 | 0.0026021 | 0.005447 | 0 | 0 | 0 | 0 | 0 | 1.2
3646_G_1 | WECC_Utah | Utah | 49 | Box Elder | 3 | 3646 | 1 | Cutler Hydro | 0 | 1927 | 9999 | Hydro | [5 empty] | Non-Fossil | G | 2030 | Hydro |  | 0 | 0 | 0 | 0 | 0 | 0 | 0 | 0 | 0 | 0 | 0 | 0 | 0 | 0 | 0 | 0 | 10.5459 | 15.0383 | 23.3998 | 48.984 | 0 | 0 | 0 | 0 | 0 | 0 | 0 | 0 | 0 | 0 | 0 | 0 | 0 | 0 | 0 | 0 | 0 | 0 | 0 | 0 | 0.23712 | 0.014659 | 0.020903 | 0.032526 | 0.068088 | 0 | 0 | 0 | 0 | 0 | 15
3646_G_2 | WECC_Utah | Utah | 49 | Box Elder | 3 | 3646 | 2 | Cutler Hydro | 0 | 1927 | 9999 | Hydro | [5 empty] | Non-Fossil | G | 2030 | Hydro |  | 0 | 0 | 0 | 0 | 0 | 0 | 0 | 0 | 0 | 0 | 0 | 0 | 0 | 0 | 0 | 0 | 10.5459 | 15.0383 | 23.3998 | 48.984 | 0 | 0 | 0 | 0 | 0 | 0 | 0 | 0 | 0 | 0 | 0 | 0 | 0 | 0 | 0 | 0 | 0 | 0 | 0 | 0 | 0.23712 | 0.014659 | 0.020903 | 0.032526 | 0.068088 | 0 | 0 | 0 | 0 | 0 | 15
3648_B_1 | WECC_Utah | Utah | 49 | Salt Lake | 35 | 3648 | 1 | Gadsby | 14500 | 1951 | 9999 | O/G Steam | wall | dry |  | LNB |  | Fossil | B | 2030 | NaturalGas |  | 0 | 0 | 0 | 0 | 0 | 0 | 0 | 0 | 0 | 0 | 0 | 0 | 0 | 0 | 0 | 0 | 0 | 0 | 0 | 0 | 0 | 0 | 0 | 0 | 0 | 0 | 0 | 0 | 0 | 0 | 0 | 0 | 0 | 0 | 0 | 0 | 0 | 0 | 0 | 0 | 3.3245 | 0 | 0 | 0 | 0 | 0 | 0 | 0 | 0 | 0 | 64
3648_B_2 | WECC_Utah | Utah | 49 | Salt Lake | 35 | 3648 | 2 | Gadsby | 14500 | 1952 | 9999 | O/G Steam | wall | dry |  | LNB |  | Fossil | B | 2030 | NaturalGas |  | 0 | 0 | 0 | 0 | 0 | 0 | 0 | 0 | 0 | 0 | 0 | 0 | 0 | 0 | 0 | 0 | 0 | 0 | 0 | 0 | 0 | 0 | 0 | 0 | 0 | 0 | 0 | 0 | 0 | 0 | 0 | 0 | 0 | 0 | 0 | 0 | 0 | 0 | 0 | 0 | 3.5843 | 0 | 0 | 0 | 0 | 0 | 0 | 0 | 0 | 0 | 69
3648_B_3 | WECC_Utah | Utah | 49 | Salt Lake | 35 | 3648 | 3 | Gadsby | 14500 | 1955 | 9999 | O/G Steam | tangential |  |  | FR |  | Fossil | B | 2030 | NaturalGas |  | 0 | 0 | 0 | 0 | 0 | 0 | 0 | 0 | 0 | 0 | 0 | 0 | 0 | 0 | 0 | 0 | 0 | 0 | 0 | 0 | 0 | 0 | 0 | 0 | 0 | 0 | 0 | 0 | 0 | 0 | 0 | 0 | 0 | 0 | 0 | 0 | 0 | 0 | 0 | 0 | 5.4003 | 0 | 0 | 0 | 0 | 0 | 0 | 0 | 0 | 0 | 104
3648_G_4 | WECC_Utah | Utah | 49 | Salt Lake | 35 | 3648 | 4 | Gadsby | 14660 | 2002 | 9999 | Combustion Turbine |  |  | SCR | H2O |  | Fossil | G | 2030 | NaturalGas |  | 0 | 0 | 0.029889 | 0.029889 | 0 | 0 | 0 | 0 | 0 | 0 | 0 | 0 | 0 | 0 | 0 | 0 | 0 | 0 | 2.0388 | 2.0388 | 0 | 0 | 1.7497 | 1.7497 | 0 | 0 | 2.0922e-09 | 2.0922e-09 | 0 | 0 | 0.00041725 | 0.00041725 | 0 | 0 | 0 | 0 | 0 | 0 | 0 | 0 | 0.85193 | 0 | 0 | 0.010541 | 0.010541 | 0 | 0 | 0.062918 | 0.062918 | 0 | 39 | SCR
3648_G_5 | WECC_Utah | Utah | 49 | Salt Lake | 35 | 3648 | 5 | Gadsby | 14660 | 2002 | 9999 | Combustion Turbine |  |  | SCR | H2O |  | Fossil | G | 2030 | NaturalGas |  | 0 | 0 | 0.029889 | 0.029889 | 0 | 0 | 0 | 0 | 0 | 0 | 0 | 0 | 0 | 0 | 0 | 0 | 0 | 0 | 2.0388 | 2.0388 | 0 | 0 | 1.7497 | 1.7497 | 0 | 0 | 2.0922e-09 | 2.0922e-09 | 0 | 0 | 0.00033416 | 0.00033416 | 0 | 0 | 0 | 0 | 0 | 0 | 0 | 0 | 0.85193 | 0 | 0 | 0.010541 | 0.010541 | 0 | 0 | 0.062918 | 0.062918 | 0 | 39 | SCR
3648_G_6 | WECC_Utah | Utah | 49 | Salt Lake | 35 | 3648 | 6 | Gadsby | 14660 | 2002 | 9999 | Combustion Turbine |  |  | SCR | H2O |  | Fossil | G | 2030 | NaturalGas |  | 0 | 0 | 0.029889 | 0.029889 | 0 | 0 | 0 | 0 | 0 | 0 | 0 | 0 | 0 | 0 | 0 | 0 | 0 | 0 | 2.0388 | 2.0388 | 0 | 0 | 1.7497 | 1.7497 | 0 | 0 | 2.0922e-09 | 2.0922e-09 | 0 | 0 | 0.0003506 | 0.0003506 | 0 | 0 | 0 | 0 | 0 | 0 | 0 | 0 | 0.85193 | 0 | 0 | 0.010541 | 0.010541 | 0 | 0 | 0.062918 | 0.062918 | 0 | 39 | SCR
365_G_1 | WECC_Southern California Edison | California | 6 | Tulare | 107 | 365 | 1 | Lower Tule River | 0 | 1909 | 9999 | Hydro | [5 empty] | Non-Fossil | G | 2030 | Hydro |  | 0 | 0 | 0 | 0 | 0 | 0 | 0 | 0 | 0 | 0 | 0 | 0 | 0 | 0 | 0 | 0 | 0.51976 | 0.83689 | 1.6107 | 2.9674 | 0 | 0 | 0 | 0 | 0 | 0 | 0 | 0 | 0 | 0 | 0 | 0 | 0 | 0 | 0 | 0 | 0 | 0 | 0 | 0 | 0.020551 | 0.00072246 | 0.0011633 | 0.0022389 | 0.0041246 | 0 | 0 | 0 | 0 | 0 | 1.3
365_G_2 | WECC_Southern California Edison | California | 6 | Tulare | 107 | 365 | 2 | Lower Tule River | 0 | 1909 | 9999 | Hydro | [5 empty] | Non-Fossil | G | 2030 | Hydro |  | 0 | 0 | 0 | 0 | 0 | 0 | 0 | 0 | 0 | 0 | 0 | 0 | 0 | 0 | 0 | 0 | 0.51976 | 0.83689 | 1.6107 | 2.9674 | 0 | 0 | 0 | 0 | 0 | 0 | 0 | 0 | 0 | 0 | 0 | 0 | 0 | 0 | 0 | 0 | 0 | 0 | 0 | 0 | 0.020551 | 0.00072246 | 0.0011633 | 0.0022389 | 0.0041246 | 0 | 0 | 0 | 0 | 0 | 1.3
3651_G_1 | WECC_Utah | Utah | 49 | Salt Lake | 35 | 3651 | 1 | Granite | 0 | 1896 | 9999 | Hydro | [5 empty] | Non-Fossil | G | 2030 | Hydro |  | 0 | 0 | 0 | 0 | 0 | 0 | 0 | 0 | 0 | 0 | 0 | 0 | 0 | 0 | 0 | 0 | 1.0368 | 1.4527 | 2.2591 | 4.7485 | 0 | 0 | 0 | 0 | 0 | 0 | 0 | 0 | 0 | 0 | 0 | 0 | 0 | 0 | 0 | 0 | 0 | 0 | 0 | 0 | 0.01897 | 0.0014411 | 0.0020192 | 0.0031401 | 0.0066004 | 0 | 0 | 0 | 0 | 0 | 1.2
3656_G_1 | WECC_Utah | Utah | 49 | Weber | 57 | 3656 | 1 | Pioneer | 0 | 1910 | 9999 | Hydro | [5 empty] | Non-Fossil | G | 2030 | Hydro |  | 0 | 0 | 0 | 0 | 0 | 0 | 0 | 0 | 0 | 0 | 0 | 0 | 0 | 0 | 0 | 0 | 1.728 | 2.4211 | 3.7651 | 7.9142 | 0 | 0 | 0 | 0 | 0 | 0 | 0 | 0 | 0 | 0 | 0 | 0 | 0 | 0 | 0 | 0 | 0 | 0 | 0 | 0 | 0.031616 | 0.0024019 | 0.0033653 | 0.0052335 | 0.011001 | 0 | 0 | 0 | 0 | 0 | 2
3656_G_2 | WECC_Utah | Utah | 49 | Weber | 57 | 3656 | 2 | Pioneer | 0 | 1910 | 9999 | Hydro | [5 empty] | Non-Fossil | G | 2030 | Hydro |  | 0 | 0 | 0 | 0 | 0 | 0 | 0 | 0 | 0 | 0 | 0 | 0 | 0 | 0 | 0 | 0 | 1.728 | 2.4211 | 3.7651 | 7.9142 | 0 | 0 | 0 | 0 | 0 | 0 | 0 | 0 | 0 | 0 | 0 | 0 | 0 | 0 | 0 | 0 | 0 | 0 | 0 | 0 | 0.031616 | 0.0024019 | 0.0033653 | 0.0052335 | 0.011001 | 0 | 0 | 0 | 0 | 0 | 2
3658_G_1 | WECC_Utah | Utah | 49 | Wasatch | 51 | 3658 | 1 | Snake Creek | 0 | 1910 | 9999 | Hydro | [5 empty] | Non-Fossil | G | 2030 | Hydro |  | 0 | 0 | 0 | 0 | 0 | 0 | 0 | 0 | 0 | 0 | 0 | 0 | 0 | 0 | 0 | 0 | 0.43199 | 0.60527 | 0.94128 | 1.9785 | 0 | 0 | 0 | 0 | 0 | 0 | 0 | 0 | 0 | 0 | 0 | 0 | 0 | 0 | 0 | 0 | 0 | 0 | 0 | 0 | 0.0079041 | 0.00060047 | 0.00084133 | 0.0013084 | 0.0027502 | 0 | 0 | 0 | 0 | 0 | 0.5
3658_G_2 | WECC_Utah | Utah | 49 | Wasatch | 51 | 3658 | 2 | Snake Creek | 0 | 1910 | 9999 | Hydro | [5 empty] | Non-Fossil | G | 2030 | Hydro |  | 0 | 0 | 0 | 0 | 0 | 0 | 0 | 0 | 0 | 0 | 0 | 0 | 0 | 0 | 0 | 0 | 0.43199 | 0.60527 | 0.94128 | 1.9785 | 0 | 0 | 0 | 0 | 0 | 0 | 0 | 0 | 0 | 0 | 0 | 0 | 0 | 0 | 0 | 0 | 0 | 0 | 0 | 0 | 0.0079041 | 0.00060047 | 0.00084133 | 0.0013084 | 0.0027502 | 0 | 0 | 0 | 0 | 0 | 0.5
3659_G_3 | WECC_Utah | Utah | 49 | Salt Lake | 35 | 3659 | 3 | Stairs | 0 | 1912 | 9999 | Hydro | [5 empty] | Non-Fossil | G | 2030 | Hydro |  | 0 | 0 | 0 | 0 | 0 | 0 | 0 | 0 | 0 | 0 | 0 | 0 | 0 | 0 | 0 | 0 | 1.0368 | 1.4527 | 2.2591 | 4.7485 | 0 | 0 | 0 | 0 | 0 | 0 | 0 | 0 | 0 | 0 | 0 | 0 | 0 | 0 | 0 | 0 | 0 | 0 | 0 | 0 | 0.01897 | 0.0014411 | 0.0020192 | 0.0031401 | 0.0066004 | 0 | 0 | 0 | 0 | 0 | 1.2
3661_G_1 | WECC_Utah | Utah | 49 | Weber | 57 | 3661 | 1 | Weber | 0 | 1911 | 9999 | Hydro | [5 empty] | Non-Fossil | G | 2030 | Hydro |  | 0 | 0 | 0 | 0 | 0 | 0 | 0 | 0 | 0 | 0 | 0 | 0 | 0 | 0 | 0 | 0 | 1.728 | 2.4211 | 3.7651 | 7.9142 | 0 | 0 | 0 | 0 | 0 | 0 | 0 | 0 | 0 | 0 | 0 | 0 | 0 | 0 | 0 | 0 | 0 | 0 | 0 | 0 | 0.031616 | 0.0024019 | 0.0033653 | 0.0052335 | 0.011001 | 0 | 0 | 0 | 0 | 0 | 2
3665_G_1A | WECC_Utah | Utah | 49 | Davis | 11 | 3665 | 1A | Bountiful City | 10863 | 2001 | 9999 | Combustion Turbine | [5 empty] | Fossil | G | 2030 | NaturalGas |  | 0 | 7.8891e-05 | 0.069722 | 0.069801 | 0 | 0 | 0 | 0 | 0 | 0 | 0 | 0 | 0 | 0 | 0 | 0 | 0 | 0.0072623 | 6.4183 | 6.4256 | 0 | 0.0046183 | 4.0815 | 4.0861 | 0 | 5.5224e-12 | 4.8805e-09 | 4.8861e-09 | 0 | 9.4251e-06 | 0.0083297 | 0.0083391 | 0 | 0 | 0 | 0 | 0 | 0 | 0 | 0 | 0.082846 | 0 | 3.3479e-05 | 0.029588 | 0.029622 | 0 | 0.00018688 | 0.14677 | 0.14696 | 0 | 4.2
3665_G_2A | WECC_Utah | Utah | 49 | Davis | 11 | 3665 | 2A | Bountiful City | 10863 | 2012 | 9999 | Combustion Turbine | [5 empty] | Fossil | G | 2030 | NaturalGas |  | 0 | 0.00021601 | 0.19091 | 0.19112 | 0 | 0 | 0 | 0 | 0 | 0 | 0 | 0 | 0 | 0 | 0 | 0 | 0 | 0.019885 | 17.5739 | 17.5938 | 0 | 0.012645 | 11.1756 | 11.1882 | 0 | 1.5121e-11 | 1.3363e-08 | 1.3378e-08 | 0 | 2.5807e-05 | 0.022807 | 0.022833 | 0 | 0 | 0 | 0 | 0 | 0 | 0 | 0 | 0.22684 | 0 | 9.167e-05 | 0.081016 | 0.081107 | 0 | 0.00051168 | 0.40187 | 0.40238 | 0 | 11.5
3665_G_3A | WECC_Utah | Utah | 49 | Davis | 11 | 3665 | 3A | Bountiful City | 10863 | 2012 | 9999 | Combustion Turbine | [5 empty] | Fossil | G | 2030 | NaturalGas |  | 0 | 0.00021601 | 0.19091 | 0.19112 | 0 | 0 | 0 | 0 | 0 | 0 | 0 | 0 | 0 | 0 | 0 | 0 | 0 | 0.019885 | 17.5739 | 17.5938 | 0 | 0.012645 | 11.1756 | 11.1882 | 0 | 1.5121e-11 | 1.3363e-08 | 1.3378e-08 | 0 | 2.5807e-05 | 0.022807 | 0.022833 | 0 | 0 | 0 | 0 | 0 | 0 | 0 | 0 | 0.22684 | 0 | 9.167e-05 | 0.081016 | 0.081107 | 0 | 0.00051168 | 0.40187 | 0.40238 | 0 | 11.5
3666_G_1 | WECC_Utah | Utah | 49 | Box Elder | 3 | 3666 | 1 | Brigham City | 0 | 1921 | 9999 | Hydro | [5 empty] | Non-Fossil | G | 2030 | Hydro |  | 0 | 0 | 0 | 0 | 0 | 0 | 0 | 0 | 0 | 0 | 0 | 0 | 0 | 0 | 0 | 0 | 0.35153 | 0.50128 | 0.77999 | 1.6328 | 0 | 0 | 0 | 0 | 0 | 0 | 0 | 0 | 0 | 0 | 0 | 0 | 0 | 0 | 0 | 0 | 0 | 0 | 0 | 0 | 0.0079041 | 0.00048862 | 0.00069678 | 0.0010842 | 0.0022696 | 0 | 0 | 0 | 0 | 0 | 0.5
3666_G_2 | WECC_Utah | Utah | 49 | Box Elder | 3 | 3666 | 2 | Brigham City | 0 | 1921 | 9999 | Hydro | [5 empty] | Non-Fossil | G | 2030 | Hydro |  | 0 | 0 | 0 | 0 | 0 | 0 | 0 | 0 | 0 | 0 | 0 | 0 | 0 | 0 | 0 | 0 | 0.35153 | 0.50128 | 0.77999 | 1.6328 | 0 | 0 | 0 | 0 | 0 | 0 | 0 | 0 | 0 | 0 | 0 | 0 | 0 | 0 | 0 | 0 | 0 | 0 | 0 | 0 | 0.0079041 | 0.00048862 | 0.00069678 | 0.0010842 | 0.0022696 | 0 | 0 | 0 | 0 | 0 | 0.5
3666_G_8182 | WECC_Utah | Utah | 49 | Box Elder | 3 | 3666 | 8182 | Brigham City | 0 | 1964 | 9999 | Hydro | [5 empty] | Non-Fossil | G | 2030 | Hydro |  | 0 | 0 | 0 | 0 | 0 | 0 | 0 | 0 | 0 | 0 | 0 | 0 | 0 | 0 | 0 | 0 | 0.35153 | 0.50128 | 0.77999 | 1.6328 | 0 | 0 | 0 | 0 | 0 | 0 | 0 | 0 | 0 | 0 | 0 | 0 | 0 | 0 | 0 | 0 | 0 | 0 | 0 | 0 | 0.0079041 | 0.00048862 | 0.00069678 | 0.0010842 | 0.0022696 | 0 | 0 | 0 | 0 | 0 | 0.5
3675_G_HY1 | WECC_Utah | Utah | 49 | Cache | 5 | 3675 | HY1 | Hydro III | 0 | 1925 | 9999 | Hydro | [5 empty] | Non-Fossil | G | 2030 | Hydro |  | 0 | 0 | 0 | 0 | 0 | 0 | 0 | 0 | 0 | 0 | 0 | 0 | 0 | 0 | 0 | 0 | 0.60479 | 0.84738 | 1.3178 | 2.77 | 0 | 0 | 0 | 0 | 0 | 0 | 0 | 0 | 0 | 0 | 0 | 0 | 0 | 0 | 0 | 0 | 0 | 0 | 0 | 0 | 0.011066 | 0.00084066 | 0.0011779 | 0.0018317 | 0.0038502 | 0 | 0 | 0 | 0 | 0 | 0.7
3675_G_HY2 | WECC_Utah | Utah | 49 | Cache | 5 | 3675 | HY2 | Hydro III | 0 | 1925 | 9999 | Hydro | [5 empty] | Non-Fossil | G | 2030 | Hydro |  | 0 | 0 | 0 | 0 | 0 | 0 | 0 | 0 | 0 | 0 | 0 | 0 | 0 | 0 | 0 | 0 | 0.60479 | 0.84738 | 1.3178 | 2.77 | 0 | 0 | 0 | 0 | 0 | 0 | 0 | 0 | 0 | 0 | 0 | 0 | 0 | 0 | 0 | 0 | 0 | 0 | 0 | 0 | 0.011066 | 0.00084066 | 0.0011779 | 0.0018317 | 0.0038502 | 0 | 0 | 0 | 0 | 0 | 0.7
3676_G_1 | WECC_Utah | Utah | 49 | Sanpete | 39 | 3676 | 1 | Manti Upper | 0 | 1939 | 9999 | Hydro | [5 empty] | Non-Fossil | G | 2030 | Hydro |  | 0 | 0 | 0 | 0 | 0 | 0 | 0 | 0 | 0 | 0 | 0 | 0 | 0 | 0 | 0 | 0 | 0.28122 | 0.40102 | 0.624 | 1.3062 | 0 | 0 | 0 | 0 | 0 | 0 | 0 | 0 | 0 | 0 | 0 | 0 | 0 | 0 | 0 | 0 | 0 | 0 | 0 | 0 | 0.0063233 | 0.0003909 | 0.00055742 | 0.00086735 | 0.0018157 | 0 | 0 | 0 | 0 | 0 | 0.4
3676_G_HC2 | WECC_Utah | Utah | 49 | Sanpete | 39 | 3676 | HC2 | Manti Upper | 0 | 1988 | 9999 | Hydro | [5 empty] | Non-Fossil | G | 2030 | Hydro |  | 0 | 0 | 0 | 0 | 0 | 0 | 0 | 0 | 0 | 0 | 0 | 0 | 0 | 0 | 0 | 0 | 0.56245 | 0.80204 | 1.248 | 2.6125 | 0 | 0 | 0 | 0 | 0 | 0 | 0 | 0 | 0 | 0 | 0 | 0 | 0 | 0 | 0 | 0 | 0 | 0 | 0 | 0 | 0.012647 | 0.0007818 | 0.0011148 | 0.0017347 | 0.0036314 | 0 | 0 | 0 | 0 | 0 | 0.8
3688_G_2 | WECC_Utah | Utah | 49 | Utah | 49 | 3688 | 2 | Bartholomew | 0 | 1988 | 9999 | Hydro | [5 empty] | Non-Fossil | G | 2030 | Hydro |  | 0 | 0 | 0 | 0 | 0 | 0 | 0 | 0 | 0 | 0 | 0 | 0 | 0 | 0 | 0 | 0 | 0.70306 | 1.0026 | 1.56 | 3.2656 | 0 | 0 | 0 | 0 | 0 | 0 | 0 | 0 | 0 | 0 | 0 | 0 | 0 | 0 | 0 | 0 | 0 | 0 | 0 | 0 | 0.015808 | 0.00097725 | 0.0013936 | 0.0021684 | 0.0045392 | 0 | 0 | 0 | 0 | 0 | 1
3691_G_1 | WECC_Utah | Utah | 49 | Utah | 49 | 3691 | 1 | Spanish Fork | 0 | 1983 | 9999 | Hydro | [5 empty] | Non-Fossil | G | 2030 | Hydro |  | 0 | 0 | 0 | 0 | 0 | 0 | 0 | 0 | 0 | 0 | 0 | 0 | 0 | 0 | 0 | 0 | 1.4688 | 2.0579 | 3.2003 | 6.727 | 0 | 0 | 0 | 0 | 0 | 0 | 0 | 0 | 0 | 0 | 0 | 0 | 0 | 0 | 0 | 0 | 0 | 0 | 0 | 0 | 0.026874 | 0.0020416 | 0.0028605 | 0.0044485 | 0.0093506 | 0 | 0 | 0 | 0 | 0 | 1.7
3691_G_2 | WECC_Utah | Utah | 49 | Utah | 49 | 3691 | 2 | Spanish Fork | 0 | 1983 | 9999 | Hydro | [5 empty] | Non-Fossil | G | 2030 | Hydro |  | 0 | 0 | 0 | 0 | 0 | 0 | 0 | 0 | 0 | 0 | 0 | 0 | 0 | 0 | 0 | 0 | 1.4688 | 2.0579 | 3.2003 | 6.727 | 0 | 0 | 0 | 0 | 0 | 0 | 0 | 0 | 0 | 0 | 0 | 0 | 0 | 0 | 0 | 0 | 0 | 0 | 0 | 0 | 0.026874 | 0.0020416 | 0.0028605 | 0.0044485 | 0.0093506 | 0 | 0 | 0 | 0 | 0 | 1.7
3691_G_3 | WECC_Utah | Utah | 49 | Utah | 49 | 3691 | 3 | Spanish Fork | 0 | 1937 | 9999 | Hydro | [5 empty] | Non-Fossil | G | 2030 | Hydro |  | 0 | 0 | 0 | 0 | 0 | 0 | 0 | 0 | 0 | 0 | 0 | 0 | 0 | 0 | 0 | 0 | 0.1728 | 0.24211 | 0.37651 | 0.79142 | 0 | 0 | 0 | 0 | 0 | 0 | 0 | 0 | 0 | 0 | 0 | 0 | 0 | 0 | 0 | 0 | 0 | 0 | 0 | 0 | 0.0031616 | 0.00024019 | 0.00033653 | 0.00052335 | 0.0011001 | 0 | 0 | 0 | 0 | 0 | 0.2
3697_G_1 | WECC_Utah | Utah | 49 | Morgan | 29 | 3697 | 1 | Gateway | 0 | 1958 | 9999 | Hydro | [5 empty] | Non-Fossil | G | 2030 | Hydro |  | 0 | 0 | 0 | 0 | 0 | 0 | 0 | 0 | 0 | 0 | 0 | 0 | 0 | 0 | 0 | 0 | 1.4061 | 2.0051 | 3.12 | 6.5312 | 0 | 0 | 0 | 0 | 0 | 0 | 0 | 0 | 0 | 0 | 0 | 0 | 0 | 0 | 0 | 0 | 0 | 0 | 0 | 0 | 0.031616 | 0.0019545 | 0.0027871 | 0.0043368 | 0.0090784 | 0 | 0 | 0 | 0 | 0 | 2
3697_G_2 | WECC_Utah | Utah | 49 | Morgan | 29 | 3697 | 2 | Gateway | 0 | 1958 | 9999 | Hydro | [5 empty] | Non-Fossil | G | 2030 | Hydro |  | 0 | 0 | 0 | 0 | 0 | 0 | 0 | 0 | 0 | 0 | 0 | 0 | 0 | 0 | 0 | 0 | 1.4061 | 2.0051 | 3.12 | 6.5312 | 0 | 0 | 0 | 0 | 0 | 0 | 0 | 0 | 0 | 0 | 0 | 0 | 0 | 0 | 0 | 0 | 0 | 0 | 0 | 0 | 0.031616 | 0.0019545 | 0.0027871 | 0.0043368 | 0.0090784 | 0 | 0 | 0 | 0 | 0 | 2
3698_G_1 | WECC_Utah | Utah | 49 | Summit | 43 | 3698 | 1 | Wanship | 0 | 1958 | 9999 | Hydro | [5 empty] | Non-Fossil | G | 2030 | Hydro |  | 0 | 0 | 0 | 0 | 0 | 0 | 0 | 0 | 0 | 0 | 0 | 0 | 0 | 0 | 0 | 0 | 1.3358 | 1.9049 | 2.964 | 6.2046 | 0 | 0 | 0 | 0 | 0 | 0 | 0 | 0 | 0 | 0 | 0 | 0 | 0 | 0 | 0 | 0 | 0 | 0 | 0 | 0 | 0.030036 | 0.0018568 | 0.0026477 | 0.0041199 | 0.0086245 | 0 | 0 | 0 | 0 | 0 | 1.9
3699_G_1 | WECC_Utah | Utah | 49 | Garfield | 17 | 3699 | 1 | Boulder | 0 | 1958 | 9999 | Hydro | [5 empty] | Non-Fossil | G | 2030 | Hydro |  | 0 | 0 | 0 | 0 | 0 | 0 | 0 | 0 | 0 | 0 | 0 | 0 | 0 | 0 | 0 | 0 | 1.2096 | 1.6948 | 2.6356 | 5.5399 | 0 | 0 | 0 | 0 | 0 | 0 | 0 | 0 | 0 | 0 | 0 | 0 | 0 | 0 | 0 | 0 | 0 | 0 | 0 | 0 | 0.022132 | 0.0016813 | 0.0023557 | 0.0036634 | 0.0077005 | 0 | 0 | 0 | 0 | 0 | 1.4
3699_G_2 | WECC_Utah | Utah | 49 | Garfield | 17 | 3699 | 2 | Boulder | 0 | 1958 | 9999 | Hydro | [5 empty] | Non-Fossil | G | 2030 | Hydro |  | 0 | 0 | 0 | 0 | 0 | 0 | 0 | 0 | 0 | 0 | 0 | 0 | 0 | 0 | 0 | 0 | 1.2096 | 1.6948 | 2.6356 | 5.5399 | 0 | 0 | 0 | 0 | 0 | 0 | 0 | 0 | 0 | 0 | 0 | 0 | 0 | 0 | 0 | 0 | 0 | 0 | 0 | 0 | 0.022132 | 0.0016813 | 0.0023557 | 0.0036634 | 0.0077005 | 0 | 0 | 0 | 0 | 0 | 1.4
3699_G_3 | WECC_Utah | Utah | 49 | Garfield | 17 | 3699 | 3 | Boulder | 0 | 1961 | 9999 | Hydro | [5 empty] | Non-Fossil | G | 2030 | Hydro |  | 0 | 0 | 0 | 0 | 0 | 0 | 0 | 0 | 0 | 0 | 0 | 0 | 0 | 0 | 0 | 0 | 1.2096 | 1.6948 | 2.6356 | 5.5399 | 0 | 0 | 0 | 0 | 0 | 0 | 0 | 0 | 0 | 0 | 0 | 0 | 0 | 0 | 0 | 0 | 0 | 0 | 0 | 0 | 0.022132 | 0.0016813 | 0.0023557 | 0.0036634 | 0.0077005 | 0 | 0 | 0 | 0 | 0 | 1.4
3704_G_1 | WECC_Utah | Utah | 49 | Duchesne | 13 | 3704 | 1 | Uintah | 0 | 1920 | 9999 | Hydro | [5 empty] | Non-Fossil | G | 2030 | Hydro |  | 0 | 0 | 0 | 0 | 0 | 0 | 0 | 0 | 0 | 0 | 0 | 0 | 0 | 0 | 0 | 0 | 0.42183 | 0.60153 | 0.93599 | 1.9594 | 0 | 0 | 0 | 0 | 0 | 0 | 0 | 0 | 0 | 0 | 0 | 0 | 0 | 0 | 0 | 0 | 0 | 0 | 0 | 0 | 0.0094849 | 0.00058635 | 0.00083613 | 0.001301 | 0.0027235 | 0 | 0 | 0 | 0 | 0 | 0.6
3704_G_2 | WECC_Utah | Utah | 49 | Duchesne | 13 | 3704 | 2 | Uintah | 0 | 1940 | 9999 | Hydro | [5 empty] | Non-Fossil | G | 2030 | Hydro |  | 0 | 0 | 0 | 0 | 0 | 0 | 0 | 0 | 0 | 0 | 0 | 0 | 0 | 0 | 0 | 0 | 0.42183 | 0.60153 | 0.93599 | 1.9594 | 0 | 0 | 0 | 0 | 0 | 0 | 0 | 0 | 0 | 0 | 0 | 0 | 0 | 0 | 0 | 0 | 0 | 0 | 0 | 0 | 0.0094849 | 0.00058635 | 0.00083613 | 0.001301 | 0.0027235 | 0 | 0 | 0 | 0 | 0 | 0.6
3708_G_GT4 | ISONE_MA, VT, NH, RI (Rest of ISO New England) | Vermont | 50 | Windsor | 27 | 3708 | GT4 | Ascutney | 25000 | 1961 | 9999 | Combustion Turbine | [5 empty] | Fossil | G | 2030 | Oil |  | 0 | 0 | 0 | 0 | 0 | 0 | 0 | 0 | 0 | 0 | 0 | 0 | 0 | 0 | 0 | 0 | 0 | 0 | 0 | 0 | 0 | 0 | 0 | 0 | 0 | 0 | 0 | 0 | 0 | 0 | 0 | 0 | 0 | 0 | 0 | 0 | 0 | 0 | 0 | 0 | 0.40646 | 0 | 0 | 0 | 0 | 0 | 0 | 0 | 0 | 0 | 9
3709_G_1 | ISONE_MA, VT, NH, RI (Rest of ISO New England) | Vermont | 50 | Orange | 17 | 3709 | 1 | Smith (VT) | 0 | 1982 | 9999 | Hydro | [5 empty] | Non-Fossil | G | 2030 | Hydro |  | 0 | 0 | 0 | 0 | 0 | 0 | 0 | 0 | 0 | 0 | 0 | 0 | 0 | 0 | 0 | 0 | 0.71514 | 1.0187 | 1.0145 | 2.7484 | 0 | 0 | 0 | 0 | 0 | 0 | 0 | 0 | 0 | 0 | 0 | 0 | 0 | 0 | 0 | 0 | 0 | 0 | 0 | 0 | 0.011066 | 0.00099404 | 0.001416 | 0.0014102 | 0.0038202 | 0 | 0 | 0 | 0 | 0 | 0.7
3709_G_HC2 | ISONE_MA, VT, NH, RI (Rest of ISO New England) | Vermont | 50 | Orange | 17 | 3709 | HC2 | Smith (VT) | 0 | 1982 | 9999 | Hydro | [5 empty] | Non-Fossil | G | 2030 | Hydro |  | 0 | 0 | 0 | 0 | 0 | 0 | 0 | 0 | 0 | 0 | 0 | 0 | 0 | 0 | 0 | 0 | 0.20432 | 0.29105 | 0.28987 | 0.78525 | 0 | 0 | 0 | 0 | 0 | 0 | 0 | 0 | 0 | 0 | 0 | 0 | 0 | 0 | 0 | 0 | 0 | 0 | 0 | 0 | 0.0031616 | 0.00028401 | 0.00040456 | 0.00040292 | 0.0010915 | 0 | 0 | 0 | 0 | 0 | 0.2
371_G_2 | WECC_Pacific Northwest | Washington | 53 | Benton | 5 | 371 | 2 | Columbia Generating Station | 10456 | 1984 | 9999 | Nuclear | [5 empty] | Non-Fossil | G | 2030 | Nuclear |  | 25.0652 | 30.8454 | 38.6832 | 94.5937 | 0 | 0 | 0 | 0 | 0 | 0 | 0 | 0 | 0 | 0 | 0 | 0 | 2397.2066 | 2950.0181 | 3699.6128 | 9046.8374 | 0 | 0 | 0 | 0 | 0 | 0 | 0 | 0 | 0 | 0 | 0 | 0 | 0 | 0 | 0 | 0 | 0 | 0 | 0 | 0 | 257.1749 | 0.28043 | 0.3451 | 0.43279 | 1.0583 | 17.3581 | 21.361 | 26.7888 | 65.508 | 0 | 1163
3710_G_1 | ISONE_MA, VT, NH, RI (Rest of ISO New England) | Vermont | 50 | Windsor | 27 | 3710 | 1 | Cavendish | 0 | 1907 | 9999 | Hydro | [5 empty] | Non-Fossil | G | 2030 | Hydro |  | 0 | 0 | 0 | 0 | 0 | 0 | 0 | 0 | 0 | 0 | 0 | 0 | 0 | 0 | 0 | 0 | 0.42361 | 0.60352 | 0.59642 | 1.6236 | 0 | 0 | 0 | 0 | 0 | 0 | 0 | 0 | 0 | 0 | 0 | 0 | 0 | 0 | 0 | 0 | 0 | 0 | 0 | 0 | 0.0063233 | 0.00058882 | 0.00083889 | 0.00082903 | 0.0022567 | 0 | 0 | 0 | 0 | 0 | 0.4
3710_G_2 | ISONE_MA, VT, NH, RI (Rest of ISO New England) | Vermont | 50 | Windsor | 27 | 3710 | 2 | Cavendish | 0 | 1907 | 9999 | Hydro | [5 empty] | Non-Fossil | G | 2030 | Hydro |  | 0 | 0 | 0 | 0 | 0 | 0 | 0 | 0 | 0 | 0 | 0 | 0 | 0 | 0 | 0 | 0 | 0.42361 | 0.60352 | 0.59642 | 1.6236 | 0 | 0 | 0 | 0 | 0 | 0 | 0 | 0 | 0 | 0 | 0 | 0 | 0 | 0 | 0 | 0 | 0 | 0 | 0 | 0 | 0.0063233 | 0.00058882 | 0.00083889 | 0.00082903 | 0.0022567 | 0 | 0 | 0 | 0 | 0 | 0.4
3710_G_3 | ISONE_MA, VT, NH, RI (Rest of ISO New England) | Vermont | 50 | Windsor | 27 | 3710 | 3 | Cavendish | 0 | 1907 | 9999 | Hydro | [5 empty] | Non-Fossil | G | 2030 | Hydro |  | 0 | 0 | 0 | 0 | 0 | 0 | 0 | 0 | 0 | 0 | 0 | 0 | 0 | 0 | 0 | 0 | 0.31771 | 0.45264 | 0.44732 | 1.2177 | 0 | 0 | 0 | 0 | 0 | 0 | 0 | 0 | 0 | 0 | 0 | 0 | 0 | 0 | 0 | 0 | 0 | 0 | 0 | 0 | 0.0047425 | 0.00044162 | 0.00062916 | 0.00062177 | 0.0016926 | 0 | 0 | 0 | 0 | 0 | 0.3
3711_G_1 | ISONE_MA, VT, NH, RI (Rest of ISO New England) | Vermont | 50 | Chittenden | 7 | 3711 | 1 | Clark Falls | 0 | 1937 | 9999 | Hydro | [5 empty] | Non-Fossil | G | 2030 | Hydro |  | 0 | 0 | 0 | 0 | 0 | 0 | 0 | 0 | 0 | 0 | 0 | 0 | 0 | 0 | 0 | 0 | 3.0649 | 4.3658 | 4.3481 | 11.7787 | 0 | 0 | 0 | 0 | 0 | 0 | 0 | 0 | 0 | 0 | 0 | 0 | 0 | 0 | 0 | 0 | 0 | 0 | 0 | 0 | 0.047425 | 0.0042602 | 0.0060684 | 0.0060438 | 0.016372 | 0 | 0 | 0 | 0 | 0 | 3
3712_G_1 | ISONE_MA, VT, NH, RI (Rest of ISO New England) | Vermont | 50 | Franklin | 11 | 3712 | 1 | Fairfax Falls | 0 | 1919 | 9999 | Hydro | [5 empty] | Non-Fossil | G | 2030 | Hydro |  | 0 | 0 | 0 | 0 | 0 | 0 | 0 | 0 | 0 | 0 | 0 | 0 | 0 | 0 | 0 | 0 | 1.4826 | 2.1123 | 2.0875 | 5.6824 | 0 | 0 | 0 | 0 | 0 | 0 | 0 | 0 | 0 | 0 | 0 | 0 | 0 | 0 | 0 | 0 | 0 | 0 | 0 | 0 | 0.022132 | 0.0020609 | 0.0029361 | 0.0029016 | 0.0078986 | 0 | 0 | 0 | 0 | 0 | 1.4
3712_G_2 | ISONE_MA, VT, NH, RI (Rest of ISO New England) | Vermont | 50 | Franklin | 11 | 3712 | 2 | Fairfax Falls | 0 | 1919 | 9999 | Hydro | [5 empty] | Non-Fossil | G | 2030 | Hydro |  | 0 | 0 | 0 | 0 | 0 | 0 | 0 | 0 | 0 | 0 | 0 | 0 | 0 | 0 | 0 | 0 | 2.1181 | 3.0176 | 2.9821 | 8.1178 | 0 | 0 | 0 | 0 | 0 | 0 | 0 | 0 | 0 | 0 | 0 | 0 | 0 | 0 | 0 | 0 | 0 | 0 | 0 | 0 | 0.031616 | 0.0029441 | 0.0041944 | 0.0041451 | 0.011284 | 0 | 0 | 0 | 0 | 0 | 2
3714_G_1 | ISONE_MA, VT, NH, RI (Rest of ISO New England) | Vermont | 50 | Rutland | 21 | 3714 | 1 | Glen | 0 | 1920 | 9999 | Hydro | [5 empty] | Non-Fossil | G | 2030 | Hydro |  | 0 | 0 | 0 | 0 | 0 | 0 | 0 | 0 | 0 | 0 | 0 | 0 | 0 | 0 | 0 | 0 | 1.0216 | 1.4553 | 1.4494 | 3.9262 | 0 | 0 | 0 | 0 | 0 | 0 | 0 | 0 | 0 | 0 | 0 | 0 | 0 | 0 | 0 | 0 | 0 | 0 | 0 | 0 | 0.015808 | 0.0014201 | 0.0020228 | 0.0020146 | 0.0054575 | 0 | 0 | 0 | 0 | 0 | 1
3714_G_2 | ISONE_MA, VT, NH, RI (Rest of ISO New England) | Vermont | 50 | Rutland | 21 | 3714 | 2 | Glen | 0 | 1920 | 9999 | Hydro | [5 empty] | Non-Fossil | G | 2030 | Hydro |  | 0 | 0 | 0 | 0 | 0 | 0 | 0 | 0 | 0 | 0 | 0 | 0 | 0 | 0 | 0 | 0 | 1.0216 | 1.4553 | 1.4494 | 3.9262 | 0 | 0 | 0 | 0 | 0 | 0 | 0 | 0 | 0 | 0 | 0 | 0 | 0 | 0 | 0 | 0 | 0 | 0 | 0 | 0 | 0.015808 | 0.0014201 | 0.0020228 | 0.0020146 | 0.0054575 | 0 | 0 | 0 | 0 | 0 | 1
3716_G_1 | ISONE_MA, VT, NH, RI (Rest of ISO New England) | Vermont | 50 | Addison | 1 | 3716 | 1 | Lower Middlebury | 0 | 1917 | 9999 | Hydro | [5 empty] | Non-Fossil | G | 2030 | Hydro |  | 0 | 0 | 0 | 0 | 0 | 0 | 0 | 0 | 0 | 0 | 0 | 0 | 0 | 0 | 0 | 0 | 0.63542 | 0.90527 | 0.89463 | 2.4353 | 0 | 0 | 0 | 0 | 0 | 0 | 0 | 0 | 0 | 0 | 0 | 0 | 0 | 0 | 0 | 0 | 0 | 0 | 0 | 0 | 0.0094849 | 0.00088323 | 0.0012583 | 0.0012435 | 0.0033851 | 0 | 0 | 0 | 0 | 0 | 0.6
3716_G_2 | ISONE_MA, VT, NH, RI (Rest of ISO New England) | Vermont | 50 | Addison | 1 | 3716 | 2 | Lower Middlebury | 0 | 1917 | 9999 | Hydro | [5 empty] | Non-Fossil | G | 2030 | Hydro |  | 0 | 0 | 0 | 0 | 0 | 0 | 0 | 0 | 0 | 0 | 0 | 0 | 0 | 0 | 0 | 0 | 0.63542 | 0.90527 | 0.89463 | 2.4353 | 0 | 0 | 0 | 0 | 0 | 0 | 0 | 0 | 0 | 0 | 0 | 0 | 0 | 0 | 0 | 0 | 0 | 0 | 0 | 0 | 0.0094849 | 0.00088323 | 0.0012583 | 0.0012435 | 0.0033851 | 0 | 0 | 0 | 0 | 0 | 0.6
3716_G_3 | ISONE_MA, VT, NH, RI (Rest of ISO New England) | Vermont | 50 | Addison | 1 | 3716 | 3 | Lower Middlebury | 0 | 1917 | 9999 | Hydro | [5 empty] | Non-Fossil | G | 2030 | Hydro |  | 0 | 0 | 0 | 0 | 0 | 0 | 0 | 0 | 0 | 0 | 0 | 0 | 0 | 0 | 0 | 0 | 0.84723 | 1.207 | 1.1928 | 3.2471 | 0 | 0 | 0 | 0 | 0 | 0 | 0 | 0 | 0 | 0 | 0 | 0 | 0 | 0 | 0 | 0 | 0 | 0 | 0 | 0 | 0.012647 | 0.0011776 | 0.0016778 | 0.0016581 | 0.0045135 | 0 | 0 | 0 | 0 | 0 | 0.8
3717_G_1 | ISONE_MA, VT, NH, RI (Rest of ISO New England) | Vermont | 50 | Chittenden | 7 | 3717 | 1 | Milton | 0 | 1929 | 9999 | Hydro | [5 empty] | Non-Fossil | G | 2030 | Hydro |  | 0 | 0 | 0 | 0 | 0 | 0 | 0 | 0 | 0 | 0 | 0 | 0 | 0 | 0 | 0 | 0 | 3.5757 | 5.0934 | 5.0727 | 13.7418 | 0 | 0 | 0 | 0 | 0 | 0 | 0 | 0 | 0 | 0 | 0 | 0 | 0 | 0 | 0 | 0 | 0 | 0 | 0 | 0 | 0.055329 | 0.0049702 | 0.0070799 | 0.0070511 | 0.019101 | 0 | 0 | 0 | 0 | 0 | 3.5
3717_G_2 | ISONE_MA, VT, NH, RI (Rest of ISO New England) | Vermont | 50 | Chittenden | 7 | 3717 | 2 | Milton | 0 | 1929 | 9999 | Hydro | [5 empty] | Non-Fossil | G | 2030 | Hydro |  | 0 | 0 | 0 | 0 | 0 | 0 | 0 | 0 | 0 | 0 | 0 | 0 | 0 | 0 | 0 | 0 | 3.5757 | 5.0934 | 5.0727 | 13.7418 | 0 | 0 | 0 | 0 | 0 | 0 | 0 | 0 | 0 | 0 | 0 | 0 | 0 | 0 | 0 | 0 | 0 | 0 | 0 | 0 | 0.055329 | 0.0049702 | 0.0070799 | 0.0070511 | 0.019101 | 0 | 0 | 0 | 0 | 0 | 3.5
3720_G_1 | ISONE_MA, VT, NH, RI (Rest of ISO New England) | Vermont | 50 | Chittenden | 7 | 3720 | 1 | Peterson | 0 | 1948 | 9999 | Hydro | [5 empty] | Non-Fossil | G | 2030 | Hydro |  | 0 | 0 | 0 | 0 | 0 | 0 | 0 | 0 | 0 | 0 | 0 | 0 | 0 | 0 | 0 | 0 | 5.9254 | 8.4405 | 8.4063 | 22.7722 | 0 | 0 | 0 | 0 | 0 | 0 | 0 | 0 | 0 | 0 | 0 | 0 | 0 | 0 | 0 | 0 | 0 | 0 | 0 | 0 | 0.091688 | 0.0082363 | 0.011732 | 0.011685 | 0.031653 | 0 | 0 | 0 | 0 | 0 | 5.8
3722_G_1 | ISONE_MA, VT, NH, RI (Rest of ISO New England) | Vermont | 50 | Rutland | 21 | 3722 | 1 | Pittsford | 0 | 1914 | 9999 | Hydro | [5 empty] | Non-Fossil | G | 2030 | Hydro |  | 0 | 0 | 0 | 0 | 0 | 0 | 0 | 0 | 0 | 0 | 0 | 0 | 0 | 0 | 0 | 0 | 1.3281 | 1.8918 | 1.8842 | 5.1041 | 0 | 0 | 0 | 0 | 0 | 0 | 0 | 0 | 0 | 0 | 0 | 0 | 0 | 0 | 0 | 0 | 0 | 0 | 0 | 0 | 0.020551 | 0.0018461 | 0.0026297 | 0.002619 | 0.0070947 | 0 | 0 | 0 | 0 | 0 | 1.3
3722_G_2 | ISONE_MA, VT, NH, RI (Rest of ISO New England) | Vermont | 50 | Rutland | 21 | 3722 | 2 | Pittsford | 0 | 1914 | 9999 | Hydro | [5 empty] | Non-Fossil | G | 2030 | Hydro |  | 0 | 0 | 0 | 0 | 0 | 0 | 0 | 0 | 0 | 0 | 0 | 0 | 0 | 0 | 0 | 0 | 1.3281 | 1.8918 | 1.8842 | 5.1041 | 0 | 0 | 0 | 0 | 0 | 0 | 0 | 0 | 0 | 0 | 0 | 0 | 0 | 0 | 0 | 0 | 0 | 0 | 0 | 0 | 0.020551 | 0.0018461 | 0.0026297 | 0.002619 | 0.0070947 | 0 | 0 | 0 | 0 | 0 | 1.3
3722_G_3 | ISONE_MA, VT, NH, RI (Rest of ISO New England) | Vermont | 50 | Rutland | 21 | 3722 | 3 | Pittsford | 0 | 1914 | 9999 | Hydro | [5 empty] | Non-Fossil | G | 2030 | Hydro |  | 0 | 0 | 0 | 0 | 0 | 0 | 0 | 0 | 0 | 0 | 0 | 0 | 0 | 0 | 0 | 0 | 0.61297 | 0.87316 | 0.86961 | 2.3557 | 0 | 0 | 0 | 0 | 0 | 0 | 0 | 0 | 0 | 0 | 0 | 0 | 0 | 0 | 0 | 0 | 0 | 0 | 0 | 0 | 0.0094849 | 0.00085203 | 0.0012137 | 0.0012088 | 0.0032745 | 0 | 0 | 0 | 0 | 0 | 0.6
3723_G_GT5 | ISONE_MA, VT, NH, RI (Rest of ISO New England) | Vermont | 50 | Rutland | 21 | 3723 | GT5 | Rutland | 24044 | 1962 | 9999 | Combustion Turbine | [5 empty] | Fossil | G | 2030 | Oil |  | 0 | 0 | 0 | 0 | 0 | 0 | 0 | 0 | 0 | 0 | 0 | 0 | 0 | 0 | 0 | 0 | 0 | 0 | 0 | 0 | 0 | 0 | 0 | 0 | 0 | 0 | 0 | 0 | 0 | 0 | 0 | 0 | 0 | 0 | 0 | 0 | 0 | 0 | 0 | 0 | 0.37936 | 0 | 0 | 0 | 0 | 0 | 0 | 0 | 0 | 0 | 8.4
3724_G_1 | ISONE_MA, VT, NH, RI (Rest of ISO New England) | Vermont | 50 | Addison | 1 | 3724 | 1 | Salisbury | 0 | 1917 | 9999 | Hydro | [5 empty] | Non-Fossil | G | 2030 | Hydro |  | 0 | 0 | 0 | 0 | 0 | 0 | 0 | 0 | 0 | 0 | 0 | 0 | 0 | 0 | 0 | 0 | 1.2259 | 1.7463 | 1.7392 | 4.7115 | 0 | 0 | 0 | 0 | 0 | 0 | 0 | 0 | 0 | 0 | 0 | 0 | 0 | 0 | 0 | 0 | 0 | 0 | 0 | 0 | 0.01897 | 0.0017041 | 0.0024274 | 0.0024175 | 0.006549 | 0 | 0 | 0 | 0 | 0 | 1.2
3725_G_1 | ISONE_MA, VT, NH, RI (Rest of ISO New England) | Vermont | 50 | Addison | 1 | 3725 | 1 | Silver Lake (VT) | 0 | 1917 | 9999 | Hydro | [5 empty] | Non-Fossil | G | 2030 | Hydro |  | 0 | 0 | 0 | 0 | 0 | 0 | 0 | 0 | 0 | 0 | 0 | 0 | 0 | 0 | 0 | 0 | 2.2476 | 3.2016 | 3.1886 | 8.6377 | 0 | 0 | 0 | 0 | 0 | 0 | 0 | 0 | 0 | 0 | 0 | 0 | 0 | 0 | 0 | 0 | 0 | 0 | 0 | 0 | 0.034778 | 0.0031241 | 0.0044502 | 0.0044321 | 0.012006 | 0 | 0 | 0 | 0 | 0 | 2.2
3728_G_1 | ISONE_MA, VT, NH, RI (Rest of ISO New England) | Vermont | 50 | Addison | 1 | 3728 | 1 | Weybridge | 0 | 1951 | 9999 | Hydro | [5 empty] | Non-Fossil | G | 2030 | Hydro |  | 0 | 0 | 0 | 0 | 0 | 0 | 0 | 0 | 0 | 0 | 0 | 0 | 0 | 0 | 0 | 0 | 3.4735 | 4.9479 | 4.9278 | 13.3492 | 0 | 0 | 0 | 0 | 0 | 0 | 0 | 0 | 0 | 0 | 0 | 0 | 0 | 0 | 0 | 0 | 0 | 0 | 0 | 0 | 0.053748 | 0.0048282 | 0.0068776 | 0.0068497 | 0.018555 | 0 | 0 | 0 | 0 | 0 | 3.4
3731_G_1 | ISONE_MA, VT, NH, RI (Rest of ISO New England) | Vermont | 50 | Orleans | 19 | 3731 | 1 | Newport | 0 | 1940 | 9999 | Hydro | [5 empty] | Non-Fossil | G | 2030 | Hydro |  | 0 | 0 | 0 | 0 | 0 | 0 | 0 | 0 | 0 | 0 | 0 | 0 | 0 | 0 | 0 | 0 | 1.7368 | 2.4739 | 2.4639 | 6.6746 | 0 | 0 | 0 | 0 | 0 | 0 | 0 | 0 | 0 | 0 | 0 | 0 | 0 | 0 | 0 | 0 | 0 | 0 | 0 | 0 | 0.026874 | 0.0024141 | 0.0034388 | 0.0034248 | 0.0092777 | 0 | 0 | 0 | 0 | 0 | 1.7
3731_G_2 | ISONE_MA, VT, NH, RI (Rest of ISO New England) | Vermont | 50 | Orleans | 19 | 3731 | 2 | Newport | 0 | 1944 | 9999 | Hydro | [5 empty] | Non-Fossil | G | 2030 | Hydro |  | 0 | 0 | 0 | 0 | 0 | 0 | 0 | 0 | 0 | 0 | 0 | 0 | 0 | 0 | 0 | 0 | 1.7368 | 2.4739 | 2.4639 | 6.6746 | 0 | 0 | 0 | 0 | 0 | 0 | 0 | 0 | 0 | 0 | 0 | 0 | 0 | 0 | 0 | 0 | 0 | 0 | 0 | 0 | 0.026874 | 0.0024141 | 0.0034388 | 0.0034248 | 0.0092777 | 0 | 0 | 0 | 0 | 0 | 1.7
3731_G_3 | ISONE_MA, VT, NH, RI (Rest of ISO New England) | Vermont | 50 | Orleans | 19 | 3731 | 3 | Newport | 0 | 1936 | 9999 | Hydro | [5 empty] | Non-Fossil | G | 2030 | Hydro |  | 0 | 0 | 0 | 0 | 0 | 0 | 0 | 0 | 0 | 0 | 0 | 0 | 0 | 0 | 0 | 0 | 0.61297 | 0.87316 | 0.86961 | 2.3557 | 0 | 0 | 0 | 0 | 0 | 0 | 0 | 0 | 0 | 0 | 0 | 0 | 0 | 0 | 0 | 0 | 0 | 0 | 0 | 0 | 0.0094849 | 0.00085203 | 0.0012137 | 0.0012088 | 0.0032745 | 0 | 0 | 0 | 0 | 0 | 0.6
3734_G_GT1 | ISONE_MA, VT, NH, RI (Rest of ISO New England) | Vermont | 50 | Washington | 23 | 3734 | GT1 | Berlin 5 | 15834 | 1972 | 9999 | Combustion Turbine | [5 empty] | Fossil | G | 2030 | Oil |  | 0 | 0 | 0 | 0 | 0 | 0 | 0 | 0 | 0 | 0 | 0 | 0 | 0 | 0 | 0 | 0 | 0 | 0 | 0 | 0 | 0 | 0 | 0 | 0 | 0 | 0 | 0 | 0 | 0 | 0 | 0 | 0 | 0 | 0 | 0 | 0 | 0 | 0 | 0 | 0 | 1.5807 | 0 | 0 | 0 | 0 | 0 | 0 | 0 | 0 | 0 | 35
3735_G_GT1 | ISONE_MA, VT, NH, RI (Rest of ISO New England) | Vermont | 50 | Chittenden | 7 | 3735 | GT1 | Colchester 16 | 25000 | 1965 | 9999 | Combustion Turbine | [5 empty] | Fossil | G | 2030 | Oil |  | 0 | 0 | 0 | 0 | 0 | 0 | 0 | 0 | 0 | 0 | 0 | 0 | 0 | 0 | 0 | 0 | 0 | 0 | 0 | 0 | 0 | 0 | 0 | 0 | 0 | 0 | 0 | 0 | 0 | 0 | 0 | 0 | 0 | 0 | 0 | 0 | 0 | 0 | 0 | 0 | 0.39291 | 0 | 0 | 0 | 0 | 0 | 0 | 0 | 0 | 0 | 8.7
3737_G_H1 | ISONE_MA, VT, NH, RI (Rest of ISO New England) | Vermont | 50 | Chittenden | 7 | 3737 | H1 | Essex Junction 19 | 0 | 1917 | 9999 | Hydro | [5 empty] | Non-Fossil | G | 2030 | Hydro |  | 0 | 0 | 0 | 0 | 0 | 0 | 0 | 0 | 0 | 0 | 0 | 0 | 0 | 0 | 0 | 0 | 1.9063 | 2.7158 | 2.6839 | 7.306 | 0 | 0 | 0 | 0 | 0 | 0 | 0 | 0 | 0 | 0 | 0 | 0 | 0 | 0 | 0 | 0 | 0 | 0 | 0 | 0 | 0.028455 | 0.0026497 | 0.003775 | 0.0037306 | 0.010155 | 0 | 0 | 0 | 0 | 0 | 1.8
3737_G_H2 | ISONE_MA, VT, NH, RI (Rest of ISO New England) | Vermont | 50 | Chittenden | 7 | 3737 | H2 | Essex Junction 19 | 0 | 1917 | 9999 | Hydro | [5 empty] | Non-Fossil | G | 2030 | Hydro |  | 0 | 0 | 0 | 0 | 0 | 0 | 0 | 0 | 0 | 0 | 0 | 0 | 0 | 0 | 0 | 0 | 1.9063 | 2.7158 | 2.6839 | 7.306 | 0 | 0 | 0 | 0 | 0 | 0 | 0 | 0 | 0 | 0 | 0 | 0 | 0 | 0 | 0 | 0 | 0 | 0 | 0 | 0 | 0.028455 | 0.0026497 | 0.003775 | 0.0037306 | 0.010155 | 0 | 0 | 0 | 0 | 0 | 1.8
3737_G_H3 | ISONE_MA, VT, NH, RI (Rest of ISO New England) | Vermont | 50 | Chittenden | 7 | 3737 | H3 | Essex Junction 19 | 0 | 1917 | 9999 | Hydro | [5 empty] | Non-Fossil | G | 2030 | Hydro |  | 0 | 0 | 0 | 0 | 0 | 0 | 0 | 0 | 0 | 0 | 0 | 0 | 0 | 0 | 0 | 0 | 1.9063 | 2.7158 | 2.6839 | 7.306 | 0 | 0 | 0 | 0 | 0 | 0 | 0 | 0 | 0 | 0 | 0 | 0 | 0 | 0 | 0 | 0 | 0 | 0 | 0 | 0 | 0.028455 | 0.0026497 | 0.003775 | 0.0037306 | 0.010155 | 0 | 0 | 0 | 0 | 0 | 1.8
3737_G_H4 | ISONE_MA, VT, NH, RI (Rest of ISO New England) | Vermont | 50 | Chittenden | 7 | 3737 | H4 | Essex Junction 19 | 0 | 1917 | 9999 | Hydro | [5 empty] | Non-Fossil | G | 2030 | Hydro |  | 0 | 0 | 0 | 0 | 0 | 0 | 0 | 0 | 0 | 0 | 0 | 0 | 0 | 0 | 0 | 0 | 1.9063 | 2.7158 | 2.6839 | 7.306 | 0 | 0 | 0 | 0 | 0 | 0 | 0 | 0 | 0 | 0 | 0 | 0 | 0 | 0 | 0 | 0 | 0 | 0 | 0 | 0 | 0.028455 | 0.0026497 | 0.003775 | 0.0037306 | 0.010155 | 0 | 0 | 0 | 0 | 0 | 1.8
3737_G_H9 | ISONE_MA, VT, NH, RI (Rest of ISO New England) | Vermont | 50 | Chittenden | 7 | 3737 | H9 | Essex Junction 19 | 0 | 2008 | 9999 | Hydro | [5 empty] | Non-Fossil | G | 2030 | Hydro |  | 0 | 0 | 0 | 0 | 0 | 0 | 0 | 0 | 0 | 0 | 0 | 0 | 0 | 0 | 0 | 0 | 0.84723 | 1.207 | 1.1928 | 3.2471 | 0 | 0 | 0 | 0 | 0 | 0 | 0 | 0 | 0 | 0 | 0 | 0 | 0 | 0 | 0 | 0 | 0 | 0 | 0 | 0 | 0.012647 | 0.0011776 | 0.0016778 | 0.0016581 | 0.0045135 | 0 | 0 | 0 | 0 | 0 | 0.8
3737_G_IC-5 | ISONE_MA, VT, NH, RI (Rest of ISO New England) | Vermont | 50 | Chittenden | 7 | 3737 | IC-5 | Essex Junction 19 | 10745 | 2007 | 9999 | Combustion Turbine | [5 empty] | Fossil | G | 2030 | Oil |  | 0 | 0 | 0 | 0 | 0 | 0 | 0 | 0 | 0 | 0 | 0 | 0 | 0 | 0 | 0 | 0 | 0 | 0 | 0 | 0 | 0 | 0 | 0 | 0 | 0 | 0 | 0 | 0 | 0 | 0 | 0 | 0 | 0 | 0 | 0 | 0 | 0 | 0 | 0 | 0 | 0.081291 | 0 | 0 | 0 | 0 | 0 | 0 | 0 | 0 | 0 | 1.8
3737_G_IC-6 | ISONE_MA, VT, NH, RI (Rest of ISO New England) | Vermont | 50 | Chittenden | 7 | 3737 | IC-6 | Essex Junction 19 | 10745 | 2007 | 9999 | Combustion Turbine | [5 empty] | Fossil | G | 2030 | Oil |  | 0 | 0 | 0 | 0 | 0 | 0 | 0 | 0 | 0 | 0 | 0 | 0 | 0 | 0 | 0 | 0 | 0 | 0 | 0 | 0 | 0 | 0 | 0 | 0 | 0 | 0 | 0 | 0 | 0 | 0 | 0 | 0 | 0 | 0 | 0 | 0 | 0 | 0 | 0 | 0 | 0.081291 | 0 | 0 | 0 | 0 | 0 | 0 | 0 | 0 | 0 | 1.8
3737_G_IC-7 | ISONE_MA, VT, NH, RI (Rest of ISO New England) | Vermont | 50 | Chittenden | 7 | 3737 | IC-7 | Essex Junction 19 | 10745 | 2007 | 9999 | Combustion Turbine | [5 empty] | Fossil | G | 2030 | Oil |  | 0 | 0 | 0 | 0 | 0 | 0 | 0 | 0 | 0 | 0 | 0 | 0 | 0 | 0 | 0 | 0 | 0 | 0 | 0 | 0 | 0 | 0 | 0 | 0 | 0 | 0 | 0 | 0 | 0 | 0 | 0 | 0 | 0 | 0 | 0 | 0 | 0 | 0 | 0 | 0 | 0.081291 | 0 | 0 | 0 | 0 | 0 | 0 | 0 | 0 | 0 | 1.8
3737_G_IC-8 | ISONE_MA, VT, NH, RI (Rest of ISO New England) | Vermont | 50 | Chittenden | 7 | 3737 | IC-8 | Essex Junction 19 | 10745 | 2007 | 9999 | Combustion Turbine | [5 empty] | Fossil | G | 2030 | Oil |  | 0 | 0 | 0 | 0 | 0 | 0 | 0 | 0 | 0 | 0 | 0 | 0 | 0 | 0 | 0 | 0 | 0 | 0 | 0 | 0 | 0 | 0 | 0 | 0 | 0 | 0 | 0 | 0 | 0 | 0 | 0 | 0 | 0 | 0 | 0 | 0 | 0 | 0 | 0 | 0 | 0.081291 | 0 | 0 | 0 | 0 | 0 | 0 | 0 | 0 | 0 | 1.8
3739_G_1 | ISONE_MA, VT, NH, RI (Rest of ISO New England) | Vermont | 50 | Washington | 23 | 3739 | 1 | Marshfield 6 | 0 | 1927 | 9999 | Hydro | [5 empty] | Non-Fossil | G | 2030 | Hydro |  | 0 | 0 | 0 | 0 | 0 | 0 | 0 | 0 | 0 | 0 | 0 | 0 | 0 | 0 | 0 | 0 | 5.1081 | 7.2763 | 7.2468 | 19.6312 | 0 | 0 | 0 | 0 | 0 | 0 | 0 | 0 | 0 | 0 | 0 | 0 | 0 | 0 | 0 | 0 | 0 | 0 | 0 | 0 | 0.079041 | 0.0071003 | 0.010114 | 0.010073 | 0.027287 | 0 | 0 | 0 | 0 | 0 | 5
3740_G_1 | ISONE_MA, VT, NH, RI (Rest of ISO New England) | Vermont | 50 | Washington | 23 | 3740 | 1 | Middlesex 2 | 0 | 1928 | 9999 | Hydro | [5 empty] | Non-Fossil | G | 2030 | Hydro |  | 0 | 0 | 0 | 0 | 0 | 0 | 0 | 0 | 0 | 0 | 0 | 0 | 0 | 0 | 0 | 0 | 1.6346 | 2.3284 | 2.319 | 6.282 | 0 | 0 | 0 | 0 | 0 | 0 | 0 | 0 | 0 | 0 | 0 | 0 | 0 | 0 | 0 | 0 | 0 | 0 | 0 | 0 | 0.025293 | 0.0022721 | 0.0032365 | 0.0032234 | 0.008732 | 0 | 0 | 0 | 0 | 0 | 1.6
3740_G_2 | ISONE_MA, VT, NH, RI (Rest of ISO New England) | Vermont | 50 | Washington | 23 | 3740 | 2 | Middlesex 2 | 0 | 1928 | 9999 | Hydro | [5 empty] | Non-Fossil | G | 2030 | Hydro |  | 0 | 0 | 0 | 0 | 0 | 0 | 0 | 0 | 0 | 0 | 0 | 0 | 0 | 0 | 0 | 0 | 1.6346 | 2.3284 | 2.319 | 6.282 | 0 | 0 | 0 | 0 | 0 | 0 | 0 | 0 | 0 | 0 | 0 | 0 | 0 | 0 | 0 | 0 | 0 | 0 | 0 | 0 | 0.025293 | 0.0022721 | 0.0032365 | 0.0032234 | 0.008732 | 0 | 0 | 0 | 0 | 0 | 1.6
3743_G_1 | ISONE_MA, VT, NH, RI (Rest of ISO New England) | Vermont | 50 | Caledonia | 5 | 3743 | 1 | West Danville 15 | 0 | 1917 | 9999 | Hydro | [5 empty] | Non-Fossil | G | 2030 | Hydro |  | 0 | 0 | 0 | 0 | 0 | 0 | 0 | 0 | 0 | 0 | 0 | 0 | 0 | 0 | 0 | 0 | 1.0216 | 1.4553 | 1.4494 | 3.9262 | 0 | 0 | 0 | 0 | 0 | 0 | 0 | 0 | 0 | 0 | 0 | 0 | 0 | 0 | 0 | 0 | 0 | 0 | 0 | 0 | 0.015808 | 0.0014201 | 0.0020228 | 0.0020146 | 0.0054575 | 0 | 0 | 0 | 0 | 0 | 1
3745_G_GEN1 | ISONE_MA, VT, NH, RI (Rest of ISO New England) | Vermont | 50 | Windham | 25 | 3745 | GEN1 | Bellows Falls | 0 | 1928 | 9999 | Hydro | [5 empty] | Non-Fossil | G | 2030 | Hydro |  | 0 | 0 | 0 | 0 | 0 | 0 | 0 | 0 | 0 | 0 | 0 | 0 | 0 | 0 | 0 | 0 | 16.0395 | 22.8476 | 22.7549 | 61.642 | 0 | 0 | 0 | 0 | 0 | 0 | 0 | 0 | 0 | 0 | 0 | 0 | 0 | 0 | 0 | 0 | 0 | 0 | 0 | 0 | 0.24819 | 0.022295 | 0.031758 | 0.031629 | 0.085682 | 0 | 0 | 0 | 0 | 0 | 15.7
3745_G_GEN2 | ISONE_MA, VT, NH, RI (Rest of ISO New England) | Vermont | 50 | Windham | 25 | 3745 | GEN2 | Bellows Falls | 0 | 1928 | 9999 | Hydro | [5 empty] | Non-Fossil | G | 2030 | Hydro |  | 0 | 0 | 0 | 0 | 0 | 0 | 0 | 0 | 0 | 0 | 0 | 0 | 0 | 0 | 0 | 0 | 16.0395 | 22.8476 | 22.7549 | 61.642 | 0 | 0 | 0 | 0 | 0 | 0 | 0 | 0 | 0 | 0 | 0 | 0 | 0 | 0 | 0 | 0 | 0 | 0 | 0 | 0 | 0.24819 | 0.022295 | 0.031758 | 0.031629 | 0.085682 | 0 | 0 | 0 | 0 | 0 | 15.7
3745_G_GEN3 | ISONE_MA, VT, NH, RI (Rest of ISO New England) | Vermont | 50 | Windham | 25 | 3745 | GEN3 | Bellows Falls | 0 | 1928 | 9999 | Hydro | [5 empty] | Non-Fossil | G | 2030 | Hydro |  | 0 | 0 | 0 | 0 | 0 | 0 | 0 | 0 | 0 | 0 | 0 | 0 | 0 | 0 | 0 | 0 | 16.0395 | 22.8476 | 22.7549 | 61.642 | 0 | 0 | 0 | 0 | 0 | 0 | 0 | 0 | 0 | 0 | 0 | 0 | 0 | 0 | 0 | 0 | 0 | 0 | 0 | 0 | 0.24819 | 0.022295 | 0.031758 | 0.031629 | 0.085682 | 0 | 0 | 0 | 0 | 0 | 15.7
3746_G_GEN1 | ISONE_MA, VT, NH, RI (Rest of ISO New England) | Vermont | 50 | Windham | 25 | 3746 | GEN1 | Harriman | 0 | 1924 | 9999 | Hydro | [5 empty] | Non-Fossil | G | 2030 | Hydro |  | 0 | 0 | 0 | 0 | 0 | 0 | 0 | 0 | 0 | 0 | 0 | 0 | 0 | 0 | 0 | 0 | 13.8941 | 19.7916 | 19.7113 | 53.3969 | 0 | 0 | 0 | 0 | 0 | 0 | 0 | 0 | 0 | 0 | 0 | 0 | 0 | 0 | 0 | 0 | 0 | 0 | 0 | 0 | 0.21499 | 0.019313 | 0.02751 | 0.027399 | 0.074222 | 0 | 0 | 0 | 0 | 0 | 13.6
3746_G_GEN2 | ISONE_MA, VT, NH, RI (Rest of ISO New England) | Vermont | 50 | Windham | 25 | 3746 | GEN2 | Harriman | 0 | 1924 | 9999 | Hydro | [5 empty] | Non-Fossil | G | 2030 | Hydro |  | 0 | 0 | 0 | 0 | 0 | 0 | 0 | 0 | 0 | 0 | 0 | 0 | 0 | 0 | 0 | 0 | 13.8941 | 19.7916 | 19.7113 | 53.3969 | 0 | 0 | 0 | 0 | 0 | 0 | 0 | 0 | 0 | 0 | 0 | 0 | 0 | 0 | 0 | 0 | 0 | 0 | 0 | 0 | 0.21499 | 0.019313 | 0.02751 | 0.027399 | 0.074222 | 0 | 0 | 0 | 0 | 0 | 13.6
3746_G_GEN3 | ISONE_MA, VT, NH, RI (Rest of ISO New England) | Vermont | 50 | Windham | 25 | 3746 | GEN3 | Harriman | 0 | 1924 | 9999 | Hydro | [5 empty] | Non-Fossil | G | 2030 | Hydro |  | 0 | 0 | 0 | 0 | 0 | 0 | 0 | 0 | 0 | 0 | 0 | 0 | 0 | 0 | 0 | 0 | 13.8941 | 19.7916 | 19.7113 | 53.3969 | 0 | 0 | 0 | 0 | 0 | 0 | 0 | 0 | 0 | 0 | 0 | 0 | 0 | 0 | 0 | 0 | 0 | 0 | 0 | 0 | 0.21499 | 0.019313 | 0.02751 | 0.027399 | 0.074222 | 0 | 0 | 0 | 0 | 0 | 13.6
3750_G_1 | ISONE_MA, VT, NH, RI (Rest of ISO New England) | Vermont | 50 | Essex | 9 | 3750 | 1 | Canaan | 0 | 1927 | 9999 | Hydro | [5 empty] | Non-Fossil | G | 2030 | Hydro |  | 0 | 0 | 0 | 0 | 0 | 0 | 0 | 0 | 0 | 0 | 0 | 0 | 0 | 0 | 0 | 0 | 1.1649 | 1.6597 | 1.6402 | 4.4648 | 0 | 0 | 0 | 0 | 0 | 0 | 0 | 0 | 0 | 0 | 0 | 0 | 0 | 0 | 0 | 0 | 0 | 0 | 0 | 0 | 0.017389 | 0.0016193 | 0.0023069 | 0.0022798 | 0.006206 | 0 | 0 | 0 | 0 | 0 | 1.1
3753_G_1 | ISONE_MA, VT, NH, RI (Rest of ISO New England) | Vermont | 50 | Orleans | 19 | 3753 | 1 | West Charleston | 0 | 1931 | 9999 | Hydro | [5 empty] | Non-Fossil | G | 2030 | Hydro |  | 0 | 0 | 0 | 0 | 0 | 0 | 0 | 0 | 0 | 0 | 0 | 0 | 0 | 0 | 0 | 0 | 0.74132 | 1.0562 | 1.0437 | 2.8412 | 0 | 0 | 0 | 0 | 0 | 0 | 0 | 0 | 0 | 0 | 0 | 0 | 0 | 0 | 0 | 0 | 0 | 0 | 0 | 0 | 0.011066 | 0.0010304 | 0.0014681 | 0.0014508 | 0.0039493 | 0 | 0 | 0 | 0 | 0 | 0.7
3753_G_2 | ISONE_MA, VT, NH, RI (Rest of ISO New England) | Vermont | 50 | Orleans | 19 | 3753 | 2 | West Charleston | 0 | 1948 | 9999 | Hydro | [5 empty] | Non-Fossil | G | 2030 | Hydro |  | 0 | 0 | 0 | 0 | 0 | 0 | 0 | 0 | 0 | 0 | 0 | 0 | 0 | 0 | 0 | 0 | 0.63542 | 0.90527 | 0.89463 | 2.4353 | 0 | 0 | 0 | 0 | 0 | 0 | 0 | 0 | 0 | 0 | 0 | 0 | 0 | 0 | 0 | 0 | 0 | 0 | 0 | 0 | 0.0094849 | 0.00088323 | 0.0012583 | 0.0012435 | 0.0033851 | 0 | 0 | 0 | 0 | 0 | 0.6
3754_G_GT1 | ISONE_MA, VT, NH, RI (Rest of ISO New England) | Vermont | 50 | Chittenden | 7 | 3754 | GT1 | Burlington GT | 20496 | 1971 | 9999 | Combustion Turbine | [5 empty] | Fossil | G | 2030 | Oil |  | 0 | 0 | 0 | 0 | 0 | 0 | 0 | 0 | 0 | 0 | 0 | 0 | 0 | 0 | 0 | 0 | 0 | 0 | 0 | 0 | 0 | 0 | 0 | 0 | 0 | 0 | 0 | 0 | 0 | 0 | 0 | 0 | 0 | 0 | 0 | 0 | 0 | 0 | 0 | 0 | 0.88969 | 0 | 0 | 0 | 0 | 0 | 0 | 0 | 0 | 0 | 19.7
376_G_1 | WECC_Northern California (not including BANC) | California | 6 | Calaveras | 9 | 376 | 1 | Pardee | 0 | 1930 | 9999 | Hydro | [5 empty] | Non-Fossil | G | 2030 | Hydro |  | 0 | 0 | 0 | 0 | 0 | 0 | 0 | 0 | 0 | 0 | 0 | 0 | 0 | 0 | 0 | 0 | 4.404 | 7.0231 | 13.3088 | 24.7359 | 0 | 0 | 0 | 0 | 0 | 0 | 0 | 0 | 0 | 0 | 0 | 0 | 0 | 0 | 0 | 0 | 0 | 0 | 0 | 0 | 0.14069 | 0.0061215 | 0.0097622 | 0.018499 | 0.034383 | 0 | 0 | 0 | 0 | 0 | 8.9
376_G_2 | WECC_Northern California (not including BANC) | California | 6 | Calaveras | 9 | 376 | 2 | Pardee | 0 | 1930 | 9999 | Hydro | [5 empty] | Non-Fossil | G | 2030 | Hydro |  | 0 | 0 | 0 | 0 | 0 | 0 | 0 | 0 | 0 | 0 | 0 | 0 | 0 | 0 | 0 | 0 | 4.404 | 7.0231 | 13.3088 | 24.7359 | 0 | 0 | 0 | 0 | 0 | 0 | 0 | 0 | 0 | 0 | 0 | 0 | 0 | 0 | 0 | 0 | 0 | 0 | 0 | 0 | 0.14069 | 0.0061215 | 0.0097622 | 0.018499 | 0.034383 | 0 | 0 | 0 | 0 | 0 | 8.9
376_G_3 | WECC_Northern California (not including BANC) | California | 6 | Calaveras | 9 | 376 | 3 | Pardee | 0 | 1983 | 9999 | Hydro | [5 empty] | Non-Fossil | G | 2030 | Hydro |  | 0 | 0 | 0 | 0 | 0 | 0 | 0 | 0 | 0 | 0 | 0 | 0 | 0 | 0 | 0 | 0 | 4.8988 | 7.8123 | 14.8041 | 27.5152 | 0 | 0 | 0 | 0 | 0 | 0 | 0 | 0 | 0 | 0 | 0 | 0 | 0 | 0 | 0 | 0 | 0 | 0 | 0 | 0 | 0.1565 | 0.0068093 | 0.010859 | 0.020578 | 0.038246 | 0 | 0 | 0 | 0 | 0 | 9.9
3762_G_1 | ISONE_MA, VT, NH, RI (Rest of ISO New England) | Vermont | 50 | Caledonia | 5 | 3762 | 1 | Great Falls (VT) | 0 | 1915 | 9999 | Hydro | [5 empty] | Non-Fossil | G | 2030 | Hydro |  | 0 | 0 | 0 | 0 | 0 | 0 | 0 | 0 | 0 | 0 | 0 | 0 | 0 | 0 | 0 | 0 | 0.31771 | 0.45264 | 0.44732 | 1.2177 | 0 | 0 | 0 | 0 | 0 | 0 | 0 | 0 | 0 | 0 | 0 | 0 | 0 | 0 | 0 | 0 | 0 | 0 | 0 | 0 | 0.0047425 | 0.00044162 | 0.00062916 | 0.00062177 | 0.0016926 | 0 | 0 | 0 | 0 | 0 | 0.3
3762_G_2 | ISONE_MA, VT, NH, RI (Rest of ISO New England) | Vermont | 50 | Caledonia | 5 | 3762 | 2 | Great Falls (VT) | 0 | 1915 | 9999 | Hydro | [5 empty] | Non-Fossil | G | 2030 | Hydro |  | 0 | 0 | 0 | 0 | 0 | 0 | 0 | 0 | 0 | 0 | 0 | 0 | 0 | 0 | 0 | 0 | 0.31771 | 0.45264 | 0.44732 | 1.2177 | 0 | 0 | 0 | 0 | 0 | 0 | 0 | 0 | 0 | 0 | 0 | 0 | 0 | 0 | 0 | 0 | 0 | 0 | 0 | 0 | 0.0047425 | 0.00044162 | 0.00062916 | 0.00062177 | 0.0016926 | 0 | 0 | 0 | 0 | 0 | 0.3
3762_G_3 | ISONE_MA, VT, NH, RI (Rest of ISO New England) | Vermont | 50 | Caledonia | 5 | 3762 | 3 | Great Falls (VT) | 0 | 1979 | 9999 | Hydro | [5 empty] | Non-Fossil | G | 2030 | Hydro |  | 0 | 0 | 0 | 0 | 0 | 0 | 0 | 0 | 0 | 0 | 0 | 0 | 0 | 0 | 0 | 0 | 1.3767 | 1.9614 | 1.9384 | 5.2765 | 0 | 0 | 0 | 0 | 0 | 0 | 0 | 0 | 0 | 0 | 0 | 0 | 0 | 0 | 0 | 0 | 0 | 0 | 0 | 0 | 0.020551 | 0.0019137 | 0.0027264 | 0.0026943 | 0.0073344 | 0 | 0 | 0 | 0 | 0 | 1.3
3764_G_1 | ISONE_MA, VT, NH, RI (Rest of ISO New England) | Vermont | 50 | Lamoille | 15 | 3764 | 1 | Morrisville | 0 | 1924 | 9999 | Hydro | [5 empty] | Non-Fossil | G | 2030 | Hydro |  | 0 | 0 | 0 | 0 | 0 | 0 | 0 | 0 | 0 | 0 | 0 | 0 | 0 | 0 | 0 | 0 | 0.51081 | 0.72763 | 0.72468 | 1.9631 | 0 | 0 | 0 | 0 | 0 | 0 | 0 | 0 | 0 | 0 | 0 | 0 | 0 | 0 | 0 | 0 | 0 | 0 | 0 | 0 | 0.0079041 | 0.00071003 | 0.0010114 | 0.0010073 | 0.0027287 | 0 | 0 | 0 | 0 | 0 | 0.5
3764_G_2 | ISONE_MA, VT, NH, RI (Rest of ISO New England) | Vermont | 50 | Lamoille | 15 | 3764 | 2 | Morrisville | 0 | 1924 | 9999 | Hydro | [5 empty] | Non-Fossil | G | 2030 | Hydro |  | 0 | 0 | 0 | 0 | 0 | 0 | 0 | 0 | 0 | 0 | 0 | 0 | 0 | 0 | 0 | 0 | 1.0216 | 1.4553 | 1.4494 | 3.9262 | 0 | 0 | 0 | 0 | 0 | 0 | 0 | 0 | 0 | 0 | 0 | 0 | 0 | 0 | 0 | 0 | 0 | 0 | 0 | 0 | 0.015808 | 0.0014201 | 0.0020228 | 0.0020146 | 0.0054575 | 0 | 0 | 0 | 0 | 0 | 1
3765_G_1 | ISONE_MA, VT, NH, RI (Rest of ISO New England) | Vermont | 50 | Lamoille | 15 | 3765 | 1 | Cadys Falls | 0 | 1914 | 9999 | Hydro | [5 empty] | Non-Fossil | G | 2030 | Hydro |  | 0 | 0 | 0 | 0 | 0 | 0 | 0 | 0 | 0 | 0 | 0 | 0 | 0 | 0 | 0 | 0 | 0.51081 | 0.72763 | 0.72468 | 1.9631 | 0 | 0 | 0 | 0 | 0 | 0 | 0 | 0 | 0 | 0 | 0 | 0 | 0 | 0 | 0 | 0 | 0 | 0 | 0 | 0 | 0.0079041 | 0.00071003 | 0.0010114 | 0.0010073 | 0.0027287 | 0 | 0 | 0 | 0 | 0 | 0.5
3765_G_2 | ISONE_MA, VT, NH, RI (Rest of ISO New England) | Vermont | 50 | Lamoille | 15 | 3765 | 2 | Cadys Falls | 0 | 1947 | 9999 | Hydro | [5 empty] | Non-Fossil | G | 2030 | Hydro |  | 0 | 0 | 0 | 0 | 0 | 0 | 0 | 0 | 0 | 0 | 0 | 0 | 0 | 0 | 0 | 0 | 0.61297 | 0.87316 | 0.86961 | 2.3557 | 0 | 0 | 0 | 0 | 0 | 0 | 0 | 0 | 0 | 0 | 0 | 0 | 0 | 0 | 0 | 0 | 0 | 0 | 0 | 0 | 0.0094849 | 0.00085203 | 0.0012137 | 0.0012088 | 0.0032745 | 0 | 0 | 0 | 0 | 0 | 0.6
377_B_3 | WECC_LADWP | California | 6 | Los Angeles | 37 | 377 | 3 | Grayson | 16663 | 1977 | 9999 | Landfill Gas | wall | dry |  | FR + LA + LNB |  | Non-Fossil | B | 2030 | LF Gas |  | 0.58307 | 0.79039 | 0.99122 | 2.3647 | 0 | 0 | 0 | 0 | 0 | 0 | 0 | 0 | 0 | 0 | 0 | 0 | 34.992 | 47.4336 | 59.4864 | 141.912 | 33.6018 | 45.5492 | 57.1231 | 136.2741 | 0 | 0 | 0 | 0 | 0.013994 | 0.018969 | 0.023789 | 0.056752 | 0 | 0 | 0 | 0 | 0 | 0 | 0 | 0 | 4.8995 | 0.24274 | 0.32905 | 0.41266 | 0.98444 | 0 | 0 | 0 | 0 | 0 | 18
377_B_4 | WECC_LADWP | California | 6 | Los Angeles | 37 | 377 | 4 | Grayson | 13796 | 1959 | 9999 | O/G Steam | wall | dry |  | LNB |  | Fossil | B | 2030 | NaturalGas |  | 0.95004 | 1.2878 | 1.7338 | 3.9717 | 0 | 0 | 0 | 0 | 0 | 0 | 0 | 0 | 0 | 0 | 0 | 0 | 68.8636 | 93.3485 | 125.6765 | 287.8886 | 55.6155 | 75.3899 | 101.4986 | 232.504 | 6.6503e-08 | 9.0149e-08 | 1.2137e-07 | 2.7802e-07 | 0.01969 | 0.02669 | 0.035934 | 0.082314 | 0 | 0 | 0 | 0 | 0 | 0 | 0 | 0 | 2.1386 | 0.06057 | 0.082106 | 0.11054 | 0.25322 | 3.298 | 3.5191 | 4.8956 | 11.7128 | 0 | 40
377_B_5 | WECC_LADWP | California | 6 | Los Angeles | 37 | 377 | 5 | Grayson | 14246 | 1964 | 9999 | O/G Steam | wall | dry |  | FR + LA + LNB |  | Fossil | B | 2030 | NaturalGas |  | 0.98103 | 1.3298 | 1.7904 | 4.1013 | 0 | 0 | 0 | 0 | 0 | 0 | 0 | 0 | 0 | 0 | 0 | 0 | 68.8636 | 93.3485 | 125.6765 | 287.8886 | 57.4296 | 77.849 | 104.8093 | 240.0879 | 6.8672e-08 | 9.3089e-08 | 1.2533e-07 | 2.8709e-07 | 0.014642 | 0.019848 | 0.026722 | 0.061211 | 0 | 0 | 0 | 0 | 0 | 0 | 0 | 0 | 2.1386 | 0.06057 | 0.082106 | 0.11054 | 0.25322 | 3.4056 | 3.6339 | 5.0553 | 12.0949 | 0 | 40
377_G_1 | WECC_LADWP | California | 6 | Los Angeles | 37 | 377 | 1 | Grayson | 11114 | 1977 | 9999 | Combined Cycle | other | dry | SCR |  |  | Fossil | G | 2030 | NaturalGas |  | 0 | 0 | 0 | 0 | 0 | 0 | 0 | 0 | 0 | 0 | 0 | 0 | 0 | 0 | 0 | 0 | 0 | 0 | 0 | 0 | 0 | 0 | 0 | 0 | 0 | 0 | 0 | 0 | 0 | 0 | 0 | 0 | 0 | 0 | 0 | 0 | 0 | 0 | 0 | 0 | 0.76909 | 0 | 0 | 0 | 0 | 0 | 0 | 0 | 0 | 0 | 19 | SCR
377_G_2 | WECC_LADWP | California | 6 | Los Angeles | 37 | 377 | 2 | Grayson | 11114 | 1977 | 9999 | Combined Cycle | other | dry | SCR |  |  | Fossil | G | 2030 | NaturalGas |  | 0 | 0 | 0 | 0 | 0 | 0 | 0 | 0 | 0 | 0 | 0 | 0 | 0 | 0 | 0 | 0 | 0 | 0 | 0 | 0 | 0 | 0 | 0 | 0 | 0 | 0 | 0 | 0 | 0 | 0 | 0 | 0 | 0 | 0 | 0 | 0 | 0 | 0 | 0 | 0 | 0.76909 | 0 | 0 | 0 | 0 | 0 | 0 | 0 | 0 | 0 | 19 | SCR
377_G_8A | WECC_LADWP | California | 6 | Los Angeles | 37 | 377 | 8A | Grayson | 11114 | 1977 | 9999 | Combined Cycle | other | dry | SCR |  |  | Fossil | G | 2030 | NaturalGas |  | 0 | 0 | 0 | 0 | 0 | 0 | 0 | 0 | 0 | 0 | 0 | 0 | 0 | 0 | 0 | 0 | 0 | 0 | 0 | 0 | 0 | 0 | 0 | 0 | 0 | 0 | 0 | 0 | 0 | 0 | 0 | 0 | 0 | 0 | 0 | 0 | 0 | 0 | 0 | 0 | 1.0524 | 0 | 0 | 0 | 0 | 0 | 0 | 0 | 0 | 0 | 26 | SCR
377_G_8BC | WECC_LADWP | California | 6 | Los Angeles | 37 | 377 | 8BC | Grayson | 11114 | 1977 | 9999 | Combined Cycle | other | dry | SCR |  |  | Fossil | G | 2030 | NaturalGas |  | 0 | 0 | 0 | 0 | 0 | 0 | 0 | 0 | 0 | 0 | 0 | 0 | 0 | 0 | 0 | 0 | 0 | 0 | 0 | 0 | 0 | 0 | 0 | 0 | 0 | 0 | 0 | 0 | 0 | 0 | 0 | 0 | 0 | 0 | 0 | 0 | 0 | 0 | 0 | 0 | 1.862 | 0 | 0 | 0 | 0 | 0 | 0 | 0 | 0 | 0 | 46 | SCR
377_G_9 | WECC_LADWP | California | 6 | Los Angeles | 37 | 377 | 9 | Grayson | 10745 | 2004 | 9999 | Combustion Turbine |  |  | SCR |  |  | Fossil | G | 2030 | NaturalGas |  | 0 | 0 | 0.0051135 | 0.0051135 | 0 | 0 | 0 | 0 | 0 | 0 | 0 | 0 | 0 | 0 | 0 | 0 | 0 | 0 | 0.4759 | 0.4759 | 0 | 0 | 0.29935 | 0.29935 | 0 | 0 | 3.5795e-10 | 3.5795e-10 | 0 | 0 | 6.2513e-05 | 6.2513e-05 | 0 | 0 | 0 | 0 | 0 | 0 | 0 | 0 | 1.0485 | 0 | 0 | 0.0024604 | 0.0024604 | 0 | 0 | 0.014439 | 0.014439 | 0 | 48 | SCR
3772_G_1 | PJM West | Virginia | 51 | Carroll | 35 | 3772 | 1 | Buck Hydro | 0 | 1912 | 9999 | Hydro | [5 empty] | Non-Fossil | G | 2030 | Hydro |  | 0 | 0 | 0 | 0 | 0 | 0 | 0 | 0 | 0 | 0 | 0 | 0 | 0 | 0 | 0 | 0 | 2.2487 | 2.6998 | 3.5659 | 8.5143 | 0 | 0 | 0 | 0 | 0 | 0 | 0 | 0 | 0 | 0 | 0 | 0 | 0 | 0 | 0 | 0 | 0 | 0 | 0 | 0 | 0.047425 | 0.0031257 | 0.0037527 | 0.0049565 | 0.011835 | 0 | 0 | 0 | 0 | 0 | 3
3772_G_2 | PJM West | Virginia | 51 | Carroll | 35 | 3772 | 2 | Buck Hydro | 0 | 1912 | 9999 | Hydro | [5 empty] | Non-Fossil | G | 2030 | Hydro |  | 0 | 0 | 0 | 0 | 0 | 0 | 0 | 0 | 0 | 0 | 0 | 0 | 0 | 0 | 0 | 0 | 2.2487 | 2.6998 | 3.5659 | 8.5143 | 0 | 0 | 0 | 0 | 0 | 0 | 0 | 0 | 0 | 0 | 0 | 0 | 0 | 0 | 0 | 0 | 0 | 0 | 0 | 0 | 0.047425 | 0.0031257 | 0.0037527 | 0.0049565 | 0.011835 | 0 | 0 | 0 | 0 | 0 | 3
3772_G_3 | PJM West | Virginia | 51 | Carroll | 35 | 3772 | 3 | Buck Hydro | 0 | 1912 | 9999 | Hydro | [5 empty] | Non-Fossil | G | 2030 | Hydro |  | 0 | 0 | 0 | 0 | 0 | 0 | 0 | 0 | 0 | 0 | 0 | 0 | 0 | 0 | 0 | 0 | 2.2487 | 2.6998 | 3.5659 | 8.5143 | 0 | 0 | 0 | 0 | 0 | 0 | 0 | 0 | 0 | 0 | 0 | 0 | 0 | 0 | 0 | 0 | 0 | 0 | 0 | 0 | 0.047425 | 0.0031257 | 0.0037527 | 0.0049565 | 0.011835 | 0 | 0 | 0 | 0 | 0 | 3
3773_G_1 | PJM West | Virginia | 51 | Carroll | 35 | 3773 | 1 | Byllesby 2 | 0 | 1912 | 9999 | Hydro | [5 empty] | Non-Fossil | G | 2030 | Hydro |  | 0 | 0 | 0 | 0 | 0 | 0 | 0 | 0 | 0 | 0 | 0 | 0 | 0 | 0 | 0 | 0 | 5.9215 | 7.1094 | 9.3901 | 22.421 | 0 | 0 | 0 | 0 | 0 | 0 | 0 | 0 | 0 | 0 | 0 | 0 | 0 | 0 | 0 | 0 | 0 | 0 | 0 | 0 | 0.12489 | 0.0082309 | 0.0098821 | 0.013052 | 0.031165 | 0 | 0 | 0 | 0 | 0 | 7.9
3773_G_2 | PJM West | Virginia | 51 | Carroll | 35 | 3773 | 2 | Byllesby 2 | 0 | 1912 | 9999 | Hydro | [5 empty] | Non-Fossil | G | 2030 | Hydro |  | 0 | 0 | 0 | 0 | 0 | 0 | 0 | 0 | 0 | 0 | 0 | 0 | 0 | 0 | 0 | 0 | 5.9215 | 7.1094 | 9.3901 | 22.421 | 0 | 0 | 0 | 0 | 0 | 0 | 0 | 0 | 0 | 0 | 0 | 0 | 0 | 0 | 0 | 0 | 0 | 0 | 0 | 0 | 0.12489 | 0.0082309 | 0.0098821 | 0.013052 | 0.031165 | 0 | 0 | 0 | 0 | 0 | 7.9
3773_G_3 | PJM West | Virginia | 51 | Carroll | 35 | 3773 | 3 | Byllesby 2 | 0 | 1912 | 9999 | Hydro | [5 empty] | Non-Fossil | G | 2030 | Hydro |  | 0 | 0 | 0 | 0 | 0 | 0 | 0 | 0 | 0 | 0 | 0 | 0 | 0 | 0 | 0 | 0 | 5.9215 | 7.1094 | 9.3901 | 22.421 | 0 | 0 | 0 | 0 | 0 | 0 | 0 | 0 | 0 | 0 | 0 | 0 | 0 | 0 | 0 | 0 | 0 | 0 | 0 | 0 | 0.12489 | 0.0082309 | 0.0098821 | 0.013052 | 0.031165 | 0 | 0 | 0 | 0 | 0 | 7.9
3773_G_4 | PJM West | Virginia | 51 | Carroll | 35 | 3773 | 4 | Byllesby 2 | 0 | 1912 | 9999 | Hydro | [5 empty] | Non-Fossil | G | 2030 | Hydro |  | 0 | 0 | 0 | 0 | 0 | 0 | 0 | 0 | 0 | 0 | 0 | 0 | 0 | 0 | 0 | 0 | 5.9215 | 7.1094 | 9.3901 | 22.421 | 0 | 0 | 0 | 0 | 0 | 0 | 0 | 0 | 0 | 0 | 0 | 0 | 0 | 0 | 0 | 0 | 0 | 0 | 0 | 0 | 0.12489 | 0.0082309 | 0.0098821 | 0.013052 | 0.031165 | 0 | 0 | 0 | 0 | 0 | 7.9
3774_G_1 | PJM West | Virginia | 51 | Pulaski | 155 | 3774 | 1 | Claytor | 0 | 1939 | 9999 | Hydro | [5 empty] | Non-Fossil | G | 2030 | Hydro |  | 0 | 0 | 0 | 0 | 0 | 0 | 0 | 0 | 0 | 0 | 0 | 0 | 0 | 0 | 0 | 0 | 11.0186 | 13.2289 | 17.4727 | 41.7202 | 0 | 0 | 0 | 0 | 0 | 0 | 0 | 0 | 0 | 0 | 0 | 0 | 0 | 0 | 0 | 0 | 0 | 0 | 0 | 0 | 0.23238 | 0.015316 | 0.018388 | 0.024287 | 0.057991 | 0 | 0 | 0 | 0 | 0 | 14.7
3774_G_2 | PJM West | Virginia | 51 | Pulaski | 155 | 3774 | 2 | Claytor | 0 | 1939 | 9999 | Hydro | [5 empty] | Non-Fossil | G | 2030 | Hydro |  | 0 | 0 | 0 | 0 | 0 | 0 | 0 | 0 | 0 | 0 | 0 | 0 | 0 | 0 | 0 | 0 | 11.0186 | 13.2289 | 17.4727 | 41.7202 | 0 | 0 | 0 | 0 | 0 | 0 | 0 | 0 | 0 | 0 | 0 | 0 | 0 | 0 | 0 | 0 | 0 | 0 | 0 | 0 | 0.23238 | 0.015316 | 0.018388 | 0.024287 | 0.057991 | 0 | 0 | 0 | 0 | 0 | 14.7
3774_G_3 | PJM West | Virginia | 51 | Pulaski | 155 | 3774 | 3 | Claytor | 0 | 1939 | 9999 | Hydro | [5 empty] | Non-Fossil | G | 2030 | Hydro |  | 0 | 0 | 0 | 0 | 0 | 0 | 0 | 0 | 0 | 0 | 0 | 0 | 0 | 0 | 0 | 0 | 11.0186 | 13.2289 | 17.4727 | 41.7202 | 0 | 0 | 0 | 0 | 0 | 0 | 0 | 0 | 0 | 0 | 0 | 0 | 0 | 0 | 0 | 0 | 0 | 0 | 0 | 0 | 0.23238 | 0.015316 | 0.018388 | 0.024287 | 0.057991 | 0 | 0 | 0 | 0 | 0 | 14.7
3774_G_4 | PJM West | Virginia | 51 | Pulaski | 155 | 3774 | 4 | Claytor | 0 | 1939 | 9999 | Hydro | [5 empty] | Non-Fossil | G | 2030 | Hydro |  | 0 | 0 | 0 | 0 | 0 | 0 | 0 | 0 | 0 | 0 | 0 | 0 | 0 | 0 | 0 | 0 | 11.0186 | 13.2289 | 17.4727 | 41.7202 | 0 | 0 | 0 | 0 | 0 | 0 | 0 | 0 | 0 | 0 | 0 | 0 | 0 | 0 | 0 | 0 | 0 | 0 | 0 | 0 | 0.23238 | 0.015316 | 0.018388 | 0.024287 | 0.057991 | 0 | 0 | 0 | 0 | 0 | 14.7
3775_B_1 | PJM West | Virginia | 51 | Russell | 167 | 3775 | 1 | Clinch River | 11407 | 1958 | 9999 | O/G Steam | vertical | dry | SNCR | LNB + OFA |  | Fossil | B | 2030 | NaturalGas |  | 0 | 0 | 0 | 0 | 0 | 0 | 0 | 0 | 0 | 0 | 0 | 0 | 0 | 0 | 0 | 0 | 0 | 0 | 0 | 0 | 0 | 0 | 0 | 0 | 0 | 0 | 0 | 0 | 0 | 0 | 0 | 0 | 0 | 0 | 0 | 0 | 0 | 0 | 0 | 0 | 11.8108 | 0 | 0 | 0 | 0 | 0 | 0 | 0 | 0 | 0 | 230 | SNCR
3775_B_2 | PJM West | Virginia | 51 | Russell | 167 | 3775 | 2 | Clinch River | 11446 | 1958 | 9999 | O/G Steam | vertical | dry | SNCR | LNB + OFA |  | Fossil | B | 2030 | NaturalGas |  | 0 | 0 | 0 | 0 | 0 | 0 | 0 | 0 | 0 | 0 | 0 | 0 | 0 | 0 | 0 | 0 | 0 | 0 | 0 | 0 | 0 | 0 | 0 | 0 | 0 | 0 | 0 | 0 | 0 | 0 | 0 | 0 | 0 | 0 | 0 | 0 | 0 | 0 | 0 | 0 | 11.8108 | 0 | 0 | 0 | 0 | 0 | 0 | 0 | 0 | 0 | 230 | SNCR
3777_G_1 | PJM West | Virginia | 51 | Pittsylvania | 143 | 3777 | 1 | Leesville | 0 | 1964 | 9999 | Hydro | [5 empty] | Non-Fossil | G | 2030 | Hydro |  | 0 | 0 | 0 | 0 | 0 | 0 | 0 | 0 | 0 | 0 | 0 | 0 | 0 | 0 | 0 | 0 | 6.7923 | 8.1658 | 12.7931 | 27.7513 | 0 | 0 | 0 | 0 | 0 | 0 | 0 | 0 | 0 | 0 | 0 | 0 | 0 | 0 | 0 | 0 | 0 | 0 | 0 | 0 | 0.39521 | 0.0094413 | 0.011351 | 0.017782 | 0.038574 | 0 | 0 | 0 | 0 | 0 | 25
3777_G_2 | PJM West | Virginia | 51 | Pittsylvania | 143 | 3777 | 2 | Leesville | 0 | 1964 | 9999 | Hydro | [5 empty] | Non-Fossil | G | 2030 | Hydro |  | 0 | 0 | 0 | 0 | 0 | 0 | 0 | 0 | 0 | 0 | 0 | 0 | 0 | 0 | 0 | 0 | 6.7923 | 8.1658 | 12.7931 | 27.7513 | 0 | 0 | 0 | 0 | 0 | 0 | 0 | 0 | 0 | 0 | 0 | 0 | 0 | 0 | 0 | 0 | 0 | 0 | 0 | 0 | 0.39521 | 0.0094413 | 0.011351 | 0.017782 | 0.038574 | 0 | 0 | 0 | 0 | 0 | 25
3778_G_1 | PJM West | Virginia | 51 | Roanoke | 161 | 3778 | 1 | Niagara | 0 | 1954 | 9999 | Hydro | [5 empty] | Non-Fossil | G | 2030 | Hydro |  | 0 | 0 | 0 | 0 | 0 | 0 | 0 | 0 | 0 | 0 | 0 | 0 | 0 | 0 | 0 | 0 | 0.44974 | 0.53996 | 0.71317 | 1.7029 | 0 | 0 | 0 | 0 | 0 | 0 | 0 | 0 | 0 | 0 | 0 | 0 | 0 | 0 | 0 | 0 | 0 | 0 | 0 | 0 | 0.0094849 | 0.00062513 | 0.00075054 | 0.00099131 | 0.002367 | 0 | 0 | 0 | 0 | 0 | 0.6
3778_G_2 | PJM West | Virginia | 51 | Roanoke | 161 | 3778 | 2 | Niagara | 0 | 1954 | 9999 | Hydro | [5 empty] | Non-Fossil | G | 2030 | Hydro |  | 0 | 0 | 0 | 0 | 0 | 0 | 0 | 0 | 0 | 0 | 0 | 0 | 0 | 0 | 0 | 0 | 0.89947 | 1.0799 | 1.4263 | 3.4057 | 0 | 0 | 0 | 0 | 0 | 0 | 0 | 0 | 0 | 0 | 0 | 0 | 0 | 0 | 0 | 0 | 0 | 0 | 0 | 0 | 0.01897 | 0.0012503 | 0.0015011 | 0.0019826 | 0.004734 | 0 | 0 | 0 | 0 | 0 | 1.2
3779_G_1 | PJM West | Virginia | 51 | Campbell | 31 | 3779 | 1 | Reusens | 0 | 1903 | 9999 | Hydro | [5 empty] | Non-Fossil | G | 2030 | Hydro |  | 0 | 0 | 0 | 0 | 0 | 0 | 0 | 0 | 0 | 0 | 0 | 0 | 0 | 0 | 0 | 0 | 0.67923 | 0.81658 | 1.2793 | 2.7751 | 0 | 0 | 0 | 0 | 0 | 0 | 0 | 0 | 0 | 0 | 0 | 0 | 0 | 0 | 0 | 0 | 0 | 0 | 0 | 0 | 0.039521 | 0.00094413 | 0.0011351 | 0.0017782 | 0.0038574 | 0 | 0 | 0 | 0 | 0 | 2.5
3779_G_2 | PJM West | Virginia | 51 | Campbell | 31 | 3779 | 2 | Reusens | 0 | 1903 | 9999 | Hydro | [5 empty] | Non-Fossil | G | 2030 | Hydro |  | 0 | 0 | 0 | 0 | 0 | 0 | 0 | 0 | 0 | 0 | 0 | 0 | 0 | 0 | 0 | 0 | 0.67923 | 0.81658 | 1.2793 | 2.7751 | 0 | 0 | 0 | 0 | 0 | 0 | 0 | 0 | 0 | 0 | 0 | 0 | 0 | 0 | 0 | 0 | 0 | 0 | 0 | 0 | 0.039521 | 0.00094413 | 0.0011351 | 0.0017782 | 0.0038574 | 0 | 0 | 0 | 0 | 0 | 2.5
3779_G_3 | PJM West | Virginia | 51 | Campbell | 31 | 3779 | 3 | Reusens | 0 | 1903 | 9999 | Hydro | [5 empty] | Non-Fossil | G | 2030 | Hydro |  | 0 | 0 | 0 | 0 | 0 | 0 | 0 | 0 | 0 | 0 | 0 | 0 | 0 | 0 | 0 | 0 | 0.67923 | 0.81658 | 1.2793 | 2.7751 | 0 | 0 | 0 | 0 | 0 | 0 | 0 | 0 | 0 | 0 | 0 | 0 | 0 | 0 | 0 | 0 | 0 | 0 | 0 | 0 | 0.039521 | 0.00094413 | 0.0011351 | 0.0017782 | 0.0038574 | 0 | 0 | 0 | 0 | 0 | 2.5
3779_G_4 | PJM West | Virginia | 51 | Campbell | 31 | 3779 | 4 | Reusens | 0 | 1903 | 9999 | Hydro | [5 empty] | Non-Fossil | G | 2030 | Hydro |  | 0 | 0 | 0 | 0 | 0 | 0 | 0 | 0 | 0 | 0 | 0 | 0 | 0 | 0 | 0 | 0 | 0.67923 | 0.81658 | 1.2793 | 2.7751 | 0 | 0 | 0 | 0 | 0 | 0 | 0 | 0 | 0 | 0 | 0 | 0 | 0 | 0 | 0 | 0 | 0 | 0 | 0 | 0 | 0.039521 | 0.00094413 | 0.0011351 | 0.0017782 | 0.0038574 | 0 | 0 | 0 | 0 | 0 | 2.5
3779_G_5 | PJM West | Virginia | 51 | Campbell | 31 | 3779 | 5 | Reusens | 0 | 1903 | 9999 | Hydro | [5 empty] | Non-Fossil | G | 2030 | Hydro |  | 0 | 0 | 0 | 0 | 0 | 0 | 0 | 0 | 0 | 0 | 0 | 0 | 0 | 0 | 0 | 0 | 0.67923 | 0.81658 | 1.2793 | 2.7751 | 0 | 0 | 0 | 0 | 0 | 0 | 0 | 0 | 0 | 0 | 0 | 0 | 0 | 0 | 0 | 0 | 0 | 0 | 0 | 0 | 0.039521 | 0.00094413 | 0.0011351 | 0.0017782 | 0.0038574 | 0 | 0 | 0 | 0 | 0 | 2.5
378_G_1 | MISO_Minnesota and Western Wisconsin | Minnesota | 27 | Itasca | 61 | 378 | 1 | Prairie River | 0 | 1920 | 9999 | Hydro | [5 empty] | Non-Fossil | G | 2030 | Hydro |  | 0 | 0 | 0 | 0 | 0 | 0 | 0 | 0 | 0 | 0 | 0 | 0 | 0 | 0 | 0 | 0 | 0.53237 | 0.90157 | 1.2451 | 2.679 | 0 | 0 | 0 | 0 | 0 | 0 | 0 | 0 | 0 | 0 | 0 | 0 | 0 | 0 | 0 | 0 | 0 | 0 | 0 | 0 | 0.0079041 | 0.00074 | 0.0012532 | 0.0017307 | 0.0037238 | 0 | 0 | 0 | 0 | 0 | 0.5
378_G_2 | MISO_Minnesota and Western Wisconsin | Minnesota | 27 | Itasca | 61 | 378 | 2 | Prairie River | 0 | 1920 | 9999 | Hydro | [5 empty] | Non-Fossil | G | 2030 | Hydro |  | 0 | 0 | 0 | 0 | 0 | 0 | 0 | 0 | 0 | 0 | 0 | 0 | 0 | 0 | 0 | 0 | 0.21295 | 0.36063 | 0.49803 | 1.0716 | 0 | 0 | 0 | 0 | 0 | 0 | 0 | 0 | 0 | 0 | 0 | 0 | 0 | 0 | 0 | 0 | 0 | 0 | 0 | 0 | 0.0031616 | 0.000296 | 0.00050127 | 0.00069227 | 0.0014895 | 0 | 0 | 0 | 0 | 0 | 0.2
3780_G_1 | PJM West | Virginia | 51 | Pittsylvania | 143 | 3780 | 1 | Smith Mountain | 0 | 1965 | 9999 | Pumped Storage | [5 empty] | Non-Fossil | G | 2030 | Pumps |  | 0 | 0 | 0 | 0 | 0 | 0 | 0 | 0 | 0 | 0 | 0 | 0 | 0 | 0 | 0 | 0 | 12.7986 | 17.201 | 23.7267 | 53.7262 | 0 | 0 | 0 | 0 | 0 | 0 | 0 | 0 | 0 | 0 | 0 | 0 | 0 | 0 | 0 | 0 | 0 | 0 | 0 | 0 | 1.2068 | 0.0001945 | 0.0002614 | 0.00036057 | 0.00081647 | 0 | 0 | 0 | 0 | 0 | 66
3780_G_2 | PJM West | Virginia | 51 | Pittsylvania | 143 | 3780 | 2 | Smith Mountain | 0 | 1965 | 9999 | Hydro | [5 empty] | Non-Fossil | G | 2030 | Hydro |  | 0 | 0 | 0 | 0 | 0 | 0 | 0 | 0 | 0 | 0 | 0 | 0 | 0 | 0 | 0 | 0 | 47.2743 | 56.8342 | 89.0402 | 193.1487 | 0 | 0 | 0 | 0 | 0 | 0 | 0 | 0 | 0 | 0 | 0 | 0 | 0 | 0 | 0 | 0 | 0 | 0 | 0 | 0 | 2.7506 | 0.065711 | 0.079 | 0.12377 | 0.26848 | 0 | 0 | 0 | 0 | 0 | 174
3780_G_3 | PJM West | Virginia | 51 | Pittsylvania | 143 | 3780 | 3 | Smith Mountain | 0 | 1980 | 9999 | Pumped Storage | [5 empty] | Non-Fossil | G | 2030 | Pumps |  | 0 | 0 | 0 | 0 | 0 | 0 | 0 | 0 | 0 | 0 | 0 | 0 | 0 | 0 | 0 | 0 | 20.5553 | 27.6259 | 38.1065 | 86.2876 | 0 | 0 | 0 | 0 | 0 | 0 | 0 | 0 | 0 | 0 | 0 | 0 | 0 | 0 | 0 | 0 | 0 | 0 | 0 | 0 | 1.9382 | 0.00031238 | 0.00041983 | 0.0005791 | 0.0013113 | 0 | 0 | 0 | 0 | 0 | 106
3780_G_4 | PJM West | Virginia | 51 | Pittsylvania | 143 | 3780 | 4 | Smith Mountain | 0 | 1966 | 9999 | Hydro | [5 empty] | Non-Fossil | G | 2030 | Hydro |  | 0 | 0 | 0 | 0 | 0 | 0 | 0 | 0 | 0 | 0 | 0 | 0 | 0 | 0 | 0 | 0 | 47.2743 | 56.8342 | 89.0402 | 193.1487 | 0 | 0 | 0 | 0 | 0 | 0 | 0 | 0 | 0 | 0 | 0 | 0 | 0 | 0 | 0 | 0 | 0 | 0 | 0 | 0 | 2.7506 | 0.065711 | 0.079 | 0.12377 | 0.26848 | 0 | 0 | 0 | 0 | 0 | 174
3780_G_5 | PJM West | Virginia | 51 | Pittsylvania | 143 | 3780 | 5 | Smith Mountain | 0 | 1966 | 9999 | Pumped Storage | [5 empty] | Non-Fossil | G | 2030 | Pumps |  | 0 | 0 | 0 | 0 | 0 | 0 | 0 | 0 | 0 | 0 | 0 | 0 | 0 | 0 | 0 | 0 | 12.7986 | 17.201 | 23.7267 | 53.7262 | 0 | 0 | 0 | 0 | 0 | 0 | 0 | 0 | 0 | 0 | 0 | 0 | 0 | 0 | 0 | 0 | 0 | 0 | 0 | 0 | 1.2068 | 0.0001945 | 0.0002614 | 0.00036057 | 0.00081647 | 0 | 0 | 0 | 0 | 0 | 66
3782_G_BAYV | PJM_EMAAC | Virginia | 51 | Northampton | 131 | 3782 | BAYV | Bayview | 10745 | 1963 | 9999 | Combustion Turbine | [5 empty] | Fossil | G | 2030 | Oil |  | 0 | 0 | 0 | 0 | 0 | 0 | 0 | 0 | 0 | 0 | 0 | 0 | 0 | 0 | 0 | 0 | 0 | 0 | 0 | 0 | 0 | 0 | 0 | 0 | 0 | 0 | 0 | 0 | 0 | 0 | 0 | 0 | 0 | 0 | 0 | 0 | 0 | 0 | 0 | 0 | 0.09841 | 0 | 0 | 0 | 0 | 0 | 0 | 0 | 0 | 0 | 2.1
3782_G_BYV2 | PJM_EMAAC | Virginia | 51 | Northampton | 131 | 3782 | BYV2 | Bayview | 10745 | 1963 | 9999 | Combustion Turbine | [5 empty] | Fossil | G | 2030 | Oil |  | 0 | 0 | 0 | 0 | 0 | 0 | 0 | 0 | 0 | 0 | 0 | 0 | 0 | 0 | 0 | 0 | 0 | 0 | 0 | 0 | 0 | 0 | 0 | 0 | 0 | 0 | 0 | 0 | 0 | 0 | 0 | 0 | 0 | 0 | 0 | 0 | 0 | 0 | 0 | 0 | 0.09841 | 0 | 0 | 0 | 0 | 0 | 0 | 0 | 0 | 0 | 2.1
3782_G_BYV3 | PJM_EMAAC | Virginia | 51 | Northampton | 131 | 3782 | BYV3 | Bayview | 10745 | 1963 | 9999 | Combustion Turbine | [5 empty] | Fossil | G | 2030 | Oil |  | 0 | 0 | 0 | 0 | 0 | 0 | 0 | 0 | 0 | 0 | 0 | 0 | 0 | 0 | 0 | 0 | 0 | 0 | 0 | 0 | 0 | 0 | 0 | 0 | 0 | 0 | 0 | 0 | 0 | 0 | 0 | 0 | 0 | 0 | 0 | 0 | 0 | 0 | 0 | 0 | 0.09841 | 0 | 0 | 0 | 0 | 0 | 0 | 0 | 0 | 0 | 2.1
3782_G_BYV4 | PJM_EMAAC | Virginia | 51 | Northampton | 131 | 3782 | BYV4 | Bayview | 10745 | 1963 | 9999 | Combustion Turbine | [5 empty] | Fossil | G | 2030 | Oil |  | 0 | 0 | 0 | 0 | 0 | 0 | 0 | 0 | 0 | 0 | 0 | 0 | 0 | 0 | 0 | 0 | 0 | 0 | 0 | 0 | 0 | 0 | 0 | 0 | 0 | 0 | 0 | 0 | 0 | 0 | 0 | 0 | 0 | 0 | 0 | 0 | 0 | 0 | 0 | 0 | 0.09841 | 0 | 0 | 0 | 0 | 0 | 0 | 0 | 0 | 0 | 2.1
3782_G_BYV5 | PJM_EMAAC | Virginia | 51 | Northampton | 131 | 3782 | BYV5 | Bayview | 10745 | 1963 | 9999 | Combustion Turbine | [5 empty] | Fossil | G | 2030 | Oil |  | 0 | 0 | 0 | 0 | 0 | 0 | 0 | 0 | 0 | 0 | 0 | 0 | 0 | 0 | 0 | 0 | 0 | 0 | 0 | 0 | 0 | 0 | 0 | 0 | 0 | 0 | 0 | 0 | 0 | 0 | 0 | 0 | 0 | 0 | 0 | 0 | 0 | 0 | 0 | 0 | 0.09841 | 0 | 0 | 0 | 0 | 0 | 0 | 0 | 0 | 0 | 2.1
3782_G_BYV6 | PJM_EMAAC | Virginia | 51 | Northampton | 131 | 3782 | BYV6 | Bayview | 10745 | 1963 | 9999 | Combustion Turbine | [5 empty] | Fossil | G | 2030 | Oil |  | 0 | 0 | 0 | 0 | 0 | 0 | 0 | 0 | 0 | 0 | 0 | 0 | 0 | 0 | 0 | 0 | 0 | 0 | 0 | 0 | 0 | 0 | 0 | 0 | 0 | 0 | 0 | 0 | 0 | 0 | 0 | 0 | 0 | 0 | 0 | 0 | 0 | 0 | 0 | 0 | 0.09841 | 0 | 0 | 0 | 0 | 0 | 0 | 0 | 0 | 0 | 2.1
3785_G_TAS | PJM_EMAAC | Virginia | 51 | Accomack | 1 | 3785 | TAS | Tasley | 15026 | 1972 | 9999 | Combustion Turbine | [5 empty] | Fossil | G | 2030 | Oil |  | 0 | 0 | 0 | 0 | 0 | 0 | 0 | 0 | 0 | 0 | 0 | 0 | 0 | 0 | 0 | 0 | 0 | 0 | 0 | 0 | 0 | 0 | 0 | 0 | 0 | 0 | 0 | 0 | 0 | 0 | 0 | 0 | 0 | 0 | 0 | 0 | 0 | 0 | 0 | 0 | 1.4527 | 0 | 0 | 0 | 0 | 0 | 0 | 0 | 0 | 0 | 31
3789_G_1 | PJM_AP | Virginia | 51 | Page | 139 | 3789 | 1 | Luray Hydro Station | 0 | 1927 | 9999 | Hydro | [5 empty] | Non-Fossil | G | 2030 | Hydro |  | 0 | 0 | 0 | 0 | 0 | 0 | 0 | 0 | 0 | 0 | 0 | 0 | 0 | 0 | 0 | 0 | 0.41965 | 0.51853 | 0.68659 | 1.6248 | 0 | 0 | 0 | 0 | 0 | 0 | 0 | 0 | 0 | 0 | 0 | 0 | 0 | 0 | 0 | 0 | 0 | 0 | 0 | 0 | 0.0063233 | 0.00058332 | 0.00072076 | 0.00095437 | 0.0022584 | 0 | 0 | 0 | 0 | 0 | 0.4
3789_G_2 | PJM_AP | Virginia | 51 | Page | 139 | 3789 | 2 | Luray Hydro Station | 0 | 1927 | 9999 | Hydro | [5 empty] | Non-Fossil | G | 2030 | Hydro |  | 0 | 0 | 0 | 0 | 0 | 0 | 0 | 0 | 0 | 0 | 0 | 0 | 0 | 0 | 0 | 0 | 0.31474 | 0.3889 | 0.51495 | 1.2186 | 0 | 0 | 0 | 0 | 0 | 0 | 0 | 0 | 0 | 0 | 0 | 0 | 0 | 0 | 0 | 0 | 0 | 0 | 0 | 0 | 0.0047425 | 0.00043749 | 0.00054057 | 0.00071577 | 0.0016938 | 0 | 0 | 0 | 0 | 0 | 0.3
3789_G_3 | PJM_AP | Virginia | 51 | Page | 139 | 3789 | 3 | Luray Hydro Station | 0 | 1927 | 9999 | Hydro | [5 empty] | Non-Fossil | G | 2030 | Hydro |  | 0 | 0 | 0 | 0 | 0 | 0 | 0 | 0 | 0 | 0 | 0 | 0 | 0 | 0 | 0 | 0 | 0.41965 | 0.51853 | 0.68659 | 1.6248 | 0 | 0 | 0 | 0 | 0 | 0 | 0 | 0 | 0 | 0 | 0 | 0 | 0 | 0 | 0 | 0 | 0 | 0 | 0 | 0 | 0.0063233 | 0.00058332 | 0.00072076 | 0.00095437 | 0.0022584 | 0 | 0 | 0 | 0 | 0 | 0.4
3790_G_1 | PJM West | Virginia | 51 | Page | 139 | 3790 | 1 | Newport Hydro Station | 0 | 1923 | 9999 | Hydro | [5 empty] | Non-Fossil | G | 2030 | Hydro |  | 0 | 0 | 0 | 0 | 0 | 0 | 0 | 0 | 0 | 0 | 0 | 0 | 0 | 0 | 0 | 0 | 0.22487 | 0.26998 | 0.35659 | 0.85143 | 0 | 0 | 0 | 0 | 0 | 0 | 0 | 0 | 0 | 0 | 0 | 0 | 0 | 0 | 0 | 0 | 0 | 0 | 0 | 0 | 0.0047425 | 0.00031257 | 0.00037527 | 0.00049565 | 0.0011835 | 0 | 0 | 0 | 0 | 0 | 0.3
3790_G_2 | PJM West | Virginia | 51 | Page | 139 | 3790 | 2 | Newport Hydro Station | 0 | 1923 | 9999 | Hydro | [5 empty] | Non-Fossil | G | 2030 | Hydro |  | 0 | 0 | 0 | 0 | 0 | 0 | 0 | 0 | 0 | 0 | 0 | 0 | 0 | 0 | 0 | 0 | 0.37478 | 0.44996 | 0.59431 | 1.4191 | 0 | 0 | 0 | 0 | 0 | 0 | 0 | 0 | 0 | 0 | 0 | 0 | 0 | 0 | 0 | 0 | 0 | 0 | 0 | 0 | 0.0079041 | 0.00052095 | 0.00062545 | 0.00082609 | 0.0019725 | 0 | 0 | 0 | 0 | 0 | 0.5
3790_G_3 | PJM West | Virginia | 51 | Page | 139 | 3790 | 3 | Newport Hydro Station | 0 | 1923 | 9999 | Hydro | [5 empty] | Non-Fossil | G | 2030 | Hydro |  | 0 | 0 | 0 | 0 | 0 | 0 | 0 | 0 | 0 | 0 | 0 | 0 | 0 | 0 | 0 | 0 | 0.37478 | 0.44996 | 0.59431 | 1.4191 | 0 | 0 | 0 | 0 | 0 | 0 | 0 | 0 | 0 | 0 | 0 | 0 | 0 | 0 | 0 | 0 | 0 | 0 | 0 | 0 | 0.0079041 | 0.00052095 | 0.00062545 | 0.00082609 | 0.0019725 | 0 | 0 | 0 | 0 | 0 | 0.5
3797_G_CT7 | PJM_Dominion | Virginia | 51 | Chesterfield | 41 | 3797 | CT7 | Chesterfield | 7973 | 1990 | 9999 | Combined Cycle | other |  |  | STM |  | Fossil | G | 2030 | NaturalGas |  | 0.98055 | 1.5418 | 2.8086 | 5.3309 | 0 | 0 | 0 | 0 | 0 | 0 | 0 | 0 | 0 | 0 | 0 | 0 | 122.9835 | 193.3754 | 352.2643 | 668.6232 | 57.4013 | 90.2559 | 164.4156 | 312.0728 | 6.8638e-08 | 1.0792e-07 | 1.966e-07 | 3.7317e-07 | 0.06319 | 0.099358 | 0.181 | 0.34355 | 0 | 0 | 0 | 0 | 0 | 0 | 0 | 0 | 5.7336 | 0.31885 | 0.50135 | 0.76247 | 1.5827 | 2.9421 | 3.5009 | 5.7086 | 12.1517 | 0 | 142
3797_G_CT8 | PJM_Dominion | Virginia | 51 | Chesterfield | 41 | 3797 | CT8 | Chesterfield | 8016 | 1992 | 9999 | Combined Cycle | other |  |  | STM |  | Fossil | G | 2030 | NaturalGas |  | 0.97195 | 1.5283 | 2.784 | 5.2842 | 0 | 0 | 0 | 0 | 0 | 0 | 0 | 0 | 0 | 0 | 0 | 0 | 121.2514 | 190.6518 | 347.3028 | 659.206 | 56.898 | 89.4646 | 162.9741 | 309.3368 | 6.8037e-08 | 1.0698e-07 | 1.9488e-07 | 3.6989e-07 | 0.057938 | 0.0911 | 0.16595 | 0.31499 | 0 | 0 | 0 | 0 | 0 | 0 | 0 | 0 | 5.6529 | 0.31436 | 0.49429 | 0.75173 | 1.5604 | 2.9163 | 3.4702 | 5.6586 | 12.0451 | 0 | 140
3797_G_CW7 | PJM_Dominion | Virginia | 51 | Chesterfield | 41 | 3797 | CW7 | Chesterfield | 7973 | 1990 | 9999 | Combined Cycle | other |  |  | STM |  | Fossil | G | 2030 | NaturalGas |  | 0.37979 | 0.59717 | 1.0878 | 2.0648 | 0 | 0 | 0 | 0 | 0 | 0 | 0 | 0 | 0 | 0 | 0 | 0 | 47.6345 | 74.8989 | 136.4404 | 258.9738 | 22.2329 | 34.9583 | 63.6821 | 120.8733 | 2.6585e-08 | 4.1802e-08 | 7.6149e-08 | 1.4454e-07 | 0.024475 | 0.038484 | 0.070105 | 0.13306 | 0 | 0 | 0 | 0 | 0 | 0 | 0 | 0 | 2.2208 | 0.1235 | 0.19419 | 0.29532 | 0.61301 | 1.1396 | 1.356 | 2.2111 | 4.7066 | 0 | 55
3797_G_CW8 | PJM_Dominion | Virginia | 51 | Chesterfield | 41 | 3797 | CW8 | Chesterfield | 8016 | 1992 | 9999 | Combined Cycle | other |  |  | STM |  | Fossil | G | 2030 | NaturalGas |  | 0.41655 | 0.65497 | 1.1931 | 2.2647 | 0 | 0 | 0 | 0 | 0 | 0 | 0 | 0 | 0 | 0 | 0 | 0 | 51.9649 | 81.7079 | 148.8441 | 282.5169 | 24.3849 | 38.342 | 69.8461 | 132.5729 | 2.9159e-08 | 4.5848e-08 | 8.3519e-08 | 1.5853e-07 | 0.024831 | 0.039043 | 0.071123 | 0.135 | 0 | 0 | 0 | 0 | 0 | 0 | 0 | 0 | 2.4227 | 0.13473 | 0.21184 | 0.32217 | 0.66874 | 1.2499 | 1.4872 | 2.4251 | 5.1622 | 0 | 60
3798_G_1 | PJM_Dominion | Virginia | 51 | Amherst | 9 | 3798 | 1 | Cushaw | 0 | 1930 | 9999 | Hydro | [5 empty] | Non-Fossil | G | 2030 | Hydro |  | 0 | 0 | 0 | 0 | 0 | 0 | 0 | 0 | 0 | 0 | 0 | 0 | 0 | 0 | 0 | 0 | 0.33382 | 0.38114 | 0.49766 | 1.2126 | 0 | 0 | 0 | 0 | 0 | 0 | 0 | 0 | 0 | 0 | 0 | 0 | 0 | 0 | 0 | 0 | 0 | 0 | 0 | 0 | 0.0063233 | 0.000464 | 0.00052979 | 0.00069174 | 0.0016855 | 0 | 0 | 0 | 0 | 0 | 0.4
3798_G_2 | PJM_Dominion | Virginia | 51 | Amherst | 9 | 3798 | 2 | Cushaw | 0 | 1930 | 9999 | Hydro | [5 empty] | Non-Fossil | G | 2030 | Hydro |  | 0 | 0 | 0 | 0 | 0 | 0 | 0 | 0 | 0 | 0 | 0 | 0 | 0 | 0 | 0 | 0 | 0.33382 | 0.38114 | 0.49766 | 1.2126 | 0 | 0 | 0 | 0 | 0 | 0 | 0 | 0 | 0 | 0 | 0 | 0 | 0 | 0 | 0 | 0 | 0 | 0 | 0 | 0 | 0.0063233 | 0.000464 | 0.00052979 | 0.00069174 | 0.0016855 | 0 | 0 | 0 | 0 | 0 | 0.4
3798_G_3 | PJM_Dominion | Virginia | 51 | Amherst | 9 | 3798 | 3 | Cushaw | 0 | 1930 | 9999 | Hydro | [5 empty] | Non-Fossil | G | 2030 | Hydro |  | 0 | 0 | 0 | 0 | 0 | 0 | 0 | 0 | 0 | 0 | 0 | 0 | 0 | 0 | 0 | 0 | 0.33382 | 0.38114 | 0.49766 | 1.2126 | 0 | 0 | 0 | 0 | 0 | 0 | 0 | 0 | 0 | 0 | 0 | 0 | 0 | 0 | 0 | 0 | 0 | 0 | 0 | 0 | 0.0063233 | 0.000464 | 0.00052979 | 0.00069174 | 0.0016855 | 0 | 0 | 0 | 0 | 0 | 0.4
3798_G_4 | PJM_Dominion | Virginia | 51 | Amherst | 9 | 3798 | 4 | Cushaw | 0 | 1930 | 9999 | Hydro | [5 empty] | Non-Fossil | G | 2030 | Hydro |  | 0 | 0 | 0 | 0 | 0 | 0 | 0 | 0 | 0 | 0 | 0 | 0 | 0 | 0 | 0 | 0 | 0.33382 | 0.38114 | 0.49766 | 1.2126 | 0 | 0 | 0 | 0 | 0 | 0 | 0 | 0 | 0 | 0 | 0 | 0 | 0 | 0 | 0 | 0 | 0 | 0 | 0 | 0 | 0.0063233 | 0.000464 | 0.00052979 | 0.00069174 | 0.0016855 | 0 | 0 | 0 | 0 | 0 | 0.4
3798_G_5 | PJM_Dominion | Virginia | 51 | Amherst | 9 | 3798 | 5 | Cushaw | 0 | 1930 | 9999 | Hydro | [5 empty] | Non-Fossil | G | 2030 | Hydro |  | 0 | 0 | 0 | 0 | 0 | 0 | 0 | 0 | 0 | 0 | 0 | 0 | 0 | 0 | 0 | 0 | 0.33382 | 0.38114 | 0.49766 | 1.2126 | 0 | 0 | 0 | 0 | 0 | 0 | 0 | 0 | 0 | 0 | 0 | 0 | 0 | 0 | 0 | 0 | 0 | 0 | 0 | 0 | 0.0063233 | 0.000464 | 0.00052979 | 0.00069174 | 0.0016855 | 0 | 0 | 0 | 0 | 0 | 0.4
3799_G_GT1 | PJM_Dominion | Virginia | 51 | Alleghany | 5 | 3799 | GT1 | Low Moor | 16021 | 1971 | 9999 | Combustion Turbine | [5 empty] | Fossil | G | 2030 | Oil |  | 0 | 0 | 0 | 0 | 0 | 0 | 0 | 0 | 0 | 0 | 0 | 0 | 0 | 0 | 0 | 0 | 0 | 0 | 0 | 0 | 0 | 0 | 0 | 0 | 0 | 0 | 0 | 0 | 0 | 0 | 0 | 0 | 0 | 0 | 0 | 0 | 0 | 0 | 0 | 0 | 0.55513 | 0 | 0 | 0 | 0 | 0 | 0 | 0 | 0 | 0 | 12
3799_G_GT2 | PJM_Dominion | Virginia | 51 | Alleghany | 5 | 3799 | GT2 | Low Moor | 16046 | 1971 | 9999 | Combustion Turbine | [5 empty] | Fossil | G | 2030 | Oil |  | 0 | 0 | 0 | 0 | 0 | 0 | 0 | 0 | 0 | 0 | 0 | 0 | 0 | 0 | 0 | 0 | 0 | 0 | 0 | 0 | 0 | 0 | 0 | 0 | 0 | 0 | 0 | 0 | 0 | 0 | 0 | 0 | 0 | 0 | 0 | 0 | 0 | 0 | 0 | 0 | 0.55513 | 0 | 0 | 0 | 0 | 0 | 0 | 0 | 0 | 0 | 12
3799_G_GT3 | PJM_Dominion | Virginia | 51 | Alleghany | 5 | 3799 | GT3 | Low Moor | 16046 | 1971 | 9999 | Combustion Turbine | [5 empty] | Fossil | G | 2030 | Oil |  | 0 | 0 | 0 | 0 | 0 | 0 | 0 | 0 | 0 | 0 | 0 | 0 | 0 | 0 | 0 | 0 | 0 | 0 | 0 | 0 | 0 | 0 | 0 | 0 | 0 | 0 | 0 | 0 | 0 | 0 | 0 | 0 | 0 | 0 | 0 | 0 | 0 | 0 | 0 | 0 | 0.55513 | 0 | 0 | 0 | 0 | 0 | 0 | 0 | 0 | 0 | 12
3799_G_GT4 | PJM_Dominion | Virginia | 51 | Alleghany | 5 | 3799 | GT4 | Low Moor | 16046 | 1971 | 9999 | Combustion Turbine | [5 empty] | Fossil | G | 2030 | Oil |  | 0 | 0 | 0 | 0 | 0 | 0 | 0 | 0 | 0 | 0 | 0 | 0 | 0 | 0 | 0 | 0 | 0 | 0 | 0 | 0 | 0 | 0 | 0 | 0 | 0 | 0 | 0 | 0 | 0 | 0 | 0 | 0 | 0 | 0 | 0 | 0 | 0 | 0 | 0 | 0 | 0.55513 | 0 | 0 | 0 | 0 | 0 | 0 | 0 | 0 | 0 | 12
38_G_1 | SERC_Southeastern | Alabama | 1 | Wilcox | 131 | 38 | 1 | Millers Ferry | 0 | 1970 | 9999 | Hydro | [5 empty] | Non-Fossil | G | 2030 | Hydro |  | 0 | 0 | 0 | 0 | 0 | 0 | 0 | 0 | 0 | 0 | 0 | 0 | 0 | 0 | 0 | 0 | 29.9813 | 30.9465 | 24.2073 | 85.135 | 0 | 0 | 0 | 0 | 0 | 0 | 0 | 0 | 0 | 0 | 0 | 0 | 0 | 0 | 0 | 0 | 0 | 0 | 0 | 0 | 0.47425 | 0.041674 | 0.043016 | 0.033648 | 0.11834 | 0 | 0 | 0 | 0 | 0 | 30
38_G_2 | SERC_Southeastern | Alabama | 1 | Wilcox | 131 | 38 | 2 | Millers Ferry | 0 | 1970 | 9999 | Hydro | [5 empty] | Non-Fossil | G | 2030 | Hydro |  | 0 | 0 | 0 | 0 | 0 | 0 | 0 | 0 | 0 | 0 | 0 | 0 | 0 | 0 | 0 | 0 | 29.9813 | 30.9465 | 24.2073 | 85.135 | 0 | 0 | 0 | 0 | 0 | 0 | 0 | 0 | 0 | 0 | 0 | 0 | 0 | 0 | 0 | 0 | 0 | 0 | 0 | 0 | 0.47425 | 0.041674 | 0.043016 | 0.033648 | 0.11834 | 0 | 0 | 0 | 0 | 0 | 30
38_G_3 | SERC_Southeastern | Alabama | 1 | Wilcox | 131 | 38 | 3 | Millers Ferry | 0 | 1970 | 9999 | Hydro | [5 empty] | Non-Fossil | G | 2030 | Hydro |  | 0 | 0 | 0 | 0 | 0 | 0 | 0 | 0 | 0 | 0 | 0 | 0 | 0 | 0 | 0 | 0 | 29.9813 | 30.9465 | 24.2073 | 85.135 | 0 | 0 | 0 | 0 | 0 | 0 | 0 | 0 | 0 | 0 | 0 | 0 | 0 | 0 | 0 | 0 | 0 | 0 | 0 | 0 | 0.47425 | 0.041674 | 0.043016 | 0.033648 | 0.11834 | 0 | 0 | 0 | 0 | 0 | 30
380_G_1 | WECC_Northern California (not including BANC) | California | 6 | Tuolumne | 109 | 380 | 1 | Dion R Holm | 0 | 1960 | 9999 | Hydro | [5 empty] | Non-Fossil | G | 2030 | Hydro |  | 0 | 0 | 0 | 0 | 0 | 0 | 0 | 0 | 0 | 0 | 0 | 0 | 0 | 0 | 0 | 0 | 38.7946 | 61.8667 | 117.2367 | 217.8981 | 0 | 0 | 0 | 0 | 0 | 0 | 0 | 0 | 0 | 0 | 0 | 0 | 0 | 0 | 0 | 0 | 0 | 0 | 0 | 0 | 1.2394 | 0.053925 | 0.085995 | 0.16296 | 0.30288 | 0 | 0 | 0 | 0 | 0 | 78.4
380_G_2 | WECC_Northern California (not including BANC) | California | 6 | Tuolumne | 109 | 380 | 2 | Dion R Holm | 0 | 1960 | 9999 | Hydro | [5 empty] | Non-Fossil | G | 2030 | Hydro |  | 0 | 0 | 0 | 0 | 0 | 0 | 0 | 0 | 0 | 0 | 0 | 0 | 0 | 0 | 0 | 0 | 38.7946 | 61.8667 | 117.2367 | 217.8981 | 0 | 0 | 0 | 0 | 0 | 0 | 0 | 0 | 0 | 0 | 0 | 0 | 0 | 0 | 0 | 0 | 0 | 0 | 0 | 0 | 1.2394 | 0.053925 | 0.085995 | 0.16296 | 0.30288 | 0 | 0 | 0 | 0 | 0 | 78.4
3800_G_GT1 | PJM_Dominion | Virginia | 51 | Richmond | 159 | 3800 | GT1 | Northern Neck | 16329 | 1971 | 9999 | Combustion Turbine | [5 empty] | Fossil | G | 2030 | Oil |  | 0 | 0 | 0 | 0 | 0 | 0 | 0 | 0 | 0 | 0 | 0 | 0 | 0 | 0 | 0 | 0 | 0 | 0 | 0 | 0 | 0 | 0 | 0 | 0 | 0 | 0 | 0 | 0 | 0 | 0 | 0 | 0 | 0 | 0 | 0 | 0 | 0 | 0 | 0 | 0 | 0.55513 | 0 | 0 | 0 | 0 | 0 | 0 | 0 | 0 | 0 | 12
3800_G_GT2 | PJM_Dominion | Virginia | 51 | Richmond | 159 | 3800 | GT2 | Northern Neck | 16335 | 1971 | 9999 | Combustion Turbine | [5 empty] | Fossil | G | 2030 | Oil |  | 0 | 0 | 0 | 0 | 0 | 0 | 0 | 0 | 0 | 0 | 0 | 0 | 0 | 0 | 0 | 0 | 0 | 0 | 0 | 0 | 0 | 0 | 0 | 0 | 0 | 0 | 0 | 0 | 0 | 0 | 0 | 0 | 0 | 0 | 0 | 0 | 0 | 0 | 0 | 0 | 0.50887 | 0 | 0 | 0 | 0 | 0 | 0 | 0 | 0 | 0 | 11
3800_G_GT3 | PJM_Dominion | Virginia | 51 | Richmond | 159 | 3800 | GT3 | Northern Neck | 16332 | 1971 | 9999 | Combustion Turbine | [5 empty] | Fossil | G | 2030 | Oil |  | 0 | 0 | 0 | 0 | 0 | 0 | 0 | 0 | 0 | 0 | 0 | 0 | 0 | 0 | 0 | 0 | 0 | 0 | 0 | 0 | 0 | 0 | 0 | 0 | 0 | 0 | 0 | 0 | 0 | 0 | 0 | 0 | 0 | 0 | 0 | 0 | 0 | 0 | 0 | 0 | 0.55513 | 0 | 0 | 0 | 0 | 0 | 0 | 0 | 0 | 0 | 12
3800_G_GT4 | PJM_Dominion | Virginia | 51 | Richmond | 159 | 3800 | GT4 | Northern Neck | 16332 | 1971 | 9999 | Combustion Turbine | [5 empty] | Fossil | G | 2030 | Oil |  | 0 | 0 | 0 | 0 | 0 | 0 | 0 | 0 | 0 | 0 | 0 | 0 | 0 | 0 | 0 | 0 | 0 | 0 | 0 | 0 | 0 | 0 | 0 | 0 | 0 | 0 | 0 | 0 | 0 | 0 | 0 | 0 | 0 | 0 | 0 | 0 | 0 | 0 | 0 | 0 | 0.55513 | 0 | 0 | 0 | 0 | 0 | 0 | 0 | 0 | 0 | 12
3803_G_6 | PJM_Dominion | Virginia | 51 | Chesapeake City | 550 | 3803 | 6 | Chesapeake | 16258 | 1969 | 9999 | Combustion Turbine | [5 empty] | Fossil | G | 2030 | Oil |  | 0 | 0 | 0 | 0 | 0 | 0 | 0 | 0 | 0 | 0 | 0 | 0 | 0 | 0 | 0 | 0 | 0 | 0 | 0 | 0 | 0 | 0 | 0 | 0 | 0 | 0 | 0 | 0 | 0 | 0 | 0 | 0 | 0 | 0 | 0 | 0 | 0 | 0 | 0 | 0 | 0.55513 | 0 | 0 | 0 | 0 | 0 | 0 | 0 | 0 | 0 | 12
3803_G_GT1 | PJM_Dominion | Virginia | 51 | Chesapeake City | 550 | 3803 | GT1 | Chesapeake | 16278 | 1967 | 9999 | Combustion Turbine | [5 empty] | Fossil | G | 2030 | Oil |  | 0 | 0 | 0 | 0 | 0 | 0 | 0 | 0 | 0 | 0 | 0 | 0 | 0 | 0 | 0 | 0 | 0 | 0 | 0 | 0 | 0 | 0 | 0 | 0 | 0 | 0 | 0 | 0 | 0 | 0 | 0 | 0 | 0 | 0 | 0 | 0 | 0 | 0 | 0 | 0 | 0.69391 | 0 | 0 | 0 | 0 | 0 | 0 | 0 | 0 | 0 | 15
3803_G_GT2 | PJM_Dominion | Virginia | 51 | Chesapeake City | 550 | 3803 | GT2 | Chesapeake | 16260 | 1969 | 9999 | Combustion Turbine | [5 empty] | Fossil | G | 2030 | Oil |  | 0 | 0 | 0 | 0 | 0 | 0 | 0 | 0 | 0 | 0 | 0 | 0 | 0 | 0 | 0 | 0 | 0 | 0 | 0 | 0 | 0 | 0 | 0 | 0 | 0 | 0 | 0 | 0 | 0 | 0 | 0 | 0 | 0 | 0 | 0 | 0 | 0 | 0 | 0 | 0 | 0.55513 | 0 | 0 | 0 | 0 | 0 | 0 | 0 | 0 | 0 | 12
3803_G_GT4 | PJM_Dominion | Virginia | 51 | Chesapeake City | 550 | 3803 | GT4 | Chesapeake | 16260 | 1969 | 9999 | Combustion Turbine | [5 empty] | Fossil | G | 2030 | Oil |  | 0 | 0 | 0 | 0 | 0 | 0 | 0 | 0 | 0 | 0 | 0 | 0 | 0 | 0 | 0 | 0 | 0 | 0 | 0 | 0 | 0 | 0 | 0 | 0 | 0 | 0 | 0 | 0 | 0 | 0 | 0 | 0 | 0 | 0 | 0 | 0 | 0 | 0 | 0 | 0 | 0.55513 | 0 | 0 | 0 | 0 | 0 | 0 | 0 | 0 | 0 | 12
3804_G_6A | PJM_Dominion | Virginia | 51 | Prince William | 153 | 3804 | 6A | Possum Point | 7223 | 2003 | 9999 | Combined Cycle |  |  | SCR | DLNB + H2O |  | Fossil | G | 2030 | NaturalGas |  | 1.4214 | 2.5564 | 3.535 | 7.5128 | 0 | 0 | 0 | 0 | 0 | 0 | 0 | 0 | 0 | 0 | 0 | 0 | 196.7876 | 353.9277 | 489.4083 | 1040.1236 | 83.2086 | 149.6528 | 206.9387 | 439.8001 | 9.9498e-08 | 1.7895e-07 | 2.4745e-07 | 5.259e-07 | 0.0074374 | 0.013376 | 0.018497 | 0.039311 | 0 | 0 | 0 | 0 | 0 | 0 | 0 | 0 | 4.7717 | 0.4513 | 0.81167 | 1.1224 | 2.3853 | 4.2649 | 5.8049 | 7.185 | 17.2548 | 0 | 148.5 | SCR
3804_G_6B | PJM_Dominion | Virginia | 51 | Prince William | 153 | 3804 | 6B | Possum Point | 7223 | 2003 | 9999 | Combined Cycle |  |  | SCR | DLNB + H2O |  | Fossil | G | 2030 | NaturalGas |  | 1.4214 | 2.5564 | 3.535 | 7.5128 | 0 | 0 | 0 | 0 | 0 | 0 | 0 | 0 | 0 | 0 | 0 | 0 | 196.7876 | 353.9277 | 489.4083 | 1040.1236 | 83.2086 | 149.6528 | 206.9387 | 439.8001 | 9.9498e-08 | 1.7895e-07 | 2.4745e-07 | 5.259e-07 | 0.0074374 | 0.013376 | 0.018497 | 0.039311 | 0 | 0 | 0 | 0 | 0 | 0 | 0 | 0 | 4.7717 | 0.4513 | 0.81167 | 1.1224 | 2.3853 | 4.2649 | 5.8049 | 7.185 | 17.2548 | 0 | 148.5 | SCR
3804_G_6ST | PJM_Dominion | Virginia | 51 | Prince William | 153 | 3804 | 6ST | Possum Point | 7223 | 2003 | 9999 | Combined Cycle |  |  | SCR | DLNB + H2O |  | Fossil | G | 2030 | NaturalGas |  | 2.5078 | 4.5103 | 6.2368 | 13.2549 | 0 | 0 | 0 | 0 | 0 | 0 | 0 | 0 | 0 | 0 | 0 | 0 | 347.1944 | 624.438 | 863.4679 | 1835.1002 | 146.8057 | 264.0339 | 365.1039 | 775.9435 | 1.7554e-07 | 3.1572e-07 | 4.3658e-07 | 9.2785e-07 | 0.013122 | 0.0236 | 0.032634 | 0.069356 | 0 | 0 | 0 | 0 | 0 | 0 | 0 | 0 | 8.4188 | 0.79623 | 1.432 | 1.9802 | 4.2085 | 7.5246 | 10.2416 | 12.6766 | 30.4428 | 0 | 262 | SCR
3804_G_GT1 | PJM_Dominion | Virginia | 51 | Prince William | 153 | 3804 | GT1 | Possum Point | 15774 | 1968 | 9999 | Combustion Turbine | [5 empty] | Fossil | G | 2030 | Oil |  | 0 | 0 | 0 | 0 | 0 | 0 | 0 | 0 | 0 | 0 | 0 | 0 | 0 | 0 | 0 | 0 | 0 | 0 | 0 | 0 | 0 | 0 | 0 | 0 | 0 | 0 | 0 | 0 | 0 | 0 | 0 | 0 | 0 | 0 | 0 | 0 | 0 | 0 | 0 | 0 | 0.55513 | 0 | 0 | 0 | 0 | 0 | 0 | 0 | 0 | 0 | 12
3804_G_GT2 | PJM_Dominion | Virginia | 51 | Prince William | 153 | 3804 | GT2 | Possum Point | 15778 | 1968 | 9999 | Combustion Turbine | [5 empty] | Fossil | G | 2030 | Oil |  | 0 | 0 | 0 | 0 | 0 | 0 | 0 | 0 | 0 | 0 | 0 | 0 | 0 | 0 | 0 | 0 | 0 | 0 | 0 | 0 | 0 | 0 | 0 | 0 | 0 | 0 | 0 | 0 | 0 | 0 | 0 | 0 | 0 | 0 | 0 | 0 | 0 | 0 | 0 | 0 | 0.55513 | 0 | 0 | 0 | 0 | 0 | 0 | 0 | 0 | 0 | 12
3804_G_GT3 | PJM_Dominion | Virginia | 51 | Prince William | 153 | 3804 | GT3 | Possum Point | 15778 | 1968 | 9999 | Combustion Turbine | [5 empty] | Fossil | G | 2030 | Oil |  | 0 | 0 | 0 | 0 | 0 | 0 | 0 | 0 | 0 | 0 | 0 | 0 | 0 | 0 | 0 | 0 | 0 | 0 | 0 | 0 | 0 | 0 | 0 | 0 | 0 | 0 | 0 | 0 | 0 | 0 | 0 | 0 | 0 | 0 | 0 | 0 | 0 | 0 | 0 | 0 | 0.55513 | 0 | 0 | 0 | 0 | 0 | 0 | 0 | 0 | 0 | 12
3804_G_GT4 | PJM_Dominion | Virginia | 51 | Prince William | 153 | 3804 | GT4 | Possum Point | 15778 | 1968 | 9999 | Combustion Turbine | [5 empty] | Fossil | G | 2030 | Oil |  | 0 | 0 | 0 | 0 | 0 | 0 | 0 | 0 | 0 | 0 | 0 | 0 | 0 | 0 | 0 | 0 | 0 | 0 | 0 | 0 | 0 | 0 | 0 | 0 | 0 | 0 | 0 | 0 | 0 | 0 | 0 | 0 | 0 | 0 | 0 | 0 | 0 | 0 | 0 | 0 | 0.55513 | 0 | 0 | 0 | 0 | 0 | 0 | 0 | 0 | 0 | 12
3804_G_GT5 | PJM_Dominion | Virginia | 51 | Prince William | 153 | 3804 | GT5 | Possum Point | 15778 | 1968 | 9999 | Combustion Turbine | [5 empty] | Fossil | G | 2030 | Oil |  | 0 | 0 | 0 | 0 | 0 | 0 | 0 | 0 | 0 | 0 | 0 | 0 | 0 | 0 | 0 | 0 | 0 | 0 | 0 | 0 | 0 | 0 | 0 | 0 | 0 | 0 | 0 | 0 | 0 | 0 | 0 | 0 | 0 | 0 | 0 | 0 | 0 | 0 | 0 | 0 | 0.55513 | 0 | 0 | 0 | 0 | 0 | 0 | 0 | 0 | 0 | 12
3804_G_GT6 | PJM_Dominion | Virginia | 51 | Prince William | 153 | 3804 | GT6 | Possum Point | 15778 | 1968 | 9999 | Combustion Turbine | [5 empty] | Fossil | G | 2030 | Oil |  | 0 | 0 | 0 | 0 | 0 | 0 | 0 | 0 | 0 | 0 | 0 | 0 | 0 | 0 | 0 | 0 | 0 | 0 | 0 | 0 | 0 | 0 | 0 | 0 | 0 | 0 | 0 | 0 | 0 | 0 | 0 | 0 | 0 | 0 | 0 | 0 | 0 | 0 | 0 | 0 | 0.55513 | 0 | 0 | 0 | 0 | 0 | 0 | 0 | 0 | 0 | 12
3806_G_1 | PJM_Dominion | Virginia | 51 | Surry | 181 | 3806 | 1 | Surry | 10456 | 1972 | 9999 | Nuclear | [5 empty] | Non-Fossil | G | 2030 | Nuclear |  | 16.9188 | 22.9344 | 30.5322 | 70.3855 | 0 | 0 | 0 | 0 | 0 | 0 | 0 | 0 | 0 | 0 | 0 | 0 | 1618.0981 | 2193.4219 | 2920.0669 | 6731.587 | 0 | 0 | 0 | 0 | 0 | 0 | 0 | 0 | 0 | 0 | 0 | 0 | 0 | 0 | 0 | 0 | 0 | 0 | 0 | 0 | 138.9157 | 0.13948 | 0.18907 | 0.2517 | 0.58025 | 11.7166 | 15.8825 | 21.1442 | 48.7433 | 0 | 838
3806_G_2 | PJM_Dominion | Virginia | 51 | Surry | 181 | 3806 | 2 | Surry | 10456 | 1973 | 9999 | Nuclear | [5 empty] | Non-Fossil | G | 2030 | Nuclear |  | 16.6974 | 22.6343 | 30.1327 | 69.4644 | 0 | 0 | 0 | 0 | 0 | 0 | 0 | 0 | 0 | 0 | 0 | 0 | 1596.9235 | 2164.7185 | 2881.8544 | 6643.4964 | 0 | 0 | 0 | 0 | 0 | 0 | 0 | 0 | 0 | 0 | 0 | 0 | 0 | 0 | 0 | 0 | 0 | 0 | 0 | 0 | 135.4407 | 0.13765 | 0.18659 | 0.24841 | 0.57266 | 11.5633 | 15.6747 | 20.8675 | 48.1055 | 0 | 838
381_G_1 | WECC_Northern California (not including BANC) | California | 6 | Tuolumne | 109 | 381 | 1 | Moccasin | 0 | 1969 | 9999 | Hydro | [5 empty] | Non-Fossil | G | 2030 | Hydro |  | 0 | 0 | 0 | 0 | 0 | 0 | 0 | 0 | 0 | 0 | 0 | 0 | 0 | 0 | 0 | 0 | 24.7415 | 39.4558 | 74.7683 | 138.9656 | 0 | 0 | 0 | 0 | 0 | 0 | 0 | 0 | 0 | 0 | 0 | 0 | 0 | 0 | 0 | 0 | 0 | 0 | 0 | 0 | 0.79041 | 0.034391 | 0.054844 | 0.10393 | 0.19316 | 0 | 0 | 0 | 0 | 0 | 50
381_G_2 | WECC_Northern California (not including BANC) | California | 6 | Tuolumne | 109 | 381 | 2 | Moccasin | 0 | 1969 | 9999 | Hydro | [5 empty] | Non-Fossil | G | 2030 | Hydro |  | 0 | 0 | 0 | 0 | 0 | 0 | 0 | 0 | 0 | 0 | 0 | 0 | 0 | 0 | 0 | 0 | 24.7415 | 39.4558 | 74.7683 | 138.9656 | 0 | 0 | 0 | 0 | 0 | 0 | 0 | 0 | 0 | 0 | 0 | 0 | 0 | 0 | 0 | 0 | 0 | 0 | 0 | 0 | 0.79041 | 0.034391 | 0.054844 | 0.10393 | 0.19316 | 0 | 0 | 0 | 0 | 0 | 50
382_G_1 | WECC_Northern California (not including BANC) | California | 6 | Tuolumne | 109 | 382 | 1 | R C Kirkwood | 0 | 1967 | 9999 | Hydro | [5 empty] | Non-Fossil | G | 2030 | Hydro |  | 0 | 0 | 0 | 0 | 0 | 0 | 0 | 0 | 0 | 0 | 0 | 0 | 0 | 0 | 0 | 0 | 19.5458 | 31.1701 | 59.067 | 109.7828 | 0 | 0 | 0 | 0 | 0 | 0 | 0 | 0 | 0 | 0 | 0 | 0 | 0 | 0 | 0 | 0 | 0 | 0 | 0 | 0 | 0.62443 | 0.027169 | 0.043326 | 0.082103 | 0.1526 | 0 | 0 | 0 | 0 | 0 | 39.5
382_G_2 | WECC_Northern California (not including BANC) | California | 6 | Tuolumne | 109 | 382 | 2 | R C Kirkwood | 0 | 1967 | 9999 | Hydro | [5 empty] | Non-Fossil | G | 2030 | Hydro |  | 0 | 0 | 0 | 0 | 0 | 0 | 0 | 0 | 0 | 0 | 0 | 0 | 0 | 0 | 0 | 0 | 19.5458 | 31.1701 | 59.067 | 109.7828 | 0 | 0 | 0 | 0 | 0 | 0 | 0 | 0 | 0 | 0 | 0 | 0 | 0 | 0 | 0 | 0 | 0 | 0 | 0 | 0 | 0.62443 | 0.027169 | 0.043326 | 0.082103 | 0.1526 | 0 | 0 | 0 | 0 | 0 | 39.5
382_G_3 | WECC_Northern California (not including BANC) | California | 6 | Tuolumne | 109 | 382 | 3 | R C Kirkwood | 0 | 1987 | 9999 | Hydro | [5 empty] | Non-Fossil | G | 2030 | Hydro |  | 0 | 0 | 0 | 0 | 0 | 0 | 0 | 0 | 0 | 0 | 0 | 0 | 0 | 0 | 0 | 0 | 18.0613 | 28.8027 | 54.5809 | 101.4449 | 0 | 0 | 0 | 0 | 0 | 0 | 0 | 0 | 0 | 0 | 0 | 0 | 0 | 0 | 0 | 0 | 0 | 0 | 0 | 0 | 0.577 | 0.025105 | 0.040036 | 0.075867 | 0.14101 | 0 | 0 | 0 | 0 | 0 | 36.5
3821_G_4 | PJM West | Virginia | 51 | Bedford | 19 | 3821 | 4 | Snowden | 0 | 1987 | 9999 | Hydro | [5 empty] | Non-Fossil | G | 2030 | Hydro |  | 0 | 0 | 0 | 0 | 0 | 0 | 0 | 0 | 0 | 0 | 0 | 0 | 0 | 0 | 0 | 0 | 1.8739 | 2.2498 | 2.9715 | 7.0953 | 0 | 0 | 0 | 0 | 0 | 0 | 0 | 0 | 0 | 0 | 0 | 0 | 0 | 0 | 0 | 0 | 0 | 0 | 0 | 0 | 0.039521 | 0.0026047 | 0.0031272 | 0.0041305 | 0.0098624 | 0 | 0 | 0 | 0 | 0 | 2.5
3821_G_5 | PJM West | Virginia | 51 | Bedford | 19 | 3821 | 5 | Snowden | 0 | 1987 | 9999 | Hydro | [5 empty] | Non-Fossil | G | 2030 | Hydro |  | 0 | 0 | 0 | 0 | 0 | 0 | 0 | 0 | 0 | 0 | 0 | 0 | 0 | 0 | 0 | 0 | 1.8739 | 2.2498 | 2.9715 | 7.0953 | 0 | 0 | 0 | 0 | 0 | 0 | 0 | 0 | 0 | 0 | 0 | 0 | 0 | 0 | 0 | 0 | 0 | 0 | 0 | 0 | 0.039521 | 0.0026047 | 0.0031272 | 0.0041305 | 0.0098624 | 0 | 0 | 0 | 0 | 0 | 2.5
3825_G_1 | PJM West | Virginia | 51 | Patrick | 141 | 3825 | 1 | Pinnacles | 0 | 1938 | 9999 | Hydro | [5 empty] | Non-Fossil | G | 2030 | Hydro |  | 0 | 0 | 0 | 0 | 0 | 0 | 0 | 0 | 0 | 0 | 0 | 0 | 0 | 0 | 0 | 0 | 0.95092 | 1.1432 | 1.791 | 3.8852 | 0 | 0 | 0 | 0 | 0 | 0 | 0 | 0 | 0 | 0 | 0 | 0 | 0 | 0 | 0 | 0 | 0 | 0 | 0 | 0 | 0.055329 | 0.0013218 | 0.0015891 | 0.0024895 | 0.0054004 | 0 | 0 | 0 | 0 | 0 | 3.5
3825_G_2 | PJM West | Virginia | 51 | Patrick | 141 | 3825 | 2 | Pinnacles | 0 | 1938 | 9999 | Hydro | [5 empty] | Non-Fossil | G | 2030 | Hydro |  | 0 | 0 | 0 | 0 | 0 | 0 | 0 | 0 | 0 | 0 | 0 | 0 | 0 | 0 | 0 | 0 | 0.95092 | 1.1432 | 1.791 | 3.8852 | 0 | 0 | 0 | 0 | 0 | 0 | 0 | 0 | 0 | 0 | 0 | 0 | 0 | 0 | 0 | 0 | 0 | 0 | 0 | 0 | 0.055329 | 0.0013218 | 0.0015891 | 0.0024895 | 0.0054004 | 0 | 0 | 0 | 0 | 0 | 3.5
3825_G_3 | PJM West | Virginia | 51 | Patrick | 141 | 3825 | 3 | Pinnacles | 0 | 1938 | 9999 | Hydro | [5 empty] | Non-Fossil | G | 2030 | Hydro |  | 0 | 0 | 0 | 0 | 0 | 0 | 0 | 0 | 0 | 0 | 0 | 0 | 0 | 0 | 0 | 0 | 0.95092 | 1.1432 | 1.791 | 3.8852 | 0 | 0 | 0 | 0 | 0 | 0 | 0 | 0 | 0 | 0 | 0 | 0 | 0 | 0 | 0 | 0 | 0 | 0 | 0 | 0 | 0.055329 | 0.0013218 | 0.0015891 | 0.0024895 | 0.0054004 | 0 | 0 | 0 | 0 | 0 | 3.5
3826_G_1 | PJM West | Virginia | 51 | Henry | 89 | 3826 | 1 | Martinsville | 0 | 1932 | 9999 | Hydro | [5 empty] | Non-Fossil | G | 2030 | Hydro |  | 0 | 0 | 0 | 0 | 0 | 0 | 0 | 0 | 0 | 0 | 0 | 0 | 0 | 0 | 0 | 0 | 0.081507 | 0.09799 | 0.15352 | 0.33302 | 0 | 0 | 0 | 0 | 0 | 0 | 0 | 0 | 0 | 0 | 0 | 0 | 0 | 0 | 0 | 0 | 0 | 0 | 0 | 0 | 0.0047425 | 0.0001133 | 0.00013621 | 0.00021339 | 0.00046289 | 0 | 0 | 0 | 0 | 0 | 0.3
3826_G_2 | PJM West | Virginia | 51 | Henry | 89 | 3826 | 2 | Martinsville | 0 | 1932 | 9999 | Hydro | [5 empty] | Non-Fossil | G | 2030 | Hydro |  | 0 | 0 | 0 | 0 | 0 | 0 | 0 | 0 | 0 | 0 | 0 | 0 | 0 | 0 | 0 | 0 | 0.24452 | 0.29397 | 0.46055 | 0.99905 | 0 | 0 | 0 | 0 | 0 | 0 | 0 | 0 | 0 | 0 | 0 | 0 | 0 | 0 | 0 | 0 | 0 | 0 | 0 | 0 | 0.014227 | 0.00033989 | 0.00040862 | 0.00064017 | 0.0013887 | 0 | 0 | 0 | 0 | 0 | 0.9
3827_G_1 | PJM West | Virginia | 51 | Pulaski | 155 | 3827 | 1 | Radford | 0 | 1934 | 9999 | Hydro | [5 empty] | Non-Fossil | G | 2030 | Hydro |  | 0 | 0 | 0 | 0 | 0 | 0 | 0 | 0 | 0 | 0 | 0 | 0 | 0 | 0 | 0 | 0 | 0.74956 | 0.89993 | 1.1886 | 2.8381 | 0 | 0 | 0 | 0 | 0 | 0 | 0 | 0 | 0 | 0 | 0 | 0 | 0 | 0 | 0 | 0 | 0 | 0 | 0 | 0 | 0.015808 | 0.0010419 | 0.0012509 | 0.0016522 | 0.003945 | 0 | 0 | 0 | 0 | 0 | 1
3833_G_1 | PJM_Dominion | Virginia | 51 | Mecklenburg | 117 | 3833 | 1 | John H Kerr | 0 | 1952 | 9999 | Hydro | [5 empty] | Non-Fossil | G | 2030 | Hydro |  | 0 | 0 | 0 | 0 | 0 | 0 | 0 | 0 | 0 | 0 | 0 | 0 | 0 | 0 | 0 | 0 | 6.2953 | 6.8436 | 7.3289 | 20.4679 | 0 | 0 | 0 | 0 | 0 | 0 | 0 | 0 | 0 | 0 | 0 | 0 | 0 | 0 | 0 | 0 | 0 | 0 | 0 | 0 | 0.21815 | 0.0087505 | 0.0095126 | 0.010187 | 0.02845 | 0 | 0 | 0 | 0 | 0 | 13.8
3833_G_2 | PJM_Dominion | Virginia | 51 | Mecklenburg | 117 | 3833 | 2 | John H Kerr | 0 | 1952 | 9999 | Hydro | [5 empty] | Non-Fossil | G | 2030 | Hydro |  | 0 | 0 | 0 | 0 | 0 | 0 | 0 | 0 | 0 | 0 | 0 | 0 | 0 | 0 | 0 | 0 | 21.3494 | 23.2088 | 24.8546 | 69.4128 | 0 | 0 | 0 | 0 | 0 | 0 | 0 | 0 | 0 | 0 | 0 | 0 | 0 | 0 | 0 | 0 | 0 | 0 | 0 | 0 | 0.73983 | 0.029676 | 0.03226 | 0.034548 | 0.096484 | 0 | 0 | 0 | 0 | 0 | 46.8
3833_G_3 | PJM_Dominion | Virginia | 51 | Mecklenburg | 117 | 3833 | 3 | John H Kerr | 0 | 1953 | 9999 | Hydro | [5 empty] | Non-Fossil | G | 2030 | Hydro |  | 0 | 0 | 0 | 0 | 0 | 0 | 0 | 0 | 0 | 0 | 0 | 0 | 0 | 0 | 0 | 0 | 21.3494 | 23.2088 | 24.8546 | 69.4128 | 0 | 0 | 0 | 0 | 0 | 0 | 0 | 0 | 0 | 0 | 0 | 0 | 0 | 0 | 0 | 0 | 0 | 0 | 0 | 0 | 0.73983 | 0.029676 | 0.03226 | 0.034548 | 0.096484 | 0 | 0 | 0 | 0 | 0 | 46.8
3833_G_4 | PJM_Dominion | Virginia | 51 | Mecklenburg | 117 | 3833 | 4 | John H Kerr | 0 | 1953 | 9999 | Hydro | [5 empty] | Non-Fossil | G | 2030 | Hydro |  | 0 | 0 | 0 | 0 | 0 | 0 | 0 | 0 | 0 | 0 | 0 | 0 | 0 | 0 | 0 | 0 | 21.3494 | 23.2088 | 24.8546 | 69.4128 | 0 | 0 | 0 | 0 | 0 | 0 | 0 | 0 | 0 | 0 | 0 | 0 | 0 | 0 | 0 | 0 | 0 | 0 | 0 | 0 | 0.73983 | 0.029676 | 0.03226 | 0.034548 | 0.096484 | 0 | 0 | 0 | 0 | 0 | 46.8
3833_G_5 | PJM_Dominion | Virginia | 51 | Mecklenburg | 117 | 3833 | 5 | John H Kerr | 0 | 1953 | 9999 | Hydro | [5 empty] | Non-Fossil | G | 2030 | Hydro |  | 0 | 0 | 0 | 0 | 0 | 0 | 0 | 0 | 0 | 0 | 0 | 0 | 0 | 0 | 0 | 0 | 21.3494 | 23.2088 | 24.8546 | 69.4128 | 0 | 0 | 0 | 0 | 0 | 0 | 0 | 0 | 0 | 0 | 0 | 0 | 0 | 0 | 0 | 0 | 0 | 0 | 0 | 0 | 0.73983 | 0.029676 | 0.03226 | 0.034548 | 0.096484 | 0 | 0 | 0 | 0 | 0 | 46.8
3833_G_6 | PJM_Dominion | Virginia | 51 | Mecklenburg | 117 | 3833 | 6 | John H Kerr | 0 | 1953 | 9999 | Hydro | [5 empty] | Non-Fossil | G | 2030 | Hydro |  | 0 | 0 | 0 | 0 | 0 | 0 | 0 | 0 | 0 | 0 | 0 | 0 | 0 | 0 | 0 | 0 | 21.3494 | 23.2088 | 24.8546 | 69.4128 | 0 | 0 | 0 | 0 | 0 | 0 | 0 | 0 | 0 | 0 | 0 | 0 | 0 | 0 | 0 | 0 | 0 | 0 | 0 | 0 | 0.73983 | 0.029676 | 0.03226 | 0.034548 | 0.096484 | 0 | 0 | 0 | 0 | 0 | 46.8
3833_G_7 | PJM_Dominion | Virginia | 51 | Mecklenburg | 117 | 3833 | 7 | John H Kerr | 0 | 1953 | 9999 | Hydro | [5 empty] | Non-Fossil | G | 2030 | Hydro |  | 0 | 0 | 0 | 0 | 0 | 0 | 0 | 0 | 0 | 0 | 0 | 0 | 0 | 0 | 0 | 0 | 21.3494 | 23.2088 | 24.8546 | 69.4128 | 0 | 0 | 0 | 0 | 0 | 0 | 0 | 0 | 0 | 0 | 0 | 0 | 0 | 0 | 0 | 0 | 0 | 0 | 0 | 0 | 0.73983 | 0.029676 | 0.03226 | 0.034548 | 0.096484 | 0 | 0 | 0 | 0 | 0 | 46.8
3833_G_A | PJM_Dominion | Virginia | 51 | Mecklenburg | 117 | 3833 | A | John H Kerr | 0 | 2008 | 9999 | Hydro | [5 empty] | Non-Fossil | G | 2030 | Hydro |  | 0 | 0 | 0 | 0 | 0 | 0 | 0 | 0 | 0 | 0 | 0 | 0 | 0 | 0 | 0 | 0 | 0.45618 | 0.49591 | 0.53108 | 1.4832 | 0 | 0 | 0 | 0 | 0 | 0 | 0 | 0 | 0 | 0 | 0 | 0 | 0 | 0 | 0 | 0 | 0 | 0 | 0 | 0 | 0.015808 | 0.0006341 | 0.00068932 | 0.0007382 | 0.0020616 | 0 | 0 | 0 | 0 | 0 | 1
3833_G_B | PJM_Dominion | Virginia | 51 | Mecklenburg | 117 | 3833 | B | John H Kerr | 0 | 2008 | 9999 | Hydro | [5 empty] | Non-Fossil | G | 2030 | Hydro |  | 0 | 0 | 0 | 0 | 0 | 0 | 0 | 0 | 0 | 0 | 0 | 0 | 0 | 0 | 0 | 0 | 0.45618 | 0.49591 | 0.53108 | 1.4832 | 0 | 0 | 0 | 0 | 0 | 0 | 0 | 0 | 0 | 0 | 0 | 0 | 0 | 0 | 0 | 0 | 0 | 0 | 0 | 0 | 0.015808 | 0.0006341 | 0.00068932 | 0.0007382 | 0.0020616 | 0 | 0 | 0 | 0 | 0 | 1
3834_G_1 | PJM West | Virginia | 51 | Henry | 89 | 3834 | 1 | Philpott Lake | 0 | 1953 | 9999 | Hydro | [5 empty] | Non-Fossil | G | 2030 | Hydro |  | 0 | 0 | 0 | 0 | 0 | 0 | 0 | 0 | 0 | 0 | 0 | 0 | 0 | 0 | 0 | 0 | 2.0377 | 2.4497 | 3.8379 | 8.3254 | 0 | 0 | 0 | 0 | 0 | 0 | 0 | 0 | 0 | 0 | 0 | 0 | 0 | 0 | 0 | 0 | 0 | 0 | 0 | 0 | 0.11856 | 0.0028324 | 0.0034052 | 0.0053347 | 0.011572 | 0 | 0 | 0 | 0 | 0 | 7.5
3834_G_2 | PJM West | Virginia | 51 | Henry | 89 | 3834 | 2 | Philpott Lake | 0 | 1953 | 9999 | Hydro | [5 empty] | Non-Fossil | G | 2030 | Hydro |  | 0 | 0 | 0 | 0 | 0 | 0 | 0 | 0 | 0 | 0 | 0 | 0 | 0 | 0 | 0 | 0 | 2.0377 | 2.4497 | 3.8379 | 8.3254 | 0 | 0 | 0 | 0 | 0 | 0 | 0 | 0 | 0 | 0 | 0 | 0 | 0 | 0 | 0 | 0 | 0 | 0 | 0 | 0 | 0.11856 | 0.0028324 | 0.0034052 | 0.0053347 | 0.011572 | 0 | 0 | 0 | 0 | 0 | 7.5
3834_G_3 | PJM West | Virginia | 51 | Henry | 89 | 3834 | 3 | Philpott Lake | 0 | 1953 | 9999 | Hydro | [5 empty] | Non-Fossil | G | 2030 | Hydro |  | 0 | 0 | 0 | 0 | 0 | 0 | 0 | 0 | 0 | 0 | 0 | 0 | 0 | 0 | 0 | 0 | 0.16301 | 0.19598 | 0.30704 | 0.66603 | 0 | 0 | 0 | 0 | 0 | 0 | 0 | 0 | 0 | 0 | 0 | 0 | 0 | 0 | 0 | 0 | 0 | 0 | 0 | 0 | 0.0094849 | 0.00022659 | 0.00027241 | 0.00042678 | 0.00092578 | 0 | 0 | 0 | 0 | 0 | 0.6
384_B_71 | PJM_ComEd | Illinois | 17 | Will | 197 | 384 | 71 | Joliet 29 | 11615 | 1965 | 9999 | O/G Steam | tangential | dry | SNCR | LNC3 |  | Fossil | B | 2030 |  | O/G Retirement | 0 | 0 | 0 | 0 | 0 | 0 | 0 | 0 | 0 | 0 | 0 | 0 | 0 | 0 | 0 | 0 | 0 | 0 | 0 | 0 | 0 | 0 | 0 | 0 | 0 | 0 | 0 | 0 | 0 | 0 | 0 | 0 | 0 | 0 | 0 | 0 | 0 | 0 | 0 | 0 | 0 | 0 | 0 | 0 | 0 | 0 | 0 | 0 | 0 | 0 | 259 | SNCR
384_B_72 | PJM_ComEd | Illinois | 17 | Will | 197 | 384 | 72 | Joliet 29 | 11615 | 1965 | 9999 | O/G Steam | tangential | dry | SNCR | LNC3 |  | Fossil | B | 2030 |  | O/G Retirement | 0 | 0 | 0 | 0 | 0 | 0 | 0 | 0 | 0 | 0 | 0 | 0 | 0 | 0 | 0 | 0 | 0 | 0 | 0 | 0 | 0 | 0 | 0 | 0 | 0 | 0 | 0 | 0 | 0 | 0 | 0 | 0 | 0 | 0 | 0 | 0 | 0 | 0 | 0 | 0 | 0 | 0 | 0 | 0 | 0 | 0 | 0 | 0 | 0 | 0 | 259 | SNCR
384_B_81 | PJM_ComEd | Illinois | 17 | Will | 197 | 384 | 81 | Joliet 29 | 11615 | 1965 | 9999 | O/G Steam | tangential | dry | SNCR | LNC3 |  | Fossil | B | 2030 |  | O/G Retirement | 0 | 0 | 0 | 0 | 0 | 0 | 0 | 0 | 0 | 0 | 0 | 0 | 0 | 0 | 0 | 0 | 0 | 0 | 0 | 0 | 0 | 0 | 0 | 0 | 0 | 0 | 0 | 0 | 0 | 0 | 0 | 0 | 0 | 0 | 0 | 0 | 0 | 0 | 0 | 0 | 0 | 0 | 0 | 0 | 0 | 0 | 0 | 0 | 0 | 0 | 259 | SNCR
384_B_82 | PJM_ComEd | Illinois | 17 | Will | 197 | 384 | 82 | Joliet 29 | 11615 | 1965 | 9999 | O/G Steam | tangential | dry | SNCR | LNC3 |  | Fossil | B | 2030 |  | O/G Retirement | 0 | 0 | 0 | 0 | 0 | 0 | 0 | 0 | 0 | 0 | 0 | 0 | 0 | 0 | 0 | 0 | 0 | 0 | 0 | 0 | 0 | 0 | 0 | 0 | 0 | 0 | 0 | 0 | 0 | 0 | 0 | 0 | 0 | 0 | 0 | 0 | 0 | 0 | 0 | 0 | 0 | 0 | 0 | 0 | 0 | 0 | 0 | 0 | 0 | 0 | 259 | SNCR
3847_G_1 | WECC_Pacific Northwest | Washington | 53 | Cowlitz | 15 | 3847 | 1 | Merwin | 0 | 1932 | 9999 | Hydro | [5 empty] | Non-Fossil | G | 2030 | Hydro |  | 0 | 0 | 0 | 0 | 0 | 0 | 0 | 0 | 0 | 0 | 0 | 0 | 0 | 0 | 0 | 0 | 40.7506 | 56.3977 | 71.119 | 168.2674 | 0 | 0 | 0 | 0 | 0 | 0 | 0 | 0 | 0 | 0 | 0 | 0 | 0 | 0 | 0 | 0 | 0 | 0 | 0 | 0 | 0.79041 | 0.056643 | 0.078393 | 0.098855 | 0.23389 | 0 | 0 | 0 | 0 | 0 | 50
3847_G_2 | WECC_Pacific Northwest | Washington | 53 | Cowlitz | 15 | 3847 | 2 | Merwin | 0 | 1949 | 9999 | Hydro | [5 empty] | Non-Fossil | G | 2030 | Hydro |  | 0 | 0 | 0 | 0 | 0 | 0 | 0 | 0 | 0 | 0 | 0 | 0 | 0 | 0 | 0 | 0 | 40.7506 | 56.3977 | 71.119 | 168.2674 | 0 | 0 | 0 | 0 | 0 | 0 | 0 | 0 | 0 | 0 | 0 | 0 | 0 | 0 | 0 | 0 | 0 | 0 | 0 | 0 | 0.79041 | 0.056643 | 0.078393 | 0.098855 | 0.23389 | 0 | 0 | 0 | 0 | 0 | 50
3847_G_3 | WECC_Pacific Northwest | Washington | 53 | Cowlitz | 15 | 3847 | 3 | Merwin | 0 | 1958 | 9999 | Hydro | [5 empty] | Non-Fossil | G | 2030 | Hydro |  | 0 | 0 | 0 | 0 | 0 | 0 | 0 | 0 | 0 | 0 | 0 | 0 | 0 | 0 | 0 | 0 | 40.7506 | 56.3977 | 71.119 | 168.2674 | 0 | 0 | 0 | 0 | 0 | 0 | 0 | 0 | 0 | 0 | 0 | 0 | 0 | 0 | 0 | 0 | 0 | 0 | 0 | 0 | 0.79041 | 0.056643 | 0.078393 | 0.098855 | 0.23389 | 0 | 0 | 0 | 0 | 0 | 50
3847_G_House | WECC_Pacific Northwest | Washington | 53 | Cowlitz | 15 | 3847 | House | Merwin | 0 | 1931 | 9999 | Hydro | [5 empty] | Non-Fossil | G | 2030 | Hydro |  | 0 | 0 | 0 | 0 | 0 | 0 | 0 | 0 | 0 | 0 | 0 | 0 | 0 | 0 | 0 | 0 | 0.81501 | 1.128 | 1.4224 | 3.3653 | 0 | 0 | 0 | 0 | 0 | 0 | 0 | 0 | 0 | 0 | 0 | 0 | 0 | 0 | 0 | 0 | 0 | 0 | 0 | 0 | 0.015808 | 0.0011329 | 0.0015679 | 0.0019771 | 0.0046778 | 0 | 0 | 0 | 0 | 0 | 1
385_G_1 | WECC_Imperial Irrigation District (IID) | California | 6 | Imperial | 25 | 385 | 1 | Drop 2 (CA) | 0 | 1953 | 9999 | Hydro | [5 empty] | Non-Fossil | G | 2030 | Hydro |  | 0 | 0 | 0 | 0 | 0 | 0 | 0 | 0 | 0 | 0 | 0 | 0 | 0 | 0 | 0 | 0 | 3.0218 | 4.826 | 9.7348 | 17.5826 | 0 | 0 | 0 | 0 | 0 | 0 | 0 | 0 | 0 | 0 | 0 | 0 | 0 | 0 | 0 | 0 | 0 | 0 | 0 | 0 | 0.07746 | 0.0042003 | 0.0067081 | 0.013531 | 0.02444 | 0 | 0 | 0 | 0 | 0 | 4.9
385_G_2 | WECC_Imperial Irrigation District (IID) | California | 6 | Imperial | 25 | 385 | 2 | Drop 2 (CA) | 0 | 1953 | 9999 | Hydro | [5 empty] | Non-Fossil | G | 2030 | Hydro |  | 0 | 0 | 0 | 0 | 0 | 0 | 0 | 0 | 0 | 0 | 0 | 0 | 0 | 0 | 0 | 0 | 3.0218 | 4.826 | 9.7348 | 17.5826 | 0 | 0 | 0 | 0 | 0 | 0 | 0 | 0 | 0 | 0 | 0 | 0 | 0 | 0 | 0 | 0 | 0 | 0 | 0 | 0 | 0.07746 | 0.0042003 | 0.0067081 | 0.013531 | 0.02444 | 0 | 0 | 0 | 0 | 0 | 4.9
3850_G_HY11 | WECC_Pacific Northwest | Washington | 53 | Skamania | 59 | 3850 | HY11 | Swift 1 | 0 | 1958 | 9999 | Hydro | [5 empty] | Non-Fossil | G | 2030 | Hydro |  | 0 | 0 | 0 | 0 | 0 | 0 | 0 | 0 | 0 | 0 | 0 | 0 | 0 | 0 | 0 | 0 | 71.6396 | 99.1472 | 125.0273 | 295.8141 | 0 | 0 | 0 | 0 | 0 | 0 | 0 | 0 | 0 | 0 | 0 | 0 | 0 | 0 | 0 | 0 | 0 | 0 | 0 | 0 | 1.3895 | 0.099579 | 0.13781 | 0.17379 | 0.41118 | 0 | 0 | 0 | 0 | 0 | 87.9
3850_G_HY12 | WECC_Pacific Northwest | Washington | 53 | Skamania | 59 | 3850 | HY12 | Swift 1 | 0 | 1958 | 9999 | Hydro | [5 empty] | Non-Fossil | G | 2030 | Hydro |  | 0 | 0 | 0 | 0 | 0 | 0 | 0 | 0 | 0 | 0 | 0 | 0 | 0 | 0 | 0 | 0 | 71.6396 | 99.1472 | 125.0273 | 295.8141 | 0 | 0 | 0 | 0 | 0 | 0 | 0 | 0 | 0 | 0 | 0 | 0 | 0 | 0 | 0 | 0 | 0 | 0 | 0 | 0 | 1.3895 | 0.099579 | 0.13781 | 0.17379 | 0.41118 | 0 | 0 | 0 | 0 | 0 | 87.9
3850_G_HY13 | WECC_Pacific Northwest | Washington | 53 | Skamania | 59 | 3850 | HY13 | Swift 1 | 0 | 1958 | 9999 | Hydro | [5 empty] | Non-Fossil | G | 2030 | Hydro |  | 0 | 0 | 0 | 0 | 0 | 0 | 0 | 0 | 0 | 0 | 0 | 0 | 0 | 0 | 0 | 0 | 71.6396 | 99.1472 | 125.0273 | 295.8141 | 0 | 0 | 0 | 0 | 0 | 0 | 0 | 0 | 0 | 0 | 0 | 0 | 0 | 0 | 0 | 0 | 0 | 0 | 0 | 0 | 1.3895 | 0.099579 | 0.13781 | 0.17379 | 0.41118 | 0 | 0 | 0 | 0 | 0 | 87.9
3852_G_1 | WECC_Pacific Northwest | Washington | 53 | Cowlitz | 15 | 3852 | 1 | Yale | 0 | 1953 | 9999 | Hydro | [5 empty] | Non-Fossil | G | 2030 | Hydro |  | 0 | 0 | 0 | 0 | 0 | 0 | 0 | 0 | 0 | 0 | 0 | 0 | 0 | 0 | 0 | 0 | 78.0921 | 95.8074 | 139.3849 | 313.2845 | 0 | 0 | 0 | 0 | 0 | 0 | 0 | 0 | 0 | 0 | 0 | 0 | 0 | 0 | 0 | 0 | 0 | 0 | 0 | 0 | 1.2931 | 0.10855 | 0.13317 | 0.19375 | 0.43547 | 0 | 0 | 0 | 0 | 0 | 81.8
3852_G_2 | WECC_Pacific Northwest | Washington | 53 | Cowlitz | 15 | 3852 | 2 | Yale | 0 | 1953 | 9999 | Hydro | [5 empty] | Non-Fossil | G | 2030 | Hydro |  | 0 | 0 | 0 | 0 | 0 | 0 | 0 | 0 | 0 | 0 | 0 | 0 | 0 | 0 | 0 | 0 | 78.0921 | 95.8074 | 139.3849 | 313.2845 | 0 | 0 | 0 | 0 | 0 | 0 | 0 | 0 | 0 | 0 | 0 | 0 | 0 | 0 | 0 | 0 | 0 | 0 | 0 | 0 | 1.2931 | 0.10855 | 0.13317 | 0.19375 | 0.43547 | 0 | 0 | 0 | 0 | 0 | 81.8
3853_G_1 | WECC_Pacific Northwest | Washington | 53 | Pierce | 53 | 3853 | 1 | Crystal Mountain | 11356 | 1969 | 9999 | Combustion Turbine | [5 empty] | Fossil | G | 2030 | Oil |  | 0 | 0 | 0 | 0 | 0 | 0 | 0 | 0 | 0 | 0 | 0 | 0 | 0 | 0 | 0 | 0 | 0 | 0 | 0 | 0 | 0 | 0 | 0 | 0 | 0 | 0 | 0 | 0 | 0 | 0 | 0 | 0 | 0 | 0 | 0 | 0 | 0 | 0 | 0 | 0 | 0.1131 | 0 | 0 | 0 | 0 | 0 | 0 | 0 | 0 | 0 | 2.5
3854_G_1 | WECC_Pacific Northwest | Washington | 53 | Pierce | 53 | 3854 | 1 | Electron | 0 | 1904 | 9999 | Hydro | [5 empty] | Non-Fossil | G | 2030 | Hydro |  | 0 | 0 | 0 | 0 | 0 | 0 | 0 | 0 | 0 | 0 | 0 | 0 | 0 | 0 | 0 | 0 | 4.6456 | 6.4293 | 8.1076 | 19.1825 | 0 | 0 | 0 | 0 | 0 | 0 | 0 | 0 | 0 | 0 | 0 | 0 | 0 | 0 | 0 | 0 | 0 | 0 | 0 | 0 | 0.090107 | 0.0064573 | 0.0089368 | 0.01127 | 0.026664 | 0 | 0 | 0 | 0 | 0 | 5.7
3854_G_2 | WECC_Pacific Northwest | Washington | 53 | Pierce | 53 | 3854 | 2 | Electron | 0 | 1904 | 9999 | Hydro | [5 empty] | Non-Fossil | G | 2030 | Hydro |  | 0 | 0 | 0 | 0 | 0 | 0 | 0 | 0 | 0 | 0 | 0 | 0 | 0 | 0 | 0 | 0 | 4.8086 | 6.6549 | 8.392 | 19.8556 | 0 | 0 | 0 | 0 | 0 | 0 | 0 | 0 | 0 | 0 | 0 | 0 | 0 | 0 | 0 | 0 | 0 | 0 | 0 | 0 | 0.093269 | 0.0066839 | 0.0092504 | 0.011665 | 0.027599 | 0 | 0 | 0 | 0 | 0 | 5.9
3854_G_3 | WECC_Pacific Northwest | Washington | 53 | Pierce | 53 | 3854 | 3 | Electron | 0 | 1904 | 9999 | Hydro | [5 empty] | Non-Fossil | G | 2030 | Hydro |  | 0 | 0 | 0 | 0 | 0 | 0 | 0 | 0 | 0 | 0 | 0 | 0 | 0 | 0 | 0 | 0 | 5.1346 | 7.1061 | 8.961 | 21.2017 | 0 | 0 | 0 | 0 | 0 | 0 | 0 | 0 | 0 | 0 | 0 | 0 | 0 | 0 | 0 | 0 | 0 | 0 | 0 | 0 | 0.099592 | 0.0071371 | 0.0098775 | 0.012456 | 0.02947 | 0 | 0 | 0 | 0 | 0 | 6.3
3854_G_4 | WECC_Pacific Northwest | Washington | 53 | Pierce | 53 | 3854 | 4 | Electron | 0 | 1929 | 9999 | Hydro | [5 empty] | Non-Fossil | G | 2030 | Hydro |  | 0 | 0 | 0 | 0 | 0 | 0 | 0 | 0 | 0 | 0 | 0 | 0 | 0 | 0 | 0 | 0 | 6.4386 | 8.9108 | 11.2368 | 26.5863 | 0 | 0 | 0 | 0 | 0 | 0 | 0 | 0 | 0 | 0 | 0 | 0 | 0 | 0 | 0 | 0 | 0 | 0 | 0 | 0 | 0.12489 | 0.0089497 | 0.012386 | 0.015619 | 0.036955 | 0 | 0 | 0 | 0 | 0 | 7.9
3855_G_3 | WECC_Pacific Northwest | Washington | 53 | Skagit | 57 | 3855 | 3 | Lower Baker | 0 | 1960 | 9999 | Hydro | [5 empty] | Non-Fossil | G | 2030 | Hydro |  | 0 | 0 | 0 | 0 | 0 | 0 | 0 | 0 | 0 | 0 | 0 | 0 | 0 | 0 | 0 | 0 | 71.4094 | 87.6088 | 127.4571 | 286.4753 | 0 | 0 | 0 | 0 | 0 | 0 | 0 | 0 | 0 | 0 | 0 | 0 | 0 | 0 | 0 | 0 | 0 | 0 | 0 | 0 | 1.1825 | 0.099259 | 0.12178 | 0.17717 | 0.3982 | 0 | 0 | 0 | 0 | 0 | 74.8
3855_G_4 | WECC_Pacific Northwest | Washington | 53 | Skagit | 57 | 3855 | 4 | Lower Baker | 0 | 2013 | 9999 | Hydro | [5 empty] | Non-Fossil | G | 2030 | Hydro |  | 0 | 0 | 0 | 0 | 0 | 0 | 0 | 0 | 0 | 0 | 0 | 0 | 0 | 0 | 0 | 0 | 29.022 | 35.6057 | 51.8008 | 116.4285 | 0 | 0 | 0 | 0 | 0 | 0 | 0 | 0 | 0 | 0 | 0 | 0 | 0 | 0 | 0 | 0 | 0 | 0 | 0 | 0 | 0.48057 | 0.040341 | 0.049492 | 0.072003 | 0.16184 | 0 | 0 | 0 | 0 | 0 | 30.4
386_G_1 | WECC_Imperial Irrigation District (IID) | California | 6 | Imperial | 25 | 386 | 1 | Drop 3 (CA) | 0 | 1941 | 9999 | Hydro | [5 empty] | Non-Fossil | G | 2030 | Hydro |  | 0 | 0 | 0 | 0 | 0 | 0 | 0 | 0 | 0 | 0 | 0 | 0 | 0 | 0 | 0 | 0 | 1.6651 | 2.6592 | 5.3641 | 9.6884 | 0 | 0 | 0 | 0 | 0 | 0 | 0 | 0 | 0 | 0 | 0 | 0 | 0 | 0 | 0 | 0 | 0 | 0 | 0 | 0 | 0.042682 | 0.0023145 | 0.0036963 | 0.0074561 | 0.013467 | 0 | 0 | 0 | 0 | 0 | 2.7
386_G_2 | WECC_Imperial Irrigation District (IID) | California | 6 | Imperial | 25 | 386 | 2 | Drop 3 (CA) | 0 | 1966 | 9999 | Hydro | [5 empty] | Non-Fossil | G | 2030 | Hydro |  | 0 | 0 | 0 | 0 | 0 | 0 | 0 | 0 | 0 | 0 | 0 | 0 | 0 | 0 | 0 | 0 | 2.8368 | 4.5305 | 9.1388 | 16.5061 | 0 | 0 | 0 | 0 | 0 | 0 | 0 | 0 | 0 | 0 | 0 | 0 | 0 | 0 | 0 | 0 | 0 | 0 | 0 | 0 | 0.072718 | 0.0039432 | 0.0062974 | 0.012703 | 0.022943 | 0 | 0 | 0 | 0 | 0 | 4.6
3860_G_1 | WECC_Pacific Northwest | Washington | 53 | King | 33 | 3860 | 1 | Snoqualmie | 0 | 1898 | 9999 | Hydro | [5 empty] | Non-Fossil | G | 2030 | Hydro |  | 0 | 0 | 0 | 0 | 0 | 0 | 0 | 0 | 0 | 0 | 0 | 0 | 0 | 0 | 0 | 0 | 1.2225 | 1.6919 | 2.1336 | 5.048 | 0 | 0 | 0 | 0 | 0 | 0 | 0 | 0 | 0 | 0 | 0 | 0 | 0 | 0 | 0 | 0 | 0 | 0 | 0 | 0 | 0.023712 | 0.0016993 | 0.0023518 | 0.0029657 | 0.0070168 | 0 | 0 | 0 | 0 | 0 | 1.5
3860_G_2 | WECC_Pacific Northwest | Washington | 53 | King | 33 | 3860 | 2 | Snoqualmie | 0 | 1898 | 9999 | Hydro | [5 empty] | Non-Fossil | G | 2030 | Hydro |  | 0 | 0 | 0 | 0 | 0 | 0 | 0 | 0 | 0 | 0 | 0 | 0 | 0 | 0 | 0 | 0 | 1.2225 | 1.6919 | 2.1336 | 5.048 | 0 | 0 | 0 | 0 | 0 | 0 | 0 | 0 | 0 | 0 | 0 | 0 | 0 | 0 | 0 | 0 | 0 | 0 | 0 | 0 | 0.023712 | 0.0016993 | 0.0023518 | 0.0029657 | 0.0070168 | 0 | 0 | 0 | 0 | 0 | 1.5
3860_G_3 | WECC_Pacific Northwest | Washington | 53 | King | 33 | 3860 | 3 | Snoqualmie | 0 | 1898 | 9999 | Hydro | [5 empty] | Non-Fossil | G | 2030 | Hydro |  | 0 | 0 | 0 | 0 | 0 | 0 | 0 | 0 | 0 | 0 | 0 | 0 | 0 | 0 | 0 | 0 | 1.2225 | 1.6919 | 2.1336 | 5.048 | 0 | 0 | 0 | 0 | 0 | 0 | 0 | 0 | 0 | 0 | 0 | 0 | 0 | 0 | 0 | 0 | 0 | 0 | 0 | 0 | 0.023712 | 0.0016993 | 0.0023518 | 0.0029657 | 0.0070168 | 0 | 0 | 0 | 0 | 0 | 1.5
3860_G_4 | WECC_Pacific Northwest | Washington | 53 | King | 33 | 3860 | 4 | Snoqualmie | 0 | 1898 | 9999 | Hydro | [5 empty] | Non-Fossil | G | 2030 | Hydro |  | 0 | 0 | 0 | 0 | 0 | 0 | 0 | 0 | 0 | 0 | 0 | 0 | 0 | 0 | 0 | 0 | 1.2225 | 1.6919 | 2.1336 | 5.048 | 0 | 0 | 0 | 0 | 0 | 0 | 0 | 0 | 0 | 0 | 0 | 0 | 0 | 0 | 0 | 0 | 0 | 0 | 0 | 0 | 0.023712 | 0.0016993 | 0.0023518 | 0.0029657 | 0.0070168 | 0 | 0 | 0 | 0 | 0 | 1.5
3860_G_5A | WECC_Pacific Northwest | Washington | 53 | King | 33 | 3860 | 5A | Snoqualmie | 0 | 2013 | 9999 | Hydro | [5 empty] | Non-Fossil | G | 2030 | Hydro |  | 0 | 0 | 0 | 0 | 0 | 0 | 0 | 0 | 0 | 0 | 0 | 0 | 0 | 0 | 0 | 0 | 4.9716 | 6.8805 | 8.6765 | 20.5286 | 0 | 0 | 0 | 0 | 0 | 0 | 0 | 0 | 0 | 0 | 0 | 0 | 0 | 0 | 0 | 0 | 0 | 0 | 0 | 0 | 0.09643 | 0.0069105 | 0.0095639 | 0.01206 | 0.028535 | 0 | 0 | 0 | 0 | 0 | 6.1
3861_G_1 | WECC_Pacific Northwest | Washington | 53 | Whatcom | 73 | 3861 | 1 | Upper Baker | 0 | 1959 | 9999 | Hydro | [5 empty] | Non-Fossil | G | 2030 | Hydro |  | 0 | 0 | 0 | 0 | 0 | 0 | 0 | 0 | 0 | 0 | 0 | 0 | 0 | 0 | 0 | 0 | 50.1202 | 61.4901 | 89.4585 | 201.0689 | 0 | 0 | 0 | 0 | 0 | 0 | 0 | 0 | 0 | 0 | 0 | 0 | 0 | 0 | 0 | 0 | 0 | 0 | 0 | 0 | 0.82993 | 0.069667 | 0.085471 | 0.12435 | 0.27949 | 0 | 0 | 0 | 0 | 0 | 52.5
3861_G_2 | WECC_Pacific Northwest | Washington | 53 | Whatcom | 73 | 3861 | 2 | Upper Baker | 0 | 1959 | 9999 | Hydro | [5 empty] | Non-Fossil | G | 2030 | Hydro |  | 0 | 0 | 0 | 0 | 0 | 0 | 0 | 0 | 0 | 0 | 0 | 0 | 0 | 0 | 0 | 0 | 50.1202 | 61.4901 | 89.4585 | 201.0689 | 0 | 0 | 0 | 0 | 0 | 0 | 0 | 0 | 0 | 0 | 0 | 0 | 0 | 0 | 0 | 0 | 0 | 0 | 0 | 0 | 0.82993 | 0.069667 | 0.085471 | 0.12435 | 0.27949 | 0 | 0 | 0 | 0 | 0 | 52.5
3866_G_1 | WECC_Pacific Northwest | Washington | 53 | Lincoln | 43 | 3866 | 1 | Little Falls (WA) | 0 | 1910 | 9999 | Hydro | [5 empty] | Non-Fossil | G | 2030 | Hydro |  | 0 | 0 | 0 | 0 | 0 | 0 | 0 | 0 | 0 | 0 | 0 | 0 | 0 | 0 | 0 | 0 | 7.7426 | 10.7156 | 13.5126 | 31.9708 | 0 | 0 | 0 | 0 | 0 | 0 | 0 | 0 | 0 | 0 | 0 | 0 | 0 | 0 | 0 | 0 | 0 | 0 | 0 | 0 | 0.15018 | 0.010762 | 0.014895 | 0.018783 | 0.044439 | 0 | 0 | 0 | 0 | 0 | 9.5
3866_G_2 | WECC_Pacific Northwest | Washington | 53 | Lincoln | 43 | 3866 | 2 | Little Falls (WA) | 0 | 1910 | 9999 | Hydro | [5 empty] | Non-Fossil | G | 2030 | Hydro |  | 0 | 0 | 0 | 0 | 0 | 0 | 0 | 0 | 0 | 0 | 0 | 0 | 0 | 0 | 0 | 0 | 7.7426 | 10.7156 | 13.5126 | 31.9708 | 0 | 0 | 0 | 0 | 0 | 0 | 0 | 0 | 0 | 0 | 0 | 0 | 0 | 0 | 0 | 0 | 0 | 0 | 0 | 0 | 0.15018 | 0.010762 | 0.014895 | 0.018783 | 0.044439 | 0 | 0 | 0 | 0 | 0 | 9.5
3866_G_3 | WECC_Pacific Northwest | Washington | 53 | Lincoln | 43 | 3866 | 3 | Little Falls (WA) | 0 | 1910 | 9999 | Hydro | [5 empty] | Non-Fossil | G | 2030 | Hydro |  | 0 | 0 | 0 | 0 | 0 | 0 | 0 | 0 | 0 | 0 | 0 | 0 | 0 | 0 | 0 | 0 | 7.7426 | 10.7156 | 13.5126 | 31.9708 | 0 | 0 | 0 | 0 | 0 | 0 | 0 | 0 | 0 | 0 | 0 | 0 | 0 | 0 | 0 | 0 | 0 | 0 | 0 | 0 | 0.15018 | 0.010762 | 0.014895 | 0.018783 | 0.044439 | 0 | 0 | 0 | 0 | 0 | 9.5
3866_G_4 | WECC_Pacific Northwest | Washington | 53 | Lincoln | 43 | 3866 | 4 | Little Falls (WA) | 0 | 1911 | 9999 | Hydro | [5 empty] | Non-Fossil | G | 2030 | Hydro |  | 0 | 0 | 0 | 0 | 0 | 0 | 0 | 0 | 0 | 0 | 0 | 0 | 0 | 0 | 0 | 0 | 7.7426 | 10.7156 | 13.5126 | 31.9708 | 0 | 0 | 0 | 0 | 0 | 0 | 0 | 0 | 0 | 0 | 0 | 0 | 0 | 0 | 0 | 0 | 0 | 0 | 0 | 0 | 0.15018 | 0.010762 | 0.014895 | 0.018783 | 0.044439 | 0 | 0 | 0 | 0 | 0 | 9.5
3867_G_1 | WECC_Pacific Northwest | Washington | 53 | Lincoln | 43 | 3867 | 1 | Long Lake | 0 | 1915 | 9999 | Hydro | [5 empty] | Non-Fossil | G | 2030 | Hydro |  | 0 | 0 | 0 | 0 | 0 | 0 | 0 | 0 | 0 | 0 | 0 | 0 | 0 | 0 | 0 | 0 | 21.3846 | 26.2358 | 38.169 | 85.7894 | 0 | 0 | 0 | 0 | 0 | 0 | 0 | 0 | 0 | 0 | 0 | 0 | 0 | 0 | 0 | 0 | 0 | 0 | 0 | 0 | 0.3541 | 0.029725 | 0.036468 | 0.053055 | 0.11925 | 0 | 0 | 0 | 0 | 0 | 22.4
3867_G_2 | WECC_Pacific Northwest | Washington | 53 | Lincoln | 43 | 3867 | 2 | Long Lake | 0 | 1915 | 9999 | Hydro | [5 empty] | Non-Fossil | G | 2030 | Hydro |  | 0 | 0 | 0 | 0 | 0 | 0 | 0 | 0 | 0 | 0 | 0 | 0 | 0 | 0 | 0 | 0 | 21.4801 | 26.3529 | 38.3394 | 86.1724 | 0 | 0 | 0 | 0 | 0 | 0 | 0 | 0 | 0 | 0 | 0 | 0 | 0 | 0 | 0 | 0 | 0 | 0 | 0 | 0 | 0.35569 | 0.029857 | 0.036631 | 0.053292 | 0.11978 | 0 | 0 | 0 | 0 | 0 | 22.5
3867_G_3 | WECC_Pacific Northwest | Washington | 53 | Lincoln | 43 | 3867 | 3 | Long Lake | 0 | 1919 | 9999 | Hydro | [5 empty] | Non-Fossil | G | 2030 | Hydro |  | 0 | 0 | 0 | 0 | 0 | 0 | 0 | 0 | 0 | 0 | 0 | 0 | 0 | 0 | 0 | 0 | 21.4801 | 26.3529 | 38.3394 | 86.1724 | 0 | 0 | 0 | 0 | 0 | 0 | 0 | 0 | 0 | 0 | 0 | 0 | 0 | 0 | 0 | 0 | 0 | 0 | 0 | 0 | 0.35569 | 0.029857 | 0.036631 | 0.053292 | 0.11978 | 0 | 0 | 0 | 0 | 0 | 22.5
3867_G_4 | WECC_Pacific Northwest | Washington | 53 | Lincoln | 43 | 3867 | 4 | Long Lake | 0 | 1924 | 9999 | Hydro | [5 empty] | Non-Fossil | G | 2030 | Hydro |  | 0 | 0 | 0 | 0 | 0 | 0 | 0 | 0 | 0 | 0 | 0 | 0 | 0 | 0 | 0 | 0 | 21.0982 | 25.8844 | 37.6578 | 84.6404 | 0 | 0 | 0 | 0 | 0 | 0 | 0 | 0 | 0 | 0 | 0 | 0 | 0 | 0 | 0 | 0 | 0 | 0 | 0 | 0 | 0.34936 | 0.029327 | 0.035979 | 0.052344 | 0.11765 | 0 | 0 | 0 | 0 | 0 | 22.1
3868_G_UN1 | WECC_Pacific Northwest | Washington | 53 | Stevens | 65 | 3868 | UN1 | Meyers Falls | 0 | 1915 | 9999 | Hydro | [5 empty] | Non-Fossil | G | 2030 | Hydro |  | 0 | 0 | 0 | 0 | 0 | 0 | 0 | 0 | 0 | 0 | 0 | 0 | 0 | 0 | 0 | 0 | 0.73351 | 1.0152 | 1.2801 | 3.0288 | 0 | 0 | 0 | 0 | 0 | 0 | 0 | 0 | 0 | 0 | 0 | 0 | 0 | 0 | 0 | 0 | 0 | 0 | 0 | 0 | 0.014227 | 0.0010196 | 0.0014111 | 0.0017794 | 0.0042101 | 0 | 0 | 0 | 0 | 0 | 0.9
3868_G_UN2 | WECC_Pacific Northwest | Washington | 53 | Stevens | 65 | 3868 | UN2 | Meyers Falls | 0 | 1915 | 9999 | Hydro | [5 empty] | Non-Fossil | G | 2030 | Hydro |  | 0 | 0 | 0 | 0 | 0 | 0 | 0 | 0 | 0 | 0 | 0 | 0 | 0 | 0 | 0 | 0 | 0.2445 | 0.33839 | 0.42671 | 1.0096 | 0 | 0 | 0 | 0 | 0 | 0 | 0 | 0 | 0 | 0 | 0 | 0 | 0 | 0 | 0 | 0 | 0 | 0 | 0 | 0 | 0.0047425 | 0.00033986 | 0.00047036 | 0.00059313 | 0.0014034 | 0 | 0 | 0 | 0 | 0 | 0.3
3868_G_UNA | WECC_Pacific Northwest | Washington | 53 | Stevens | 65 | 3868 | UNA | Meyers Falls | 0 | 2006 | 9999 | Hydro | [5 empty] | Non-Fossil | G | 2030 | Hydro |  | 0 | 0 | 0 | 0 | 0 | 0 | 0 | 0 | 0 | 0 | 0 | 0 | 0 | 0 | 0 | 0 | 0.163 | 0.22559 | 0.28448 | 0.67307 | 0 | 0 | 0 | 0 | 0 | 0 | 0 | 0 | 0 | 0 | 0 | 0 | 0 | 0 | 0 | 0 | 0 | 0 | 0 | 0 | 0.0031616 | 0.00022657 | 0.00031357 | 0.00039542 | 0.00093557 | 0 | 0 | 0 | 0 | 0 | 0.2
3868_G_UNB | WECC_Pacific Northwest | Washington | 53 | Stevens | 65 | 3868 | UNB | Meyers Falls | 0 | 2006 | 9999 | Hydro | [5 empty] | Non-Fossil | G | 2030 | Hydro |  | 0 | 0 | 0 | 0 | 0 | 0 | 0 | 0 | 0 | 0 | 0 | 0 | 0 | 0 | 0 | 0 | 0.163 | 0.22559 | 0.28448 | 0.67307 | 0 | 0 | 0 | 0 | 0 | 0 | 0 | 0 | 0 | 0 | 0 | 0 | 0 | 0 | 0 | 0 | 0 | 0 | 0 | 0 | 0.0031616 | 0.00022657 | 0.00031357 | 0.00039542 | 0.00093557 | 0 | 0 | 0 | 0 | 0 | 0.2
3869_G_1 | WECC_Pacific Northwest | Washington | 53 | Spokane | 63 | 3869 | 1 | Nine Mile | 0 | 1910 | 9999 | Hydro | [5 empty] | Non-Fossil | G | 2030 | Hydro |  | 0 | 0 | 0 | 0 | 0 | 0 | 0 | 0 | 0 | 0 | 0 | 0 | 0 | 0 | 0 | 0 | 7.1721 | 9.926 | 12.517 | 29.6151 | 0 | 0 | 0 | 0 | 0 | 0 | 0 | 0 | 0 | 0 | 0 | 0 | 0 | 0 | 0 | 0 | 0 | 0 | 0 | 0 | 0.13911 | 0.0099692 | 0.013797 | 0.017399 | 0.041165 | 0 | 0 | 0 | 0 | 0 | 8.8
3869_G_2 | WECC_Pacific Northwest | Washington | 53 | Spokane | 63 | 3869 | 2 | Nine Mile | 0 | 1908 | 9999 | Hydro | [5 empty] | Non-Fossil | G | 2030 | Hydro |  | 0 | 0 | 0 | 0 | 0 | 0 | 0 | 0 | 0 | 0 | 0 | 0 | 0 | 0 | 0 | 0 | 7.1721 | 9.926 | 12.517 | 29.6151 | 0 | 0 | 0 | 0 | 0 | 0 | 0 | 0 | 0 | 0 | 0 | 0 | 0 | 0 | 0 | 0 | 0 | 0 | 0 | 0 | 0.13911 | 0.0099692 | 0.013797 | 0.017399 | 0.041165 | 0 | 0 | 0 | 0 | 0 | 8.8
3869_G_3N | WECC_Pacific Northwest | Washington | 53 | Spokane | 63 | 3869 | 3N | Nine Mile | 0 | 1994 | 9999 | Hydro | [5 empty] | Non-Fossil | G | 2030 | Hydro |  | 0 | 0 | 0 | 0 | 0 | 0 | 0 | 0 | 0 | 0 | 0 | 0 | 0 | 0 | 0 | 0 | 6.5201 | 9.0236 | 11.379 | 26.9228 | 0 | 0 | 0 | 0 | 0 | 0 | 0 | 0 | 0 | 0 | 0 | 0 | 0 | 0 | 0 | 0 | 0 | 0 | 0 | 0 | 0.12647 | 0.0090629 | 0.012543 | 0.015817 | 0.037423 | 0 | 0 | 0 | 0 | 0 | 8
3869_G_4N | WECC_Pacific Northwest | Washington | 53 | Spokane | 63 | 3869 | 4N | Nine Mile | 0 | 1994 | 9999 | Hydro | [5 empty] | Non-Fossil | G | 2030 | Hydro |  | 0 | 0 | 0 | 0 | 0 | 0 | 0 | 0 | 0 | 0 | 0 | 0 | 0 | 0 | 0 | 0 | 6.5201 | 9.0236 | 11.379 | 26.9228 | 0 | 0 | 0 | 0 | 0 | 0 | 0 | 0 | 0 | 0 | 0 | 0 | 0 | 0 | 0 | 0 | 0 | 0 | 0 | 0 | 0.12647 | 0.0090629 | 0.012543 | 0.015817 | 0.037423 | 0 | 0 | 0 | 0 | 0 | 8
387_G_1 | WECC_Imperial Irrigation District (IID) | California | 6 | Imperial | 25 | 387 | 1 | Drop 4 | 0 | 1950 | 9999 | Hydro | [5 empty] | Non-Fossil | G | 2030 | Hydro |  | 0 | 0 | 0 | 0 | 0 | 0 | 0 | 0 | 0 | 0 | 0 | 0 | 0 | 0 | 0 | 0 | 4.9953 | 7.9776 | 16.0922 | 29.0651 | 0 | 0 | 0 | 0 | 0 | 0 | 0 | 0 | 0 | 0 | 0 | 0 | 0 | 0 | 0 | 0 | 0 | 0 | 0 | 0 | 0.12805 | 0.0069434 | 0.011089 | 0.022368 | 0.0404 | 0 | 0 | 0 | 0 | 0 | 8.1
387_G_2 | WECC_Imperial Irrigation District (IID) | California | 6 | Imperial | 25 | 387 | 2 | Drop 4 | 0 | 1941 | 9999 | Hydro | [5 empty] | Non-Fossil | G | 2030 | Hydro |  | 0 | 0 | 0 | 0 | 0 | 0 | 0 | 0 | 0 | 0 | 0 | 0 | 0 | 0 | 0 | 0 | 6.7837 | 10.8338 | 21.8536 | 39.4711 | 0 | 0 | 0 | 0 | 0 | 0 | 0 | 0 | 0 | 0 | 0 | 0 | 0 | 0 | 0 | 0 | 0 | 0 | 0 | 0 | 0.17389 | 0.0094293 | 0.015059 | 0.030377 | 0.054865 | 0 | 0 | 0 | 0 | 0 | 11
3878_G_1 | WECC_Pacific Northwest | Washington | 53 | Thurston | 67 | 3878 | 1 | Yelm | 0 | 1930 | 9999 | Hydro | [5 empty] | Non-Fossil | G | 2030 | Hydro |  | 0 | 0 | 0 | 0 | 0 | 0 | 0 | 0 | 0 | 0 | 0 | 0 | 0 | 0 | 0 | 0 | 2.2005 | 3.0455 | 3.8404 | 9.0864 | 0 | 0 | 0 | 0 | 0 | 0 | 0 | 0 | 0 | 0 | 0 | 0 | 0 | 0 | 0 | 0 | 0 | 0 | 0 | 0 | 0.042682 | 0.0030587 | 0.0042332 | 0.0053382 | 0.01263 | 0 | 0 | 0 | 0 | 0 | 2.7
3878_G_2 | WECC_Pacific Northwest | Washington | 53 | Thurston | 67 | 3878 | 2 | Yelm | 0 | 1930 | 9999 | Hydro | [5 empty] | Non-Fossil | G | 2030 | Hydro |  | 0 | 0 | 0 | 0 | 0 | 0 | 0 | 0 | 0 | 0 | 0 | 0 | 0 | 0 | 0 | 0 | 2.2005 | 3.0455 | 3.8404 | 9.0864 | 0 | 0 | 0 | 0 | 0 | 0 | 0 | 0 | 0 | 0 | 0 | 0 | 0 | 0 | 0 | 0 | 0 | 0 | 0 | 0 | 0.042682 | 0.0030587 | 0.0042332 | 0.0053382 | 0.01263 | 0 | 0 | 0 | 0 | 0 | 2.7
3878_G_3 | WECC_Pacific Northwest | Washington | 53 | Thurston | 67 | 3878 | 3 | Yelm | 0 | 1955 | 9999 | Hydro | [5 empty] | Non-Fossil | G | 2030 | Hydro |  | 0 | 0 | 0 | 0 | 0 | 0 | 0 | 0 | 0 | 0 | 0 | 0 | 0 | 0 | 0 | 0 | 4.8901 | 6.7677 | 8.5343 | 20.1921 | 0 | 0 | 0 | 0 | 0 | 0 | 0 | 0 | 0 | 0 | 0 | 0 | 0 | 0 | 0 | 0 | 0 | 0 | 0 | 0 | 0.094849 | 0.0067972 | 0.0094071 | 0.011863 | 0.028067 | 0 | 0 | 0 | 0 | 0 | 6
388_G_1 | WECC_Imperial Irrigation District (IID) | California | 6 | Imperial | 25 | 388 | 1 | Pilot Knob | 0 | 1957 | 9999 | Hydro | [5 empty] | Non-Fossil | G | 2030 | Hydro |  | 0 | 0 | 0 | 0 | 0 | 0 | 0 | 0 | 0 | 0 | 0 | 0 | 0 | 0 | 0 | 0 | 6.4137 | 10.2428 | 20.6616 | 37.3181 | 0 | 0 | 0 | 0 | 0 | 0 | 0 | 0 | 0 | 0 | 0 | 0 | 0 | 0 | 0 | 0 | 0 | 0 | 0 | 0 | 0.16441 | 0.008915 | 0.014238 | 0.02872 | 0.051872 | 0 | 0 | 0 | 0 | 0 | 10.4
388_G_2 | WECC_Imperial Irrigation District (IID) | California | 6 | Imperial | 25 | 388 | 2 | Pilot Knob | 0 | 1957 | 9999 | Hydro | [5 empty] | Non-Fossil | G | 2030 | Hydro |  | 0 | 0 | 0 | 0 | 0 | 0 | 0 | 0 | 0 | 0 | 0 | 0 | 0 | 0 | 0 | 0 | 4.7486 | 7.5836 | 15.2975 | 27.6298 | 0 | 0 | 0 | 0 | 0 | 0 | 0 | 0 | 0 | 0 | 0 | 0 | 0 | 0 | 0 | 0 | 0 | 0 | 0 | 0 | 0.12172 | 0.0066005 | 0.010541 | 0.021264 | 0.038405 | 0 | 0 | 0 | 0 | 0 | 7.7
3883_G_C-1 | WECC_Pacific Northwest | Washington | 53 | Chelan | 7 | 3883 | C-1 | Rocky Reach | 0 | 1961 | 9999 | Hydro | [5 empty] | Non-Fossil | G | 2030 | Hydro |  | 0 | 0 | 0 | 0 | 0 | 0 | 0 | 0 | 0 | 0 | 0 | 0 | 0 | 0 | 0 | 0 | 100.145 | 122.8631 | 178.7467 | 401.7548 | 0 | 0 | 0 | 0 | 0 | 0 | 0 | 0 | 0 | 0 | 0 | 0 | 0 | 0 | 0 | 0 | 0 | 0 | 0 | 0 | 1.6583 | 0.1392 | 0.17078 | 0.24846 | 0.55844 | 0 | 0 | 0 | 0 | 0 | 104.9
3883_G_C-10 | WECC_Pacific Northwest | Washington | 53 | Chelan | 7 | 3883 | C-10 | Rocky Reach | 0 | 1974 | 9999 | Hydro | [5 empty] | Non-Fossil | G | 2030 | Hydro |  | 0 | 0 | 0 | 0 | 0 | 0 | 0 | 0 | 0 | 0 | 0 | 0 | 0 | 0 | 0 | 0 | 124.0117 | 152.1441 | 221.346 | 497.5018 | 0 | 0 | 0 | 0 | 0 | 0 | 0 | 0 | 0 | 0 | 0 | 0 | 0 | 0 | 0 | 0 | 0 | 0 | 0 | 0 | 2.0535 | 0.17238 | 0.21148 | 0.30767 | 0.69153 | 0 | 0 | 0 | 0 | 0 | 129.9
3883_G_C-11 | WECC_Pacific Northwest | Washington | 53 | Chelan | 7 | 3883 | C-11 | Rocky Reach | 0 | 1974 | 9999 | Hydro | [5 empty] | Non-Fossil | G | 2030 | Hydro |  | 0 | 0 | 0 | 0 | 0 | 0 | 0 | 0 | 0 | 0 | 0 | 0 | 0 | 0 | 0 | 0 | 124.0117 | 152.1441 | 221.346 | 497.5018 | 0 | 0 | 0 | 0 | 0 | 0 | 0 | 0 | 0 | 0 | 0 | 0 | 0 | 0 | 0 | 0 | 0 | 0 | 0 | 0 | 2.0535 | 0.17238 | 0.21148 | 0.30767 | 0.69153 | 0 | 0 | 0 | 0 | 0 | 129.9
3883_G_C-2 | WECC_Pacific Northwest | Washington | 53 | Chelan | 7 | 3883 | C-2 | Rocky Reach | 0 | 1961 | 9999 | Hydro | [5 empty] | Non-Fossil | G | 2030 | Hydro |  | 0 | 0 | 0 | 0 | 0 | 0 | 0 | 0 | 0 | 0 | 0 | 0 | 0 | 0 | 0 | 0 | 100.145 | 122.8631 | 178.7467 | 401.7548 | 0 | 0 | 0 | 0 | 0 | 0 | 0 | 0 | 0 | 0 | 0 | 0 | 0 | 0 | 0 | 0 | 0 | 0 | 0 | 0 | 1.6583 | 0.1392 | 0.17078 | 0.24846 | 0.55844 | 0 | 0 | 0 | 0 | 0 | 104.9
3883_G_C-3 | WECC_Pacific Northwest | Washington | 53 | Chelan | 7 | 3883 | C-3 | Rocky Reach | 0 | 1961 | 9999 | Hydro | [5 empty] | Non-Fossil | G | 2030 | Hydro |  | 0 | 0 | 0 | 0 | 0 | 0 | 0 | 0 | 0 | 0 | 0 | 0 | 0 | 0 | 0 | 0 | 100.145 | 122.8631 | 178.7467 | 401.7548 | 0 | 0 | 0 | 0 | 0 | 0 | 0 | 0 | 0 | 0 | 0 | 0 | 0 | 0 | 0 | 0 | 0 | 0 | 0 | 0 | 1.6583 | 0.1392 | 0.17078 | 0.24846 | 0.55844 | 0 | 0 | 0 | 0 | 0 | 104.9
3883_G_C-4 | WECC_Pacific Northwest | Washington | 53 | Chelan | 7 | 3883 | C-4 | Rocky Reach | 0 | 1961 | 9999 | Hydro | [5 empty] | Non-Fossil | G | 2030 | Hydro |  | 0 | 0 | 0 | 0 | 0 | 0 | 0 | 0 | 0 | 0 | 0 | 0 | 0 | 0 | 0 | 0 | 100.145 | 122.8631 | 178.7467 | 401.7548 | 0 | 0 | 0 | 0 | 0 | 0 | 0 | 0 | 0 | 0 | 0 | 0 | 0 | 0 | 0 | 0 | 0 | 0 | 0 | 0 | 1.6583 | 0.1392 | 0.17078 | 0.24846 | 0.55844 | 0 | 0 | 0 | 0 | 0 | 104.9
3883_G_C-5 | WECC_Pacific Northwest | Washington | 53 | Chelan | 7 | 3883 | C-5 | Rocky Reach | 0 | 1961 | 9999 | Hydro | [5 empty] | Non-Fossil | G | 2030 | Hydro |  | 0 | 0 | 0 | 0 | 0 | 0 | 0 | 0 | 0 | 0 | 0 | 0 | 0 | 0 | 0 | 0 | 100.145 | 122.8631 | 178.7467 | 401.7548 | 0 | 0 | 0 | 0 | 0 | 0 | 0 | 0 | 0 | 0 | 0 | 0 | 0 | 0 | 0 | 0 | 0 | 0 | 0 | 0 | 1.6583 | 0.1392 | 0.17078 | 0.24846 | 0.55844 | 0 | 0 | 0 | 0 | 0 | 104.9
3883_G_C-6 | WECC_Pacific Northwest | Washington | 53 | Chelan | 7 | 3883 | C-6 | Rocky Reach | 0 | 1961 | 9999 | Hydro | [5 empty] | Non-Fossil | G | 2030 | Hydro |  | 0 | 0 | 0 | 0 | 0 | 0 | 0 | 0 | 0 | 0 | 0 | 0 | 0 | 0 | 0 | 0 | 100.145 | 122.8631 | 178.7467 | 401.7548 | 0 | 0 | 0 | 0 | 0 | 0 | 0 | 0 | 0 | 0 | 0 | 0 | 0 | 0 | 0 | 0 | 0 | 0 | 0 | 0 | 1.6583 | 0.1392 | 0.17078 | 0.24846 | 0.55844 | 0 | 0 | 0 | 0 | 0 | 104.9
3883_G_C-7 | WECC_Pacific Northwest | Washington | 53 | Chelan | 7 | 3883 | C-7 | Rocky Reach | 0 | 1961 | 9999 | Hydro | [5 empty] | Non-Fossil | G | 2030 | Hydro |  | 0 | 0 | 0 | 0 | 0 | 0 | 0 | 0 | 0 | 0 | 0 | 0 | 0 | 0 | 0 | 0 | 100.145 | 122.8631 | 178.7467 | 401.7548 | 0 | 0 | 0 | 0 | 0 | 0 | 0 | 0 | 0 | 0 | 0 | 0 | 0 | 0 | 0 | 0 | 0 | 0 | 0 | 0 | 1.6583 | 0.1392 | 0.17078 | 0.24846 | 0.55844 | 0 | 0 | 0 | 0 | 0 | 104.9
3883_G_C-8 | WECC_Pacific Northwest | Washington | 53 | Chelan | 7 | 3883 | C-8 | Rocky Reach | 0 | 1973 | 9999 | Hydro | [5 empty] | Non-Fossil | G | 2030 | Hydro |  | 0 | 0 | 0 | 0 | 0 | 0 | 0 | 0 | 0 | 0 | 0 | 0 | 0 | 0 | 0 | 0 | 124.0117 | 152.1441 | 221.346 | 497.5018 | 0 | 0 | 0 | 0 | 0 | 0 | 0 | 0 | 0 | 0 | 0 | 0 | 0 | 0 | 0 | 0 | 0 | 0 | 0 | 0 | 2.0535 | 0.17238 | 0.21148 | 0.30767 | 0.69153 | 0 | 0 | 0 | 0 | 0 | 129.9
3883_G_C-9 | WECC_Pacific Northwest | Washington | 53 | Chelan | 7 | 3883 | C-9 | Rocky Reach | 0 | 1973 | 9999 | Hydro | [5 empty] | Non-Fossil | G | 2030 | Hydro |  | 0 | 0 | 0 | 0 | 0 | 0 | 0 | 0 | 0 | 0 | 0 | 0 | 0 | 0 | 0 | 0 | 124.0117 | 152.1441 | 221.346 | 497.5018 | 0 | 0 | 0 | 0 | 0 | 0 | 0 | 0 | 0 | 0 | 0 | 0 | 0 | 0 | 0 | 0 | 0 | 0 | 0 | 0 | 2.0535 | 0.17238 | 0.21148 | 0.30767 | 0.69153 | 0 | 0 | 0 | 0 | 0 | 129.9
3886_G_U-1 | WECC_Pacific Northwest | Washington | 53 | Douglas | 17 | 3886 | U-1 | Wells | 0 | 1967 | 9999 | Hydro | [5 empty] | Non-Fossil | G | 2030 | Hydro |  | 0 | 0 | 0 | 0 | 0 | 0 | 0 | 0 | 0 | 0 | 0 | 0 | 0 | 0 | 0 | 0 | 80.1923 | 98.3842 | 143.1337 | 321.7102 | 0 | 0 | 0 | 0 | 0 | 0 | 0 | 0 | 0 | 0 | 0 | 0 | 0 | 0 | 0 | 0 | 0 | 0 | 0 | 0 | 1.3279 | 0.11147 | 0.13675 | 0.19896 | 0.44718 | 0 | 0 | 0 | 0 | 0 | 84
3886_G_U-10 | WECC_Pacific Northwest | Washington | 53 | Douglas | 17 | 3886 | U-10 | Wells | 0 | 1969 | 9999 | Hydro | [5 empty] | Non-Fossil | G | 2030 | Hydro |  | 0 | 0 | 0 | 0 | 0 | 0 | 0 | 0 | 0 | 0 | 0 | 0 | 0 | 0 | 0 | 0 | 80.1923 | 98.3842 | 143.1337 | 321.7102 | 0 | 0 | 0 | 0 | 0 | 0 | 0 | 0 | 0 | 0 | 0 | 0 | 0 | 0 | 0 | 0 | 0 | 0 | 0 | 0 | 1.3279 | 0.11147 | 0.13675 | 0.19896 | 0.44718 | 0 | 0 | 0 | 0 | 0 | 84
3886_G_U-2 | WECC_Pacific Northwest | Washington | 53 | Douglas | 17 | 3886 | U-2 | Wells | 0 | 1967 | 9999 | Hydro | [5 empty] | Non-Fossil | G | 2030 | Hydro |  | 0 | 0 | 0 | 0 | 0 | 0 | 0 | 0 | 0 | 0 | 0 | 0 | 0 | 0 | 0 | 0 | 80.1923 | 98.3842 | 143.1337 | 321.7102 | 0 | 0 | 0 | 0 | 0 | 0 | 0 | 0 | 0 | 0 | 0 | 0 | 0 | 0 | 0 | 0 | 0 | 0 | 0 | 0 | 1.3279 | 0.11147 | 0.13675 | 0.19896 | 0.44718 | 0 | 0 | 0 | 0 | 0 | 84
3886_G_U-3 | WECC_Pacific Northwest | Washington | 53 | Douglas | 17 | 3886 | U-3 | Wells | 0 | 1967 | 9999 | Hydro | [5 empty] | Non-Fossil | G | 2030 | Hydro |  | 0 | 0 | 0 | 0 | 0 | 0 | 0 | 0 | 0 | 0 | 0 | 0 | 0 | 0 | 0 | 0 | 80.1923 | 98.3842 | 143.1337 | 321.7102 | 0 | 0 | 0 | 0 | 0 | 0 | 0 | 0 | 0 | 0 | 0 | 0 | 0 | 0 | 0 | 0 | 0 | 0 | 0 | 0 | 1.3279 | 0.11147 | 0.13675 | 0.19896 | 0.44718 | 0 | 0 | 0 | 0 | 0 | 84
3886_G_U-4 | WECC_Pacific Northwest | Washington | 53 | Douglas | 17 | 3886 | U-4 | Wells | 0 | 1967 | 9999 | Hydro | [5 empty] | Non-Fossil | G | 2030 | Hydro |  | 0 | 0 | 0 | 0 | 0 | 0 | 0 | 0 | 0 | 0 | 0 | 0 | 0 | 0 | 0 | 0 | 80.1923 | 98.3842 | 143.1337 | 321.7102 | 0 | 0 | 0 | 0 | 0 | 0 | 0 | 0 | 0 | 0 | 0 | 0 | 0 | 0 | 0 | 0 | 0 | 0 | 0 | 0 | 1.3279 | 0.11147 | 0.13675 | 0.19896 | 0.44718 | 0 | 0 | 0 | 0 | 0 | 84
3886_G_U-5 | WECC_Pacific Northwest | Washington | 53 | Douglas | 17 | 3886 | U-5 | Wells | 0 | 1967 | 9999 | Hydro | [5 empty] | Non-Fossil | G | 2030 | Hydro |  | 0 | 0 | 0 | 0 | 0 | 0 | 0 | 0 | 0 | 0 | 0 | 0 | 0 | 0 | 0 | 0 | 80.1923 | 98.3842 | 143.1337 | 321.7102 | 0 | 0 | 0 | 0 | 0 | 0 | 0 | 0 | 0 | 0 | 0 | 0 | 0 | 0 | 0 | 0 | 0 | 0 | 0 | 0 | 1.3279 | 0.11147 | 0.13675 | 0.19896 | 0.44718 | 0 | 0 | 0 | 0 | 0 | 84
3886_G_U-6 | WECC_Pacific Northwest | Washington | 53 | Douglas | 17 | 3886 | U-6 | Wells | 0 | 1967 | 9999 | Hydro | [5 empty] | Non-Fossil | G | 2030 | Hydro |  | 0 | 0 | 0 | 0 | 0 | 0 | 0 | 0 | 0 | 0 | 0 | 0 | 0 | 0 | 0 | 0 | 80.1923 | 98.3842 | 143.1337 | 321.7102 | 0 | 0 | 0 | 0 | 0 | 0 | 0 | 0 | 0 | 0 | 0 | 0 | 0 | 0 | 0 | 0 | 0 | 0 | 0 | 0 | 1.3279 | 0.11147 | 0.13675 | 0.19896 | 0.44718 | 0 | 0 | 0 | 0 | 0 | 84
3886_G_U-7 | WECC_Pacific Northwest | Washington | 53 | Douglas | 17 | 3886 | U-7 | Wells | 0 | 1967 | 9999 | Hydro | [5 empty] | Non-Fossil | G | 2030 | Hydro |  | 0 | 0 | 0 | 0 | 0 | 0 | 0 | 0 | 0 | 0 | 0 | 0 | 0 | 0 | 0 | 0 | 80.1923 | 98.3842 | 143.1337 | 321.7102 | 0 | 0 | 0 | 0 | 0 | 0 | 0 | 0 | 0 | 0 | 0 | 0 | 0 | 0 | 0 | 0 | 0 | 0 | 0 | 0 | 1.3279 | 0.11147 | 0.13675 | 0.19896 | 0.44718 | 0 | 0 | 0 | 0 | 0 | 84
3886_G_U-8 | WECC_Pacific Northwest | Washington | 53 | Douglas | 17 | 3886 | U-8 | Wells | 0 | 1968 | 9999 | Hydro | [5 empty] | Non-Fossil | G | 2030 | Hydro |  | 0 | 0 | 0 | 0 | 0 | 0 | 0 | 0 | 0 | 0 | 0 | 0 | 0 | 0 | 0 | 0 | 80.1923 | 98.3842 | 143.1337 | 321.7102 | 0 | 0 | 0 | 0 | 0 | 0 | 0 | 0 | 0 | 0 | 0 | 0 | 0 | 0 | 0 | 0 | 0 | 0 | 0 | 0 | 1.3279 | 0.11147 | 0.13675 | 0.19896 | 0.44718 | 0 | 0 | 0 | 0 | 0 | 84
3886_G_U-9 | WECC_Pacific Northwest | Washington | 53 | Douglas | 17 | 3886 | U-9 | Wells | 0 | 1969 | 9999 | Hydro | [5 empty] | Non-Fossil | G | 2030 | Hydro |  | 0 | 0 | 0 | 0 | 0 | 0 | 0 | 0 | 0 | 0 | 0 | 0 | 0 | 0 | 0 | 0 | 80.1923 | 98.3842 | 143.1337 | 321.7102 | 0 | 0 | 0 | 0 | 0 | 0 | 0 | 0 | 0 | 0 | 0 | 0 | 0 | 0 | 0 | 0 | 0 | 0 | 0 | 0 | 1.3279 | 0.11147 | 0.13675 | 0.19896 | 0.44718 | 0 | 0 | 0 | 0 | 0 | 84
3887_G_1 | WECC_Pacific Northwest | Washington | 53 | Grant | 25 | 3887 | 1 | Priest Rapids | 0 | 1961 | 9999 | Hydro | [5 empty] | Non-Fossil | G | 2030 | Hydro |  | 0 | 0 | 0 | 0 | 0 | 0 | 0 | 0 | 0 | 0 | 0 | 0 | 0 | 0 | 0 | 0 | 90.6937 | 111.2678 | 161.8774 | 363.8389 | 0 | 0 | 0 | 0 | 0 | 0 | 0 | 0 | 0 | 0 | 0 | 0 | 0 | 0 | 0 | 0 | 0 | 0 | 0 | 0 | 1.5018 | 0.12606 | 0.15466 | 0.22501 | 0.50574 | 0 | 0 | 0 | 0 | 0 | 95
3887_G_10 | WECC_Pacific Northwest | Washington | 53 | Grant | 25 | 3887 | 10 | Priest Rapids | 0 | 1959 | 9999 | Hydro | [5 empty] | Non-Fossil | G | 2030 | Hydro |  | 0 | 0 | 0 | 0 | 0 | 0 | 0 | 0 | 0 | 0 | 0 | 0 | 0 | 0 | 0 | 0 | 90.6937 | 111.2678 | 161.8774 | 363.8389 | 0 | 0 | 0 | 0 | 0 | 0 | 0 | 0 | 0 | 0 | 0 | 0 | 0 | 0 | 0 | 0 | 0 | 0 | 0 | 0 | 1.5018 | 0.12606 | 0.15466 | 0.22501 | 0.50574 | 0 | 0 | 0 | 0 | 0 | 95
3887_G_2 | WECC_Pacific Northwest | Washington | 53 | Grant | 25 | 3887 | 2 | Priest Rapids | 0 | 1961 | 9999 | Hydro | [5 empty] | Non-Fossil | G | 2030 | Hydro |  | 0 | 0 | 0 | 0 | 0 | 0 | 0 | 0 | 0 | 0 | 0 | 0 | 0 | 0 | 0 | 0 | 88.5935 | 108.6911 | 158.1286 | 355.4132 | 0 | 0 | 0 | 0 | 0 | 0 | 0 | 0 | 0 | 0 | 0 | 0 | 0 | 0 | 0 | 0 | 0 | 0 | 0 | 0 | 1.467 | 0.12314 | 0.15108 | 0.2198 | 0.49402 | 0 | 0 | 0 | 0 | 0 | 92.8
3887_G_3 | WECC_Pacific Northwest | Washington | 53 | Grant | 25 | 3887 | 3 | Priest Rapids | 0 | 1960 | 9999 | Hydro | [5 empty] | Non-Fossil | G | 2030 | Hydro |  | 0 | 0 | 0 | 0 | 0 | 0 | 0 | 0 | 0 | 0 | 0 | 0 | 0 | 0 | 0 | 0 | 90.6937 | 111.2678 | 161.8774 | 363.8389 | 0 | 0 | 0 | 0 | 0 | 0 | 0 | 0 | 0 | 0 | 0 | 0 | 0 | 0 | 0 | 0 | 0 | 0 | 0 | 0 | 1.5018 | 0.12606 | 0.15466 | 0.22501 | 0.50574 | 0 | 0 | 0 | 0 | 0 | 95
3887_G_4 | WECC_Pacific Northwest | Washington | 53 | Grant | 25 | 3887 | 4 | Priest Rapids | 0 | 1960 | 9999 | Hydro | [5 empty] | Non-Fossil | G | 2030 | Hydro |  | 0 | 0 | 0 | 0 | 0 | 0 | 0 | 0 | 0 | 0 | 0 | 0 | 0 | 0 | 0 | 0 | 90.6937 | 111.2678 | 161.8774 | 363.8389 | 0 | 0 | 0 | 0 | 0 | 0 | 0 | 0 | 0 | 0 | 0 | 0 | 0 | 0 | 0 | 0 | 0 | 0 | 0 | 0 | 1.5018 | 0.12606 | 0.15466 | 0.22501 | 0.50574 | 0 | 0 | 0 | 0 | 0 | 95
3887_G_5 | WECC_Pacific Northwest | Washington | 53 | Grant | 25 | 3887 | 5 | Priest Rapids | 0 | 1960 | 9999 | Hydro | [5 empty] | Non-Fossil | G | 2030 | Hydro |  | 0 | 0 | 0 | 0 | 0 | 0 | 0 | 0 | 0 | 0 | 0 | 0 | 0 | 0 | 0 | 0 | 90.6937 | 111.2678 | 161.8774 | 363.8389 | 0 | 0 | 0 | 0 | 0 | 0 | 0 | 0 | 0 | 0 | 0 | 0 | 0 | 0 | 0 | 0 | 0 | 0 | 0 | 0 | 1.5018 | 0.12606 | 0.15466 | 0.22501 | 0.50574 | 0 | 0 | 0 | 0 | 0 | 95
3887_G_6 | WECC_Pacific Northwest | Washington | 53 | Grant | 25 | 3887 | 6 | Priest Rapids | 0 | 1960 | 9999 | Hydro | [5 empty] | Non-Fossil | G | 2030 | Hydro |  | 0 | 0 | 0 | 0 | 0 | 0 | 0 | 0 | 0 | 0 | 0 | 0 | 0 | 0 | 0 | 0 | 90.6937 | 111.2678 | 161.8774 | 363.8389 | 0 | 0 | 0 | 0 | 0 | 0 | 0 | 0 | 0 | 0 | 0 | 0 | 0 | 0 | 0 | 0 | 0 | 0 | 0 | 0 | 1.5018 | 0.12606 | 0.15466 | 0.22501 | 0.50574 | 0 | 0 | 0 | 0 | 0 | 95
3887_G_7 | WECC_Pacific Northwest | Washington | 53 | Grant | 25 | 3887 | 7 | Priest Rapids | 0 | 1960 | 9999 | Hydro | [5 empty] | Non-Fossil | G | 2030 | Hydro |  | 0 | 0 | 0 | 0 | 0 | 0 | 0 | 0 | 0 | 0 | 0 | 0 | 0 | 0 | 0 | 0 | 90.6937 | 111.2678 | 161.8774 | 363.8389 | 0 | 0 | 0 | 0 | 0 | 0 | 0 | 0 | 0 | 0 | 0 | 0 | 0 | 0 | 0 | 0 | 0 | 0 | 0 | 0 | 1.5018 | 0.12606 | 0.15466 | 0.22501 | 0.50574 | 0 | 0 | 0 | 0 | 0 | 95
3887_G_8 | WECC_Pacific Northwest | Washington | 53 | Grant | 25 | 3887 | 8 | Priest Rapids | 0 | 1959 | 9999 | Hydro | [5 empty] | Non-Fossil | G | 2030 | Hydro |  | 0 | 0 | 0 | 0 | 0 | 0 | 0 | 0 | 0 | 0 | 0 | 0 | 0 | 0 | 0 | 0 | 90.6937 | 111.2678 | 161.8774 | 363.8389 | 0 | 0 | 0 | 0 | 0 | 0 | 0 | 0 | 0 | 0 | 0 | 0 | 0 | 0 | 0 | 0 | 0 | 0 | 0 | 0 | 1.5018 | 0.12606 | 0.15466 | 0.22501 | 0.50574 | 0 | 0 | 0 | 0 | 0 | 95
3887_G_9 | WECC_Pacific Northwest | Washington | 53 | Grant | 25 | 3887 | 9 | Priest Rapids | 0 | 1959 | 9999 | Hydro | [5 empty] | Non-Fossil | G | 2030 | Hydro |  | 0 | 0 | 0 | 0 | 0 | 0 | 0 | 0 | 0 | 0 | 0 | 0 | 0 | 0 | 0 | 0 | 90.6937 | 111.2678 | 161.8774 | 363.8389 | 0 | 0 | 0 | 0 | 0 | 0 | 0 | 0 | 0 | 0 | 0 | 0 | 0 | 0 | 0 | 0 | 0 | 0 | 0 | 0 | 1.5018 | 0.12606 | 0.15466 | 0.22501 | 0.50574 | 0 | 0 | 0 | 0 | 0 | 95
3888_G_10A | WECC_Pacific Northwest | Washington | 53 | Grant | 25 | 3888 | 10A | Wanapum | 0 | 2014 | 9999 | Hydro | [5 empty] | Non-Fossil | G | 2030 | Hydro |  | 0 | 0 | 0 | 0 | 0 | 0 | 0 | 0 | 0 | 0 | 0 | 0 | 0 | 0 | 0 | 0 | 116.4698 | 142.8913 | 207.8846 | 467.2458 | 0 | 0 | 0 | 0 | 0 | 0 | 0 | 0 | 0 | 0 | 0 | 0 | 0 | 0 | 0 | 0 | 0 | 0 | 0 | 0 | 1.9286 | 0.16189 | 0.19862 | 0.28896 | 0.64947 | 0 | 0 | 0 | 0 | 0 | 122
3888_G_1A | WECC_Pacific Northwest | Washington | 53 | Grant | 25 | 3888 | 1A | Wanapum | 0 | 2013 | 9999 | Hydro | [5 empty] | Non-Fossil | G | 2030 | Hydro |  | 0 | 0 | 0 | 0 | 0 | 0 | 0 | 0 | 0 | 0 | 0 | 0 | 0 | 0 | 0 | 0 | 116.4698 | 142.8913 | 207.8846 | 467.2458 | 0 | 0 | 0 | 0 | 0 | 0 | 0 | 0 | 0 | 0 | 0 | 0 | 0 | 0 | 0 | 0 | 0 | 0 | 0 | 0 | 1.9286 | 0.16189 | 0.19862 | 0.28896 | 0.64947 | 0 | 0 | 0 | 0 | 0 | 122
3888_G_2A | WECC_Pacific Northwest | Washington | 53 | Grant | 25 | 3888 | 2A | Wanapum | 0 | 2012 | 9999 | Hydro | [5 empty] | Non-Fossil | G | 2030 | Hydro |  | 0 | 0 | 0 | 0 | 0 | 0 | 0 | 0 | 0 | 0 | 0 | 0 | 0 | 0 | 0 | 0 | 116.4698 | 142.8913 | 207.8846 | 467.2458 | 0 | 0 | 0 | 0 | 0 | 0 | 0 | 0 | 0 | 0 | 0 | 0 | 0 | 0 | 0 | 0 | 0 | 0 | 0 | 0 | 1.9286 | 0.16189 | 0.19862 | 0.28896 | 0.64947 | 0 | 0 | 0 | 0 | 0 | 122
3888_G_3A | WECC_Pacific Northwest | Washington | 53 | Grant | 25 | 3888 | 3A | Wanapum | 0 | 2017 | 9999 | Hydro | [5 empty] | Non-Fossil | G | 2030 | Hydro |  | 0 | 0 | 0 | 0 | 0 | 0 | 0 | 0 | 0 | 0 | 0 | 0 | 0 | 0 | 0 | 0 | 116.4698 | 142.8913 | 207.8846 | 467.2458 | 0 | 0 | 0 | 0 | 0 | 0 | 0 | 0 | 0 | 0 | 0 | 0 | 0 | 0 | 0 | 0 | 0 | 0 | 0 | 0 | 1.9286 | 0.16189 | 0.19862 | 0.28896 | 0.64947 | 0 | 0 | 0 | 0 | 0 | 122
3888_G_4A | WECC_Pacific Northwest | Washington | 53 | Grant | 25 | 3888 | 4A | Wanapum | 0 | 2020 | 9999 | Hydro | [5 empty] | Non-Fossil | G | 2030 | Hydro |  | 0 | 0 | 0 | 0 | 0 | 0 | 0 | 0 | 0 | 0 | 0 | 0 | 0 | 0 | 0 | 0 | 116.4698 | 142.8913 | 207.8846 | 467.2458 | 0 | 0 | 0 | 0 | 0 | 0 | 0 | 0 | 0 | 0 | 0 | 0 | 0 | 0 | 0 | 0 | 0 | 0 | 0 | 0 | 1.9286 | 0.16189 | 0.19862 | 0.28896 | 0.64947 | 0 | 0 | 0 | 0 | 0 | 122
3888_G_5A | WECC_Pacific Northwest | Washington | 53 | Grant | 25 | 3888 | 5A | Wanapum | 0 | 2012 | 9999 | Hydro | [5 empty] | Non-Fossil | G | 2030 | Hydro |  | 0 | 0 | 0 | 0 | 0 | 0 | 0 | 0 | 0 | 0 | 0 | 0 | 0 | 0 | 0 | 0 | 116.4698 | 142.8913 | 207.8846 | 467.2458 | 0 | 0 | 0 | 0 | 0 | 0 | 0 | 0 | 0 | 0 | 0 | 0 | 0 | 0 | 0 | 0 | 0 | 0 | 0 | 0 | 1.9286 | 0.16189 | 0.19862 | 0.28896 | 0.64947 | 0 | 0 | 0 | 0 | 0 | 122
3888_G_6A | WECC_Pacific Northwest | Washington | 53 | Grant | 25 | 3888 | 6A | Wanapum | 0 | 2016 | 9999 | Hydro | [5 empty] | Non-Fossil | G | 2030 | Hydro |  | 0 | 0 | 0 | 0 | 0 | 0 | 0 | 0 | 0 | 0 | 0 | 0 | 0 | 0 | 0 | 0 | 116.4698 | 142.8913 | 207.8846 | 467.2458 | 0 | 0 | 0 | 0 | 0 | 0 | 0 | 0 | 0 | 0 | 0 | 0 | 0 | 0 | 0 | 0 | 0 | 0 | 0 | 0 | 1.9286 | 0.16189 | 0.19862 | 0.28896 | 0.64947 | 0 | 0 | 0 | 0 | 0 | 122
3888_G_7A | WECC_Pacific Northwest | Washington | 53 | Grant | 25 | 3888 | 7A | Wanapum | 0 | 2011 | 9999 | Hydro | [5 empty] | Non-Fossil | G | 2030 | Hydro |  | 0 | 0 | 0 | 0 | 0 | 0 | 0 | 0 | 0 | 0 | 0 | 0 | 0 | 0 | 0 | 0 | 116.4698 | 142.8913 | 207.8846 | 467.2458 | 0 | 0 | 0 | 0 | 0 | 0 | 0 | 0 | 0 | 0 | 0 | 0 | 0 | 0 | 0 | 0 | 0 | 0 | 0 | 0 | 1.9286 | 0.16189 | 0.19862 | 0.28896 | 0.64947 | 0 | 0 | 0 | 0 | 0 | 122
3888_G_8A | WECC_Pacific Northwest | Washington | 53 | Grant | 25 | 3888 | 8A | Wanapum | 0 | 2018 | 9999 | Hydro | [5 empty] | Non-Fossil | G | 2030 | Hydro |  | 0 | 0 | 0 | 0 | 0 | 0 | 0 | 0 | 0 | 0 | 0 | 0 | 0 | 0 | 0 | 0 | 116.4698 | 142.8913 | 207.8846 | 467.2458 | 0 | 0 | 0 | 0 | 0 | 0 | 0 | 0 | 0 | 0 | 0 | 0 | 0 | 0 | 0 | 0 | 0 | 0 | 0 | 0 | 1.9286 | 0.16189 | 0.19862 | 0.28896 | 0.64947 | 0 | 0 | 0 | 0 | 0 | 122
3888_G_9A | WECC_Pacific Northwest | Washington | 53 | Grant | 25 | 3888 | 9A | Wanapum | 0 | 2015 | 9999 | Hydro | [5 empty] | Non-Fossil | G | 2030 | Hydro |  | 0 | 0 | 0 | 0 | 0 | 0 | 0 | 0 | 0 | 0 | 0 | 0 | 0 | 0 | 0 | 0 | 116.4698 | 142.8913 | 207.8846 | 467.2458 | 0 | 0 | 0 | 0 | 0 | 0 | 0 | 0 | 0 | 0 | 0 | 0 | 0 | 0 | 0 | 0 | 0 | 0 | 0 | 0 | 1.9286 | 0.16189 | 0.19862 | 0.28896 | 0.64947 | 0 | 0 | 0 | 0 | 0 | 122
389_B_4 | WECC_Imperial Irrigation District (IID) | California | 6 | Imperial | 25 | 389 | 4 | El Centro Hybrid | 12987 | 1968 | 9999 | O/G Steam | wall | dry | SCR |  |  | Fossil | B | 2030 |  | O/G Retirement | 0 | 0 | 0 | 0 | 0 | 0 | 0 | 0 | 0 | 0 | 0 | 0 | 0 | 0 | 0 | 0 | 0 | 0 | 0 | 0 | 0 | 0 | 0 | 0 | 0 | 0 | 0 | 0 | 0 | 0 | 0 | 0 | 0 | 0 | 0 | 0 | 0 | 0 | 0 | 0 | 0 | 0 | 0 | 0 | 0 | 0 | 0 | 0 | 0 | 0 | 70 | SCR
389_G_2 | WECC_Imperial Irrigation District (IID) | California | 6 | Imperial | 25 | 389 | 2 | El Centro Hybrid | 8128 | 1952 | 9999 | Combined Cycle | other |  | SCR |  |  | Fossil | G | 2030 | Oil |  | 0 | 0 | 0 | 0 | 0 | 0 | 0 | 0 | 0 | 0 | 0 | 0 | 0 | 0 | 0 | 0 | 0 | 0 | 0 | 0 | 0 | 0 | 0 | 0 | 0 | 0 | 0 | 0 | 0 | 0 | 0 | 0 | 0 | 0 | 0 | 0 | 0 | 0 | 0 | 0 | 1.2732 | 0 | 0 | 0 | 0 | 0 | 0 | 0 | 0 | 0 | 31 | SCR
389_G_2A | WECC_Imperial Irrigation District (IID) | California | 6 | Imperial | 25 | 389 | 2A | El Centro Hybrid | 8128 | 1993 | 9999 | Combined Cycle |  |  | SCR |  |  | Fossil | G | 2030 | Oil |  | 0 | 0 | 0 | 0 | 0 | 0 | 0 | 0 | 0 | 0 | 0 | 0 | 0 | 0 | 0 | 0 | 0 | 0 | 0 | 0 | 0 | 0 | 0 | 0 | 0 | 0 | 0 | 0 | 0 | 0 | 0 | 0 | 0 | 0 | 0 | 0 | 0 | 0 | 0 | 0 | 2.9161 | 0 | 0 | 0 | 0 | 0 | 0 | 0 | 0 | 0 | 71 | SCR
389_G_30 | WECC_Imperial Irrigation District (IID) | California | 6 | Imperial | 25 | 389 | 30 | El Centro Hybrid | 8128 | 2012 | 9999 | Combined Cycle | other |  | SCR | DLNB |  | Fossil | G | 2030 | NaturalGas |  | 0 | 0 | 0 | 0 | 0 | 0 | 0 | 0 | 0 | 0 | 0 | 0 | 0 | 0 | 0 | 0 | 0 | 0 | 0 | 0 | 0 | 0 | 0 | 0 | 0 | 0 | 0 | 0 | 0 | 0 | 0 | 0 | 0 | 0 | 0 | 0 | 0 | 0 | 0 | 0 | 1.6426 | 0 | 0 | 0 | 0 | 0 | 0 | 0 | 0 | 0 | 52 | SCR
389_G_31 | WECC_Imperial Irrigation District (IID) | California | 6 | Imperial | 25 | 389 | 31 | El Centro Hybrid | 8128 | 2012 | 9999 | Combined Cycle |  |  | SCR | DLNB |  | Fossil | G | 2030 | NaturalGas |  | 0 | 0 | 0 | 0 | 0 | 0 | 0 | 0 | 0 | 0 | 0 | 0 | 0 | 0 | 0 | 0 | 0 | 0 | 0 | 0 | 0 | 0 | 0 | 0 | 0 | 0 | 0 | 0 | 0 | 0 | 0 | 0 | 0 | 0 | 0 | 0 | 0 | 0 | 0 | 0 | 1.4215 | 0 | 0 | 0 | 0 | 0 | 0 | 0 | 0 | 0 | 45 | SCR
389_G_32 | WECC_Imperial Irrigation District (IID) | California | 6 | Imperial | 25 | 389 | 32 | El Centro Hybrid | 8128 | 2012 | 9999 | Combined Cycle |  |  | SCR | DLNB |  | Fossil | G | 2030 | NaturalGas |  | 0 | 0 | 0 | 0 | 0 | 0 | 0 | 0 | 0 | 0 | 0 | 0 | 0 | 0 | 0 | 0 | 0 | 0 | 0 | 0 | 0 | 0 | 0 | 0 | 0 | 0 | 0 | 0 | 0 | 0 | 0 | 0 | 0 | 0 | 0 | 0 | 0 | 0 | 0 | 0 | 1.4215 | 0 | 0 | 0 | 0 | 0 | 0 | 0 | 0 | 0 | 45 | SCR
389_G_BESS | WECC_Imperial Irrigation District (IID) | California | 6 | Imperial | 25 | 389 | BESS | El Centro Hybrid | 0 | 2016 | 9999 | Energy Storage | [5 empty] | Non-Fossil | G | 2030 | EnerStor |  | 0 | 0 | 0 | 0 | 0 | 0 | 0 | 0 | 0 | 0 | 0 | 0 | 0 | 0 | 0 | 0 | 0 | 1.9084 | 2.3934 | 4.3018 | 0 | 0 | 0 | 0 | 0 | 0 | 0 | 0 | 0 | 0 | 0 | 0 | 0 | 0 | 0 | 0 | 0 | 0 | 0 | 0 | 1.0297 | 0 | 0.01502 | 0.018836 | 0.033856 | 0 | 0 | 0 | 0 | 0 | 28
3891_G_1 | WECC_Pacific Northwest | Washington | 53 | Pend Oreille | 51 | 3891 | 1 | Box Canyon | 0 | 1955 | 9999 | Hydro | [5 empty] | Non-Fossil | G | 2030 | Hydro |  | 0 | 0 | 0 | 0 | 0 | 0 | 0 | 0 | 0 | 0 | 0 | 0 | 0 | 0 | 0 | 0 | 18.3378 | 25.379 | 32.0036 | 75.7203 | 0 | 0 | 0 | 0 | 0 | 0 | 0 | 0 | 0 | 0 | 0 | 0 | 0 | 0 | 0 | 0 | 0 | 0 | 0 | 0 | 0.35569 | 0.02549 | 0.035277 | 0.044485 | 0.10525 | 0 | 0 | 0 | 0 | 0 | 22.5
3891_G_2 | WECC_Pacific Northwest | Washington | 53 | Pend Oreille | 51 | 3891 | 2 | Box Canyon | 0 | 1955 | 9999 | Hydro | [5 empty] | Non-Fossil | G | 2030 | Hydro |  | 0 | 0 | 0 | 0 | 0 | 0 | 0 | 0 | 0 | 0 | 0 | 0 | 0 | 0 | 0 | 0 | 18.3378 | 25.379 | 32.0036 | 75.7203 | 0 | 0 | 0 | 0 | 0 | 0 | 0 | 0 | 0 | 0 | 0 | 0 | 0 | 0 | 0 | 0 | 0 | 0 | 0 | 0 | 0.35569 | 0.02549 | 0.035277 | 0.044485 | 0.10525 | 0 | 0 | 0 | 0 | 0 | 22.5
3891_G_3 | WECC_Pacific Northwest | Washington | 53 | Pend Oreille | 51 | 3891 | 3 | Box Canyon | 0 | 1955 | 9999 | Hydro | [5 empty] | Non-Fossil | G | 2030 | Hydro |  | 0 | 0 | 0 | 0 | 0 | 0 | 0 | 0 | 0 | 0 | 0 | 0 | 0 | 0 | 0 | 0 | 18.3378 | 25.379 | 32.0036 | 75.7203 | 0 | 0 | 0 | 0 | 0 | 0 | 0 | 0 | 0 | 0 | 0 | 0 | 0 | 0 | 0 | 0 | 0 | 0 | 0 | 0 | 0.35569 | 0.02549 | 0.035277 | 0.044485 | 0.10525 | 0 | 0 | 0 | 0 | 0 | 22.5
3891_G_4 | WECC_Pacific Northwest | Washington | 53 | Pend Oreille | 51 | 3891 | 4 | Box Canyon | 0 | 1955 | 9999 | Hydro | [5 empty] | Non-Fossil | G | 2030 | Hydro |  | 0 | 0 | 0 | 0 | 0 | 0 | 0 | 0 | 0 | 0 | 0 | 0 | 0 | 0 | 0 | 0 | 18.3378 | 25.379 | 32.0036 | 75.7203 | 0 | 0 | 0 | 0 | 0 | 0 | 0 | 0 | 0 | 0 | 0 | 0 | 0 | 0 | 0 | 0 | 0 | 0 | 0 | 0 | 0.35569 | 0.02549 | 0.035277 | 0.044485 | 0.10525 | 0 | 0 | 0 | 0 | 0 | 22.5
3895_G_1 | WECC_Pacific Northwest | Oregon | 41 | Wasco | 65 | 3895 | 1 | The Dalles | 0 | 1957 | 9999 | Hydro | [5 empty] | Non-Fossil | G | 2030 | Hydro |  | 0 | 0 | 0 | 0 | 0 | 0 | 0 | 0 | 0 | 0 | 0 | 0 | 0 | 0 | 0 | 0 | 96.0298 | 115.9062 | 130.1835 | 342.1195 | 0 | 0 | 0 | 0 | 0 | 0 | 0 | 0 | 0 | 0 | 0 | 0 | 0 | 0 | 0 | 0 | 0 | 0 | 0 | 0 | 1.233 | 0.13348 | 0.16111 | 0.18096 | 0.47555 | 0 | 0 | 0 | 0 | 0 | 78
3895_G_10 | WECC_Pacific Northwest | Oregon | 41 | Wasco | 65 | 3895 | 10 | The Dalles | 0 | 1959 | 9999 | Hydro | [5 empty] | Non-Fossil | G | 2030 | Hydro |  | 0 | 0 | 0 | 0 | 0 | 0 | 0 | 0 | 0 | 0 | 0 | 0 | 0 | 0 | 0 | 0 | 96.0298 | 115.9062 | 130.1835 | 342.1195 | 0 | 0 | 0 | 0 | 0 | 0 | 0 | 0 | 0 | 0 | 0 | 0 | 0 | 0 | 0 | 0 | 0 | 0 | 0 | 0 | 1.233 | 0.13348 | 0.16111 | 0.18096 | 0.47555 | 0 | 0 | 0 | 0 | 0 | 78
3895_G_11 | WECC_Pacific Northwest | Oregon | 41 | Wasco | 65 | 3895 | 11 | The Dalles | 0 | 1960 | 9999 | Hydro | [5 empty] | Non-Fossil | G | 2030 | Hydro |  | 0 | 0 | 0 | 0 | 0 | 0 | 0 | 0 | 0 | 0 | 0 | 0 | 0 | 0 | 0 | 0 | 96.0298 | 115.9062 | 130.1835 | 342.1195 | 0 | 0 | 0 | 0 | 0 | 0 | 0 | 0 | 0 | 0 | 0 | 0 | 0 | 0 | 0 | 0 | 0 | 0 | 0 | 0 | 1.233 | 0.13348 | 0.16111 | 0.18096 | 0.47555 | 0 | 0 | 0 | 0 | 0 | 78
3895_G_12 | WECC_Pacific Northwest | Oregon | 41 | Wasco | 65 | 3895 | 12 | The Dalles | 0 | 1960 | 9999 | Hydro | [5 empty] | Non-Fossil | G | 2030 | Hydro |  | 0 | 0 | 0 | 0 | 0 | 0 | 0 | 0 | 0 | 0 | 0 | 0 | 0 | 0 | 0 | 0 | 96.0298 | 115.9062 | 130.1835 | 342.1195 | 0 | 0 | 0 | 0 | 0 | 0 | 0 | 0 | 0 | 0 | 0 | 0 | 0 | 0 | 0 | 0 | 0 | 0 | 0 | 0 | 1.233 | 0.13348 | 0.16111 | 0.18096 | 0.47555 | 0 | 0 | 0 | 0 | 0 | 78
3895_G_13 | WECC_Pacific Northwest | Oregon | 41 | Wasco | 65 | 3895 | 13 | The Dalles | 0 | 1960 | 9999 | Hydro | [5 empty] | Non-Fossil | G | 2030 | Hydro |  | 0 | 0 | 0 | 0 | 0 | 0 | 0 | 0 | 0 | 0 | 0 | 0 | 0 | 0 | 0 | 0 | 96.0298 | 115.9062 | 130.1835 | 342.1195 | 0 | 0 | 0 | 0 | 0 | 0 | 0 | 0 | 0 | 0 | 0 | 0 | 0 | 0 | 0 | 0 | 0 | 0 | 0 | 0 | 1.233 | 0.13348 | 0.16111 | 0.18096 | 0.47555 | 0 | 0 | 0 | 0 | 0 | 78
3895_G_14 | WECC_Pacific Northwest | Oregon | 41 | Wasco | 65 | 3895 | 14 | The Dalles | 0 | 1960 | 9999 | Hydro | [5 empty] | Non-Fossil | G | 2030 | Hydro |  | 0 | 0 | 0 | 0 | 0 | 0 | 0 | 0 | 0 | 0 | 0 | 0 | 0 | 0 | 0 | 0 | 96.0298 | 115.9062 | 130.1835 | 342.1195 | 0 | 0 | 0 | 0 | 0 | 0 | 0 | 0 | 0 | 0 | 0 | 0 | 0 | 0 | 0 | 0 | 0 | 0 | 0 | 0 | 1.233 | 0.13348 | 0.16111 | 0.18096 | 0.47555 | 0 | 0 | 0 | 0 | 0 | 78
3895_G_15 | WECC_Pacific Northwest | Oregon | 41 | Wasco | 65 | 3895 | 15 | The Dalles | 0 | 1973 | 9999 | Hydro | [5 empty] | Non-Fossil | G | 2030 | Hydro |  | 0 | 0 | 0 | 0 | 0 | 0 | 0 | 0 | 0 | 0 | 0 | 0 | 0 | 0 | 0 | 0 | 105.879 | 127.794 | 143.5357 | 377.2087 | 0 | 0 | 0 | 0 | 0 | 0 | 0 | 0 | 0 | 0 | 0 | 0 | 0 | 0 | 0 | 0 | 0 | 0 | 0 | 0 | 1.3595 | 0.14717 | 0.17763 | 0.19951 | 0.52432 | 0 | 0 | 0 | 0 | 0 | 86
3895_G_16 | WECC_Pacific Northwest | Oregon | 41 | Wasco | 65 | 3895 | 16 | The Dalles | 0 | 1973 | 9999 | Hydro | [5 empty] | Non-Fossil | G | 2030 | Hydro |  | 0 | 0 | 0 | 0 | 0 | 0 | 0 | 0 | 0 | 0 | 0 | 0 | 0 | 0 | 0 | 0 | 105.879 | 127.794 | 143.5357 | 377.2087 | 0 | 0 | 0 | 0 | 0 | 0 | 0 | 0 | 0 | 0 | 0 | 0 | 0 | 0 | 0 | 0 | 0 | 0 | 0 | 0 | 1.3595 | 0.14717 | 0.17763 | 0.19951 | 0.52432 | 0 | 0 | 0 | 0 | 0 | 86
3895_G_17 | WECC_Pacific Northwest | Oregon | 41 | Wasco | 65 | 3895 | 17 | The Dalles | 0 | 1973 | 9999 | Hydro | [5 empty] | Non-Fossil | G | 2030 | Hydro |  | 0 | 0 | 0 | 0 | 0 | 0 | 0 | 0 | 0 | 0 | 0 | 0 | 0 | 0 | 0 | 0 | 105.879 | 127.794 | 143.5357 | 377.2087 | 0 | 0 | 0 | 0 | 0 | 0 | 0 | 0 | 0 | 0 | 0 | 0 | 0 | 0 | 0 | 0 | 0 | 0 | 0 | 0 | 1.3595 | 0.14717 | 0.17763 | 0.19951 | 0.52432 | 0 | 0 | 0 | 0 | 0 | 86
3895_G_18 | WECC_Pacific Northwest | Oregon | 41 | Wasco | 65 | 3895 | 18 | The Dalles | 0 | 1973 | 9999 | Hydro | [5 empty] | Non-Fossil | G | 2030 | Hydro |  | 0 | 0 | 0 | 0 | 0 | 0 | 0 | 0 | 0 | 0 | 0 | 0 | 0 | 0 | 0 | 0 | 105.879 | 127.794 | 143.5357 | 377.2087 | 0 | 0 | 0 | 0 | 0 | 0 | 0 | 0 | 0 | 0 | 0 | 0 | 0 | 0 | 0 | 0 | 0 | 0 | 0 | 0 | 1.3595 | 0.14717 | 0.17763 | 0.19951 | 0.52432 | 0 | 0 | 0 | 0 | 0 | 86
3895_G_19 | WECC_Pacific Northwest | Oregon | 41 | Wasco | 65 | 3895 | 19 | The Dalles | 0 | 1973 | 9999 | Hydro | [5 empty] | Non-Fossil | G | 2030 | Hydro |  | 0 | 0 | 0 | 0 | 0 | 0 | 0 | 0 | 0 | 0 | 0 | 0 | 0 | 0 | 0 | 0 | 105.879 | 127.794 | 143.5357 | 377.2087 | 0 | 0 | 0 | 0 | 0 | 0 | 0 | 0 | 0 | 0 | 0 | 0 | 0 | 0 | 0 | 0 | 0 | 0 | 0 | 0 | 1.3595 | 0.14717 | 0.17763 | 0.19951 | 0.52432 | 0 | 0 | 0 | 0 | 0 | 86
3895_G_2 | WECC_Pacific Northwest | Oregon | 41 | Wasco | 65 | 3895 | 2 | The Dalles | 0 | 1957 | 9999 | Hydro | [5 empty] | Non-Fossil | G | 2030 | Hydro |  | 0 | 0 | 0 | 0 | 0 | 0 | 0 | 0 | 0 | 0 | 0 | 0 | 0 | 0 | 0 | 0 | 96.0298 | 115.9062 | 130.1835 | 342.1195 | 0 | 0 | 0 | 0 | 0 | 0 | 0 | 0 | 0 | 0 | 0 | 0 | 0 | 0 | 0 | 0 | 0 | 0 | 0 | 0 | 1.233 | 0.13348 | 0.16111 | 0.18096 | 0.47555 | 0 | 0 | 0 | 0 | 0 | 78
3895_G_20 | WECC_Pacific Northwest | Oregon | 41 | Wasco | 65 | 3895 | 20 | The Dalles | 0 | 1973 | 9999 | Hydro | [5 empty] | Non-Fossil | G | 2030 | Hydro |  | 0 | 0 | 0 | 0 | 0 | 0 | 0 | 0 | 0 | 0 | 0 | 0 | 0 | 0 | 0 | 0 | 105.879 | 127.794 | 143.5357 | 377.2087 | 0 | 0 | 0 | 0 | 0 | 0 | 0 | 0 | 0 | 0 | 0 | 0 | 0 | 0 | 0 | 0 | 0 | 0 | 0 | 0 | 1.3595 | 0.14717 | 0.17763 | 0.19951 | 0.52432 | 0 | 0 | 0 | 0 | 0 | 86
3895_G_21 | WECC_Pacific Northwest | Oregon | 41 | Wasco | 65 | 3895 | 21 | The Dalles | 0 | 1973 | 9999 | Hydro | [5 empty] | Non-Fossil | G | 2030 | Hydro |  | 0 | 0 | 0 | 0 | 0 | 0 | 0 | 0 | 0 | 0 | 0 | 0 | 0 | 0 | 0 | 0 | 105.879 | 127.794 | 143.5357 | 377.2087 | 0 | 0 | 0 | 0 | 0 | 0 | 0 | 0 | 0 | 0 | 0 | 0 | 0 | 0 | 0 | 0 | 0 | 0 | 0 | 0 | 1.3595 | 0.14717 | 0.17763 | 0.19951 | 0.52432 | 0 | 0 | 0 | 0 | 0 | 86
3895_G_22 | WECC_Pacific Northwest | Oregon | 41 | Wasco | 65 | 3895 | 22 | The Dalles | 0 | 1973 | 9999 | Hydro | [5 empty] | Non-Fossil | G | 2030 | Hydro |  | 0 | 0 | 0 | 0 | 0 | 0 | 0 | 0 | 0 | 0 | 0 | 0 | 0 | 0 | 0 | 0 | 105.879 | 127.794 | 143.5357 | 377.2087 | 0 | 0 | 0 | 0 | 0 | 0 | 0 | 0 | 0 | 0 | 0 | 0 | 0 | 0 | 0 | 0 | 0 | 0 | 0 | 0 | 1.3595 | 0.14717 | 0.17763 | 0.19951 | 0.52432 | 0 | 0 | 0 | 0 | 0 | 86
3895_G_3 | WECC_Pacific Northwest | Oregon | 41 | Wasco | 65 | 3895 | 3 | The Dalles | 0 | 1958 | 9999 | Hydro | [5 empty] | Non-Fossil | G | 2030 | Hydro |  | 0 | 0 | 0 | 0 | 0 | 0 | 0 | 0 | 0 | 0 | 0 | 0 | 0 | 0 | 0 | 0 | 96.0298 | 115.9062 | 130.1835 | 342.1195 | 0 | 0 | 0 | 0 | 0 | 0 | 0 | 0 | 0 | 0 | 0 | 0 | 0 | 0 | 0 | 0 | 0 | 0 | 0 | 0 | 1.233 | 0.13348 | 0.16111 | 0.18096 | 0.47555 | 0 | 0 | 0 | 0 | 0 | 78
3895_G_4 | WECC_Pacific Northwest | Oregon | 41 | Wasco | 65 | 3895 | 4 | The Dalles | 0 | 1958 | 9999 | Hydro | [5 empty] | Non-Fossil | G | 2030 | Hydro |  | 0 | 0 | 0 | 0 | 0 | 0 | 0 | 0 | 0 | 0 | 0 | 0 | 0 | 0 | 0 | 0 | 96.0298 | 115.9062 | 130.1835 | 342.1195 | 0 | 0 | 0 | 0 | 0 | 0 | 0 | 0 | 0 | 0 | 0 | 0 | 0 | 0 | 0 | 0 | 0 | 0 | 0 | 0 | 1.233 | 0.13348 | 0.16111 | 0.18096 | 0.47555 | 0 | 0 | 0 | 0 | 0 | 78
3895_G_5 | WECC_Pacific Northwest | Oregon | 41 | Wasco | 65 | 3895 | 5 | The Dalles | 0 | 1958 | 9999 | Hydro | [5 empty] | Non-Fossil | G | 2030 | Hydro |  | 0 | 0 | 0 | 0 | 0 | 0 | 0 | 0 | 0 | 0 | 0 | 0 | 0 | 0 | 0 | 0 | 114.1277 | 137.75 | 154.7181 | 406.5959 | 0 | 0 | 0 | 0 | 0 | 0 | 0 | 0 | 0 | 0 | 0 | 0 | 0 | 0 | 0 | 0 | 0 | 0 | 0 | 0 | 1.4654 | 0.15864 | 0.19147 | 0.21506 | 0.56517 | 0 | 0 | 0 | 0 | 0 | 92.7
3895_G_6 | WECC_Pacific Northwest | Oregon | 41 | Wasco | 65 | 3895 | 6 | The Dalles | 0 | 1958 | 9999 | Hydro | [5 empty] | Non-Fossil | G | 2030 | Hydro |  | 0 | 0 | 0 | 0 | 0 | 0 | 0 | 0 | 0 | 0 | 0 | 0 | 0 | 0 | 0 | 0 | 96.0298 | 115.9062 | 130.1835 | 342.1195 | 0 | 0 | 0 | 0 | 0 | 0 | 0 | 0 | 0 | 0 | 0 | 0 | 0 | 0 | 0 | 0 | 0 | 0 | 0 | 0 | 1.233 | 0.13348 | 0.16111 | 0.18096 | 0.47555 | 0 | 0 | 0 | 0 | 0 | 78
3895_G_7 | WECC_Pacific Northwest | Oregon | 41 | Wasco | 65 | 3895 | 7 | The Dalles | 0 | 1959 | 9999 | Hydro | [5 empty] | Non-Fossil | G | 2030 | Hydro |  | 0 | 0 | 0 | 0 | 0 | 0 | 0 | 0 | 0 | 0 | 0 | 0 | 0 | 0 | 0 | 0 | 96.0298 | 115.9062 | 130.1835 | 342.1195 | 0 | 0 | 0 | 0 | 0 | 0 | 0 | 0 | 0 | 0 | 0 | 0 | 0 | 0 | 0 | 0 | 0 | 0 | 0 | 0 | 1.233 | 0.13348 | 0.16111 | 0.18096 | 0.47555 | 0 | 0 | 0 | 0 | 0 | 78
3895_G_8 | WECC_Pacific Northwest | Oregon | 41 | Wasco | 65 | 3895 | 8 | The Dalles | 0 | 1959 | 9999 | Hydro | [5 empty] | Non-Fossil | G | 2030 | Hydro |  | 0 | 0 | 0 | 0 | 0 | 0 | 0 | 0 | 0 | 0 | 0 | 0 | 0 | 0 | 0 | 0 | 96.0298 | 115.9062 | 130.1835 | 342.1195 | 0 | 0 | 0 | 0 | 0 | 0 | 0 | 0 | 0 | 0 | 0 | 0 | 0 | 0 | 0 | 0 | 0 | 0 | 0 | 0 | 1.233 | 0.13348 | 0.16111 | 0.18096 | 0.47555 | 0 | 0 | 0 | 0 | 0 | 78
3895_G_9 | WECC_Pacific Northwest | Oregon | 41 | Wasco | 65 | 3895 | 9 | The Dalles | 0 | 1959 | 9999 | Hydro | [5 empty] | Non-Fossil | G | 2030 | Hydro |  | 0 | 0 | 0 | 0 | 0 | 0 | 0 | 0 | 0 | 0 | 0 | 0 | 0 | 0 | 0 | 0 | 96.0298 | 115.9062 | 130.1835 | 342.1195 | 0 | 0 | 0 | 0 | 0 | 0 | 0 | 0 | 0 | 0 | 0 | 0 | 0 | 0 | 0 | 0 | 0 | 0 | 0 | 0 | 1.233 | 0.13348 | 0.16111 | 0.18096 | 0.47555 | 0 | 0 | 0 | 0 | 0 | 78
3895_G_F1 | WECC_Pacific Northwest | Oregon | 41 | Wasco | 65 | 3895 | F1 | The Dalles | 0 | 1957 | 9999 | Hydro | [5 empty] | Non-Fossil | G | 2030 | Hydro |  | 0 | 0 | 0 | 0 | 0 | 0 | 0 | 0 | 0 | 0 | 0 | 0 | 0 | 0 | 0 | 0 | 17.2361 | 20.8037 | 23.3663 | 61.4061 | 0 | 0 | 0 | 0 | 0 | 0 | 0 | 0 | 0 | 0 | 0 | 0 | 0 | 0 | 0 | 0 | 0 | 0 | 0 | 0 | 0.22132 | 0.023958 | 0.028917 | 0.032479 | 0.085354 | 0 | 0 | 0 | 0 | 0 | 14
3895_G_F2 | WECC_Pacific Northwest | Oregon | 41 | Wasco | 65 | 3895 | F2 | The Dalles | 0 | 1957 | 9999 | Hydro | [5 empty] | Non-Fossil | G | 2030 | Hydro |  | 0 | 0 | 0 | 0 | 0 | 0 | 0 | 0 | 0 | 0 | 0 | 0 | 0 | 0 | 0 | 0 | 17.2361 | 20.8037 | 23.3663 | 61.4061 | 0 | 0 | 0 | 0 | 0 | 0 | 0 | 0 | 0 | 0 | 0 | 0 | 0 | 0 | 0 | 0 | 0 | 0 | 0 | 0 | 0.22132 | 0.023958 | 0.028917 | 0.032479 | 0.085354 | 0 | 0 | 0 | 0 | 0 | 14
391_G_1 | WECC_LADWP | California | 6 | Inyo | 27 | 391 | 1 | Big Pine Creek | 0 | 1925 | 9999 | Hydro | [5 empty] | Non-Fossil | G | 2030 | Hydro |  | 0 | 0 | 0 | 0 | 0 | 0 | 0 | 0 | 0 | 0 | 0 | 0 | 0 | 0 | 0 | 0 | 0.82988 | 1.3271 | 2.4921 | 4.6492 | 0 | 0 | 0 | 0 | 0 | 0 | 0 | 0 | 0 | 0 | 0 | 0 | 0 | 0 | 0 | 0 | 0 | 0 | 0 | 0 | 0.047425 | 0.0011535 | 0.0018447 | 0.0034641 | 0.0064624 | 0 | 0 | 0 | 0 | 0 | 3
3913_G_11 | WECC_Pacific Northwest | Washington | 53 | Pierce | 53 | 3913 | 11 | Alder | 0 | 1947 | 9999 | Hydro | [5 empty] | Non-Fossil | G | 2030 | Hydro |  | 0 | 0 | 0 | 0 | 0 | 0 | 0 | 0 | 0 | 0 | 0 | 0 | 0 | 0 | 0 | 0 | 20.5383 | 28.4245 | 35.844 | 84.8068 | 0 | 0 | 0 | 0 | 0 | 0 | 0 | 0 | 0 | 0 | 0 | 0 | 0 | 0 | 0 | 0 | 0 | 0 | 0 | 0 | 0.39837 | 0.028548 | 0.03951 | 0.049823 | 0.11788 | 0 | 0 | 0 | 0 | 0 | 25.2
3913_G_12 | WECC_Pacific Northwest | Washington | 53 | Pierce | 53 | 3913 | 12 | Alder | 0 | 1945 | 9999 | Hydro | [5 empty] | Non-Fossil | G | 2030 | Hydro |  | 0 | 0 | 0 | 0 | 0 | 0 | 0 | 0 | 0 | 0 | 0 | 0 | 0 | 0 | 0 | 0 | 20.5383 | 28.4245 | 35.844 | 84.8068 | 0 | 0 | 0 | 0 | 0 | 0 | 0 | 0 | 0 | 0 | 0 | 0 | 0 | 0 | 0 | 0 | 0 | 0 | 0 | 0 | 0.39837 | 0.028548 | 0.03951 | 0.049823 | 0.11788 | 0 | 0 | 0 | 0 | 0 | 25.2
3914_G_21 | WECC_Pacific Northwest | Washington | 53 | Mason | 45 | 3914 | 21 | Cushman 1 | 0 | 1926 | 9999 | Hydro | [5 empty] | Non-Fossil | G | 2030 | Hydro |  | 0 | 0 | 0 | 0 | 0 | 0 | 0 | 0 | 0 | 0 | 0 | 0 | 0 | 0 | 0 | 0 | 25.4897 | 31.2721 | 45.4961 | 102.2579 | 0 | 0 | 0 | 0 | 0 | 0 | 0 | 0 | 0 | 0 | 0 | 0 | 0 | 0 | 0 | 0 | 0 | 0 | 0 | 0 | 0.42208 | 0.035431 | 0.043468 | 0.06324 | 0.14214 | 0 | 0 | 0 | 0 | 0 | 26.7
3914_G_22 | WECC_Pacific Northwest | Washington | 53 | Mason | 45 | 3914 | 22 | Cushman 1 | 0 | 1926 | 9999 | Hydro | [5 empty] | Non-Fossil | G | 2030 | Hydro |  | 0 | 0 | 0 | 0 | 0 | 0 | 0 | 0 | 0 | 0 | 0 | 0 | 0 | 0 | 0 | 0 | 25.4897 | 31.2721 | 45.4961 | 102.2579 | 0 | 0 | 0 | 0 | 0 | 0 | 0 | 0 | 0 | 0 | 0 | 0 | 0 | 0 | 0 | 0 | 0 | 0 | 0 | 0 | 0.42208 | 0.035431 | 0.043468 | 0.06324 | 0.14214 | 0 | 0 | 0 | 0 | 0 | 26.7
3915_G_31 | WECC_Pacific Northwest | Washington | 53 | Mason | 45 | 3915 | 31 | Cushman 2 | 0 | 1930 | 9999 | Hydro | [5 empty] | Non-Fossil | G | 2030 | Hydro |  | 0 | 0 | 0 | 0 | 0 | 0 | 0 | 0 | 0 | 0 | 0 | 0 | 0 | 0 | 0 | 0 | 28.6401 | 35.1372 | 51.1192 | 114.8965 | 0 | 0 | 0 | 0 | 0 | 0 | 0 | 0 | 0 | 0 | 0 | 0 | 0 | 0 | 0 | 0 | 0 | 0 | 0 | 0 | 0.47425 | 0.03981 | 0.048841 | 0.071056 | 0.15971 | 0 | 0 | 0 | 0 | 0 | 30
3915_G_32 | WECC_Pacific Northwest | Washington | 53 | Mason | 45 | 3915 | 32 | Cushman 2 | 0 | 1931 | 9999 | Hydro | [5 empty] | Non-Fossil | G | 2030 | Hydro |  | 0 | 0 | 0 | 0 | 0 | 0 | 0 | 0 | 0 | 0 | 0 | 0 | 0 | 0 | 0 | 0 | 28.6401 | 35.1372 | 51.1192 | 114.8965 | 0 | 0 | 0 | 0 | 0 | 0 | 0 | 0 | 0 | 0 | 0 | 0 | 0 | 0 | 0 | 0 | 0 | 0 | 0 | 0 | 0.47425 | 0.03981 | 0.048841 | 0.071056 | 0.15971 | 0 | 0 | 0 | 0 | 0 | 30
3915_G_33 | WECC_Pacific Northwest | Washington | 53 | Mason | 45 | 3915 | 33 | Cushman 2 | 0 | 1952 | 9999 | Hydro | [5 empty] | Non-Fossil | G | 2030 | Hydro |  | 0 | 0 | 0 | 0 | 0 | 0 | 0 | 0 | 0 | 0 | 0 | 0 | 0 | 0 | 0 | 0 | 28.6401 | 35.1372 | 51.1192 | 114.8965 | 0 | 0 | 0 | 0 | 0 | 0 | 0 | 0 | 0 | 0 | 0 | 0 | 0 | 0 | 0 | 0 | 0 | 0 | 0 | 0 | 0.47425 | 0.03981 | 0.048841 | 0.071056 | 0.15971 | 0 | 0 | 0 | 0 | 0 | 30
3915_G_34 | WECC_Pacific Northwest | Washington | 53 | Mason | 45 | 3915 | 34 | Cushman 2 | 0 | 2013 | 9999 | Hydro | [5 empty] | Non-Fossil | G | 2030 | Hydro |  | 0 | 0 | 0 | 0 | 0 | 0 | 0 | 0 | 0 | 0 | 0 | 0 | 0 | 0 | 0 | 0 | 1.7184 | 2.1082 | 3.0672 | 6.8938 | 0 | 0 | 0 | 0 | 0 | 0 | 0 | 0 | 0 | 0 | 0 | 0 | 0 | 0 | 0 | 0 | 0 | 0 | 0 | 0 | 0.028455 | 0.0023886 | 0.0029304 | 0.0042633 | 0.0095824 | 0 | 0 | 0 | 0 | 0 | 1.8
3915_G_35 | WECC_Pacific Northwest | Washington | 53 | Mason | 45 | 3915 | 35 | Cushman 2 | 0 | 2013 | 9999 | Hydro | [5 empty] | Non-Fossil | G | 2030 | Hydro |  | 0 | 0 | 0 | 0 | 0 | 0 | 0 | 0 | 0 | 0 | 0 | 0 | 0 | 0 | 0 | 0 | 1.7184 | 2.1082 | 3.0672 | 6.8938 | 0 | 0 | 0 | 0 | 0 | 0 | 0 | 0 | 0 | 0 | 0 | 0 | 0 | 0 | 0 | 0 | 0 | 0 | 0 | 0 | 0.028455 | 0.0023886 | 0.0029304 | 0.0042633 | 0.0095824 | 0 | 0 | 0 | 0 | 0 | 1.8
3916_G_1 | WECC_Pacific Northwest | Washington | 53 | Pierce | 53 | 3916 | 1 | LaGrande | 0 | 1912 | 9999 | Hydro | [5 empty] | Non-Fossil | G | 2030 | Hydro |  | 0 | 0 | 0 | 0 | 0 | 0 | 0 | 0 | 0 | 0 | 0 | 0 | 0 | 0 | 0 | 0 | 4.8901 | 6.7677 | 8.5343 | 20.1921 | 0 | 0 | 0 | 0 | 0 | 0 | 0 | 0 | 0 | 0 | 0 | 0 | 0 | 0 | 0 | 0 | 0 | 0 | 0 | 0 | 0.094849 | 0.0067972 | 0.0094071 | 0.011863 | 0.028067 | 0 | 0 | 0 | 0 | 0 | 6
3916_G_2 | WECC_Pacific Northwest | Washington | 53 | Pierce | 53 | 3916 | 2 | LaGrande | 0 | 1912 | 9999 | Hydro | [5 empty] | Non-Fossil | G | 2030 | Hydro |  | 0 | 0 | 0 | 0 | 0 | 0 | 0 | 0 | 0 | 0 | 0 | 0 | 0 | 0 | 0 | 0 | 4.8901 | 6.7677 | 8.5343 | 20.1921 | 0 | 0 | 0 | 0 | 0 | 0 | 0 | 0 | 0 | 0 | 0 | 0 | 0 | 0 | 0 | 0 | 0 | 0 | 0 | 0 | 0.094849 | 0.0067972 | 0.0094071 | 0.011863 | 0.028067 | 0 | 0 | 0 | 0 | 0 | 6
3916_G_3 | WECC_Pacific Northwest | Washington | 53 | Pierce | 53 | 3916 | 3 | LaGrande | 0 | 1912 | 9999 | Hydro | [5 empty] | Non-Fossil | G | 2030 | Hydro |  | 0 | 0 | 0 | 0 | 0 | 0 | 0 | 0 | 0 | 0 | 0 | 0 | 0 | 0 | 0 | 0 | 4.8901 | 6.7677 | 8.5343 | 20.1921 | 0 | 0 | 0 | 0 | 0 | 0 | 0 | 0 | 0 | 0 | 0 | 0 | 0 | 0 | 0 | 0 | 0 | 0 | 0 | 0 | 0.094849 | 0.0067972 | 0.0094071 | 0.011863 | 0.028067 | 0 | 0 | 0 | 0 | 0 | 6
3916_G_4 | WECC_Pacific Northwest | Washington | 53 | Pierce | 53 | 3916 | 4 | LaGrande | 0 | 1912 | 9999 | Hydro | [5 empty] | Non-Fossil | G | 2030 | Hydro |  | 0 | 0 | 0 | 0 | 0 | 0 | 0 | 0 | 0 | 0 | 0 | 0 | 0 | 0 | 0 | 0 | 4.8901 | 6.7677 | 8.5343 | 20.1921 | 0 | 0 | 0 | 0 | 0 | 0 | 0 | 0 | 0 | 0 | 0 | 0 | 0 | 0 | 0 | 0 | 0 | 0 | 0 | 0 | 0.094849 | 0.0067972 | 0.0094071 | 0.011863 | 0.028067 | 0 | 0 | 0 | 0 | 0 | 6
3916_G_5 | WECC_Pacific Northwest | Washington | 53 | Pierce | 53 | 3916 | 5 | LaGrande | 0 | 1945 | 9999 | Hydro | [5 empty] | Non-Fossil | G | 2030 | Hydro |  | 0 | 0 | 0 | 0 | 0 | 0 | 0 | 0 | 0 | 0 | 0 | 0 | 0 | 0 | 0 | 0 | 32.6005 | 45.1182 | 56.8952 | 134.6139 | 0 | 0 | 0 | 0 | 0 | 0 | 0 | 0 | 0 | 0 | 0 | 0 | 0 | 0 | 0 | 0 | 0 | 0 | 0 | 0 | 0.63233 | 0.045315 | 0.062714 | 0.079084 | 0.18711 | 0 | 0 | 0 | 0 | 0 | 40
3917_G_41 | WECC_Pacific Northwest | Washington | 53 | Lewis | 41 | 3917 | 41 | Mayfield | 0 | 1983 | 9999 | Hydro | [5 empty] | Non-Fossil | G | 2030 | Hydro |  | 0 | 0 | 0 | 0 | 0 | 0 | 0 | 0 | 0 | 0 | 0 | 0 | 0 | 0 | 0 | 0 | 39.1415 | 48.0208 | 69.8629 | 157.0252 | 0 | 0 | 0 | 0 | 0 | 0 | 0 | 0 | 0 | 0 | 0 | 0 | 0 | 0 | 0 | 0 | 0 | 0 | 0 | 0 | 0.64814 | 0.054407 | 0.066749 | 0.097109 | 0.21827 | 0 | 0 | 0 | 0 | 0 | 41
3917_G_42 | WECC_Pacific Northwest | Washington | 53 | Lewis | 41 | 3917 | 42 | Mayfield | 0 | 1963 | 9999 | Hydro | [5 empty] | Non-Fossil | G | 2030 | Hydro |  | 0 | 0 | 0 | 0 | 0 | 0 | 0 | 0 | 0 | 0 | 0 | 0 | 0 | 0 | 0 | 0 | 39.1415 | 48.0208 | 69.8629 | 157.0252 | 0 | 0 | 0 | 0 | 0 | 0 | 0 | 0 | 0 | 0 | 0 | 0 | 0 | 0 | 0 | 0 | 0 | 0 | 0 | 0 | 0.64814 | 0.054407 | 0.066749 | 0.097109 | 0.21827 | 0 | 0 | 0 | 0 | 0 | 41
3917_G_43 | WECC_Pacific Northwest | Washington | 53 | Lewis | 41 | 3917 | 43 | Mayfield | 0 | 1963 | 9999 | Hydro | [5 empty] | Non-Fossil | G | 2030 | Hydro |  | 0 | 0 | 0 | 0 | 0 | 0 | 0 | 0 | 0 | 0 | 0 | 0 | 0 | 0 | 0 | 0 | 39.1415 | 48.0208 | 69.8629 | 157.0252 | 0 | 0 | 0 | 0 | 0 | 0 | 0 | 0 | 0 | 0 | 0 | 0 | 0 | 0 | 0 | 0 | 0 | 0 | 0 | 0 | 0.64814 | 0.054407 | 0.066749 | 0.097109 | 0.21827 | 0 | 0 | 0 | 0 | 0 | 41
3917_G_44 | WECC_Pacific Northwest | Washington | 53 | Lewis | 41 | 3917 | 44 | Mayfield | 0 | 1963 | 9999 | Hydro | [5 empty] | Non-Fossil | G | 2030 | Hydro |  | 0 | 0 | 0 | 0 | 0 | 0 | 0 | 0 | 0 | 0 | 0 | 0 | 0 | 0 | 0 | 0 | 39.1415 | 48.0208 | 69.8629 | 157.0252 | 0 | 0 | 0 | 0 | 0 | 0 | 0 | 0 | 0 | 0 | 0 | 0 | 0 | 0 | 0 | 0 | 0 | 0 | 0 | 0 | 0.64814 | 0.054407 | 0.066749 | 0.097109 | 0.21827 | 0 | 0 | 0 | 0 | 0 | 41
3918_G_51 | WECC_Pacific Northwest | Washington | 53 | Lewis | 41 | 3918 | 51 | Mossyrock | 0 | 1968 | 9999 | Hydro | [5 empty] | Non-Fossil | G | 2030 | Hydro |  | 0 | 0 | 0 | 0 | 0 | 0 | 0 | 0 | 0 | 0 | 0 | 0 | 0 | 0 | 0 | 0 | 177.5688 | 217.8507 | 316.9389 | 712.3583 | 0 | 0 | 0 | 0 | 0 | 0 | 0 | 0 | 0 | 0 | 0 | 0 | 0 | 0 | 0 | 0 | 0 | 0 | 0 | 0 | 2.9403 | 0.24682 | 0.30281 | 0.44055 | 0.99018 | 0 | 0 | 0 | 0 | 0 | 186
3918_G_52 | WECC_Pacific Northwest | Washington | 53 | Lewis | 41 | 3918 | 52 | Mossyrock | 0 | 1968 | 9999 | Hydro | [5 empty] | Non-Fossil | G | 2030 | Hydro |  | 0 | 0 | 0 | 0 | 0 | 0 | 0 | 0 | 0 | 0 | 0 | 0 | 0 | 0 | 0 | 0 | 149.8833 | 183.8847 | 267.5237 | 601.2917 | 0 | 0 | 0 | 0 | 0 | 0 | 0 | 0 | 0 | 0 | 0 | 0 | 0 | 0 | 0 | 0 | 0 | 0 | 0 | 0 | 2.4819 | 0.20834 | 0.2556 | 0.37186 | 0.8358 | 0 | 0 | 0 | 0 | 0 | 157
392_G_1 | WECC_LADWP | California | 6 | Los Angeles | 37 | 392 | 1 | Castaic | 0 | 1973 | 9999 | Pumped Storage | [5 empty] | Non-Fossil | G | 2030 | Pumps |  | 0 | 0 | 0 | 0 | 0 | 0 | 0 | 0 | 0 | 0 | 0 | 0 | 0 | 0 | 0 | 0 | 0 | 21.9376 | 27.5119 | 49.4496 | 0 | 0 | 0 | 0 | 0 | 0 | 0 | 0 | 0 | 0 | 0 | 0 | 0 | 0 | 0 | 0 | 0 | 0 | 0 | 0 | 4.9462 | 0 | 0.00033338 | 0.0004181 | 0.00075148 | 0 | 0 | 0 | 0 | 0 | 270.5
392_G_2 | WECC_LADWP | California | 6 | Los Angeles | 37 | 392 | 2 | Castaic | 0 | 1974 | 9999 | Pumped Storage | [5 empty] | Non-Fossil | G | 2030 | Pumps |  | 0 | 0 | 0 | 0 | 0 | 0 | 0 | 0 | 0 | 0 | 0 | 0 | 0 | 0 | 0 | 0 | 0 | 21.9376 | 27.5119 | 49.4496 | 0 | 0 | 0 | 0 | 0 | 0 | 0 | 0 | 0 | 0 | 0 | 0 | 0 | 0 | 0 | 0 | 0 | 0 | 0 | 0 | 4.9462 | 0 | 0.00033338 | 0.0004181 | 0.00075148 | 0 | 0 | 0 | 0 | 0 | 270.5
392_G_3 | WECC_LADWP | California | 6 | Los Angeles | 37 | 392 | 3 | Castaic | 0 | 1976 | 9999 | Pumped Storage | [5 empty] | Non-Fossil | G | 2030 | Pumps |  | 0 | 0 | 0 | 0 | 0 | 0 | 0 | 0 | 0 | 0 | 0 | 0 | 0 | 0 | 0 | 0 | 0 | 21.9376 | 27.5119 | 49.4496 | 0 | 0 | 0 | 0 | 0 | 0 | 0 | 0 | 0 | 0 | 0 | 0 | 0 | 0 | 0 | 0 | 0 | 0 | 0 | 0 | 4.9462 | 0 | 0.00033338 | 0.0004181 | 0.00075148 | 0 | 0 | 0 | 0 | 0 | 270.5
392_G_4 | WECC_LADWP | California | 6 | Los Angeles | 37 | 392 | 4 | Castaic | 0 | 1977 | 9999 | Pumped Storage | [5 empty] | Non-Fossil | G | 2030 | Pumps |  | 0 | 0 | 0 | 0 | 0 | 0 | 0 | 0 | 0 | 0 | 0 | 0 | 0 | 0 | 0 | 0 | 0 | 21.9376 | 27.5119 | 49.4496 | 0 | 0 | 0 | 0 | 0 | 0 | 0 | 0 | 0 | 0 | 0 | 0 | 0 | 0 | 0 | 0 | 0 | 0 | 0 | 0 | 4.9462 | 0 | 0.00033338 | 0.0004181 | 0.00075148 | 0 | 0 | 0 | 0 | 0 | 270.5
392_G_5 | WECC_LADWP | California | 6 | Los Angeles | 37 | 392 | 5 | Castaic | 0 | 1977 | 9999 | Pumped Storage | [5 empty] | Non-Fossil | G | 2030 | Pumps |  | 0 | 0 | 0 | 0 | 0 | 0 | 0 | 0 | 0 | 0 | 0 | 0 | 0 | 0 | 0 | 0 | 0 | 21.9376 | 27.5119 | 49.4496 | 0 | 0 | 0 | 0 | 0 | 0 | 0 | 0 | 0 | 0 | 0 | 0 | 0 | 0 | 0 | 0 | 0 | 0 | 0 | 0 | 4.9462 | 0 | 0.00033338 | 0.0004181 | 0.00075148 | 0 | 0 | 0 | 0 | 0 | 270.5
392_G_6 | WECC_LADWP | California | 6 | Los Angeles | 37 | 392 | 6 | Castaic | 0 | 1978 | 9999 | Pumped Storage | [5 empty] | Non-Fossil | G | 2030 | Pumps |  | 0 | 0 | 0 | 0 | 0 | 0 | 0 | 0 | 0 | 0 | 0 | 0 | 0 | 0 | 0 | 0 | 0 | 21.9376 | 27.5119 | 49.4496 | 0 | 0 | 0 | 0 | 0 | 0 | 0 | 0 | 0 | 0 | 0 | 0 | 0 | 0 | 0 | 0 | 0 | 0 | 0 | 0 | 4.9462 | 0 | 0.00033338 | 0.0004181 | 0.00075148 | 0 | 0 | 0 | 0 | 0 | 270.5
392_G_7 | WECC_LADWP | California | 6 | Los Angeles | 37 | 392 | 7 | Castaic | 0 | 1972 | 9999 | Hydro | [5 empty] | Non-Fossil | G | 2030 | Hydro |  | 0 | 0 | 0 | 0 | 0 | 0 | 0 | 0 | 0 | 0 | 0 | 0 | 0 | 0 | 0 | 0 | 14.2463 | 22.7827 | 42.7817 | 79.8108 | 0 | 0 | 0 | 0 | 0 | 0 | 0 | 0 | 0 | 0 | 0 | 0 | 0 | 0 | 0 | 0 | 0 | 0 | 0 | 0 | 0.81412 | 0.019802 | 0.031668 | 0.059467 | 0.11094 | 0 | 0 | 0 | 0 | 0 | 51.5
3921_G_1 | WECC_Pacific Northwest | Washington | 53 | Douglas | 17 | 3921 | 1 | Chief Joseph | 0 | 1958 | 9999 | Hydro | [5 empty] | Non-Fossil | G | 2030 | Hydro |  | 0 | 0 | 0 | 0 | 0 | 0 | 0 | 0 | 0 | 0 | 0 | 0 | 0 | 0 | 0 | 0 | 84.202 | 103.3034 | 150.2904 | 337.7957 | 0 | 0 | 0 | 0 | 0 | 0 | 0 | 0 | 0 | 0 | 0 | 0 | 0 | 0 | 0 | 0 | 0 | 0 | 0 | 0 | 1.3943 | 0.11704 | 0.14359 | 0.2089 | 0.46954 | 0 | 0 | 0 | 0 | 0 | 88.2
3921_G_10 | WECC_Pacific Northwest | Washington | 53 | Douglas | 17 | 3921 | 10 | Chief Joseph | 0 | 1955 | 9999 | Hydro | [5 empty] | Non-Fossil | G | 2030 | Hydro |  | 0 | 0 | 0 | 0 | 0 | 0 | 0 | 0 | 0 | 0 | 0 | 0 | 0 | 0 | 0 | 0 | 84.202 | 103.3034 | 150.2904 | 337.7957 | 0 | 0 | 0 | 0 | 0 | 0 | 0 | 0 | 0 | 0 | 0 | 0 | 0 | 0 | 0 | 0 | 0 | 0 | 0 | 0 | 1.3943 | 0.11704 | 0.14359 | 0.2089 | 0.46954 | 0 | 0 | 0 | 0 | 0 | 88.2
3921_G_11 | WECC_Pacific Northwest | Washington | 53 | Douglas | 17 | 3921 | 11 | Chief Joseph | 0 | 1955 | 9999 | Hydro | [5 empty] | Non-Fossil | G | 2030 | Hydro |  | 0 | 0 | 0 | 0 | 0 | 0 | 0 | 0 | 0 | 0 | 0 | 0 | 0 | 0 | 0 | 0 | 62.0536 | 76.1306 | 110.7582 | 248.9424 | 0 | 0 | 0 | 0 | 0 | 0 | 0 | 0 | 0 | 0 | 0 | 0 | 0 | 0 | 0 | 0 | 0 | 0 | 0 | 0 | 1.0275 | 0.086255 | 0.10582 | 0.15395 | 0.34603 | 0 | 0 | 0 | 0 | 0 | 65
3921_G_12 | WECC_Pacific Northwest | Washington | 53 | Douglas | 17 | 3921 | 12 | Chief Joseph | 0 | 1955 | 9999 | Hydro | [5 empty] | Non-Fossil | G | 2030 | Hydro |  | 0 | 0 | 0 | 0 | 0 | 0 | 0 | 0 | 0 | 0 | 0 | 0 | 0 | 0 | 0 | 0 | 84.202 | 103.3034 | 150.2904 | 337.7957 | 0 | 0 | 0 | 0 | 0 | 0 | 0 | 0 | 0 | 0 | 0 | 0 | 0 | 0 | 0 | 0 | 0 | 0 | 0 | 0 | 1.3943 | 0.11704 | 0.14359 | 0.2089 | 0.46954 | 0 | 0 | 0 | 0 | 0 | 88.2
3921_G_13 | WECC_Pacific Northwest | Washington | 53 | Douglas | 17 | 3921 | 13 | Chief Joseph | 0 | 1957 | 9999 | Hydro | [5 empty] | Non-Fossil | G | 2030 | Hydro |  | 0 | 0 | 0 | 0 | 0 | 0 | 0 | 0 | 0 | 0 | 0 | 0 | 0 | 0 | 0 | 0 | 62.0536 | 76.1306 | 110.7582 | 248.9424 | 0 | 0 | 0 | 0 | 0 | 0 | 0 | 0 | 0 | 0 | 0 | 0 | 0 | 0 | 0 | 0 | 0 | 0 | 0 | 0 | 1.0275 | 0.086255 | 0.10582 | 0.15395 | 0.34603 | 0 | 0 | 0 | 0 | 0 | 65
3921_G_14 | WECC_Pacific Northwest | Washington | 53 | Douglas | 17 | 3921 | 14 | Chief Joseph | 0 | 1957 | 9999 | Hydro | [5 empty] | Non-Fossil | G | 2030 | Hydro |  | 0 | 0 | 0 | 0 | 0 | 0 | 0 | 0 | 0 | 0 | 0 | 0 | 0 | 0 | 0 | 0 | 62.0536 | 76.1306 | 110.7582 | 248.9424 | 0 | 0 | 0 | 0 | 0 | 0 | 0 | 0 | 0 | 0 | 0 | 0 | 0 | 0 | 0 | 0 | 0 | 0 | 0 | 0 | 1.0275 | 0.086255 | 0.10582 | 0.15395 | 0.34603 | 0 | 0 | 0 | 0 | 0 | 65
3921_G_15 | WECC_Pacific Northwest | Washington | 53 | Douglas | 17 | 3921 | 15 | Chief Joseph | 0 | 1957 | 9999 | Hydro | [5 empty] | Non-Fossil | G | 2030 | Hydro |  | 0 | 0 | 0 | 0 | 0 | 0 | 0 | 0 | 0 | 0 | 0 | 0 | 0 | 0 | 0 | 0 | 84.202 | 103.3034 | 150.2904 | 337.7957 | 0 | 0 | 0 | 0 | 0 | 0 | 0 | 0 | 0 | 0 | 0 | 0 | 0 | 0 | 0 | 0 | 0 | 0 | 0 | 0 | 1.3943 | 0.11704 | 0.14359 | 0.2089 | 0.46954 | 0 | 0 | 0 | 0 | 0 | 88.2
3921_G_16 | WECC_Pacific Northwest | Washington | 53 | Douglas | 17 | 3921 | 16 | Chief Joseph | 0 | 1957 | 9999 | Hydro | [5 empty] | Non-Fossil | G | 2030 | Hydro |  | 0 | 0 | 0 | 0 | 0 | 0 | 0 | 0 | 0 | 0 | 0 | 0 | 0 | 0 | 0 | 0 | 62.0536 | 76.1306 | 110.7582 | 248.9424 | 0 | 0 | 0 | 0 | 0 | 0 | 0 | 0 | 0 | 0 | 0 | 0 | 0 | 0 | 0 | 0 | 0 | 0 | 0 | 0 | 1.0275 | 0.086255 | 0.10582 | 0.15395 | 0.34603 | 0 | 0 | 0 | 0 | 0 | 65
3921_G_17 | WECC_Pacific Northwest | Washington | 53 | Douglas | 17 | 3921 | 17 | Chief Joseph | 0 | 1977 | 9999 | Hydro | [5 empty] | Non-Fossil | G | 2030 | Hydro |  | 0 | 0 | 0 | 0 | 0 | 0 | 0 | 0 | 0 | 0 | 0 | 0 | 0 | 0 | 0 | 0 | 90.6937 | 111.2678 | 161.8774 | 363.8389 | 0 | 0 | 0 | 0 | 0 | 0 | 0 | 0 | 0 | 0 | 0 | 0 | 0 | 0 | 0 | 0 | 0 | 0 | 0 | 0 | 1.5018 | 0.12606 | 0.15466 | 0.22501 | 0.50574 | 0 | 0 | 0 | 0 | 0 | 95
3921_G_18 | WECC_Pacific Northwest | Washington | 53 | Douglas | 17 | 3921 | 18 | Chief Joseph | 0 | 1977 | 9999 | Hydro | [5 empty] | Non-Fossil | G | 2030 | Hydro |  | 0 | 0 | 0 | 0 | 0 | 0 | 0 | 0 | 0 | 0 | 0 | 0 | 0 | 0 | 0 | 0 | 90.6937 | 111.2678 | 161.8774 | 363.8389 | 0 | 0 | 0 | 0 | 0 | 0 | 0 | 0 | 0 | 0 | 0 | 0 | 0 | 0 | 0 | 0 | 0 | 0 | 0 | 0 | 1.5018 | 0.12606 | 0.15466 | 0.22501 | 0.50574 | 0 | 0 | 0 | 0 | 0 | 95
3921_G_19 | WECC_Pacific Northwest | Washington | 53 | Douglas | 17 | 3921 | 19 | Chief Joseph | 0 | 1977 | 9999 | Hydro | [5 empty] | Non-Fossil | G | 2030 | Hydro |  | 0 | 0 | 0 | 0 | 0 | 0 | 0 | 0 | 0 | 0 | 0 | 0 | 0 | 0 | 0 | 0 | 90.6937 | 111.2678 | 161.8774 | 363.8389 | 0 | 0 | 0 | 0 | 0 | 0 | 0 | 0 | 0 | 0 | 0 | 0 | 0 | 0 | 0 | 0 | 0 | 0 | 0 | 0 | 1.5018 | 0.12606 | 0.15466 | 0.22501 | 0.50574 | 0 | 0 | 0 | 0 | 0 | 95
3921_G_2 | WECC_Pacific Northwest | Washington | 53 | Douglas | 17 | 3921 | 2 | Chief Joseph | 0 | 1958 | 9999 | Hydro | [5 empty] | Non-Fossil | G | 2030 | Hydro |  | 0 | 0 | 0 | 0 | 0 | 0 | 0 | 0 | 0 | 0 | 0 | 0 | 0 | 0 | 0 | 0 | 84.202 | 103.3034 | 150.2904 | 337.7957 | 0 | 0 | 0 | 0 | 0 | 0 | 0 | 0 | 0 | 0 | 0 | 0 | 0 | 0 | 0 | 0 | 0 | 0 | 0 | 0 | 1.3943 | 0.11704 | 0.14359 | 0.2089 | 0.46954 | 0 | 0 | 0 | 0 | 0 | 88.2
3921_G_20 | WECC_Pacific Northwest | Washington | 53 | Douglas | 17 | 3921 | 20 | Chief Joseph | 0 | 1978 | 9999 | Hydro | [5 empty] | Non-Fossil | G | 2030 | Hydro |  | 0 | 0 | 0 | 0 | 0 | 0 | 0 | 0 | 0 | 0 | 0 | 0 | 0 | 0 | 0 | 0 | 90.6937 | 111.2678 | 161.8774 | 363.8389 | 0 | 0 | 0 | 0 | 0 | 0 | 0 | 0 | 0 | 0 | 0 | 0 | 0 | 0 | 0 | 0 | 0 | 0 | 0 | 0 | 1.5018 | 0.12606 | 0.15466 | 0.22501 | 0.50574 | 0 | 0 | 0 | 0 | 0 | 95
3921_G_21 | WECC_Pacific Northwest | Washington | 53 | Douglas | 17 | 3921 | 21 | Chief Joseph | 0 | 1978 | 9999 | Hydro | [5 empty] | Non-Fossil | G | 2030 | Hydro |  | 0 | 0 | 0 | 0 | 0 | 0 | 0 | 0 | 0 | 0 | 0 | 0 | 0 | 0 | 0 | 0 | 90.6937 | 111.2678 | 161.8774 | 363.8389 | 0 | 0 | 0 | 0 | 0 | 0 | 0 | 0 | 0 | 0 | 0 | 0 | 0 | 0 | 0 | 0 | 0 | 0 | 0 | 0 | 1.5018 | 0.12606 | 0.15466 | 0.22501 | 0.50574 | 0 | 0 | 0 | 0 | 0 | 95
3921_G_22 | WECC_Pacific Northwest | Washington | 53 | Douglas | 17 | 3921 | 22 | Chief Joseph | 0 | 1978 | 9999 | Hydro | [5 empty] | Non-Fossil | G | 2030 | Hydro |  | 0 | 0 | 0 | 0 | 0 | 0 | 0 | 0 | 0 | 0 | 0 | 0 | 0 | 0 | 0 | 0 | 90.6937 | 111.2678 | 161.8774 | 363.8389 | 0 | 0 | 0 | 0 | 0 | 0 | 0 | 0 | 0 | 0 | 0 | 0 | 0 | 0 | 0 | 0 | 0 | 0 | 0 | 0 | 1.5018 | 0.12606 | 0.15466 | 0.22501 | 0.50574 | 0 | 0 | 0 | 0 | 0 | 95
3921_G_23 | WECC_Pacific Northwest | Washington | 53 | Douglas | 17 | 3921 | 23 | Chief Joseph | 0 | 1978 | 9999 | Hydro | [5 empty] | Non-Fossil | G | 2030 | Hydro |  | 0 | 0 | 0 | 0 | 0 | 0 | 0 | 0 | 0 | 0 | 0 | 0 | 0 | 0 | 0 | 0 | 90.6937 | 111.2678 | 161.8774 | 363.8389 | 0 | 0 | 0 | 0 | 0 | 0 | 0 | 0 | 0 | 0 | 0 | 0 | 0 | 0 | 0 | 0 | 0 | 0 | 0 | 0 | 1.5018 | 0.12606 | 0.15466 | 0.22501 | 0.50574 | 0 | 0 | 0 | 0 | 0 | 95
3921_G_24 | WECC_Pacific Northwest | Washington | 53 | Douglas | 17 | 3921 | 24 | Chief Joseph | 0 | 1979 | 9999 | Hydro | [5 empty] | Non-Fossil | G | 2030 | Hydro |  | 0 | 0 | 0 | 0 | 0 | 0 | 0 | 0 | 0 | 0 | 0 | 0 | 0 | 0 | 0 | 0 | 90.6937 | 111.2678 | 161.8774 | 363.8389 | 0 | 0 | 0 | 0 | 0 | 0 | 0 | 0 | 0 | 0 | 0 | 0 | 0 | 0 | 0 | 0 | 0 | 0 | 0 | 0 | 1.5018 | 0.12606 | 0.15466 | 0.22501 | 0.50574 | 0 | 0 | 0 | 0 | 0 | 95
3921_G_25 | WECC_Pacific Northwest | Washington | 53 | Douglas | 17 | 3921 | 25 | Chief Joseph | 0 | 1979 | 9999 | Hydro | [5 empty] | Non-Fossil | G | 2030 | Hydro |  | 0 | 0 | 0 | 0 | 0 | 0 | 0 | 0 | 0 | 0 | 0 | 0 | 0 | 0 | 0 | 0 | 90.6937 | 111.2678 | 161.8774 | 363.8389 | 0 | 0 | 0 | 0 | 0 | 0 | 0 | 0 | 0 | 0 | 0 | 0 | 0 | 0 | 0 | 0 | 0 | 0 | 0 | 0 | 1.5018 | 0.12606 | 0.15466 | 0.22501 | 0.50574 | 0 | 0 | 0 | 0 | 0 | 95
3921_G_26 | WECC_Pacific Northwest | Washington | 53 | Douglas | 17 | 3921 | 26 | Chief Joseph | 0 | 1979 | 9999 | Hydro | [5 empty] | Non-Fossil | G | 2030 | Hydro |  | 0 | 0 | 0 | 0 | 0 | 0 | 0 | 0 | 0 | 0 | 0 | 0 | 0 | 0 | 0 | 0 | 90.6937 | 111.2678 | 161.8774 | 363.8389 | 0 | 0 | 0 | 0 | 0 | 0 | 0 | 0 | 0 | 0 | 0 | 0 | 0 | 0 | 0 | 0 | 0 | 0 | 0 | 0 | 1.5018 | 0.12606 | 0.15466 | 0.22501 | 0.50574 | 0 | 0 | 0 | 0 | 0 | 95
3921_G_27 | WECC_Pacific Northwest | Washington | 53 | Douglas | 17 | 3921 | 27 | Chief Joseph | 0 | 1979 | 9999 | Hydro | [5 empty] | Non-Fossil | G | 2030 | Hydro |  | 0 | 0 | 0 | 0 | 0 | 0 | 0 | 0 | 0 | 0 | 0 | 0 | 0 | 0 | 0 | 0 | 90.6937 | 111.2678 | 161.8774 | 363.8389 | 0 | 0 | 0 | 0 | 0 | 0 | 0 | 0 | 0 | 0 | 0 | 0 | 0 | 0 | 0 | 0 | 0 | 0 | 0 | 0 | 1.5018 | 0.12606 | 0.15466 | 0.22501 | 0.50574 | 0 | 0 | 0 | 0 | 0 | 95
3921_G_3 | WECC_Pacific Northwest | Washington | 53 | Douglas | 17 | 3921 | 3 | Chief Joseph | 0 | 1958 | 9999 | Hydro | [5 empty] | Non-Fossil | G | 2030 | Hydro |  | 0 | 0 | 0 | 0 | 0 | 0 | 0 | 0 | 0 | 0 | 0 | 0 | 0 | 0 | 0 | 0 | 84.202 | 103.3034 | 150.2904 | 337.7957 | 0 | 0 | 0 | 0 | 0 | 0 | 0 | 0 | 0 | 0 | 0 | 0 | 0 | 0 | 0 | 0 | 0 | 0 | 0 | 0 | 1.3943 | 0.11704 | 0.14359 | 0.2089 | 0.46954 | 0 | 0 | 0 | 0 | 0 | 88.2
3921_G_4 | WECC_Pacific Northwest | Washington | 53 | Douglas | 17 | 3921 | 4 | Chief Joseph | 0 | 1958 | 9999 | Hydro | [5 empty] | Non-Fossil | G | 2030 | Hydro |  | 0 | 0 | 0 | 0 | 0 | 0 | 0 | 0 | 0 | 0 | 0 | 0 | 0 | 0 | 0 | 0 | 84.202 | 103.3034 | 150.2904 | 337.7957 | 0 | 0 | 0 | 0 | 0 | 0 | 0 | 0 | 0 | 0 | 0 | 0 | 0 | 0 | 0 | 0 | 0 | 0 | 0 | 0 | 1.3943 | 0.11704 | 0.14359 | 0.2089 | 0.46954 | 0 | 0 | 0 | 0 | 0 | 88.2
3921_G_5 | WECC_Pacific Northwest | Washington | 53 | Douglas | 17 | 3921 | 5 | Chief Joseph | 0 | 1957 | 9999 | Hydro | [5 empty] | Non-Fossil | G | 2030 | Hydro |  | 0 | 0 | 0 | 0 | 0 | 0 | 0 | 0 | 0 | 0 | 0 | 0 | 0 | 0 | 0 | 0 | 84.202 | 103.3034 | 150.2904 | 337.7957 | 0 | 0 | 0 | 0 | 0 | 0 | 0 | 0 | 0 | 0 | 0 | 0 | 0 | 0 | 0 | 0 | 0 | 0 | 0 | 0 | 1.3943 | 0.11704 | 0.14359 | 0.2089 | 0.46954 | 0 | 0 | 0 | 0 | 0 | 88.2
3921_G_6 | WECC_Pacific Northwest | Washington | 53 | Douglas | 17 | 3921 | 6 | Chief Joseph | 0 | 1956 | 9999 | Hydro | [5 empty] | Non-Fossil | G | 2030 | Hydro |  | 0 | 0 | 0 | 0 | 0 | 0 | 0 | 0 | 0 | 0 | 0 | 0 | 0 | 0 | 0 | 0 | 84.202 | 103.3034 | 150.2904 | 337.7957 | 0 | 0 | 0 | 0 | 0 | 0 | 0 | 0 | 0 | 0 | 0 | 0 | 0 | 0 | 0 | 0 | 0 | 0 | 0 | 0 | 1.3943 | 0.11704 | 0.14359 | 0.2089 | 0.46954 | 0 | 0 | 0 | 0 | 0 | 88.2
3921_G_7 | WECC_Pacific Northwest | Washington | 53 | Douglas | 17 | 3921 | 7 | Chief Joseph | 0 | 1956 | 9999 | Hydro | [5 empty] | Non-Fossil | G | 2030 | Hydro |  | 0 | 0 | 0 | 0 | 0 | 0 | 0 | 0 | 0 | 0 | 0 | 0 | 0 | 0 | 0 | 0 | 84.202 | 103.3034 | 150.2904 | 337.7957 | 0 | 0 | 0 | 0 | 0 | 0 | 0 | 0 | 0 | 0 | 0 | 0 | 0 | 0 | 0 | 0 | 0 | 0 | 0 | 0 | 1.3943 | 0.11704 | 0.14359 | 0.2089 | 0.46954 | 0 | 0 | 0 | 0 | 0 | 88.2
3921_G_8 | WECC_Pacific Northwest | Washington | 53 | Douglas | 17 | 3921 | 8 | Chief Joseph | 0 | 1956 | 9999 | Hydro | [5 empty] | Non-Fossil | G | 2030 | Hydro |  | 0 | 0 | 0 | 0 | 0 | 0 | 0 | 0 | 0 | 0 | 0 | 0 | 0 | 0 | 0 | 0 | 84.202 | 103.3034 | 150.2904 | 337.7957 | 0 | 0 | 0 | 0 | 0 | 0 | 0 | 0 | 0 | 0 | 0 | 0 | 0 | 0 | 0 | 0 | 0 | 0 | 0 | 0 | 1.3943 | 0.11704 | 0.14359 | 0.2089 | 0.46954 | 0 | 0 | 0 | 0 | 0 | 88.2
3921_G_9 | WECC_Pacific Northwest | Washington | 53 | Douglas | 17 | 3921 | 9 | Chief Joseph | 0 | 1955 | 9999 | Hydro | [5 empty] | Non-Fossil | G | 2030 | Hydro |  | 0 | 0 | 0 | 0 | 0 | 0 | 0 | 0 | 0 | 0 | 0 | 0 | 0 | 0 | 0 | 0 | 84.202 | 103.3034 | 150.2904 | 337.7957 | 0 | 0 | 0 | 0 | 0 | 0 | 0 | 0 | 0 | 0 | 0 | 0 | 0 | 0 | 0 | 0 | 0 | 0 | 0 | 0 | 1.3943 | 0.11704 | 0.14359 | 0.2089 | 0.46954 | 0 | 0 | 0 | 0 | 0 | 88.2
3925_G_1 | WECC_Pacific Northwest | Washington | 53 | Walla Walla | 71 | 3925 | 1 | Ice Harbor | 0 | 1962 | 9999 | Hydro | [5 empty] | Non-Fossil | G | 2030 | Hydro |  | 0 | 0 | 0 | 0 | 0 | 0 | 0 | 0 | 0 | 0 | 0 | 0 | 0 | 0 | 0 | 0 | 58.6809 | 81.2127 | 102.4114 | 242.3051 | 0 | 0 | 0 | 0 | 0 | 0 | 0 | 0 | 0 | 0 | 0 | 0 | 0 | 0 | 0 | 0 | 0 | 0 | 0 | 0 | 1.1382 | 0.081567 | 0.11289 | 0.14235 | 0.3368 | 0 | 0 | 0 | 0 | 0 | 72
3925_G_2 | WECC_Pacific Northwest | Washington | 53 | Walla Walla | 71 | 3925 | 2 | Ice Harbor | 0 | 1962 | 9999 | Hydro | [5 empty] | Non-Fossil | G | 2030 | Hydro |  | 0 | 0 | 0 | 0 | 0 | 0 | 0 | 0 | 0 | 0 | 0 | 0 | 0 | 0 | 0 | 0 | 73.3512 | 101.5159 | 128.0143 | 302.8814 | 0 | 0 | 0 | 0 | 0 | 0 | 0 | 0 | 0 | 0 | 0 | 0 | 0 | 0 | 0 | 0 | 0 | 0 | 0 | 0 | 1.4227 | 0.10196 | 0.14111 | 0.17794 | 0.42101 | 0 | 0 | 0 | 0 | 0 | 90
3925_G_3 | WECC_Pacific Northwest | Washington | 53 | Walla Walla | 71 | 3925 | 3 | Ice Harbor | 0 | 1962 | 9999 | Hydro | [5 empty] | Non-Fossil | G | 2030 | Hydro |  | 0 | 0 | 0 | 0 | 0 | 0 | 0 | 0 | 0 | 0 | 0 | 0 | 0 | 0 | 0 | 0 | 61.941 | 85.7246 | 108.101 | 255.7665 | 0 | 0 | 0 | 0 | 0 | 0 | 0 | 0 | 0 | 0 | 0 | 0 | 0 | 0 | 0 | 0 | 0 | 0 | 0 | 0 | 1.2014 | 0.086098 | 0.11916 | 0.15026 | 0.35552 | 0 | 0 | 0 | 0 | 0 | 76
3925_G_4 | WECC_Pacific Northwest | Washington | 53 | Walla Walla | 71 | 3925 | 4 | Ice Harbor | 0 | 1975 | 9999 | Hydro | [5 empty] | Non-Fossil | G | 2030 | Hydro |  | 0 | 0 | 0 | 0 | 0 | 0 | 0 | 0 | 0 | 0 | 0 | 0 | 0 | 0 | 0 | 0 | 90.4664 | 125.203 | 157.8843 | 373.5537 | 0 | 0 | 0 | 0 | 0 | 0 | 0 | 0 | 0 | 0 | 0 | 0 | 0 | 0 | 0 | 0 | 0 | 0 | 0 | 0 | 1.7547 | 0.12575 | 0.17403 | 0.21946 | 0.51924 | 0 | 0 | 0 | 0 | 0 | 111
3925_G_5 | WECC_Pacific Northwest | Washington | 53 | Walla Walla | 71 | 3925 | 5 | Ice Harbor | 0 | 1975 | 9999 | Hydro | [5 empty] | Non-Fossil | G | 2030 | Hydro |  | 0 | 0 | 0 | 0 | 0 | 0 | 0 | 0 | 0 | 0 | 0 | 0 | 0 | 0 | 0 | 0 | 70.9061 | 98.1321 | 123.7471 | 292.7853 | 0 | 0 | 0 | 0 | 0 | 0 | 0 | 0 | 0 | 0 | 0 | 0 | 0 | 0 | 0 | 0 | 0 | 0 | 0 | 0 | 1.3753 | 0.09856 | 0.1364 | 0.17201 | 0.40697 | 0 | 0 | 0 | 0 | 0 | 87
3925_G_6 | WECC_Pacific Northwest | Washington | 53 | Walla Walla | 71 | 3925 | 6 | Ice Harbor | 0 | 1976 | 9999 | Hydro | [5 empty] | Non-Fossil | G | 2030 | Hydro |  | 0 | 0 | 0 | 0 | 0 | 0 | 0 | 0 | 0 | 0 | 0 | 0 | 0 | 0 | 0 | 0 | 90.4664 | 125.203 | 157.8843 | 373.5537 | 0 | 0 | 0 | 0 | 0 | 0 | 0 | 0 | 0 | 0 | 0 | 0 | 0 | 0 | 0 | 0 | 0 | 0 | 0 | 0 | 1.7547 | 0.12575 | 0.17403 | 0.21946 | 0.51924 | 0 | 0 | 0 | 0 | 0 | 111
3926_G_1 | WECC_Pacific Northwest | Washington | 53 | Columbia | 13 | 3926 | 1 | Little Goose | 0 | 1970 | 9999 | Hydro | [5 empty] | Non-Fossil | G | 2030 | Hydro |  | 0 | 0 | 0 | 0 | 0 | 0 | 0 | 0 | 0 | 0 | 0 | 0 | 0 | 0 | 0 | 0 | 110.0268 | 152.2739 | 192.0214 | 454.3221 | 0 | 0 | 0 | 0 | 0 | 0 | 0 | 0 | 0 | 0 | 0 | 0 | 0 | 0 | 0 | 0 | 0 | 0 | 0 | 0 | 2.1341 | 0.15294 | 0.21166 | 0.26691 | 0.63151 | 0 | 0 | 0 | 0 | 0 | 135
3926_G_2 | WECC_Pacific Northwest | Washington | 53 | Columbia | 13 | 3926 | 2 | Little Goose | 0 | 1970 | 9999 | Hydro | [5 empty] | Non-Fossil | G | 2030 | Hydro |  | 0 | 0 | 0 | 0 | 0 | 0 | 0 | 0 | 0 | 0 | 0 | 0 | 0 | 0 | 0 | 0 | 110.0268 | 152.2739 | 192.0214 | 454.3221 | 0 | 0 | 0 | 0 | 0 | 0 | 0 | 0 | 0 | 0 | 0 | 0 | 0 | 0 | 0 | 0 | 0 | 0 | 0 | 0 | 2.1341 | 0.15294 | 0.21166 | 0.26691 | 0.63151 | 0 | 0 | 0 | 0 | 0 | 135
3926_G_3 | WECC_Pacific Northwest | Washington | 53 | Columbia | 13 | 3926 | 3 | Little Goose | 0 | 1971 | 9999 | Hydro | [5 empty] | Non-Fossil | G | 2030 | Hydro |  | 0 | 0 | 0 | 0 | 0 | 0 | 0 | 0 | 0 | 0 | 0 | 0 | 0 | 0 | 0 | 0 | 110.0268 | 152.2739 | 192.0214 | 454.3221 | 0 | 0 | 0 | 0 | 0 | 0 | 0 | 0 | 0 | 0 | 0 | 0 | 0 | 0 | 0 | 0 | 0 | 0 | 0 | 0 | 2.1341 | 0.15294 | 0.21166 | 0.26691 | 0.63151 | 0 | 0 | 0 | 0 | 0 | 135
3926_G_4 | WECC_Pacific Northwest | Washington | 53 | Columbia | 13 | 3926 | 4 | Little Goose | 0 | 1978 | 9999 | Hydro | [5 empty] | Non-Fossil | G | 2030 | Hydro |  | 0 | 0 | 0 | 0 | 0 | 0 | 0 | 0 | 0 | 0 | 0 | 0 | 0 | 0 | 0 | 0 | 110.0268 | 152.2739 | 192.0214 | 454.3221 | 0 | 0 | 0 | 0 | 0 | 0 | 0 | 0 | 0 | 0 | 0 | 0 | 0 | 0 | 0 | 0 | 0 | 0 | 0 | 0 | 2.1341 | 0.15294 | 0.21166 | 0.26691 | 0.63151 | 0 | 0 | 0 | 0 | 0 | 135
3926_G_5 | WECC_Pacific Northwest | Washington | 53 | Columbia | 13 | 3926 | 5 | Little Goose | 0 | 1978 | 9999 | Hydro | [5 empty] | Non-Fossil | G | 2030 | Hydro |  | 0 | 0 | 0 | 0 | 0 | 0 | 0 | 0 | 0 | 0 | 0 | 0 | 0 | 0 | 0 | 0 | 110.0268 | 152.2739 | 192.0214 | 454.3221 | 0 | 0 | 0 | 0 | 0 | 0 | 0 | 0 | 0 | 0 | 0 | 0 | 0 | 0 | 0 | 0 | 0 | 0 | 0 | 0 | 2.1341 | 0.15294 | 0.21166 | 0.26691 | 0.63151 | 0 | 0 | 0 | 0 | 0 | 135
3926_G_6 | WECC_Pacific Northwest | Washington | 53 | Columbia | 13 | 3926 | 6 | Little Goose | 0 | 1978 | 9999 | Hydro | [5 empty] | Non-Fossil | G | 2030 | Hydro |  | 0 | 0 | 0 | 0 | 0 | 0 | 0 | 0 | 0 | 0 | 0 | 0 | 0 | 0 | 0 | 0 | 110.0268 | 152.2739 | 192.0214 | 454.3221 | 0 | 0 | 0 | 0 | 0 | 0 | 0 | 0 | 0 | 0 | 0 | 0 | 0 | 0 | 0 | 0 | 0 | 0 | 0 | 0 | 2.1341 | 0.15294 | 0.21166 | 0.26691 | 0.63151 | 0 | 0 | 0 | 0 | 0 | 135
3927_G_1 | WECC_Pacific Northwest | Washington | 53 | Walla Walla | 71 | 3927 | 1 | Lower Monumental | 0 | 1969 | 9999 | Hydro | [5 empty] | Non-Fossil | G | 2030 | Hydro |  | 0 | 0 | 0 | 0 | 0 | 0 | 0 | 0 | 0 | 0 | 0 | 0 | 0 | 0 | 0 | 0 | 110.0268 | 152.2739 | 192.0214 | 454.3221 | 0 | 0 | 0 | 0 | 0 | 0 | 0 | 0 | 0 | 0 | 0 | 0 | 0 | 0 | 0 | 0 | 0 | 0 | 0 | 0 | 2.1341 | 0.15294 | 0.21166 | 0.26691 | 0.63151 | 0 | 0 | 0 | 0 | 0 | 135
3927_G_2 | WECC_Pacific Northwest | Washington | 53 | Walla Walla | 71 | 3927 | 2 | Lower Monumental | 0 | 1969 | 9999 | Hydro | [5 empty] | Non-Fossil | G | 2030 | Hydro |  | 0 | 0 | 0 | 0 | 0 | 0 | 0 | 0 | 0 | 0 | 0 | 0 | 0 | 0 | 0 | 0 | 77.4262 | 107.1557 | 135.1262 | 319.7081 | 0 | 0 | 0 | 0 | 0 | 0 | 0 | 0 | 0 | 0 | 0 | 0 | 0 | 0 | 0 | 0 | 0 | 0 | 0 | 0 | 1.5018 | 0.10762 | 0.14895 | 0.18783 | 0.44439 | 0 | 0 | 0 | 0 | 0 | 95
3927_G_3 | WECC_Pacific Northwest | Washington | 53 | Walla Walla | 71 | 3927 | 3 | Lower Monumental | 0 | 1970 | 9999 | Hydro | [5 empty] | Non-Fossil | G | 2030 | Hydro |  | 0 | 0 | 0 | 0 | 0 | 0 | 0 | 0 | 0 | 0 | 0 | 0 | 0 | 0 | 0 | 0 | 95.3565 | 131.9707 | 166.4186 | 393.7458 | 0 | 0 | 0 | 0 | 0 | 0 | 0 | 0 | 0 | 0 | 0 | 0 | 0 | 0 | 0 | 0 | 0 | 0 | 0 | 0 | 1.8496 | 0.13255 | 0.18344 | 0.23132 | 0.54731 | 0 | 0 | 0 | 0 | 0 | 117
3927_G_4 | WECC_Pacific Northwest | Washington | 53 | Walla Walla | 71 | 3927 | 4 | Lower Monumental | 0 | 1979 | 9999 | Hydro | [5 empty] | Non-Fossil | G | 2030 | Hydro |  | 0 | 0 | 0 | 0 | 0 | 0 | 0 | 0 | 0 | 0 | 0 | 0 | 0 | 0 | 0 | 0 | 110.0268 | 152.2739 | 192.0214 | 454.3221 | 0 | 0 | 0 | 0 | 0 | 0 | 0 | 0 | 0 | 0 | 0 | 0 | 0 | 0 | 0 | 0 | 0 | 0 | 0 | 0 | 2.1341 | 0.15294 | 0.21166 | 0.26691 | 0.63151 | 0 | 0 | 0 | 0 | 0 | 135
3927_G_5 | WECC_Pacific Northwest | Washington | 53 | Walla Walla | 71 | 3927 | 5 | Lower Monumental | 0 | 1979 | 9999 | Hydro | [5 empty] | Non-Fossil | G | 2030 | Hydro |  | 0 | 0 | 0 | 0 | 0 | 0 | 0 | 0 | 0 | 0 | 0 | 0 | 0 | 0 | 0 | 0 | 110.0268 | 152.2739 | 192.0214 | 454.3221 | 0 | 0 | 0 | 0 | 0 | 0 | 0 | 0 | 0 | 0 | 0 | 0 | 0 | 0 | 0 | 0 | 0 | 0 | 0 | 0 | 2.1341 | 0.15294 | 0.21166 | 0.26691 | 0.63151 | 0 | 0 | 0 | 0 | 0 | 135
3927_G_6 | WECC_Pacific Northwest | Washington | 53 | Walla Walla | 71 | 3927 | 6 | Lower Monumental | 0 | 1979 | 9999 | Hydro | [5 empty] | Non-Fossil | G | 2030 | Hydro |  | 0 | 0 | 0 | 0 | 0 | 0 | 0 | 0 | 0 | 0 | 0 | 0 | 0 | 0 | 0 | 0 | 110.0268 | 152.2739 | 192.0214 | 454.3221 | 0 | 0 | 0 | 0 | 0 | 0 | 0 | 0 | 0 | 0 | 0 | 0 | 0 | 0 | 0 | 0 | 0 | 0 | 0 | 0 | 2.1341 | 0.15294 | 0.21166 | 0.26691 | 0.63151 | 0 | 0 | 0 | 0 | 0 | 135
3929_G_1 | WECC_Pacific Northwest | Washington | 53 | Lewis | 41 | 3929 | 1 | Packwood | 0 | 1964 | 9999 | Hydro | [5 empty] | Non-Fossil | G | 2030 | Hydro |  | 0 | 0 | 0 | 0 | 0 | 0 | 0 | 0 | 0 | 0 | 0 | 0 | 0 | 0 | 0 | 0 | 24.8214 | 30.4522 | 44.3033 | 99.577 | 0 | 0 | 0 | 0 | 0 | 0 | 0 | 0 | 0 | 0 | 0 | 0 | 0 | 0 | 0 | 0 | 0 | 0 | 0 | 0 | 0.41101 | 0.034502 | 0.042329 | 0.061582 | 0.13841 | 0 | 0 | 0 | 0 | 0 | 26
393_G_1 | WECC_LADWP | California | 6 | Inyo | 27 | 393 | 1 | Control Gorge | 0 | 1952 | 9999 | Hydro | [5 empty] | Non-Fossil | G | 2030 | Hydro |  | 0 | 0 | 0 | 0 | 0 | 0 | 0 | 0 | 0 | 0 | 0 | 0 | 0 | 0 | 0 | 0 | 10.3735 | 16.5894 | 31.1518 | 58.1147 | 0 | 0 | 0 | 0 | 0 | 0 | 0 | 0 | 0 | 0 | 0 | 0 | 0 | 0 | 0 | 0 | 0 | 0 | 0 | 0 | 0.59281 | 0.014419 | 0.023059 | 0.043301 | 0.080779 | 0 | 0 | 0 | 0 | 0 | 37.5
3935_B_1 | PJM West | West Virginia | 54 | Putnam | 79 | 3935 | 1 | John E Amos | 9891 | 1971 | 9999 | Coal Steam | wall | dry | ESPC + Wet Scrubber + SCR | LNB | Wet Scrubber | Fossil | B | 2030 | Coal |  | 5.2695 | 0 | 6.8315 | 12.1011 | 5.2695 | 0 | 6.8315 | 12.1011 | 0 | 0 | 0 | 0 | 0 | 0 | 0 | 0 | 532.7612 | 0 | 690.6806 | 1223.4418 | 548.8257 | 0 | 711.5069 | 1260.3326 | 0.0011236 | 0 | 0.0014567 | 0.0025803 | 0.18804 | 0 | 0.24378 | 0.43183 | 0.12357 | 0 | 0.1602 | 0.28377 | 0.0026348 | 0 | 0.0034158 | 0.0060505 | 24.9103 | 2.7645 | 0 | 3.5839 | 6.3485 | 8.9175 | 0 | 11.5608 | 20.4784 | 0 | 800 | Scrubber / SCR | Wet Scrubber
3935_B_2 | PJM West | West Virginia | 54 | Putnam | 79 | 3935 | 2 | John E Amos | 9911 | 1972 | 9999 | Coal Steam | wall | dry | ESPC + Wet Scrubber + SCR | LNB | Wet Scrubber | Fossil | B | 2030 | Coal |  | 5.2802 | 0 | 6.8453 | 12.1255 | 5.2802 | 0 | 6.8453 | 12.1255 | 0 | 0 | 0 | 0 | 0 | 0 | 0 | 0 | 532.7612 | 0 | 690.6806 | 1223.4418 | 549.9354 | 0 | 712.9456 | 1262.881 | 0.0011259 | 0 | 0.0014597 | 0.0025856 | 0.20371 | 0 | 0.26409 | 0.4678 | 0.12382 | 0 | 0.16052 | 0.28434 | 0.0026401 | 0 | 0.0034227 | 0.0060628 | 24.9103 | 2.7645 | 0 | 3.5839 | 6.3485 | 8.9356 | 0 | 11.5842 | 20.5198 | 0 | 800 | Scrubber / SCR | Wet Scrubber
3935_B_3 | PJM West | West Virginia | 54 | Putnam | 79 | 3935 | 3 | John E Amos | 10019 | 1973 | 9999 | Coal Steam | cell | dry | ESPC + Wet Scrubber + SCR | LNB + LNCB | Wet Scrubber | Fossil | B | 2030 | Coal |  | 19.1887 | 0 | 26.5728 | 45.7614 | 19.1887 | 0 | 26.5728 | 45.7614 | 0 | 0 | 0 | 0 | 0 | 0 | 0 | 0 | 1915.2298 | 0 | 2652.2366 | 4567.4664 | 1995.6908 | 0 | 2767.5679 | 4763.2586 | 0.0039591 | 0 | 0.0056662 | 0.0096253 | 1.1182 | 0 | 1.0629 | 2.1811 | 0.89273 | 0 | 0.79718 | 1.6899 | 0.0095943 | 0 | 0.013286 | 0.022881 | 84.8193 | 9.7481 | 0 | 13.4994 | 23.2475 | 32.4726 | 0 | 44.9685 | 77.4412 | 0 | 1300 | Scrubber / SCR | Wet Scrubber
394_G_1 | WECC_LADWP | California | 6 | Inyo | 27 | 394 | 1 | Cottonwood | 0 | 1908 | 9999 | Hydro | [5 empty] | Non-Fossil | G | 2030 | Hydro |  | 0 | 0 | 0 | 0 | 0 | 0 | 0 | 0 | 0 | 0 | 0 | 0 | 0 | 0 | 0 | 0 | 0.33195 | 0.53086 | 0.99686 | 1.8597 | 0 | 0 | 0 | 0 | 0 | 0 | 0 | 0 | 0 | 0 | 0 | 0 | 0 | 0 | 0 | 0 | 0 | 0 | 0 | 0 | 0.01897 | 0.00046141 | 0.0007379 | 0.0013856 | 0.0025849 | 0 | 0 | 0 | 0 | 0 | 1.2
394_G_2 | WECC_LADWP | California | 6 | Inyo | 27 | 394 | 2 | Cottonwood | 0 | 1909 | 9999 | Hydro | [5 empty] | Non-Fossil | G | 2030 | Hydro |  | 0 | 0 | 0 | 0 | 0 | 0 | 0 | 0 | 0 | 0 | 0 | 0 | 0 | 0 | 0 | 0 | 0.33195 | 0.53086 | 0.99686 | 1.8597 | 0 | 0 | 0 | 0 | 0 | 0 | 0 | 0 | 0 | 0 | 0 | 0 | 0 | 0 | 0 | 0 | 0 | 0 | 0 | 0 | 0.01897 | 0.00046141 | 0.0007379 | 0.0013856 | 0.0025849 | 0 | 0 | 0 | 0 | 0 | 1.2
3943_B_1 | PJM_AP | West Virginia | 54 | Monongalia | 61 | 3943 | 1 | FirstEnergy Fort Martin Power Station | 10223 | 1967 | 9999 | Coal Steam | tangential | dry | ESPC + PM Scrubber + Wet Scrubber + SNCR + Mercury Control | LNC3 | Wet Scrubber | Fossil | B | 2030 |  | Coal Retirement | 0 | 0 | 0 | 0 | 0 | 0 | 0 | 0 | 0 | 0 | 0 | 0 | 0 | 0 | 0 | 0 | 0 | 0 | 0 | 0 | 0 | 0 | 0 | 0 | 0 | 0 | 0 | 0 | 0 | 0 | 0 | 0 | 0 | 0 | 0 | 0 | 0 | 0 | 0 | 0 | 0 | 0 | 0 | 0 | 0 | 0 | 0 | 0 | 0 | 0 | 552 | Scrubber / SNCR / Mercury Control | Wet Scrubber
3943_B_2 | PJM_AP | West Virginia | 54 | Monongalia | 61 | 3943 | 2 | FirstEnergy Fort Martin Power Station | 10240 | 1968 | 9999 | Coal Steam | cell | dry | ESPC + PM Scrubber + Wet Scrubber + SNCR + Mercury Control | LNCB | Wet Scrubber | Fossil | B | 2030 |  | Coal Retirement | 0 | 0 | 0 | 0 | 0 | 0 | 0 | 0 | 0 | 0 | 0 | 0 | 0 | 0 | 0 | 0 | 0 | 0 | 0 | 0 | 0 | 0 | 0 | 0 | 0 | 0 | 0 | 0 | 0 | 0 | 0 | 0 | 0 | 0 | 0 | 0 | 0 | 0 | 0 | 0 | 0 | 0 | 0 | 0 | 0 | 0 | 0 | 0 | 0 | 0 | 546 | Scrubber / SNCR / Mercury Control | Wet Scrubber
3944_B_1 | PJM_AP | West Virginia | 54 | Harrison | 33 | 3944 | 1 | FirstEnergy Harrison Power Station | 10184 | 1972 | 9999 | Coal Steam | wall | dry | ESPC + PM Scrubber + Wet Scrubber + SCR | LNB | Wet Scrubber | Fossil | B | 2030 | Coal |  | 12.9024 | 12.7763 | 14.618 | 40.2967 | 12.9024 | 12.7763 | 14.618 | 40.2967 | 0 | 0 | 0 | 0 | 0 | 0 | 0 | 0 | 1266.9247 | 1254.5471 | 1435.3918 | 3956.8635 | 1340.3561 | 1327.2611 | 1518.5876 | 4186.2048 | 0.0025899 | 0.0025646 | 0.0029343 | 0.0080889 | 0.64318 | 0.6369 | 0.636 | 1.9161 | 0.7727 | 0.76515 | 0.87544 | 2.4133 | 0.0064512 | 0.0063882 | 0.007309 | 0.020148 | 48.0036 | 6.741 | 6.6752 | 7.6374 | 21.0536 | 19.3555 | 19.1664 | 21.9292 | 60.451 | 0 | 652 | Scrubber / SCR | Wet Scrubber
3944_B_2 | PJM_AP | West Virginia | 54 | Harrison | 33 | 3944 | 2 | FirstEnergy Harrison Power Station | 10116 | 1973 | 9999 | Coal Steam | wall | dry | ESPC + PM Scrubber + Wet Scrubber + SCR | LNB | Wet Scrubber | Fossil | B | 2030 | Coal |  | 12.7966 | 12.6715 | 14.4982 | 39.9662 | 12.7966 | 12.6715 | 14.4982 | 39.9662 | 0 | 0 | 0 | 0 | 0 | 0 | 0 | 0 | 1264.9815 | 1252.6229 | 1433.1902 | 3950.7947 | 1329.3643 | 1316.3767 | 1506.1342 | 4151.8753 | 0.0025687 | 0.0025436 | 0.0029103 | 0.0080226 | 0.46368 | 0.45915 | 0.45851 | 1.3813 | 0.76636 | 0.75887 | 0.86826 | 2.3935 | 0.0063983 | 0.0063358 | 0.0072491 | 0.019983 | 47.93 | 6.7307 | 6.6649 | 7.6257 | 21.0213 | 19.1967 | 19.0092 | 21.7494 | 59.9553 | 0 | 651 | Scrubber / SCR | Wet Scrubber
3944_B_3 | PJM_AP | West Virginia | 54 | Harrison | 33 | 3944 | 3 | FirstEnergy Harrison Power Station | 10120 | 1974 | 9999 | Coal Steam | wall | dry | ESPC + PM Scrubber + Wet Scrubber + SCR | LNB | Wet Scrubber | Fossil | B | 2030 | Coal |  | 12.8016 | 12.6765 | 14.5039 | 39.982 | 12.8016 | 12.6765 | 14.5039 | 39.982 | 0 | 0 | 0 | 0 | 0 | 0 | 0 | 0 | 1264.9815 | 1252.6229 | 1433.1902 | 3950.7947 | 1329.89 | 1316.8972 | 1506.7298 | 4153.517 | 0.0025697 | 0.0025446 | 0.0029114 | 0.0080257 | 0.60276 | 0.59688 | 0.59603 | 1.7957 | 0.76666 | 0.75917 | 0.86861 | 2.3944 | 0.0064008 | 0.0063383 | 0.0072519 | 0.019991 | 47.93 | 6.7307 | 6.6649 | 7.6257 | 21.0213 | 19.2043 | 19.0167 | 21.758 | 59.979 | 0 | 651 | Scrubber / SCR | Wet Scrubber
3948_B_1 | PJM West | West Virginia | 54 | Marshall | 51 | 3948 | 1 | Mitchell (WV) | 10248 | 1971 | 9999 | Coal Steam | wall | dry | ESPC + Wet Scrubber + SCR | LNB | Wet Scrubber | Fossil | B | 2030 | Coal | Carbon Capture and Sequestration | 13.2394 | 17.9467 | 24.6478 | 55.8339 | 13.2394 | 17.9467 | 24.6478 | 55.8339 | 0 | 0 | 0 | 0 | 0 | 0 | 0 | 0 | 890.6774 | 1207.3628 | 1658.1778 | 3756.218 | 137.8888 | 186.916 | 256.7082 | 581.513 | 0.0028231 | 0.0038268 | 0.0052557 | 0.011906 | 0.57558 | 0.78023 | 1.0225 | 2.3784 | 0.39718 | 0.5384 | 0.73943 | 1.675 | 0.0066197 | 0.0089734 | 0.012324 | 0.027917 | 72.5492 | 9.1068 | 12.3447 | 16.9541 | 38.4056 | 21.2285 | 28.7764 | 39.5212 | 89.5261 | 158.4989 | 530.8803 | Scrubber / SCR / Carbon Capture and Sequestration | Wet Scrubber
3948_B_2 | PJM West | West Virginia | 54 | Marshall | 51 | 3948 | 2 | Mitchell (WV) | 9996 | 1971 | 9999 | Coal Steam | wall | dry | ESPC + Wet Scrubber + SCR | LNB | Wet Scrubber | Fossil | B | 2030 | Coal | Carbon Capture and Sequestration | 13.2492 | 17.9601 | 24.6662 | 55.8755 | 13.2492 | 17.9601 | 24.6662 | 55.8755 | 0 | 0 | 0 | 0 | 0 | 0 | 0 | 0 | 913.8119 | 1238.7228 | 1701.2474 | 3853.7821 | 137.9916 | 187.0553 | 256.8995 | 581.9463 | 0.0028252 | 0.0038297 | 0.0052596 | 0.011915 | 0.53527 | 0.72559 | 0.95092 | 2.2118 | 0.39748 | 0.5388 | 0.73998 | 1.6763 | 0.0066246 | 0.00898 | 0.012333 | 0.027938 | 74.4336 | 9.3433 | 12.6654 | 17.3945 | 39.4032 | 21.2443 | 28.7979 | 39.5507 | 89.5928 | 162.6157 | 544.6694 | Scrubber / SCR / Carbon Capture and Sequestration | Wet Scrubber
3954_B_1 | PJM_AP | West Virginia | 54 | Grant | 23 | 3954 | 1 | Mt Storm | 10094 | 1965 | 9999 | Coal Steam | tangential | dry | ESPC + PM Scrubber + Wet Scrubber + SCR | LNC1 | Wet Scrubber | Fossil | B | 2030 |  | Coal Retirement | 0 | 0 | 0 | 0 | 0 | 0 | 0 | 0 | 0 | 0 | 0 | 0 | 0 | 0 | 0 | 0 | 0 | 0 | 0 | 0 | 0 | 0 | 0 | 0 | 0 | 0 | 0 | 0 | 0 | 0 | 0 | 0 | 0 | 0 | 0 | 0 | 0 | 0 | 0 | 0 | 0 | 0 | 0 | 0 | 0 | 0 | 0 | 0 | 0 | 0 | 554 | Scrubber / SCR | Wet Scrubber
3954_B_2 | PJM_AP | West Virginia | 54 | Grant | 23 | 3954 | 2 | Mt Storm | 10069 | 1966 | 9999 | Coal Steam | tangential | dry | ESPC + PM Scrubber + Wet Scrubber + SCR | LNC1 | Wet Scrubber | Fossil | B | 2030 |  | Coal Retirement | 0 | 0 | 0 | 0 | 0 | 0 | 0 | 0 | 0 | 0 | 0 | 0 | 0 | 0 | 0 | 0 | 0 | 0 | 0 | 0 | 0 | 0 | 0 | 0 | 0 | 0 | 0 | 0 | 0 | 0 | 0 | 0 | 0 | 0 | 0 | 0 | 0 | 0 | 0 | 0 | 0 | 0 | 0 | 0 | 0 | 0 | 0 | 0 | 0 | 0 | 555 | Scrubber / SCR | Wet Scrubber
3954_B_3 | PJM_AP | West Virginia | 54 | Grant | 23 | 3954 | 3 | Mt Storm | 10433 | 1973 | 9999 | Coal Steam | tangential | dry | ESPC + PM Scrubber + Wet Scrubber + SCR | LNC1 | Wet Scrubber | Fossil | B | 2030 | Coal |  | 0 | 0 | 0 | 0 | 0 | 0 | 0 | 0 | 0 | 0 | 0 | 0 | 0 | 0 | 0 | 0 | 0 | 0 | 0 | 0 | 0 | 0 | 0 | 0 | 0 | 0 | 0 | 0 | 0 | 0 | 0 | 0 | 0 | 0 | 0 | 0 | 0 | 0 | 0 | 0 | 35.5262 | 0 | 0 | 0 | 0 | 0 | 0 | 0 | 0 | 0 | 520 | Scrubber / SCR | Wet Scrubber
3954_G_JF1 | PJM_AP | West Virginia | 54 | Grant | 23 | 3954 | JF1 | Mt Storm | 16079 | 1967 | 9999 | Combustion Turbine | [5 empty] | Fossil | G | 2030 | Oil |  | 0 | 0 | 0 | 0 | 0 | 0 | 0 | 0 | 0 | 0 | 0 | 0 | 0 | 0 | 0 | 0 | 0 | 0 | 0 | 0 | 0 | 0 | 0 | 0 | 0 | 0 | 0 | 0 | 0 | 0 | 0 | 0 | 0 | 0 | 0 | 0 | 0 | 0 | 0 | 0 | 0.49225 | 0 | 0 | 0 | 0 | 0 | 0 | 0 | 0 | 0 | 11
396_G_1 | WECC_LADWP | California | 6 | Los Angeles | 37 | 396 | 1 | Foothill | 0 | 1971 | 9999 | Hydro | [5 empty] | Non-Fossil | G | 2030 | Hydro |  | 0 | 0 | 0 | 0 | 0 | 0 | 0 | 0 | 0 | 0 | 0 | 0 | 0 | 0 | 0 | 0 | 2.379 | 3.8045 | 7.1441 | 13.3276 | 0 | 0 | 0 | 0 | 0 | 0 | 0 | 0 | 0 | 0 | 0 | 0 | 0 | 0 | 0 | 0 | 0 | 0 | 0 | 0 | 0.13595 | 0.0033068 | 0.0052882 | 0.0099303 | 0.018525 | 0 | 0 | 0 | 0 | 0 | 8.6
397_G_1 | WECC_LADWP | California | 6 | Los Angeles | 37 | 397 | 1 | Franklin (CA) | 0 | 1921 | 9999 | Hydro | [5 empty] | Non-Fossil | G | 2030 | Hydro |  | 0 | 0 | 0 | 0 | 0 | 0 | 0 | 0 | 0 | 0 | 0 | 0 | 0 | 0 | 0 | 0 | 0.55326 | 0.88477 | 1.6614 | 3.0994 | 0 | 0 | 0 | 0 | 0 | 0 | 0 | 0 | 0 | 0 | 0 | 0 | 0 | 0 | 0 | 0 | 0 | 0 | 0 | 0 | 0.031616 | 0.00076902 | 0.0012298 | 0.0023094 | 0.0043082 | 0 | 0 | 0 | 0 | 0 | 2
3971_G_1 | MISO_Wisconsin- Upper Michigan (WUMS) | Wisconsin | 55 | Wood | 141 | 3971 | 1 | Biron | 0 | 1921 | 9999 | Hydro | [5 empty] | Non-Fossil | G | 2030 | Hydro |  | 0 | 0 | 0 | 0 | 0 | 0 | 0 | 0 | 0 | 0 | 0 | 0 | 0 | 0 | 0 | 0 | 1.5518 | 2.346 | 3.1949 | 7.0926 | 0 | 0 | 0 | 0 | 0 | 0 | 0 | 0 | 0 | 0 | 0 | 0 | 0 | 0 | 0 | 0 | 0 | 0 | 0 | 0 | 0.020551 | 0.002157 | 0.0032609 | 0.0044409 | 0.0098587 | 0 | 0 | 0 | 0 | 0 | 1.3
3971_G_2 | MISO_Wisconsin- Upper Michigan (WUMS) | Wisconsin | 55 | Wood | 141 | 3971 | 2 | Biron | 0 | 1921 | 9999 | Hydro | [5 empty] | Non-Fossil | G | 2030 | Hydro |  | 0 | 0 | 0 | 0 | 0 | 0 | 0 | 0 | 0 | 0 | 0 | 0 | 0 | 0 | 0 | 0 | 1.5518 | 2.346 | 3.1949 | 7.0926 | 0 | 0 | 0 | 0 | 0 | 0 | 0 | 0 | 0 | 0 | 0 | 0 | 0 | 0 | 0 | 0 | 0 | 0 | 0 | 0 | 0.020551 | 0.002157 | 0.0032609 | 0.0044409 | 0.0098587 | 0 | 0 | 0 | 0 | 0 | 1.3
3971_G_6 | MISO_Wisconsin- Upper Michigan (WUMS) | Wisconsin | 55 | Wood | 141 | 3971 | 6 | Biron | 0 | 1896 | 9999 | Hydro | [5 empty] | Non-Fossil | G | 2030 | Hydro |  | 0 | 0 | 0 | 0 | 0 | 0 | 0 | 0 | 0 | 0 | 0 | 0 | 0 | 0 | 0 | 0 | 0.47747 | 0.72183 | 0.98304 | 2.1823 | 0 | 0 | 0 | 0 | 0 | 0 | 0 | 0 | 0 | 0 | 0 | 0 | 0 | 0 | 0 | 0 | 0 | 0 | 0 | 0 | 0.0063233 | 0.00066368 | 0.0010033 | 0.0013664 | 0.0030334 | 0 | 0 | 0 | 0 | 0 | 0.4
3971_G_9 | MISO_Wisconsin- Upper Michigan (WUMS) | Wisconsin | 55 | Wood | 141 | 3971 | 9 | Biron | 0 | 1896 | 9999 | Hydro | [5 empty] | Non-Fossil | G | 2030 | Hydro |  | 0 | 0 | 0 | 0 | 0 | 0 | 0 | 0 | 0 | 0 | 0 | 0 | 0 | 0 | 0 | 0 | 0.95493 | 1.4437 | 1.9661 | 4.3647 | 0 | 0 | 0 | 0 | 0 | 0 | 0 | 0 | 0 | 0 | 0 | 0 | 0 | 0 | 0 | 0 | 0 | 0 | 0 | 0 | 0.012647 | 0.0013274 | 0.0020067 | 0.0027328 | 0.0060669 | 0 | 0 | 0 | 0 | 0 | 0.8
3972_G_1 | MISO_Wisconsin- Upper Michigan (WUMS) | Wisconsin | 55 | Portage | 97 | 3972 | 1 | Du Bay | 0 | 1942 | 9999 | Hydro | [5 empty] | Non-Fossil | G | 2030 | Hydro |  | 0 | 0 | 0 | 0 | 0 | 0 | 0 | 0 | 0 | 0 | 0 | 0 | 0 | 0 | 0 | 0 | 1.4602 | 2.1803 | 2.9526 | 6.593 | 0 | 0 | 0 | 0 | 0 | 0 | 0 | 0 | 0 | 0 | 0 | 0 | 0 | 0 | 0 | 0 | 0 | 0 | 0 | 0 | 0.01897 | 0.0020296 | 0.0030306 | 0.0041041 | 0.0091643 | 0 | 0 | 0 | 0 | 0 | 1.2
3972_G_2 | MISO_Wisconsin- Upper Michigan (WUMS) | Wisconsin | 55 | Portage | 97 | 3972 | 2 | Du Bay | 0 | 1942 | 9999 | Hydro | [5 empty] | Non-Fossil | G | 2030 | Hydro |  | 0 | 0 | 0 | 0 | 0 | 0 | 0 | 0 | 0 | 0 | 0 | 0 | 0 | 0 | 0 | 0 | 2.4336 | 3.6338 | 4.921 | 10.9884 | 0 | 0 | 0 | 0 | 0 | 0 | 0 | 0 | 0 | 0 | 0 | 0 | 0 | 0 | 0 | 0 | 0 | 0 | 0 | 0 | 0.031616 | 0.0033827 | 0.005051 | 0.0068402 | 0.015274 | 0 | 0 | 0 | 0 | 0 | 2
3972_G_3 | MISO_Wisconsin- Upper Michigan (WUMS) | Wisconsin | 55 | Portage | 97 | 3972 | 3 | Du Bay | 0 | 1942 | 9999 | Hydro | [5 empty] | Non-Fossil | G | 2030 | Hydro |  | 0 | 0 | 0 | 0 | 0 | 0 | 0 | 0 | 0 | 0 | 0 | 0 | 0 | 0 | 0 | 0 | 2.4336 | 3.6338 | 4.921 | 10.9884 | 0 | 0 | 0 | 0 | 0 | 0 | 0 | 0 | 0 | 0 | 0 | 0 | 0 | 0 | 0 | 0 | 0 | 0 | 0 | 0 | 0.031616 | 0.0033827 | 0.005051 | 0.0068402 | 0.015274 | 0 | 0 | 0 | 0 | 0 | 2
3972_G_4 | MISO_Wisconsin- Upper Michigan (WUMS) | Wisconsin | 55 | Portage | 97 | 3972 | 4 | Du Bay | 0 | 1942 | 9999 | Hydro | [5 empty] | Non-Fossil | G | 2030 | Hydro |  | 0 | 0 | 0 | 0 | 0 | 0 | 0 | 0 | 0 | 0 | 0 | 0 | 0 | 0 | 0 | 0 | 2.4336 | 3.6338 | 4.921 | 10.9884 | 0 | 0 | 0 | 0 | 0 | 0 | 0 | 0 | 0 | 0 | 0 | 0 | 0 | 0 | 0 | 0 | 0 | 0 | 0 | 0 | 0.031616 | 0.0033827 | 0.005051 | 0.0068402 | 0.015274 | 0 | 0 | 0 | 0 | 0 | 2
3973_G_1 | MISO_Wisconsin- Upper Michigan (WUMS) | Wisconsin | 55 | Portage | 97 | 3973 | 1 | Stevens Point | 0 | 1918 | 9999 | Hydro | [5 empty] | Non-Fossil | G | 2030 | Hydro |  | 0 | 0 | 0 | 0 | 0 | 0 | 0 | 0 | 0 | 0 | 0 | 0 | 0 | 0 | 0 | 0 | 0.95493 | 1.4437 | 1.9661 | 4.3647 | 0 | 0 | 0 | 0 | 0 | 0 | 0 | 0 | 0 | 0 | 0 | 0 | 0 | 0 | 0 | 0 | 0 | 0 | 0 | 0 | 0.012647 | 0.0013274 | 0.0020067 | 0.0027328 | 0.0060669 | 0 | 0 | 0 | 0 | 0 | 0.8
3973_G_2 | MISO_Wisconsin- Upper Michigan (WUMS) | Wisconsin | 55 | Portage | 97 | 3973 | 2 | Stevens Point | 0 | 1918 | 9999 | Hydro | [5 empty] | Non-Fossil | G | 2030 | Hydro |  | 0 | 0 | 0 | 0 | 0 | 0 | 0 | 0 | 0 | 0 | 0 | 0 | 0 | 0 | 0 | 0 | 0.95493 | 1.4437 | 1.9661 | 4.3647 | 0 | 0 | 0 | 0 | 0 | 0 | 0 | 0 | 0 | 0 | 0 | 0 | 0 | 0 | 0 | 0 | 0 | 0 | 0 | 0 | 0.012647 | 0.0013274 | 0.0020067 | 0.0027328 | 0.0060669 | 0 | 0 | 0 | 0 | 0 | 0.8
3973_G_3 | MISO_Wisconsin- Upper Michigan (WUMS) | Wisconsin | 55 | Portage | 97 | 3973 | 3 | Stevens Point | 0 | 1918 | 9999 | Hydro | [5 empty] | Non-Fossil | G | 2030 | Hydro |  | 0 | 0 | 0 | 0 | 0 | 0 | 0 | 0 | 0 | 0 | 0 | 0 | 0 | 0 | 0 | 0 | 0.95493 | 1.4437 | 1.9661 | 4.3647 | 0 | 0 | 0 | 0 | 0 | 0 | 0 | 0 | 0 | 0 | 0 | 0 | 0 | 0 | 0 | 0 | 0 | 0 | 0 | 0 | 0.012647 | 0.0013274 | 0.0020067 | 0.0027328 | 0.0060669 | 0 | 0 | 0 | 0 | 0 | 0.8
3973_G_4 | MISO_Wisconsin- Upper Michigan (WUMS) | Wisconsin | 55 | Portage | 97 | 3973 | 4 | Stevens Point | 0 | 1918 | 9999 | Hydro | [5 empty] | Non-Fossil | G | 2030 | Hydro |  | 0 | 0 | 0 | 0 | 0 | 0 | 0 | 0 | 0 | 0 | 0 | 0 | 0 | 0 | 0 | 0 | 0.95493 | 1.4437 | 1.9661 | 4.3647 | 0 | 0 | 0 | 0 | 0 | 0 | 0 | 0 | 0 | 0 | 0 | 0 | 0 | 0 | 0 | 0 | 0 | 0 | 0 | 0 | 0.012647 | 0.0013274 | 0.0020067 | 0.0027328 | 0.0060669 | 0 | 0 | 0 | 0 | 0 | 0.8
3973_G_5 | MISO_Wisconsin- Upper Michigan (WUMS) | Wisconsin | 55 | Portage | 97 | 3973 | 5 | Stevens Point | 0 | 1918 | 9999 | Hydro | [5 empty] | Non-Fossil | G | 2030 | Hydro |  | 0 | 0 | 0 | 0 | 0 | 0 | 0 | 0 | 0 | 0 | 0 | 0 | 0 | 0 | 0 | 0 | 0.95493 | 1.4437 | 1.9661 | 4.3647 | 0 | 0 | 0 | 0 | 0 | 0 | 0 | 0 | 0 | 0 | 0 | 0 | 0 | 0 | 0 | 0 | 0 | 0 | 0 | 0 | 0.012647 | 0.0013274 | 0.0020067 | 0.0027328 | 0.0060669 | 0 | 0 | 0 | 0 | 0 | 0.8
3974_G_1 | MISO_Wisconsin- Upper Michigan (WUMS) | Wisconsin | 55 | Wood | 141 | 3974 | 1 | Wisconsin Rapids | 0 | 1920 | 9999 | Hydro | [5 empty] | Non-Fossil | G | 2030 | Hydro |  | 0 | 0 | 0 | 0 | 0 | 0 | 0 | 0 | 0 | 0 | 0 | 0 | 0 | 0 | 0 | 0 | 2.7987 | 4.1789 | 5.6591 | 12.6367 | 0 | 0 | 0 | 0 | 0 | 0 | 0 | 0 | 0 | 0 | 0 | 0 | 0 | 0 | 0 | 0 | 0 | 0 | 0 | 0 | 0.036359 | 0.0038901 | 0.0058086 | 0.0078662 | 0.017565 | 0 | 0 | 0 | 0 | 0 | 2.3
3974_G_10 | MISO_Wisconsin- Upper Michigan (WUMS) | Wisconsin | 55 | Wood | 141 | 3974 | 10 | Wisconsin Rapids | 0 | 1903 | 9999 | Hydro | [5 empty] | Non-Fossil | G | 2030 | Hydro |  | 0 | 0 | 0 | 0 | 0 | 0 | 0 | 0 | 0 | 0 | 0 | 0 | 0 | 0 | 0 | 0 | 0.73008 | 1.0901 | 1.4763 | 3.2965 | 0 | 0 | 0 | 0 | 0 | 0 | 0 | 0 | 0 | 0 | 0 | 0 | 0 | 0 | 0 | 0 | 0 | 0 | 0 | 0 | 0.0094849 | 0.0010148 | 0.0015153 | 0.0020521 | 0.0045822 | 0 | 0 | 0 | 0 | 0 | 0.6
3974_G_2 | MISO_Wisconsin- Upper Michigan (WUMS) | Wisconsin | 55 | Wood | 141 | 3974 | 2 | Wisconsin Rapids | 0 | 1920 | 9999 | Hydro | [5 empty] | Non-Fossil | G | 2030 | Hydro |  | 0 | 0 | 0 | 0 | 0 | 0 | 0 | 0 | 0 | 0 | 0 | 0 | 0 | 0 | 0 | 0 | 2.7987 | 4.1789 | 5.6591 | 12.6367 | 0 | 0 | 0 | 0 | 0 | 0 | 0 | 0 | 0 | 0 | 0 | 0 | 0 | 0 | 0 | 0 | 0 | 0 | 0 | 0 | 0.036359 | 0.0038901 | 0.0058086 | 0.0078662 | 0.017565 | 0 | 0 | 0 | 0 | 0 | 2.3
3974_G_3 | MISO_Wisconsin- Upper Michigan (WUMS) | Wisconsin | 55 | Wood | 141 | 3974 | 3 | Wisconsin Rapids | 0 | 1903 | 9999 | Hydro | [5 empty] | Non-Fossil | G | 2030 | Hydro |  | 0 | 0 | 0 | 0 | 0 | 0 | 0 | 0 | 0 | 0 | 0 | 0 | 0 | 0 | 0 | 0 | 0.73008 | 1.0901 | 1.4763 | 3.2965 | 0 | 0 | 0 | 0 | 0 | 0 | 0 | 0 | 0 | 0 | 0 | 0 | 0 | 0 | 0 | 0 | 0 | 0 | 0 | 0 | 0.0094849 | 0.0010148 | 0.0015153 | 0.0020521 | 0.0045822 | 0 | 0 | 0 | 0 | 0 | 0.6
3974_G_4 | MISO_Wisconsin- Upper Michigan (WUMS) | Wisconsin | 55 | Wood | 141 | 3974 | 4 | Wisconsin Rapids | 0 | 1903 | 9999 | Hydro | [5 empty] | Non-Fossil | G | 2030 | Hydro |  | 0 | 0 | 0 | 0 | 0 | 0 | 0 | 0 | 0 | 0 | 0 | 0 | 0 | 0 | 0 | 0 | 0.73008 | 1.0901 | 1.4763 | 3.2965 | 0 | 0 | 0 | 0 | 0 | 0 | 0 | 0 | 0 | 0 | 0 | 0 | 0 | 0 | 0 | 0 | 0 | 0 | 0 | 0 | 0.0094849 | 0.0010148 | 0.0015153 | 0.0020521 | 0.0045822 | 0 | 0 | 0 | 0 | 0 | 0.6
3974_G_5 | MISO_Wisconsin- Upper Michigan (WUMS) | Wisconsin | 55 | Wood | 141 | 3974 | 5 | Wisconsin Rapids | 0 | 1903 | 9999 | Hydro | [5 empty] | Non-Fossil | G | 2030 | Hydro |  | 0 | 0 | 0 | 0 | 0 | 0 | 0 | 0 | 0 | 0 | 0 | 0 | 0 | 0 | 0 | 0 | 0.73008 | 1.0901 | 1.4763 | 3.2965 | 0 | 0 | 0 | 0 | 0 | 0 | 0 | 0 | 0 | 0 | 0 | 0 | 0 | 0 | 0 | 0 | 0 | 0 | 0 | 0 | 0.0094849 | 0.0010148 | 0.0015153 | 0.0020521 | 0.0045822 | 0 | 0 | 0 | 0 | 0 | 0.6
3974_G_6 | MISO_Wisconsin- Upper Michigan (WUMS) | Wisconsin | 55 | Wood | 141 | 3974 | 6 | Wisconsin Rapids | 0 | 1903 | 9999 | Hydro | [5 empty] | Non-Fossil | G | 2030 | Hydro |  | 0 | 0 | 0 | 0 | 0 | 0 | 0 | 0 | 0 | 0 | 0 | 0 | 0 | 0 | 0 | 0 | 0.36504 | 0.54507 | 0.73815 | 1.6483 | 0 | 0 | 0 | 0 | 0 | 0 | 0 | 0 | 0 | 0 | 0 | 0 | 0 | 0 | 0 | 0 | 0 | 0 | 0 | 0 | 0.0047425 | 0.00050741 | 0.00075764 | 0.001026 | 0.0022911 | 0 | 0 | 0 | 0 | 0 | 0.3
3974_G_7 | MISO_Wisconsin- Upper Michigan (WUMS) | Wisconsin | 55 | Wood | 141 | 3974 | 7 | Wisconsin Rapids | 0 | 1903 | 9999 | Hydro | [5 empty] | Non-Fossil | G | 2030 | Hydro |  | 0 | 0 | 0 | 0 | 0 | 0 | 0 | 0 | 0 | 0 | 0 | 0 | 0 | 0 | 0 | 0 | 0.73008 | 1.0901 | 1.4763 | 3.2965 | 0 | 0 | 0 | 0 | 0 | 0 | 0 | 0 | 0 | 0 | 0 | 0 | 0 | 0 | 0 | 0 | 0 | 0 | 0 | 0 | 0.0094849 | 0.0010148 | 0.0015153 | 0.0020521 | 0.0045822 | 0 | 0 | 0 | 0 | 0 | 0.6
3974_G_8 | MISO_Wisconsin- Upper Michigan (WUMS) | Wisconsin | 55 | Wood | 141 | 3974 | 8 | Wisconsin Rapids | 0 | 1903 | 9999 | Hydro | [5 empty] | Non-Fossil | G | 2030 | Hydro |  | 0 | 0 | 0 | 0 | 0 | 0 | 0 | 0 | 0 | 0 | 0 | 0 | 0 | 0 | 0 | 0 | 0.36504 | 0.54507 | 0.73815 | 1.6483 | 0 | 0 | 0 | 0 | 0 | 0 | 0 | 0 | 0 | 0 | 0 | 0 | 0 | 0 | 0 | 0 | 0 | 0 | 0 | 0 | 0.0047425 | 0.00050741 | 0.00075764 | 0.001026 | 0.0022911 | 0 | 0 | 0 | 0 | 0 | 0.3
3974_G_9 | MISO_Wisconsin- Upper Michigan (WUMS) | Wisconsin | 55 | Wood | 141 | 3974 | 9 | Wisconsin Rapids | 0 | 1903 | 9999 | Hydro | [5 empty] | Non-Fossil | G | 2030 | Hydro |  | 0 | 0 | 0 | 0 | 0 | 0 | 0 | 0 | 0 | 0 | 0 | 0 | 0 | 0 | 0 | 0 | 0.73008 | 1.0901 | 1.4763 | 3.2965 | 0 | 0 | 0 | 0 | 0 | 0 | 0 | 0 | 0 | 0 | 0 | 0 | 0 | 0 | 0 | 0 | 0 | 0 | 0 | 0 | 0.0094849 | 0.0010148 | 0.0015153 | 0.0020521 | 0.0045822 | 0 | 0 | 0 | 0 | 0 | 0.6
3975_G_10 | MISO_Wisconsin- Upper Michigan (WUMS) | Wisconsin | 55 | Portage | 97 | 3975 | 10 | Whiting | 0 | 1891 | 9999 | Hydro | [5 empty] | Non-Fossil | G | 2030 | Hydro |  | 0 | 0 | 0 | 0 | 0 | 0 | 0 | 0 | 0 | 0 | 0 | 0 | 0 | 0 | 0 | 0 | 0.36504 | 0.54507 | 0.73815 | 1.6483 | 0 | 0 | 0 | 0 | 0 | 0 | 0 | 0 | 0 | 0 | 0 | 0 | 0 | 0 | 0 | 0 | 0 | 0 | 0 | 0 | 0.0047425 | 0.00050741 | 0.00075764 | 0.001026 | 0.0022911 | 0 | 0 | 0 | 0 | 0 | 0.3
3975_G_2 | MISO_Wisconsin- Upper Michigan (WUMS) | Wisconsin | 55 | Portage | 97 | 3975 | 2 | Whiting | 0 | 1891 | 9999 | Hydro | [5 empty] | Non-Fossil | G | 2030 | Hydro |  | 0 | 0 | 0 | 0 | 0 | 0 | 0 | 0 | 0 | 0 | 0 | 0 | 0 | 0 | 0 | 0 | 0.6084 | 0.90845 | 1.2302 | 2.7471 | 0 | 0 | 0 | 0 | 0 | 0 | 0 | 0 | 0 | 0 | 0 | 0 | 0 | 0 | 0 | 0 | 0 | 0 | 0 | 0 | 0.0079041 | 0.00084568 | 0.0012627 | 0.00171 | 0.0038185 | 0 | 0 | 0 | 0 | 0 | 0.5
3975_G_4 | MISO_Wisconsin- Upper Michigan (WUMS) | Wisconsin | 55 | Portage | 97 | 3975 | 4 | Whiting | 0 | 1891 | 9999 | Hydro | [5 empty] | Non-Fossil | G | 2030 | Hydro |  | 0 | 0 | 0 | 0 | 0 | 0 | 0 | 0 | 0 | 0 | 0 | 0 | 0 | 0 | 0 | 0 | 0.6084 | 0.90845 | 1.2302 | 2.7471 | 0 | 0 | 0 | 0 | 0 | 0 | 0 | 0 | 0 | 0 | 0 | 0 | 0 | 0 | 0 | 0 | 0 | 0 | 0 | 0 | 0.0079041 | 0.00084568 | 0.0012627 | 0.00171 | 0.0038185 | 0 | 0 | 0 | 0 | 0 | 0.5
3975_G_5 | MISO_Wisconsin- Upper Michigan (WUMS) | Wisconsin | 55 | Portage | 97 | 3975 | 5 | Whiting | 0 | 1891 | 9999 | Hydro | [5 empty] | Non-Fossil | G | 2030 | Hydro |  | 0 | 0 | 0 | 0 | 0 | 0 | 0 | 0 | 0 | 0 | 0 | 0 | 0 | 0 | 0 | 0 | 0.6084 | 0.90845 | 1.2302 | 2.7471 | 0 | 0 | 0 | 0 | 0 | 0 | 0 | 0 | 0 | 0 | 0 | 0 | 0 | 0 | 0 | 0 | 0 | 0 | 0 | 0 | 0.0079041 | 0.00084568 | 0.0012627 | 0.00171 | 0.0038185 | 0 | 0 | 0 | 0 | 0 | 0.5
3975_G_6 | MISO_Wisconsin- Upper Michigan (WUMS) | Wisconsin | 55 | Portage | 97 | 3975 | 6 | Whiting | 0 | 1891 | 9999 | Hydro | [5 empty] | Non-Fossil | G | 2030 | Hydro |  | 0 | 0 | 0 | 0 | 0 | 0 | 0 | 0 | 0 | 0 | 0 | 0 | 0 | 0 | 0 | 0 | 0.6084 | 0.90845 | 1.2302 | 2.7471 | 0 | 0 | 0 | 0 | 0 | 0 | 0 | 0 | 0 | 0 | 0 | 0 | 0 | 0 | 0 | 0 | 0 | 0 | 0 | 0 | 0.0079041 | 0.00084568 | 0.0012627 | 0.00171 | 0.0038185 | 0 | 0 | 0 | 0 | 0 | 0.5
3975_G_7 | MISO_Wisconsin- Upper Michigan (WUMS) | Wisconsin | 55 | Portage | 97 | 3975 | 7 | Whiting | 0 | 1891 | 9999 | Hydro | [5 empty] | Non-Fossil | G | 2030 | Hydro |  | 0 | 0 | 0 | 0 | 0 | 0 | 0 | 0 | 0 | 0 | 0 | 0 | 0 | 0 | 0 | 0 | 0.6084 | 0.90845 | 1.2302 | 2.7471 | 0 | 0 | 0 | 0 | 0 | 0 | 0 | 0 | 0 | 0 | 0 | 0 | 0 | 0 | 0 | 0 | 0 | 0 | 0 | 0 | 0.0079041 | 0.00084568 | 0.0012627 | 0.00171 | 0.0038185 | 0 | 0 | 0 | 0 | 0 | 0.5
3975_G_8 | MISO_Wisconsin- Upper Michigan (WUMS) | Wisconsin | 55 | Portage | 97 | 3975 | 8 | Whiting | 0 | 1891 | 9999 | Hydro | [5 empty] | Non-Fossil | G | 2030 | Hydro |  | 0 | 0 | 0 | 0 | 0 | 0 | 0 | 0 | 0 | 0 | 0 | 0 | 0 | 0 | 0 | 0 | 0.36504 | 0.54507 | 0.73815 | 1.6483 | 0 | 0 | 0 | 0 | 0 | 0 | 0 | 0 | 0 | 0 | 0 | 0 | 0 | 0 | 0 | 0 | 0 | 0 | 0 | 0 | 0.0047425 | 0.00050741 | 0.00075764 | 0.001026 | 0.0022911 | 0 | 0 | 0 | 0 | 0 | 0.3
3975_G_9 | MISO_Wisconsin- Upper Michigan (WUMS) | Wisconsin | 55 | Portage | 97 | 3975 | 9 | Whiting | 0 | 1891 | 9999 | Hydro | [5 empty] | Non-Fossil | G | 2030 | Hydro |  | 0 | 0 | 0 | 0 | 0 | 0 | 0 | 0 | 0 | 0 | 0 | 0 | 0 | 0 | 0 | 0 | 0.36504 | 0.54507 | 0.73815 | 1.6483 | 0 | 0 | 0 | 0 | 0 | 0 | 0 | 0 | 0 | 0 | 0 | 0 | 0 | 0 | 0 | 0 | 0 | 0 | 0 | 0 | 0.0047425 | 0.00050741 | 0.00075764 | 0.001026 | 0.0022911 | 0 | 0 | 0 | 0 | 0 | 0.3
3976_G_3 | MISO_Minnesota and Western Wisconsin | Wisconsin | 55 | Douglas | 31 | 3976 | 3 | Gordon | 14212 | 1955 | 9999 | Combustion Turbine | [5 empty] | Fossil | G | 2030 | Oil |  | 0 | 0 | 0 | 0 | 0 | 0 | 0 | 0 | 0 | 0 | 0 | 0 | 0 | 0 | 0 | 0 | 0 | 0 | 0 | 0 | 0 | 0 | 0 | 0 | 0 | 0 | 0 | 0 | 0 | 0 | 0 | 0 | 0 | 0 | 0 | 0 | 0 | 0 | 0 | 0 | 0.03023 | 0 | 0 | 0 | 0 | 0 | 0 | 0 | 0 | 0 | 0.7
3976_G_4 | MISO_Minnesota and Western Wisconsin | Wisconsin | 55 | Douglas | 31 | 3976 | 4 | Gordon | 13522 | 1949 | 9999 | Combustion Turbine | [5 empty] | Fossil | G | 2030 | Oil |  | 0 | 0 | 0 | 0 | 0 | 0 | 0 | 0 | 0 | 0 | 0 | 0 | 0 | 0 | 0 | 0 | 0 | 0 | 0 | 0 | 0 | 0 | 0 | 0 | 0 | 0 | 0 | 0 | 0 | 0 | 0 | 0 | 0 | 0 | 0 | 0 | 0 | 0 | 0 | 0 | 0.03023 | 0 | 0 | 0 | 0 | 0 | 0 | 0 | 0 | 0 | 0.7
3976_G_5 | MISO_Minnesota and Western Wisconsin | Wisconsin | 55 | Douglas | 31 | 3976 | 5 | Gordon | 13300 | 2001 | 9999 | Combustion Turbine | [5 empty] | Fossil | G | 2030 | Oil |  | 0 | 0 | 0 | 0 | 0 | 0 | 0 | 0 | 0 | 0 | 0 | 0 | 0 | 0 | 0 | 0 | 0 | 0 | 0 | 0 | 0 | 0 | 0 | 0 | 0 | 0 | 0 | 0 | 0 | 0 | 0 | 0 | 0 | 0 | 0 | 0 | 0 | 0 | 0 | 0 | 0.03023 | 0 | 0 | 0 | 0 | 0 | 0 | 0 | 0 | 0 | 0.7
3976_G_6 | MISO_Minnesota and Western Wisconsin | Wisconsin | 55 | Douglas | 31 | 3976 | 6 | Gordon | 13522 | 2001 | 9999 | Combustion Turbine | [5 empty] | Fossil | G | 2030 | Oil |  | 0 | 0 | 0 | 0 | 0 | 0 | 0 | 0 | 0 | 0 | 0 | 0 | 0 | 0 | 0 | 0 | 0 | 0 | 0 | 0 | 0 | 0 | 0 | 0 | 0 | 0 | 0 | 0 | 0 | 0 | 0 | 0 | 0 | 0 | 0 | 0 | 0 | 0 | 0 | 0 | 0.03023 | 0 | 0 | 0 | 0 | 0 | 0 | 0 | 0 | 0 | 0.7
398_G_1 | WECC_LADWP | California | 6 | Inyo | 27 | 398 | 1 | Haiwee | 0 | 1927 | 9999 | Hydro | [5 empty] | Non-Fossil | G | 2030 | Hydro |  | 0 | 0 | 0 | 0 | 0 | 0 | 0 | 0 | 0 | 0 | 0 | 0 | 0 | 0 | 0 | 0 | 0.69157 | 1.106 | 2.0768 | 3.8743 | 0 | 0 | 0 | 0 | 0 | 0 | 0 | 0 | 0 | 0 | 0 | 0 | 0 | 0 | 0 | 0 | 0 | 0 | 0 | 0 | 0.039521 | 0.00096128 | 0.0015373 | 0.0028867 | 0.0053853 | 0 | 0 | 0 | 0 | 0 | 2.5
398_G_2 | WECC_LADWP | California | 6 | Inyo | 27 | 398 | 2 | Haiwee | 0 | 1927 | 9999 | Hydro | [5 empty] | Non-Fossil | G | 2030 | Hydro |  | 0 | 0 | 0 | 0 | 0 | 0 | 0 | 0 | 0 | 0 | 0 | 0 | 0 | 0 | 0 | 0 | 0.69157 | 1.106 | 2.0768 | 3.8743 | 0 | 0 | 0 | 0 | 0 | 0 | 0 | 0 | 0 | 0 | 0 | 0 | 0 | 0 | 0 | 0 | 0 | 0 | 0 | 0 | 0.039521 | 0.00096128 | 0.0015373 | 0.0028867 | 0.0053853 | 0 | 0 | 0 | 0 | 0 | 2.5
3982_B_1 | MISO_Minnesota and Western Wisconsin | Wisconsin | 55 | Ashland | 3 | 3982 | 1 | Bay Front | 17913 | 1959 | 9999 | Biomass | stoker/SPR |  | Baghouse + SNCR + Mercury Control | OFA + other |  | Non-Fossil | B | 2030 |  | Biomass Retirement | 0 | 0 | 0 | 0 | 0 | 0 | 0 | 0 | 0 | 0 | 0 | 0 | 0 | 0 | 0 | 0 | 0 | 0 | 0 | 0 | 0 | 0 | 0 | 0 | 0 | 0 | 0 | 0 | 0 | 0 | 0 | 0 | 0 | 0 | 0 | 0 | 0 | 0 | 0 | 0 | 0 | 0 | 0 | 0 | 0 | 0 | 0 | 0 | 0 | 0 | 13.7 | SNCR / Mercury Control
3982_B_2 | MISO_Minnesota and Western Wisconsin | Wisconsin | 55 | Ashland | 3 | 3982 | 2 | Bay Front | 17913 | 1954 | 9999 | Biomass | stoker/SPR |  | Baghouse + SNCR + Mercury Control | OFA + other |  | Non-Fossil | B | 2030 |  | Biomass Retirement | 0 | 0 | 0 | 0 | 0 | 0 | 0 | 0 | 0 | 0 | 0 | 0 | 0 | 0 | 0 | 0 | 0 | 0 | 0 | 0 | 0 | 0 | 0 | 0 | 0 | 0 | 0 | 0 | 0 | 0 | 0 | 0 | 0 | 0 | 0 | 0 | 0 | 0 | 0 | 0 | 0 | 0 | 0 | 0 | 0 | 0 | 0 | 0 | 0 | 0 | 13.7 | SNCR / Mercury Control
3982_B_5 | MISO_Minnesota and Western Wisconsin | Wisconsin | 55 | Ashland | 3 | 3982 | 5 | Bay Front | 17913 | 1959 | 9999 | Biomass | cyclone |  | Cyclone + SNCR + Mercury Control |  |  | Non-Fossil | B | 2030 |  | Biomass Retirement | 0 | 0 | 0 | 0 | 0 | 0 | 0 | 0 | 0 | 0 | 0 | 0 | 0 | 0 | 0 | 0 | 0 | 0 | 0 | 0 | 0 | 0 | 0 | 0 | 0 | 0 | 0 | 0 | 0 | 0 | 0 | 0 | 0 | 0 | 0 | 0 | 0 | 0 | 0 | 0 | 0 | 0 | 0 | 0 | 0 | 0 | 0 | 0 | 0 | 0 | 13.7 | SNCR / Mercury Control
3983_G_1 | MISO_Minnesota and Western Wisconsin | Wisconsin | 55 | Rusk | 107 | 3983 | 1 | Big Falls | 0 | 1922 | 9999 | Hydro | [5 empty] | Non-Fossil | G | 2030 | Hydro |  | 0 | 0 | 0 | 0 | 0 | 0 | 0 | 0 | 0 | 0 | 0 | 0 | 0 | 0 | 0 | 0 | 1.3062 | 1.963 | 2.6599 | 5.9292 | 0 | 0 | 0 | 0 | 0 | 0 | 0 | 0 | 0 | 0 | 0 | 0 | 0 | 0 | 0 | 0 | 0 | 0 | 0 | 0 | 0.017389 | 0.0018157 | 0.0027285 | 0.0036973 | 0.0082415 | 0 | 0 | 0 | 0 | 0 | 1.1
3983_G_2 | MISO_Minnesota and Western Wisconsin | Wisconsin | 55 | Rusk | 107 | 3983 | 2 | Big Falls | 0 | 1922 | 9999 | Hydro | [5 empty] | Non-Fossil | G | 2030 | Hydro |  | 0 | 0 | 0 | 0 | 0 | 0 | 0 | 0 | 0 | 0 | 0 | 0 | 0 | 0 | 0 | 0 | 1.3062 | 1.963 | 2.6599 | 5.9292 | 0 | 0 | 0 | 0 | 0 | 0 | 0 | 0 | 0 | 0 | 0 | 0 | 0 | 0 | 0 | 0 | 0 | 0 | 0 | 0 | 0.017389 | 0.0018157 | 0.0027285 | 0.0036973 | 0.0082415 | 0 | 0 | 0 | 0 | 0 | 1.1
3983_G_3 | MISO_Minnesota and Western Wisconsin | Wisconsin | 55 | Rusk | 107 | 3983 | 3 | Big Falls | 0 | 1993 | 9999 | Hydro | [5 empty] | Non-Fossil | G | 2030 | Hydro |  | 0 | 0 | 0 | 0 | 0 | 0 | 0 | 0 | 0 | 0 | 0 | 0 | 0 | 0 | 0 | 0 | 1.3062 | 1.963 | 2.6599 | 5.9292 | 0 | 0 | 0 | 0 | 0 | 0 | 0 | 0 | 0 | 0 | 0 | 0 | 0 | 0 | 0 | 0 | 0 | 0 | 0 | 0 | 0.017389 | 0.0018157 | 0.0027285 | 0.0036973 | 0.0082415 | 0 | 0 | 0 | 0 | 0 | 1.1
3986_G_1 | MISO_Minnesota and Western Wisconsin | Wisconsin | 55 | Rusk | 107 | 3986 | 1 | Ladysmith Dam | 0 | 1940 | 9999 | Hydro | [5 empty] | Non-Fossil | G | 2030 | Hydro |  | 0 | 0 | 0 | 0 | 0 | 0 | 0 | 0 | 0 | 0 | 0 | 0 | 0 | 0 | 0 | 0 | 0.35624 | 0.53536 | 0.72544 | 1.617 | 0 | 0 | 0 | 0 | 0 | 0 | 0 | 0 | 0 | 0 | 0 | 0 | 0 | 0 | 0 | 0 | 0 | 0 | 0 | 0 | 0.0047425 | 0.00049518 | 0.00074415 | 0.0010084 | 0.0022477 | 0 | 0 | 0 | 0 | 0 | 0.3
3986_G_2 | MISO_Minnesota and Western Wisconsin | Wisconsin | 55 | Rusk | 107 | 3986 | 2 | Ladysmith Dam | 0 | 1940 | 9999 | Hydro | [5 empty] | Non-Fossil | G | 2030 | Hydro |  | 0 | 0 | 0 | 0 | 0 | 0 | 0 | 0 | 0 | 0 | 0 | 0 | 0 | 0 | 0 | 0 | 0.35624 | 0.53536 | 0.72544 | 1.617 | 0 | 0 | 0 | 0 | 0 | 0 | 0 | 0 | 0 | 0 | 0 | 0 | 0 | 0 | 0 | 0 | 0 | 0 | 0 | 0 | 0.0047425 | 0.00049518 | 0.00074415 | 0.0010084 | 0.0022477 | 0 | 0 | 0 | 0 | 0 | 0.3
3986_G_3 | MISO_Minnesota and Western Wisconsin | Wisconsin | 55 | Rusk | 107 | 3986 | 3 | Ladysmith Dam | 0 | 1983 | 9999 | Hydro | [5 empty] | Non-Fossil | G | 2030 | Hydro |  | 0 | 0 | 0 | 0 | 0 | 0 | 0 | 0 | 0 | 0 | 0 | 0 | 0 | 0 | 0 | 0 | 0.47499 | 0.71381 | 0.96725 | 2.1561 | 0 | 0 | 0 | 0 | 0 | 0 | 0 | 0 | 0 | 0 | 0 | 0 | 0 | 0 | 0 | 0 | 0 | 0 | 0 | 0 | 0.0063233 | 0.00066024 | 0.0009922 | 0.0013445 | 0.0029969 | 0 | 0 | 0 | 0 | 0 | 0.4
3988_G_1 | MISO_Minnesota and Western Wisconsin | Wisconsin | 55 | Rusk | 107 | 3988 | 1 | Thornapple | 0 | 1927 | 9999 | Hydro | [5 empty] | Non-Fossil | G | 2030 | Hydro |  | 0 | 0 | 0 | 0 | 0 | 0 | 0 | 0 | 0 | 0 | 0 | 0 | 0 | 0 | 0 | 0 | 0.50933 | 0.76731 | 1.0463 | 2.323 | 0 | 0 | 0 | 0 | 0 | 0 | 0 | 0 | 0 | 0 | 0 | 0 | 0 | 0 | 0 | 0 | 0 | 0 | 0 | 0 | 0.0063233 | 0.00070797 | 0.0010666 | 0.0014544 | 0.003229 | 0 | 0 | 0 | 0 | 0 | 0.4
3988_G_2 | MISO_Minnesota and Western Wisconsin | Wisconsin | 55 | Rusk | 107 | 3988 | 2 | Thornapple | 0 | 1929 | 9999 | Hydro | [5 empty] | Non-Fossil | G | 2030 | Hydro |  | 0 | 0 | 0 | 0 | 0 | 0 | 0 | 0 | 0 | 0 | 0 | 0 | 0 | 0 | 0 | 0 | 0.50933 | 0.76731 | 1.0463 | 2.323 | 0 | 0 | 0 | 0 | 0 | 0 | 0 | 0 | 0 | 0 | 0 | 0 | 0 | 0 | 0 | 0 | 0 | 0 | 0 | 0 | 0.0063233 | 0.00070797 | 0.0010666 | 0.0014544 | 0.003229 | 0 | 0 | 0 | 0 | 0 | 0.4
3989_G_1 | MISO_Minnesota and Western Wisconsin | Wisconsin | 55 | Ashland | 3 | 3989 | 1 | White River (WI) | 0 | 1907 | 9999 | Hydro | [5 empty] | Non-Fossil | G | 2030 | Hydro |  | 0 | 0 | 0 | 0 | 0 | 0 | 0 | 0 | 0 | 0 | 0 | 0 | 0 | 0 | 0 | 0 | 1.2733e-06 | 1.9183e-06 | 2.6159e-06 | 5.8075e-06 | 0 | 0 | 0 | 0 | 0 | 0 | 0 | 0 | 0 | 0 | 0 | 0 | 0 | 0 | 0 | 0 | 0 | 0 | 0 | 0 | 1.5808e-08 | 1.7699e-09 | 2.6664e-09 | 3.6361e-09 | 8.0724e-09 | 0 | 0 | 0 | 0 | 0 | 1e-06
3989_G_2 | MISO_Minnesota and Western Wisconsin | Wisconsin | 55 | Ashland | 3 | 3989 | 2 | White River (WI) | 0 | 1907 | 9999 | Hydro | [5 empty] | Non-Fossil | G | 2030 | Hydro |  | 0 | 0 | 0 | 0 | 0 | 0 | 0 | 0 | 0 | 0 | 0 | 0 | 0 | 0 | 0 | 0 | 1.2733e-06 | 1.9183e-06 | 2.6159e-06 | 5.8075e-06 | 0 | 0 | 0 | 0 | 0 | 0 | 0 | 0 | 0 | 0 | 0 | 0 | 0 | 0 | 0 | 0 | 0 | 0 | 0 | 0 | 1.5808e-08 | 1.7699e-09 | 2.6664e-09 | 3.6361e-09 | 8.0724e-09 | 0 | 0 | 0 | 0 | 0 | 1e-06
399_G_10A | WECC_LADWP | California | 6 | Los Angeles | 37 | 399 | 10A | Harbor | 11213 | 1995 | 9999 | Combined Cycle |  |  | SCR | NH3 |  | Fossil | G | 2030 | NaturalGas |  | 0 | 0 | 0 | 0 | 0 | 0 | 0 | 0 | 0 | 0 | 0 | 0 | 0 | 0 | 0 | 0 | 0 | 0 | 0 | 0 | 0 | 0 | 0 | 0 | 0 | 0 | 0 | 0 | 0 | 0 | 0 | 0 | 0 | 0 | 0 | 0 | 0 | 0 | 0 | 0 | 2.9529 | 0 | 0 | 0 | 0 | 0 | 0 | 0 | 0 | 0 | 73 | SCR
399_G_10B | WECC_LADWP | California | 6 | Los Angeles | 37 | 399 | 10B | Harbor | 11213 | 1995 | 9999 | Combined Cycle |  |  | SCR | NH3 |  | Fossil | G | 2030 | NaturalGas |  | 0 | 0 | 0 | 0 | 0 | 0 | 0 | 0 | 0 | 0 | 0 | 0 | 0 | 0 | 0 | 0 | 0 | 0 | 0 | 0 | 0 | 0 | 0 | 0 | 0 | 0 | 0 | 0 | 0 | 0 | 0 | 0 | 0 | 0 | 0 | 0 | 0 | 0 | 0 | 0 | 2.9529 | 0 | 0 | 0 | 0 | 0 | 0 | 0 | 0 | 0 | 73 | SCR
399_G_5 | WECC_LADWP | California | 6 | Los Angeles | 37 | 399 | 5 | Harbor | 11213 | 1995 | 9999 | Combined Cycle |  |  | SCR | NH3 |  | Fossil | G | 2030 | NaturalGas |  | 0 | 0 | 0 | 0 | 0 | 0 | 0 | 0 | 0 | 0 | 0 | 0 | 0 | 0 | 0 | 0 | 0 | 0 | 0 | 0 | 0 | 0 | 0 | 0 | 0 | 0 | 0 | 0 | 0 | 0 | 0 | 0 | 0 | 0 | 0 | 0 | 0 | 0 | 0 | 0 | 2.2652 | 0 | 0 | 0 | 0 | 0 | 0 | 0 | 0 | 0 | 56 | SCR
399_G_GT10 | WECC_LADWP | California | 6 | Los Angeles | 37 | 399 | GT10 | Harbor | 11029 | 2002 | 9999 | Combustion Turbine |  |  | SCR |  |  | Fossil | G | 2030 | NaturalGas |  | 0 | 0 | 0 | 0 | 0 | 0 | 0 | 0 | 0 | 0 | 0 | 0 | 0 | 0 | 0 | 0 | 0 | 0 | 0 | 0 | 0 | 0 | 0 | 0 | 0 | 0 | 0 | 0 | 0 | 0 | 0 | 0 | 0 | 0 | 0 | 0 | 0 | 0 | 0 | 0 | 1.0354 | 0 | 0 | 0 | 0 | 0 | 0 | 0 | 0 | 0 | 47.4 | SCR
399_G_GT11 | WECC_LADWP | California | 6 | Los Angeles | 37 | 399 | GT11 | Harbor | 11029 | 2002 | 9999 | Combustion Turbine |  |  | SCR |  |  | Fossil | G | 2030 | NaturalGas |  | 0 | 0 | 0 | 0 | 0 | 0 | 0 | 0 | 0 | 0 | 0 | 0 | 0 | 0 | 0 | 0 | 0 | 0 | 0 | 0 | 0 | 0 | 0 | 0 | 0 | 0 | 0 | 0 | 0 | 0 | 0 | 0 | 0 | 0 | 0 | 0 | 0 | 0 | 0 | 0 | 1.0354 | 0 | 0 | 0 | 0 | 0 | 0 | 0 | 0 | 0 | 47.4 | SCR
399_G_GT12 | WECC_LADWP | California | 6 | Los Angeles | 37 | 399 | GT12 | Harbor | 11029 | 2002 | 9999 | Combustion Turbine |  |  | SCR |  |  | Fossil | G | 2030 | NaturalGas |  | 0 | 0 | 0 | 0 | 0 | 0 | 0 | 0 | 0 | 0 | 0 | 0 | 0 | 0 | 0 | 0 | 0 | 0 | 0 | 0 | 0 | 0 | 0 | 0 | 0 | 0 | 0 | 0 | 0 | 0 | 0 | 0 | 0 | 0 | 0 | 0 | 0 | 0 | 0 | 0 | 1.0354 | 0 | 0 | 0 | 0 | 0 | 0 | 0 | 0 | 0 | 47.4 | SCR
399_G_GT13 | WECC_LADWP | California | 6 | Los Angeles | 37 | 399 | GT13 | Harbor | 11029 | 2002 | 9999 | Combustion Turbine |  |  | SCR |  |  | Fossil | G | 2030 | NaturalGas |  | 0 | 0 | 0 | 0 | 0 | 0 | 0 | 0 | 0 | 0 | 0 | 0 | 0 | 0 | 0 | 0 | 0 | 0 | 0 | 0 | 0 | 0 | 0 | 0 | 0 | 0 | 0 | 0 | 0 | 0 | 0 | 0 | 0 | 0 | 0 | 0 | 0 | 0 | 0 | 0 | 1.0354 | 0 | 0 | 0 | 0 | 0 | 0 | 0 | 0 | 0 | 47.4 | SCR
399_G_GT14 | WECC_LADWP | California | 6 | Los Angeles | 37 | 399 | GT14 | Harbor | 11029 | 2002 | 9999 | Combustion Turbine |  |  | SCR |  |  | Fossil | G | 2030 | NaturalGas |  | 0 | 0 | 0 | 0 | 0 | 0 | 0 | 0 | 0 | 0 | 0 | 0 | 0 | 0 | 0 | 0 | 0 | 0 | 0 | 0 | 0 | 0 | 0 | 0 | 0 | 0 | 0 | 0 | 0 | 0 | 0 | 0 | 0 | 0 | 0 | 0 | 0 | 0 | 0 | 0 | 1.0354 | 0 | 0 | 0 | 0 | 0 | 0 | 0 | 0 | 0 | 47.4 | SCR
3992_B_8 | MISO_Wisconsin- Upper Michigan (WUMS) | Wisconsin | 55 | Dane | 25 | 3992 | 8 | Blount Street | 14500 | 1957 | 9999 | O/G Steam | wall | dry |  | LNB |  | Fossil | B | 2030 | NaturalGas |  | 0 | 0 | 0 | 0 | 0 | 0 | 0 | 0 | 0 | 0 | 0 | 0 | 0 | 0 | 0 | 0 | 0 | 0 | 0 | 0 | 0 | 0 | 0 | 0 | 0 | 0 | 0 | 0 | 0 | 0 | 0 | 0 | 0 | 0 | 0 | 0 | 0 | 0 | 0 | 0 | 2.6634 | 0 | 0 | 0 | 0 | 0 | 0 | 0 | 0 | 0 | 47
3992_B_9 | MISO_Wisconsin- Upper Michigan (WUMS) | Wisconsin | 55 | Dane | 25 | 3992 | 9 | Blount Street | 14500 | 1961 | 9999 | O/G Steam | wall | dry |  | LNB |  | Fossil | B | 2030 | NaturalGas |  | 0 | 0 | 0 | 0 | 0 | 0 | 0 | 0 | 0 | 0 | 0 | 0 | 0 | 0 | 0 | 0 | 0 | 0 | 0 | 0 | 0 | 0 | 0 | 0 | 0 | 0 | 0 | 0 | 0 | 0 | 0 | 0 | 0 | 0 | 0 | 0 | 0 | 0 | 0 | 0 | 2.6634 | 0 | 0 | 0 | 0 | 0 | 0 | 0 | 0 | 0 | 47
3995_G_1 | MISO_Minnesota and Western Wisconsin | Wisconsin | 55 | Sawyer | 113 | 3995 | 1 | Arpin Dam | 0 | 1971 | 9999 | Hydro | [5 empty] | Non-Fossil | G | 2030 | Hydro |  | 0 | 0 | 0 | 0 | 0 | 0 | 0 | 0 | 0 | 0 | 0 | 0 | 0 | 0 | 0 | 0 | 0.71249 | 1.0707 | 1.4509 | 3.2341 | 0 | 0 | 0 | 0 | 0 | 0 | 0 | 0 | 0 | 0 | 0 | 0 | 0 | 0 | 0 | 0 | 0 | 0 | 0 | 0 | 0.0094849 | 0.00099036 | 0.0014883 | 0.0020167 | 0.0044954 | 0 | 0 | 0 | 0 | 0 | 0.6
3995_G_2 | MISO_Minnesota and Western Wisconsin | Wisconsin | 55 | Sawyer | 113 | 3995 | 2 | Arpin Dam | 0 | 1971 | 9999 | Hydro | [5 empty] | Non-Fossil | G | 2030 | Hydro |  | 0 | 0 | 0 | 0 | 0 | 0 | 0 | 0 | 0 | 0 | 0 | 0 | 0 | 0 | 0 | 0 | 0.71249 | 1.0707 | 1.4509 | 3.2341 | 0 | 0 | 0 | 0 | 0 | 0 | 0 | 0 | 0 | 0 | 0 | 0 | 0 | 0 | 0 | 0 | 0 | 0 | 0 | 0 | 0.0094849 | 0.00099036 | 0.0014883 | 0.0020167 | 0.0044954 | 0 | 0 | 0 | 0 | 0 | 0.6
3995_G_3 | MISO_Minnesota and Western Wisconsin | Wisconsin | 55 | Sawyer | 113 | 3995 | 3 | Arpin Dam | 0 | 1973 | 9999 | Hydro | [5 empty] | Non-Fossil | G | 2030 | Hydro |  | 0 | 0 | 0 | 0 | 0 | 0 | 0 | 0 | 0 | 0 | 0 | 0 | 0 | 0 | 0 | 0 | 0.2375 | 0.35691 | 0.48363 | 1.078 | 0 | 0 | 0 | 0 | 0 | 0 | 0 | 0 | 0 | 0 | 0 | 0 | 0 | 0 | 0 | 0 | 0 | 0 | 0 | 0 | 0.0031616 | 0.00033012 | 0.0004961 | 0.00067224 | 0.0014985 | 0 | 0 | 0 | 0 | 0 | 0.2
3998_G_1 | MISO_Minnesota and Western Wisconsin | Wisconsin | 55 | Dunn | 33 | 3998 | 1 | Cedar Falls (WI) | 0 | 1915 | 9999 | Hydro | [5 empty] | Non-Fossil | G | 2030 | Hydro |  | 0 | 0 | 0 | 0 | 0 | 0 | 0 | 0 | 0 | 0 | 0 | 0 | 0 | 0 | 0 | 0 | 1.5437 | 2.3199 | 3.1436 | 7.0072 | 0 | 0 | 0 | 0 | 0 | 0 | 0 | 0 | 0 | 0 | 0 | 0 | 0 | 0 | 0 | 0 | 0 | 0 | 0 | 0 | 0.020551 | 0.0021458 | 0.0032246 | 0.0043696 | 0.00974 | 0 | 0 | 0 | 0 | 0 | 1.3
3998_G_2 | MISO_Minnesota and Western Wisconsin | Wisconsin | 55 | Dunn | 33 | 3998 | 2 | Cedar Falls (WI) | 0 | 1911 | 9999 | Hydro | [5 empty] | Non-Fossil | G | 2030 | Hydro |  | 0 | 0 | 0 | 0 | 0 | 0 | 0 | 0 | 0 | 0 | 0 | 0 | 0 | 0 | 0 | 0 | 1.3062 | 1.963 | 2.6599 | 5.9292 | 0 | 0 | 0 | 0 | 0 | 0 | 0 | 0 | 0 | 0 | 0 | 0 | 0 | 0 | 0 | 0 | 0 | 0 | 0 | 0 | 0.017389 | 0.0018157 | 0.0027285 | 0.0036973 | 0.0082415 | 0 | 0 | 0 | 0 | 0 | 1.1
3998_G_3 | MISO_Minnesota and Western Wisconsin | Wisconsin | 55 | Dunn | 33 | 3998 | 3 | Cedar Falls (WI) | 0 | 1910 | 9999 | Hydro | [5 empty] | Non-Fossil | G | 2030 | Hydro |  | 0 | 0 | 0 | 0 | 0 | 0 | 0 | 0 | 0 | 0 | 0 | 0 | 0 | 0 | 0 | 0 | 1.425 | 2.1414 | 2.9018 | 6.4682 | 0 | 0 | 0 | 0 | 0 | 0 | 0 | 0 | 0 | 0 | 0 | 0 | 0 | 0 | 0 | 0 | 0 | 0 | 0 | 0 | 0.01897 | 0.0019807 | 0.0029766 | 0.0040334 | 0.0089908 | 0 | 0 | 0 | 0 | 0 | 1.2
4_G_1 | SERC_Southeastern | Alabama | 1 | Elmore | 51 | 4 | 1 | Walter Bouldin Dam | 0 | 1967 | 9999 | Hydro | [5 empty] | Non-Fossil | G | 2030 | Hydro |  | 0 | 0 | 0 | 0 | 0 | 0 | 0 | 0 | 0 | 0 | 0 | 0 | 0 | 0 | 0 | 0 | 74.6534 | 77.0567 | 60.2762 | 211.9862 | 0 | 0 | 0 | 0 | 0 | 0 | 0 | 0 | 0 | 0 | 0 | 0 | 0 | 0 | 0 | 0 | 0 | 0 | 0 | 0 | 1.1809 | 0.10377 | 0.10711 | 0.083784 | 0.29466 | 0 | 0 | 0 | 0 | 0 | 74.7
4_G_2 | SERC_Southeastern | Alabama | 1 | Elmore | 51 | 4 | 2 | Walter Bouldin Dam | 0 | 1967 | 9999 | Hydro | [5 empty] | Non-Fossil | G | 2030 | Hydro |  | 0 | 0 | 0 | 0 | 0 | 0 | 0 | 0 | 0 | 0 | 0 | 0 | 0 | 0 | 0 | 0 | 74.6534 | 77.0567 | 60.2762 | 211.9862 | 0 | 0 | 0 | 0 | 0 | 0 | 0 | 0 | 0 | 0 | 0 | 0 | 0 | 0 | 0 | 0 | 0 | 0 | 0 | 0 | 1.1809 | 0.10377 | 0.10711 | 0.083784 | 0.29466 | 0 | 0 | 0 | 0 | 0 | 74.7
4_G_3 | SERC_Southeastern | Alabama | 1 | Elmore | 51 | 4 | 3 | Walter Bouldin Dam | 0 | 1967 | 9999 | Hydro | [5 empty] | Non-Fossil | G | 2030 | Hydro |  | 0 | 0 | 0 | 0 | 0 | 0 | 0 | 0 | 0 | 0 | 0 | 0 | 0 | 0 | 0 | 0 | 74.6534 | 77.0567 | 60.2762 | 211.9862 | 0 | 0 | 0 | 0 | 0 | 0 | 0 | 0 | 0 | 0 | 0 | 0 | 0 | 0 | 0 | 0 | 0 | 0 | 0 | 0 | 1.1809 | 0.10377 | 0.10711 | 0.083784 | 0.29466 | 0 | 0 | 0 | 0 | 0 | 74.7
400_B_1 | WECC_LADWP | California | 6 | Los Angeles | 37 | 400 | 1 | Haynes | 11548 | 1962 | 9999 | O/G Steam | wall | dry | SCR | NH3 |  | Fossil | B | 2030 | NaturalGas |  | 0 | 0 | 0 | 0 | 0 | 0 | 0 | 0 | 0 | 0 | 0 | 0 | 0 | 0 | 0 | 0 | 0 | 0 | 0 | 0 | 0 | 0 | 0 | 0 | 0 | 0 | 0 | 0 | 0 | 0 | 0 | 0 | 0 | 0 | 0 | 0 | 0 | 0 | 0 | 0 | 12.1702 | 0 | 0 | 0 | 0 | 0 | 0 | 0 | 0 | 0 | 222 | SCR
400_B_2 | WECC_LADWP | California | 6 | Los Angeles | 37 | 400 | 2 | Haynes | 11396 | 1963 | 9999 | O/G Steam | wall | dry | SCR | NH3 |  | Fossil | B | 2030 | NaturalGas |  | 0 | 0 | 0 | 0 | 0 | 0 | 0 | 0 | 0 | 0 | 0 | 0 | 0 | 0 | 0 | 0 | 0 | 0 | 0 | 0 | 0 | 0 | 0 | 0 | 0 | 0 | 0 | 0 | 0 | 0 | 0 | 0 | 0 | 0 | 0 | 0 | 0 | 0 | 0 | 0 | 12.1702 | 0 | 0 | 0 | 0 | 0 | 0 | 0 | 0 | 0 | 222 | SCR
400_G_10 | WECC_LADWP | California | 6 | Los Angeles | 37 | 400 | 10 | Haynes | 7134 | 2005 | 9999 | Combined Cycle |  |  | SCR | DLNB |  | Fossil | G | 2030 | NaturalGas | Carbon Capture and Sequestration | 1.9755 | 2.6779 | 3.703 | 8.3565 | 0 | 0 | 0 | 0 | 0 | 0 | 0 | 0 | 0 | 0 | 0 | 0 | 233.9117 | 317.0804 | 438.4562 | 989.4483 | 11.5648 | 15.6767 | 21.6776 | 48.9191 | 1.3829e-07 | 1.8746e-07 | 2.5921e-07 | 5.8496e-07 | 0.0068113 | 0.0092331 | 0.012767 | 0.028812 | 0 | 0 | 0 | 0 | 0 | 0 | 0 | 0 | 7.1191 | 0.93759 | 1.271 | 1.7575 | 3.966 | 6.858 | 7.3178 | 10.4559 | 24.6316 | 13.9637 | 133.0397 | SCR / Carbon Capture and Sequestration
400_G_11 | WECC_LADWP | California | 6 | Los Angeles | 37 | 400 | 11 | Haynes | 10745 | 2013 | 9999 | Combustion Turbine |  |  | SCR | H2O |  | Fossil | G | 2030 | NaturalGas |  | 0 | 0 | 0 | 0 | 0 | 0 | 0 | 0 | 0 | 0 | 0 | 0 | 0 | 0 | 0 | 0 | 0 | 0 | 0 | 0 | 0 | 0 | 0 | 0 | 0 | 0 | 0 | 0 | 0 | 0 | 0 | 0 | 0 | 0 | 0 | 0 | 0 | 0 | 0 | 0 | 2.1713 | 0 | 0 | 0 | 0 | 0 | 0 | 0 | 0 | 0 | 99.4 | SCR
400_G_12 | WECC_LADWP | California | 6 | Los Angeles | 37 | 400 | 12 | Haynes | 10745 | 2013 | 9999 | Combustion Turbine |  |  | SCR | H2O |  | Fossil | G | 2030 | NaturalGas |  | 0 | 0 | 0 | 0 | 0 | 0 | 0 | 0 | 0 | 0 | 0 | 0 | 0 | 0 | 0 | 0 | 0 | 0 | 0 | 0 | 0 | 0 | 0 | 0 | 0 | 0 | 0 | 0 | 0 | 0 | 0 | 0 | 0 | 0 | 0 | 0 | 0 | 0 | 0 | 0 | 2.1713 | 0 | 0 | 0 | 0 | 0 | 0 | 0 | 0 | 0 | 99.4 | SCR
400_G_13 | WECC_LADWP | California | 6 | Los Angeles | 37 | 400 | 13 | Haynes | 10745 | 2013 | 9999 | Combustion Turbine |  |  | SCR | H2O |  | Fossil | G | 2030 | NaturalGas |  | 0 | 0 | 0 | 0 | 0 | 0 | 0 | 0 | 0 | 0 | 0 | 0 | 0 | 0 | 0 | 0 | 0 | 0 | 0 | 0 | 0 | 0 | 0 | 0 | 0 | 0 | 0 | 0 | 0 | 0 | 0 | 0 | 0 | 0 | 0 | 0 | 0 | 0 | 0 | 0 | 2.1713 | 0 | 0 | 0 | 0 | 0 | 0 | 0 | 0 | 0 | 99.4 | SCR
400_G_14 | WECC_LADWP | California | 6 | Los Angeles | 37 | 400 | 14 | Haynes | 10745 | 2013 | 9999 | Combustion Turbine |  |  | SCR | H2O |  | Fossil | G | 2030 | NaturalGas |  | 0 | 0 | 0 | 0 | 0 | 0 | 0 | 0 | 0 | 0 | 0 | 0 | 0 | 0 | 0 | 0 | 0 | 0 | 0 | 0 | 0 | 0 | 0 | 0 | 0 | 0 | 0 | 0 | 0 | 0 | 0 | 0 | 0 | 0 | 0 | 0 | 0 | 0 | 0 | 0 | 2.1713 | 0 | 0 | 0 | 0 | 0 | 0 | 0 | 0 | 0 | 99.4 | SCR
400_G_15 | WECC_LADWP | California | 6 | Los Angeles | 37 | 400 | 15 | Haynes | 10745 | 2013 | 9999 | Combustion Turbine |  |  | SCR | H2O |  | Fossil | G | 2030 | NaturalGas |  | 0 | 0 | 0 | 0 | 0 | 0 | 0 | 0 | 0 | 0 | 0 | 0 | 0 | 0 | 0 | 0 | 0 | 0 | 0 | 0 | 0 | 0 | 0 | 0 | 0 | 0 | 0 | 0 | 0 | 0 | 0 | 0 | 0 | 0 | 0 | 0 | 0 | 0 | 0 | 0 | 2.1713 | 0 | 0 | 0 | 0 | 0 | 0 | 0 | 0 | 0 | 99.4 | SCR
400_G_16 | WECC_LADWP | California | 6 | Los Angeles | 37 | 400 | 16 | Haynes | 10745 | 2013 | 9999 | Combustion Turbine |  |  | SCR | H2O |  | Fossil | G | 2030 | NaturalGas |  | 0 | 0 | 0 | 0 | 0 | 0 | 0 | 0 | 0 | 0 | 0 | 0 | 0 | 0 | 0 | 0 | 0 | 0 | 0 | 0 | 0 | 0 | 0 | 0 | 0 | 0 | 0 | 0 | 0 | 0 | 0 | 0 | 0 | 0 | 0 | 0 | 0 | 0 | 0 | 0 | 2.1713 | 0 | 0 | 0 | 0 | 0 | 0 | 0 | 0 | 0 | 99.4 | SCR
400_G_8 | WECC_LADWP | California | 6 | Los Angeles | 37 | 400 | 8 | Haynes | 7134 | 2005 | 9999 | Combined Cycle |  |  | SCR | DLNB + NH3 |  | Fossil | G | 2030 | NaturalGas | Carbon Capture and Sequestration | 2.9476 | 3.9957 | 5.5252 | 12.4685 | 0 | 0 | 0 | 0 | 0 | 0 | 0 | 0 | 0 | 0 | 0 | 0 | 349.0112 | 473.104 | 654.2044 | 1476.3196 | 17.2554 | 23.3906 | 32.3444 | 72.9904 | 2.0633e-07 | 2.797e-07 | 3.8676e-07 | 8.7279e-07 | 0.010163 | 0.013776 | 0.01905 | 0.042989 | 0 | 0 | 0 | 0 | 0 | 0 | 0 | 0 | 10.6222 | 1.3989 | 1.8963 | 2.6222 | 5.9175 | 10.2326 | 10.9186 | 15.6008 | 36.752 | 20.8348 | 198.5037 | SCR / Carbon Capture and Sequestration
400_G_9 | WECC_LADWP | California | 6 | Los Angeles | 37 | 400 | 9 | Haynes | 7134 | 2005 | 9999 | Combined Cycle |  |  | SCR | DLNB |  | Fossil | G | 2030 | NaturalGas | Carbon Capture and Sequestration | 2.0382 | 2.763 | 3.8206 | 8.6218 | 0 | 0 | 0 | 0 | 0 | 0 | 0 | 0 | 0 | 0 | 0 | 0 | 241.3375 | 327.1464 | 452.3754 | 1020.8593 | 11.9319 | 16.1744 | 22.3658 | 50.4721 | 1.4268e-07 | 1.9341e-07 | 2.6744e-07 | 6.0353e-07 | 0.0070275 | 0.0095262 | 0.013173 | 0.029727 | 0 | 0 | 0 | 0 | 0 | 0 | 0 | 0 | 7.3451 | 0.96735 | 1.3113 | 1.8133 | 4.0919 | 7.0757 | 7.5501 | 10.7878 | 25.4136 | 14.407 | 137.2632 | SCR / Carbon Capture and Sequestration
4000_G_1 | MISO_Minnesota and Western Wisconsin | Wisconsin | 55 | Chippewa | 17 | 4000 | 1 | Chippewa Falls | 0 | 1928 | 9999 | Hydro | [5 empty] | Non-Fossil | G | 2030 | Hydro |  | 0 | 0 | 0 | 0 | 0 | 0 | 0 | 0 | 0 | 0 | 0 | 0 | 0 | 0 | 0 | 0 | 2.2562 | 3.3906 | 4.5945 | 10.2413 | 0 | 0 | 0 | 0 | 0 | 0 | 0 | 0 | 0 | 0 | 0 | 0 | 0 | 0 | 0 | 0 | 0 | 0 | 0 | 0 | 0.030036 | 0.0031361 | 0.0047129 | 0.0063863 | 0.014235 | 0 | 0 | 0 | 0 | 0 | 1.9
4000_G_2 | MISO_Minnesota and Western Wisconsin | Wisconsin | 55 | Chippewa | 17 | 4000 | 2 | Chippewa Falls | 0 | 1928 | 9999 | Hydro | [5 empty] | Non-Fossil | G | 2030 | Hydro |  | 0 | 0 | 0 | 0 | 0 | 0 | 0 | 0 | 0 | 0 | 0 | 0 | 0 | 0 | 0 | 0 | 2.4937 | 3.7475 | 5.0781 | 11.3193 | 0 | 0 | 0 | 0 | 0 | 0 | 0 | 0 | 0 | 0 | 0 | 0 | 0 | 0 | 0 | 0 | 0 | 0 | 0 | 0 | 0.033197 | 0.0034662 | 0.005209 | 0.0070585 | 0.015734 | 0 | 0 | 0 | 0 | 0 | 2.1
4000_G_3 | MISO_Minnesota and Western Wisconsin | Wisconsin | 55 | Chippewa | 17 | 4000 | 3 | Chippewa Falls | 0 | 1928 | 9999 | Hydro | [5 empty] | Non-Fossil | G | 2030 | Hydro |  | 0 | 0 | 0 | 0 | 0 | 0 | 0 | 0 | 0 | 0 | 0 | 0 | 0 | 0 | 0 | 0 | 2.375 | 3.5691 | 4.8363 | 10.7803 | 0 | 0 | 0 | 0 | 0 | 0 | 0 | 0 | 0 | 0 | 0 | 0 | 0 | 0 | 0 | 0 | 0 | 0 | 0 | 0 | 0.031616 | 0.0033012 | 0.004961 | 0.0067224 | 0.014985 | 0 | 0 | 0 | 0 | 0 | 2
4000_G_4 | MISO_Minnesota and Western Wisconsin | Wisconsin | 55 | Chippewa | 17 | 4000 | 4 | Chippewa Falls | 0 | 1928 | 9999 | Hydro | [5 empty] | Non-Fossil | G | 2030 | Hydro |  | 0 | 0 | 0 | 0 | 0 | 0 | 0 | 0 | 0 | 0 | 0 | 0 | 0 | 0 | 0 | 0 | 2.375 | 3.5691 | 4.8363 | 10.7803 | 0 | 0 | 0 | 0 | 0 | 0 | 0 | 0 | 0 | 0 | 0 | 0 | 0 | 0 | 0 | 0 | 0 | 0 | 0 | 0 | 0.031616 | 0.0033012 | 0.004961 | 0.0067224 | 0.014985 | 0 | 0 | 0 | 0 | 0 | 2
4000_G_5 | MISO_Minnesota and Western Wisconsin | Wisconsin | 55 | Chippewa | 17 | 4000 | 5 | Chippewa Falls | 0 | 1928 | 9999 | Hydro | [5 empty] | Non-Fossil | G | 2030 | Hydro |  | 0 | 0 | 0 | 0 | 0 | 0 | 0 | 0 | 0 | 0 | 0 | 0 | 0 | 0 | 0 | 0 | 2.375 | 3.5691 | 4.8363 | 10.7803 | 0 | 0 | 0 | 0 | 0 | 0 | 0 | 0 | 0 | 0 | 0 | 0 | 0 | 0 | 0 | 0 | 0 | 0 | 0 | 0 | 0.031616 | 0.0033012 | 0.004961 | 0.0067224 | 0.014985 | 0 | 0 | 0 | 0 | 0 | 2
4000_G_6 | MISO_Minnesota and Western Wisconsin | Wisconsin | 55 | Chippewa | 17 | 4000 | 6 | Chippewa Falls | 0 | 1928 | 9999 | Hydro | [5 empty] | Non-Fossil | G | 2030 | Hydro |  | 0 | 0 | 0 | 0 | 0 | 0 | 0 | 0 | 0 | 0 | 0 | 0 | 0 | 0 | 0 | 0 | 2.4937 | 3.7475 | 5.0781 | 11.3193 | 0 | 0 | 0 | 0 | 0 | 0 | 0 | 0 | 0 | 0 | 0 | 0 | 0 | 0 | 0 | 0 | 0 | 0 | 0 | 0 | 0.033197 | 0.0034662 | 0.005209 | 0.0070585 | 0.015734 | 0 | 0 | 0 | 0 | 0 | 2.1
4002_G_1 | MISO_Minnesota and Western Wisconsin | Wisconsin | 55 | Eau Claire | 35 | 4002 | 1 | Dells | 0 | 1923 | 9999 | Hydro | [5 empty] | Non-Fossil | G | 2030 | Hydro |  | 0 | 0 | 0 | 0 | 0 | 0 | 0 | 0 | 0 | 0 | 0 | 0 | 0 | 0 | 0 | 0 | 2.4193 | 3.6447 | 4.9702 | 11.0342 | 0 | 0 | 0 | 0 | 0 | 0 | 0 | 0 | 0 | 0 | 0 | 0 | 0 | 0 | 0 | 0 | 0 | 0 | 0 | 0 | 0.030036 | 0.0033628 | 0.0050662 | 0.0069085 | 0.015338 | 0 | 0 | 0 | 0 | 0 | 1.9
4002_G_2 | MISO_Minnesota and Western Wisconsin | Wisconsin | 55 | Eau Claire | 35 | 4002 | 2 | Dells | 0 | 1924 | 9999 | Hydro | [5 empty] | Non-Fossil | G | 2030 | Hydro |  | 0 | 0 | 0 | 0 | 0 | 0 | 0 | 0 | 0 | 0 | 0 | 0 | 0 | 0 | 0 | 0 | 1.91 | 2.8774 | 3.9238 | 8.7112 | 0 | 0 | 0 | 0 | 0 | 0 | 0 | 0 | 0 | 0 | 0 | 0 | 0 | 0 | 0 | 0 | 0 | 0 | 0 | 0 | 0.023712 | 0.0026549 | 0.0039996 | 0.0054541 | 0.012109 | 0 | 0 | 0 | 0 | 0 | 1.5
4002_G_3 | MISO_Minnesota and Western Wisconsin | Wisconsin | 55 | Eau Claire | 35 | 4002 | 3 | Dells | 0 | 1924 | 9999 | Hydro | [5 empty] | Non-Fossil | G | 2030 | Hydro |  | 0 | 0 | 0 | 0 | 0 | 0 | 0 | 0 | 0 | 0 | 0 | 0 | 0 | 0 | 0 | 0 | 1.91 | 2.8774 | 3.9238 | 8.7112 | 0 | 0 | 0 | 0 | 0 | 0 | 0 | 0 | 0 | 0 | 0 | 0 | 0 | 0 | 0 | 0 | 0 | 0 | 0 | 0 | 0.023712 | 0.0026549 | 0.0039996 | 0.0054541 | 0.012109 | 0 | 0 | 0 | 0 | 0 | 1.5
4002_G_4 | MISO_Minnesota and Western Wisconsin | Wisconsin | 55 | Eau Claire | 35 | 4002 | 4 | Dells | 0 | 1924 | 9999 | Hydro | [5 empty] | Non-Fossil | G | 2030 | Hydro |  | 0 | 0 | 0 | 0 | 0 | 0 | 0 | 0 | 0 | 0 | 0 | 0 | 0 | 0 | 0 | 0 | 1.91 | 2.8774 | 3.9238 | 8.7112 | 0 | 0 | 0 | 0 | 0 | 0 | 0 | 0 | 0 | 0 | 0 | 0 | 0 | 0 | 0 | 0 | 0 | 0 | 0 | 0 | 0.023712 | 0.0026549 | 0.0039996 | 0.0054541 | 0.012109 | 0 | 0 | 0 | 0 | 0 | 1.5
4002_G_5 | MISO_Minnesota and Western Wisconsin | Wisconsin | 55 | Eau Claire | 35 | 4002 | 5 | Dells | 0 | 1924 | 9999 | Hydro | [5 empty] | Non-Fossil | G | 2030 | Hydro |  | 0 | 0 | 0 | 0 | 0 | 0 | 0 | 0 | 0 | 0 | 0 | 0 | 0 | 0 | 0 | 0 | 1.146 | 1.7264 | 2.3543 | 5.2267 | 0 | 0 | 0 | 0 | 0 | 0 | 0 | 0 | 0 | 0 | 0 | 0 | 0 | 0 | 0 | 0 | 0 | 0 | 0 | 0 | 0.014227 | 0.0015929 | 0.0023998 | 0.0032725 | 0.0072651 | 0 | 0 | 0 | 0 | 0 | 0.9
4005_B_1 | MISO_Minnesota and Western Wisconsin | Wisconsin | 55 | La Crosse | 63 | 4005 | 1 | French Island | 21545 | 1987 | 9999 | Biomass |  |  | Baghouse + Wet Scrubber + SNCR + Mercury Control |  | Wet Scrubber | Non-Fossil | B | 2030 |  | Biomass Retirement | 0 | 0 | 0 | 0 | 0 | 0 | 0 | 0 | 0 | 0 | 0 | 0 | 0 | 0 | 0 | 0 | 0 | 0 | 0 | 0 | 0 | 0 | 0 | 0 | 0 | 0 | 0 | 0 | 0 | 0 | 0 | 0 | 0 | 0 | 0 | 0 | 0 | 0 | 0 | 0 | 0 | 0 | 0 | 0 | 0 | 0 | 0 | 0 | 0 | 0 | 1e-06 | Scrubber / SNCR / Mercury Control | Wet Scrubber
4005_B_2 | MISO_Minnesota and Western Wisconsin | Wisconsin | 55 | La Crosse | 63 | 4005 | 2 | French Island | 21545 | 1987 | 9999 | Biomass |  |  | Baghouse + Wet Scrubber + SNCR + Mercury Control |  | Wet Scrubber | Non-Fossil | B | 2030 |  | Biomass Retirement | 0 | 0 | 0 | 0 | 0 | 0 | 0 | 0 | 0 | 0 | 0 | 0 | 0 | 0 | 0 | 0 | 0 | 0 | 0 | 0 | 0 | 0 | 0 | 0 | 0 | 0 | 0 | 0 | 0 | 0 | 0 | 0 | 0 | 0 | 0 | 0 | 0 | 0 | 0 | 0 | 0 | 0 | 0 | 0 | 0 | 0 | 0 | 0 | 0 | 0 | 1e-06 | Scrubber / SNCR / Mercury Control | Wet Scrubber
4007_G_1 | MISO_Minnesota and Western Wisconsin | Wisconsin | 55 | Chippewa | 17 | 4007 | 1 | Holcombe | 0 | 1950 | 9999 | Hydro | [5 empty] | Non-Fossil | G | 2030 | Hydro |  | 0 | 0 | 0 | 0 | 0 | 0 | 0 | 0 | 0 | 0 | 0 | 0 | 0 | 0 | 0 | 0 | 10.806 | 16.2392 | 22.005 | 49.0503 | 0 | 0 | 0 | 0 | 0 | 0 | 0 | 0 | 0 | 0 | 0 | 0 | 0 | 0 | 0 | 0 | 0 | 0 | 0 | 0 | 0.14385 | 0.01502 | 0.022573 | 0.030587 | 0.06818 | 0 | 0 | 0 | 0 | 0 | 9.1
4007_G_2 | MISO_Minnesota and Western Wisconsin | Wisconsin | 55 | Chippewa | 17 | 4007 | 2 | Holcombe | 0 | 1950 | 9999 | Hydro | [5 empty] | Non-Fossil | G | 2030 | Hydro |  | 0 | 0 | 0 | 0 | 0 | 0 | 0 | 0 | 0 | 0 | 0 | 0 | 0 | 0 | 0 | 0 | 8.6686 | 13.0271 | 17.6524 | 39.348 | 0 | 0 | 0 | 0 | 0 | 0 | 0 | 0 | 0 | 0 | 0 | 0 | 0 | 0 | 0 | 0 | 0 | 0 | 0 | 0 | 0.1154 | 0.012049 | 0.018108 | 0.024537 | 0.054694 | 0 | 0 | 0 | 0 | 0 | 7.3
4007_G_3 | MISO_Minnesota and Western Wisconsin | Wisconsin | 55 | Chippewa | 17 | 4007 | 3 | Holcombe | 0 | 1950 | 9999 | Hydro | [5 empty] | Non-Fossil | G | 2030 | Hydro |  | 0 | 0 | 0 | 0 | 0 | 0 | 0 | 0 | 0 | 0 | 0 | 0 | 0 | 0 | 0 | 0 | 8.6686 | 13.0271 | 17.6524 | 39.348 | 0 | 0 | 0 | 0 | 0 | 0 | 0 | 0 | 0 | 0 | 0 | 0 | 0 | 0 | 0 | 0 | 0 | 0 | 0 | 0 | 0.1154 | 0.012049 | 0.018108 | 0.024537 | 0.054694 | 0 | 0 | 0 | 0 | 0 | 7.3
4008_G_1 | MISO_Minnesota and Western Wisconsin | Wisconsin | 55 | Chippewa | 17 | 4008 | 1 | Jim Falls | 0 | 1988 | 9999 | Hydro | [5 empty] | Non-Fossil | G | 2030 | Hydro |  | 0 | 0 | 0 | 0 | 0 | 0 | 0 | 0 | 0 | 0 | 0 | 0 | 0 | 0 | 0 | 0 | 15.6619 | 23.5948 | 32.1753 | 71.4319 | 0 | 0 | 0 | 0 | 0 | 0 | 0 | 0 | 0 | 0 | 0 | 0 | 0 | 0 | 0 | 0 | 0 | 0 | 0 | 0 | 0.19444 | 0.02177 | 0.032797 | 0.044724 | 0.09929 | 0 | 0 | 0 | 0 | 0 | 12.3
4008_G_2 | MISO_Minnesota and Western Wisconsin | Wisconsin | 55 | Chippewa | 17 | 4008 | 2 | Jim Falls | 0 | 1988 | 9999 | Hydro | [5 empty] | Non-Fossil | G | 2030 | Hydro |  | 0 | 0 | 0 | 0 | 0 | 0 | 0 | 0 | 0 | 0 | 0 | 0 | 0 | 0 | 0 | 0 | 15.9165 | 23.9784 | 32.6984 | 72.5934 | 0 | 0 | 0 | 0 | 0 | 0 | 0 | 0 | 0 | 0 | 0 | 0 | 0 | 0 | 0 | 0 | 0 | 0 | 0 | 0 | 0.1976 | 0.022124 | 0.03333 | 0.045451 | 0.1009 | 0 | 0 | 0 | 0 | 0 | 12.5
4008_G_4 | MISO_Minnesota and Western Wisconsin | Wisconsin | 55 | Chippewa | 17 | 4008 | 4 | Jim Falls | 0 | 1988 | 9999 | Hydro | [5 empty] | Non-Fossil | G | 2030 | Hydro |  | 0 | 0 | 0 | 0 | 0 | 0 | 0 | 0 | 0 | 0 | 0 | 0 | 0 | 0 | 0 | 0 | 0.25466 | 0.38365 | 0.52317 | 1.1615 | 0 | 0 | 0 | 0 | 0 | 0 | 0 | 0 | 0 | 0 | 0 | 0 | 0 | 0 | 0 | 0 | 0 | 0 | 0 | 0 | 0.0031616 | 0.00035398 | 0.00053328 | 0.00072721 | 0.0016145 | 0 | 0 | 0 | 0 | 0 | 0.2
4009_G_1 | MISO_Minnesota and Western Wisconsin | Wisconsin | 55 | Dunn | 33 | 4009 | 1 | Menomonie | 0 | 1958 | 9999 | Hydro | [5 empty] | Non-Fossil | G | 2030 | Hydro |  | 0 | 0 | 0 | 0 | 0 | 0 | 0 | 0 | 0 | 0 | 0 | 0 | 0 | 0 | 0 | 0 | 1.3062 | 1.963 | 2.6599 | 5.9292 | 0 | 0 | 0 | 0 | 0 | 0 | 0 | 0 | 0 | 0 | 0 | 0 | 0 | 0 | 0 | 0 | 0 | 0 | 0 | 0 | 0.017389 | 0.0018157 | 0.0027285 | 0.0036973 | 0.0082415 | 0 | 0 | 0 | 0 | 0 | 1.1
4009_G_2 | MISO_Minnesota and Western Wisconsin | Wisconsin | 55 | Dunn | 33 | 4009 | 2 | Menomonie | 0 | 1958 | 9999 | Hydro | [5 empty] | Non-Fossil | G | 2030 | Hydro |  | 0 | 0 | 0 | 0 | 0 | 0 | 0 | 0 | 0 | 0 | 0 | 0 | 0 | 0 | 0 | 0 | 1.3062 | 1.963 | 2.6599 | 5.9292 | 0 | 0 | 0 | 0 | 0 | 0 | 0 | 0 | 0 | 0 | 0 | 0 | 0 | 0 | 0 | 0 | 0 | 0 | 0 | 0 | 0.017389 | 0.0018157 | 0.0027285 | 0.0036973 | 0.0082415 | 0 | 0 | 0 | 0 | 0 | 1.1
401_G_1 | WECC_LADWP | California | 6 | Mono | 51 | 401 | 1 | Middle Gorge | 0 | 1952 | 9999 | Hydro | [5 empty] | Non-Fossil | G | 2030 | Hydro |  | 0 | 0 | 0 | 0 | 0 | 0 | 0 | 0 | 0 | 0 | 0 | 0 | 0 | 0 | 0 | 0 | 10.3735 | 16.5894 | 31.1518 | 58.1147 | 0 | 0 | 0 | 0 | 0 | 0 | 0 | 0 | 0 | 0 | 0 | 0 | 0 | 0 | 0 | 0 | 0 | 0 | 0 | 0 | 0.59281 | 0.014419 | 0.023059 | 0.043301 | 0.080779 | 0 | 0 | 0 | 0 | 0 | 37.5
4011_G_1 | MISO_Minnesota and Western Wisconsin | Wisconsin | 55 | Polk | 95 | 4011 | 1 | St Croix Falls | 0 | 1917 | 9999 | Hydro | [5 empty] | Non-Fossil | G | 2030 | Hydro |  | 0 | 0 | 0 | 0 | 0 | 0 | 0 | 0 | 0 | 0 | 0 | 0 | 0 | 0 | 0 | 0 | 1.2733e-06 | 1.9183e-06 | 2.6159e-06 | 5.8075e-06 | 0 | 0 | 0 | 0 | 0 | 0 | 0 | 0 | 0 | 0 | 0 | 0 | 0 | 0 | 0 | 0 | 0 | 0 | 0 | 0 | 1.5808e-08 | 1.7699e-09 | 2.6664e-09 | 3.6361e-09 | 8.0724e-09 | 0 | 0 | 0 | 0 | 0 | 1e-06
4011_G_2 | MISO_Minnesota and Western Wisconsin | Wisconsin | 55 | Polk | 95 | 4011 | 2 | St Croix Falls | 0 | 1917 | 9999 | Hydro | [5 empty] | Non-Fossil | G | 2030 | Hydro |  | 0 | 0 | 0 | 0 | 0 | 0 | 0 | 0 | 0 | 0 | 0 | 0 | 0 | 0 | 0 | 0 | 1.2733e-06 | 1.9183e-06 | 2.6159e-06 | 5.8075e-06 | 0 | 0 | 0 | 0 | 0 | 0 | 0 | 0 | 0 | 0 | 0 | 0 | 0 | 0 | 0 | 0 | 0 | 0 | 0 | 0 | 1.5808e-08 | 1.7699e-09 | 2.6664e-09 | 3.6361e-09 | 8.0724e-09 | 0 | 0 | 0 | 0 | 0 | 1e-06
4011_G_3 | MISO_Minnesota and Western Wisconsin | Wisconsin | 55 | Polk | 95 | 4011 | 3 | St Croix Falls | 0 | 1917 | 9999 | Hydro | [5 empty] | Non-Fossil | G | 2030 | Hydro |  | 0 | 0 | 0 | 0 | 0 | 0 | 0 | 0 | 0 | 0 | 0 | 0 | 0 | 0 | 0 | 0 | 1.2733e-06 | 1.9183e-06 | 2.6159e-06 | 5.8075e-06 | 0 | 0 | 0 | 0 | 0 | 0 | 0 | 0 | 0 | 0 | 0 | 0 | 0 | 0 | 0 | 0 | 0 | 0 | 0 | 0 | 1.5808e-08 | 1.7699e-09 | 2.6664e-09 | 3.6361e-09 | 8.0724e-09 | 0 | 0 | 0 | 0 | 0 | 1e-06
4011_G_4 | MISO_Minnesota and Western Wisconsin | Wisconsin | 55 | Polk | 95 | 4011 | 4 | St Croix Falls | 0 | 1917 | 9999 | Hydro | [5 empty] | Non-Fossil | G | 2030 | Hydro |  | 0 | 0 | 0 | 0 | 0 | 0 | 0 | 0 | 0 | 0 | 0 | 0 | 0 | 0 | 0 | 0 | 1.2733e-06 | 1.9183e-06 | 2.6159e-06 | 5.8075e-06 | 0 | 0 | 0 | 0 | 0 | 0 | 0 | 0 | 0 | 0 | 0 | 0 | 0 | 0 | 0 | 0 | 0 | 0 | 0 | 0 | 1.5808e-08 | 1.7699e-09 | 2.6664e-09 | 3.6361e-09 | 8.0724e-09 | 0 | 0 | 0 | 0 | 0 | 1e-06
4011_G_5 | MISO_Minnesota and Western Wisconsin | Wisconsin | 55 | Polk | 95 | 4011 | 5 | St Croix Falls | 0 | 1910 | 9999 | Hydro | [5 empty] | Non-Fossil | G | 2030 | Hydro |  | 0 | 0 | 0 | 0 | 0 | 0 | 0 | 0 | 0 | 0 | 0 | 0 | 0 | 0 | 0 | 0 | 1.2733e-06 | 1.9183e-06 | 2.6159e-06 | 5.8075e-06 | 0 | 0 | 0 | 0 | 0 | 0 | 0 | 0 | 0 | 0 | 0 | 0 | 0 | 0 | 0 | 0 | 0 | 0 | 0 | 0 | 1.5808e-08 | 1.7699e-09 | 2.6664e-09 | 3.6361e-09 | 8.0724e-09 | 0 | 0 | 0 | 0 | 0 | 1e-06
4011_G_6 | MISO_Minnesota and Western Wisconsin | Wisconsin | 55 | Polk | 95 | 4011 | 6 | St Croix Falls | 0 | 1910 | 9999 | Hydro | [5 empty] | Non-Fossil | G | 2030 | Hydro |  | 0 | 0 | 0 | 0 | 0 | 0 | 0 | 0 | 0 | 0 | 0 | 0 | 0 | 0 | 0 | 0 | 1.2733e-06 | 1.9183e-06 | 2.6159e-06 | 5.8075e-06 | 0 | 0 | 0 | 0 | 0 | 0 | 0 | 0 | 0 | 0 | 0 | 0 | 0 | 0 | 0 | 0 | 0 | 0 | 0 | 0 | 1.5808e-08 | 1.7699e-09 | 2.6664e-09 | 3.6361e-09 | 8.0724e-09 | 0 | 0 | 0 | 0 | 0 | 1e-06
4011_G_7 | MISO_Minnesota and Western Wisconsin | Wisconsin | 55 | Polk | 95 | 4011 | 7 | St Croix Falls | 0 | 1923 | 9999 | Hydro | [5 empty] | Non-Fossil | G | 2030 | Hydro |  | 0 | 0 | 0 | 0 | 0 | 0 | 0 | 0 | 0 | 0 | 0 | 0 | 0 | 0 | 0 | 0 | 1.2733e-06 | 1.9183e-06 | 2.6159e-06 | 5.8075e-06 | 0 | 0 | 0 | 0 | 0 | 0 | 0 | 0 | 0 | 0 | 0 | 0 | 0 | 0 | 0 | 0 | 0 | 0 | 0 | 0 | 1.5808e-08 | 1.7699e-09 | 2.6664e-09 | 3.6361e-09 | 8.0724e-09 | 0 | 0 | 0 | 0 | 0 | 1e-06
4011_G_8 | MISO_Minnesota and Western Wisconsin | Wisconsin | 55 | Polk | 95 | 4011 | 8 | St Croix Falls | 0 | 1923 | 9999 | Hydro | [5 empty] | Non-Fossil | G | 2030 | Hydro |  | 0 | 0 | 0 | 0 | 0 | 0 | 0 | 0 | 0 | 0 | 0 | 0 | 0 | 0 | 0 | 0 | 1.2733e-06 | 1.9183e-06 | 2.6159e-06 | 5.8075e-06 | 0 | 0 | 0 | 0 | 0 | 0 | 0 | 0 | 0 | 0 | 0 | 0 | 0 | 0 | 0 | 0 | 0 | 0 | 0 | 0 | 1.5808e-08 | 1.7699e-09 | 2.6664e-09 | 3.6361e-09 | 8.0724e-09 | 0 | 0 | 0 | 0 | 0 | 1e-06
4012_G_1 | MISO_Minnesota and Western Wisconsin | Wisconsin | 55 | Washburn | 129 | 4012 | 1 | Trego | 0 | 1927 | 9999 | Hydro | [5 empty] | Non-Fossil | G | 2030 | Hydro |  | 0 | 0 | 0 | 0 | 0 | 0 | 0 | 0 | 0 | 0 | 0 | 0 | 0 | 0 | 0 | 0 | 1.2733e-06 | 1.9183e-06 | 2.6159e-06 | 5.8075e-06 | 0 | 0 | 0 | 0 | 0 | 0 | 0 | 0 | 0 | 0 | 0 | 0 | 0 | 0 | 0 | 0 | 0 | 0 | 0 | 0 | 1.5808e-08 | 1.7699e-09 | 2.6664e-09 | 3.6361e-09 | 8.0724e-09 | 0 | 0 | 0 | 0 | 0 | 1e-06
4012_G_2 | MISO_Minnesota and Western Wisconsin | Wisconsin | 55 | Washburn | 129 | 4012 | 2 | Trego | 0 | 1927 | 9999 | Hydro | [5 empty] | Non-Fossil | G | 2030 | Hydro |  | 0 | 0 | 0 | 0 | 0 | 0 | 0 | 0 | 0 | 0 | 0 | 0 | 0 | 0 | 0 | 0 | 1.2733e-06 | 1.9183e-06 | 2.6159e-06 | 5.8075e-06 | 0 | 0 | 0 | 0 | 0 | 0 | 0 | 0 | 0 | 0 | 0 | 0 | 0 | 0 | 0 | 0 | 0 | 0 | 0 | 0 | 1.5808e-08 | 1.7699e-09 | 2.6664e-09 | 3.6361e-09 | 8.0724e-09 | 0 | 0 | 0 | 0 | 0 | 1e-06
4015_G_1 | MISO_Minnesota and Western Wisconsin | Wisconsin | 55 | Chippewa | 17 | 4015 | 1 | Wissota | 0 | 1917 | 9999 | Hydro | [5 empty] | Non-Fossil | G | 2030 | Hydro |  | 0 | 0 | 0 | 0 | 0 | 0 | 0 | 0 | 0 | 0 | 0 | 0 | 0 | 0 | 0 | 0 | 3.5624 | 5.3536 | 7.2544 | 16.1704 | 0 | 0 | 0 | 0 | 0 | 0 | 0 | 0 | 0 | 0 | 0 | 0 | 0 | 0 | 0 | 0 | 0 | 0 | 0 | 0 | 0.047425 | 0.0049518 | 0.0074415 | 0.010084 | 0.022477 | 0 | 0 | 0 | 0 | 0 | 3
4015_G_2 | MISO_Minnesota and Western Wisconsin | Wisconsin | 55 | Chippewa | 17 | 4015 | 2 | Wissota | 0 | 1917 | 9999 | Hydro | [5 empty] | Non-Fossil | G | 2030 | Hydro |  | 0 | 0 | 0 | 0 | 0 | 0 | 0 | 0 | 0 | 0 | 0 | 0 | 0 | 0 | 0 | 0 | 3.6812 | 5.532 | 7.4962 | 16.7094 | 0 | 0 | 0 | 0 | 0 | 0 | 0 | 0 | 0 | 0 | 0 | 0 | 0 | 0 | 0 | 0 | 0 | 0 | 0 | 0 | 0.049006 | 0.0051168 | 0.0076895 | 0.01042 | 0.023226 | 0 | 0 | 0 | 0 | 0 | 3.1
4015_G_3 | MISO_Minnesota and Western Wisconsin | Wisconsin | 55 | Chippewa | 17 | 4015 | 3 | Wissota | 0 | 1917 | 9999 | Hydro | [5 empty] | Non-Fossil | G | 2030 | Hydro |  | 0 | 0 | 0 | 0 | 0 | 0 | 0 | 0 | 0 | 0 | 0 | 0 | 0 | 0 | 0 | 0 | 3.5624 | 5.3536 | 7.2544 | 16.1704 | 0 | 0 | 0 | 0 | 0 | 0 | 0 | 0 | 0 | 0 | 0 | 0 | 0 | 0 | 0 | 0 | 0 | 0 | 0 | 0 | 0.047425 | 0.0049518 | 0.0074415 | 0.010084 | 0.022477 | 0 | 0 | 0 | 0 | 0 | 3
4015_G_4 | MISO_Minnesota and Western Wisconsin | Wisconsin | 55 | Chippewa | 17 | 4015 | 4 | Wissota | 0 | 1917 | 9999 | Hydro | [5 empty] | Non-Fossil | G | 2030 | Hydro |  | 0 | 0 | 0 | 0 | 0 | 0 | 0 | 0 | 0 | 0 | 0 | 0 | 0 | 0 | 0 | 0 | 3.5624 | 5.3536 | 7.2544 | 16.1704 | 0 | 0 | 0 | 0 | 0 | 0 | 0 | 0 | 0 | 0 | 0 | 0 | 0 | 0 | 0 | 0 | 0 | 0 | 0 | 0 | 0.047425 | 0.0049518 | 0.0074415 | 0.010084 | 0.022477 | 0 | 0 | 0 | 0 | 0 | 3
4015_G_5 | MISO_Minnesota and Western Wisconsin | Wisconsin | 55 | Chippewa | 17 | 4015 | 5 | Wissota | 0 | 1917 | 9999 | Hydro | [5 empty] | Non-Fossil | G | 2030 | Hydro |  | 0 | 0 | 0 | 0 | 0 | 0 | 0 | 0 | 0 | 0 | 0 | 0 | 0 | 0 | 0 | 0 | 3.4437 | 5.1751 | 7.0126 | 15.6314 | 0 | 0 | 0 | 0 | 0 | 0 | 0 | 0 | 0 | 0 | 0 | 0 | 0 | 0 | 0 | 0 | 0 | 0 | 0 | 0 | 0.045844 | 0.0047867 | 0.0071934 | 0.0097475 | 0.021728 | 0 | 0 | 0 | 0 | 0 | 2.9
4015_G_6 | MISO_Minnesota and Western Wisconsin | Wisconsin | 55 | Chippewa | 17 | 4015 | 6 | Wissota | 0 | 1917 | 9999 | Hydro | [5 empty] | Non-Fossil | G | 2030 | Hydro |  | 0 | 0 | 0 | 0 | 0 | 0 | 0 | 0 | 0 | 0 | 0 | 0 | 0 | 0 | 0 | 0 | 3.5624 | 5.3536 | 7.2544 | 16.1704 | 0 | 0 | 0 | 0 | 0 | 0 | 0 | 0 | 0 | 0 | 0 | 0 | 0 | 0 | 0 | 0 | 0 | 0 | 0 | 0 | 0.047425 | 0.0049518 | 0.0074415 | 0.010084 | 0.022477 | 0 | 0 | 0 | 0 | 0 | 3
4018_G_1 | MISO_Minnesota and Western Wisconsin | Wisconsin | 55 | Burnett | 13 | 4018 | 1 | Clam River Dam | 0 | 1942 | 9999 | Hydro | [5 empty] | Non-Fossil | G | 2030 | Hydro |  | 0 | 0 | 0 | 0 | 0 | 0 | 0 | 0 | 0 | 0 | 0 | 0 | 0 | 0 | 0 | 0 | 0.47499 | 0.71381 | 0.96725 | 2.1561 | 0 | 0 | 0 | 0 | 0 | 0 | 0 | 0 | 0 | 0 | 0 | 0 | 0 | 0 | 0 | 0 | 0 | 0 | 0 | 0 | 0.0063233 | 0.00066024 | 0.0009922 | 0.0013445 | 0.0029969 | 0 | 0 | 0 | 0 | 0 | 0.4
4018_G_2 | MISO_Minnesota and Western Wisconsin | Wisconsin | 55 | Burnett | 13 | 4018 | 2 | Clam River Dam | 0 | 1942 | 9999 | Hydro | [5 empty] | Non-Fossil | G | 2030 | Hydro |  | 0 | 0 | 0 | 0 | 0 | 0 | 0 | 0 | 0 | 0 | 0 | 0 | 0 | 0 | 0 | 0 | 0.47499 | 0.71381 | 0.96725 | 2.1561 | 0 | 0 | 0 | 0 | 0 | 0 | 0 | 0 | 0 | 0 | 0 | 0 | 0 | 0 | 0 | 0 | 0 | 0 | 0 | 0 | 0.0063233 | 0.00066024 | 0.0009922 | 0.0013445 | 0.0029969 | 0 | 0 | 0 | 0 | 0 | 0.4
4018_G_3 | MISO_Minnesota and Western Wisconsin | Wisconsin | 55 | Burnett | 13 | 4018 | 3 | Clam River Dam | 0 | 1967 | 9999 | Hydro | [5 empty] | Non-Fossil | G | 2030 | Hydro |  | 0 | 0 | 0 | 0 | 0 | 0 | 0 | 0 | 0 | 0 | 0 | 0 | 0 | 0 | 0 | 0 | 0.47499 | 0.71381 | 0.96725 | 2.1561 | 0 | 0 | 0 | 0 | 0 | 0 | 0 | 0 | 0 | 0 | 0 | 0 | 0 | 0 | 0 | 0 | 0 | 0 | 0 | 0 | 0.0063233 | 0.00066024 | 0.0009922 | 0.0013445 | 0.0029969 | 0 | 0 | 0 | 0 | 0 | 0.4
4019_G_1 | MISO_Minnesota and Western Wisconsin | Wisconsin | 55 | Burnett | 13 | 4019 | 1 | Danbury Dam | 0 | 1921 | 9999 | Hydro | [5 empty] | Non-Fossil | G | 2030 | Hydro |  | 0 | 0 | 0 | 0 | 0 | 0 | 0 | 0 | 0 | 0 | 0 | 0 | 0 | 0 | 0 | 0 | 0.12733 | 0.19183 | 0.26159 | 0.58075 | 0 | 0 | 0 | 0 | 0 | 0 | 0 | 0 | 0 | 0 | 0 | 0 | 0 | 0 | 0 | 0 | 0 | 0 | 0 | 0 | 0.0015808 | 0.00017699 | 0.00026664 | 0.00036361 | 0.00080724 | 0 | 0 | 0 | 0 | 0 | 0.1
4019_G_2 | MISO_Minnesota and Western Wisconsin | Wisconsin | 55 | Burnett | 13 | 4019 | 2 | Danbury Dam | 0 | 1927 | 9999 | Hydro | [5 empty] | Non-Fossil | G | 2030 | Hydro |  | 0 | 0 | 0 | 0 | 0 | 0 | 0 | 0 | 0 | 0 | 0 | 0 | 0 | 0 | 0 | 0 | 0.382 | 0.57548 | 0.78476 | 1.7422 | 0 | 0 | 0 | 0 | 0 | 0 | 0 | 0 | 0 | 0 | 0 | 0 | 0 | 0 | 0 | 0 | 0 | 0 | 0 | 0 | 0.0047425 | 0.00053098 | 0.00079992 | 0.0010908 | 0.0024217 | 0 | 0 | 0 | 0 | 0 | 0.3
4019_G_HY3 | MISO_Minnesota and Western Wisconsin | Wisconsin | 55 | Burnett | 13 | 4019 | HY3 | Danbury Dam | 0 | 1950 | 9999 | Hydro | [5 empty] | Non-Fossil | G | 2030 | Hydro |  | 0 | 0 | 0 | 0 | 0 | 0 | 0 | 0 | 0 | 0 | 0 | 0 | 0 | 0 | 0 | 0 | 0.76399 | 1.151 | 1.5695 | 3.4845 | 0 | 0 | 0 | 0 | 0 | 0 | 0 | 0 | 0 | 0 | 0 | 0 | 0 | 0 | 0 | 0 | 0 | 0 | 0 | 0 | 0.0094849 | 0.001062 | 0.0015998 | 0.0021816 | 0.0048434 | 0 | 0 | 0 | 0 | 0 | 0.6
402_G_1 | WECC_LADWP | California | 6 | Inyo | 27 | 402 | 1 | Pleasant Valley Hydro | 0 | 1958 | 9999 | Hydro | [5 empty] | Non-Fossil | G | 2030 | Hydro |  | 0 | 0 | 0 | 0 | 0 | 0 | 0 | 0 | 0 | 0 | 0 | 0 | 0 | 0 | 0 | 0 | 0.74689 | 1.1944 | 2.2429 | 4.1843 | 0 | 0 | 0 | 0 | 0 | 0 | 0 | 0 | 0 | 0 | 0 | 0 | 0 | 0 | 0 | 0 | 0 | 0 | 0 | 0 | 0.042682 | 0.0010382 | 0.0016603 | 0.0031177 | 0.0058161 | 0 | 0 | 0 | 0 | 0 | 2.7
4020_G_10 | MISO_Minnesota and Western Wisconsin | Wisconsin | 55 | Polk | 95 | 4020 | 10 | Frederic Diesel | 12283 | 2000 | 9999 | Combustion Turbine | [5 empty] | Fossil | G | 2030 | Oil |  | 0 | 0 | 0 | 0 | 0 | 0 | 0 | 0 | 0 | 0 | 0 | 0 | 0 | 0 | 0 | 0 | 0 | 0 | 0 | 0 | 0 | 0 | 0 | 0 | 0 | 0 | 0 | 0 | 0 | 0 | 0 | 0 | 0 | 0 | 0 | 0 | 0 | 0 | 0 | 0 | 0.10796 | 0 | 0 | 0 | 0 | 0 | 0 | 0 | 0 | 0 | 2.5
4020_G_2 | MISO_Minnesota and Western Wisconsin | Wisconsin | 55 | Polk | 95 | 4020 | 2 | Frederic Diesel | 12283 | 1948 | 9999 | Combustion Turbine | [5 empty] | Fossil | G | 2030 | Oil |  | 0 | 0 | 0 | 0 | 0 | 0 | 0 | 0 | 0 | 0 | 0 | 0 | 0 | 0 | 0 | 0 | 0 | 0 | 0 | 0 | 0 | 0 | 0 | 0 | 0 | 0 | 0 | 0 | 0 | 0 | 0 | 0 | 0 | 0 | 0 | 0 | 0 | 0 | 0 | 0 | 0.03023 | 0 | 0 | 0 | 0 | 0 | 0 | 0 | 0 | 0 | 0.7
4020_G_3 | MISO_Minnesota and Western Wisconsin | Wisconsin | 55 | Polk | 95 | 4020 | 3 | Frederic Diesel | 12283 | 1949 | 9999 | Combustion Turbine | [5 empty] | Fossil | G | 2030 | Oil |  | 0 | 0 | 0 | 0 | 0 | 0 | 0 | 0 | 0 | 0 | 0 | 0 | 0 | 0 | 0 | 0 | 0 | 0 | 0 | 0 | 0 | 0 | 0 | 0 | 0 | 0 | 0 | 0 | 0 | 0 | 0 | 0 | 0 | 0 | 0 | 0 | 0 | 0 | 0 | 0 | 0.03023 | 0 | 0 | 0 | 0 | 0 | 0 | 0 | 0 | 0 | 0.7
4020_G_4 | MISO_Minnesota and Western Wisconsin | Wisconsin | 55 | Polk | 95 | 4020 | 4 | Frederic Diesel | 12283 | 1955 | 9999 | Combustion Turbine | [5 empty] | Fossil | G | 2030 | Oil |  | 0 | 0 | 0 | 0 | 0 | 0 | 0 | 0 | 0 | 0 | 0 | 0 | 0 | 0 | 0 | 0 | 0 | 0 | 0 | 0 | 0 | 0 | 0 | 0 | 0 | 0 | 0 | 0 | 0 | 0 | 0 | 0 | 0 | 0 | 0 | 0 | 0 | 0 | 0 | 0 | 0.025912 | 0 | 0 | 0 | 0 | 0 | 0 | 0 | 0 | 0 | 0.6
4020_G_5 | MISO_Minnesota and Western Wisconsin | Wisconsin | 55 | Polk | 95 | 4020 | 5 | Frederic Diesel | 12283 | 1955 | 9999 | Combustion Turbine | [5 empty] | Fossil | G | 2030 | Oil |  | 0 | 0 | 0 | 0 | 0 | 0 | 0 | 0 | 0 | 0 | 0 | 0 | 0 | 0 | 0 | 0 | 0 | 0 | 0 | 0 | 0 | 0 | 0 | 0 | 0 | 0 | 0 | 0 | 0 | 0 | 0 | 0 | 0 | 0 | 0 | 0 | 0 | 0 | 0 | 0 | 0.021593 | 0 | 0 | 0 | 0 | 0 | 0 | 0 | 0 | 0 | 0.5
4020_G_6 | MISO_Minnesota and Western Wisconsin | Wisconsin | 55 | Polk | 95 | 4020 | 6 | Frederic Diesel | 12283 | 1970 | 9999 | Combustion Turbine | [5 empty] | Fossil | G | 2030 | Oil |  | 0 | 0 | 0 | 0 | 0 | 0 | 0 | 0 | 0 | 0 | 0 | 0 | 0 | 0 | 0 | 0 | 0 | 0 | 0 | 0 | 0 | 0 | 0 | 0 | 0 | 0 | 0 | 0 | 0 | 0 | 0 | 0 | 0 | 0 | 0 | 0 | 0 | 0 | 0 | 0 | 0.073416 | 0 | 0 | 0 | 0 | 0 | 0 | 0 | 0 | 0 | 1.7
4020_G_7 | MISO_Minnesota and Western Wisconsin | Wisconsin | 55 | Polk | 95 | 4020 | 7 | Frederic Diesel | 12283 | 1975 | 9999 | Combustion Turbine | [5 empty] | Fossil | G | 2030 | Oil |  | 0 | 0 | 0 | 0 | 0 | 0 | 0 | 0 | 0 | 0 | 0 | 0 | 0 | 0 | 0 | 0 | 0 | 0 | 0 | 0 | 0 | 0 | 0 | 0 | 0 | 0 | 0 | 0 | 0 | 0 | 0 | 0 | 0 | 0 | 0 | 0 | 0 | 0 | 0 | 0 | 0.077735 | 0 | 0 | 0 | 0 | 0 | 0 | 0 | 0 | 0 | 1.8
4020_G_8 | MISO_Minnesota and Western Wisconsin | Wisconsin | 55 | Polk | 95 | 4020 | 8 | Frederic Diesel | 12283 | 2000 | 9999 | Combustion Turbine | [5 empty] | Fossil | G | 2030 | Oil |  | 0 | 0 | 0 | 0 | 0 | 0 | 0 | 0 | 0 | 0 | 0 | 0 | 0 | 0 | 0 | 0 | 0 | 0 | 0 | 0 | 0 | 0 | 0 | 0 | 0 | 0 | 0 | 0 | 0 | 0 | 0 | 0 | 0 | 0 | 0 | 0 | 0 | 0 | 0 | 0 | 0.10796 | 0 | 0 | 0 | 0 | 0 | 0 | 0 | 0 | 0 | 2.5
4020_G_9 | MISO_Minnesota and Western Wisconsin | Wisconsin | 55 | Polk | 95 | 4020 | 9 | Frederic Diesel | 12283 | 2000 | 9999 | Combustion Turbine | [5 empty] | Fossil | G | 2030 | Oil |  | 0 | 0 | 0 | 0 | 0 | 0 | 0 | 0 | 0 | 0 | 0 | 0 | 0 | 0 | 0 | 0 | 0 | 0 | 0 | 0 | 0 | 0 | 0 | 0 | 0 | 0 | 0 | 0 | 0 | 0 | 0 | 0 | 0 | 0 | 0 | 0 | 0 | 0 | 0 | 0 | 0.10796 | 0 | 0 | 0 | 0 | 0 | 0 | 0 | 0 | 0 | 2.5
4021_G_1A | MISO_Minnesota and Western Wisconsin | Wisconsin | 55 | Burnett | 13 | 4021 | 1A | Grantsburg Diesel | 12283 | 1995 | 9999 | Combustion Turbine | [5 empty] | Fossil | G | 2030 | Oil |  | 0 | 0 | 0 | 0 | 0 | 0 | 0 | 0 | 0 | 0 | 0 | 0 | 0 | 0 | 0 | 0 | 0 | 0 | 0 | 0 | 0 | 0 | 0 | 0 | 0 | 0 | 0 | 0 | 0 | 0 | 0 | 0 | 0 | 0 | 0 | 0 | 0 | 0 | 0 | 0 | 0.034549 | 0 | 0 | 0 | 0 | 0 | 0 | 0 | 0 | 0 | 0.8
4021_G_2 | MISO_Minnesota and Western Wisconsin | Wisconsin | 55 | Burnett | 13 | 4021 | 2 | Grantsburg Diesel | 12283 | 1963 | 9999 | Combustion Turbine | [5 empty] | Fossil | G | 2030 | Oil |  | 0 | 0 | 0 | 0 | 0 | 0 | 0 | 0 | 0 | 0 | 0 | 0 | 0 | 0 | 0 | 0 | 0 | 0 | 0 | 0 | 0 | 0 | 0 | 0 | 0 | 0 | 0 | 0 | 0 | 0 | 0 | 0 | 0 | 0 | 0 | 0 | 0 | 0 | 0 | 0 | 0.034549 | 0 | 0 | 0 | 0 | 0 | 0 | 0 | 0 | 0 | 0.8
4021_G_3 | MISO_Minnesota and Western Wisconsin | Wisconsin | 55 | Burnett | 13 | 4021 | 3 | Grantsburg Diesel | 12283 | 1968 | 9999 | Combustion Turbine | [5 empty] | Fossil | G | 2030 | Oil |  | 0 | 0 | 0 | 0 | 0 | 0 | 0 | 0 | 0 | 0 | 0 | 0 | 0 | 0 | 0 | 0 | 0 | 0 | 0 | 0 | 0 | 0 | 0 | 0 | 0 | 0 | 0 | 0 | 0 | 0 | 0 | 0 | 0 | 0 | 0 | 0 | 0 | 0 | 0 | 0 | 0.038867 | 0 | 0 | 0 | 0 | 0 | 0 | 0 | 0 | 0 | 0.9
4021_G_4 | MISO_Minnesota and Western Wisconsin | Wisconsin | 55 | Burnett | 13 | 4021 | 4 | Grantsburg Diesel | 12283 | 1975 | 9999 | Combustion Turbine | [5 empty] | Fossil | G | 2030 | Oil |  | 0 | 0 | 0 | 0 | 0 | 0 | 0 | 0 | 0 | 0 | 0 | 0 | 0 | 0 | 0 | 0 | 0 | 0 | 0 | 0 | 0 | 0 | 0 | 0 | 0 | 0 | 0 | 0 | 0 | 0 | 0 | 0 | 0 | 0 | 0 | 0 | 0 | 0 | 0 | 0 | 0.086372 | 0 | 0 | 0 | 0 | 0 | 0 | 0 | 0 | 0 | 2
4021_G_8 | MISO_Minnesota and Western Wisconsin | Wisconsin | 55 | Burnett | 13 | 4021 | 8 | Grantsburg Diesel | 12283 | 2007 | 9999 | Combustion Turbine | [5 empty] | Fossil | G | 2030 | Oil |  | 0 | 0 | 0 | 0 | 0 | 0 | 0 | 0 | 0 | 0 | 0 | 0 | 0 | 0 | 0 | 0 | 0 | 0 | 0 | 0 | 0 | 0 | 0 | 0 | 0 | 0 | 0 | 0 | 0 | 0 | 0 | 0 | 0 | 0 | 0 | 0 | 0 | 0 | 0 | 0 | 0.077735 | 0 | 0 | 0 | 0 | 0 | 0 | 0 | 0 | 0 | 1.8
403_G_1 | WECC_LADWP | California | 6 | Los Angeles | 37 | 403 | 1 | San Fernando | 0 | 1922 | 9999 | Hydro | [5 empty] | Non-Fossil | G | 2030 | Hydro |  | 0 | 0 | 0 | 0 | 0 | 0 | 0 | 0 | 0 | 0 | 0 | 0 | 0 | 0 | 0 | 0 | 0.88521 | 1.4156 | 2.6583 | 4.9591 | 0 | 0 | 0 | 0 | 0 | 0 | 0 | 0 | 0 | 0 | 0 | 0 | 0 | 0 | 0 | 0 | 0 | 0 | 0 | 0 | 0.050586 | 0.0012304 | 0.0019677 | 0.003695 | 0.0068932 | 0 | 0 | 0 | 0 | 0 | 3.2
403_G_2 | WECC_LADWP | California | 6 | Los Angeles | 37 | 403 | 2 | San Fernando | 0 | 1922 | 9999 | Hydro | [5 empty] | Non-Fossil | G | 2030 | Hydro |  | 0 | 0 | 0 | 0 | 0 | 0 | 0 | 0 | 0 | 0 | 0 | 0 | 0 | 0 | 0 | 0 | 0.80222 | 1.2829 | 2.4091 | 4.4942 | 0 | 0 | 0 | 0 | 0 | 0 | 0 | 0 | 0 | 0 | 0 | 0 | 0 | 0 | 0 | 0 | 0 | 0 | 0 | 0 | 0.045844 | 0.0011151 | 0.0017832 | 0.0033486 | 0.0062469 | 0 | 0 | 0 | 0 | 0 | 2.9
404_G_4 | WECC_LADWP | California | 6 | Los Angeles | 37 | 404 | 4 | Scattergood | 7126 | 2015 | 9999 | Combined Cycle |  |  | SCR | NH3 |  | Fossil | G | 2030 | NaturalGas |  | 2.5559 | 3.4647 | 0.11612 | 6.1367 | 0 | 0 | 0 | 0 | 0 | 0 | 0 | 0 | 0 | 0 | 0 | 0 | 358.6748 | 486.2037 | 16.2953 | 861.1738 | 149.6234 | 202.8228 | 6.7977 | 359.2438 | 1.7891e-07 | 2.4253e-07 | 8.1284e-09 | 4.2957e-07 | 0.0069021 | 0.0093562 | 0.00031358 | 0.016572 | 0 | 0 | 0 | 0 | 0 | 0 | 0 | 0 | 6.444 | 0.81959 | 1.111 | 0.067139 | 1.9977 | 8.8728 | 9.4676 | 0.32788 | 18.6683 | 0 | 204 | SCR
404_G_5 | WECC_LADWP | California | 6 | Los Angeles | 37 | 404 | 5 | Scattergood | 7126 | 2015 | 9999 | Combined Cycle | other |  | SCR | NH3 |  | Fossil | G | 2030 | NaturalGas |  | 1.3406 | 1.8173 | 0.060906 | 3.2188 | 0 | 0 | 0 | 0 | 0 | 0 | 0 | 0 | 0 | 0 | 0 | 0 | 188.1285 | 255.0186 | 8.547 | 451.6941 | 78.4789 | 106.3825 | 3.5655 | 188.4269 | 9.3842e-08 | 1.2721e-07 | 4.2634e-09 | 2.2531e-07 | 0.0036202 | 0.0049074 | 0.00016447 | 0.0086921 | 0 | 0 | 0 | 0 | 0 | 0 | 0 | 0 | 3.3799 | 0.42988 | 0.58273 | 0.035215 | 1.0478 | 4.6539 | 4.9659 | 0.17197 | 9.7917 | 0 | 107 | SCR
404_G_6 | WECC_LADWP | California | 6 | Los Angeles | 37 | 404 | 6 | Scattergood | 10745 | 2015 | 9999 | Combustion Turbine |  |  | SCR | H2O |  | Fossil | G | 2030 | NaturalGas |  | 0 | 0 | 0 | 0 | 0 | 0 | 0 | 0 | 0 | 0 | 0 | 0 | 0 | 0 | 0 | 0 | 0 | 0 | 0 | 0 | 0 | 0 | 0 | 0 | 0 | 0 | 0 | 0 | 0 | 0 | 0 | 0 | 0 | 0 | 0 | 0 | 0 | 0 | 0 | 0 | 2.2281 | 0 | 0 | 0 | 0 | 0 | 0 | 0 | 0 | 0 | 102 | SCR
404_G_7 | WECC_LADWP | California | 6 | Los Angeles | 37 | 404 | 7 | Scattergood | 10745 | 2015 | 9999 | Combustion Turbine |  |  | SCR | H2O |  | Fossil | G | 2030 | NaturalGas |  | 0 | 0 | 0 | 0 | 0 | 0 | 0 | 0 | 0 | 0 | 0 | 0 | 0 | 0 | 0 | 0 | 0 | 0 | 0 | 0 | 0 | 0 | 0 | 0 | 0 | 0 | 0 | 0 | 0 | 0 | 0 | 0 | 0 | 0 | 0 | 0 | 0 | 0 | 0 | 0 | 2.2281 | 0 | 0 | 0 | 0 | 0 | 0 | 0 | 0 | 0 | 102 | SCR
4040_G_1CT1 | MISO_Wisconsin- Upper Michigan (WUMS) | Wisconsin | 55 | Ozaukee | 89 | 4040 | 1CT1 | Port Washington Generating Station | 7050 | 2008 | 9999 | Combined Cycle |  |  | SCR | DLNB |  | Fossil | G | 2030 | NaturalGas |  | 2.1308 | 2.8884 | 3.994 | 9.0132 | 0 | 0 | 0 | 0 | 0 | 0 | 0 | 0 | 0 | 0 | 0 | 0 | 302.2363 | 409.6981 | 566.5272 | 1278.4616 | 124.735 | 169.0853 | 233.8097 | 527.63 | 1.4915e-07 | 2.0219e-07 | 2.7958e-07 | 6.3092e-07 | 0.010055 | 0.01363 | 0.018847 | 0.042531 | 0 | 0 | 0 | 0 | 0 | 0 | 0 | 0 | 5.5936 | 0.69703 | 0.94486 | 1.3065 | 2.9484 | 6.4139 | 7.7281 | 8.9852 | 23.1272 | 0 | 171.9 | SCR
4040_G_1CT2 | MISO_Wisconsin- Upper Michigan (WUMS) | Wisconsin | 55 | Ozaukee | 89 | 4040 | 1CT2 | Port Washington Generating Station | 7050 | 2008 | 9999 | Combined Cycle |  |  | SCR | DLNB |  | Fossil | G | 2030 | NaturalGas |  | 2.1308 | 2.8884 | 3.994 | 9.0132 | 0 | 0 | 0 | 0 | 0 | 0 | 0 | 0 | 0 | 0 | 0 | 0 | 302.2363 | 409.6981 | 566.5272 | 1278.4616 | 124.735 | 169.0853 | 233.8097 | 527.63 | 1.4915e-07 | 2.0219e-07 | 2.7958e-07 | 6.3092e-07 | 0.010055 | 0.01363 | 0.018847 | 0.042531 | 0 | 0 | 0 | 0 | 0 | 0 | 0 | 0 | 5.5936 | 0.69703 | 0.94486 | 1.3065 | 2.9484 | 6.4139 | 7.7281 | 8.9852 | 23.1272 | 0 | 171.9 | SCR
4040_G_2CT1 | MISO_Wisconsin- Upper Michigan (WUMS) | Wisconsin | 55 | Ozaukee | 89 | 4040 | 2CT1 | Port Washington Generating Station | 7050 | 2005 | 9999 | Combined Cycle |  |  | SCR | DLNB |  | Fossil | G | 2030 | NaturalGas |  | 2.1308 | 2.8884 | 3.994 | 9.0132 | 0 | 0 | 0 | 0 | 0 | 0 | 0 | 0 | 0 | 0 | 0 | 0 | 302.2363 | 409.6981 | 566.5272 | 1278.4616 | 124.735 | 169.0853 | 233.8097 | 527.63 | 1.4915e-07 | 2.0219e-07 | 2.7958e-07 | 6.3092e-07 | 0.010568 | 0.014326 | 0.01981 | 0.044705 | 0 | 0 | 0 | 0 | 0 | 0 | 0 | 0 | 5.5936 | 0.69703 | 0.94486 | 1.3065 | 2.9484 | 6.4139 | 7.7281 | 8.9852 | 23.1272 | 0 | 171.9 | SCR
4040_G_2CT2 | MISO_Wisconsin- Upper Michigan (WUMS) | Wisconsin | 55 | Ozaukee | 89 | 4040 | 2CT2 | Port Washington Generating Station | 7050 | 2005 | 9999 | Combined Cycle |  |  | SCR | DLNB |  | Fossil | G | 2030 | NaturalGas |  | 2.1308 | 2.8884 | 3.994 | 9.0132 | 0 | 0 | 0 | 0 | 0 | 0 | 0 | 0 | 0 | 0 | 0 | 0 | 302.2363 | 409.6981 | 566.5272 | 1278.4616 | 124.735 | 169.0853 | 233.8097 | 527.63 | 1.4915e-07 | 2.0219e-07 | 2.7958e-07 | 6.3092e-07 | 0.010568 | 0.014326 | 0.01981 | 0.044705 | 0 | 0 | 0 | 0 | 0 | 0 | 0 | 0 | 5.5936 | 0.69703 | 0.94486 | 1.3065 | 2.9484 | 6.4139 | 7.7281 | 8.9852 | 23.1272 | 0 | 171.9 | SCR
4040_G_ST1 | MISO_Wisconsin- Upper Michigan (WUMS) | Wisconsin | 55 | Ozaukee | 89 | 4040 | ST1 | Port Washington Generating Station | 7050 | 2008 | 9999 | Combined Cycle |  |  | SCR | DLNB |  | Fossil | G | 2030 | NaturalGas |  | 3.2798 | 4.446 | 6.1479 | 13.8737 | 0 | 0 | 0 | 0 | 0 | 0 | 0 | 0 | 0 | 0 | 0 | 0 | 465.2223 | 630.6347 | 872.0366 | 1967.8937 | 192.0005 | 260.2674 | 359.8956 | 812.1635 | 2.2959e-07 | 3.1122e-07 | 4.3035e-07 | 9.7116e-07 | 0.015477 | 0.02098 | 0.02901 | 0.065467 | 0 | 0 | 0 | 0 | 0 | 0 | 0 | 0 | 8.6101 | 1.0729 | 1.4544 | 2.0111 | 4.5384 | 9.8726 | 11.8956 | 13.8307 | 35.5989 | 0 | 264.6 | SCR
4040_G_ST2 | MISO_Wisconsin- Upper Michigan (WUMS) | Wisconsin | 55 | Ozaukee | 89 | 4040 | ST2 | Port Washington Generating Station | 7050 | 2005 | 9999 | Combined Cycle |  |  | SCR | DLNB |  | Fossil | G | 2030 | NaturalGas |  | 3.2798 | 4.446 | 6.1479 | 13.8737 | 0 | 0 | 0 | 0 | 0 | 0 | 0 | 0 | 0 | 0 | 0 | 0 | 465.2223 | 630.6347 | 872.0366 | 1967.8937 | 192.0005 | 260.2674 | 359.8956 | 812.1635 | 2.2959e-07 | 3.1122e-07 | 4.3035e-07 | 9.7116e-07 | 0.016268 | 0.022052 | 0.030493 | 0.068812 | 0 | 0 | 0 | 0 | 0 | 0 | 0 | 0 | 8.6101 | 1.0729 | 1.4544 | 2.0111 | 4.5384 | 9.8726 | 11.8956 | 13.8307 | 35.5989 | 0 | 264.6 | SCR
4042_B_1 | MISO_Wisconsin- Upper Michigan (WUMS) | Wisconsin | 55 | Milwaukee | 79 | 4042 | 1 | Valley (WI) | 9632 | 1968 | 9999 | O/G Steam | wall | dry |  | LNB |  | Fossil | B | 2030 | NaturalGas |  | 0 | 0 | 1.5103 | 1.5103 | 0 | 0 | 0 | 0 | 0 | 0 | 0 | 0 | 0 | 0 | 0 | 0 | 0 | 0 | 156.7978 | 156.7978 | 0 | 0 | 102.1556 | 102.1556 | 0 | 0 | 1.2215e-07 | 1.2215e-07 | 0 | 0 | 0.055449 | 0.055449 | 0 | 0 | 0 | 0 | 0 | 0 | 0 | 0 | 3.3345 | 0 | 0 | 0.13791 | 0.13791 | 0 | 0 | 3.3976 | 3.3976 | 0 | 64
4042_B_2 | MISO_Wisconsin- Upper Michigan (WUMS) | Wisconsin | 55 | Milwaukee | 79 | 4042 | 2 | Valley (WI) | 9632 | 1968 | 9999 | O/G Steam | wall | dry |  | LNB |  | Fossil | B | 2030 | NaturalGas |  | 0 | 0 | 1.5103 | 1.5103 | 0 | 0 | 0 | 0 | 0 | 0 | 0 | 0 | 0 | 0 | 0 | 0 | 0 | 0 | 156.7978 | 156.7978 | 0 | 0 | 102.1556 | 102.1556 | 0 | 0 | 1.2215e-07 | 1.2215e-07 | 0 | 0 | 0.055388 | 0.055388 | 0 | 0 | 0 | 0 | 0 | 0 | 0 | 0 | 3.3345 | 0 | 0 | 0.13791 | 0.13791 | 0 | 0 | 3.3976 | 3.3976 | 0 | 64
4042_B_3 | MISO_Wisconsin- Upper Michigan (WUMS) | Wisconsin | 55 | Milwaukee | 79 | 4042 | 3 | Valley (WI) | 9632 | 1969 | 9999 | O/G Steam | wall | dry |  | LNB |  | Fossil | B | 2030 | NaturalGas |  | 0 | 0 | 1.6519 | 1.6519 | 0 | 0 | 0 | 0 | 0 | 0 | 0 | 0 | 0 | 0 | 0 | 0 | 0 | 0 | 171.4976 | 171.4976 | 0 | 0 | 111.7327 | 111.7327 | 0 | 0 | 1.3361e-07 | 1.3361e-07 | 0 | 0 | 0.061287 | 0.061287 | 0 | 0 | 0 | 0 | 0 | 0 | 0 | 0 | 3.6471 | 0 | 0 | 0.15084 | 0.15084 | 0 | 0 | 3.7162 | 3.7162 | 0 | 70
4042_B_4 | MISO_Wisconsin- Upper Michigan (WUMS) | Wisconsin | 55 | Milwaukee | 79 | 4042 | 4 | Valley (WI) | 9632 | 1969 | 9999 | O/G Steam | wall | dry |  | LNB |  | Fossil | B | 2030 | NaturalGas |  | 0 | 0 | 1.6519 | 1.6519 | 0 | 0 | 0 | 0 | 0 | 0 | 0 | 0 | 0 | 0 | 0 | 0 | 0 | 0 | 171.4976 | 171.4976 | 0 | 0 | 111.7327 | 111.7327 | 0 | 0 | 1.3361e-07 | 1.3361e-07 | 0 | 0 | 0.061335 | 0.061335 | 0 | 0 | 0 | 0 | 0 | 0 | 0 | 0 | 3.6471 | 0 | 0 | 0.15084 | 0.15084 | 0 | 0 | 3.7162 | 3.7162 | 0 | 70
4042_G_3 | MISO_Wisconsin- Upper Michigan (WUMS) | Wisconsin | 55 | Milwaukee | 79 | 4042 | 3 | Valley (WI) | 25000 | 1969 | 9999 | Combustion Turbine | wall | dry |  |  |  | Fossil | G | 2030 | Oil |  | 0 | 0 | 0 | 0 | 0 | 0 | 0 | 0 | 0 | 0 | 0 | 0 | 0 | 0 | 0 | 0 | 0 | 0 | 0 | 0 | 0 | 0 | 0 | 0 | 0 | 0 | 0 | 0 | 0 | 0 | 0 | 0 | 0 | 0 | 0 | 0 | 0 | 0 | 0 | 0 | 0.11736 | 0 | 0 | 0 | 0 | 0 | 0 | 0 | 0 | 0 | 2.7
4043_G_4 | MISO_Wisconsin- Upper Michigan (WUMS) | Wisconsin | 55 | Outagamie | 87 | 4043 | 4 | Appleton | 0 | 1980 | 9999 | Hydro | [5 empty] | Non-Fossil | G | 2030 | Hydro |  | 0 | 0 | 0 | 0 | 0 | 0 | 0 | 0 | 0 | 0 | 0 | 0 | 0 | 0 | 0 | 0 | 1.4602 | 2.1803 | 2.9526 | 6.593 | 0 | 0 | 0 | 0 | 0 | 0 | 0 | 0 | 0 | 0 | 0 | 0 | 0 | 0 | 0 | 0 | 0 | 0 | 0 | 0 | 0.01897 | 0.0020296 | 0.0030306 | 0.0041041 | 0.0091643 | 0 | 0 | 0 | 0 | 0 | 1.2
4043_G_5 | MISO_Wisconsin- Upper Michigan (WUMS) | Wisconsin | 55 | Outagamie | 87 | 4043 | 5 | Appleton | 0 | 1916 | 9999 | Hydro | [5 empty] | Non-Fossil | G | 2030 | Hydro |  | 0 | 0 | 0 | 0 | 0 | 0 | 0 | 0 | 0 | 0 | 0 | 0 | 0 | 0 | 0 | 0 | 0.6084 | 0.90845 | 1.2302 | 2.7471 | 0 | 0 | 0 | 0 | 0 | 0 | 0 | 0 | 0 | 0 | 0 | 0 | 0 | 0 | 0 | 0 | 0 | 0 | 0 | 0 | 0.0079041 | 0.00084568 | 0.0012627 | 0.00171 | 0.0038185 | 0 | 0 | 0 | 0 | 0 | 0.5
4043_G_6 | MISO_Wisconsin- Upper Michigan (WUMS) | Wisconsin | 55 | Outagamie | 87 | 4043 | 6 | Appleton | 0 | 1916 | 9999 | Hydro | [5 empty] | Non-Fossil | G | 2030 | Hydro |  | 0 | 0 | 0 | 0 | 0 | 0 | 0 | 0 | 0 | 0 | 0 | 0 | 0 | 0 | 0 | 0 | 0.6084 | 0.90845 | 1.2302 | 2.7471 | 0 | 0 | 0 | 0 | 0 | 0 | 0 | 0 | 0 | 0 | 0 | 0 | 0 | 0 | 0 | 0 | 0 | 0 | 0 | 0 | 0.0079041 | 0.00084568 | 0.0012627 | 0.00171 | 0.0038185 | 0 | 0 | 0 | 0 | 0 | 0.5
4044_G_1 | MISO_Wisconsin- Upper Michigan (WUMS) | Wisconsin | 55 | Oconto | 83 | 4044 | 1 | Oconto Falls Upper | 0 | 1924 | 9999 | Hydro | [5 empty] | Non-Fossil | G | 2030 | Hydro |  | 0 | 0 | 0 | 0 | 0 | 0 | 0 | 0 | 0 | 0 | 0 | 0 | 0 | 0 | 0 | 0 | 0.47747 | 0.72183 | 0.98304 | 2.1823 | 0 | 0 | 0 | 0 | 0 | 0 | 0 | 0 | 0 | 0 | 0 | 0 | 0 | 0 | 0 | 0 | 0 | 0 | 0 | 0 | 0.0063233 | 0.00066368 | 0.0010033 | 0.0013664 | 0.0030334 | 0 | 0 | 0 | 0 | 0 | 0.4
4044_G_2 | MISO_Wisconsin- Upper Michigan (WUMS) | Wisconsin | 55 | Oconto | 83 | 4044 | 2 | Oconto Falls Upper | 0 | 1921 | 9999 | Hydro | [5 empty] | Non-Fossil | G | 2030 | Hydro |  | 0 | 0 | 0 | 0 | 0 | 0 | 0 | 0 | 0 | 0 | 0 | 0 | 0 | 0 | 0 | 0 | 0.47747 | 0.72183 | 0.98304 | 2.1823 | 0 | 0 | 0 | 0 | 0 | 0 | 0 | 0 | 0 | 0 | 0 | 0 | 0 | 0 | 0 | 0 | 0 | 0 | 0 | 0 | 0.0063233 | 0.00066368 | 0.0010033 | 0.0013664 | 0.0030334 | 0 | 0 | 0 | 0 | 0 | 0.4
4044_G_3 | MISO_Wisconsin- Upper Michigan (WUMS) | Wisconsin | 55 | Oconto | 83 | 4044 | 3 | Oconto Falls Upper | 0 | 1918 | 9999 | Hydro | [5 empty] | Non-Fossil | G | 2030 | Hydro |  | 0 | 0 | 0 | 0 | 0 | 0 | 0 | 0 | 0 | 0 | 0 | 0 | 0 | 0 | 0 | 0 | 0.3581 | 0.54137 | 0.73728 | 1.6368 | 0 | 0 | 0 | 0 | 0 | 0 | 0 | 0 | 0 | 0 | 0 | 0 | 0 | 0 | 0 | 0 | 0 | 0 | 0 | 0 | 0.0047425 | 0.00049776 | 0.00075251 | 0.0010248 | 0.0022751 | 0 | 0 | 0 | 0 | 0 | 0.3
4045_G_1 | MISO_Wisconsin- Upper Michigan (WUMS) | Wisconsin | 55 | Florence | 37 | 4045 | 1 | Pine | 0 | 1922 | 9999 | Hydro | [5 empty] | Non-Fossil | G | 2030 | Hydro |  | 0 | 0 | 0 | 0 | 0 | 0 | 0 | 0 | 0 | 0 | 0 | 0 | 0 | 0 | 0 | 0 | 2.1486 | 3.2482 | 4.4237 | 9.8205 | 0 | 0 | 0 | 0 | 0 | 0 | 0 | 0 | 0 | 0 | 0 | 0 | 0 | 0 | 0 | 0 | 0 | 0 | 0 | 0 | 0.028455 | 0.0029866 | 0.0045151 | 0.0061489 | 0.013651 | 0 | 0 | 0 | 0 | 0 | 1.8
4045_G_2 | MISO_Wisconsin- Upper Michigan (WUMS) | Wisconsin | 55 | Florence | 37 | 4045 | 2 | Pine | 0 | 1922 | 9999 | Hydro | [5 empty] | Non-Fossil | G | 2030 | Hydro |  | 0 | 0 | 0 | 0 | 0 | 0 | 0 | 0 | 0 | 0 | 0 | 0 | 0 | 0 | 0 | 0 | 2.1486 | 3.2482 | 4.4237 | 9.8205 | 0 | 0 | 0 | 0 | 0 | 0 | 0 | 0 | 0 | 0 | 0 | 0 | 0 | 0 | 0 | 0 | 0 | 0 | 0 | 0 | 0.028455 | 0.0029866 | 0.0045151 | 0.0061489 | 0.013651 | 0 | 0 | 0 | 0 | 0 | 1.8
4046_G_1 | MISO_Wisconsin- Upper Michigan (WUMS) | Wisconsin | 55 | Manitowoc | 71 | 4046 | 1 | Point Beach Nuclear Plant | 10456 | 1970 | 9999 | Nuclear | [5 empty] | Non-Fossil | G | 2030 | Nuclear | Nuke Retirement | 0.062418 | 0.084611 | 0.11264 | 0.25967 | 0 | 0 | 0 | 0 | 0 | 0 | 0 | 0 | 0 | 0 | 0 | 0 | 5.9696 | 8.0921 | 10.7729 | 24.8346 | 0 | 0 | 0 | 0 | 0 | 0 | 0 | 0 | 0 | 0 | 0 | 0 | 0 | 0 | 0 | 0 | 0 | 0 | 0 | 0 | 0.55492 | 0.00091295 | 0.0012376 | 0.0016475 | 0.003798 | 0.043226 | 0.058595 | 0.078006 | 0.17983 | 0 | 595.9
4046_G_2 | MISO_Wisconsin- Upper Michigan (WUMS) | Wisconsin | 55 | Manitowoc | 71 | 4046 | 2 | Point Beach Nuclear Plant | 10456 | 1972 | 9999 | Nuclear | [5 empty] | Non-Fossil | G | 2030 | Nuclear |  | 12.3362 | 16.7225 | 22.2623 | 51.321 | 0 | 0 | 0 | 0 | 0 | 0 | 0 | 0 | 0 | 0 | 0 | 0 | 1179.8241 | 1599.317 | 2129.1447 | 4908.2858 | 0 | 0 | 0 | 0 | 0 | 0 | 0 | 0 | 0 | 0 | 0 | 0 | 0 | 0 | 0 | 0 | 0 | 0 | 0 | 0 | 110.2145 | 0.18027 | 0.24437 | 0.32532 | 0.74995 | 8.5431 | 11.5806 | 15.4171 | 35.5408 | 0 | 599.9
4046_G_5 | MISO_Wisconsin- Upper Michigan (WUMS) | Wisconsin | 55 | Manitowoc | 71 | 4046 | 5 | Point Beach Nuclear Plant | 25000 | 1969 | 9999 | Combustion Turbine | [5 empty] | Fossil | G | 2030 | Oil |  | 0 | 0 | 0 | 0 | 0 | 0 | 0 | 0 | 0 | 0 | 0 | 0 | 0 | 0 | 0 | 0 | 0 | 0 | 0 | 0 | 0 | 0 | 0 | 0 | 0 | 0 | 0 | 0 | 0 | 0 | 0 | 0 | 0 | 0 | 0 | 0 | 0 | 0 | 0 | 0 | 0.65197 | 0 | 0 | 0 | 0 | 0 | 0 | 0 | 0 | 0 | 15
4053_G_2 | MISO_Wisconsin- Upper Michigan (WUMS) | Wisconsin | 55 | Columbia | 21 | 4053 | 2 | Kilbourn | 0 | 1939 | 9999 | Hydro | [5 empty] | Non-Fossil | G | 2030 | Hydro |  | 0 | 0 | 0 | 0 | 0 | 0 | 0 | 0 | 0 | 0 | 0 | 0 | 0 | 0 | 0 | 0 | 2.8648 | 4.331 | 5.8982 | 13.094 | 0 | 0 | 0 | 0 | 0 | 0 | 0 | 0 | 0 | 0 | 0 | 0 | 0 | 0 | 0 | 0 | 0 | 0 | 0 | 0 | 0.03794 | 0.0039821 | 0.0060201 | 0.0081985 | 0.018201 | 0 | 0 | 0 | 0 | 0 | 2.4
4053_G_HC1 | MISO_Wisconsin- Upper Michigan (WUMS) | Wisconsin | 55 | Columbia | 21 | 4053 | HC1 | Kilbourn | 0 | 1926 | 9999 | Hydro | [5 empty] | Non-Fossil | G | 2030 | Hydro |  | 0 | 0 | 0 | 0 | 0 | 0 | 0 | 0 | 0 | 0 | 0 | 0 | 0 | 0 | 0 | 0 | 2.6261 | 3.9701 | 5.4067 | 12.0028 | 0 | 0 | 0 | 0 | 0 | 0 | 0 | 0 | 0 | 0 | 0 | 0 | 0 | 0 | 0 | 0 | 0 | 0 | 0 | 0 | 0.034778 | 0.0036502 | 0.0055184 | 0.0075153 | 0.016684 | 0 | 0 | 0 | 0 | 0 | 2.2
4053_G_HC5 | MISO_Wisconsin- Upper Michigan (WUMS) | Wisconsin | 55 | Columbia | 21 | 4053 | HC5 | Kilbourn | 0 | 1935 | 9999 | Hydro | [5 empty] | Non-Fossil | G | 2030 | Hydro |  | 0 | 0 | 0 | 0 | 0 | 0 | 0 | 0 | 0 | 0 | 0 | 0 | 0 | 0 | 0 | 0 | 2.8648 | 4.331 | 5.8982 | 13.094 | 0 | 0 | 0 | 0 | 0 | 0 | 0 | 0 | 0 | 0 | 0 | 0 | 0 | 0 | 0 | 0 | 0 | 0 | 0 | 0 | 0.03794 | 0.0039821 | 0.0060201 | 0.0081985 | 0.018201 | 0 | 0 | 0 | 0 | 0 | 2.4
4053_G_HC6 | MISO_Wisconsin- Upper Michigan (WUMS) | Wisconsin | 55 | Columbia | 21 | 4053 | HC6 | Kilbourn | 0 | 1937 | 9999 | Hydro | [5 empty] | Non-Fossil | G | 2030 | Hydro |  | 0 | 0 | 0 | 0 | 0 | 0 | 0 | 0 | 0 | 0 | 0 | 0 | 0 | 0 | 0 | 0 | 2.8648 | 4.331 | 5.8982 | 13.094 | 0 | 0 | 0 | 0 | 0 | 0 | 0 | 0 | 0 | 0 | 0 | 0 | 0 | 0 | 0 | 0 | 0 | 0 | 0 | 0 | 0.03794 | 0.0039821 | 0.0060201 | 0.0081985 | 0.018201 | 0 | 0 | 0 | 0 | 0 | 2.4
4056_G_1 | MISO_Wisconsin- Upper Michigan (WUMS) | Wisconsin | 55 | Sauk | 111 | 4056 | 1 | Prairie Du Sac | 0 | 1915 | 9999 | Hydro | [5 empty] | Non-Fossil | G | 2030 | Hydro |  | 0 | 0 | 0 | 0 | 0 | 0 | 0 | 0 | 0 | 0 | 0 | 0 | 0 | 0 | 0 | 0 | 3.581 | 5.4137 | 7.3728 | 16.3675 | 0 | 0 | 0 | 0 | 0 | 0 | 0 | 0 | 0 | 0 | 0 | 0 | 0 | 0 | 0 | 0 | 0 | 0 | 0 | 0 | 0.047425 | 0.0049776 | 0.0075251 | 0.010248 | 0.022751 | 0 | 0 | 0 | 0 | 0 | 3
4056_G_2 | MISO_Wisconsin- Upper Michigan (WUMS) | Wisconsin | 55 | Sauk | 111 | 4056 | 2 | Prairie Du Sac | 0 | 1915 | 9999 | Hydro | [5 empty] | Non-Fossil | G | 2030 | Hydro |  | 0 | 0 | 0 | 0 | 0 | 0 | 0 | 0 | 0 | 0 | 0 | 0 | 0 | 0 | 0 | 0 | 4.4166 | 6.6769 | 9.0931 | 20.1866 | 0 | 0 | 0 | 0 | 0 | 0 | 0 | 0 | 0 | 0 | 0 | 0 | 0 | 0 | 0 | 0 | 0 | 0 | 0 | 0 | 0.05849 | 0.006139 | 0.009281 | 0.012639 | 0.028059 | 0 | 0 | 0 | 0 | 0 | 3.7
4056_G_3 | MISO_Wisconsin- Upper Michigan (WUMS) | Wisconsin | 55 | Sauk | 111 | 4056 | 3 | Prairie Du Sac | 0 | 1920 | 9999 | Hydro | [5 empty] | Non-Fossil | G | 2030 | Hydro |  | 0 | 0 | 0 | 0 | 0 | 0 | 0 | 0 | 0 | 0 | 0 | 0 | 0 | 0 | 0 | 0 | 5.0134 | 7.5792 | 10.3219 | 22.9145 | 0 | 0 | 0 | 0 | 0 | 0 | 0 | 0 | 0 | 0 | 0 | 0 | 0 | 0 | 0 | 0 | 0 | 0 | 0 | 0 | 0.066395 | 0.0069686 | 0.010535 | 0.014347 | 0.031851 | 0 | 0 | 0 | 0 | 0 | 4.2
4056_G_4 | MISO_Wisconsin- Upper Michigan (WUMS) | Wisconsin | 55 | Sauk | 111 | 4056 | 4 | Prairie Du Sac | 0 | 1922 | 9999 | Hydro | [5 empty] | Non-Fossil | G | 2030 | Hydro |  | 0 | 0 | 0 | 0 | 0 | 0 | 0 | 0 | 0 | 0 | 0 | 0 | 0 | 0 | 0 | 0 | 5.0134 | 7.5792 | 10.3219 | 22.9145 | 0 | 0 | 0 | 0 | 0 | 0 | 0 | 0 | 0 | 0 | 0 | 0 | 0 | 0 | 0 | 0 | 0 | 0 | 0 | 0 | 0.066395 | 0.0069686 | 0.010535 | 0.014347 | 0.031851 | 0 | 0 | 0 | 0 | 0 | 4.2
4056_G_5 | MISO_Wisconsin- Upper Michigan (WUMS) | Wisconsin | 55 | Sauk | 111 | 4056 | 5 | Prairie Du Sac | 0 | 1938 | 9999 | Hydro | [5 empty] | Non-Fossil | G | 2030 | Hydro |  | 0 | 0 | 0 | 0 | 0 | 0 | 0 | 0 | 0 | 0 | 0 | 0 | 0 | 0 | 0 | 0 | 4.1778 | 6.316 | 8.6016 | 19.0954 | 0 | 0 | 0 | 0 | 0 | 0 | 0 | 0 | 0 | 0 | 0 | 0 | 0 | 0 | 0 | 0 | 0 | 0 | 0 | 0 | 0.055329 | 0.0058072 | 0.0087793 | 0.011956 | 0.026543 | 0 | 0 | 0 | 0 | 0 | 3.5
4056_G_6 | MISO_Wisconsin- Upper Michigan (WUMS) | Wisconsin | 55 | Sauk | 111 | 4056 | 6 | Prairie Du Sac | 0 | 1938 | 9999 | Hydro | [5 empty] | Non-Fossil | G | 2030 | Hydro |  | 0 | 0 | 0 | 0 | 0 | 0 | 0 | 0 | 0 | 0 | 0 | 0 | 0 | 0 | 0 | 0 | 4.1778 | 6.316 | 8.6016 | 19.0954 | 0 | 0 | 0 | 0 | 0 | 0 | 0 | 0 | 0 | 0 | 0 | 0 | 0 | 0 | 0 | 0 | 0 | 0 | 0 | 0 | 0.055329 | 0.0058072 | 0.0087793 | 0.011956 | 0.026543 | 0 | 0 | 0 | 0 | 0 | 3.5
4056_G_7 | MISO_Wisconsin- Upper Michigan (WUMS) | Wisconsin | 55 | Sauk | 111 | 4056 | 7 | Prairie Du Sac | 0 | 1940 | 9999 | Hydro | [5 empty] | Non-Fossil | G | 2030 | Hydro |  | 0 | 0 | 0 | 0 | 0 | 0 | 0 | 0 | 0 | 0 | 0 | 0 | 0 | 0 | 0 | 0 | 4.1778 | 6.316 | 8.6016 | 19.0954 | 0 | 0 | 0 | 0 | 0 | 0 | 0 | 0 | 0 | 0 | 0 | 0 | 0 | 0 | 0 | 0 | 0 | 0 | 0 | 0 | 0.055329 | 0.0058072 | 0.0087793 | 0.011956 | 0.026543 | 0 | 0 | 0 | 0 | 0 | 3.5
4056_G_8 | MISO_Wisconsin- Upper Michigan (WUMS) | Wisconsin | 55 | Sauk | 111 | 4056 | 8 | Prairie Du Sac | 0 | 1940 | 9999 | Hydro | [5 empty] | Non-Fossil | G | 2030 | Hydro |  | 0 | 0 | 0 | 0 | 0 | 0 | 0 | 0 | 0 | 0 | 0 | 0 | 0 | 0 | 0 | 0 | 4.1778 | 6.316 | 8.6016 | 19.0954 | 0 | 0 | 0 | 0 | 0 | 0 | 0 | 0 | 0 | 0 | 0 | 0 | 0 | 0 | 0 | 0 | 0 | 0 | 0 | 0 | 0.055329 | 0.0058072 | 0.0087793 | 0.011956 | 0.026543 | 0 | 0 | 0 | 0 | 0 | 3.5
4060_G_1 | MISO_Wisconsin- Upper Michigan (WUMS) | Wisconsin | 55 | Lincoln | 69 | 4060 | 1 | Alexander | 0 | 1925 | 9999 | Hydro | [5 empty] | Non-Fossil | G | 2030 | Hydro |  | 0 | 0 | 0 | 0 | 0 | 0 | 0 | 0 | 0 | 0 | 0 | 0 | 0 | 0 | 0 | 0 | 0.95493 | 1.4437 | 1.9661 | 4.3647 | 0 | 0 | 0 | 0 | 0 | 0 | 0 | 0 | 0 | 0 | 0 | 0 | 0 | 0 | 0 | 0 | 0 | 0 | 0 | 0 | 0.012647 | 0.0013274 | 0.0020067 | 0.0027328 | 0.0060669 | 0 | 0 | 0 | 0 | 0 | 0.8
4060_G_2 | MISO_Wisconsin- Upper Michigan (WUMS) | Wisconsin | 55 | Lincoln | 69 | 4060 | 2 | Alexander | 0 | 1925 | 9999 | Hydro | [5 empty] | Non-Fossil | G | 2030 | Hydro |  | 0 | 0 | 0 | 0 | 0 | 0 | 0 | 0 | 0 | 0 | 0 | 0 | 0 | 0 | 0 | 0 | 0.95493 | 1.4437 | 1.9661 | 4.3647 | 0 | 0 | 0 | 0 | 0 | 0 | 0 | 0 | 0 | 0 | 0 | 0 | 0 | 0 | 0 | 0 | 0 | 0 | 0 | 0 | 0.012647 | 0.0013274 | 0.0020067 | 0.0027328 | 0.0060669 | 0 | 0 | 0 | 0 | 0 | 0.8
4060_G_3 | MISO_Wisconsin- Upper Michigan (WUMS) | Wisconsin | 55 | Lincoln | 69 | 4060 | 3 | Alexander | 0 | 1925 | 9999 | Hydro | [5 empty] | Non-Fossil | G | 2030 | Hydro |  | 0 | 0 | 0 | 0 | 0 | 0 | 0 | 0 | 0 | 0 | 0 | 0 | 0 | 0 | 0 | 0 | 0.95493 | 1.4437 | 1.9661 | 4.3647 | 0 | 0 | 0 | 0 | 0 | 0 | 0 | 0 | 0 | 0 | 0 | 0 | 0 | 0 | 0 | 0 | 0 | 0 | 0 | 0 | 0.012647 | 0.0013274 | 0.0020067 | 0.0027328 | 0.0060669 | 0 | 0 | 0 | 0 | 0 | 0.8
4061_G_1 | MISO_Wisconsin- Upper Michigan (WUMS) | Wisconsin | 55 | Marinette | 75 | 4061 | 1 | Caldron Falls | 0 | 1924 | 9999 | Hydro | [5 empty] | Non-Fossil | G | 2030 | Hydro |  | 0 | 0 | 0 | 0 | 0 | 0 | 0 | 0 | 0 | 0 | 0 | 0 | 0 | 0 | 0 | 0 | 4.1371 | 6.1774 | 8.3657 | 18.6803 | 0 | 0 | 0 | 0 | 0 | 0 | 0 | 0 | 0 | 0 | 0 | 0 | 0 | 0 | 0 | 0 | 0 | 0 | 0 | 0 | 0.053748 | 0.0057506 | 0.0085866 | 0.011628 | 0.025966 | 0 | 0 | 0 | 0 | 0 | 3.4
4061_G_2 | MISO_Wisconsin- Upper Michigan (WUMS) | Wisconsin | 55 | Marinette | 75 | 4061 | 2 | Caldron Falls | 0 | 1924 | 9999 | Hydro | [5 empty] | Non-Fossil | G | 2030 | Hydro |  | 0 | 0 | 0 | 0 | 0 | 0 | 0 | 0 | 0 | 0 | 0 | 0 | 0 | 0 | 0 | 0 | 4.1371 | 6.1774 | 8.3657 | 18.6803 | 0 | 0 | 0 | 0 | 0 | 0 | 0 | 0 | 0 | 0 | 0 | 0 | 0 | 0 | 0 | 0 | 0 | 0 | 0 | 0 | 0.053748 | 0.0057506 | 0.0085866 | 0.011628 | 0.025966 | 0 | 0 | 0 | 0 | 0 | 3.4
4063_G_1 | MISO_Wisconsin- Upper Michigan (WUMS) | Wisconsin | 55 | Lincoln | 69 | 4063 | 1 | Grandfather Falls | 0 | 1938 | 9999 | Hydro | [5 empty] | Non-Fossil | G | 2030 | Hydro |  | 0 | 0 | 0 | 0 | 0 | 0 | 0 | 0 | 0 | 0 | 0 | 0 | 0 | 0 | 0 | 0 | 13.2632 | 19.8041 | 26.8194 | 59.8868 | 0 | 0 | 0 | 0 | 0 | 0 | 0 | 0 | 0 | 0 | 0 | 0 | 0 | 0 | 0 | 0 | 0 | 0 | 0 | 0 | 0.17231 | 0.018436 | 0.027528 | 0.037279 | 0.083243 | 0 | 0 | 0 | 0 | 0 | 10.9
4063_G_2 | MISO_Wisconsin- Upper Michigan (WUMS) | Wisconsin | 55 | Lincoln | 69 | 4063 | 2 | Grandfather Falls | 0 | 1938 | 9999 | Hydro | [5 empty] | Non-Fossil | G | 2030 | Hydro |  | 0 | 0 | 0 | 0 | 0 | 0 | 0 | 0 | 0 | 0 | 0 | 0 | 0 | 0 | 0 | 0 | 7.5442 | 11.2647 | 15.2551 | 34.064 | 0 | 0 | 0 | 0 | 0 | 0 | 0 | 0 | 0 | 0 | 0 | 0 | 0 | 0 | 0 | 0 | 0 | 0 | 0 | 0 | 0.098011 | 0.010486 | 0.015658 | 0.021205 | 0.047349 | 0 | 0 | 0 | 0 | 0 | 6.2
4064_G_1 | MISO_Wisconsin- Upper Michigan (WUMS) | Wisconsin | 55 | Oneida | 85 | 4064 | 1 | Hat Rapids | 0 | 1923 | 9999 | Hydro | [5 empty] | Non-Fossil | G | 2030 | Hydro |  | 0 | 0 | 0 | 0 | 0 | 0 | 0 | 0 | 0 | 0 | 0 | 0 | 0 | 0 | 0 | 0 | 0.36504 | 0.54507 | 0.73815 | 1.6483 | 0 | 0 | 0 | 0 | 0 | 0 | 0 | 0 | 0 | 0 | 0 | 0 | 0 | 0 | 0 | 0 | 0 | 0 | 0 | 0 | 0.0047425 | 0.00050741 | 0.00075764 | 0.001026 | 0.0022911 | 0 | 0 | 0 | 0 | 0 | 0.3
4064_G_2A | MISO_Wisconsin- Upper Michigan (WUMS) | Wisconsin | 55 | Oneida | 85 | 4064 | 2A | Hat Rapids | 0 | 1984 | 9999 | Hydro | [5 empty] | Non-Fossil | G | 2030 | Hydro |  | 0 | 0 | 0 | 0 | 0 | 0 | 0 | 0 | 0 | 0 | 0 | 0 | 0 | 0 | 0 | 0 | 0.24336 | 0.36338 | 0.4921 | 1.0988 | 0 | 0 | 0 | 0 | 0 | 0 | 0 | 0 | 0 | 0 | 0 | 0 | 0 | 0 | 0 | 0 | 0 | 0 | 0 | 0 | 0.0031616 | 0.00033827 | 0.0005051 | 0.00068402 | 0.0015274 | 0 | 0 | 0 | 0 | 0 | 0.2
4064_G_3A | MISO_Wisconsin- Upper Michigan (WUMS) | Wisconsin | 55 | Oneida | 85 | 4064 | 3A | Hat Rapids | 0 | 1984 | 9999 | Hydro | [5 empty] | Non-Fossil | G | 2030 | Hydro |  | 0 | 0 | 0 | 0 | 0 | 0 | 0 | 0 | 0 | 0 | 0 | 0 | 0 | 0 | 0 | 0 | 0.24336 | 0.36338 | 0.4921 | 1.0988 | 0 | 0 | 0 | 0 | 0 | 0 | 0 | 0 | 0 | 0 | 0 | 0 | 0 | 0 | 0 | 0 | 0 | 0 | 0 | 0 | 0.0031616 | 0.00033827 | 0.0005051 | 0.00068402 | 0.0015274 | 0 | 0 | 0 | 0 | 0 | 0.2
4065_G_1 | MISO_Wisconsin- Upper Michigan (WUMS) | Wisconsin | 55 | Marinette | 75 | 4065 | 1 | High Falls (WI) | 0 | 1910 | 9999 | Hydro | [5 empty] | Non-Fossil | G | 2030 | Hydro |  | 0 | 0 | 0 | 0 | 0 | 0 | 0 | 0 | 0 | 0 | 0 | 0 | 0 | 0 | 0 | 0 | 0.36504 | 0.54507 | 0.73815 | 1.6483 | 0 | 0 | 0 | 0 | 0 | 0 | 0 | 0 | 0 | 0 | 0 | 0 | 0 | 0 | 0 | 0 | 0 | 0 | 0 | 0 | 0.0047425 | 0.00050741 | 0.00075764 | 0.001026 | 0.0022911 | 0 | 0 | 0 | 0 | 0 | 0.3
4065_G_2 | MISO_Wisconsin- Upper Michigan (WUMS) | Wisconsin | 55 | Marinette | 75 | 4065 | 2 | High Falls (WI) | 0 | 1910 | 9999 | Hydro | [5 empty] | Non-Fossil | G | 2030 | Hydro |  | 0 | 0 | 0 | 0 | 0 | 0 | 0 | 0 | 0 | 0 | 0 | 0 | 0 | 0 | 0 | 0 | 0.36504 | 0.54507 | 0.73815 | 1.6483 | 0 | 0 | 0 | 0 | 0 | 0 | 0 | 0 | 0 | 0 | 0 | 0 | 0 | 0 | 0 | 0 | 0 | 0 | 0 | 0 | 0.0047425 | 0.00050741 | 0.00075764 | 0.001026 | 0.0022911 | 0 | 0 | 0 | 0 | 0 | 0.3
4065_G_3 | MISO_Wisconsin- Upper Michigan (WUMS) | Wisconsin | 55 | Marinette | 75 | 4065 | 3 | High Falls (WI) | 0 | 1910 | 9999 | Hydro | [5 empty] | Non-Fossil | G | 2030 | Hydro |  | 0 | 0 | 0 | 0 | 0 | 0 | 0 | 0 | 0 | 0 | 0 | 0 | 0 | 0 | 0 | 0 | 0.36504 | 0.54507 | 0.73815 | 1.6483 | 0 | 0 | 0 | 0 | 0 | 0 | 0 | 0 | 0 | 0 | 0 | 0 | 0 | 0 | 0 | 0 | 0 | 0 | 0 | 0 | 0.0047425 | 0.00050741 | 0.00075764 | 0.001026 | 0.0022911 | 0 | 0 | 0 | 0 | 0 | 0.3
4065_G_4 | MISO_Wisconsin- Upper Michigan (WUMS) | Wisconsin | 55 | Marinette | 75 | 4065 | 4 | High Falls (WI) | 0 | 1910 | 9999 | Hydro | [5 empty] | Non-Fossil | G | 2030 | Hydro |  | 0 | 0 | 0 | 0 | 0 | 0 | 0 | 0 | 0 | 0 | 0 | 0 | 0 | 0 | 0 | 0 | 0.36504 | 0.54507 | 0.73815 | 1.6483 | 0 | 0 | 0 | 0 | 0 | 0 | 0 | 0 | 0 | 0 | 0 | 0 | 0 | 0 | 0 | 0 | 0 | 0 | 0 | 0 | 0.0047425 | 0.00050741 | 0.00075764 | 0.001026 | 0.0022911 | 0 | 0 | 0 | 0 | 0 | 0.3
4065_G_5 | MISO_Wisconsin- Upper Michigan (WUMS) | Wisconsin | 55 | Marinette | 75 | 4065 | 5 | High Falls (WI) | 0 | 1910 | 9999 | Hydro | [5 empty] | Non-Fossil | G | 2030 | Hydro |  | 0 | 0 | 0 | 0 | 0 | 0 | 0 | 0 | 0 | 0 | 0 | 0 | 0 | 0 | 0 | 0 | 0.36504 | 0.54507 | 0.73815 | 1.6483 | 0 | 0 | 0 | 0 | 0 | 0 | 0 | 0 | 0 | 0 | 0 | 0 | 0 | 0 | 0 | 0 | 0 | 0 | 0 | 0 | 0.0047425 | 0.00050741 | 0.00075764 | 0.001026 | 0.0022911 | 0 | 0 | 0 | 0 | 0 | 0.3
4067_G_1 | MISO_Wisconsin- Upper Michigan (WUMS) | Wisconsin | 55 | Marinette | 75 | 4067 | 1 | Johnson Falls | 0 | 1923 | 9999 | Hydro | [5 empty] | Non-Fossil | G | 2030 | Hydro |  | 0 | 0 | 0 | 0 | 0 | 0 | 0 | 0 | 0 | 0 | 0 | 0 | 0 | 0 | 0 | 0 | 0.6084 | 0.90845 | 1.2302 | 2.7471 | 0 | 0 | 0 | 0 | 0 | 0 | 0 | 0 | 0 | 0 | 0 | 0 | 0 | 0 | 0 | 0 | 0 | 0 | 0 | 0 | 0.0079041 | 0.00084568 | 0.0012627 | 0.00171 | 0.0038185 | 0 | 0 | 0 | 0 | 0 | 0.5
4067_G_2 | MISO_Wisconsin- Upper Michigan (WUMS) | Wisconsin | 55 | Marinette | 75 | 4067 | 2 | Johnson Falls | 0 | 1923 | 9999 | Hydro | [5 empty] | Non-Fossil | G | 2030 | Hydro |  | 0 | 0 | 0 | 0 | 0 | 0 | 0 | 0 | 0 | 0 | 0 | 0 | 0 | 0 | 0 | 0 | 0.6084 | 0.90845 | 1.2302 | 2.7471 | 0 | 0 | 0 | 0 | 0 | 0 | 0 | 0 | 0 | 0 | 0 | 0 | 0 | 0 | 0 | 0 | 0 | 0 | 0 | 0 | 0.0079041 | 0.00084568 | 0.0012627 | 0.00171 | 0.0038185 | 0 | 0 | 0 | 0 | 0 | 0.5
4068_G_1 | MISO_Wisconsin- Upper Michigan (WUMS) | Wisconsin | 55 | Lincoln | 69 | 4068 | 1 | Merrill | 0 | 1917 | 9999 | Hydro | [5 empty] | Non-Fossil | G | 2030 | Hydro |  | 0 | 0 | 0 | 0 | 0 | 0 | 0 | 0 | 0 | 0 | 0 | 0 | 0 | 0 | 0 | 0 | 0.24336 | 0.36338 | 0.4921 | 1.0988 | 0 | 0 | 0 | 0 | 0 | 0 | 0 | 0 | 0 | 0 | 0 | 0 | 0 | 0 | 0 | 0 | 0 | 0 | 0 | 0 | 0.0031616 | 0.00033827 | 0.0005051 | 0.00068402 | 0.0015274 | 0 | 0 | 0 | 0 | 0 | 0.2
4068_G_2 | MISO_Wisconsin- Upper Michigan (WUMS) | Wisconsin | 55 | Lincoln | 69 | 4068 | 2 | Merrill | 0 | 1917 | 9999 | Hydro | [5 empty] | Non-Fossil | G | 2030 | Hydro |  | 0 | 0 | 0 | 0 | 0 | 0 | 0 | 0 | 0 | 0 | 0 | 0 | 0 | 0 | 0 | 0 | 0.24336 | 0.36338 | 0.4921 | 1.0988 | 0 | 0 | 0 | 0 | 0 | 0 | 0 | 0 | 0 | 0 | 0 | 0 | 0 | 0 | 0 | 0 | 0 | 0 | 0 | 0 | 0.0031616 | 0.00033827 | 0.0005051 | 0.00068402 | 0.0015274 | 0 | 0 | 0 | 0 | 0 | 0.2
4068_G_3 | MISO_Wisconsin- Upper Michigan (WUMS) | Wisconsin | 55 | Lincoln | 69 | 4068 | 3 | Merrill | 0 | 1984 | 9999 | Hydro | [5 empty] | Non-Fossil | G | 2030 | Hydro |  | 0 | 0 | 0 | 0 | 0 | 0 | 0 | 0 | 0 | 0 | 0 | 0 | 0 | 0 | 0 | 0 | 0.85177 | 1.2718 | 1.7223 | 3.8459 | 0 | 0 | 0 | 0 | 0 | 0 | 0 | 0 | 0 | 0 | 0 | 0 | 0 | 0 | 0 | 0 | 0 | 0 | 0 | 0 | 0.011066 | 0.001184 | 0.0017678 | 0.0023941 | 0.0053459 | 0 | 0 | 0 | 0 | 0 | 0.7
407_G_1 | WECC_LADWP | California | 6 | Mono | 51 | 407 | 1 | Upper Gorge | 0 | 1953 | 9999 | Hydro | [5 empty] | Non-Fossil | G | 2030 | Hydro |  | 0 | 0 | 0 | 0 | 0 | 0 | 0 | 0 | 0 | 0 | 0 | 0 | 0 | 0 | 0 | 0 | 10.0969 | 16.147 | 30.321 | 56.5649 | 0 | 0 | 0 | 0 | 0 | 0 | 0 | 0 | 0 | 0 | 0 | 0 | 0 | 0 | 0 | 0 | 0 | 0 | 0 | 0 | 0.577 | 0.014035 | 0.022444 | 0.042146 | 0.078625 | 0 | 0 | 0 | 0 | 0 | 36.5
4071_G_1 | MISO_Wisconsin- Upper Michigan (WUMS) | Wisconsin | 55 | Marinette | 75 | 4071 | 1 | Potato Rapids | 0 | 1926 | 9999 | Hydro | [5 empty] | Non-Fossil | G | 2030 | Hydro |  | 0 | 0 | 0 | 0 | 0 | 0 | 0 | 0 | 0 | 0 | 0 | 0 | 0 | 0 | 0 | 0 | 0.23873 | 0.36092 | 0.49152 | 1.0912 | 0 | 0 | 0 | 0 | 0 | 0 | 0 | 0 | 0 | 0 | 0 | 0 | 0 | 0 | 0 | 0 | 0 | 0 | 0 | 0 | 0.0031616 | 0.00033184 | 0.00050167 | 0.00068321 | 0.0015167 | 0 | 0 | 0 | 0 | 0 | 0.2
4071_G_2 | MISO_Wisconsin- Upper Michigan (WUMS) | Wisconsin | 55 | Marinette | 75 | 4071 | 2 | Potato Rapids | 0 | 1921 | 9999 | Hydro | [5 empty] | Non-Fossil | G | 2030 | Hydro |  | 0 | 0 | 0 | 0 | 0 | 0 | 0 | 0 | 0 | 0 | 0 | 0 | 0 | 0 | 0 | 0 | 0.11937 | 0.18046 | 0.24576 | 0.54558 | 0 | 0 | 0 | 0 | 0 | 0 | 0 | 0 | 0 | 0 | 0 | 0 | 0 | 0 | 0 | 0 | 0 | 0 | 0 | 0 | 0.0015808 | 0.00016592 | 0.00025084 | 0.0003416 | 0.00075836 | 0 | 0 | 0 | 0 | 0 | 0.1
4071_G_3 | MISO_Wisconsin- Upper Michigan (WUMS) | Wisconsin | 55 | Marinette | 75 | 4071 | 3 | Potato Rapids | 0 | 1921 | 9999 | Hydro | [5 empty] | Non-Fossil | G | 2030 | Hydro |  | 0 | 0 | 0 | 0 | 0 | 0 | 0 | 0 | 0 | 0 | 0 | 0 | 0 | 0 | 0 | 0 | 0.11937 | 0.18046 | 0.24576 | 0.54558 | 0 | 0 | 0 | 0 | 0 | 0 | 0 | 0 | 0 | 0 | 0 | 0 | 0 | 0 | 0 | 0 | 0 | 0 | 0 | 0 | 0.0015808 | 0.00016592 | 0.00025084 | 0.0003416 | 0.00075836 | 0 | 0 | 0 | 0 | 0 | 0.1
4072_G_31 | MISO_Wisconsin- Upper Michigan (WUMS) | Wisconsin | 55 | Brown | 9 | 4072 | 31 | Pulliam | 12567 | 2003 | 9999 | Combustion Turbine |  |  |  | DLNB + H2O |  | Fossil | G | 2030 | NaturalGas |  | 0 | 0 | 0.027777 | 0.027777 | 0 | 0 | 0 | 0 | 0 | 0 | 0 | 0 | 0 | 0 | 0 | 0 | 0 | 0 | 2.2103 | 2.2103 | 0 | 0 | 1.6261 | 1.6261 | 0 | 0 | 1.9444e-09 | 1.9444e-09 | 0 | 0 | 0.00035555 | 0.00035555 | 0 | 0 | 0 | 0 | 0 | 0 | 0 | 0 | 1.6076 | 0 | 0 | 0.014411 | 0.014411 | 0 | 0 | 0.06249 | 0.06249 | 0 | 81.5
4074_G_1 | MISO_Wisconsin- Upper Michigan (WUMS) | Wisconsin | 55 | Marinette | 75 | 4074 | 1 | Sandstone Rapids | 0 | 1925 | 9999 | Hydro | [5 empty] | Non-Fossil | G | 2030 | Hydro |  | 0 | 0 | 0 | 0 | 0 | 0 | 0 | 0 | 0 | 0 | 0 | 0 | 0 | 0 | 0 | 0 | 0.6084 | 0.90845 | 1.2302 | 2.7471 | 0 | 0 | 0 | 0 | 0 | 0 | 0 | 0 | 0 | 0 | 0 | 0 | 0 | 0 | 0 | 0 | 0 | 0 | 0 | 0 | 0.0079041 | 0.00084568 | 0.0012627 | 0.00171 | 0.0038185 | 0 | 0 | 0 | 0 | 0 | 0.5
4074_G_2 | MISO_Wisconsin- Upper Michigan (WUMS) | Wisconsin | 55 | Marinette | 75 | 4074 | 2 | Sandstone Rapids | 0 | 1925 | 9999 | Hydro | [5 empty] | Non-Fossil | G | 2030 | Hydro |  | 0 | 0 | 0 | 0 | 0 | 0 | 0 | 0 | 0 | 0 | 0 | 0 | 0 | 0 | 0 | 0 | 0.6084 | 0.90845 | 1.2302 | 2.7471 | 0 | 0 | 0 | 0 | 0 | 0 | 0 | 0 | 0 | 0 | 0 | 0 | 0 | 0 | 0 | 0 | 0 | 0 | 0 | 0 | 0.0079041 | 0.00084568 | 0.0012627 | 0.00171 | 0.0038185 | 0 | 0 | 0 | 0 | 0 | 0.5
4075_G_1 | MISO_Wisconsin- Upper Michigan (WUMS) | Wisconsin | 55 | Lincoln | 69 | 4075 | 1 | Tomahawk | 0 | 1938 | 9999 | Hydro | [5 empty] | Non-Fossil | G | 2030 | Hydro |  | 0 | 0 | 0 | 0 | 0 | 0 | 0 | 0 | 0 | 0 | 0 | 0 | 0 | 0 | 0 | 0 | 1.4602 | 2.1803 | 2.9526 | 6.593 | 0 | 0 | 0 | 0 | 0 | 0 | 0 | 0 | 0 | 0 | 0 | 0 | 0 | 0 | 0 | 0 | 0 | 0 | 0 | 0 | 0.01897 | 0.0020296 | 0.0030306 | 0.0041041 | 0.0091643 | 0 | 0 | 0 | 0 | 0 | 1.2
4075_G_2 | MISO_Wisconsin- Upper Michigan (WUMS) | Wisconsin | 55 | Lincoln | 69 | 4075 | 2 | Tomahawk | 0 | 1938 | 9999 | Hydro | [5 empty] | Non-Fossil | G | 2030 | Hydro |  | 0 | 0 | 0 | 0 | 0 | 0 | 0 | 0 | 0 | 0 | 0 | 0 | 0 | 0 | 0 | 0 | 1.4602 | 2.1803 | 2.9526 | 6.593 | 0 | 0 | 0 | 0 | 0 | 0 | 0 | 0 | 0 | 0 | 0 | 0 | 0 | 0 | 0 | 0 | 0 | 0 | 0 | 0 | 0.01897 | 0.0020296 | 0.0030306 | 0.0041041 | 0.0091643 | 0 | 0 | 0 | 0 | 0 | 1.2
4076_G_31 | MISO_Wisconsin- Upper Michigan (WUMS) | Wisconsin | 55 | Marinette | 75 | 4076 | 31 | West Marinette | 15547 | 1971 | 9999 | Combustion Turbine | [5 empty] | Fossil | G | 2030 | Oil |  | 0 | 0 | 0 | 0 | 0 | 0 | 0 | 0 | 0 | 0 | 0 | 0 | 0 | 0 | 0 | 0 | 0 | 0 | 0 | 0 | 0 | 0 | 0 | 0 | 0 | 0 | 0 | 0 | 0 | 0 | 0 | 0 | 0 | 0 | 0 | 0 | 0 | 0 | 0 | 0 | 1.6777 | 0 | 0 | 0 | 0 | 0 | 0 | 0 | 0 | 0 | 38.6
4076_G_32 | MISO_Wisconsin- Upper Michigan (WUMS) | Wisconsin | 55 | Marinette | 75 | 4076 | 32 | West Marinette | 15457 | 1973 | 9999 | Combustion Turbine | [5 empty] | Fossil | G | 2030 | Oil |  | 0 | 0 | 0 | 0 | 0 | 0 | 0 | 0 | 0 | 0 | 0 | 0 | 0 | 0 | 0 | 0 | 0 | 0 | 0 | 0 | 0 | 0 | 0 | 0 | 0 | 0 | 0 | 0 | 0 | 0 | 0 | 0 | 0 | 0 | 0 | 0 | 0 | 0 | 0 | 0 | 1.6125 | 0 | 0 | 0 | 0 | 0 | 0 | 0 | 0 | 0 | 37.1
4076_G_33 | MISO_Wisconsin- Upper Michigan (WUMS) | Wisconsin | 55 | Marinette | 75 | 4076 | 33 | West Marinette | 15549 | 1993 | 9999 | Combustion Turbine |  |  |  | H2O |  | Fossil | G | 2030 | Oil |  | 0 | 0 | 0 | 0 | 0 | 0 | 0 | 0 | 0 | 0 | 0 | 0 | 0 | 0 | 0 | 0 | 0 | 0 | 0 | 0 | 0 | 0 | 0 | 0 | 0 | 0 | 0 | 0 | 0 | 0 | 0 | 0 | 0 | 0 | 0 | 0 | 0 | 0 | 0 | 0 | 3.6032 | 0 | 0 | 0 | 0 | 0 | 0 | 0 | 0 | 0 | 82.9
4077_G_1 | MISO_Wisconsin- Upper Michigan (WUMS) | Wisconsin | 55 | Marathon | 73 | 4077 | 1 | Wausau | 0 | 1921 | 9999 | Hydro | [5 empty] | Non-Fossil | G | 2030 | Hydro |  | 0 | 0 | 0 | 0 | 0 | 0 | 0 | 0 | 0 | 0 | 0 | 0 | 0 | 0 | 0 | 0 | 1.2168 | 1.8169 | 2.4605 | 5.4942 | 0 | 0 | 0 | 0 | 0 | 0 | 0 | 0 | 0 | 0 | 0 | 0 | 0 | 0 | 0 | 0 | 0 | 0 | 0 | 0 | 0.015808 | 0.0016914 | 0.0025255 | 0.0034201 | 0.0076369 | 0 | 0 | 0 | 0 | 0 | 1
4077_G_2 | MISO_Wisconsin- Upper Michigan (WUMS) | Wisconsin | 55 | Marathon | 73 | 4077 | 2 | Wausau | 0 | 1921 | 9999 | Hydro | [5 empty] | Non-Fossil | G | 2030 | Hydro |  | 0 | 0 | 0 | 0 | 0 | 0 | 0 | 0 | 0 | 0 | 0 | 0 | 0 | 0 | 0 | 0 | 1.2168 | 1.8169 | 2.4605 | 5.4942 | 0 | 0 | 0 | 0 | 0 | 0 | 0 | 0 | 0 | 0 | 0 | 0 | 0 | 0 | 0 | 0 | 0 | 0 | 0 | 0 | 0.015808 | 0.0016914 | 0.0025255 | 0.0034201 | 0.0076369 | 0 | 0 | 0 | 0 | 0 | 1
4077_G_3 | MISO_Wisconsin- Upper Michigan (WUMS) | Wisconsin | 55 | Marathon | 73 | 4077 | 3 | Wausau | 0 | 1924 | 9999 | Hydro | [5 empty] | Non-Fossil | G | 2030 | Hydro |  | 0 | 0 | 0 | 0 | 0 | 0 | 0 | 0 | 0 | 0 | 0 | 0 | 0 | 0 | 0 | 0 | 1.2168 | 1.8169 | 2.4605 | 5.4942 | 0 | 0 | 0 | 0 | 0 | 0 | 0 | 0 | 0 | 0 | 0 | 0 | 0 | 0 | 0 | 0 | 0 | 0 | 0 | 0 | 0.015808 | 0.0016914 | 0.0025255 | 0.0034201 | 0.0076369 | 0 | 0 | 0 | 0 | 0 | 1
4078_B_3 | MISO_Wisconsin- Upper Michigan (WUMS) | Wisconsin | 55 | Marathon | 73 | 4078 | 3 | Weston | 9994 | 1981 | 9999 | Coal Steam | tangential | dry | Baghouse + ReACT + Mercury Control + DSI | LNC2 + LNC1 |  | Fossil | B | 2030 | Coal |  | 0 | 0 | 0 | 0 | 0 | 0 | 0 | 0 | 0 | 0 | 0 | 0 | 0 | 0 | 0 | 0 | 0 | 0 | 0 | 0 | 0 | 0 | 0 | 0 | 0 | 0 | 0 | 0 | 0 | 0 | 0 | 0 | 0 | 0 | 0 | 0 | 0 | 0 | 0 | 0 | 18.3313 | 0 | 0 | 0 | 0 | 0 | 0 | 0 | 0 | 0 | 327 | Mercury Control / DSI
4078_B_4 | MISO_Wisconsin- Upper Michigan (WUMS) | Wisconsin | 55 | Marathon | 73 | 4078 | 4 | Weston | 9679 | 2008 | 9999 | Coal Steam | wall | dry | Baghouse + Dry Scrubber + SCR + Mercury Control | LNB + OFA | Dry Scrubber | Fossil | B | 2030 | Coal |  | 7.5873 | 0 | 0 | 7.5873 | 0 | 0 | 0 | 0 | 7.5873 | 0 | 0 | 7.5873 | 0 | 0 | 0 | 0 | 783.8962 | 0 | 0 | 783.8962 | 812.9825 | 0 | 0 | 812.9825 | 0.0021287 | 0 | 0 | 0.0021287 | 0.20399 | 0 | 0 | 0.20399 | 0.19815 | 0 | 0 | 0.19815 | 0.0037937 | 0 | 0 | 0.0037937 | 22.2977 | 4.6987 | 0 | 0 | 4.6987 | 15.1478 | 0 | 0 | 15.1478 | 0 | 550 | Scrubber / SCR / Mercury Control | Dry Scrubber
4078_G_31 | MISO_Wisconsin- Upper Michigan (WUMS) | Wisconsin | 55 | Marathon | 73 | 4078 | 31 | Weston | 14367 | 1969 | 9999 | Combustion Turbine | [5 empty] | Fossil | G | 2030 | NaturalGas |  | 0 | 0 | 0 | 0 | 0 | 0 | 0 | 0 | 0 | 0 | 0 | 0 | 0 | 0 | 0 | 0 | 0 | 0 | 0 | 0 | 0 | 0 | 0 | 0 | 0 | 0 | 0 | 0 | 0 | 0 | 0 | 0 | 0 | 0 | 0 | 0 | 0 | 0 | 0 | 0 | 0.64763 | 0 | 0 | 0 | 0 | 0 | 0 | 0 | 0 | 0 | 14.9
4078_G_32 | MISO_Wisconsin- Upper Michigan (WUMS) | Wisconsin | 55 | Marathon | 73 | 4078 | 32 | Weston | 14410 | 1973 | 9999 | Combustion Turbine | [5 empty] | Fossil | G | 2030 | Oil |  | 0 | 0 | 0 | 0 | 0 | 0 | 0 | 0 | 0 | 0 | 0 | 0 | 0 | 0 | 0 | 0 | 0 | 0 | 0 | 0 | 0 | 0 | 0 | 0 | 0 | 0 | 0 | 0 | 0 | 0 | 0 | 0 | 0 | 0 | 0 | 0 | 0 | 0 | 0 | 0 | 0.84322 | 0 | 0 | 0 | 0 | 0 | 0 | 0 | 0 | 0 | 19.4
4079_G_1 | MISO_Wisconsin- Upper Michigan (WUMS) | Wisconsin | 55 | Adams | 1 | 4079 | 1 | Castle Rock | 0 | 1951 | 9999 | Hydro | [5 empty] | Non-Fossil | G | 2030 | Hydro |  | 0 | 0 | 0 | 0 | 0 | 0 | 0 | 0 | 0 | 0 | 0 | 0 | 0 | 0 | 0 | 0 | 4.0155 | 5.9957 | 8.1196 | 18.1309 | 0 | 0 | 0 | 0 | 0 | 0 | 0 | 0 | 0 | 0 | 0 | 0 | 0 | 0 | 0 | 0 | 0 | 0 | 0 | 0 | 0.052167 | 0.0055815 | 0.0083341 | 0.011286 | 0.025202 | 0 | 0 | 0 | 0 | 0 | 3.3
4079_G_2 | MISO_Wisconsin- Upper Michigan (WUMS) | Wisconsin | 55 | Adams | 1 | 4079 | 2 | Castle Rock | 0 | 1950 | 9999 | Hydro | [5 empty] | Non-Fossil | G | 2030 | Hydro |  | 0 | 0 | 0 | 0 | 0 | 0 | 0 | 0 | 0 | 0 | 0 | 0 | 0 | 0 | 0 | 0 | 4.0155 | 5.9957 | 8.1196 | 18.1309 | 0 | 0 | 0 | 0 | 0 | 0 | 0 | 0 | 0 | 0 | 0 | 0 | 0 | 0 | 0 | 0 | 0 | 0 | 0 | 0 | 0.052167 | 0.0055815 | 0.0083341 | 0.011286 | 0.025202 | 0 | 0 | 0 | 0 | 0 | 3.3
4079_G_3 | MISO_Wisconsin- Upper Michigan (WUMS) | Wisconsin | 55 | Adams | 1 | 4079 | 3 | Castle Rock | 0 | 1950 | 9999 | Hydro | [5 empty] | Non-Fossil | G | 2030 | Hydro |  | 0 | 0 | 0 | 0 | 0 | 0 | 0 | 0 | 0 | 0 | 0 | 0 | 0 | 0 | 0 | 0 | 4.0155 | 5.9957 | 8.1196 | 18.1309 | 0 | 0 | 0 | 0 | 0 | 0 | 0 | 0 | 0 | 0 | 0 | 0 | 0 | 0 | 0 | 0 | 0 | 0 | 0 | 0 | 0.052167 | 0.0055815 | 0.0083341 | 0.011286 | 0.025202 | 0 | 0 | 0 | 0 | 0 | 3.3
4079_G_4 | MISO_Wisconsin- Upper Michigan (WUMS) | Wisconsin | 55 | Adams | 1 | 4079 | 4 | Castle Rock | 0 | 1950 | 9999 | Hydro | [5 empty] | Non-Fossil | G | 2030 | Hydro |  | 0 | 0 | 0 | 0 | 0 | 0 | 0 | 0 | 0 | 0 | 0 | 0 | 0 | 0 | 0 | 0 | 4.1371 | 6.1774 | 8.3657 | 18.6803 | 0 | 0 | 0 | 0 | 0 | 0 | 0 | 0 | 0 | 0 | 0 | 0 | 0 | 0 | 0 | 0 | 0 | 0 | 0 | 0 | 0.053748 | 0.0057506 | 0.0085866 | 0.011628 | 0.025966 | 0 | 0 | 0 | 0 | 0 | 3.4
4079_G_5 | MISO_Wisconsin- Upper Michigan (WUMS) | Wisconsin | 55 | Adams | 1 | 4079 | 5 | Castle Rock | 0 | 1950 | 9999 | Hydro | [5 empty] | Non-Fossil | G | 2030 | Hydro |  | 0 | 0 | 0 | 0 | 0 | 0 | 0 | 0 | 0 | 0 | 0 | 0 | 0 | 0 | 0 | 0 | 4.1371 | 6.1774 | 8.3657 | 18.6803 | 0 | 0 | 0 | 0 | 0 | 0 | 0 | 0 | 0 | 0 | 0 | 0 | 0 | 0 | 0 | 0 | 0 | 0 | 0 | 0 | 0.053748 | 0.0057506 | 0.0085866 | 0.011628 | 0.025966 | 0 | 0 | 0 | 0 | 0 | 3.4
408_G_5 | WECC_LADWP | California | 6 | Los Angeles | 37 | 408 | 5 | Valley (CA) | 11454 | 2001 | 9999 | Combustion Turbine |  |  | SCR |  |  | Fossil | G | 2030 | Oil |  | 0 | 0 | 0 | 0 | 0 | 0 | 0 | 0 | 0 | 0 | 0 | 0 | 0 | 0 | 0 | 0 | 0 | 0 | 0 | 0 | 0 | 0 | 0 | 0 | 0 | 0 | 0 | 0 | 0 | 0 | 0 | 0 | 0 | 0 | 0 | 0 | 0 | 0 | 0 | 0 | 0.93931 | 0 | 0 | 0 | 0 | 0 | 0 | 0 | 0 | 0 | 43 | SCR
408_G_6 | WECC_LADWP | California | 6 | Los Angeles | 37 | 408 | 6 | Valley (CA) | 7439 | 2003 | 9999 | Combined Cycle |  |  | SCR | DLNB |  | Fossil | G | 2030 | NaturalGas | Carbon Capture and Sequestration | 2.1189 | 2.8722 | 3.9717 | 8.9628 | 0 | 0 | 0 | 0 | 0 | 0 | 0 | 0 | 0 | 0 | 0 | 0 | 238.6949 | 323.5643 | 447.422 | 1009.6812 | 12.4038 | 16.814 | 23.2502 | 52.4679 | 1.4832e-07 | 2.0106e-07 | 2.7802e-07 | 6.2739e-07 | 0.0091714 | 0.012432 | 0.017191 | 0.038795 | 0 | 0 | 0 | 0 | 0 | 0 | 0 | 0 | 7.4142 | 0.97786 | 1.3255 | 1.833 | 4.1364 | 7.3555 | 7.8486 | 11.2144 | 26.4186 | 14.9768 | 135.7602 | SCR / Carbon Capture and Sequestration
408_G_7 | WECC_LADWP | California | 6 | Los Angeles | 37 | 408 | 7 | Valley (CA) | 7439 | 2003 | 9999 | Combined Cycle |  |  | SCR | DLNB |  | Fossil | G | 2030 | NaturalGas | Carbon Capture and Sequestration | 2.1189 | 2.8722 | 3.9717 | 8.9628 | 0 | 0 | 0 | 0 | 0 | 0 | 0 | 0 | 0 | 0 | 0 | 0 | 238.6949 | 323.5643 | 447.422 | 1009.6812 | 12.4038 | 16.814 | 23.2502 | 52.4679 | 1.4832e-07 | 2.0106e-07 | 2.7802e-07 | 6.2739e-07 | 0.0091714 | 0.012432 | 0.017191 | 0.038795 | 0 | 0 | 0 | 0 | 0 | 0 | 0 | 0 | 7.4142 | 0.97786 | 1.3255 | 1.833 | 4.1364 | 7.3555 | 7.8486 | 11.2144 | 26.4186 | 14.9768 | 135.7602 | SCR / Carbon Capture and Sequestration
408_G_8 | WECC_LADWP | California | 6 | Los Angeles | 37 | 408 | 8 | Valley (CA) | 7439 | 2003 | 9999 | Combined Cycle |  |  | SCR | DLNB + NH3 |  | Fossil | G | 2030 | NaturalGas | Carbon Capture and Sequestration | 2.7336 | 3.7055 | 5.124 | 11.5631 | 0 | 0 | 0 | 0 | 0 | 0 | 0 | 0 | 0 | 0 | 0 | 0 | 307.9459 | 417.4378 | 577.2297 | 1302.6135 | 16.0024 | 21.6921 | 29.9957 | 67.6901 | 1.9135e-07 | 2.5939e-07 | 3.5868e-07 | 8.0941e-07 | 0.011832 | 0.016039 | 0.022179 | 0.05005 | 0 | 0 | 0 | 0 | 0 | 0 | 0 | 0 | 9.5653 | 1.2616 | 1.7101 | 2.3647 | 5.3364 | 9.4895 | 10.1257 | 14.468 | 34.0832 | 19.3219 | 175.1474 | SCR / Carbon Capture and Sequestration
4080_G_1 | MISO_Wisconsin- Upper Michigan (WUMS) | Wisconsin | 55 | Juneau | 57 | 4080 | 1 | Petenwell | 0 | 1949 | 9999 | Hydro | [5 empty] | Non-Fossil | G | 2030 | Hydro |  | 0 | 0 | 0 | 0 | 0 | 0 | 0 | 0 | 0 | 0 | 0 | 0 | 0 | 0 | 0 | 0 | 6.2057 | 9.2661 | 12.5485 | 28.0204 | 0 | 0 | 0 | 0 | 0 | 0 | 0 | 0 | 0 | 0 | 0 | 0 | 0 | 0 | 0 | 0 | 0 | 0 | 0 | 0 | 0.080622 | 0.008626 | 0.01288 | 0.017442 | 0.038948 | 0 | 0 | 0 | 0 | 0 | 5.1
4080_G_2 | MISO_Wisconsin- Upper Michigan (WUMS) | Wisconsin | 55 | Juneau | 57 | 4080 | 2 | Petenwell | 0 | 1949 | 9999 | Hydro | [5 empty] | Non-Fossil | G | 2030 | Hydro |  | 0 | 0 | 0 | 0 | 0 | 0 | 0 | 0 | 0 | 0 | 0 | 0 | 0 | 0 | 0 | 0 | 6.2057 | 9.2661 | 12.5485 | 28.0204 | 0 | 0 | 0 | 0 | 0 | 0 | 0 | 0 | 0 | 0 | 0 | 0 | 0 | 0 | 0 | 0 | 0 | 0 | 0 | 0 | 0.080622 | 0.008626 | 0.01288 | 0.017442 | 0.038948 | 0 | 0 | 0 | 0 | 0 | 5.1
4080_G_3 | MISO_Wisconsin- Upper Michigan (WUMS) | Wisconsin | 55 | Juneau | 57 | 4080 | 3 | Petenwell | 0 | 1949 | 9999 | Hydro | [5 empty] | Non-Fossil | G | 2030 | Hydro |  | 0 | 0 | 0 | 0 | 0 | 0 | 0 | 0 | 0 | 0 | 0 | 0 | 0 | 0 | 0 | 0 | 6.2057 | 9.2661 | 12.5485 | 28.0204 | 0 | 0 | 0 | 0 | 0 | 0 | 0 | 0 | 0 | 0 | 0 | 0 | 0 | 0 | 0 | 0 | 0 | 0 | 0 | 0 | 0.080622 | 0.008626 | 0.01288 | 0.017442 | 0.038948 | 0 | 0 | 0 | 0 | 0 | 5.1
4080_G_4 | MISO_Wisconsin- Upper Michigan (WUMS) | Wisconsin | 55 | Juneau | 57 | 4080 | 4 | Petenwell | 0 | 1950 | 9999 | Hydro | [5 empty] | Non-Fossil | G | 2030 | Hydro |  | 0 | 0 | 0 | 0 | 0 | 0 | 0 | 0 | 0 | 0 | 0 | 0 | 0 | 0 | 0 | 0 | 6.084 | 9.0845 | 12.3025 | 27.471 | 0 | 0 | 0 | 0 | 0 | 0 | 0 | 0 | 0 | 0 | 0 | 0 | 0 | 0 | 0 | 0 | 0 | 0 | 0 | 0 | 0.079041 | 0.0084568 | 0.012627 | 0.0171 | 0.038185 | 0 | 0 | 0 | 0 | 0 | 5
409_G_1 | WECC_Northern California (not including BANC) | California | 6 | Mariposa | 43 | 409 | 1 | Exchequer | 0 | 1967 | 9999 | Hydro | [5 empty] | Non-Fossil | G | 2030 | Hydro |  | 0 | 0 | 0 | 0 | 0 | 0 | 0 | 0 | 0 | 0 | 0 | 0 | 0 | 0 | 0 | 0 | 46.7614 | 74.5715 | 141.3121 | 262.645 | 0 | 0 | 0 | 0 | 0 | 0 | 0 | 0 | 0 | 0 | 0 | 0 | 0 | 0 | 0 | 0 | 0 | 0 | 0 | 0 | 1.4939 | 0.064998 | 0.10365 | 0.19642 | 0.36508 | 0 | 0 | 0 | 0 | 0 | 94.5
410_G_1 | WECC_Northern California (not including BANC) | California | 6 | Mariposa | 43 | 410 | 1 | McSwain | 0 | 1967 | 9999 | Hydro | [5 empty] | Non-Fossil | G | 2030 | Hydro |  | 0 | 0 | 0 | 0 | 0 | 0 | 0 | 0 | 0 | 0 | 0 | 0 | 0 | 0 | 0 | 0 | 4.4535 | 7.102 | 13.4583 | 25.0138 | 0 | 0 | 0 | 0 | 0 | 0 | 0 | 0 | 0 | 0 | 0 | 0 | 0 | 0 | 0 | 0 | 0 | 0 | 0 | 0 | 0.14227 | 0.0061903 | 0.0098718 | 0.018707 | 0.034769 | 0 | 0 | 0 | 0 | 0 | 9
4100_G_1 | MISO_Minnesota and Western Wisconsin | Wisconsin | 55 | Trempealeau | 121 | 4100 | 1 | Arcadia Electric | 25000 | 1956 | 9999 | Combustion Turbine | [5 empty] | Fossil | G | 2030 | Oil |  | 0 | 0 | 0 | 0 | 0 | 0 | 0 | 0 | 0 | 0 | 0 | 0 | 0 | 0 | 0 | 0 | 0 | 0 | 0 | 0 | 0 | 0 | 0 | 0 | 0 | 0 | 0 | 0 | 0 | 0 | 0 | 0 | 0 | 0 | 0 | 0 | 0 | 0 | 0 | 0 | 0.056142 | 0 | 0 | 0 | 0 | 0 | 0 | 0 | 0 | 0 | 1.3
4100_G_10 | MISO_Minnesota and Western Wisconsin | Wisconsin | 55 | Trempealeau | 121 | 4100 | 10 | Arcadia Electric | 25000 | 2007 | 9999 | Combustion Turbine | [5 empty] | Fossil | G | 2030 | Oil |  | 0 | 0 | 0 | 0 | 0 | 0 | 0 | 0 | 0 | 0 | 0 | 0 | 0 | 0 | 0 | 0 | 0 | 0 | 0 | 0 | 0 | 0 | 0 | 0 | 0 | 0 | 0 | 0 | 0 | 0 | 0 | 0 | 0 | 0 | 0 | 0 | 0 | 0 | 0 | 0 | 0.086372 | 0 | 0 | 0 | 0 | 0 | 0 | 0 | 0 | 0 | 2
4100_G_2 | MISO_Minnesota and Western Wisconsin | Wisconsin | 55 | Trempealeau | 121 | 4100 | 2 | Arcadia Electric | 25000 | 1947 | 9999 | Combustion Turbine | [5 empty] | Fossil | G | 2030 | Oil |  | 0 | 0 | 0 | 0 | 0 | 0 | 0 | 0 | 0 | 0 | 0 | 0 | 0 | 0 | 0 | 0 | 0 | 0 | 0 | 0 | 0 | 0 | 0 | 0 | 0 | 0 | 0 | 0 | 0 | 0 | 0 | 0 | 0 | 0 | 0 | 0 | 0 | 0 | 0 | 0 | 0.043186 | 0 | 0 | 0 | 0 | 0 | 0 | 0 | 0 | 0 | 1
4100_G_3 | MISO_Minnesota and Western Wisconsin | Wisconsin | 55 | Trempealeau | 121 | 4100 | 3 | Arcadia Electric | 25000 | 1940 | 9999 | Combustion Turbine | [5 empty] | Fossil | G | 2030 | Oil |  | 0 | 0 | 0 | 0 | 0 | 0 | 0 | 0 | 0 | 0 | 0 | 0 | 0 | 0 | 0 | 0 | 0 | 0 | 0 | 0 | 0 | 0 | 0 | 0 | 0 | 0 | 0 | 0 | 0 | 0 | 0 | 0 | 0 | 0 | 0 | 0 | 0 | 0 | 0 | 0 | 0.017274 | 0 | 0 | 0 | 0 | 0 | 0 | 0 | 0 | 0 | 0.4
4100_G_4 | MISO_Minnesota and Western Wisconsin | Wisconsin | 55 | Trempealeau | 121 | 4100 | 4 | Arcadia Electric | 25000 | 1930 | 9999 | Combustion Turbine | [5 empty] | Fossil | G | 2030 | Oil |  | 0 | 0 | 0 | 0 | 0 | 0 | 0 | 0 | 0 | 0 | 0 | 0 | 0 | 0 | 0 | 0 | 0 | 0 | 0 | 0 | 0 | 0 | 0 | 0 | 0 | 0 | 0 | 0 | 0 | 0 | 0 | 0 | 0 | 0 | 0 | 0 | 0 | 0 | 0 | 0 | 0.0086372 | 0 | 0 | 0 | 0 | 0 | 0 | 0 | 0 | 0 | 0.2
4100_G_5 | MISO_Minnesota and Western Wisconsin | Wisconsin | 55 | Trempealeau | 121 | 4100 | 5 | Arcadia Electric | 18000 | 1972 | 9999 | Combustion Turbine | [5 empty] | Fossil | G | 2030 | Oil |  | 0 | 0 | 0 | 0 | 0 | 0 | 0 | 0 | 0 | 0 | 0 | 0 | 0 | 0 | 0 | 0 | 0 | 0 | 0 | 0 | 0 | 0 | 0 | 0 | 0 | 0 | 0 | 0 | 0 | 0 | 0 | 0 | 0 | 0 | 0 | 0 | 0 | 0 | 0 | 0 | 0.12956 | 0 | 0 | 0 | 0 | 0 | 0 | 0 | 0 | 0 | 3
4100_G_6 | MISO_Minnesota and Western Wisconsin | Wisconsin | 55 | Trempealeau | 121 | 4100 | 6 | Arcadia Electric | 18000 | 1987 | 9999 | Combustion Turbine | [5 empty] | Fossil | G | 2030 | Oil |  | 0 | 0 | 0 | 0 | 0 | 0 | 0 | 0 | 0 | 0 | 0 | 0 | 0 | 0 | 0 | 0 | 0 | 0 | 0 | 0 | 0 | 0 | 0 | 0 | 0 | 0 | 0 | 0 | 0 | 0 | 0 | 0 | 0 | 0 | 0 | 0 | 0 | 0 | 0 | 0 | 0.12956 | 0 | 0 | 0 | 0 | 0 | 0 | 0 | 0 | 0 | 3
4100_G_7 | MISO_Minnesota and Western Wisconsin | Wisconsin | 55 | Trempealeau | 121 | 4100 | 7 | Arcadia Electric | 25000 | 2002 | 9999 | Combustion Turbine | [5 empty] | Fossil | G | 2030 | Oil |  | 0 | 0 | 0 | 0 | 0 | 0 | 0 | 0 | 0 | 0 | 0 | 0 | 0 | 0 | 0 | 0 | 0 | 0 | 0 | 0 | 0 | 0 | 0 | 0 | 0 | 0 | 0 | 0 | 0 | 0 | 0 | 0 | 0 | 0 | 0 | 0 | 0 | 0 | 0 | 0 | 0.086372 | 0 | 0 | 0 | 0 | 0 | 0 | 0 | 0 | 0 | 2
4100_G_8 | MISO_Minnesota and Western Wisconsin | Wisconsin | 55 | Trempealeau | 121 | 4100 | 8 | Arcadia Electric | 25000 | 2002 | 9999 | Combustion Turbine | [5 empty] | Fossil | G | 2030 | Oil |  | 0 | 0 | 0 | 0 | 0 | 0 | 0 | 0 | 0 | 0 | 0 | 0 | 0 | 0 | 0 | 0 | 0 | 0 | 0 | 0 | 0 | 0 | 0 | 0 | 0 | 0 | 0 | 0 | 0 | 0 | 0 | 0 | 0 | 0 | 0 | 0 | 0 | 0 | 0 | 0 | 0.086372 | 0 | 0 | 0 | 0 | 0 | 0 | 0 | 0 | 0 | 2
4100_G_9 | MISO_Minnesota and Western Wisconsin | Wisconsin | 55 | Trempealeau | 121 | 4100 | 9 | Arcadia Electric | 25000 | 2002 | 9999 | Combustion Turbine | [5 empty] | Fossil | G | 2030 | Oil |  | 0 | 0 | 0 | 0 | 0 | 0 | 0 | 0 | 0 | 0 | 0 | 0 | 0 | 0 | 0 | 0 | 0 | 0 | 0 | 0 | 0 | 0 | 0 | 0 | 0 | 0 | 0 | 0 | 0 | 0 | 0 | 0 | 0 | 0 | 0 | 0 | 0 | 0 | 0 | 0 | 0.086372 | 0 | 0 | 0 | 0 | 0 | 0 | 0 | 0 | 0 | 2
4102_G_1A | MISO_Minnesota and Western Wisconsin | Wisconsin | 55 | Barron | 5 | 4102 | 1A | Barron | 12283 | 1998 | 9999 | Combustion Turbine | [5 empty] | Fossil | G | 2030 | Oil |  | 0 | 0 | 0 | 0 | 0 | 0 | 0 | 0 | 0 | 0 | 0 | 0 | 0 | 0 | 0 | 0 | 0 | 0 | 0 | 0 | 0 | 0 | 0 | 0 | 0 | 0 | 0 | 0 | 0 | 0 | 0 | 0 | 0 | 0 | 0 | 0 | 0 | 0 | 0 | 0 | 0.047505 | 0 | 0 | 0 | 0 | 0 | 0 | 0 | 0 | 0 | 1.1
4102_G_2A | MISO_Minnesota and Western Wisconsin | Wisconsin | 55 | Barron | 5 | 4102 | 2A | Barron | 12283 | 1998 | 9999 | Combustion Turbine | [5 empty] | Fossil | G | 2030 | Oil |  | 0 | 0 | 0 | 0 | 0 | 0 | 0 | 0 | 0 | 0 | 0 | 0 | 0 | 0 | 0 | 0 | 0 | 0 | 0 | 0 | 0 | 0 | 0 | 0 | 0 | 0 | 0 | 0 | 0 | 0 | 0 | 0 | 0 | 0 | 0 | 0 | 0 | 0 | 0 | 0 | 0.047505 | 0 | 0 | 0 | 0 | 0 | 0 | 0 | 0 | 0 | 1.1
4102_G_3A | MISO_Minnesota and Western Wisconsin | Wisconsin | 55 | Barron | 5 | 4102 | 3A | Barron | 12283 | 1998 | 9999 | Combustion Turbine | [5 empty] | Fossil | G | 2030 | Oil |  | 0 | 0 | 0 | 0 | 0 | 0 | 0 | 0 | 0 | 0 | 0 | 0 | 0 | 0 | 0 | 0 | 0 | 0 | 0 | 0 | 0 | 0 | 0 | 0 | 0 | 0 | 0 | 0 | 0 | 0 | 0 | 0 | 0 | 0 | 0 | 0 | 0 | 0 | 0 | 0 | 0.047505 | 0 | 0 | 0 | 0 | 0 | 0 | 0 | 0 | 0 | 1.1
4102_G_4 | MISO_Minnesota and Western Wisconsin | Wisconsin | 55 | Barron | 5 | 4102 | 4 | Barron | 12283 | 1998 | 9999 | Combustion Turbine | [5 empty] | Fossil | G | 2030 | Oil |  | 0 | 0 | 0 | 0 | 0 | 0 | 0 | 0 | 0 | 0 | 0 | 0 | 0 | 0 | 0 | 0 | 0 | 0 | 0 | 0 | 0 | 0 | 0 | 0 | 0 | 0 | 0 | 0 | 0 | 0 | 0 | 0 | 0 | 0 | 0 | 0 | 0 | 0 | 0 | 0 | 0.047505 | 0 | 0 | 0 | 0 | 0 | 0 | 0 | 0 | 0 | 1.1
4102_G_8 | MISO_Minnesota and Western Wisconsin | Wisconsin | 55 | Barron | 5 | 4102 | 8 | Barron | 12283 | 1954 | 9999 | Combustion Turbine | [5 empty] | Fossil | G | 2030 | Oil |  | 0 | 0 | 0 | 0 | 0 | 0 | 0 | 0 | 0 | 0 | 0 | 0 | 0 | 0 | 0 | 0 | 0 | 0 | 0 | 0 | 0 | 0 | 0 | 0 | 0 | 0 | 0 | 0 | 0 | 0 | 0 | 0 | 0 | 0 | 0 | 0 | 0 | 0 | 0 | 0 | 0.056142 | 0 | 0 | 0 | 0 | 0 | 0 | 0 | 0 | 0 | 1.3
4102_G_9 | MISO_Minnesota and Western Wisconsin | Wisconsin | 55 | Barron | 5 | 4102 | 9 | Barron | 12283 | 1960 | 9999 | Combustion Turbine | [5 empty] | Fossil | G | 2030 | Oil |  | 0 | 0 | 0 | 0 | 0 | 0 | 0 | 0 | 0 | 0 | 0 | 0 | 0 | 0 | 0 | 0 | 0 | 0 | 0 | 0 | 0 | 0 | 0 | 0 | 0 | 0 | 0 | 0 | 0 | 0 | 0 | 0 | 0 | 0 | 0 | 0 | 0 | 0 | 0 | 0 | 0.086372 | 0 | 0 | 0 | 0 | 0 | 0 | 0 | 0 | 0 | 2
4102_G_H2 | MISO_Minnesota and Western Wisconsin | Wisconsin | 55 | Barron | 5 | 4102 | H2 | Barron | 0 | 1923 | 9999 | Hydro | [5 empty] | Non-Fossil | G | 2030 | Hydro |  | 0 | 0 | 0 | 0 | 0 | 0 | 0 | 0 | 0 | 0 | 0 | 0 | 0 | 0 | 0 | 0 | 0.11875 | 0.17845 | 0.24181 | 0.53901 | 0 | 0 | 0 | 0 | 0 | 0 | 0 | 0 | 0 | 0 | 0 | 0 | 0 | 0 | 0 | 0 | 0 | 0 | 0 | 0 | 0.0015808 | 0.00016506 | 0.00024805 | 0.00033612 | 0.00074923 | 0 | 0 | 0 | 0 | 0 | 0.1
4107_G_3 | MISO_Wisconsin- Upper Michigan (WUMS) | Wisconsin | 55 | Monroe | 81 | 4107 | 3 | Cashton | 11874 | 1932 | 9999 | Combustion Turbine | [5 empty] | Fossil | G | 2030 | Oil |  | 0 | 0 | 0 | 0 | 0 | 0 | 0 | 0 | 0 | 0 | 0 | 0 | 0 | 0 | 0 | 0 | 0 | 0 | 0 | 0 | 0 | 0 | 0 | 0 | 0 | 0 | 0 | 0 | 0 | 0 | 0 | 0 | 0 | 0 | 0 | 0 | 0 | 0 | 0 | 0 | 0.017386 | 0 | 0 | 0 | 0 | 0 | 0 | 0 | 0 | 0 | 0.4
4107_G_5 | MISO_Wisconsin- Upper Michigan (WUMS) | Wisconsin | 55 | Monroe | 81 | 4107 | 5 | Cashton | 12035 | 1970 | 9999 | Combustion Turbine | [5 empty] | Fossil | G | 2030 | NaturalGas |  | 0 | 0 | 0.0017018 | 0.0017018 | 0 | 0 | 0 | 0 | 0 | 0 | 0 | 0 | 0 | 0 | 0 | 0 | 0 | 0 | 0.1414 | 0.1414 | 0 | 0 | 0.099621 | 0.099621 | 0 | 0 | 1.1912e-10 | 1.1912e-10 | 0 | 0 | 0.00090274 | 0.00090274 | 0 | 0 | 0 | 0 | 0 | 0 | 0 | 0 | 0.047811 | 0 | 0 | 0.00066741 | 0.00066741 | 0 | 0 | 0.0038284 | 0.0038284 | 0 | 1.1
4107_G_6 | MISO_Wisconsin- Upper Michigan (WUMS) | Wisconsin | 55 | Monroe | 81 | 4107 | 6 | Cashton | 13680 | 2002 | 9999 | Combustion Turbine | [5 empty] | Fossil | G | 2030 | Oil |  | 0 | 0 | 0 | 0 | 0 | 0 | 0 | 0 | 0 | 0 | 0 | 0 | 0 | 0 | 0 | 0 | 0 | 0 | 0 | 0 | 0 | 0 | 0 | 0 | 0 | 0 | 0 | 0 | 0 | 0 | 0 | 0 | 0 | 0 | 0 | 0 | 0 | 0 | 0 | 0 | 0.08693 | 0 | 0 | 0 | 0 | 0 | 0 | 0 | 0 | 0 | 2
4112_G_1 | MISO_Minnesota and Western Wisconsin | Wisconsin | 55 | Barron | 5 | 4112 | 1 | Cumberland (WI) | 11957 | 1945 | 9999 | Combustion Turbine | [5 empty] | Fossil | G | 2030 | Oil |  | 0 | 0 | 0 | 0 | 0 | 0 | 0 | 0 | 0 | 0 | 0 | 0 | 0 | 0 | 0 | 0 | 0 | 0 | 0 | 0 | 0 | 0 | 0 | 0 | 0 | 0 | 0 | 0 | 0 | 0 | 0 | 0 | 0 | 0 | 0 | 0 | 0 | 0 | 0 | 0 | 0.03023 | 0 | 0 | 0 | 0 | 0 | 0 | 0 | 0 | 0 | 0.7
4112_G_2 | MISO_Minnesota and Western Wisconsin | Wisconsin | 55 | Barron | 5 | 4112 | 2 | Cumberland (WI) | 12418 | 1939 | 9999 | Combustion Turbine | [5 empty] | Fossil | G | 2030 | Oil |  | 0 | 0 | 0 | 0 | 0 | 0 | 0 | 0 | 0 | 0 | 0 | 0 | 0 | 0 | 0 | 0 | 0 | 0 | 0 | 0 | 0 | 0 | 0 | 0 | 0 | 0 | 0 | 0 | 0 | 0 | 0 | 0 | 0 | 0 | 0 | 0 | 0 | 0 | 0 | 0 | 0.012956 | 0 | 0 | 0 | 0 | 0 | 0 | 0 | 0 | 0 | 0.3
4112_G_3 | MISO_Minnesota and Western Wisconsin | Wisconsin | 55 | Barron | 5 | 4112 | 3 | Cumberland (WI) | 12418 | 1939 | 9999 | Combustion Turbine | [5 empty] | Fossil | G | 2030 | Oil |  | 0 | 0 | 0 | 0 | 0 | 0 | 0 | 0 | 0 | 0 | 0 | 0 | 0 | 0 | 0 | 0 | 0 | 0 | 0 | 0 | 0 | 0 | 0 | 0 | 0 | 0 | 0 | 0 | 0 | 0 | 0 | 0 | 0 | 0 | 0 | 0 | 0 | 0 | 0 | 0 | 0.012956 | 0 | 0 | 0 | 0 | 0 | 0 | 0 | 0 | 0 | 0.3
4112_G_4 | MISO_Minnesota and Western Wisconsin | Wisconsin | 55 | Barron | 5 | 4112 | 4 | Cumberland (WI) | 12042 | 1954 | 9999 | Combustion Turbine | [5 empty] | Fossil | G | 2030 | Oil |  | 0 | 0 | 0 | 0 | 0 | 0 | 0 | 0 | 0 | 0 | 0 | 0 | 0 | 0 | 0 | 0 | 0 | 0 | 0 | 0 | 0 | 0 | 0 | 0 | 0 | 0 | 0 | 0 | 0 | 0 | 0 | 0 | 0 | 0 | 0 | 0 | 0 | 0 | 0 | 0 | 0.051823 | 0 | 0 | 0 | 0 | 0 | 0 | 0 | 0 | 0 | 1.2
4112_G_5 | MISO_Minnesota and Western Wisconsin | Wisconsin | 55 | Barron | 5 | 4112 | 5 | Cumberland (WI) | 11939 | 1966 | 9999 | Combustion Turbine | [5 empty] | Fossil | G | 2030 | Oil |  | 0 | 0 | 0 | 0 | 0 | 0 | 0 | 0 | 0 | 0 | 0 | 0 | 0 | 0 | 0 | 0 | 0 | 0 | 0 | 0 | 0 | 0 | 0 | 0 | 0 | 0 | 0 | 0 | 0 | 0 | 0 | 0 | 0 | 0 | 0 | 0 | 0 | 0 | 0 | 0 | 0.09069 | 0 | 0 | 0 | 0 | 0 | 0 | 0 | 0 | 0 | 2.1
4112_G_6 | MISO_Minnesota and Western Wisconsin | Wisconsin | 55 | Barron | 5 | 4112 | 6 | Cumberland (WI) | 11930 | 1979 | 9999 | Combustion Turbine | [5 empty] | Fossil | G | 2030 | Oil |  | 0 | 0 | 0 | 0 | 0 | 0 | 0 | 0 | 0 | 0 | 0 | 0 | 0 | 0 | 0 | 0 | 0 | 0 | 0 | 0 | 0 | 0 | 0 | 0 | 0 | 0 | 0 | 0 | 0 | 0 | 0 | 0 | 0 | 0 | 0 | 0 | 0 | 0 | 0 | 0 | 0.28935 | 0 | 0 | 0 | 0 | 0 | 0 | 0 | 0 | 0 | 6.7
4112_G_7 | MISO_Minnesota and Western Wisconsin | Wisconsin | 55 | Barron | 5 | 4112 | 7 | Cumberland (WI) | 11977 | 2001 | 9999 | Combustion Turbine | [5 empty] | Fossil | G | 2030 | Oil |  | 0 | 0 | 0 | 0 | 0 | 0 | 0 | 0 | 0 | 0 | 0 | 0 | 0 | 0 | 0 | 0 | 0 | 0 | 0 | 0 | 0 | 0 | 0 | 0 | 0 | 0 | 0 | 0 | 0 | 0 | 0 | 0 | 0 | 0 | 0 | 0 | 0 | 0 | 0 | 0 | 0.26775 | 0 | 0 | 0 | 0 | 0 | 0 | 0 | 0 | 0 | 6.2
4112_G_8 | MISO_Minnesota and Western Wisconsin | Wisconsin | 55 | Barron | 5 | 4112 | 8 | Cumberland (WI) | 11994 | 2001 | 9999 | Combustion Turbine | [5 empty] | Fossil | G | 2030 | Oil |  | 0 | 0 | 0 | 0 | 0 | 0 | 0 | 0 | 0 | 0 | 0 | 0 | 0 | 0 | 0 | 0 | 0 | 0 | 0 | 0 | 0 | 0 | 0 | 0 | 0 | 0 | 0 | 0 | 0 | 0 | 0 | 0 | 0 | 0 | 0 | 0 | 0 | 0 | 0 | 0 | 0.15115 | 0 | 0 | 0 | 0 | 0 | 0 | 0 | 0 | 0 | 3.5
4113_G_1A | MISO_Minnesota and Western Wisconsin | Wisconsin | 55 | Juneau | 57 | 4113 | 1A | Elroy | 10745 | 2005 | 9999 | Combustion Turbine | [5 empty] | Fossil | G | 2030 | Oil |  | 0 | 0 | 0 | 0 | 0 | 0 | 0 | 0 | 0 | 0 | 0 | 0 | 0 | 0 | 0 | 0 | 0 | 0 | 0 | 0 | 0 | 0 | 0 | 0 | 0 | 0 | 0 | 0 | 0 | 0 | 0 | 0 | 0 | 0 | 0 | 0 | 0 | 0 | 0 | 0 | 0.095009 | 0 | 0 | 0 | 0 | 0 | 0 | 0 | 0 | 0 | 2.2
4113_G_2A | MISO_Minnesota and Western Wisconsin | Wisconsin | 55 | Juneau | 57 | 4113 | 2A | Elroy | 10745 | 2005 | 9999 | Combustion Turbine | [5 empty] | Fossil | G | 2030 | Oil |  | 0 | 0 | 0 | 0 | 0 | 0 | 0 | 0 | 0 | 0 | 0 | 0 | 0 | 0 | 0 | 0 | 0 | 0 | 0 | 0 | 0 | 0 | 0 | 0 | 0 | 0 | 0 | 0 | 0 | 0 | 0 | 0 | 0 | 0 | 0 | 0 | 0 | 0 | 0 | 0 | 0.095009 | 0 | 0 | 0 | 0 | 0 | 0 | 0 | 0 | 0 | 2.2
4113_G_5 | MISO_Minnesota and Western Wisconsin | Wisconsin | 55 | Juneau | 57 | 4113 | 5 | Elroy | 10745 | 1973 | 9999 | Combustion Turbine | [5 empty] | Fossil | G | 2030 | NaturalGas |  | 0.00034099 | 0 | 0.000787 | 0.001128 | 0 | 0 | 0 | 0 | 0 | 0 | 0 | 0 | 0 | 0 | 0 | 0 | 0.031735 | 0 | 0.073244 | 0.10498 | 0.019962 | 0 | 0.046071 | 0.066033 | 2.3869e-11 | 0 | 5.509e-11 | 7.8959e-11 | 0.00028128 | 0 | 0.00064918 | 0.00093046 | 0 | 0 | 0 | 0 | 0 | 0 | 0 | 0 | 0.095009 | 0.00014979 | 0 | 0.00034571 | 0.0004955 | 0.0010999 | 0 | 0.0019227 | 0.0030227 | 0 | 2.2
4114_G_4 | MISO_Minnesota and Western Wisconsin | Wisconsin | 55 | Grant | 43 | 4114 | 4 | Fennimore | 13554 | 1964 | 9999 | Combustion Turbine | [5 empty] | Fossil | G | 2030 | Oil |  | 0 | 0 | 0 | 0 | 0 | 0 | 0 | 0 | 0 | 0 | 0 | 0 | 0 | 0 | 0 | 0 | 0 | 0 | 0 | 0 | 0 | 0 | 0 | 0 | 0 | 0 | 0 | 0 | 0 | 0 | 0 | 0 | 0 | 0 | 0 | 0 | 0 | 0 | 0 | 0 | 0.047505 | 0 | 0 | 0 | 0 | 0 | 0 | 0 | 0 | 0 | 1.1
4114_G_5 | MISO_Minnesota and Western Wisconsin | Wisconsin | 55 | Grant | 43 | 4114 | 5 | Fennimore | 12931 | 1952 | 9999 | Combustion Turbine | [5 empty] | Fossil | G | 2030 | Oil |  | 0 | 0 | 0 | 0 | 0 | 0 | 0 | 0 | 0 | 0 | 0 | 0 | 0 | 0 | 0 | 0 | 0 | 0 | 0 | 0 | 0 | 0 | 0 | 0 | 0 | 0 | 0 | 0 | 0 | 0 | 0 | 0 | 0 | 0 | 0 | 0 | 0 | 0 | 0 | 0 | 0.038867 | 0 | 0 | 0 | 0 | 0 | 0 | 0 | 0 | 0 | 0.9
4114_G_6 | MISO_Minnesota and Western Wisconsin | Wisconsin | 55 | Grant | 43 | 4114 | 6 | Fennimore | 13052 | 1999 | 9999 | Combustion Turbine | [5 empty] | Fossil | G | 2030 | Oil |  | 0 | 0 | 0 | 0 | 0 | 0 | 0 | 0 | 0 | 0 | 0 | 0 | 0 | 0 | 0 | 0 | 0 | 0 | 0 | 0 | 0 | 0 | 0 | 0 | 0 | 0 | 0 | 0 | 0 | 0 | 0 | 0 | 0 | 0 | 0 | 0 | 0 | 0 | 0 | 0 | 0.086372 | 0 | 0 | 0 | 0 | 0 | 0 | 0 | 0 | 0 | 2
4114_G_7 | MISO_Minnesota and Western Wisconsin | Wisconsin | 55 | Grant | 43 | 4114 | 7 | Fennimore | 13582 | 1999 | 9999 | Combustion Turbine | [5 empty] | Fossil | G | 2030 | Oil |  | 0 | 0 | 0 | 0 | 0 | 0 | 0 | 0 | 0 | 0 | 0 | 0 | 0 | 0 | 0 | 0 | 0 | 0 | 0 | 0 | 0 | 0 | 0 | 0 | 0 | 0 | 0 | 0 | 0 | 0 | 0 | 0 | 0 | 0 | 0 | 0 | 0 | 0 | 0 | 0 | 0.086372 | 0 | 0 | 0 | 0 | 0 | 0 | 0 | 0 | 0 | 2
4114_G_8 | MISO_Minnesota and Western Wisconsin | Wisconsin | 55 | Grant | 43 | 4114 | 8 | Fennimore | 13582 | 1999 | 9999 | Combustion Turbine | [5 empty] | Fossil | G | 2030 | Oil |  | 0 | 0 | 0 | 0 | 0 | 0 | 0 | 0 | 0 | 0 | 0 | 0 | 0 | 0 | 0 | 0 | 0 | 0 | 0 | 0 | 0 | 0 | 0 | 0 | 0 | 0 | 0 | 0 | 0 | 0 | 0 | 0 | 0 | 0 | 0 | 0 | 0 | 0 | 0 | 0 | 0.086372 | 0 | 0 | 0 | 0 | 0 | 0 | 0 | 0 | 0 | 2
4118_G_GT1 | MISO_Wisconsin- Upper Michigan (WUMS) | Wisconsin | 55 | Outagamie | 87 | 4118 | GT1 | Kaukauna Gas Turbine | 13741 | 1969 | 9999 | Combustion Turbine | [5 empty] | Fossil | G | 2030 | NaturalGas |  | 0 | 0 | 0.0013597 | 0.0013597 | 0 | 0 | 0 | 0 | 0 | 0 | 0 | 0 | 0 | 0 | 0 | 0 | 0 | 0 | 0.098955 | 0.098955 | 0 | 0 | 0.079599 | 0.079599 | 0 | 0 | 9.5182e-11 | 9.5182e-11 | 0 | 0 | 0.00024155 | 0.00024155 | 0 | 0 | 0 | 0 | 0 | 0 | 0 | 0 | 0.68674 | 0 | 0 | 0.00055019 | 0.00055019 | 0 | 0 | 0.003059 | 0.003059 | 0 | 15.8
4119_G_1 | MISO_Wisconsin- Upper Michigan (WUMS) | Wisconsin | 55 | Outagamie | 87 | 4119 | 1 | Little Chute | 0 | 1948 | 9999 | Hydro | [5 empty] | Non-Fossil | G | 2030 | Hydro |  | 0 | 0 | 0 | 0 | 0 | 0 | 0 | 0 | 0 | 0 | 0 | 0 | 0 | 0 | 0 | 0 | 1.313 | 1.985 | 2.7033 | 6.0014 | 0 | 0 | 0 | 0 | 0 | 0 | 0 | 0 | 0 | 0 | 0 | 0 | 0 | 0 | 0 | 0 | 0 | 0 | 0 | 0 | 0.017389 | 0.0018251 | 0.0027592 | 0.0037577 | 0.008342 | 0 | 0 | 0 | 0 | 0 | 1.1
4119_G_2 | MISO_Wisconsin- Upper Michigan (WUMS) | Wisconsin | 55 | Outagamie | 87 | 4119 | 2 | Little Chute | 0 | 1948 | 9999 | Hydro | [5 empty] | Non-Fossil | G | 2030 | Hydro |  | 0 | 0 | 0 | 0 | 0 | 0 | 0 | 0 | 0 | 0 | 0 | 0 | 0 | 0 | 0 | 0 | 1.313 | 1.985 | 2.7033 | 6.0014 | 0 | 0 | 0 | 0 | 0 | 0 | 0 | 0 | 0 | 0 | 0 | 0 | 0 | 0 | 0 | 0 | 0 | 0 | 0 | 0 | 0.017389 | 0.0018251 | 0.0027592 | 0.0037577 | 0.008342 | 0 | 0 | 0 | 0 | 0 | 1.1
4119_G_3 | MISO_Wisconsin- Upper Michigan (WUMS) | Wisconsin | 55 | Outagamie | 87 | 4119 | 3 | Little Chute | 0 | 1948 | 9999 | Hydro | [5 empty] | Non-Fossil | G | 2030 | Hydro |  | 0 | 0 | 0 | 0 | 0 | 0 | 0 | 0 | 0 | 0 | 0 | 0 | 0 | 0 | 0 | 0 | 1.313 | 1.985 | 2.7033 | 6.0014 | 0 | 0 | 0 | 0 | 0 | 0 | 0 | 0 | 0 | 0 | 0 | 0 | 0 | 0 | 0 | 0 | 0 | 0 | 0 | 0 | 0.017389 | 0.0018251 | 0.0027592 | 0.0037577 | 0.008342 | 0 | 0 | 0 | 0 | 0 | 1.1
412_G_2P | WECC_Northern California (not including BANC) | California | 6 | Nevada | 57 | 412 | 2P | Chicago Park | 0 | 1965 | 9999 | Hydro | [5 empty] | Non-Fossil | G | 2030 | Hydro |  | 0 | 0 | 0 | 0 | 0 | 0 | 0 | 0 | 0 | 0 | 0 | 0 | 0 | 0 | 0 | 0 | 21.7725 | 34.7211 | 65.7961 | 122.2897 | 0 | 0 | 0 | 0 | 0 | 0 | 0 | 0 | 0 | 0 | 0 | 0 | 0 | 0 | 0 | 0 | 0 | 0 | 0 | 0 | 0.69556 | 0.030264 | 0.048262 | 0.091457 | 0.16998 | 0 | 0 | 0 | 0 | 0 | 44
4120_G_3 | MISO_Wisconsin- Upper Michigan (WUMS) | Wisconsin | 55 | Outagamie | 87 | 4120 | 3 | New Badger | 0 | 2014 | 9999 | Hydro | [5 empty] | Non-Fossil | G | 2030 | Hydro |  | 0 | 0 | 0 | 0 | 0 | 0 | 0 | 0 | 0 | 0 | 0 | 0 | 0 | 0 | 0 | 0 | 4.8672 | 7.2676 | 9.842 | 21.9768 | 0 | 0 | 0 | 0 | 0 | 0 | 0 | 0 | 0 | 0 | 0 | 0 | 0 | 0 | 0 | 0 | 0 | 0 | 0 | 0 | 0.063233 | 0.0067655 | 0.010102 | 0.01368 | 0.030548 | 0 | 0 | 0 | 0 | 0 | 4
4120_G_4 | MISO_Wisconsin- Upper Michigan (WUMS) | Wisconsin | 55 | Outagamie | 87 | 4120 | 4 | New Badger | 0 | 2014 | 9999 | Hydro | [5 empty] | Non-Fossil | G | 2030 | Hydro |  | 0 | 0 | 0 | 0 | 0 | 0 | 0 | 0 | 0 | 0 | 0 | 0 | 0 | 0 | 0 | 0 | 4.8672 | 7.2676 | 9.842 | 21.9768 | 0 | 0 | 0 | 0 | 0 | 0 | 0 | 0 | 0 | 0 | 0 | 0 | 0 | 0 | 0 | 0 | 0 | 0 | 0 | 0 | 0.063233 | 0.0067655 | 0.010102 | 0.01368 | 0.030548 | 0 | 0 | 0 | 0 | 0 | 4
4122_G_1 | MISO_Wisconsin- Upper Michigan (WUMS) | Wisconsin | 55 | Outagamie | 87 | 4122 | 1 | Rapide Croche | 0 | 1926 | 9999 | Hydro | [5 empty] | Non-Fossil | G | 2030 | Hydro |  | 0 | 0 | 0 | 0 | 0 | 0 | 0 | 0 | 0 | 0 | 0 | 0 | 0 | 0 | 0 | 0 | 0.7162 | 1.0827 | 1.4746 | 3.2735 | 0 | 0 | 0 | 0 | 0 | 0 | 0 | 0 | 0 | 0 | 0 | 0 | 0 | 0 | 0 | 0 | 0 | 0 | 0 | 0 | 0.0094849 | 0.00099552 | 0.001505 | 0.0020496 | 0.0045502 | 0 | 0 | 0 | 0 | 0 | 0.6
4122_G_2 | MISO_Wisconsin- Upper Michigan (WUMS) | Wisconsin | 55 | Outagamie | 87 | 4122 | 2 | Rapide Croche | 0 | 1926 | 9999 | Hydro | [5 empty] | Non-Fossil | G | 2030 | Hydro |  | 0 | 0 | 0 | 0 | 0 | 0 | 0 | 0 | 0 | 0 | 0 | 0 | 0 | 0 | 0 | 0 | 0.7162 | 1.0827 | 1.4746 | 3.2735 | 0 | 0 | 0 | 0 | 0 | 0 | 0 | 0 | 0 | 0 | 0 | 0 | 0 | 0 | 0 | 0 | 0 | 0 | 0 | 0 | 0.0094849 | 0.00099552 | 0.001505 | 0.0020496 | 0.0045502 | 0 | 0 | 0 | 0 | 0 | 0.6
4122_G_3 | MISO_Wisconsin- Upper Michigan (WUMS) | Wisconsin | 55 | Outagamie | 87 | 4122 | 3 | Rapide Croche | 0 | 1926 | 9999 | Hydro | [5 empty] | Non-Fossil | G | 2030 | Hydro |  | 0 | 0 | 0 | 0 | 0 | 0 | 0 | 0 | 0 | 0 | 0 | 0 | 0 | 0 | 0 | 0 | 0.7162 | 1.0827 | 1.4746 | 3.2735 | 0 | 0 | 0 | 0 | 0 | 0 | 0 | 0 | 0 | 0 | 0 | 0 | 0 | 0 | 0 | 0 | 0 | 0 | 0 | 0 | 0.0094849 | 0.00099552 | 0.001505 | 0.0020496 | 0.0045502 | 0 | 0 | 0 | 0 | 0 | 0.6
4122_G_4 | MISO_Wisconsin- Upper Michigan (WUMS) | Wisconsin | 55 | Outagamie | 87 | 4122 | 4 | Rapide Croche | 0 | 1926 | 9999 | Hydro | [5 empty] | Non-Fossil | G | 2030 | Hydro |  | 0 | 0 | 0 | 0 | 0 | 0 | 0 | 0 | 0 | 0 | 0 | 0 | 0 | 0 | 0 | 0 | 0.7162 | 1.0827 | 1.4746 | 3.2735 | 0 | 0 | 0 | 0 | 0 | 0 | 0 | 0 | 0 | 0 | 0 | 0 | 0 | 0 | 0 | 0 | 0 | 0 | 0 | 0 | 0.0094849 | 0.00099552 | 0.001505 | 0.0020496 | 0.0045502 | 0 | 0 | 0 | 0 | 0 | 0.6
4124_G_2A | MISO_Minnesota and Western Wisconsin | Wisconsin | 55 | Vernon | 123 | 4124 | 2A | La Farge | 13273 | 1990 | 9999 | Combustion Turbine | [5 empty] | Fossil | G | 2030 | Oil |  | 0 | 0 | 0 | 0 | 0 | 0 | 0 | 0 | 0 | 0 | 0 | 0 | 0 | 0 | 0 | 0 | 0 | 0 | 0 | 0 | 0 | 0 | 0 | 0 | 0 | 0 | 0 | 0 | 0 | 0 | 0 | 0 | 0 | 0 | 0 | 0 | 0 | 0 | 0 | 0 | 0.064779 | 0 | 0 | 0 | 0 | 0 | 0 | 0 | 0 | 0 | 1.5
4125_B_8 | MISO_Wisconsin- Upper Michigan (WUMS) | Wisconsin | 55 | Manitowoc | 71 | 4125 | 8 | Manitowoc | 13500 | 1990 | 9999 | Biomass | FBC | dry | Baghouse + Reagent Injection + DSI | CF | Reagent Injection | Non-Fossil | B | 2030 |  | Biomass Retirement | 0 | 0 | 0 | 0 | 0 | 0 | 0 | 0 | 0 | 0 | 0 | 0 | 0 | 0 | 0 | 0 | 0 | 0 | 0 | 0 | 0 | 0 | 0 | 0 | 0 | 0 | 0 | 0 | 0 | 0 | 0 | 0 | 0 | 0 | 0 | 0 | 0 | 0 | 0 | 0 | 0 | 0 | 0 | 0 | 0 | 0 | 0 | 0 | 0 | 0 | 44 | DSI
4125_B_9 | MISO_Wisconsin- Upper Michigan (WUMS) | Wisconsin | 55 | Manitowoc | 71 | 4125 | 9 | Manitowoc | 12066 | 2005 | 9999 | Coal Steam | FBC | dry | Baghouse + Cyclone + Reagent Injection + SNCR + DSI | CF | Reagent Injection | Fossil | B | 2030 | Biomass |  | 0 | 0 | 0 | 0 | 0 | 0 | 0 | 0 | 0 | 0 | 0 | 0 | 0 | 0 | 0 | 0 | 0 | 0 | 0 | 0 | 0 | 0 | 0 | 0 | 0 | 0 | 0 | 0 | 0 | 0 | 0 | 0 | 0 | 0 | 0 | 0 | 0 | 0 | 0 | 0 | 2.3173 | 0 | 0 | 0 | 0 | 0 | 0 | 0 | 0 | 0 | 58 | SNCR / DSI
413_G_3P | WECC_Northern California (not including BANC) | California | 6 | Nevada | 57 | 413 | 3P | Dutch Flat 2 | 0 | 1965 | 9999 | Hydro | [5 empty] | Non-Fossil | G | 2030 | Hydro |  | 0 | 0 | 0 | 0 | 0 | 0 | 0 | 0 | 0 | 0 | 0 | 0 | 0 | 0 | 0 | 0 | 13.5088 | 21.5429 | 40.8235 | 75.8752 | 0 | 0 | 0 | 0 | 0 | 0 | 0 | 0 | 0 | 0 | 0 | 0 | 0 | 0 | 0 | 0 | 0 | 0 | 0 | 0 | 0.43156 | 0.018777 | 0.029945 | 0.056745 | 0.10547 | 0 | 0 | 0 | 0 | 0 | 27.3
4130_G_2 | MISO_Minnesota and Western Wisconsin | Wisconsin | 55 | Juneau | 57 | 4130 | 2 | New Lisbon | 10852 | 1966 | 9999 | Combustion Turbine | [5 empty] | Fossil | G | 2030 | Oil |  | 0 | 0 | 0 | 0 | 0 | 0 | 0 | 0 | 0 | 0 | 0 | 0 | 0 | 0 | 0 | 0 | 0 | 0 | 0 | 0 | 0 | 0 | 0 | 0 | 0 | 0 | 0 | 0 | 0 | 0 | 0 | 0 | 0 | 0 | 0 | 0 | 0 | 0 | 0 | 0 | 0.051823 | 0 | 0 | 0 | 0 | 0 | 0 | 0 | 0 | 0 | 1.2
4130_G_5 | MISO_Minnesota and Western Wisconsin | Wisconsin | 55 | Juneau | 57 | 4130 | 5 | New Lisbon | 10745 | 1977 | 9999 | Combustion Turbine | [5 empty] | Fossil | G | 2030 | Oil |  | 0 | 0 | 0 | 0 | 0 | 0 | 0 | 0 | 0 | 0 | 0 | 0 | 0 | 0 | 0 | 0 | 0 | 0 | 0 | 0 | 0 | 0 | 0 | 0 | 0 | 0 | 0 | 0 | 0 | 0 | 0 | 0 | 0 | 0 | 0 | 0 | 0 | 0 | 0 | 0 | 0.10365 | 0 | 0 | 0 | 0 | 0 | 0 | 0 | 0 | 0 | 2.4
4130_G_6 | MISO_Minnesota and Western Wisconsin | Wisconsin | 55 | Juneau | 57 | 4130 | 6 | New Lisbon | 10745 | 2005 | 9999 | Combustion Turbine | [5 empty] | Fossil | G | 2030 | Oil |  | 0 | 0 | 0 | 0 | 0 | 0 | 0 | 0 | 0 | 0 | 0 | 0 | 0 | 0 | 0 | 0 | 0 | 0 | 0 | 0 | 0 | 0 | 0 | 0 | 0 | 0 | 0 | 0 | 0 | 0 | 0 | 0 | 0 | 0 | 0 | 0 | 0 | 0 | 0 | 0 | 0.086372 | 0 | 0 | 0 | 0 | 0 | 0 | 0 | 0 | 0 | 2
4130_G_7 | MISO_Minnesota and Western Wisconsin | Wisconsin | 55 | Juneau | 57 | 4130 | 7 | New Lisbon | 10745 | 2005 | 9999 | Combustion Turbine | [5 empty] | Fossil | G | 2030 | Oil |  | 0 | 0 | 0 | 0 | 0 | 0 | 0 | 0 | 0 | 0 | 0 | 0 | 0 | 0 | 0 | 0 | 0 | 0 | 0 | 0 | 0 | 0 | 0 | 0 | 0 | 0 | 0 | 0 | 0 | 0 | 0 | 0 | 0 | 0 | 0 | 0 | 0 | 0 | 0 | 0 | 0.086372 | 0 | 0 | 0 | 0 | 0 | 0 | 0 | 0 | 0 | 2
4139_G_3 | MISO_Minnesota and Western Wisconsin | Wisconsin | 55 | Richland | 103 | 4139 | 3 | Viola | 10745 | 2002 | 9999 | Combustion Turbine | [5 empty] | Fossil | G | 2030 | Oil |  | 0 | 0 | 0 | 0 | 0 | 0 | 0 | 0 | 0 | 0 | 0 | 0 | 0 | 0 | 0 | 0 | 0 | 0 | 0 | 0 | 0 | 0 | 0 | 0 | 0 | 0 | 0 | 0 | 0 | 0 | 0 | 0 | 0 | 0 | 0 | 0 | 0 | 0 | 0 | 0 | 0.077735 | 0 | 0 | 0 | 0 | 0 | 0 | 0 | 0 | 0 | 1.8
414_G_1 | WECC_Northern California (not including BANC) | California | 6 | Tuolumne | 109 | 414 | 1 | Beardsley | 0 | 1957 | 9999 | Hydro | [5 empty] | Non-Fossil | G | 2030 | Hydro |  | 0 | 0 | 0 | 0 | 0 | 0 | 0 | 0 | 0 | 0 | 0 | 0 | 0 | 0 | 0 | 0 | 5.4431 | 8.6803 | 16.449 | 30.5724 | 0 | 0 | 0 | 0 | 0 | 0 | 0 | 0 | 0 | 0 | 0 | 0 | 0 | 0 | 0 | 0 | 0 | 0 | 0 | 0 | 0.17389 | 0.0075659 | 0.012066 | 0.022864 | 0.042496 | 0 | 0 | 0 | 0 | 0 | 11
4142_G_1 | MISO_Minnesota and Western Wisconsin | Wisconsin | 55 | Rusk | 107 | 4142 | 1 | Flambeau Hydroelectric Station | 0 | 1951 | 9999 | Hydro | [5 empty] | Non-Fossil | G | 2030 | Hydro |  | 0 | 0 | 0 | 0 | 0 | 0 | 0 | 0 | 0 | 0 | 0 | 0 | 0 | 0 | 0 | 0 | 9.6186 | 14.4547 | 19.5869 | 43.6601 | 0 | 0 | 0 | 0 | 0 | 0 | 0 | 0 | 0 | 0 | 0 | 0 | 0 | 0 | 0 | 0 | 0 | 0 | 0 | 0 | 0.12805 | 0.01337 | 0.020092 | 0.027226 | 0.060688 | 0 | 0 | 0 | 0 | 0 | 8.1
4142_G_2 | MISO_Minnesota and Western Wisconsin | Wisconsin | 55 | Rusk | 107 | 4142 | 2 | Flambeau Hydroelectric Station | 0 | 1951 | 9999 | Hydro | [5 empty] | Non-Fossil | G | 2030 | Hydro |  | 0 | 0 | 0 | 0 | 0 | 0 | 0 | 0 | 0 | 0 | 0 | 0 | 0 | 0 | 0 | 0 | 9.4998 | 14.2762 | 19.3451 | 43.1211 | 0 | 0 | 0 | 0 | 0 | 0 | 0 | 0 | 0 | 0 | 0 | 0 | 0 | 0 | 0 | 0 | 0 | 0 | 0 | 0 | 0.12647 | 0.013205 | 0.019844 | 0.02689 | 0.059938 | 0 | 0 | 0 | 0 | 0 | 8
4142_G_3 | MISO_Minnesota and Western Wisconsin | Wisconsin | 55 | Rusk | 107 | 4142 | 3 | Flambeau Hydroelectric Station | 0 | 1951 | 9999 | Hydro | [5 empty] | Non-Fossil | G | 2030 | Hydro |  | 0 | 0 | 0 | 0 | 0 | 0 | 0 | 0 | 0 | 0 | 0 | 0 | 0 | 0 | 0 | 0 | 9.4998 | 14.2762 | 19.3451 | 43.1211 | 0 | 0 | 0 | 0 | 0 | 0 | 0 | 0 | 0 | 0 | 0 | 0 | 0 | 0 | 0 | 0 | 0 | 0 | 0 | 0 | 0.12647 | 0.013205 | 0.019844 | 0.02689 | 0.059938 | 0 | 0 | 0 | 0 | 0 | 8
4147_G_1 | MISO_Wisconsin- Upper Michigan (WUMS) | Wisconsin | 55 | Oconto | 83 | 4147 | 1 | Stiles | 0 | 1949 | 9999 | Hydro | [5 empty] | Non-Fossil | G | 2030 | Hydro |  | 0 | 0 | 0 | 0 | 0 | 0 | 0 | 0 | 0 | 0 | 0 | 0 | 0 | 0 | 0 | 0 | 0.3581 | 0.54137 | 0.73728 | 1.6368 | 0 | 0 | 0 | 0 | 0 | 0 | 0 | 0 | 0 | 0 | 0 | 0 | 0 | 0 | 0 | 0 | 0 | 0 | 0 | 0 | 0.0047425 | 0.00049776 | 0.00075251 | 0.0010248 | 0.0022751 | 0 | 0 | 0 | 0 | 0 | 0.3
4147_G_2 | MISO_Wisconsin- Upper Michigan (WUMS) | Wisconsin | 55 | Oconto | 83 | 4147 | 2 | Stiles | 0 | 1949 | 9999 | Hydro | [5 empty] | Non-Fossil | G | 2030 | Hydro |  | 0 | 0 | 0 | 0 | 0 | 0 | 0 | 0 | 0 | 0 | 0 | 0 | 0 | 0 | 0 | 0 | 0.3581 | 0.54137 | 0.73728 | 1.6368 | 0 | 0 | 0 | 0 | 0 | 0 | 0 | 0 | 0 | 0 | 0 | 0 | 0 | 0 | 0 | 0 | 0 | 0 | 0 | 0 | 0.0047425 | 0.00049776 | 0.00075251 | 0.0010248 | 0.0022751 | 0 | 0 | 0 | 0 | 0 | 0.3
4148_G_2 | MISO_Wisconsin- Upper Michigan (WUMS) | Wisconsin | 55 | Door | 29 | 4148 | 2 | Washington Island | 10745 | 1952 | 9999 | Combustion Turbine | [5 empty] | Fossil | G | 2030 | Oil |  | 0 | 0 | 0 | 0 | 0 | 0 | 0 | 0 | 0 | 0 | 0 | 0 | 0 | 0 | 0 | 0 | 0 | 0 | 0 | 0 | 0 | 0 | 0 | 0 | 0 | 0 | 0 | 0 | 0 | 0 | 0 | 0 | 0 | 0 | 0 | 0 | 0 | 0 | 0 | 0 | 0.0043465 | 0 | 0 | 0 | 0 | 0 | 0 | 0 | 0 | 0 | 0.1
4148_G_3 | MISO_Wisconsin- Upper Michigan (WUMS) | Wisconsin | 55 | Door | 29 | 4148 | 3 | Washington Island | 10745 | 1945 | 9999 | Combustion Turbine | [5 empty] | Fossil | G | 2030 | Oil |  | 0 | 0 | 0 | 0 | 0 | 0 | 0 | 0 | 0 | 0 | 0 | 0 | 0 | 0 | 0 | 0 | 0 | 0 | 0 | 0 | 0 | 0 | 0 | 0 | 0 | 0 | 0 | 0 | 0 | 0 | 0 | 0 | 0 | 0 | 0 | 0 | 0 | 0 | 0 | 0 | 0.0043465 | 0 | 0 | 0 | 0 | 0 | 0 | 0 | 0 | 0 | 0.1
4148_G_4 | MISO_Wisconsin- Upper Michigan (WUMS) | Wisconsin | 55 | Door | 29 | 4148 | 4 | Washington Island | 10967 | 1951 | 9999 | Combustion Turbine | [5 empty] | Fossil | G | 2030 | Oil |  | 0 | 0 | 0 | 0 | 0 | 0 | 0 | 0 | 0 | 0 | 0 | 0 | 0 | 0 | 0 | 0 | 0 | 0 | 0 | 0 | 0 | 0 | 0 | 0 | 0 | 0 | 0 | 0 | 0 | 0 | 0 | 0 | 0 | 0 | 0 | 0 | 0 | 0 | 0 | 0 | 0.008693 | 0 | 0 | 0 | 0 | 0 | 0 | 0 | 0 | 0 | 0.2
4148_G_5 | MISO_Wisconsin- Upper Michigan (WUMS) | Wisconsin | 55 | Door | 29 | 4148 | 5 | Washington Island | 10889 | 1968 | 9999 | Combustion Turbine | [5 empty] | Fossil | G | 2030 | Oil |  | 0 | 0 | 0 | 0 | 0 | 0 | 0 | 0 | 0 | 0 | 0 | 0 | 0 | 0 | 0 | 0 | 0 | 0 | 0 | 0 | 0 | 0 | 0 | 0 | 0 | 0 | 0 | 0 | 0 | 0 | 0 | 0 | 0 | 0 | 0 | 0 | 0 | 0 | 0 | 0 | 0.021732 | 0 | 0 | 0 | 0 | 0 | 0 | 0 | 0 | 0 | 0.5
4148_G_6 | MISO_Wisconsin- Upper Michigan (WUMS) | Wisconsin | 55 | Door | 29 | 4148 | 6 | Washington Island | 10924 | 1972 | 9999 | Combustion Turbine | [5 empty] | Fossil | G | 2030 | Oil |  | 0 | 0 | 0 | 0 | 0 | 0 | 0 | 0 | 0 | 0 | 0 | 0 | 0 | 0 | 0 | 0 | 0 | 0 | 0 | 0 | 0 | 0 | 0 | 0 | 0 | 0 | 0 | 0 | 0 | 0 | 0 | 0 | 0 | 0 | 0 | 0 | 0 | 0 | 0 | 0 | 0.039118 | 0 | 0 | 0 | 0 | 0 | 0 | 0 | 0 | 0 | 0.9
4148_G_7 | MISO_Wisconsin- Upper Michigan (WUMS) | Wisconsin | 55 | Door | 29 | 4148 | 7 | Washington Island | 11019 | 1997 | 9999 | Combustion Turbine | [5 empty] | Fossil | G | 2030 | Oil |  | 0 | 0 | 0 | 0 | 0 | 0 | 0 | 0 | 0 | 0 | 0 | 0 | 0 | 0 | 0 | 0 | 0 | 0 | 0 | 0 | 0 | 0 | 0 | 0 | 0 | 0 | 0 | 0 | 0 | 0 | 0 | 0 | 0 | 0 | 0 | 0 | 0 | 0 | 0 | 0 | 0.069544 | 0 | 0 | 0 | 0 | 0 | 0 | 0 | 0 | 0 | 1.6
4148_G_8 | MISO_Wisconsin- Upper Michigan (WUMS) | Wisconsin | 55 | Door | 29 | 4148 | 8 | Washington Island | 10891 | 1997 | 9999 | Combustion Turbine | [5 empty] | Fossil | G | 2030 | Oil |  | 0 | 0 | 0 | 0 | 0 | 0 | 0 | 0 | 0 | 0 | 0 | 0 | 0 | 0 | 0 | 0 | 0 | 0 | 0 | 0 | 0 | 0 | 0 | 0 | 0 | 0 | 0 | 0 | 0 | 0 | 0 | 0 | 0 | 0 | 0 | 0 | 0 | 0 | 0 | 0 | 0.069544 | 0 | 0 | 0 | 0 | 0 | 0 | 0 | 0 | 0 | 1.6
415_G_H1 | WECC_Northern California (not including BANC) | California | 6 | Tuolumne | 109 | 415 | H1 | Donnells | 0 | 1957 | 9999 | Hydro | [5 empty] | Non-Fossil | G | 2030 | Hydro |  | 0 | 0 | 0 | 0 | 0 | 0 | 0 | 0 | 0 | 0 | 0 | 0 | 0 | 0 | 0 | 0 | 35.6277 | 56.8164 | 107.6664 | 200.1105 | 0 | 0 | 0 | 0 | 0 | 0 | 0 | 0 | 0 | 0 | 0 | 0 | 0 | 0 | 0 | 0 | 0 | 0 | 0 | 0 | 1.1382 | 0.049523 | 0.078975 | 0.14966 | 0.27815 | 0 | 0 | 0 | 0 | 0 | 72
4158_B_BW41 | WECC_Wyoming | Wyoming | 56 | Converse | 9 | 4158 | BW41 | Dave Johnston | 11001 | 1959 | 9999 | Coal Steam | wall | dry | ESPC + Mercury Control | LNB |  | Fossil | B | 2030 | Coal |  | 0.02641 | 0.035801 | 0.048787 | 0.111 | 0 | 0 | 0 | 0 | 0.02641 | 0.035801 | 0.048787 | 0.111 | 0 | 0 | 0 | 0 | 2.4007 | 3.2543 | 4.4347 | 10.0897 | 2.8299 | 3.836 | 5.2276 | 11.8935 | 7.4097e-06 | 1.0044e-05 | 1.3688e-05 | 3.1142e-05 | 0.0048927 | 0.0066323 | 0.0090382 | 0.020563 | 0.0068973 | 0.0093497 | 0.012741 | 0.028988 | 6.4509e-06 | 8.7446e-06 | 1.1917e-05 | 2.7112e-05 | 0.090146 | 0.0074316 | 0.010074 | 0.013728 | 0.031234 | 0.024606 | 0.033355 | 0.045455 | 0.10342 | 0 | 93 | Mercury Control
4158_B_BW42 | WECC_Wyoming | Wyoming | 56 | Converse | 9 | 4158 | BW42 | Dave Johnston | 10996 | 1961 | 9999 | Coal Steam | wall | dry | ESPC + Mercury Control | LNB |  | Fossil | B | 2030 | Coal |  | 0.029805 | 0.040402 | 0.055057 | 0.12526 | 0 | 0 | 0 | 0 | 0.029805 | 0.040402 | 0.055057 | 0.12526 | 0 | 0 | 0 | 0 | 2.7105 | 3.6742 | 5.007 | 11.3916 | 3.1936 | 4.329 | 5.8994 | 13.422 | 8.362e-06 | 1.1335e-05 | 1.5447e-05 | 3.5144e-05 | 0.0058586 | 0.0079416 | 0.010822 | 0.024623 | 0.0077837 | 0.010551 | 0.014379 | 0.032714 | 7.28e-06 | 9.8685e-06 | 1.3448e-05 | 3.0597e-05 | 0.10178 | 0.0083905 | 0.011374 | 0.0155 | 0.035264 | 0.027769 | 0.037642 | 0.051297 | 0.11671 | 0 | 105 | Mercury Control
4158_B_BW43 | WECC_Wyoming | Wyoming | 56 | Converse | 9 | 4158 | BW43 | Dave Johnston | 11274 | 1964 | 9999 | Coal Steam | wall | dry | Baghouse + Dry Scrubber + Mercury Control | LNBO | Dry Scrubber | Fossil | B | 2030 | NaturalGas | Coal to Gas | 0 | 0 | 0.076636 | 0.076636 | 0 | 0 | 0 | 0 | 0 | 0 | 0 | 0 | 0 | 0 | 0 | 0 | 0 | 0 | 6.4739 | 6.4739 | 0 | 0 | 4.4863 | 4.4863 | 0 | 0 | 5.3645e-10 | 5.3645e-10 | 0 | 0 | 0.0042326 | 0.0042326 | 0 | 0 | 0 | 0 | 0 | 0 | 0 | 0 | 12.1353 | 0 | 0 | 0.024858 | 0.024858 | 0 | 0 | 0.15172 | 0.15172 | 0 | 220 | Scrubber / Mercury Control / Coal to Gas | Dry Scrubber
416_G_1 | WECC_Northern California (not including BANC) | California | 6 | Tuolumne | 109 | 416 | 1 | Tulloch | 0 | 1958 | 9999 | Hydro | [5 empty] | Non-Fossil | G | 2030 | Hydro |  | 0 | 0 | 0 | 0 | 0 | 0 | 0 | 0 | 0 | 0 | 0 | 0 | 0 | 0 | 0 | 0 | 4.5361 | 7.0606 | 13.847 | 25.4437 | 0 | 0 | 0 | 0 | 0 | 0 | 0 | 0 | 0 | 0 | 0 | 0 | 0 | 0 | 0 | 0 | 0 | 0 | 0 | 0 | 0.14227 | 0.0063052 | 0.0098142 | 0.019247 | 0.035367 | 0 | 0 | 0 | 0 | 0 | 9
416_G_2 | WECC_Northern California (not including BANC) | California | 6 | Tuolumne | 109 | 416 | 2 | Tulloch | 0 | 1958 | 9999 | Hydro | [5 empty] | Non-Fossil | G | 2030 | Hydro |  | 0 | 0 | 0 | 0 | 0 | 0 | 0 | 0 | 0 | 0 | 0 | 0 | 0 | 0 | 0 | 0 | 5.0402 | 7.8451 | 15.3855 | 28.2708 | 0 | 0 | 0 | 0 | 0 | 0 | 0 | 0 | 0 | 0 | 0 | 0 | 0 | 0 | 0 | 0 | 0 | 0 | 0 | 0 | 0.15808 | 0.0070058 | 0.010905 | 0.021386 | 0.039296 | 0 | 0 | 0 | 0 | 0 | 10
416_G_3 | WECC_Northern California (not including BANC) | California | 6 | Tuolumne | 109 | 416 | 3 | Tulloch | 0 | 2012 | 9999 | Hydro | [5 empty] | Non-Fossil | G | 2030 | Hydro |  | 0 | 0 | 0 | 0 | 0 | 0 | 0 | 0 | 0 | 0 | 0 | 0 | 0 | 0 | 0 | 0 | 3.4273 | 5.3347 | 10.4622 | 19.2241 | 0 | 0 | 0 | 0 | 0 | 0 | 0 | 0 | 0 | 0 | 0 | 0 | 0 | 0 | 0 | 0 | 0 | 0 | 0 | 0 | 0.1075 | 0.004764 | 0.0074152 | 0.014542 | 0.026722 | 0 | 0 | 0 | 0 | 0 | 6.8
4162_B_1 | WECC_Wyoming | Wyoming | 56 | Lincoln | 23 | 4162 | 1 | Naughton | 10983 | 1963 | 9999 | Coal Steam | tangential | dry | ESPC + Cyclone + Wet Scrubber + Mercury Control | LNC3 | Wet Scrubber | Fossil | B | 2030 | NaturalGas | Coal to Gas | 0 | 0 | 0.055509 | 0.055509 | 0 | 0 | 0 | 0 | 0 | 0 | 0 | 0 | 0 | 0 | 0 | 0 | 0 | 0 | 4.8134 | 4.8134 | 0 | 0 | 3.2495 | 3.2495 | 0 | 0 | 3.8856e-10 | 3.8856e-10 | 0 | 0 | 0.0020386 | 0.0020386 | 0 | 0 | 0 | 0 | 0 | 0 | 0 | 0 | 8.6213 | 0 | 0 | 0.020693 | 0.020693 | 0 | 0 | 0.10989 | 0.10989 | 0 | 156 | Scrubber / Mercury Control / Coal to Gas | Wet Scrubber
4162_B_2 | WECC_Wyoming | Wyoming | 56 | Lincoln | 23 | 4162 | 2 | Naughton | 10956 | 1968 | 9999 | Coal Steam | tangential | dry | ESPC + Cyclone + Wet Scrubber + Mercury Control | LNC3 | Wet Scrubber | Fossil | B | 2030 | NaturalGas | Coal to Gas | 0 | 0 | 0.068042 | 0.068042 | 0 | 0 | 0 | 0 | 0 | 0 | 0 | 0 | 0 | 0 | 0 | 0 | 0 | 0 | 5.9148 | 5.9148 | 0 | 0 | 3.9832 | 3.9832 | 0 | 0 | 4.7629e-10 | 4.7629e-10 | 0 | 0 | 0.0024988 | 0.0024988 | 0 | 0 | 0 | 0 | 0 | 0 | 0 | 0 | 11.1085 | 0 | 0 | 0.025427 | 0.025427 | 0 | 0 | 0.13471 | 0.13471 | 0 | 201 | Scrubber / Mercury Control / Coal to Gas | Wet Scrubber
417_G_1 | WECC_Northern California (not including BANC) | California | 6 | Butte | 7 | 417 | 1 | Forbestown | 0 | 1963 | 9999 | Hydro | [5 empty] | Non-Fossil | G | 2030 | Hydro |  | 0 | 0 | 0 | 0 | 0 | 0 | 0 | 0 | 0 | 0 | 0 | 0 | 0 | 0 | 0 | 0 | 18.5561 | 29.5919 | 56.0762 | 104.2242 | 0 | 0 | 0 | 0 | 0 | 0 | 0 | 0 | 0 | 0 | 0 | 0 | 0 | 0 | 0 | 0 | 0 | 0 | 0 | 0 | 0.59281 | 0.025793 | 0.041133 | 0.077946 | 0.14487 | 0 | 0 | 0 | 0 | 0 | 37.5
4176_G_1 | WECC_Wyoming | Wyoming | 56 | Natrona | 25 | 4176 | 1 | Fremont Canyon | 0 | 1961 | 9999 | Hydro | [5 empty] | Non-Fossil | G | 2030 | Hydro |  | 0 | 0 | 0 | 0 | 0 | 0 | 0 | 0 | 0 | 0 | 0 | 0 | 0 | 0 | 0 | 0 | 13.4682 | 24.3654 | 63.9306 | 101.7642 | 0 | 0 | 0 | 0 | 0 | 0 | 0 | 0 | 0 | 0 | 0 | 0 | 0 | 0 | 0 | 0 | 0 | 0 | 0 | 0 | 0.528 | 0.018721 | 0.033868 | 0.088864 | 0.14145 | 0 | 0 | 0 | 0 | 0 | 33.4
4176_G_2 | WECC_Wyoming | Wyoming | 56 | Natrona | 25 | 4176 | 2 | Fremont Canyon | 0 | 1960 | 9999 | Hydro | [5 empty] | Non-Fossil | G | 2030 | Hydro |  | 0 | 0 | 0 | 0 | 0 | 0 | 0 | 0 | 0 | 0 | 0 | 0 | 0 | 0 | 0 | 0 | 13.4682 | 24.3654 | 63.9306 | 101.7642 | 0 | 0 | 0 | 0 | 0 | 0 | 0 | 0 | 0 | 0 | 0 | 0 | 0 | 0 | 0 | 0 | 0 | 0 | 0 | 0 | 0.528 | 0.018721 | 0.033868 | 0.088864 | 0.14145 | 0 | 0 | 0 | 0 | 0 | 33.4
4177_G_1 | WECC_Wyoming | Wyoming | 56 | Platte | 31 | 4177 | 1 | Glendo | 0 | 1958 | 9999 | Hydro | [5 empty] | Non-Fossil | G | 2030 | Hydro |  | 0 | 0 | 0 | 0 | 0 | 0 | 0 | 0 | 0 | 0 | 0 | 0 | 0 | 0 | 0 | 0 | 7.6616 | 13.8606 | 36.3677 | 57.8898 | 0 | 0 | 0 | 0 | 0 | 0 | 0 | 0 | 0 | 0 | 0 | 0 | 0 | 0 | 0 | 0 | 0 | 0 | 0 | 0 | 0.30036 | 0.01065 | 0.019266 | 0.050551 | 0.080467 | 0 | 0 | 0 | 0 | 0 | 19
4177_G_2 | WECC_Wyoming | Wyoming | 56 | Platte | 31 | 4177 | 2 | Glendo | 0 | 1959 | 9999 | Hydro | [5 empty] | Non-Fossil | G | 2030 | Hydro |  | 0 | 0 | 0 | 0 | 0 | 0 | 0 | 0 | 0 | 0 | 0 | 0 | 0 | 0 | 0 | 0 | 7.6616 | 13.8606 | 36.3677 | 57.8898 | 0 | 0 | 0 | 0 | 0 | 0 | 0 | 0 | 0 | 0 | 0 | 0 | 0 | 0 | 0 | 0 | 0 | 0 | 0 | 0 | 0.30036 | 0.01065 | 0.019266 | 0.050551 | 0.080467 | 0 | 0 | 0 | 0 | 0 | 19
4178_G_1 | WECC_Wyoming | Wyoming | 56 | Platte | 31 | 4178 | 1 | Guernsey | 0 | 1927 | 9999 | Hydro | [5 empty] | Non-Fossil | G | 2030 | Hydro |  | 0 | 0 | 0 | 0 | 0 | 0 | 0 | 0 | 0 | 0 | 0 | 0 | 0 | 0 | 0 | 0 | 1.2904 | 2.3344 | 6.1251 | 9.7499 | 0 | 0 | 0 | 0 | 0 | 0 | 0 | 0 | 0 | 0 | 0 | 0 | 0 | 0 | 0 | 0 | 0 | 0 | 0 | 0 | 0.050586 | 0.0017936 | 0.0032448 | 0.0085139 | 0.013552 | 0 | 0 | 0 | 0 | 0 | 3.2
4178_G_2 | WECC_Wyoming | Wyoming | 56 | Platte | 31 | 4178 | 2 | Guernsey | 0 | 1928 | 9999 | Hydro | [5 empty] | Non-Fossil | G | 2030 | Hydro |  | 0 | 0 | 0 | 0 | 0 | 0 | 0 | 0 | 0 | 0 | 0 | 0 | 0 | 0 | 0 | 0 | 1.2904 | 2.3344 | 6.1251 | 9.7499 | 0 | 0 | 0 | 0 | 0 | 0 | 0 | 0 | 0 | 0 | 0 | 0 | 0 | 0 | 0 | 0 | 0 | 0 | 0 | 0 | 0.050586 | 0.0017936 | 0.0032448 | 0.0085139 | 0.013552 | 0 | 0 | 0 | 0 | 0 | 3.2
418_G_1 | WECC_Northern California (not including BANC) | California | 6 | Butte | 7 | 418 | 1 | Kelly Ridge | 0 | 1963 | 9999 | Hydro | [5 empty] | Non-Fossil | G | 2030 | Hydro |  | 0 | 0 | 0 | 0 | 0 | 0 | 0 | 0 | 0 | 0 | 0 | 0 | 0 | 0 | 0 | 0 | 5.4431 | 8.6803 | 16.449 | 30.5724 | 0 | 0 | 0 | 0 | 0 | 0 | 0 | 0 | 0 | 0 | 0 | 0 | 0 | 0 | 0 | 0 | 0 | 0 | 0 | 0 | 0.17389 | 0.0075659 | 0.012066 | 0.022864 | 0.042496 | 0 | 0 | 0 | 0 | 0 | 11
4180_G_1 | WECC_Wyoming | Wyoming | 56 | Carbon | 7 | 4180 | 1 | Kortes | 0 | 1951 | 9999 | Hydro | [5 empty] | Non-Fossil | G | 2030 | Hydro |  | 0 | 0 | 0 | 0 | 0 | 0 | 0 | 0 | 0 | 0 | 0 | 0 | 0 | 0 | 0 | 0 | 4.9195 | 8.8999 | 23.3519 | 37.1714 | 0 | 0 | 0 | 0 | 0 | 0 | 0 | 0 | 0 | 0 | 0 | 0 | 0 | 0 | 0 | 0 | 0 | 0 | 0 | 0 | 0.19286 | 0.0068381 | 0.012371 | 0.032459 | 0.051668 | 0 | 0 | 0 | 0 | 0 | 12.2
4180_G_2 | WECC_Wyoming | Wyoming | 56 | Carbon | 7 | 4180 | 2 | Kortes | 0 | 1950 | 9999 | Hydro | [5 empty] | Non-Fossil | G | 2030 | Hydro |  | 0 | 0 | 0 | 0 | 0 | 0 | 0 | 0 | 0 | 0 | 0 | 0 | 0 | 0 | 0 | 0 | 4.9195 | 8.8999 | 23.3519 | 37.1714 | 0 | 0 | 0 | 0 | 0 | 0 | 0 | 0 | 0 | 0 | 0 | 0 | 0 | 0 | 0 | 0 | 0 | 0 | 0 | 0 | 0.19286 | 0.0068381 | 0.012371 | 0.032459 | 0.051668 | 0 | 0 | 0 | 0 | 0 | 12.2
4180_G_3 | WECC_Wyoming | Wyoming | 56 | Carbon | 7 | 4180 | 3 | Kortes | 0 | 1950 | 9999 | Hydro | [5 empty] | Non-Fossil | G | 2030 | Hydro |  | 0 | 0 | 0 | 0 | 0 | 0 | 0 | 0 | 0 | 0 | 0 | 0 | 0 | 0 | 0 | 0 | 4.9195 | 8.8999 | 23.3519 | 37.1714 | 0 | 0 | 0 | 0 | 0 | 0 | 0 | 0 | 0 | 0 | 0 | 0 | 0 | 0 | 0 | 0 | 0 | 0 | 0 | 0 | 0.19286 | 0.0068381 | 0.012371 | 0.032459 | 0.051668 | 0 | 0 | 0 | 0 | 0 | 12.2
4182_G_1 | WECC_Wyoming | Wyoming | 56 | Carbon | 7 | 4182 | 1 | Seminoe | 0 | 1939 | 9999 | Hydro | [5 empty] | Non-Fossil | G | 2030 | Hydro |  | 0 | 0 | 0 | 0 | 0 | 0 | 0 | 0 | 0 | 0 | 0 | 0 | 0 | 0 | 0 | 0 | 6.9357 | 12.5475 | 32.9223 | 52.4055 | 0 | 0 | 0 | 0 | 0 | 0 | 0 | 0 | 0 | 0 | 0 | 0 | 0 | 0 | 0 | 0 | 0 | 0 | 0 | 0 | 0.2719 | 0.0096407 | 0.017441 | 0.045762 | 0.072844 | 0 | 0 | 0 | 0 | 0 | 17.2
4182_G_2 | WECC_Wyoming | Wyoming | 56 | Carbon | 7 | 4182 | 2 | Seminoe | 0 | 1939 | 9999 | Hydro | [5 empty] | Non-Fossil | G | 2030 | Hydro |  | 0 | 0 | 0 | 0 | 0 | 0 | 0 | 0 | 0 | 0 | 0 | 0 | 0 | 0 | 0 | 0 | 6.9357 | 12.5475 | 32.9223 | 52.4055 | 0 | 0 | 0 | 0 | 0 | 0 | 0 | 0 | 0 | 0 | 0 | 0 | 0 | 0 | 0 | 0 | 0 | 0 | 0 | 0 | 0.2719 | 0.0096407 | 0.017441 | 0.045762 | 0.072844 | 0 | 0 | 0 | 0 | 0 | 17.2
4182_G_3 | WECC_Wyoming | Wyoming | 56 | Carbon | 7 | 4182 | 3 | Seminoe | 0 | 1939 | 9999 | Hydro | [5 empty] | Non-Fossil | G | 2030 | Hydro |  | 0 | 0 | 0 | 0 | 0 | 0 | 0 | 0 | 0 | 0 | 0 | 0 | 0 | 0 | 0 | 0 | 6.9357 | 12.5475 | 32.9223 | 52.4055 | 0 | 0 | 0 | 0 | 0 | 0 | 0 | 0 | 0 | 0 | 0 | 0 | 0 | 0 | 0 | 0 | 0 | 0 | 0 | 0 | 0.2719 | 0.0096407 | 0.017441 | 0.045762 | 0.072844 | 0 | 0 | 0 | 0 | 0 | 17.2
4183_G_1 | WECC_Wyoming | Wyoming | 56 | Park | 29 | 4183 | 1 | Shoshone (WY) | 0 | 1922 | 9999 | Hydro | [5 empty] | Non-Fossil | G | 2030 | Hydro |  | 0 | 0 | 0 | 0 | 0 | 0 | 0 | 0 | 0 | 0 | 0 | 0 | 0 | 0 | 0 | 0 | 1.2097 | 2.1885 | 5.7423 | 9.1405 | 0 | 0 | 0 | 0 | 0 | 0 | 0 | 0 | 0 | 0 | 0 | 0 | 0 | 0 | 0 | 0 | 0 | 0 | 0 | 0 | 0.047425 | 0.0016815 | 0.003042 | 0.0079818 | 0.012705 | 0 | 0 | 0 | 0 | 0 | 3
4185_G_1 | WECC_Wyoming | Wyoming | 56 | Lincoln | 23 | 4185 | 1 | Fontenelle | 0 | 1968 | 9999 | Hydro | [5 empty] | Non-Fossil | G | 2030 | Hydro |  | 0 | 0 | 0 | 0 | 0 | 0 | 0 | 0 | 0 | 0 | 0 | 0 | 0 | 0 | 0 | 0 | 5.9158 | 11.6381 | 33.3759 | 50.9298 | 0 | 0 | 0 | 0 | 0 | 0 | 0 | 0 | 0 | 0 | 0 | 0 | 0 | 0 | 0 | 0 | 0 | 0 | 0 | 0 | 0.17705 | 0.008223 | 0.016177 | 0.046392 | 0.070792 | 0 | 0 | 0 | 0 | 0 | 11.2
419_G_1 | WECC_Northern California (not including BANC) | California | 6 | Butte | 7 | 419 | 1 | Woodleaf | 0 | 1963 | 9999 | Hydro | [5 empty] | Non-Fossil | G | 2030 | Hydro |  | 0 | 0 | 0 | 0 | 0 | 0 | 0 | 0 | 0 | 0 | 0 | 0 | 0 | 0 | 0 | 0 | 29.6898 | 47.347 | 89.722 | 166.7587 | 0 | 0 | 0 | 0 | 0 | 0 | 0 | 0 | 0 | 0 | 0 | 0 | 0 | 0 | 0 | 0 | 0 | 0 | 0 | 0 | 0.94849 | 0.041269 | 0.065812 | 0.12471 | 0.23179 | 0 | 0 | 0 | 0 | 0 | 60
4195_B_1 | ERCOT_Rest | Texas | 48 | Hunt | 231 | 4195 | 1 | Powerlane Plant | 14500 | 1965 | 9999 | O/G Steam | [5 empty] | Fossil | B | 2030 | NaturalGas |  | 0.00080899 | 0 | 0 | 0.00080899 | 0 | 0 | 0 | 0 | 0 | 0 | 0 | 0 | 0 | 0 | 0 | 0 | 0.055792 | 0 | 0 | 0.055792 | 0.047358 | 0 | 0 | 0.047358 | 5.6629e-11 | 0 | 0 | 5.6629e-11 | 8.5906e-05 | 0 | 0 | 8.5906e-05 | 0 | 0 | 0 | 0 | 0 | 0 | 0 | 0 | 0.89525 | 4.9073e-05 | 0 | 0 | 4.9073e-05 | 0.0021577 | 0 | 0 | 0.0021577 | 0 | 17.5
4195_B_2 | ERCOT_Rest | Texas | 48 | Hunt | 231 | 4195 | 2 | Powerlane Plant | 14500 | 1967 | 9999 | O/G Steam | wall | dry |  | OFA |  | Fossil | B | 2030 | NaturalGas |  | 0.0011095 | 0 | 0 | 0.0011095 | 0 | 0 | 0 | 0 | 0 | 0 | 0 | 0 | 0 | 0 | 0 | 0 | 0.076515 | 0 | 0 | 0.076515 | 0.064948 | 0 | 0 | 0.064948 | 7.7663e-11 | 0 | 0 | 7.7663e-11 | 0.00011 | 0 | 0 | 0.00011 | 0 | 0 | 0 | 0 | 0 | 0 | 0 | 0 | 1.2271 | 6.73e-05 | 0 | 0 | 6.73e-05 | 0.0029591 | 0 | 0 | 0.0029591 | 0 | 24
4195_B_3 | ERCOT_Rest | Texas | 48 | Hunt | 231 | 4195 | 3 | Powerlane Plant | 14500 | 1977 | 9999 | O/G Steam | wall | dry |  | OFA |  | Fossil | B | 2030 | NaturalGas |  | 0 | 0 | 0 | 0 | 0 | 0 | 0 | 0 | 0 | 0 | 0 | 0 | 0 | 0 | 0 | 0 | 0 | 0 | 0 | 0 | 0 | 0 | 0 | 0 | 0 | 0 | 0 | 0 | 0 | 0 | 0 | 0 | 0 | 0 | 0 | 0 | 0 | 0 | 0 | 0 | 1.7554 | 0 | 0 | 0 | 0 | 0 | 0 | 0 | 0 | 0 | 41
4195_G_EP | ERCOT_Rest | Texas | 48 | Hunt | 231 | 4195 | EP | Powerlane Plant | 12400 | 2010 | 9999 | Combustion Turbine | [5 empty] | Fossil | G | 2030 | NaturalGas |  | 0.00036668 | 0.00027501 | 0 | 0.00064169 | 0 | 0 | 0 | 0 | 0 | 0 | 0 | 0 | 0 | 0 | 0 | 0 | 0.029571 | 0.022178 | 0 | 0.05175 | 0.021466 | 0.016099 | 0 | 0.037565 | 2.5668e-11 | 1.9251e-11 | 0 | 4.4919e-11 | 1.272e-05 | 9.5402e-06 | 0 | 2.226e-05 | 0 | 0 | 0 | 0 | 0 | 0 | 0 | 0 | 0.16175 | 0.00013958 | 0.00010468 | 0 | 0.00024426 | 0.00097801 | 0.00064576 | 0 | 0.0016238 | 0 | 8.2
4195_G_EP2 | ERCOT_Rest | Texas | 48 | Hunt | 231 | 4195 | EP2 | Powerlane Plant | 12399 | 2010 | 9999 | Combustion Turbine | [5 empty] | Fossil | G | 2030 | NaturalGas |  | 0.00036665 | 0.00027499 | 0 | 0.00064164 | 0 | 0 | 0 | 0 | 0 | 0 | 0 | 0 | 0 | 0 | 0 | 0 | 0.029571 | 0.022178 | 0 | 0.05175 | 0.021464 | 0.016098 | 0 | 0.037562 | 2.5666e-11 | 1.9249e-11 | 0 | 4.4915e-11 | 1.2013e-05 | 9.01e-06 | 0 | 2.1023e-05 | 0 | 0 | 0 | 0 | 0 | 0 | 0 | 0 | 0.16175 | 0.00013958 | 0.00010468 | 0 | 0.00024426 | 0.00097793 | 0.00064571 | 0 | 0.0016236 | 0 | 8.2
4195_G_EP3 | ERCOT_Rest | Texas | 48 | Hunt | 231 | 4195 | EP3 | Powerlane Plant | 12399 | 2010 | 9999 | Combustion Turbine | [5 empty] | Fossil | G | 2030 | NaturalGas |  | 0.00036665 | 0.00027499 | 0 | 0.00064164 | 0 | 0 | 0 | 0 | 0 | 0 | 0 | 0 | 0 | 0 | 0 | 0 | 0.029571 | 0.022178 | 0 | 0.05175 | 0.021464 | 0.016098 | 0 | 0.037562 | 2.5666e-11 | 1.9249e-11 | 0 | 4.4915e-11 | 1.2334e-05 | 9.2507e-06 | 0 | 2.1585e-05 | 0 | 0 | 0 | 0 | 0 | 0 | 0 | 0 | 0.16175 | 0.00013958 | 0.00010468 | 0 | 0.00024426 | 0.00097793 | 0.00064571 | 0 | 0.0016236 | 0 | 8.2
4201_G_HC1 | MISO_Wisconsin- Upper Michigan (WUMS) | Wisconsin | 55 | Outagamie | 87 | 4201 | HC1 | Combined Locks | 0 | 1988 | 9999 | Hydro | [5 empty] | Non-Fossil | G | 2030 | Hydro |  | 0 | 0 | 0 | 0 | 0 | 0 | 0 | 0 | 0 | 0 | 0 | 0 | 0 | 0 | 0 | 0 | 3.7004 | 5.5942 | 7.6185 | 16.9131 | 0 | 0 | 0 | 0 | 0 | 0 | 0 | 0 | 0 | 0 | 0 | 0 | 0 | 0 | 0 | 0 | 0 | 0 | 0 | 0 | 0.049006 | 0.0051435 | 0.0077759 | 0.01059 | 0.023509 | 0 | 0 | 0 | 0 | 0 | 3.1
4201_G_HC2 | MISO_Wisconsin- Upper Michigan (WUMS) | Wisconsin | 55 | Outagamie | 87 | 4201 | HC2 | Combined Locks | 0 | 1988 | 9999 | Hydro | [5 empty] | Non-Fossil | G | 2030 | Hydro |  | 0 | 0 | 0 | 0 | 0 | 0 | 0 | 0 | 0 | 0 | 0 | 0 | 0 | 0 | 0 | 0 | 3.7004 | 5.5942 | 7.6185 | 16.9131 | 0 | 0 | 0 | 0 | 0 | 0 | 0 | 0 | 0 | 0 | 0 | 0 | 0 | 0 | 0 | 0 | 0 | 0 | 0 | 0 | 0.049006 | 0.0051435 | 0.0077759 | 0.01059 | 0.023509 | 0 | 0 | 0 | 0 | 0 | 3.1
4204_G_HY1 | WECC_Idaho | Idaho | 16 | Fremont | 43 | 4204 | HY1 | Island Park | 0 | 1994 | 9999 | Hydro | [5 empty] | Non-Fossil | G | 2030 | Hydro |  | 0 | 0 | 0 | 0 | 0 | 0 | 0 | 0 | 0 | 0 | 0 | 0 | 0 | 0 | 0 | 0 | 1.7474 | 2.4075 | 3.9005 | 8.0555 | 0 | 0 | 0 | 0 | 0 | 0 | 0 | 0 | 0 | 0 | 0 | 0 | 0 | 0 | 0 | 0 | 0 | 0 | 0 | 0 | 0.03794 | 0.0024289 | 0.0033465 | 0.0054217 | 0.011197 | 0 | 0 | 0 | 0 | 0 | 2.4
4204_G_HY2 | WECC_Idaho | Idaho | 16 | Fremont | 43 | 4204 | HY2 | Island Park | 0 | 1994 | 9999 | Hydro | [5 empty] | Non-Fossil | G | 2030 | Hydro |  | 0 | 0 | 0 | 0 | 0 | 0 | 0 | 0 | 0 | 0 | 0 | 0 | 0 | 0 | 0 | 0 | 1.7474 | 2.4075 | 3.9005 | 8.0555 | 0 | 0 | 0 | 0 | 0 | 0 | 0 | 0 | 0 | 0 | 0 | 0 | 0 | 0 | 0 | 0 | 0 | 0 | 0 | 0 | 0.03794 | 0.0024289 | 0.0033465 | 0.0054217 | 0.011197 | 0 | 0 | 0 | 0 | 0 | 2.4
4213_G_1 | WECC_Pacific Northwest | Oregon | 41 | Multnomah | 51 | 4213 | 1 | PHP 1 | 0 | 1982 | 9999 | Hydro | [5 empty] | Non-Fossil | G | 2030 | Hydro |  | 0 | 0 | 0 | 0 | 0 | 0 | 0 | 0 | 0 | 0 | 0 | 0 | 0 | 0 | 0 | 0 | 23.1757 | 29.0083 | 34.9319 | 87.1159 | 0 | 0 | 0 | 0 | 0 | 0 | 0 | 0 | 0 | 0 | 0 | 0 | 0 | 0 | 0 | 0 | 0 | 0 | 0 | 0 | 0.3794 | 0.032214 | 0.040322 | 0.048555 | 0.12109 | 0 | 0 | 0 | 0 | 0 | 24
4214_G_2 | WECC_Pacific Northwest | Oregon | 41 | Clackamas | 5 | 4214 | 2 | PHP 2 | 0 | 1982 | 9999 | Hydro | [5 empty] | Non-Fossil | G | 2030 | Hydro |  | 0 | 0 | 0 | 0 | 0 | 0 | 0 | 0 | 0 | 0 | 0 | 0 | 0 | 0 | 0 | 0 | 13.0363 | 16.3172 | 19.6492 | 49.0027 | 0 | 0 | 0 | 0 | 0 | 0 | 0 | 0 | 0 | 0 | 0 | 0 | 0 | 0 | 0 | 0 | 0 | 0 | 0 | 0 | 0.21341 | 0.018121 | 0.022681 | 0.027312 | 0.068114 | 0 | 0 | 0 | 0 | 0 | 13.5
422_G_GT1 | WECC_Southern California Edison | California | 6 | Los Angeles | 37 | 422 | GT1 | Glenarm | 14474 | 1976 | 9999 | Combustion Turbine |  |  | SCR |  |  | Fossil | G | 2030 | NaturalGas |  | 0 | 0 | 0 | 0 | 0 | 0 | 0 | 0 | 0 | 0 | 0 | 0 | 0 | 0 | 0 | 0 | 0 | 0 | 0 | 0 | 0 | 0 | 0 | 0 | 0 | 0 | 0 | 0 | 0 | 0 | 0 | 0 | 0 | 0 | 0 | 0 | 0 | 0 | 0 | 0 | 1.3744 | 0 | 0 | 0 | 0 | 0 | 0 | 0 | 0 | 0 | 28.6 | SCR
422_G_GT2 | WECC_Southern California Edison | California | 6 | Los Angeles | 37 | 422 | GT2 | Glenarm | 14474 | 1976 | 9999 | Combustion Turbine |  |  | SCR |  |  | Fossil | G | 2030 | NaturalGas |  | 0 | 0 | 0 | 0 | 0 | 0 | 0 | 0 | 0 | 0 | 0 | 0 | 0 | 0 | 0 | 0 | 0 | 0 | 0 | 0 | 0 | 0 | 0 | 0 | 0 | 0 | 0 | 0 | 0 | 0 | 0 | 0 | 0 | 0 | 0 | 0 | 0 | 0 | 0 | 0 | 1.3744 | 0 | 0 | 0 | 0 | 0 | 0 | 0 | 0 | 0 | 28.6 | SCR
422_G_GT3 | WECC_Southern California Edison | California | 6 | Los Angeles | 37 | 422 | GT3 | Glenarm | 14473 | 2004 | 9999 | Combustion Turbine |  |  | SCR |  |  | Fossil | G | 2030 | NaturalGas |  | 0 | 0 | 0 | 0 | 0 | 0 | 0 | 0 | 0 | 0 | 0 | 0 | 0 | 0 | 0 | 0 | 0 | 0 | 0 | 0 | 0 | 0 | 0 | 0 | 0 | 0 | 0 | 0 | 0 | 0 | 0 | 0 | 0 | 0 | 0 | 0 | 0 | 0 | 0 | 0 | 2.2682 | 0 | 0 | 0 | 0 | 0 | 0 | 0 | 0 | 0 | 47.2 | SCR
422_G_GT4 | WECC_Southern California Edison | California | 6 | Los Angeles | 37 | 422 | GT4 | Glenarm | 14473 | 2004 | 9999 | Combustion Turbine |  |  | SCR |  |  | Fossil | G | 2030 | NaturalGas |  | 0 | 0 | 0 | 0 | 0 | 0 | 0 | 0 | 0 | 0 | 0 | 0 | 0 | 0 | 0 | 0 | 0 | 0 | 0 | 0 | 0 | 0 | 0 | 0 | 0 | 0 | 0 | 0 | 0 | 0 | 0 | 0 | 0 | 0 | 0 | 0 | 0 | 0 | 0 | 0 | 2.2682 | 0 | 0 | 0 | 0 | 0 | 0 | 0 | 0 | 0 | 47.2 | SCR
422_G_GT5 | WECC_Southern California Edison | California | 6 | Los Angeles | 37 | 422 | GT5 | Glenarm | 10031 | 2016 | 9999 | Combined Cycle |  |  | SCR | H2O |  | Fossil | G | 2030 | NaturalGas |  | 0 | 0 | 0 | 0 | 0 | 0 | 0 | 0 | 0 | 0 | 0 | 0 | 0 | 0 | 0 | 0 | 0 | 0 | 0 | 0 | 0 | 0 | 0 | 0 | 0 | 0 | 0 | 0 | 0 | 0 | 0 | 0 | 0 | 0 | 0 | 0 | 0 | 0 | 0 | 0 | 2.148 | 0 | 0 | 0 | 0 | 0 | 0 | 0 | 0 | 0 | 68 | SCR
422_G_ST1 | WECC_Southern California Edison | California | 6 | Los Angeles | 37 | 422 | ST1 | Glenarm | 10031 | 2016 | 9999 | Combined Cycle |  |  | SCR |  |  | Fossil | G | 2030 | NaturalGas |  | 0 | 0 | 0 | 0 | 0 | 0 | 0 | 0 | 0 | 0 | 0 | 0 | 0 | 0 | 0 | 0 | 0 | 0 | 0 | 0 | 0 | 0 | 0 | 0 | 0 | 0 | 0 | 0 | 0 | 0 | 0 | 0 | 0 | 0 | 0 | 0 | 0 | 0 | 0 | 0 | 0.50541 | 0 | 0 | 0 | 0 | 0 | 0 | 0 | 0 | 0 | 16 | SCR
424_G_1 | WECC_Northern California (not including BANC) | California | 6 | Placer | 61 | 424 | 1 | French Meadows | 0 | 1966 | 9999 | Hydro | [5 empty] | Non-Fossil | G | 2030 | Hydro |  | 0 | 0 | 0 | 0 | 0 | 0 | 0 | 0 | 0 | 0 | 0 | 0 | 0 | 0 | 0 | 0 | 7.9173 | 12.6259 | 23.9259 | 44.469 | 0 | 0 | 0 | 0 | 0 | 0 | 0 | 0 | 0 | 0 | 0 | 0 | 0 | 0 | 0 | 0 | 0 | 0 | 0 | 0 | 0.25293 | 0.011005 | 0.01755 | 0.033257 | 0.061812 | 0 | 0 | 0 | 0 | 0 | 16
425_G_1 | WECC_Northern California (not including BANC) | California | 6 | Placer | 61 | 425 | 1 | Middle Fork | 0 | 1966 | 9999 | Hydro | [5 empty] | Non-Fossil | G | 2030 | Hydro |  | 0 | 0 | 0 | 0 | 0 | 0 | 0 | 0 | 0 | 0 | 0 | 0 | 0 | 0 | 0 | 0 | 32.6587 | 52.0817 | 98.6942 | 183.4346 | 0 | 0 | 0 | 0 | 0 | 0 | 0 | 0 | 0 | 0 | 0 | 0 | 0 | 0 | 0 | 0 | 0 | 0 | 0 | 0 | 1.0433 | 0.045396 | 0.072394 | 0.13718 | 0.25497 | 0 | 0 | 0 | 0 | 0 | 66
425_G_2 | WECC_Northern California (not including BANC) | California | 6 | Placer | 61 | 425 | 2 | Middle Fork | 0 | 1966 | 9999 | Hydro | [5 empty] | Non-Fossil | G | 2030 | Hydro |  | 0 | 0 | 0 | 0 | 0 | 0 | 0 | 0 | 0 | 0 | 0 | 0 | 0 | 0 | 0 | 0 | 32.6587 | 52.0817 | 98.6942 | 183.4346 | 0 | 0 | 0 | 0 | 0 | 0 | 0 | 0 | 0 | 0 | 0 | 0 | 0 | 0 | 0 | 0 | 0 | 0 | 0 | 0 | 1.0433 | 0.045396 | 0.072394 | 0.13718 | 0.25497 | 0 | 0 | 0 | 0 | 0 | 66
4251_G_1 | WECC_Utah | Utah | 49 | Cache | 5 | 4251 | 1 | Logan City | 25000 | 2002 | 9999 | Combustion Turbine | [5 empty] | Fossil | G | 2030 | NaturalGas |  | 0 | 0 | 0.00010065 | 0.00010065 | 0 | 0 | 0 | 0 | 0 | 0 | 0 | 0 | 0 | 0 | 0 | 0 | 0 | 0 | 0.0040262 | 0.0040262 | 0 | 0 | 0.0058923 | 0.0058923 | 0 | 0 | 7.0458e-12 | 7.0458e-12 | 0 | 0 | 1.2025e-05 | 1.2025e-05 | 0 | 0 | 0 | 0 | 0 | 0 | 0 | 0 | 0.088763 | 0 | 0 | 1.8561e-05 | 1.8561e-05 | 0 | 0 | 0.00021189 | 0.00021189 | 0 | 4.5
4251_G_2 | WECC_Utah | Utah | 49 | Cache | 5 | 4251 | 2 | Logan City | 25000 | 2002 | 9999 | Combustion Turbine | [5 empty] | Fossil | G | 2030 | NaturalGas |  | 0 | 0 | 0.00010065 | 0.00010065 | 0 | 0 | 0 | 0 | 0 | 0 | 0 | 0 | 0 | 0 | 0 | 0 | 0 | 0 | 0.0040262 | 0.0040262 | 0 | 0 | 0.0058923 | 0.0058923 | 0 | 0 | 7.0458e-12 | 7.0458e-12 | 0 | 0 | 1.2025e-05 | 1.2025e-05 | 0 | 0 | 0 | 0 | 0 | 0 | 0 | 0 | 0.088763 | 0 | 0 | 1.8561e-05 | 1.8561e-05 | 0 | 0 | 0.00021189 | 0.00021189 | 0 | 4.5
4251_G_3 | WECC_Utah | Utah | 49 | Cache | 5 | 4251 | 3 | Logan City | 25000 | 2002 | 9999 | Combustion Turbine | [5 empty] | Fossil | G | 2030 | NaturalGas |  | 0 | 0 | 0.00010065 | 0.00010065 | 0 | 0 | 0 | 0 | 0 | 0 | 0 | 0 | 0 | 0 | 0 | 0 | 0 | 0 | 0.0040262 | 0.0040262 | 0 | 0 | 0.0058923 | 0.0058923 | 0 | 0 | 7.0458e-12 | 7.0458e-12 | 0 | 0 | 1.2025e-05 | 1.2025e-05 | 0 | 0 | 0 | 0 | 0 | 0 | 0 | 0 | 0.088763 | 0 | 0 | 1.8561e-05 | 1.8561e-05 | 0 | 0 | 0.00021189 | 0.00021189 | 0 | 4.5
4256_G_1 | WECC_Northern California (not including BANC) | California | 6 | Stanislaus | 99 | 4256 | 1 | Walnut | 25000 | 1986 | 9999 | Combustion Turbine | [5 empty] | Fossil | G | 2030 | Oil |  | 0 | 0 | 0 | 0 | 0 | 0 | 0 | 0 | 0 | 0 | 0 | 0 | 0 | 0 | 0 | 0 | 0 | 0 | 0 | 0 | 0 | 0 | 0 | 0 | 0 | 0 | 0 | 0 | 0 | 0 | 0 | 0 | 0 | 0 | 0 | 0 | 0 | 0 | 0 | 0 | 1.0745 | 0 | 0 | 0 | 0 | 0 | 0 | 0 | 0 | 0 | 23.5
4256_G_2 | WECC_Northern California (not including BANC) | California | 6 | Stanislaus | 99 | 4256 | 2 | Walnut | 25000 | 1986 | 9999 | Combustion Turbine | [5 empty] | Fossil | G | 2030 | Oil |  | 0 | 0 | 0 | 0 | 0 | 0 | 0 | 0 | 0 | 0 | 0 | 0 | 0 | 0 | 0 | 0 | 0 | 0 | 0 | 0 | 0 | 0 | 0 | 0 | 0 | 0 | 0 | 0 | 0 | 0 | 0 | 0 | 0 | 0 | 0 | 0 | 0 | 0 | 0 | 0 | 1.0745 | 0 | 0 | 0 | 0 | 0 | 0 | 0 | 0 | 0 | 23.5
4257_G_201 | PJM_EMAAC | Maryland | 24 | Talbot | 41 | 4257 | 201 | Easton 2 | 12658 | 1995 | 9999 | Combustion Turbine | [5 empty] | Fossil | G | 2030 | Oil |  | 0 | 0 | 0 | 0 | 0 | 0 | 0 | 0 | 0 | 0 | 0 | 0 | 0 | 0 | 0 | 0 | 0 | 0 | 0 | 0 | 0 | 0 | 0 | 0 | 0 | 0 | 0 | 0 | 0 | 0 | 0 | 0 | 0 | 0 | 0 | 0 | 0 | 0 | 0 | 0 | 0.070293 | 0 | 0 | 0 | 0 | 0 | 0 | 0 | 0 | 0 | 1.5
4257_G_202 | PJM_EMAAC | Maryland | 24 | Talbot | 41 | 4257 | 202 | Easton 2 | 12658 | 1995 | 9999 | Combustion Turbine | [5 empty] | Fossil | G | 2030 | Oil |  | 0 | 0 | 0 | 0 | 0 | 0 | 0 | 0 | 0 | 0 | 0 | 0 | 0 | 0 | 0 | 0 | 0 | 0 | 0 | 0 | 0 | 0 | 0 | 0 | 0 | 0 | 0 | 0 | 0 | 0 | 0 | 0 | 0 | 0 | 0 | 0 | 0 | 0 | 0 | 0 | 0.070293 | 0 | 0 | 0 | 0 | 0 | 0 | 0 | 0 | 0 | 1.5
4257_G_203 | PJM_EMAAC | Maryland | 24 | Talbot | 41 | 4257 | 203 | Easton 2 | 13367 | 2004 | 9999 | Combustion Turbine | [5 empty] | Fossil | G | 2030 | Oil |  | 0 | 0 | 0 | 0 | 0 | 0 | 0 | 0 | 0 | 0 | 0 | 0 | 0 | 0 | 0 | 0 | 0 | 0 | 0 | 0 | 0 | 0 | 0 | 0 | 0 | 0 | 0 | 0 | 0 | 0 | 0 | 0 | 0 | 0 | 0 | 0 | 0 | 0 | 0 | 0 | 0.088763 | 0 | 0 | 0 | 0 | 0 | 0 | 0 | 0 | 0 | 4.5
4257_G_204 | PJM_EMAAC | Maryland | 24 | Talbot | 41 | 4257 | 204 | Easton 2 | 13382 | 2004 | 9999 | Combustion Turbine | [5 empty] | Fossil | G | 2030 | Oil |  | 0 | 0 | 0 | 0 | 0 | 0 | 0 | 0 | 0 | 0 | 0 | 0 | 0 | 0 | 0 | 0 | 0 | 0 | 0 | 0 | 0 | 0 | 0 | 0 | 0 | 0 | 0 | 0 | 0 | 0 | 0 | 0 | 0 | 0 | 0 | 0 | 0 | 0 | 0 | 0 | 0.088763 | 0 | 0 | 0 | 0 | 0 | 0 | 0 | 0 | 0 | 4.5
4257_G_21 | PJM_EMAAC | Maryland | 24 | Talbot | 41 | 4257 | 21 | Easton 2 | 12656 | 1978 | 9999 | Combustion Turbine | [5 empty] | Fossil | G | 2030 | Oil |  | 0 | 0 | 0 | 0 | 0 | 0 | 0 | 0 | 0 | 0 | 0 | 0 | 0 | 0 | 0 | 0 | 0 | 0 | 0 | 0 | 0 | 0 | 0 | 0 | 0 | 0 | 0 | 0 | 0 | 0 | 0 | 0 | 0 | 0 | 0 | 0 | 0 | 0 | 0 | 0 | 0.29054 | 0 | 0 | 0 | 0 | 0 | 0 | 0 | 0 | 0 | 6.2
4257_G_22 | PJM_EMAAC | Maryland | 24 | Talbot | 41 | 4257 | 22 | Easton 2 | 12656 | 1978 | 9999 | Combustion Turbine | [5 empty] | Fossil | G | 2030 | Oil |  | 0 | 0 | 0 | 0 | 0 | 0 | 0 | 0 | 0 | 0 | 0 | 0 | 0 | 0 | 0 | 0 | 0 | 0 | 0 | 0 | 0 | 0 | 0 | 0 | 0 | 0 | 0 | 0 | 0 | 0 | 0 | 0 | 0 | 0 | 0 | 0 | 0 | 0 | 0 | 0 | 0.29054 | 0 | 0 | 0 | 0 | 0 | 0 | 0 | 0 | 0 | 6.2
4257_G_23 | PJM_EMAAC | Maryland | 24 | Talbot | 41 | 4257 | 23 | Easton 2 | 12655 | 1989 | 9999 | Combustion Turbine | [5 empty] | Fossil | G | 2030 | Oil |  | 0 | 0 | 0 | 0 | 0 | 0 | 0 | 0 | 0 | 0 | 0 | 0 | 0 | 0 | 0 | 0 | 0 | 0 | 0 | 0 | 0 | 0 | 0 | 0 | 0 | 0 | 0 | 0 | 0 | 0 | 0 | 0 | 0 | 0 | 0 | 0 | 0 | 0 | 0 | 0 | 0.29523 | 0 | 0 | 0 | 0 | 0 | 0 | 0 | 0 | 0 | 6.3
4257_G_24 | PJM_EMAAC | Maryland | 24 | Talbot | 41 | 4257 | 24 | Easton 2 | 12656 | 1989 | 9999 | Combustion Turbine | [5 empty] | Fossil | G | 2030 | Oil |  | 0 | 0 | 0 | 0 | 0 | 0 | 0 | 0 | 0 | 0 | 0 | 0 | 0 | 0 | 0 | 0 | 0 | 0 | 0 | 0 | 0 | 0 | 0 | 0 | 0 | 0 | 0 | 0 | 0 | 0 | 0 | 0 | 0 | 0 | 0 | 0 | 0 | 0 | 0 | 0 | 0.29523 | 0 | 0 | 0 | 0 | 0 | 0 | 0 | 0 | 0 | 6.3
4258_G_1 | PJM West | Ohio | 39 | Scioto | 145 | 4258 | 1 | Greenup Hydro | 0 | 1982 | 9999 | Hydro | [5 empty] | Non-Fossil | G | 2030 | Hydro |  | 0 | 0 | 0 | 0 | 0 | 0 | 0 | 0 | 0 | 0 | 0 | 0 | 0 | 0 | 0 | 0 | 16.6255 | 27.8586 | 38.5564 | 83.0404 | 0 | 0 | 0 | 0 | 0 | 0 | 0 | 0 | 0 | 0 | 0 | 0 | 0 | 0 | 0 | 0 | 0 | 0 | 0 | 0 | 0.36991 | 0.023109 | 0.038723 | 0.053593 | 0.11543 | 0 | 0 | 0 | 0 | 0 | 23.4
4258_G_2 | PJM West | Ohio | 39 | Scioto | 145 | 4258 | 2 | Greenup Hydro | 0 | 1982 | 9999 | Hydro | [5 empty] | Non-Fossil | G | 2030 | Hydro |  | 0 | 0 | 0 | 0 | 0 | 0 | 0 | 0 | 0 | 0 | 0 | 0 | 0 | 0 | 0 | 0 | 16.6255 | 27.8586 | 38.5564 | 83.0404 | 0 | 0 | 0 | 0 | 0 | 0 | 0 | 0 | 0 | 0 | 0 | 0 | 0 | 0 | 0 | 0 | 0 | 0 | 0 | 0 | 0.36991 | 0.023109 | 0.038723 | 0.053593 | 0.11543 | 0 | 0 | 0 | 0 | 0 | 23.4
4258_G_3 | PJM West | Ohio | 39 | Scioto | 145 | 4258 | 3 | Greenup Hydro | 0 | 1982 | 9999 | Hydro | [5 empty] | Non-Fossil | G | 2030 | Hydro |  | 0 | 0 | 0 | 0 | 0 | 0 | 0 | 0 | 0 | 0 | 0 | 0 | 0 | 0 | 0 | 0 | 16.6255 | 27.8586 | 38.5564 | 83.0404 | 0 | 0 | 0 | 0 | 0 | 0 | 0 | 0 | 0 | 0 | 0 | 0 | 0 | 0 | 0 | 0 | 0 | 0 | 0 | 0 | 0.36991 | 0.023109 | 0.038723 | 0.053593 | 0.11543 | 0 | 0 | 0 | 0 | 0 | 23.4
426_G_1 | WECC_Northern California (not including BANC) | California | 6 | Placer | 61 | 426 | 1 | Oxbow (CA) | 0 | 1966 | 9999 | Hydro | [5 empty] | Non-Fossil | G | 2030 | Hydro |  | 0 | 0 | 0 | 0 | 0 | 0 | 0 | 0 | 0 | 0 | 0 | 0 | 0 | 0 | 0 | 0 | 2.969 | 4.7347 | 8.9722 | 16.6759 | 0 | 0 | 0 | 0 | 0 | 0 | 0 | 0 | 0 | 0 | 0 | 0 | 0 | 0 | 0 | 0 | 0 | 0 | 0 | 0 | 0.094849 | 0.0041269 | 0.0065812 | 0.012471 | 0.023179 | 0 | 0 | 0 | 0 | 0 | 6
4263_G_3 | WECC_Utah | Utah | 49 | Summit | 43 | 4263 | 3 | Echo Dam | 0 | 1987 | 9999 | Hydro | [5 empty] | Non-Fossil | G | 2030 | Hydro |  | 0 | 0 | 0 | 0 | 0 | 0 | 0 | 0 | 0 | 0 | 0 | 0 | 0 | 0 | 0 | 0 | 0.70306 | 1.0026 | 1.56 | 3.2656 | 0 | 0 | 0 | 0 | 0 | 0 | 0 | 0 | 0 | 0 | 0 | 0 | 0 | 0 | 0 | 0 | 0 | 0 | 0 | 0 | 0.015808 | 0.00097725 | 0.0013936 | 0.0021684 | 0.0045392 | 0 | 0 | 0 | 0 | 0 | 1
4263_G_NA1 | WECC_Utah | Utah | 49 | Summit | 43 | 4263 | NA1 | Echo Dam | 0 | 1987 | 9999 | Hydro | [5 empty] | Non-Fossil | G | 2030 | Hydro |  | 0 | 0 | 0 | 0 | 0 | 0 | 0 | 0 | 0 | 0 | 0 | 0 | 0 | 0 | 0 | 0 | 1.1952 | 1.7043 | 2.652 | 5.5515 | 0 | 0 | 0 | 0 | 0 | 0 | 0 | 0 | 0 | 0 | 0 | 0 | 0 | 0 | 0 | 0 | 0 | 0 | 0 | 0 | 0.026874 | 0.0016613 | 0.002369 | 0.0036863 | 0.0077166 | 0 | 0 | 0 | 0 | 0 | 1.7
4263_G_NA2 | WECC_Utah | Utah | 49 | Summit | 43 | 4263 | NA2 | Echo Dam | 0 | 1987 | 9999 | Hydro | [5 empty] | Non-Fossil | G | 2030 | Hydro |  | 0 | 0 | 0 | 0 | 0 | 0 | 0 | 0 | 0 | 0 | 0 | 0 | 0 | 0 | 0 | 0 | 1.1952 | 1.7043 | 2.652 | 5.5515 | 0 | 0 | 0 | 0 | 0 | 0 | 0 | 0 | 0 | 0 | 0 | 0 | 0 | 0 | 0 | 0 | 0 | 0 | 0 | 0 | 0.026874 | 0.0016613 | 0.002369 | 0.0036863 | 0.0077166 | 0 | 0 | 0 | 0 | 0 | 1.7
4266_B_4 | ERCOT_Rest | Texas | 48 | Denton | 121 | 4266 | 4 | Spencer | 11615 | 1966 | 9999 | O/G Steam | wall | dry |  | FR + LNB |  | Fossil | B | 2030 | NaturalGas |  | 0 | 0 | 0 | 0 | 0 | 0 | 0 | 0 | 0 | 0 | 0 | 0 | 0 | 0 | 0 | 0 | 0 | 0 | 0 | 0 | 0 | 0 | 0 | 0 | 0 | 0 | 0 | 0 | 0 | 0 | 0 | 0 | 0 | 0 | 0 | 0 | 0 | 0 | 0 | 0 | 3.0875 | 0 | 0 | 0 | 0 | 0 | 0 | 0 | 0 | 0 | 61
4266_B_5 | ERCOT_Rest | Texas | 48 | Denton | 121 | 4266 | 5 | Spencer | 11615 | 1973 | 9999 | O/G Steam | wall | dry |  | FR + LNB |  | Fossil | B | 2030 | NaturalGas |  | 0 | 0 | 0 | 0 | 0 | 0 | 0 | 0 | 0 | 0 | 0 | 0 | 0 | 0 | 0 | 0 | 0 | 0 | 0 | 0 | 0 | 0 | 0 | 0 | 0 | 0 | 0 | 0 | 0 | 0 | 0 | 0 | 0 | 0 | 0 | 0 | 0 | 0 | 0 | 0 | 2.5828 | 0 | 0 | 0 | 0 | 0 | 0 | 0 | 0 | 0 | 61
427_G_1 | WECC_Northern California (not including BANC) | California | 6 | Placer | 61 | 427 | 1 | Ralston | 0 | 1966 | 9999 | Hydro | [5 empty] | Non-Fossil | G | 2030 | Hydro |  | 0 | 0 | 0 | 0 | 0 | 0 | 0 | 0 | 0 | 0 | 0 | 0 | 0 | 0 | 0 | 0 | 42.5553 | 67.864 | 128.6015 | 239.0208 | 0 | 0 | 0 | 0 | 0 | 0 | 0 | 0 | 0 | 0 | 0 | 0 | 0 | 0 | 0 | 0 | 0 | 0 | 0 | 0 | 1.3595 | 0.059152 | 0.094331 | 0.17876 | 0.33224 | 0 | 0 | 0 | 0 | 0 | 86
4270_G_3 | MISO_Amite South (including DSG) | Louisiana | 22 | St Charles | 89 | 4270 | 3 | Waterford 3 | 10456 | 1985 | 9999 | Nuclear | [5 empty] | Non-Fossil | G | 2030 | Nuclear |  | 23.1184 | 31.3382 | 41.7201 | 96.1766 | 0 | 0 | 0 | 0 | 0 | 0 | 0 | 0 | 0 | 0 | 0 | 0 | 2211.0131 | 2997.1511 | 3990.0584 | 9198.2225 | 0 | 0 | 0 | 0 | 0 | 0 | 0 | 0 | 0 | 0 | 0 | 0 | 0 | 0 | 0 | 0 | 0 | 0 | 0 | 0 | 236.5251 | 0.32811 | 0.44478 | 0.59213 | 1.365 | 16.0099 | 21.7023 | 28.8919 | 66.6042 | 0 | 1165.4
4271_B_B1 | MISO_Minnesota and Western Wisconsin | Wisconsin | 55 | Buffalo | 11 | 4271 | B1 | John P Madgett | 11241 | 1979 | 9999 | Coal Steam | wall | dry | ESPH + Baghouse + SCR + Mercury Control + DSI | LNB |  | Fossil | B | 2030 | Coal |  | 3.5584 | 0 | 0 | 3.5584 | 0 | 0 | 0 | 0 | 3.5584 | 0 | 0 | 3.5584 | 0 | 0 | 0 | 0 | 316.5551 | 0 | 0 | 316.5551 | 381.3722 | 0 | 0 | 381.3722 | 0.001008 | 0 | 0 | 0.001008 | 0.13518 | 0 | 0 | 0.13518 | 0.16013 | 0 | 0 | 0.16013 | 0.0017792 | 0 | 0 | 0.0017792 | 22.3757 | 2.8499 | 0 | 0 | 2.8499 | 5.4946 | 0 | 0 | 5.4946 | 0 | 390 | SCR / Mercury Control / DSI
428_G_1 | WECC_Northern California (not including BANC) | California | 6 | Merced | 47 | 428 | 1 | Parker | 0 | 1982 | 9999 | Hydro | [5 empty] | Non-Fossil | G | 2030 | Hydro |  | 0 | 0 | 0 | 0 | 0 | 0 | 0 | 0 | 0 | 0 | 0 | 0 | 0 | 0 | 0 | 0 | 1.3608 | 2.1182 | 4.1541 | 7.6331 | 0 | 0 | 0 | 0 | 0 | 0 | 0 | 0 | 0 | 0 | 0 | 0 | 0 | 0 | 0 | 0 | 0 | 0 | 0 | 0 | 0.042682 | 0.0018916 | 0.0029443 | 0.0057742 | 0.01061 | 0 | 0 | 0 | 0 | 0 | 2.7
430_G_H1 | WECC_BANC | California | 6 | El Dorado | 17 | 430 | H1 | Camino | 0 | 1963 | 9999 | Hydro | [5 empty] | Non-Fossil | G | 2030 | Hydro |  | 0 | 0 | 0 | 0 | 0 | 0 | 0 | 0 | 0 | 0 | 0 | 0 | 0 | 0 | 0 | 0 | 34.3733 | 51.1857 | 88.6667 | 174.2258 | 0 | 0 | 0 | 0 | 0 | 0 | 0 | 0 | 0 | 0 | 0 | 0 | 0 | 0 | 0 | 0 | 0 | 0 | 0 | 0 | 1.2473 | 0.047779 | 0.071148 | 0.12325 | 0.24217 | 0 | 0 | 0 | 0 | 0 | 78.9
430_G_H2 | WECC_BANC | California | 6 | El Dorado | 17 | 430 | H2 | Camino | 0 | 1968 | 9999 | Hydro | [5 empty] | Non-Fossil | G | 2030 | Hydro |  | 0 | 0 | 0 | 0 | 0 | 0 | 0 | 0 | 0 | 0 | 0 | 0 | 0 | 0 | 0 | 0 | 33.5456 | 49.9531 | 86.5315 | 170.0302 | 0 | 0 | 0 | 0 | 0 | 0 | 0 | 0 | 0 | 0 | 0 | 0 | 0 | 0 | 0 | 0 | 0 | 0 | 0 | 0 | 1.2172 | 0.046628 | 0.069435 | 0.12028 | 0.23634 | 0 | 0 | 0 | 0 | 0 | 77
431_G_H1 | WECC_BANC | California | 6 | El Dorado | 17 | 431 | H1 | Jaybird | 0 | 1961 | 9999 | Hydro | [5 empty] | Non-Fossil | G | 2030 | Hydro |  | 0 | 0 | 0 | 0 | 0 | 0 | 0 | 0 | 0 | 0 | 0 | 0 | 0 | 0 | 0 | 0 | 34.0248 | 50.6667 | 87.7677 | 172.4592 | 0 | 0 | 0 | 0 | 0 | 0 | 0 | 0 | 0 | 0 | 0 | 0 | 0 | 0 | 0 | 0 | 0 | 0 | 0 | 0 | 1.2346 | 0.047295 | 0.070427 | 0.122 | 0.23972 | 0 | 0 | 0 | 0 | 0 | 78.1
431_G_H2 | WECC_BANC | California | 6 | El Dorado | 17 | 431 | H2 | Jaybird | 0 | 1962 | 9999 | Hydro | [5 empty] | Non-Fossil | G | 2030 | Hydro |  | 0 | 0 | 0 | 0 | 0 | 0 | 0 | 0 | 0 | 0 | 0 | 0 | 0 | 0 | 0 | 0 | 34.0248 | 50.6667 | 87.7677 | 172.4592 | 0 | 0 | 0 | 0 | 0 | 0 | 0 | 0 | 0 | 0 | 0 | 0 | 0 | 0 | 0 | 0 | 0 | 0 | 0 | 0 | 1.2346 | 0.047295 | 0.070427 | 0.122 | 0.23972 | 0 | 0 | 0 | 0 | 0 | 78.1
432_G_H1 | WECC_BANC | California | 6 | El Dorado | 17 | 432 | H1 | Loon Lake | 0 | 1971 | 9999 | Hydro | [5 empty] | Non-Fossil | G | 2030 | Hydro |  | 0 | 0 | 0 | 0 | 0 | 0 | 0 | 0 | 0 | 0 | 0 | 0 | 0 | 0 | 0 | 0 | 32.2822 | 48.0717 | 83.2726 | 163.6265 | 0 | 0 | 0 | 0 | 0 | 0 | 0 | 0 | 0 | 0 | 0 | 0 | 0 | 0 | 0 | 0 | 0 | 0 | 0 | 0 | 1.1714 | 0.044872 | 0.06682 | 0.11575 | 0.22744 | 0 | 0 | 0 | 0 | 0 | 74.1
433_G_1 | WECC_BANC | California | 6 | El Dorado | 17 | 433 | 1 | Robbs Peak | 0 | 1965 | 9999 | Hydro | [5 empty] | Non-Fossil | G | 2030 | Hydro |  | 0 | 0 | 0 | 0 | 0 | 0 | 0 | 0 | 0 | 0 | 0 | 0 | 0 | 0 | 0 | 0 | 26.8312 | 34.1287 | 40.9169 | 101.8768 | 0 | 0 | 0 | 0 | 0 | 0 | 0 | 0 | 0 | 0 | 0 | 0 | 0 | 0 | 0 | 0 | 0 | 0 | 0 | 0 | 0.40311 | 0.037295 | 0.047439 | 0.056874 | 0.14161 | 0 | 0 | 0 | 0 | 0 | 25.5
435_G_H1 | WECC_BANC | California | 6 | El Dorado | 17 | 435 | H1 | White Rock/Slab Creek | 0 | 1968 | 9999 | Hydro | [5 empty] | Non-Fossil | G | 2030 | Hydro |  | 0 | 0 | 0 | 0 | 0 | 0 | 0 | 0 | 0 | 0 | 0 | 0 | 0 | 0 | 0 | 0 | 47.051 | 70.064 | 121.3689 | 238.4839 | 0 | 0 | 0 | 0 | 0 | 0 | 0 | 0 | 0 | 0 | 0 | 0 | 0 | 0 | 0 | 0 | 0 | 0 | 0 | 0 | 1.7073 | 0.065401 | 0.097389 | 0.1687 | 0.33149 | 0 | 0 | 0 | 0 | 0 | 108
435_G_H2 | WECC_BANC | California | 6 | El Dorado | 17 | 435 | H2 | White Rock/Slab Creek | 0 | 1968 | 9999 | Hydro | [5 empty] | Non-Fossil | G | 2030 | Hydro |  | 0 | 0 | 0 | 0 | 0 | 0 | 0 | 0 | 0 | 0 | 0 | 0 | 0 | 0 | 0 | 0 | 57.9424 | 86.2826 | 149.4636 | 293.6885 | 0 | 0 | 0 | 0 | 0 | 0 | 0 | 0 | 0 | 0 | 0 | 0 | 0 | 0 | 0 | 0 | 0 | 0 | 0 | 0 | 2.1025 | 0.08054 | 0.11993 | 0.20775 | 0.40823 | 0 | 0 | 0 | 0 | 0 | 133
435_G_H3 | WECC_BANC | California | 6 | El Dorado | 17 | 435 | H3 | White Rock/Slab Creek | 0 | 2020 | 9999 | Hydro | [5 empty] | Non-Fossil | G | 2030 | Hydro |  | 0 | 0 | 0 | 0 | 0 | 0 | 0 | 0 | 0 | 0 | 0 | 0 | 0 | 0 | 0 | 0 | 1.1763 | 1.7516 | 3.0342 | 5.9621 | 0 | 0 | 0 | 0 | 0 | 0 | 0 | 0 | 0 | 0 | 0 | 0 | 0 | 0 | 0 | 0 | 0 | 0 | 0 | 0 | 0.042682 | 0.001635 | 0.0024347 | 0.0042176 | 0.0082873 | 0 | 0 | 0 | 0 | 0 | 2.7
435_G_H4 | WECC_BANC | California | 6 | El Dorado | 17 | 435 | H4 | White Rock/Slab Creek | 0 | 1983 | 9999 | Hydro | [5 empty] | Non-Fossil | G | 2030 | Hydro |  | 0 | 0 | 0 | 0 | 0 | 0 | 0 | 0 | 0 | 0 | 0 | 0 | 0 | 0 | 0 | 0 | 4.3566e-07 | 6.4874e-07 | 1.1238e-06 | 2.2082e-06 | 0 | 0 | 0 | 0 | 0 | 0 | 0 | 0 | 0 | 0 | 0 | 0 | 0 | 0 | 0 | 0 | 0 | 0 | 0 | 0 | 1.5808e-08 | 6.0556e-10 | 9.0175e-10 | 1.5621e-09 | 3.0694e-09 | 0 | 0 | 0 | 0 | 0 | 1e-06
436_G_1 | WECC_Southern California Edison | California | 6 | San Bernardino | 71 | 436 | 1 | Devil Canyon | 0 | 1972 | 9999 | Hydro | [5 empty] | Non-Fossil | G | 2030 | Hydro |  | 0 | 0 | 0 | 0 | 0 | 0 | 0 | 0 | 0 | 0 | 0 | 0 | 0 | 0 | 0 | 0 | 27.8656 | 49.1091 | 106.2419 | 183.2166 | 0 | 0 | 0 | 0 | 0 | 0 | 0 | 0 | 0 | 0 | 0 | 0 | 0 | 0 | 0 | 0 | 0 | 0 | 0 | 0 | 0.90107 | 0.038733 | 0.068262 | 0.14768 | 0.25467 | 0 | 0 | 0 | 0 | 0 | 57
436_G_2 | WECC_Southern California Edison | California | 6 | San Bernardino | 71 | 436 | 2 | Devil Canyon | 0 | 1976 | 9999 | Hydro | [5 empty] | Non-Fossil | G | 2030 | Hydro |  | 0 | 0 | 0 | 0 | 0 | 0 | 0 | 0 | 0 | 0 | 0 | 0 | 0 | 0 | 0 | 0 | 27.8656 | 49.1091 | 106.2419 | 183.2166 | 0 | 0 | 0 | 0 | 0 | 0 | 0 | 0 | 0 | 0 | 0 | 0 | 0 | 0 | 0 | 0 | 0 | 0 | 0 | 0 | 0.90107 | 0.038733 | 0.068262 | 0.14768 | 0.25467 | 0 | 0 | 0 | 0 | 0 | 57
436_G_3 | WECC_Southern California Edison | California | 6 | San Bernardino | 71 | 436 | 3 | Devil Canyon | 0 | 1994 | 9999 | Hydro | [5 empty] | Non-Fossil | G | 2030 | Hydro |  | 0 | 0 | 0 | 0 | 0 | 0 | 0 | 0 | 0 | 0 | 0 | 0 | 0 | 0 | 0 | 0 | 36.1764 | 63.7557 | 137.9281 | 237.8601 | 0 | 0 | 0 | 0 | 0 | 0 | 0 | 0 | 0 | 0 | 0 | 0 | 0 | 0 | 0 | 0 | 0 | 0 | 0 | 0 | 1.1698 | 0.050285 | 0.08862 | 0.19172 | 0.33063 | 0 | 0 | 0 | 0 | 0 | 74
436_G_4 | WECC_Southern California Edison | California | 6 | San Bernardino | 71 | 436 | 4 | Devil Canyon | 0 | 1992 | 9999 | Hydro | [5 empty] | Non-Fossil | G | 2030 | Hydro |  | 0 | 0 | 0 | 0 | 0 | 0 | 0 | 0 | 0 | 0 | 0 | 0 | 0 | 0 | 0 | 0 | 36.1764 | 63.7557 | 137.9281 | 237.8601 | 0 | 0 | 0 | 0 | 0 | 0 | 0 | 0 | 0 | 0 | 0 | 0 | 0 | 0 | 0 | 0 | 0 | 0 | 0 | 0 | 1.1698 | 0.050285 | 0.08862 | 0.19172 | 0.33063 | 0 | 0 | 0 | 0 | 0 | 74
437_G_1 | WECC_Northern California (not including BANC) | California | 6 | Butte | 7 | 437 | 1 | Edward C Hyatt | 0 | 1968 | 9999 | Hydro | [5 empty] | Non-Fossil | G | 2030 | Hydro |  | 0 | 0 | 0 | 0 | 0 | 0 | 0 | 0 | 0 | 0 | 0 | 0 | 0 | 0 | 0 | 0 | 66.9504 | 106.7674 | 202.3231 | 376.0409 | 0 | 0 | 0 | 0 | 0 | 0 | 0 | 0 | 0 | 0 | 0 | 0 | 0 | 0 | 0 | 0 | 0 | 0 | 0 | 0 | 2.1389 | 0.093061 | 0.14841 | 0.28123 | 0.5227 | 0 | 0 | 0 | 0 | 0 | 135.3
437_G_2 | WECC_Northern California (not including BANC) | California | 6 | Butte | 7 | 437 | 2 | Edward C Hyatt | 0 | 1968 | 9999 | Pumped Storage | [5 empty] | Non-Fossil | G | 2030 | Pumps |  | 0 | 0 | 0 | 0 | 0 | 0 | 0 | 0 | 0 | 0 | 0 | 0 | 0 | 0 | 0 | 0 | 0 | 41.3287 | 51.8302 | 93.1589 | 0 | 0 | 0 | 0 | 0 | 0 | 0 | 0 | 0 | 0 | 0 | 0 | 0 | 0 | 0 | 0 | 0 | 0 | 0 | 0 | 2.0553 | 0 | 0.00062807 | 0.00078766 | 0.0014157 | 0 | 0 | 0 | 0 | 0 | 112.4
437_G_3 | WECC_Northern California (not including BANC) | California | 6 | Butte | 7 | 437 | 3 | Edward C Hyatt | 0 | 1968 | 9999 | Hydro | [5 empty] | Non-Fossil | G | 2030 | Hydro |  | 0 | 0 | 0 | 0 | 0 | 0 | 0 | 0 | 0 | 0 | 0 | 0 | 0 | 0 | 0 | 0 | 66.9504 | 106.7674 | 202.3231 | 376.0409 | 0 | 0 | 0 | 0 | 0 | 0 | 0 | 0 | 0 | 0 | 0 | 0 | 0 | 0 | 0 | 0 | 0 | 0 | 0 | 0 | 2.1389 | 0.093061 | 0.14841 | 0.28123 | 0.5227 | 0 | 0 | 0 | 0 | 0 | 135.3
437_G_4 | WECC_Northern California (not including BANC) | California | 6 | Butte | 7 | 437 | 4 | Edward C Hyatt | 0 | 1968 | 9999 | Pumped Storage | [5 empty] | Non-Fossil | G | 2030 | Pumps |  | 0 | 0 | 0 | 0 | 0 | 0 | 0 | 0 | 0 | 0 | 0 | 0 | 0 | 0 | 0 | 0 | 0 | 41.3287 | 51.8302 | 93.1589 | 0 | 0 | 0 | 0 | 0 | 0 | 0 | 0 | 0 | 0 | 0 | 0 | 0 | 0 | 0 | 0 | 0 | 0 | 0 | 0 | 2.0553 | 0 | 0.00062807 | 0.00078766 | 0.0014157 | 0 | 0 | 0 | 0 | 0 | 112.4
437_G_5 | WECC_Northern California (not including BANC) | California | 6 | Butte | 7 | 437 | 5 | Edward C Hyatt | 0 | 1968 | 9999 | Hydro | [5 empty] | Non-Fossil | G | 2030 | Hydro |  | 0 | 0 | 0 | 0 | 0 | 0 | 0 | 0 | 0 | 0 | 0 | 0 | 0 | 0 | 0 | 0 | 66.9504 | 106.7674 | 202.3231 | 376.0409 | 0 | 0 | 0 | 0 | 0 | 0 | 0 | 0 | 0 | 0 | 0 | 0 | 0 | 0 | 0 | 0 | 0 | 0 | 0 | 0 | 2.1389 | 0.093061 | 0.14841 | 0.28123 | 0.5227 | 0 | 0 | 0 | 0 | 0 | 135.3
437_G_6 | WECC_Northern California (not including BANC) | California | 6 | Butte | 7 | 437 | 6 | Edward C Hyatt | 0 | 1969 | 9999 | Pumped Storage | [5 empty] | Non-Fossil | G | 2030 | Pumps |  | 0 | 0 | 0 | 0 | 0 | 0 | 0 | 0 | 0 | 0 | 0 | 0 | 0 | 0 | 0 | 0 | 0 | 41.3287 | 51.8302 | 93.1589 | 0 | 0 | 0 | 0 | 0 | 0 | 0 | 0 | 0 | 0 | 0 | 0 | 0 | 0 | 0 | 0 | 0 | 0 | 0 | 0 | 2.0553 | 0 | 0.00062807 | 0.00078766 | 0.0014157 | 0 | 0 | 0 | 0 | 0 | 112.4
438_G_1 | WECC_Northern California (not including BANC) | California | 6 | Butte | 7 | 438 | 1 | Thermalito | 0 | 1968 | 9999 | Hydro | [5 empty] | Non-Fossil | G | 2030 | Hydro |  | 0 | 0 | 0 | 0 | 0 | 0 | 0 | 0 | 0 | 0 | 0 | 0 | 0 | 0 | 0 | 0 | 16.1314 | 25.7252 | 48.7489 | 90.6056 | 0 | 0 | 0 | 0 | 0 | 0 | 0 | 0 | 0 | 0 | 0 | 0 | 0 | 0 | 0 | 0 | 0 | 0 | 0 | 0 | 0.51535 | 0.022423 | 0.035758 | 0.067761 | 0.12594 | 0 | 0 | 0 | 0 | 0 | 32.6
438_G_2 | WECC_Northern California (not including BANC) | California | 6 | Butte | 7 | 438 | 2 | Thermalito | 0 | 1968 | 9999 | Pumped Storage | [5 empty] | Non-Fossil | G | 2030 | Pumps |  | 0 | 0 | 0 | 0 | 0 | 0 | 0 | 0 | 0 | 0 | 0 | 0 | 0 | 0 | 0 | 0 | 0 | 10.1116 | 12.6809 | 22.7924 | 0 | 0 | 0 | 0 | 0 | 0 | 0 | 0 | 0 | 0 | 0 | 0 | 0 | 0 | 0 | 0 | 0 | 0 | 0 | 0 | 0.50285 | 0 | 0.00015366 | 0.00019271 | 0.00034637 | 0 | 0 | 0 | 0 | 0 | 27.5
438_G_3 | WECC_Northern California (not including BANC) | California | 6 | Butte | 7 | 438 | 3 | Thermalito | 0 | 1968 | 9999 | Pumped Storage | [5 empty] | Non-Fossil | G | 2030 | Pumps |  | 0 | 0 | 0 | 0 | 0 | 0 | 0 | 0 | 0 | 0 | 0 | 0 | 0 | 0 | 0 | 0 | 0 | 10.1116 | 12.6809 | 22.7924 | 0 | 0 | 0 | 0 | 0 | 0 | 0 | 0 | 0 | 0 | 0 | 0 | 0 | 0 | 0 | 0 | 0 | 0 | 0 | 0 | 0.50285 | 0 | 0.00015366 | 0.00019271 | 0.00034637 | 0 | 0 | 0 | 0 | 0 | 27.5
438_G_4 | WECC_Northern California (not including BANC) | California | 6 | Butte | 7 | 438 | 4 | Thermalito | 0 | 1968 | 9999 | Pumped Storage | [5 empty] | Non-Fossil | G | 2030 | Pumps |  | 0 | 0 | 0 | 0 | 0 | 0 | 0 | 0 | 0 | 0 | 0 | 0 | 0 | 0 | 0 | 0 | 0 | 10.1116 | 12.6809 | 22.7924 | 0 | 0 | 0 | 0 | 0 | 0 | 0 | 0 | 0 | 0 | 0 | 0 | 0 | 0 | 0 | 0 | 0 | 0 | 0 | 0 | 0.50285 | 0 | 0.00015366 | 0.00019271 | 0.00034637 | 0 | 0 | 0 | 0 | 0 | 27.5
439_G_1 | WECC_Northern California (not including BANC) | California | 6 | Tuolumne | 109 | 439 | 1 | Don Pedro | 0 | 1971 | 9999 | Hydro | [5 empty] | Non-Fossil | G | 2030 | Hydro |  | 0 | 0 | 0 | 0 | 0 | 0 | 0 | 0 | 0 | 0 | 0 | 0 | 0 | 0 | 0 | 0 | 27.2156 | 43.4014 | 82.2451 | 152.8622 | 0 | 0 | 0 | 0 | 0 | 0 | 0 | 0 | 0 | 0 | 0 | 0 | 0 | 0 | 0 | 0 | 0 | 0 | 0 | 0 | 0.86945 | 0.03783 | 0.060328 | 0.11432 | 0.21248 | 0 | 0 | 0 | 0 | 0 | 55
439_G_2 | WECC_Northern California (not including BANC) | California | 6 | Tuolumne | 109 | 439 | 2 | Don Pedro | 0 | 1971 | 9999 | Hydro | [5 empty] | Non-Fossil | G | 2030 | Hydro |  | 0 | 0 | 0 | 0 | 0 | 0 | 0 | 0 | 0 | 0 | 0 | 0 | 0 | 0 | 0 | 0 | 27.2156 | 43.4014 | 82.2451 | 152.8622 | 0 | 0 | 0 | 0 | 0 | 0 | 0 | 0 | 0 | 0 | 0 | 0 | 0 | 0 | 0 | 0 | 0 | 0 | 0 | 0 | 0.86945 | 0.03783 | 0.060328 | 0.11432 | 0.21248 | 0 | 0 | 0 | 0 | 0 | 55
439_G_3 | WECC_Northern California (not including BANC) | California | 6 | Tuolumne | 109 | 439 | 3 | Don Pedro | 0 | 1971 | 9999 | Hydro | [5 empty] | Non-Fossil | G | 2030 | Hydro |  | 0 | 0 | 0 | 0 | 0 | 0 | 0 | 0 | 0 | 0 | 0 | 0 | 0 | 0 | 0 | 0 | 27.2156 | 43.4014 | 82.2451 | 152.8622 | 0 | 0 | 0 | 0 | 0 | 0 | 0 | 0 | 0 | 0 | 0 | 0 | 0 | 0 | 0 | 0 | 0 | 0 | 0 | 0 | 0.86945 | 0.03783 | 0.060328 | 0.11432 | 0.21248 | 0 | 0 | 0 | 0 | 0 | 55
439_G_4 | WECC_Northern California (not including BANC) | California | 6 | Tuolumne | 109 | 439 | 4 | Don Pedro | 0 | 1989 | 9999 | Hydro | [5 empty] | Non-Fossil | G | 2030 | Hydro |  | 0 | 0 | 0 | 0 | 0 | 0 | 0 | 0 | 0 | 0 | 0 | 0 | 0 | 0 | 0 | 0 | 18.9025 | 30.1442 | 57.123 | 106.1697 | 0 | 0 | 0 | 0 | 0 | 0 | 0 | 0 | 0 | 0 | 0 | 0 | 0 | 0 | 0 | 0 | 0 | 0 | 0 | 0 | 0.60387 | 0.026274 | 0.0419 | 0.079401 | 0.14758 | 0 | 0 | 0 | 0 | 0 | 38.2
440_G_1 | WECC_Northern California (not including BANC) | California | 6 | Stanislaus | 99 | 440 | 1 | La Grange | 0 | 1924 | 9999 | Hydro | [5 empty] | Non-Fossil | G | 2030 | Hydro |  | 0 | 0 | 0 | 0 | 0 | 0 | 0 | 0 | 0 | 0 | 0 | 0 | 0 | 0 | 0 | 0 | 0.49483 | 0.78912 | 1.4954 | 2.7793 | 0 | 0 | 0 | 0 | 0 | 0 | 0 | 0 | 0 | 0 | 0 | 0 | 0 | 0 | 0 | 0 | 0 | 0 | 0 | 0 | 0.015808 | 0.00068781 | 0.0010969 | 0.0020786 | 0.0038632 | 0 | 0 | 0 | 0 | 0 | 1
440_G_2 | WECC_Northern California (not including BANC) | California | 6 | Stanislaus | 99 | 440 | 2 | La Grange | 0 | 1924 | 9999 | Hydro | [5 empty] | Non-Fossil | G | 2030 | Hydro |  | 0 | 0 | 0 | 0 | 0 | 0 | 0 | 0 | 0 | 0 | 0 | 0 | 0 | 0 | 0 | 0 | 1.6329 | 2.6041 | 4.9347 | 9.1717 | 0 | 0 | 0 | 0 | 0 | 0 | 0 | 0 | 0 | 0 | 0 | 0 | 0 | 0 | 0 | 0 | 0 | 0 | 0 | 0 | 0.052167 | 0.0022698 | 0.0036197 | 0.0068592 | 0.012749 | 0 | 0 | 0 | 0 | 0 | 3.3
441_G_1 | WECC_Northern California (not including BANC) | California | 6 | Sacramento | 67 | 441 | 1 | Folsom | 0 | 1955 | 9999 | Hydro | [5 empty] | Non-Fossil | G | 2030 | Hydro |  | 0 | 0 | 0 | 0 | 0 | 0 | 0 | 0 | 0 | 0 | 0 | 0 | 0 | 0 | 0 | 0 | 35.4793 | 56.5796 | 107.2178 | 199.2767 | 0 | 0 | 0 | 0 | 0 | 0 | 0 | 0 | 0 | 0 | 0 | 0 | 0 | 0 | 0 | 0 | 0 | 0 | 0 | 0 | 1.1335 | 0.049316 | 0.078646 | 0.14903 | 0.27699 | 0 | 0 | 0 | 0 | 0 | 71.7
441_G_2 | WECC_Northern California (not including BANC) | California | 6 | Sacramento | 67 | 441 | 2 | Folsom | 0 | 1955 | 9999 | Hydro | [5 empty] | Non-Fossil | G | 2030 | Hydro |  | 0 | 0 | 0 | 0 | 0 | 0 | 0 | 0 | 0 | 0 | 0 | 0 | 0 | 0 | 0 | 0 | 35.4793 | 56.5796 | 107.2178 | 199.2767 | 0 | 0 | 0 | 0 | 0 | 0 | 0 | 0 | 0 | 0 | 0 | 0 | 0 | 0 | 0 | 0 | 0 | 0 | 0 | 0 | 1.1335 | 0.049316 | 0.078646 | 0.14903 | 0.27699 | 0 | 0 | 0 | 0 | 0 | 71.7
441_G_3 | WECC_Northern California (not including BANC) | California | 6 | Sacramento | 67 | 441 | 3 | Folsom | 0 | 1955 | 9999 | Hydro | [5 empty] | Non-Fossil | G | 2030 | Hydro |  | 0 | 0 | 0 | 0 | 0 | 0 | 0 | 0 | 0 | 0 | 0 | 0 | 0 | 0 | 0 | 0 | 35.4793 | 56.5796 | 107.2178 | 199.2767 | 0 | 0 | 0 | 0 | 0 | 0 | 0 | 0 | 0 | 0 | 0 | 0 | 0 | 0 | 0 | 0 | 0 | 0 | 0 | 0 | 1.1335 | 0.049316 | 0.078646 | 0.14903 | 0.27699 | 0 | 0 | 0 | 0 | 0 | 71.7
442_G_1 | WECC_Northern California (not including BANC) | California | 6 | Shasta | 89 | 442 | 1 | Judge F Carr | 0 | 1963 | 9999 | Hydro | [5 empty] | Non-Fossil | G | 2030 | Hydro |  | 0 | 0 | 0 | 0 | 0 | 0 | 0 | 0 | 0 | 0 | 0 | 0 | 0 | 0 | 0 | 0 | 43.8914 | 69.9946 | 132.639 | 246.525 | 0 | 0 | 0 | 0 | 0 | 0 | 0 | 0 | 0 | 0 | 0 | 0 | 0 | 0 | 0 | 0 | 0 | 0 | 0 | 0 | 1.4022 | 0.061009 | 0.097293 | 0.18437 | 0.34267 | 0 | 0 | 0 | 0 | 0 | 88.7
442_G_2 | WECC_Northern California (not including BANC) | California | 6 | Shasta | 89 | 442 | 2 | Judge F Carr | 0 | 1963 | 9999 | Hydro | [5 empty] | Non-Fossil | G | 2030 | Hydro |  | 0 | 0 | 0 | 0 | 0 | 0 | 0 | 0 | 0 | 0 | 0 | 0 | 0 | 0 | 0 | 0 | 43.8914 | 69.9946 | 132.639 | 246.525 | 0 | 0 | 0 | 0 | 0 | 0 | 0 | 0 | 0 | 0 | 0 | 0 | 0 | 0 | 0 | 0 | 0 | 0 | 0 | 0 | 1.4022 | 0.061009 | 0.097293 | 0.18437 | 0.34267 | 0 | 0 | 0 | 0 | 0 | 88.7
443_G_1 | WECC_Northern California (not including BANC) | California | 6 | Shasta | 89 | 443 | 1 | Keswick | 0 | 1950 | 9999 | Hydro | [5 empty] | Non-Fossil | G | 2030 | Hydro |  | 0 | 0 | 0 | 0 | 0 | 0 | 0 | 0 | 0 | 0 | 0 | 0 | 0 | 0 | 0 | 0 | 19.2984 | 30.7755 | 58.3193 | 108.3932 | 0 | 0 | 0 | 0 | 0 | 0 | 0 | 0 | 0 | 0 | 0 | 0 | 0 | 0 | 0 | 0 | 0 | 0 | 0 | 0 | 0.61652 | 0.026825 | 0.042778 | 0.081064 | 0.15067 | 0 | 0 | 0 | 0 | 0 | 39
443_G_2 | WECC_Northern California (not including BANC) | California | 6 | Shasta | 89 | 443 | 2 | Keswick | 0 | 1949 | 9999 | Hydro | [5 empty] | Non-Fossil | G | 2030 | Hydro |  | 0 | 0 | 0 | 0 | 0 | 0 | 0 | 0 | 0 | 0 | 0 | 0 | 0 | 0 | 0 | 0 | 19.2984 | 30.7755 | 58.3193 | 108.3932 | 0 | 0 | 0 | 0 | 0 | 0 | 0 | 0 | 0 | 0 | 0 | 0 | 0 | 0 | 0 | 0 | 0 | 0 | 0 | 0 | 0.61652 | 0.026825 | 0.042778 | 0.081064 | 0.15067 | 0 | 0 | 0 | 0 | 0 | 39
443_G_3 | WECC_Northern California (not including BANC) | California | 6 | Shasta | 89 | 443 | 3 | Keswick | 0 | 1949 | 9999 | Hydro | [5 empty] | Non-Fossil | G | 2030 | Hydro |  | 0 | 0 | 0 | 0 | 0 | 0 | 0 | 0 | 0 | 0 | 0 | 0 | 0 | 0 | 0 | 0 | 19.2984 | 30.7755 | 58.3193 | 108.3932 | 0 | 0 | 0 | 0 | 0 | 0 | 0 | 0 | 0 | 0 | 0 | 0 | 0 | 0 | 0 | 0 | 0 | 0 | 0 | 0 | 0.61652 | 0.026825 | 0.042778 | 0.081064 | 0.15067 | 0 | 0 | 0 | 0 | 0 | 39
444_G_1 | WECC_Northern California (not including BANC) | California | 6 | Sacramento | 67 | 444 | 1 | Nimbus | 0 | 1955 | 9999 | Hydro | [5 empty] | Non-Fossil | G | 2030 | Hydro |  | 0 | 0 | 0 | 0 | 0 | 0 | 0 | 0 | 0 | 0 | 0 | 0 | 0 | 0 | 0 | 0 | 4.1833 | 6.5114 | 12.77 | 23.4647 | 0 | 0 | 0 | 0 | 0 | 0 | 0 | 0 | 0 | 0 | 0 | 0 | 0 | 0 | 0 | 0 | 0 | 0 | 0 | 0 | 0.13121 | 0.0058148 | 0.0090509 | 0.01775 | 0.032616 | 0 | 0 | 0 | 0 | 0 | 8.3
444_G_2 | WECC_Northern California (not including BANC) | California | 6 | Sacramento | 67 | 444 | 2 | Nimbus | 0 | 1955 | 9999 | Hydro | [5 empty] | Non-Fossil | G | 2030 | Hydro |  | 0 | 0 | 0 | 0 | 0 | 0 | 0 | 0 | 0 | 0 | 0 | 0 | 0 | 0 | 0 | 0 | 4.1833 | 6.5114 | 12.77 | 23.4647 | 0 | 0 | 0 | 0 | 0 | 0 | 0 | 0 | 0 | 0 | 0 | 0 | 0 | 0 | 0 | 0 | 0 | 0 | 0 | 0 | 0.13121 | 0.0058148 | 0.0090509 | 0.01775 | 0.032616 | 0 | 0 | 0 | 0 | 0 | 8.3
445_G_1 | WECC_Northern California (not including BANC) | California | 6 | Shasta | 89 | 445 | 1 | Shasta | 0 | 1949 | 9999 | Hydro | [5 empty] | Non-Fossil | G | 2030 | Hydro |  | 0 | 0 | 0 | 0 | 0 | 0 | 0 | 0 | 0 | 0 | 0 | 0 | 0 | 0 | 0 | 0 | 70.2658 | 112.0545 | 212.342 | 394.6623 | 0 | 0 | 0 | 0 | 0 | 0 | 0 | 0 | 0 | 0 | 0 | 0 | 0 | 0 | 0 | 0 | 0 | 0 | 0 | 0 | 2.2448 | 0.097669 | 0.15576 | 0.29516 | 0.54858 | 0 | 0 | 0 | 0 | 0 | 142
445_G_2 | WECC_Northern California (not including BANC) | California | 6 | Shasta | 89 | 445 | 2 | Shasta | 0 | 1948 | 9999 | Hydro | [5 empty] | Non-Fossil | G | 2030 | Hydro |  | 0 | 0 | 0 | 0 | 0 | 0 | 0 | 0 | 0 | 0 | 0 | 0 | 0 | 0 | 0 | 0 | 70.2658 | 112.0545 | 212.342 | 394.6623 | 0 | 0 | 0 | 0 | 0 | 0 | 0 | 0 | 0 | 0 | 0 | 0 | 0 | 0 | 0 | 0 | 0 | 0 | 0 | 0 | 2.2448 | 0.097669 | 0.15576 | 0.29516 | 0.54858 | 0 | 0 | 0 | 0 | 0 | 142
445_G_3 | WECC_Northern California (not including BANC) | California | 6 | Shasta | 89 | 445 | 3 | Shasta | 0 | 1944 | 9999 | Hydro | [5 empty] | Non-Fossil | G | 2030 | Hydro |  | 0 | 0 | 0 | 0 | 0 | 0 | 0 | 0 | 0 | 0 | 0 | 0 | 0 | 0 | 0 | 0 | 70.2658 | 112.0545 | 212.342 | 394.6623 | 0 | 0 | 0 | 0 | 0 | 0 | 0 | 0 | 0 | 0 | 0 | 0 | 0 | 0 | 0 | 0 | 0 | 0 | 0 | 0 | 2.2448 | 0.097669 | 0.15576 | 0.29516 | 0.54858 | 0 | 0 | 0 | 0 | 0 | 142
445_G_4 | WECC_Northern California (not including BANC) | California | 6 | Shasta | 89 | 445 | 4 | Shasta | 0 | 1944 | 9999 | Hydro | [5 empty] | Non-Fossil | G | 2030 | Hydro |  | 0 | 0 | 0 | 0 | 0 | 0 | 0 | 0 | 0 | 0 | 0 | 0 | 0 | 0 | 0 | 0 | 70.2658 | 112.0545 | 212.342 | 394.6623 | 0 | 0 | 0 | 0 | 0 | 0 | 0 | 0 | 0 | 0 | 0 | 0 | 0 | 0 | 0 | 0 | 0 | 0 | 0 | 0 | 2.2448 | 0.097669 | 0.15576 | 0.29516 | 0.54858 | 0 | 0 | 0 | 0 | 0 | 142
445_G_5 | WECC_Northern California (not including BANC) | California | 6 | Shasta | 89 | 445 | 5 | Shasta | 0 | 1948 | 9999 | Hydro | [5 empty] | Non-Fossil | G | 2030 | Hydro |  | 0 | 0 | 0 | 0 | 0 | 0 | 0 | 0 | 0 | 0 | 0 | 0 | 0 | 0 | 0 | 0 | 70.2658 | 112.0545 | 212.342 | 394.6623 | 0 | 0 | 0 | 0 | 0 | 0 | 0 | 0 | 0 | 0 | 0 | 0 | 0 | 0 | 0 | 0 | 0 | 0 | 0 | 0 | 2.2448 | 0.097669 | 0.15576 | 0.29516 | 0.54858 | 0 | 0 | 0 | 0 | 0 | 142
445_G_S1 | WECC_Northern California (not including BANC) | California | 6 | Shasta | 89 | 445 | S1 | Shasta | 0 | 1944 | 9999 | Hydro | [5 empty] | Non-Fossil | G | 2030 | Hydro |  | 0 | 0 | 0 | 0 | 0 | 0 | 0 | 0 | 0 | 0 | 0 | 0 | 0 | 0 | 0 | 0 | 0.98966 | 1.5782 | 2.9907 | 5.5586 | 0 | 0 | 0 | 0 | 0 | 0 | 0 | 0 | 0 | 0 | 0 | 0 | 0 | 0 | 0 | 0 | 0 | 0 | 0 | 0 | 0.031616 | 0.0013756 | 0.0021937 | 0.0041571 | 0.0077265 | 0 | 0 | 0 | 0 | 0 | 2
445_G_S2 | WECC_Northern California (not including BANC) | California | 6 | Shasta | 89 | 445 | S2 | Shasta | 0 | 1944 | 9999 | Hydro | [5 empty] | Non-Fossil | G | 2030 | Hydro |  | 0 | 0 | 0 | 0 | 0 | 0 | 0 | 0 | 0 | 0 | 0 | 0 | 0 | 0 | 0 | 0 | 0.98966 | 1.5782 | 2.9907 | 5.5586 | 0 | 0 | 0 | 0 | 0 | 0 | 0 | 0 | 0 | 0 | 0 | 0 | 0 | 0 | 0 | 0 | 0 | 0 | 0 | 0 | 0.031616 | 0.0013756 | 0.0021937 | 0.0041571 | 0.0077265 | 0 | 0 | 0 | 0 | 0 | 2
446_G_1 | WECC_Northern California (not including BANC) | California | 6 | Merced | 47 | 446 | 1 | ONeill | 0 | 1968 | 9999 | Pumped Storage | [5 empty] | Non-Fossil | G | 2030 | Pumps |  | 0 | 0 | 0 | 0 | 0 | 0 | 0 | 0 | 0 | 0 | 0 | 0 | 0 | 0 | 0 | 0 | 0 | 0.88246 | 1.1067 | 1.9892 | 0 | 0 | 0 | 0 | 0 | 0 | 0 | 0 | 0 | 0 | 0 | 0 | 0 | 0 | 0 | 0 | 0 | 0 | 0 | 0 | 0.043885 | 0 | 1.3411e-05 | 1.6818e-05 | 3.0229e-05 | 0 | 0 | 0 | 0 | 0 | 2.4
446_G_2 | WECC_Northern California (not including BANC) | California | 6 | Merced | 47 | 446 | 2 | ONeill | 0 | 1968 | 9999 | Pumped Storage | [5 empty] | Non-Fossil | G | 2030 | Pumps |  | 0 | 0 | 0 | 0 | 0 | 0 | 0 | 0 | 0 | 0 | 0 | 0 | 0 | 0 | 0 | 0 | 0 | 0.88246 | 1.1067 | 1.9892 | 0 | 0 | 0 | 0 | 0 | 0 | 0 | 0 | 0 | 0 | 0 | 0 | 0 | 0 | 0 | 0 | 0 | 0 | 0 | 0 | 0.043885 | 0 | 1.3411e-05 | 1.6818e-05 | 3.0229e-05 | 0 | 0 | 0 | 0 | 0 | 2.4
446_G_3 | WECC_Northern California (not including BANC) | California | 6 | Merced | 47 | 446 | 3 | ONeill | 0 | 1967 | 9999 | Pumped Storage | [5 empty] | Non-Fossil | G | 2030 | Pumps |  | 0 | 0 | 0 | 0 | 0 | 0 | 0 | 0 | 0 | 0 | 0 | 0 | 0 | 0 | 0 | 0 | 0 | 0.88246 | 1.1067 | 1.9892 | 0 | 0 | 0 | 0 | 0 | 0 | 0 | 0 | 0 | 0 | 0 | 0 | 0 | 0 | 0 | 0 | 0 | 0 | 0 | 0 | 0.043885 | 0 | 1.3411e-05 | 1.6818e-05 | 3.0229e-05 | 0 | 0 | 0 | 0 | 0 | 2.4
446_G_4 | WECC_Northern California (not including BANC) | California | 6 | Merced | 47 | 446 | 4 | ONeill | 0 | 1967 | 9999 | Pumped Storage | [5 empty] | Non-Fossil | G | 2030 | Pumps |  | 0 | 0 | 0 | 0 | 0 | 0 | 0 | 0 | 0 | 0 | 0 | 0 | 0 | 0 | 0 | 0 | 0 | 0.88246 | 1.1067 | 1.9892 | 0 | 0 | 0 | 0 | 0 | 0 | 0 | 0 | 0 | 0 | 0 | 0 | 0 | 0 | 0 | 0 | 0 | 0 | 0 | 0 | 0.043885 | 0 | 1.3411e-05 | 1.6818e-05 | 3.0229e-05 | 0 | 0 | 0 | 0 | 0 | 2.4
446_G_5 | WECC_Northern California (not including BANC) | California | 6 | Merced | 47 | 446 | 5 | ONeill | 0 | 1968 | 9999 | Pumped Storage | [5 empty] | Non-Fossil | G | 2030 | Pumps |  | 0 | 0 | 0 | 0 | 0 | 0 | 0 | 0 | 0 | 0 | 0 | 0 | 0 | 0 | 0 | 0 | 0 | 0.88246 | 1.1067 | 1.9892 | 0 | 0 | 0 | 0 | 0 | 0 | 0 | 0 | 0 | 0 | 0 | 0 | 0 | 0 | 0 | 0 | 0 | 0 | 0 | 0 | 0.043885 | 0 | 1.3411e-05 | 1.6818e-05 | 3.0229e-05 | 0 | 0 | 0 | 0 | 0 | 2.4
446_G_6 | WECC_Northern California (not including BANC) | California | 6 | Merced | 47 | 446 | 6 | ONeill | 0 | 1967 | 9999 | Pumped Storage | [5 empty] | Non-Fossil | G | 2030 | Pumps |  | 0 | 0 | 0 | 0 | 0 | 0 | 0 | 0 | 0 | 0 | 0 | 0 | 0 | 0 | 0 | 0 | 0 | 0.88246 | 1.1067 | 1.9892 | 0 | 0 | 0 | 0 | 0 | 0 | 0 | 0 | 0 | 0 | 0 | 0 | 0 | 0 | 0 | 0 | 0 | 0 | 0 | 0 | 0.043885 | 0 | 1.3411e-05 | 1.6818e-05 | 3.0229e-05 | 0 | 0 | 0 | 0 | 0 | 2.4
447_G_1 | WECC_Arizona | California | 6 | San Bernardino | 71 | 447 | 1 | Parker Dam | 0 | 1942 | 9999 | Hydro | [5 empty] | Non-Fossil | G | 2030 | Hydro |  | 0 | 0 | 0 | 0 | 0 | 0 | 0 | 0 | 0 | 0 | 0 | 0 | 0 | 0 | 0 | 0 | 17.9544 | 39.0935 | 53.8716 | 110.9195 | 0 | 0 | 0 | 0 | 0 | 0 | 0 | 0 | 0 | 0 | 0 | 0 | 0 | 0 | 0 | 0 | 0 | 0 | 0 | 0 | 0.47425 | 0.024957 | 0.05434 | 0.074882 | 0.15418 | 0 | 0 | 0 | 0 | 0 | 30
447_G_2 | WECC_Arizona | California | 6 | San Bernardino | 71 | 447 | 2 | Parker Dam | 0 | 1943 | 9999 | Hydro | [5 empty] | Non-Fossil | G | 2030 | Hydro |  | 0 | 0 | 0 | 0 | 0 | 0 | 0 | 0 | 0 | 0 | 0 | 0 | 0 | 0 | 0 | 0 | 17.9544 | 39.0935 | 53.8716 | 110.9195 | 0 | 0 | 0 | 0 | 0 | 0 | 0 | 0 | 0 | 0 | 0 | 0 | 0 | 0 | 0 | 0 | 0 | 0 | 0 | 0 | 0.47425 | 0.024957 | 0.05434 | 0.074882 | 0.15418 | 0 | 0 | 0 | 0 | 0 | 30
447_G_3 | WECC_Arizona | California | 6 | San Bernardino | 71 | 447 | 3 | Parker Dam | 0 | 1942 | 9999 | Hydro | [5 empty] | Non-Fossil | G | 2030 | Hydro |  | 0 | 0 | 0 | 0 | 0 | 0 | 0 | 0 | 0 | 0 | 0 | 0 | 0 | 0 | 0 | 0 | 17.9544 | 39.0935 | 53.8716 | 110.9195 | 0 | 0 | 0 | 0 | 0 | 0 | 0 | 0 | 0 | 0 | 0 | 0 | 0 | 0 | 0 | 0 | 0 | 0 | 0 | 0 | 0.47425 | 0.024957 | 0.05434 | 0.074882 | 0.15418 | 0 | 0 | 0 | 0 | 0 | 30
447_G_4 | WECC_Arizona | California | 6 | San Bernardino | 71 | 447 | 4 | Parker Dam | 0 | 1943 | 9999 | Hydro | [5 empty] | Non-Fossil | G | 2030 | Hydro |  | 0 | 0 | 0 | 0 | 0 | 0 | 0 | 0 | 0 | 0 | 0 | 0 | 0 | 0 | 0 | 0 | 17.9544 | 39.0935 | 53.8716 | 110.9195 | 0 | 0 | 0 | 0 | 0 | 0 | 0 | 0 | 0 | 0 | 0 | 0 | 0 | 0 | 0 | 0 | 0 | 0 | 0 | 0 | 0.47425 | 0.024957 | 0.05434 | 0.074882 | 0.15418 | 0 | 0 | 0 | 0 | 0 | 30
448_G_1 | WECC_Northern California (not including BANC) | California | 6 | Merced | 47 | 448 | 1 | W R Gianelli | 0 | 1968 | 9999 | Pumped Storage | [5 empty] | Non-Fossil | G | 2030 | Pumps |  | 0 | 0 | 0 | 0 | 0 | 0 | 0 | 0 | 0 | 0 | 0 | 0 | 0 | 0 | 0 | 0 | 0 | 18.7523 | 23.5173 | 42.2696 | 0 | 0 | 0 | 0 | 0 | 0 | 0 | 0 | 0 | 0 | 0 | 0 | 0 | 0 | 0 | 0 | 0 | 0 | 0 | 0 | 0.93255 | 0 | 0.00028498 | 0.00035739 | 0.00064237 | 0 | 0 | 0 | 0 | 0 | 51
448_G_2 | WECC_Northern California (not including BANC) | California | 6 | Merced | 47 | 448 | 2 | W R Gianelli | 0 | 1968 | 9999 | Pumped Storage | [5 empty] | Non-Fossil | G | 2030 | Pumps |  | 0 | 0 | 0 | 0 | 0 | 0 | 0 | 0 | 0 | 0 | 0 | 0 | 0 | 0 | 0 | 0 | 0 | 18.3846 | 23.0562 | 41.4408 | 0 | 0 | 0 | 0 | 0 | 0 | 0 | 0 | 0 | 0 | 0 | 0 | 0 | 0 | 0 | 0 | 0 | 0 | 0 | 0 | 0.91426 | 0 | 0.00027939 | 0.00035038 | 0.00062977 | 0 | 0 | 0 | 0 | 0 | 50
448_G_3 | WECC_Northern California (not including BANC) | California | 6 | Merced | 47 | 448 | 3 | W R Gianelli | 0 | 1967 | 9999 | Pumped Storage | [5 empty] | Non-Fossil | G | 2030 | Pumps |  | 0 | 0 | 0 | 0 | 0 | 0 | 0 | 0 | 0 | 0 | 0 | 0 | 0 | 0 | 0 | 0 | 0 | 18.3846 | 23.0562 | 41.4408 | 0 | 0 | 0 | 0 | 0 | 0 | 0 | 0 | 0 | 0 | 0 | 0 | 0 | 0 | 0 | 0 | 0 | 0 | 0 | 0 | 0.91426 | 0 | 0.00027939 | 0.00035038 | 0.00062977 | 0 | 0 | 0 | 0 | 0 | 50
448_G_4 | WECC_Northern California (not including BANC) | California | 6 | Merced | 47 | 448 | 4 | W R Gianelli | 0 | 1967 | 9999 | Pumped Storage | [5 empty] | Non-Fossil | G | 2030 | Pumps |  | 0 | 0 | 0 | 0 | 0 | 0 | 0 | 0 | 0 | 0 | 0 | 0 | 0 | 0 | 0 | 0 | 0 | 18.3846 | 23.0562 | 41.4408 | 0 | 0 | 0 | 0 | 0 | 0 | 0 | 0 | 0 | 0 | 0 | 0 | 0 | 0 | 0 | 0 | 0 | 0 | 0 | 0 | 0.91426 | 0 | 0.00027939 | 0.00035038 | 0.00062977 | 0 | 0 | 0 | 0 | 0 | 50
448_G_5 | WECC_Northern California (not including BANC) | California | 6 | Merced | 47 | 448 | 5 | W R Gianelli | 0 | 1967 | 9999 | Pumped Storage | [5 empty] | Non-Fossil | G | 2030 | Pumps |  | 0 | 0 | 0 | 0 | 0 | 0 | 0 | 0 | 0 | 0 | 0 | 0 | 0 | 0 | 0 | 0 | 0 | 18.3846 | 23.0562 | 41.4408 | 0 | 0 | 0 | 0 | 0 | 0 | 0 | 0 | 0 | 0 | 0 | 0 | 0 | 0 | 0 | 0 | 0 | 0 | 0 | 0 | 0.91426 | 0 | 0.00027939 | 0.00035038 | 0.00062977 | 0 | 0 | 0 | 0 | 0 | 50
448_G_6 | WECC_Northern California (not including BANC) | California | 6 | Merced | 47 | 448 | 6 | W R Gianelli | 0 | 1967 | 9999 | Pumped Storage | [5 empty] | Non-Fossil | G | 2030 | Pumps |  | 0 | 0 | 0 | 0 | 0 | 0 | 0 | 0 | 0 | 0 | 0 | 0 | 0 | 0 | 0 | 0 | 0 | 18.3846 | 23.0562 | 41.4408 | 0 | 0 | 0 | 0 | 0 | 0 | 0 | 0 | 0 | 0 | 0 | 0 | 0 | 0 | 0 | 0 | 0 | 0 | 0 | 0 | 0.91426 | 0 | 0.00027939 | 0.00035038 | 0.00062977 | 0 | 0 | 0 | 0 | 0 | 50
448_G_7 | WECC_Northern California (not including BANC) | California | 6 | Merced | 47 | 448 | 7 | W R Gianelli | 0 | 1967 | 9999 | Pumped Storage | [5 empty] | Non-Fossil | G | 2030 | Pumps |  | 0 | 0 | 0 | 0 | 0 | 0 | 0 | 0 | 0 | 0 | 0 | 0 | 0 | 0 | 0 | 0 | 0 | 18.3846 | 23.0562 | 41.4408 | 0 | 0 | 0 | 0 | 0 | 0 | 0 | 0 | 0 | 0 | 0 | 0 | 0 | 0 | 0 | 0 | 0 | 0 | 0 | 0 | 0.91426 | 0 | 0.00027939 | 0.00035038 | 0.00062977 | 0 | 0 | 0 | 0 | 0 | 50
448_G_8 | WECC_Northern California (not including BANC) | California | 6 | Merced | 47 | 448 | 8 | W R Gianelli | 0 | 1967 | 9999 | Pumped Storage | [5 empty] | Non-Fossil | G | 2030 | Pumps |  | 0 | 0 | 0 | 0 | 0 | 0 | 0 | 0 | 0 | 0 | 0 | 0 | 0 | 0 | 0 | 0 | 0 | 18.3846 | 23.0562 | 41.4408 | 0 | 0 | 0 | 0 | 0 | 0 | 0 | 0 | 0 | 0 | 0 | 0 | 0 | 0 | 0 | 0 | 0 | 0 | 0 | 0 | 0.91426 | 0 | 0.00027939 | 0.00035038 | 0.00062977 | 0 | 0 | 0 | 0 | 0 | 50
450_G_1 | WECC_Northern California (not including BANC) | California | 6 | Shasta | 89 | 450 | 1 | Spring Creek | 0 | 1964 | 9999 | Hydro | [5 empty] | Non-Fossil | G | 2030 | Hydro |  | 0 | 0 | 0 | 0 | 0 | 0 | 0 | 0 | 0 | 0 | 0 | 0 | 0 | 0 | 0 | 0 | 44.5347 | 71.0205 | 134.583 | 250.1381 | 0 | 0 | 0 | 0 | 0 | 0 | 0 | 0 | 0 | 0 | 0 | 0 | 0 | 0 | 0 | 0 | 0 | 0 | 0 | 0 | 1.4227 | 0.061903 | 0.098718 | 0.18707 | 0.34769 | 0 | 0 | 0 | 0 | 0 | 90
450_G_2 | WECC_Northern California (not including BANC) | California | 6 | Shasta | 89 | 450 | 2 | Spring Creek | 0 | 1964 | 9999 | Hydro | [5 empty] | Non-Fossil | G | 2030 | Hydro |  | 0 | 0 | 0 | 0 | 0 | 0 | 0 | 0 | 0 | 0 | 0 | 0 | 0 | 0 | 0 | 0 | 44.5347 | 71.0205 | 134.583 | 250.1381 | 0 | 0 | 0 | 0 | 0 | 0 | 0 | 0 | 0 | 0 | 0 | 0 | 0 | 0 | 0 | 0 | 0 | 0 | 0 | 0 | 1.4227 | 0.061903 | 0.098718 | 0.18707 | 0.34769 | 0 | 0 | 0 | 0 | 0 | 90
451_G_1 | WECC_Northern California (not including BANC) | California | 6 | Trinity | 105 | 451 | 1 | Trinity | 0 | 1964 | 9999 | Hydro | [5 empty] | Non-Fossil | G | 2030 | Hydro |  | 0 | 0 | 0 | 0 | 0 | 0 | 0 | 0 | 0 | 0 | 0 | 0 | 0 | 0 | 0 | 0 | 34.6381 | 55.2381 | 104.6756 | 194.5519 | 0 | 0 | 0 | 0 | 0 | 0 | 0 | 0 | 0 | 0 | 0 | 0 | 0 | 0 | 0 | 0 | 0 | 0 | 0 | 0 | 1.1066 | 0.048147 | 0.076781 | 0.1455 | 0.27043 | 0 | 0 | 0 | 0 | 0 | 70
451_G_2 | WECC_Northern California (not including BANC) | California | 6 | Trinity | 105 | 451 | 2 | Trinity | 0 | 1964 | 9999 | Hydro | [5 empty] | Non-Fossil | G | 2030 | Hydro |  | 0 | 0 | 0 | 0 | 0 | 0 | 0 | 0 | 0 | 0 | 0 | 0 | 0 | 0 | 0 | 0 | 34.6381 | 55.2381 | 104.6756 | 194.5519 | 0 | 0 | 0 | 0 | 0 | 0 | 0 | 0 | 0 | 0 | 0 | 0 | 0 | 0 | 0 | 0 | 0 | 0 | 0 | 0 | 1.1066 | 0.048147 | 0.076781 | 0.1455 | 0.27043 | 0 | 0 | 0 | 0 | 0 | 70
454_G_1 | WECC_Northern California (not including BANC) | California | 6 | Yuba | 115 | 454 | 1 | Colgate | 0 | 1969 | 9999 | Hydro | [5 empty] | Non-Fossil | G | 2030 | Hydro |  | 0 | 0 | 0 | 0 | 0 | 0 | 0 | 0 | 0 | 0 | 0 | 0 | 0 | 0 | 0 | 0 | 77.9356 | 124.2858 | 235.5202 | 437.7417 | 0 | 0 | 0 | 0 | 0 | 0 | 0 | 0 | 0 | 0 | 0 | 0 | 0 | 0 | 0 | 0 | 0 | 0 | 0 | 0 | 2.4898 | 0.10833 | 0.17276 | 0.32737 | 0.60846 | 0 | 0 | 0 | 0 | 0 | 157.5
454_G_2 | WECC_Northern California (not including BANC) | California | 6 | Yuba | 115 | 454 | 2 | Colgate | 0 | 1969 | 9999 | Hydro | [5 empty] | Non-Fossil | G | 2030 | Hydro |  | 0 | 0 | 0 | 0 | 0 | 0 | 0 | 0 | 0 | 0 | 0 | 0 | 0 | 0 | 0 | 0 | 77.9356 | 124.2858 | 235.5202 | 437.7417 | 0 | 0 | 0 | 0 | 0 | 0 | 0 | 0 | 0 | 0 | 0 | 0 | 0 | 0 | 0 | 0 | 0 | 0 | 0 | 0 | 2.4898 | 0.10833 | 0.17276 | 0.32737 | 0.60846 | 0 | 0 | 0 | 0 | 0 | 157.5
455_G_1 | WECC_Northern California (not including BANC) | California | 6 | Yuba | 115 | 455 | 1 | Narrows 2 | 0 | 1969 | 9999 | Hydro | [5 empty] | Non-Fossil | G | 2030 | Hydro |  | 0 | 0 | 0 | 0 | 0 | 0 | 0 | 0 | 0 | 0 | 0 | 0 | 0 | 0 | 0 | 0 | 23.1085 | 36.8517 | 69.8336 | 129.7939 | 0 | 0 | 0 | 0 | 0 | 0 | 0 | 0 | 0 | 0 | 0 | 0 | 0 | 0 | 0 | 0 | 0 | 0 | 0 | 0 | 0.73824 | 0.032121 | 0.051224 | 0.097069 | 0.18041 | 0 | 0 | 0 | 0 | 0 | 46.7
457_G_HC1 | WECC_San Diego Gas and Electric | California | 6 | San Diego | 73 | 457 | HC1 | Bear Valley | 0 | 1986 | 9999 | Hydro | [5 empty] | Non-Fossil | G | 2030 | Hydro |  | 0 | 0 | 0 | 0 | 0 | 0 | 0 | 0 | 0 | 0 | 0 | 0 | 0 | 0 | 0 | 0 | 0.37183 | 0.60174 | 1.1789 | 2.1525 | 0 | 0 | 0 | 0 | 0 | 0 | 0 | 0 | 0 | 0 | 0 | 0 | 0 | 0 | 0 | 0 | 0 | 0 | 0 | 0 | 0.011066 | 0.00051685 | 0.00083642 | 0.0016387 | 0.002992 | 0 | 0 | 0 | 0 | 0 | 0.7
457_G_HC2 | WECC_San Diego Gas and Electric | California | 6 | San Diego | 73 | 457 | HC2 | Bear Valley | 0 | 1986 | 9999 | Hydro | [5 empty] | Non-Fossil | G | 2030 | Hydro |  | 0 | 0 | 0 | 0 | 0 | 0 | 0 | 0 | 0 | 0 | 0 | 0 | 0 | 0 | 0 | 0 | 0.37183 | 0.60174 | 1.1789 | 2.1525 | 0 | 0 | 0 | 0 | 0 | 0 | 0 | 0 | 0 | 0 | 0 | 0 | 0 | 0 | 0 | 0 | 0 | 0 | 0 | 0 | 0.011066 | 0.00051685 | 0.00083642 | 0.0016387 | 0.002992 | 0 | 0 | 0 | 0 | 0 | 0.7
46_G_1 | SERC_Central_TVA | Alabama | 1 | Limestone | 83 | 46 | 1 | Browns Ferry | 10456 | 1974 | 9999 | Nuclear | [5 empty] | Non-Fossil | G | 2030 | Nuclear |  | 24.8563 | 33.6942 | 44.8565 | 103.407 | 0 | 0 | 0 | 0 | 0 | 0 | 0 | 0 | 0 | 0 | 0 | 0 | 2377.2326 | 3222.4709 | 4290.0229 | 9889.7264 | 0 | 0 | 0 | 0 | 0 | 0 | 0 | 0 | 0 | 0 | 0 | 0 | 0 | 0 | 0 | 0 | 0 | 0 | 0 | 0 | 209.8004 | 0.26214 | 0.35534 | 0.47306 | 1.0905 | 17.2135 | 23.3339 | 31.064 | 71.6114 | 0 | 1255.8
46_G_2 | SERC_Central_TVA | Alabama | 1 | Limestone | 83 | 46 | 2 | Browns Ferry | 10456 | 1975 | 9999 | Nuclear | [5 empty] | Non-Fossil | G | 2030 | Nuclear |  | 25.6897 | 34.8238 | 46.3604 | 106.8739 | 0 | 0 | 0 | 0 | 0 | 0 | 0 | 0 | 0 | 0 | 0 | 0 | 2456.9339 | 3330.5104 | 4433.8542 | 10221.2985 | 0 | 0 | 0 | 0 | 0 | 0 | 0 | 0 | 0 | 0 | 0 | 0 | 0 | 0 | 0 | 0 | 0 | 0 | 0 | 0 | 205.9644 | 0.27599 | 0.37412 | 0.49807 | 1.1482 | 17.7906 | 24.1162 | 32.1055 | 74.0123 | 0 | 1258.7
46_G_3 | SERC_Central_TVA | Alabama | 1 | Limestone | 83 | 46 | 3 | Browns Ferry | 10456 | 1977 | 9999 | Nuclear | [5 empty] | Non-Fossil | G | 2030 | Nuclear |  | 24.7988 | 33.6162 | 44.7526 | 103.1676 | 0 | 0 | 0 | 0 | 0 | 0 | 0 | 0 | 0 | 0 | 0 | 0 | 2371.7292 | 3215.0107 | 4280.0914 | 9866.8313 | 0 | 0 | 0 | 0 | 0 | 0 | 0 | 0 | 0 | 0 | 0 | 0 | 0 | 0 | 0 | 0 | 0 | 0 | 0 | 0 | 211.554 | 0.28103 | 0.38095 | 0.50715 | 1.1691 | 17.1737 | 23.2798 | 30.9921 | 71.4456 | 0 | 1259.9
460_G_IC1 | WECC_Colorado | Colorado | 8 | Pueblo | 101 | 460 | IC1 | Pueblo | 12283 | 1964 | 9999 | Combustion Turbine | [5 empty] | Fossil | G | 2030 | Oil |  | 0 | 0 | 0 | 0 | 0 | 0 | 0 | 0 | 0 | 0 | 0 | 0 | 0 | 0 | 0 | 0 | 0 | 0 | 0 | 0 | 0 | 0 | 0 | 0 | 0 | 0 | 0 | 0 | 0 | 0 | 0 | 0 | 0 | 0 | 0 | 0 | 0 | 0 | 0 | 0 | 0.094402 | 0 | 0 | 0 | 0 | 0 | 0 | 0 | 0 | 0 | 2
460_G_IC3 | WECC_Colorado | Colorado | 8 | Pueblo | 101 | 460 | IC3 | Pueblo | 12283 | 1964 | 9999 | Combustion Turbine | [5 empty] | Fossil | G | 2030 | Oil |  | 0 | 0 | 0 | 0 | 0 | 0 | 0 | 0 | 0 | 0 | 0 | 0 | 0 | 0 | 0 | 0 | 0 | 0 | 0 | 0 | 0 | 0 | 0 | 0 | 0 | 0 | 0 | 0 | 0 | 0 | 0 | 0 | 0 | 0 | 0 | 0 | 0 | 0 | 0 | 0 | 0.094402 | 0 | 0 | 0 | 0 | 0 | 0 | 0 | 0 | 0 | 2
460_G_IC4 | WECC_Colorado | Colorado | 8 | Pueblo | 101 | 460 | IC4 | Pueblo | 12283 | 1964 | 9999 | Combustion Turbine | [5 empty] | Fossil | G | 2030 | Oil |  | 0 | 0 | 0 | 0 | 0 | 0 | 0 | 0 | 0 | 0 | 0 | 0 | 0 | 0 | 0 | 0 | 0 | 0 | 0 | 0 | 0 | 0 | 0 | 0 | 0 | 0 | 0 | 0 | 0 | 0 | 0 | 0 | 0 | 0 | 0 | 0 | 0 | 0 | 0 | 0 | 0.094402 | 0 | 0 | 0 | 0 | 0 | 0 | 0 | 0 | 0 | 2
460_G_IC5 | WECC_Colorado | Colorado | 8 | Pueblo | 101 | 460 | IC5 | Pueblo | 12283 | 1964 | 9999 | Combustion Turbine | [5 empty] | Fossil | G | 2030 | Oil |  | 0 | 0 | 0 | 0 | 0 | 0 | 0 | 0 | 0 | 0 | 0 | 0 | 0 | 0 | 0 | 0 | 0 | 0 | 0 | 0 | 0 | 0 | 0 | 0 | 0 | 0 | 0 | 0 | 0 | 0 | 0 | 0 | 0 | 0 | 0 | 0 | 0 | 0 | 0 | 0 | 0.094402 | 0 | 0 | 0 | 0 | 0 | 0 | 0 | 0 | 0 | 2
466_G_1A | WECC_Colorado | Colorado | 8 | Boulder | 13 | 466 | 1A | Boulder Canyon Hydro | 0 | 2013 | 9999 | Hydro | [5 empty] | Non-Fossil | G | 2030 | Hydro |  | 0 | 0 | 0 | 0 | 0 | 0 | 0 | 0 | 0 | 0 | 0 | 0 | 0 | 0 | 0 | 0 | 2.801 | 3.0208 | 5.3243 | 11.1461 | 0 | 0 | 0 | 0 | 0 | 0 | 0 | 0 | 0 | 0 | 0 | 0 | 0 | 0 | 0 | 0 | 0 | 0 | 0 | 0 | 0.079041 | 0.0038934 | 0.0041989 | 0.0074007 | 0.015493 | 0 | 0 | 0 | 0 | 0 | 5
467_G_A | WECC_Colorado | Colorado | 8 | Clear Creek | 19 | 467 | A | Cabin Creek | 0 | 1967 | 9999 | Pumped Storage | [5 empty] | Non-Fossil | G | 2030 | Pumps |  | 0 | 0 | 0 | 0 | 0 | 0 | 0 | 0 | 0 | 0 | 0 | 0 | 0 | 0 | 0 | 0 | 0.044717 | 45.5435 | 106.7679 | 152.3561 | 0 | 0 | 0 | 0 | 0 | 0 | 0 | 0 | 0 | 0 | 0 | 0 | 0 | 0 | 0 | 0 | 0 | 0 | 0 | 0 | 3.2968 | 6.7956e-07 | 0.00069212 | 0.0016225 | 0.0023153 | 0 | 0 | 0 | 0 | 0 | 180.3
467_G_B | WECC_Colorado | Colorado | 8 | Clear Creek | 19 | 467 | B | Cabin Creek | 0 | 1967 | 9999 | Pumped Storage | [5 empty] | Non-Fossil | G | 2030 | Pumps |  | 0 | 0 | 0 | 0 | 0 | 0 | 0 | 0 | 0 | 0 | 0 | 0 | 0 | 0 | 0 | 0 | 0.044717 | 45.5435 | 106.7679 | 152.3561 | 0 | 0 | 0 | 0 | 0 | 0 | 0 | 0 | 0 | 0 | 0 | 0 | 0 | 0 | 0 | 0 | 0 | 0 | 0 | 0 | 3.2968 | 6.7956e-07 | 0.00069212 | 0.0016225 | 0.0023153 | 0 | 0 | 0 | 0 | 0 | 180.3
469_G_5 | WECC_Colorado | Colorado | 8 | Adams | 1 | 469 | 5 | Cherokee | 7181 | 2015 | 9999 | Combined Cycle |  |  | SCR |  |  | Fossil | G | 2030 | NaturalGas |  | 2.1211 | 2.8753 | 3.9759 | 8.9723 | 0 | 0 | 0 | 0 | 0 | 0 | 0 | 0 | 0 | 0 | 0 | 0 | 295.3793 | 400.403 | 553.674 | 1249.4563 | 124.1703 | 168.3197 | 232.7511 | 525.2411 | 1.4848e-07 | 2.0127e-07 | 2.7832e-07 | 6.2806e-07 | 0.012472 | 0.016907 | 0.023378 | 0.052757 | 0 | 0 | 0 | 0 | 0 | 0 | 0 | 0 | 5.3068 | 0.67496 | 0.91495 | 1.2652 | 2.8551 | 6.1951 | 6.8987 | 8.582 | 21.6757 | 0 | 168 | SCR
469_G_6 | WECC_Colorado | Colorado | 8 | Adams | 1 | 469 | 6 | Cherokee | 7181 | 2015 | 9999 | Combined Cycle |  |  | SCR |  |  | Fossil | G | 2030 | NaturalGas |  | 2.1211 | 2.8753 | 3.9759 | 8.9723 | 0 | 0 | 0 | 0 | 0 | 0 | 0 | 0 | 0 | 0 | 0 | 0 | 295.3793 | 400.403 | 553.674 | 1249.4563 | 124.1703 | 168.3197 | 232.7511 | 525.2411 | 1.4848e-07 | 2.0127e-07 | 2.7832e-07 | 6.2806e-07 | 0.012472 | 0.016907 | 0.023378 | 0.052757 | 0 | 0 | 0 | 0 | 0 | 0 | 0 | 0 | 5.3068 | 0.67496 | 0.91495 | 1.2652 | 2.8551 | 6.1951 | 6.8987 | 8.582 | 21.6757 | 0 | 168 | SCR
469_G_7 | WECC_Colorado | Colorado | 8 | Adams | 1 | 469 | 7 | Cherokee | 7181 | 2015 | 9999 | Combined Cycle |  |  | SCR |  |  | Fossil | G | 2030 | NaturalGas |  | 3.0302 | 4.1076 | 5.6799 | 12.8176 | 0 | 0 | 0 | 0 | 0 | 0 | 0 | 0 | 0 | 0 | 0 | 0 | 421.9704 | 572.0043 | 790.9629 | 1784.9376 | 177.3861 | 240.4567 | 332.5016 | 750.3445 | 2.1211e-07 | 2.8753e-07 | 3.9759e-07 | 8.9723e-07 | 0.017817 | 0.024152 | 0.033397 | 0.075367 | 0 | 0 | 0 | 0 | 0 | 0 | 0 | 0 | 7.5811 | 0.96423 | 1.3071 | 1.8074 | 4.0787 | 8.8501 | 9.8552 | 12.26 | 30.9653 | 0 | 240 | SCR
47_G_GT1 | SERC_Central_TVA | Alabama | 1 | Colbert | 33 | 47 | GT1 | Colbert | 14637 | 1972 | 9999 | Combustion Turbine | [5 empty] | Fossil | G | 2030 | NaturalGas |  | 0.023116 | 0 | 0 | 0.023116 | 0 | 0 | 0 | 0 | 0 | 0 | 0 | 0 | 0 | 0 | 0 | 0 | 1.5793 | 0 | 0 | 1.5793 | 1.3532 | 0 | 0 | 1.3532 | 1.6181e-09 | 0 | 0 | 1.6181e-09 | 0.0053959 | 0 | 0 | 0.0053959 | 0 | 0 | 0 | 0 | 0 | 0 | 0 | 0 | 1.9436 | 0.0086149 | 0 | 0 | 0.0086149 | 0.064924 | 0 | 0 | 0.064924 | 0 | 45.4
47_G_GT2 | SERC_Central_TVA | Alabama | 1 | Colbert | 33 | 47 | GT2 | Colbert | 14638 | 1972 | 9999 | Combustion Turbine | [5 empty] | Fossil | G | 2030 | NaturalGas |  | 0.023117 | 0 | 0 | 0.023117 | 0 | 0 | 0 | 0 | 0 | 0 | 0 | 0 | 0 | 0 | 0 | 0 | 1.5793 | 0 | 0 | 1.5793 | 1.3533 | 0 | 0 | 1.3533 | 1.6182e-09 | 0 | 0 | 1.6182e-09 | 0.0053376 | 0 | 0 | 0.0053376 | 0 | 0 | 0 | 0 | 0 | 0 | 0 | 0 | 1.9436 | 0.0086149 | 0 | 0 | 0.0086149 | 0.064928 | 0 | 0 | 0.064928 | 0 | 45.4
47_G_GT3 | SERC_Central_TVA | Alabama | 1 | Colbert | 33 | 47 | GT3 | Colbert | 14638 | 1972 | 9999 | Combustion Turbine | [5 empty] | Fossil | G | 2030 | NaturalGas |  | 0.023117 | 0 | 0 | 0.023117 | 0 | 0 | 0 | 0 | 0 | 0 | 0 | 0 | 0 | 0 | 0 | 0 | 1.5793 | 0 | 0 | 1.5793 | 1.3533 | 0 | 0 | 1.3533 | 1.6182e-09 | 0 | 0 | 1.6182e-09 | 0.0080923 | 0 | 0 | 0.0080923 | 0 | 0 | 0 | 0 | 0 | 0 | 0 | 0 | 1.9436 | 0.0086149 | 0 | 0 | 0.0086149 | 0.064928 | 0 | 0 | 0.064928 | 0 | 45.4
47_G_GT4 | SERC_Central_TVA | Alabama | 1 | Colbert | 33 | 47 | GT4 | Colbert | 14638 | 1972 | 9999 | Combustion Turbine | [5 empty] | Fossil | G | 2030 | NaturalGas |  | 0.023117 | 0 | 0 | 0.023117 | 0 | 0 | 0 | 0 | 0 | 0 | 0 | 0 | 0 | 0 | 0 | 0 | 1.5793 | 0 | 0 | 1.5793 | 1.3533 | 0 | 0 | 1.3533 | 1.6182e-09 | 0 | 0 | 1.6182e-09 | 0.0055677 | 0 | 0 | 0.0055677 | 0 | 0 | 0 | 0 | 0 | 0 | 0 | 0 | 1.9436 | 0.0086149 | 0 | 0 | 0.0086149 | 0.064928 | 0 | 0 | 0.064928 | 0 | 45.4
47_G_GT5 | SERC_Central_TVA | Alabama | 1 | Colbert | 33 | 47 | GT5 | Colbert | 14638 | 1972 | 9999 | Combustion Turbine | [5 empty] | Fossil | G | 2030 | NaturalGas |  | 0.023117 | 0 | 0 | 0.023117 | 0 | 0 | 0 | 0 | 0 | 0 | 0 | 0 | 0 | 0 | 0 | 0 | 1.5793 | 0 | 0 | 1.5793 | 1.3533 | 0 | 0 | 1.3533 | 1.6182e-09 | 0 | 0 | 1.6182e-09 | 0.0052642 | 0 | 0 | 0.0052642 | 0 | 0 | 0 | 0 | 0 | 0 | 0 | 0 | 1.9436 | 0.0086149 | 0 | 0 | 0.0086149 | 0.064928 | 0 | 0 | 0.064928 | 0 | 45.4
47_G_GT6 | SERC_Central_TVA | Alabama | 1 | Colbert | 33 | 47 | GT6 | Colbert | 14638 | 1972 | 9999 | Combustion Turbine | [5 empty] | Fossil | G | 2030 | NaturalGas |  | 0.023117 | 0 | 0 | 0.023117 | 0 | 0 | 0 | 0 | 0 | 0 | 0 | 0 | 0 | 0 | 0 | 0 | 1.5793 | 0 | 0 | 1.5793 | 1.3533 | 0 | 0 | 1.3533 | 1.6182e-09 | 0 | 0 | 1.6182e-09 | 0.0053415 | 0 | 0 | 0.0053415 | 0 | 0 | 0 | 0 | 0 | 0 | 0 | 0 | 1.9436 | 0.0086149 | 0 | 0 | 0.0086149 | 0.064928 | 0 | 0 | 0.064928 | 0 | 45.4
47_G_GT7 | SERC_Central_TVA | Alabama | 1 | Colbert | 33 | 47 | GT7 | Colbert | 14638 | 1972 | 9999 | Combustion Turbine | [5 empty] | Fossil | G | 2030 | NaturalGas |  | 0.023117 | 0 | 0 | 0.023117 | 0 | 0 | 0 | 0 | 0 | 0 | 0 | 0 | 0 | 0 | 0 | 0 | 1.5793 | 0 | 0 | 1.5793 | 1.3533 | 0 | 0 | 1.3533 | 1.6182e-09 | 0 | 0 | 1.6182e-09 | 0.0081042 | 0 | 0 | 0.0081042 | 0 | 0 | 0 | 0 | 0 | 0 | 0 | 0 | 1.9436 | 0.0086149 | 0 | 0 | 0.0086149 | 0.064928 | 0 | 0 | 0.064928 | 0 | 45.4
47_G_GT8 | SERC_Central_TVA | Alabama | 1 | Colbert | 33 | 47 | GT8 | Colbert | 14638 | 1972 | 9999 | Combustion Turbine | [5 empty] | Fossil | G | 2030 | NaturalGas |  | 0.023117 | 0 | 0 | 0.023117 | 0 | 0 | 0 | 0 | 0 | 0 | 0 | 0 | 0 | 0 | 0 | 0 | 1.5793 | 0 | 0 | 1.5793 | 1.3533 | 0 | 0 | 1.3533 | 1.6182e-09 | 0 | 0 | 1.6182e-09 | 0.0080948 | 0 | 0 | 0.0080948 | 0 | 0 | 0 | 0 | 0 | 0 | 0 | 0 | 1.9436 | 0.0086149 | 0 | 0 | 0.0086149 | 0.064928 | 0 | 0 | 0.064928 | 0 | 45.4
470_B_3 | WECC_Colorado | Colorado | 8 | Pueblo | 101 | 470 | 3 | Comanche (CO) | 10459 | 2010 | 9999 | Coal Steam | tangential | dry | Baghouse + Dry Scrubber + SCR + Mercury Control | LNC3 | Dry Scrubber | Fossil | B | 2030 | Coal | Carbon Capture and Sequestration | 6.8967 | 0.07136 | 0.098004 | 7.0661 | 0 | 0 | 0 | 0 | 6.8967 | 0.07136 | 0.098004 | 7.0661 | 0 | 0 | 0 | 0 | 657.7352 | 4.559 | 6.2613 | 668.5555 | 733.9069 | 0.76462 | 1.0501 | 735.7216 | 0.001935 | 2.0021e-05 | 2.7496e-05 | 0.0019825 | 0.22749 | 0.0023538 | 0.0032327 | 0.23307 | 0.25455 | 0.0026338 | 0.0036172 | 0.2608 | 0.0034484 | 3.568e-05 | 4.9002e-05 | 0.003533 | 30.1993 | 3.9569 | 0.052942 | 0.07271 | 4.0825 | 8.5047 | 0.087997 | 0.12085 | 8.7136 | 0.6597 | 749.0046 | Scrubber / SCR / Mercury Control / Carbon Capture and Sequestration | Dry Scrubber
472_G_1 | WECC_Colorado | Colorado | 8 | Clear Creek | 19 | 472 | 1 | Georgetown Hydro | 0 | 1906 | 9999 | Hydro | [5 empty] | Non-Fossil | G | 2030 | Hydro |  | 0 | 0 | 0 | 0 | 0 | 0 | 0 | 0 | 0 | 0 | 0 | 0 | 0 | 0 | 0 | 0 | 0.44816 | 0.48333 | 0.85188 | 1.7834 | 0 | 0 | 0 | 0 | 0 | 0 | 0 | 0 | 0 | 0 | 0 | 0 | 0 | 0 | 0 | 0 | 0 | 0 | 0 | 0 | 0.012647 | 0.00062295 | 0.00067183 | 0.0011841 | 0.0024789 | 0 | 0 | 0 | 0 | 0 | 0.8
472_G_2 | WECC_Colorado | Colorado | 8 | Clear Creek | 19 | 472 | 2 | Georgetown Hydro | 0 | 1908 | 9999 | Hydro | [5 empty] | Non-Fossil | G | 2030 | Hydro |  | 0 | 0 | 0 | 0 | 0 | 0 | 0 | 0 | 0 | 0 | 0 | 0 | 0 | 0 | 0 | 0 | 0.44816 | 0.48333 | 0.85188 | 1.7834 | 0 | 0 | 0 | 0 | 0 | 0 | 0 | 0 | 0 | 0 | 0 | 0 | 0 | 0 | 0 | 0 | 0 | 0 | 0 | 0 | 0.012647 | 0.00062295 | 0.00067183 | 0.0011841 | 0.0024789 | 0 | 0 | 0 | 0 | 0 | 0.8
473_G_1 | WECC_Colorado | Colorado | 8 | Mesa | 77 | 473 | 1 | Grand Valley Project Power Plant | 0 | 1932 | 9999 | Hydro | [5 empty] | Non-Fossil | G | 2030 | Hydro |  | 0 | 0 | 0 | 0 | 0 | 0 | 0 | 0 | 0 | 0 | 0 | 0 | 0 | 0 | 0 | 0 | 5.602e-07 | 6.0416e-07 | 1.0649e-06 | 2.2292e-06 | 0 | 0 | 0 | 0 | 0 | 0 | 0 | 0 | 0 | 0 | 0 | 0 | 0 | 0 | 0 | 0 | 0 | 0 | 0 | 0 | 1.5808e-08 | 7.7868e-10 | 8.3979e-10 | 1.4801e-09 | 3.0986e-09 | 0 | 0 | 0 | 0 | 0 | 1e-06
473_G_2 | WECC_Colorado | Colorado | 8 | Mesa | 77 | 473 | 2 | Grand Valley Project Power Plant | 0 | 1932 | 9999 | Hydro | [5 empty] | Non-Fossil | G | 2030 | Hydro |  | 0 | 0 | 0 | 0 | 0 | 0 | 0 | 0 | 0 | 0 | 0 | 0 | 0 | 0 | 0 | 0 | 5.602e-07 | 6.0416e-07 | 1.0649e-06 | 2.2292e-06 | 0 | 0 | 0 | 0 | 0 | 0 | 0 | 0 | 0 | 0 | 0 | 0 | 0 | 0 | 0 | 0 | 0 | 0 | 0 | 0 | 1.5808e-08 | 7.7868e-10 | 8.3979e-10 | 1.4801e-09 | 3.0986e-09 | 0 | 0 | 0 | 0 | 0 | 1e-06
474_G_2 | WECC_Colorado | Colorado | 8 | Chaffee | 15 | 474 | 2 | Salida | 0 | 1908 | 9999 | Hydro | [5 empty] | Non-Fossil | G | 2030 | Hydro |  | 0 | 0 | 0 | 0 | 0 | 0 | 0 | 0 | 0 | 0 | 0 | 0 | 0 | 0 | 0 | 0 | 9.6988e-07 | 1.038e-06 | 1.7669e-06 | 3.7748e-06 | 0 | 0 | 0 | 0 | 0 | 0 | 0 | 0 | 0 | 0 | 0 | 0 | 0 | 0 | 0 | 0 | 0 | 0 | 0 | 0 | 1.5808e-08 | 1.3481e-09 | 1.4429e-09 | 2.456e-09 | 5.2469e-09 | 0 | 0 | 0 | 0 | 0 | 1e-06
476_G_A | WECC_Colorado | Colorado | 8 | Garfield | 45 | 476 | A | Shoshone (CO) | 0 | 1909 | 9999 | Hydro | [5 empty] | Non-Fossil | G | 2030 | Hydro |  | 0 | 0 | 0 | 0 | 0 | 0 | 0 | 0 | 0 | 0 | 0 | 0 | 0 | 0 | 0 | 0 | 7.2741 | 7.7852 | 13.2515 | 28.3109 | 0 | 0 | 0 | 0 | 0 | 0 | 0 | 0 | 0 | 0 | 0 | 0 | 0 | 0 | 0 | 0 | 0 | 0 | 0 | 0 | 0.11856 | 0.010111 | 0.010821 | 0.01842 | 0.039352 | 0 | 0 | 0 | 0 | 0 | 7.5
476_G_B | WECC_Colorado | Colorado | 8 | Garfield | 45 | 476 | B | Shoshone (CO) | 0 | 1909 | 9999 | Hydro | [5 empty] | Non-Fossil | G | 2030 | Hydro |  | 0 | 0 | 0 | 0 | 0 | 0 | 0 | 0 | 0 | 0 | 0 | 0 | 0 | 0 | 0 | 0 | 7.2741 | 7.7852 | 13.2515 | 28.3109 | 0 | 0 | 0 | 0 | 0 | 0 | 0 | 0 | 0 | 0 | 0 | 0 | 0 | 0 | 0 | 0 | 0 | 0 | 0 | 0 | 0.11856 | 0.010111 | 0.010821 | 0.01842 | 0.039352 | 0 | 0 | 0 | 0 | 0 | 7.5
479_G_1 | WECC_Southern California Edison | California | 6 | Riverside | 65 | 479 | 1 | Temescal | 0 | 1983 | 9999 | Hydro | [5 empty] | Non-Fossil | G | 2030 | Hydro |  | 0 | 0 | 0 | 0 | 0 | 0 | 0 | 0 | 0 | 0 | 0 | 0 | 0 | 0 | 0 | 0 | 1.1195 | 1.8025 | 3.4693 | 6.3912 | 0 | 0 | 0 | 0 | 0 | 0 | 0 | 0 | 0 | 0 | 0 | 0 | 0 | 0 | 0 | 0 | 0 | 0 | 0 | 0 | 0.044263 | 0.0015561 | 0.0025055 | 0.0048223 | 0.0088838 | 0 | 0 | 0 | 0 | 0 | 2.8
48_G_1 | SERC_Central_TVA | Alabama | 1 | Marshall | 95 | 48 | 1 | Guntersville | 0 | 1939 | 9999 | Hydro | [5 empty] | Non-Fossil | G | 2030 | Hydro |  | 0 | 0 | 0 | 0 | 0 | 0 | 0 | 0 | 0 | 0 | 0 | 0 | 0 | 0 | 0 | 0 | 41.3216 | 41.4882 | 40.3202 | 123.13 | 0 | 0 | 0 | 0 | 0 | 0 | 0 | 0 | 0 | 0 | 0 | 0 | 0 | 0 | 0 | 0 | 0 | 0 | 0 | 0 | 0.49006 | 0.057437 | 0.057669 | 0.056045 | 0.17115 | 0 | 0 | 0 | 0 | 0 | 31
48_G_2 | SERC_Central_TVA | Alabama | 1 | Marshall | 95 | 48 | 2 | Guntersville | 0 | 1939 | 9999 | Hydro | [5 empty] | Non-Fossil | G | 2030 | Hydro |  | 0 | 0 | 0 | 0 | 0 | 0 | 0 | 0 | 0 | 0 | 0 | 0 | 0 | 0 | 0 | 0 | 40.7884 | 40.9529 | 39.7999 | 121.5412 | 0 | 0 | 0 | 0 | 0 | 0 | 0 | 0 | 0 | 0 | 0 | 0 | 0 | 0 | 0 | 0 | 0 | 0 | 0 | 0 | 0.48373 | 0.056696 | 0.056925 | 0.055322 | 0.16894 | 0 | 0 | 0 | 0 | 0 | 30.6
48_G_3 | SERC_Central_TVA | Alabama | 1 | Marshall | 95 | 48 | 3 | Guntersville | 0 | 1939 | 9999 | Hydro | [5 empty] | Non-Fossil | G | 2030 | Hydro |  | 0 | 0 | 0 | 0 | 0 | 0 | 0 | 0 | 0 | 0 | 0 | 0 | 0 | 0 | 0 | 0 | 39.722 | 39.8822 | 38.7594 | 118.3637 | 0 | 0 | 0 | 0 | 0 | 0 | 0 | 0 | 0 | 0 | 0 | 0 | 0 | 0 | 0 | 0 | 0 | 0 | 0 | 0 | 0.47109 | 0.055214 | 0.055436 | 0.053876 | 0.16453 | 0 | 0 | 0 | 0 | 0 | 29.8
48_G_4 | SERC_Central_TVA | Alabama | 1 | Marshall | 95 | 48 | 4 | Guntersville | 0 | 1952 | 9999 | Hydro | [5 empty] | Non-Fossil | G | 2030 | Hydro |  | 0 | 0 | 0 | 0 | 0 | 0 | 0 | 0 | 0 | 0 | 0 | 0 | 0 | 0 | 0 | 0 | 41.7215 | 41.8897 | 40.7104 | 124.3216 | 0 | 0 | 0 | 0 | 0 | 0 | 0 | 0 | 0 | 0 | 0 | 0 | 0 | 0 | 0 | 0 | 0 | 0 | 0 | 0 | 0.4948 | 0.057993 | 0.058227 | 0.056587 | 0.17281 | 0 | 0 | 0 | 0 | 0 | 31.3
480_G_1 | WECC_Southern California Edison | California | 6 | Riverside | 65 | 480 | 1 | Corona | 0 | 1983 | 9999 | Hydro | [5 empty] | Non-Fossil | G | 2030 | Hydro |  | 0 | 0 | 0 | 0 | 0 | 0 | 0 | 0 | 0 | 0 | 0 | 0 | 0 | 0 | 0 | 0 | 1.1195 | 1.8025 | 3.4693 | 6.3912 | 0 | 0 | 0 | 0 | 0 | 0 | 0 | 0 | 0 | 0 | 0 | 0 | 0 | 0 | 0 | 0 | 0 | 0 | 0 | 0 | 0.044263 | 0.0015561 | 0.0025055 | 0.0048223 | 0.0088838 | 0 | 0 | 0 | 0 | 0 | 2.8
481_G_1 | WECC_Southern California Edison | California | 6 | Riverside | 65 | 481 | 1 | Perris | 0 | 1983 | 9999 | Hydro | [5 empty] | Non-Fossil | G | 2030 | Hydro |  | 0 | 0 | 0 | 0 | 0 | 0 | 0 | 0 | 0 | 0 | 0 | 0 | 0 | 0 | 0 | 0 | 3.1585 | 5.0857 | 9.7882 | 18.0325 | 0 | 0 | 0 | 0 | 0 | 0 | 0 | 0 | 0 | 0 | 0 | 0 | 0 | 0 | 0 | 0 | 0 | 0 | 0 | 0 | 0.12489 | 0.0043903 | 0.0070691 | 0.013606 | 0.025065 | 0 | 0 | 0 | 0 | 0 | 7.9
482_G_1 | WECC_Southern California Edison | California | 6 | Los Angeles | 37 | 482 | 1 | Rio Hondo | 0 | 1984 | 9999 | Hydro | [5 empty] | Non-Fossil | G | 2030 | Hydro |  | 0 | 0 | 0 | 0 | 0 | 0 | 0 | 0 | 0 | 0 | 0 | 0 | 0 | 0 | 0 | 0 | 0.75964 | 1.2231 | 2.3541 | 4.3369 | 0 | 0 | 0 | 0 | 0 | 0 | 0 | 0 | 0 | 0 | 0 | 0 | 0 | 0 | 0 | 0 | 0 | 0 | 0 | 0 | 0.030036 | 0.0010559 | 0.0017002 | 0.0032722 | 0.0060283 | 0 | 0 | 0 | 0 | 0 | 1.9
483_G_1 | WECC_Southern California Edison | California | 6 | Orange | 59 | 483 | 1 | Coyote Creek | 0 | 1984 | 9999 | Hydro | [5 empty] | Non-Fossil | G | 2030 | Hydro |  | 0 | 0 | 0 | 0 | 0 | 0 | 0 | 0 | 0 | 0 | 0 | 0 | 0 | 0 | 0 | 0 | 1.2394 | 1.9957 | 3.841 | 7.076 | 0 | 0 | 0 | 0 | 0 | 0 | 0 | 0 | 0 | 0 | 0 | 0 | 0 | 0 | 0 | 0 | 0 | 0 | 0 | 0 | 0.049006 | 0.0017228 | 0.002774 | 0.0053389 | 0.0098357 | 0 | 0 | 0 | 0 | 0 | 3.1
484_G_1 | WECC_San Diego Gas and Electric | California | 6 | San Diego | 73 | 484 | 1 | Red Mountain | 0 | 1985 | 9999 | Hydro | [5 empty] | Non-Fossil | G | 2030 | Hydro |  | 0 | 0 | 0 | 0 | 0 | 0 | 0 | 0 | 0 | 0 | 0 | 0 | 0 | 0 | 0 | 0 | 3.134 | 5.0718 | 9.9369 | 18.1427 | 0 | 0 | 0 | 0 | 0 | 0 | 0 | 0 | 0 | 0 | 0 | 0 | 0 | 0 | 0 | 0 | 0 | 0 | 0 | 0 | 0.093269 | 0.0043563 | 0.0070498 | 0.013812 | 0.025218 | 0 | 0 | 0 | 0 | 0 | 5.9
487_G_1 | WECC_Southern California Edison | California | 6 | Orange | 59 | 487 | 1 | Valley View | 0 | 1985 | 9999 | Hydro | [5 empty] | Non-Fossil | G | 2030 | Hydro |  | 0 | 0 | 0 | 0 | 0 | 0 | 0 | 0 | 0 | 0 | 0 | 0 | 0 | 0 | 0 | 0 | 1.6392 | 2.6394 | 5.08 | 9.3586 | 0 | 0 | 0 | 0 | 0 | 0 | 0 | 0 | 0 | 0 | 0 | 0 | 0 | 0 | 0 | 0 | 0 | 0 | 0 | 0 | 0.064814 | 0.0022785 | 0.0036688 | 0.0070612 | 0.013008 | 0 | 0 | 0 | 0 | 0 | 4.1
489_G_1 | WECC_Northern California (not including BANC) | California | 6 | Tuolumne | 109 | 489 | 1 | Upper Dawson | 0 | 1983 | 9999 | Hydro | [5 empty] | Non-Fossil | G | 2030 | Hydro |  | 0 | 0 | 0 | 0 | 0 | 0 | 0 | 0 | 0 | 0 | 0 | 0 | 0 | 0 | 0 | 0 | 2.7721 | 4.3148 | 8.462 | 15.5489 | 0 | 0 | 0 | 0 | 0 | 0 | 0 | 0 | 0 | 0 | 0 | 0 | 0 | 0 | 0 | 0 | 0 | 0 | 0 | 0 | 0.086945 | 0.0038532 | 0.0059976 | 0.011762 | 0.021613 | 0 | 0 | 0 | 0 | 0 | 5.5
49_G_1 | SERC_Central_TVA | Alabama | 1 | Lawrence | 79 | 49 | 1 | Wheeler Dam | 0 | 1936 | 9999 | Hydro | [5 empty] | Non-Fossil | G | 2030 | Hydro |  | 0 | 0 | 0 | 0 | 0 | 0 | 0 | 0 | 0 | 0 | 0 | 0 | 0 | 0 | 0 | 0 | 45.4537 | 45.6371 | 44.3522 | 135.443 | 0 | 0 | 0 | 0 | 0 | 0 | 0 | 0 | 0 | 0 | 0 | 0 | 0 | 0 | 0 | 0 | 0 | 0 | 0 | 0 | 0.53906 | 0.063181 | 0.063436 | 0.06165 | 0.18827 | 0 | 0 | 0 | 0 | 0 | 34.1
49_G_10 | SERC_Central_TVA | Alabama | 1 | Lawrence | 79 | 49 | 10 | Wheeler Dam | 0 | 1963 | 9999 | Hydro | [5 empty] | Non-Fossil | G | 2030 | Hydro |  | 0 | 0 | 0 | 0 | 0 | 0 | 0 | 0 | 0 | 0 | 0 | 0 | 0 | 0 | 0 | 0 | 55.8508 | 56.076 | 54.4973 | 166.4241 | 0 | 0 | 0 | 0 | 0 | 0 | 0 | 0 | 0 | 0 | 0 | 0 | 0 | 0 | 0 | 0 | 0 | 0 | 0 | 0 | 0.66237 | 0.077633 | 0.077946 | 0.075751 | 0.23133 | 0 | 0 | 0 | 0 | 0 | 41.9
49_G_11 | SERC_Central_TVA | Alabama | 1 | Lawrence | 79 | 49 | 11 | Wheeler Dam | 0 | 1963 | 9999 | Hydro | [5 empty] | Non-Fossil | G | 2030 | Hydro |  | 0 | 0 | 0 | 0 | 0 | 0 | 0 | 0 | 0 | 0 | 0 | 0 | 0 | 0 | 0 | 0 | 55.8508 | 56.076 | 54.4973 | 166.4241 | 0 | 0 | 0 | 0 | 0 | 0 | 0 | 0 | 0 | 0 | 0 | 0 | 0 | 0 | 0 | 0 | 0 | 0 | 0 | 0 | 0.66237 | 0.077633 | 0.077946 | 0.075751 | 0.23133 | 0 | 0 | 0 | 0 | 0 | 41.9
49_G_2 | SERC_Central_TVA | Alabama | 1 | Lawrence | 79 | 49 | 2 | Wheeler Dam | 0 | 1937 | 9999 | Hydro | [5 empty] | Non-Fossil | G | 2030 | Hydro |  | 0 | 0 | 0 | 0 | 0 | 0 | 0 | 0 | 0 | 0 | 0 | 0 | 0 | 0 | 0 | 0 | 44.2541 | 44.4326 | 43.1816 | 131.8683 | 0 | 0 | 0 | 0 | 0 | 0 | 0 | 0 | 0 | 0 | 0 | 0 | 0 | 0 | 0 | 0 | 0 | 0 | 0 | 0 | 0.52483 | 0.061513 | 0.061761 | 0.060022 | 0.1833 | 0 | 0 | 0 | 0 | 0 | 33.2
49_G_3 | SERC_Central_TVA | Alabama | 1 | Lawrence | 79 | 49 | 3 | Wheeler Dam | 0 | 1941 | 9999 | Hydro | [5 empty] | Non-Fossil | G | 2030 | Hydro |  | 0 | 0 | 0 | 0 | 0 | 0 | 0 | 0 | 0 | 0 | 0 | 0 | 0 | 0 | 0 | 0 | 44.7873 | 44.9679 | 43.7019 | 133.4571 | 0 | 0 | 0 | 0 | 0 | 0 | 0 | 0 | 0 | 0 | 0 | 0 | 0 | 0 | 0 | 0 | 0 | 0 | 0 | 0 | 0.53116 | 0.062254 | 0.062505 | 0.060746 | 0.18551 | 0 | 0 | 0 | 0 | 0 | 33.6
49_G_4 | SERC_Central_TVA | Alabama | 1 | Lawrence | 79 | 49 | 4 | Wheeler Dam | 0 | 1941 | 9999 | Hydro | [5 empty] | Non-Fossil | G | 2030 | Hydro |  | 0 | 0 | 0 | 0 | 0 | 0 | 0 | 0 | 0 | 0 | 0 | 0 | 0 | 0 | 0 | 0 | 44.5207 | 44.7002 | 43.4417 | 132.6627 | 0 | 0 | 0 | 0 | 0 | 0 | 0 | 0 | 0 | 0 | 0 | 0 | 0 | 0 | 0 | 0 | 0 | 0 | 0 | 0 | 0.528 | 0.061884 | 0.062133 | 0.060384 | 0.1844 | 0 | 0 | 0 | 0 | 0 | 33.4
49_G_5 | SERC_Central_TVA | Alabama | 1 | Lawrence | 79 | 49 | 5 | Wheeler Dam | 0 | 1948 | 9999 | Hydro | [5 empty] | Non-Fossil | G | 2030 | Hydro |  | 0 | 0 | 0 | 0 | 0 | 0 | 0 | 0 | 0 | 0 | 0 | 0 | 0 | 0 | 0 | 0 | 46.2535 | 46.4401 | 45.1326 | 137.8262 | 0 | 0 | 0 | 0 | 0 | 0 | 0 | 0 | 0 | 0 | 0 | 0 | 0 | 0 | 0 | 0 | 0 | 0 | 0 | 0 | 0.54855 | 0.064292 | 0.064552 | 0.062734 | 0.19158 | 0 | 0 | 0 | 0 | 0 | 34.7
49_G_6 | SERC_Central_TVA | Alabama | 1 | Lawrence | 79 | 49 | 6 | Wheeler Dam | 0 | 1949 | 9999 | Hydro | [5 empty] | Non-Fossil | G | 2030 | Hydro |  | 0 | 0 | 0 | 0 | 0 | 0 | 0 | 0 | 0 | 0 | 0 | 0 | 0 | 0 | 0 | 0 | 46.1202 | 46.3062 | 45.0025 | 137.429 | 0 | 0 | 0 | 0 | 0 | 0 | 0 | 0 | 0 | 0 | 0 | 0 | 0 | 0 | 0 | 0 | 0 | 0 | 0 | 0 | 0.54696 | 0.064107 | 0.064366 | 0.062554 | 0.19103 | 0 | 0 | 0 | 0 | 0 | 34.6
49_G_7 | SERC_Central_TVA | Alabama | 1 | Lawrence | 79 | 49 | 7 | Wheeler Dam | 0 | 1949 | 9999 | Hydro | [5 empty] | Non-Fossil | G | 2030 | Hydro |  | 0 | 0 | 0 | 0 | 0 | 0 | 0 | 0 | 0 | 0 | 0 | 0 | 0 | 0 | 0 | 0 | 45.8536 | 46.0386 | 44.7424 | 136.6346 | 0 | 0 | 0 | 0 | 0 | 0 | 0 | 0 | 0 | 0 | 0 | 0 | 0 | 0 | 0 | 0 | 0 | 0 | 0 | 0 | 0.5438 | 0.063737 | 0.063994 | 0.062192 | 0.18992 | 0 | 0 | 0 | 0 | 0 | 34.4
49_G_8 | SERC_Central_TVA | Alabama | 1 | Lawrence | 79 | 49 | 8 | Wheeler Dam | 0 | 1950 | 9999 | Hydro | [5 empty] | Non-Fossil | G | 2030 | Hydro |  | 0 | 0 | 0 | 0 | 0 | 0 | 0 | 0 | 0 | 0 | 0 | 0 | 0 | 0 | 0 | 0 | 45.9869 | 46.1724 | 44.8725 | 137.0318 | 0 | 0 | 0 | 0 | 0 | 0 | 0 | 0 | 0 | 0 | 0 | 0 | 0 | 0 | 0 | 0 | 0 | 0 | 0 | 0 | 0.54538 | 0.063922 | 0.06418 | 0.062373 | 0.19047 | 0 | 0 | 0 | 0 | 0 | 34.5
49_G_9 | SERC_Central_TVA | Alabama | 1 | Lawrence | 79 | 49 | 9 | Wheeler Dam | 0 | 1962 | 9999 | Hydro | [5 empty] | Non-Fossil | G | 2030 | Hydro |  | 0 | 0 | 0 | 0 | 0 | 0 | 0 | 0 | 0 | 0 | 0 | 0 | 0 | 0 | 0 | 0 | 55.8508 | 56.076 | 54.4973 | 166.4241 | 0 | 0 | 0 | 0 | 0 | 0 | 0 | 0 | 0 | 0 | 0 | 0 | 0 | 0 | 0 | 0 | 0 | 0 | 0 | 0 | 0.66237 | 0.077633 | 0.077946 | 0.075751 | 0.23133 | 0 | 0 | 0 | 0 | 0 | 41.9
491_G_3 | WECC_Colorado | Colorado | 8 | Saguache | 109 | 491 | 3 | Center | 12283 | 1963 | 9999 | Combustion Turbine | [5 empty] | Fossil | G | 2030 | Oil |  | 0 | 0 | 0 | 0 | 0 | 0 | 0 | 0 | 0 | 0 | 0 | 0 | 0 | 0 | 0 | 0 | 0 | 0 | 0 | 0 | 0 | 0 | 0 | 0 | 0 | 0 | 0 | 0 | 0 | 0 | 0 | 0 | 0 | 0 | 0 | 0 | 0 | 0 | 0 | 0 | 4.7201e-08 | 0 | 0 | 0 | 0 | 0 | 0 | 0 | 0 | 0 | 1e-06
491_G_5 | WECC_Colorado | Colorado | 8 | Saguache | 109 | 491 | 5 | Center | 12283 | 1959 | 9999 | Combustion Turbine | [5 empty] | Fossil | G | 2030 | Oil |  | 0 | 0 | 0 | 0 | 0 | 0 | 0 | 0 | 0 | 0 | 0 | 0 | 0 | 0 | 0 | 0 | 0 | 0 | 0 | 0 | 0 | 0 | 0 | 0 | 0 | 0 | 0 | 0 | 0 | 0 | 0 | 0 | 0 | 0 | 0 | 0 | 0 | 0 | 0 | 0 | 4.7201e-08 | 0 | 0 | 0 | 0 | 0 | 0 | 0 | 0 | 0 | 1e-06
493_B_1 | WECC_Colorado | Colorado | 8 | El Paso | 41 | 493 | 1 | George Birdsall | 14500 | 1953 | 9999 | O/G Steam | [5 empty] | Fossil | B | 2030 | Oil |  | 0 | 0 | 0 | 0 | 0 | 0 | 0 | 0 | 0 | 0 | 0 | 0 | 0 | 0 | 0 | 0 | 0 | 0 | 0 | 0 | 0 | 0 | 0 | 0 | 0 | 0 | 0 | 0 | 0 | 0 | 0 | 0 | 0 | 0 | 0 | 0 | 0 | 0 | 0 | 0 | 0.85278 | 0 | 0 | 0 | 0 | 0 | 0 | 0 | 0 | 0 | 16
493_B_2 | WECC_Colorado | Colorado | 8 | El Paso | 41 | 493 | 2 | George Birdsall | 14500 | 1954 | 9999 | O/G Steam | [5 empty] | Fossil | B | 2030 | Oil |  | 0 | 0 | 0 | 0 | 0 | 0 | 0 | 0 | 0 | 0 | 0 | 0 | 0 | 0 | 0 | 0 | 0 | 0 | 0 | 0 | 0 | 0 | 0 | 0 | 0 | 0 | 0 | 0 | 0 | 0 | 0 | 0 | 0 | 0 | 0 | 0 | 0 | 0 | 0 | 0 | 0.85278 | 0 | 0 | 0 | 0 | 0 | 0 | 0 | 0 | 0 | 16
493_B_3 | WECC_Colorado | Colorado | 8 | El Paso | 41 | 493 | 3 | George Birdsall | 14500 | 1957 | 9999 | O/G Steam | [5 empty] | Fossil | B | 2030 | Oil |  | 0 | 0 | 0 | 0 | 0 | 0 | 0 | 0 | 0 | 0 | 0 | 0 | 0 | 0 | 0 | 0 | 0 | 0 | 0 | 0 | 0 | 0 | 0 | 0 | 0 | 0 | 0 | 0 | 0 | 0 | 0 | 0 | 0 | 0 | 0 | 0 | 0 | 0 | 0 | 0 | 1.2259 | 0 | 0 | 0 | 0 | 0 | 0 | 0 | 0 | 0 | 23
4937_G_CT-1 | ERCOT_Rest | Texas | 48 | Llano | 299 | 4937 | CT-1 | Thomas C Ferguson | 7050 | 2014 | 9999 | Combined Cycle |  |  | SCR | DLNB + NH3 |  | Fossil | G | 2030 | NaturalGas |  | 2.0824 | 2.8228 | 3.9034 | 8.8087 | 0 | 0 | 0 | 0 | 0 | 0 | 0 | 0 | 0 | 0 | 0 | 0 | 295.3793 | 400.403 | 553.674 | 1249.4563 | 121.9051 | 165.2491 | 228.5052 | 515.6594 | 1.4577e-07 | 1.976e-07 | 2.7324e-07 | 6.1661e-07 | 0.0064456 | 0.0087373 | 0.012082 | 0.027265 | 0 | 0 | 0 | 0 | 0 | 0 | 0 | 0 | 5.3068 | 0.67496 | 0.91495 | 1.2652 | 2.8551 | 5.5542 | 6.6283 | 8.7193 | 20.9018 | 0 | 168 | SCR
4937_G_CT-2 | ERCOT_Rest | Texas | 48 | Llano | 299 | 4937 | CT-2 | Thomas C Ferguson | 7050 | 2014 | 9999 | Combined Cycle |  |  | SCR | DLNB + NH3 |  | Fossil | G | 2030 | NaturalGas |  | 2.0824 | 2.8228 | 3.9034 | 8.8087 | 0 | 0 | 0 | 0 | 0 | 0 | 0 | 0 | 0 | 0 | 0 | 0 | 295.3793 | 400.403 | 553.674 | 1249.4563 | 121.9051 | 165.2491 | 228.5052 | 515.6594 | 1.4577e-07 | 1.976e-07 | 2.7324e-07 | 6.1661e-07 | 0.0064456 | 0.0087373 | 0.012082 | 0.027265 | 0 | 0 | 0 | 0 | 0 | 0 | 0 | 0 | 5.3068 | 0.67496 | 0.91495 | 1.2652 | 2.8551 | 5.5542 | 6.6283 | 8.7193 | 20.9018 | 0 | 168 | SCR
4937_G_STG | ERCOT_Rest | Texas | 48 | Llano | 299 | 4937 | STG | Thomas C Ferguson | 7050 | 2014 | 9999 | Combined Cycle | other |  | SCR | NH3 |  | Fossil | G | 2030 | NaturalGas |  | 2.2312 | 3.0245 | 4.1822 | 9.4379 | 0 | 0 | 0 | 0 | 0 | 0 | 0 | 0 | 0 | 0 | 0 | 0 | 316.4778 | 429.0032 | 593.2222 | 1338.7032 | 130.6126 | 177.0526 | 244.8269 | 552.4922 | 1.5618e-07 | 2.1171e-07 | 2.9276e-07 | 6.6065e-07 | 0.006906 | 0.0093614 | 0.012945 | 0.029212 | 0 | 0 | 0 | 0 | 0 | 0 | 0 | 0 | 5.6859 | 0.72317 | 0.9803 | 1.3555 | 3.059 | 5.9509 | 7.1018 | 9.3421 | 22.3948 | 0 | 180 | SCR
4939_B_1 | ERCOT_Rest | Texas | 48 | Nueces | 355 | 4939 | 1 | Barney M Davis | 11615 | 1974 | 9999 | O/G Steam | tangential |  |  |  |  | Fossil | B | 2030 | NaturalGas |  | 0 | 0 | 0 | 0 | 0 | 0 | 0 | 0 | 0 | 0 | 0 | 0 | 0 | 0 | 0 | 0 | 0 | 0 | 0 | 0 | 0 | 0 | 0 | 0 | 0 | 0 | 0 | 0 | 0 | 0 | 0 | 0 | 0 | 0 | 0 | 0 | 0 | 0 | 0 | 0 | 12.7667 | 0 | 0 | 0 | 0 | 0 | 0 | 0 | 0 | 0 | 300
4939_G_2 | ERCOT_Rest | Texas | 48 | Nueces | 355 | 4939 | 2 | Barney M Davis | 7722 | 1976 | 9999 | Combined Cycle | tangential |  | SCR |  |  | Fossil | G | 2030 | NaturalGas |  | 0.18829 | 0.078199 | 3.7872 | 4.0537 | 0 | 0 | 0 | 0 | 0 | 0 | 0 | 0 | 0 | 0 | 0 | 0 | 24.3834 | 10.1268 | 490.4449 | 524.9551 | 11.0224 | 4.5778 | 221.7036 | 237.3038 | 1.318e-08 | 5.4739e-09 | 2.6511e-07 | 2.8376e-07 | 0.0015725 | 0.0006531 | 0.022723 | 0.024949 | 0 | 0 | 0 | 0 | 0 | 0 | 0 | 0 | 12.4859 | 0.10046 | 0.041724 | 1.3307 | 1.4729 | 0.5022 | 0.18362 | 8.4598 | 9.1456 | 0 | 319 | SCR
4939_G_3 | ERCOT_Rest | Texas | 48 | Nueces | 355 | 4939 | 3 | Barney M Davis | 7722 | 2010 | 9999 | Combined Cycle |  |  | SCR | NH3 |  | Fossil | G | 2030 | NaturalGas |  | 0.092669 | 0.038487 | 1.8639 | 1.9951 | 0 | 0 | 0 | 0 | 0 | 0 | 0 | 0 | 0 | 0 | 0 | 0 | 12.0006 | 4.984 | 241.3789 | 258.3635 | 5.4248 | 2.253 | 109.1143 | 116.7921 | 6.4868e-09 | 2.6941e-09 | 1.3047e-07 | 1.3966e-07 | 0.00077395 | 0.00032143 | 0.011184 | 0.012279 | 0 | 0 | 0 | 0 | 0 | 0 | 0 | 0 | 6.1451 | 0.049444 | 0.020535 | 0.65491 | 0.72489 | 0.24716 | 0.090371 | 4.1636 | 4.5011 | 0 | 157 | SCR
4939_G_4 | ERCOT_Rest | Texas | 48 | Nueces | 355 | 4939 | 4 | Barney M Davis | 7722 | 2010 | 9999 | Combined Cycle |  |  | SCR | NH3 |  | Fossil | G | 2030 | NaturalGas |  | 0.092669 | 0.038487 | 1.8639 | 1.9951 | 0 | 0 | 0 | 0 | 0 | 0 | 0 | 0 | 0 | 0 | 0 | 0 | 12.0006 | 4.984 | 241.3789 | 258.3635 | 5.4248 | 2.253 | 109.1143 | 116.7921 | 6.4868e-09 | 2.6941e-09 | 1.3047e-07 | 1.3966e-07 | 0.00077395 | 0.00032143 | 0.011184 | 0.012279 | 0 | 0 | 0 | 0 | 0 | 0 | 0 | 0 | 6.1451 | 0.049444 | 0.020535 | 0.65491 | 0.72489 | 0.24716 | 0.090371 | 4.1636 | 4.5011 | 0 | 157 | SCR
494_G_1 | WECC_Colorado | Colorado | 8 | El Paso | 41 | 494 | 1 | Manitou Springs | 0 | 1939 | 9999 | Hydro | [5 empty] | Non-Fossil | G | 2030 | Hydro |  | 0 | 0 | 0 | 0 | 0 | 0 | 0 | 0 | 0 | 0 | 0 | 0 | 0 | 0 | 0 | 0 | 2.4247 | 2.5951 | 4.4172 | 9.437 | 0 | 0 | 0 | 0 | 0 | 0 | 0 | 0 | 0 | 0 | 0 | 0 | 0 | 0 | 0 | 0 | 0 | 0 | 0 | 0 | 0.039521 | 0.0033703 | 0.0036071 | 0.0061399 | 0.013117 | 0 | 0 | 0 | 0 | 0 | 2.5
494_G_2 | WECC_Colorado | Colorado | 8 | El Paso | 41 | 494 | 2 | Manitou Springs | 0 | 1927 | 9999 | Hydro | [5 empty] | Non-Fossil | G | 2030 | Hydro |  | 0 | 0 | 0 | 0 | 0 | 0 | 0 | 0 | 0 | 0 | 0 | 0 | 0 | 0 | 0 | 0 | 2.5217 | 2.6989 | 4.5939 | 9.8144 | 0 | 0 | 0 | 0 | 0 | 0 | 0 | 0 | 0 | 0 | 0 | 0 | 0 | 0 | 0 | 0 | 0 | 0 | 0 | 0 | 0.041101 | 0.0035052 | 0.0037514 | 0.0063855 | 0.013642 | 0 | 0 | 0 | 0 | 0 | 2.6
494_G_3 | WECC_Colorado | Colorado | 8 | El Paso | 41 | 494 | 3 | Manitou Springs | 0 | 2006 | 9999 | Hydro | [5 empty] | Non-Fossil | G | 2030 | Hydro |  | 0 | 0 | 0 | 0 | 0 | 0 | 0 | 0 | 0 | 0 | 0 | 0 | 0 | 0 | 0 | 0 | 0.48494 | 0.51901 | 0.88344 | 1.8874 | 0 | 0 | 0 | 0 | 0 | 0 | 0 | 0 | 0 | 0 | 0 | 0 | 0 | 0 | 0 | 0 | 0 | 0 | 0 | 0 | 0.0079041 | 0.00067407 | 0.00072143 | 0.001228 | 0.0026235 | 0 | 0 | 0 | 0 | 0 | 0.5
4940_G_3 | SPP West (Oklahoma, Arkansas, Louisiana) | Oklahoma | 40 | Tulsa | 143 | 4940 | 3 | Riverside (OK) | 12093 | 2008 | 9999 | Combustion Turbine |  |  |  | CM |  | Fossil | G | 2030 | NaturalGas |  | 0.017132 | 0.0016317 | 0.032875 | 0.05164 | 0 | 0 | 0 | 0 | 0 | 0 | 0 | 0 | 0 | 0 | 0 | 0 | 1.4167 | 0.13493 | 2.7185 | 4.2702 | 1.0029 | 0.095518 | 1.9245 | 3.023 | 1.1993e-09 | 1.1422e-10 | 2.3013e-09 | 3.6148e-09 | 0.0010961 | 0.00010439 | 0.0021034 | 0.0033039 | 0 | 0 | 0 | 0 | 0 | 0 | 0 | 0 | 1.5583 | 0.0092371 | 0.00087972 | 0.017725 | 0.027842 | 0.044523 | 0.0037048 | 0.068242 | 0.11647 | 0 | 79
4940_G_4 | SPP West (Oklahoma, Arkansas, Louisiana) | Oklahoma | 40 | Tulsa | 143 | 4940 | 4 | Riverside (OK) | 12094 | 2008 | 9999 | Combustion Turbine |  |  |  | CM |  | Fossil | G | 2030 | NaturalGas |  | 0.017134 | 0.0016318 | 0.032878 | 0.051644 | 0 | 0 | 0 | 0 | 0 | 0 | 0 | 0 | 0 | 0 | 0 | 0 | 1.4167 | 0.13493 | 2.7185 | 4.2702 | 1.003 | 0.095526 | 1.9247 | 3.0232 | 1.1994e-09 | 1.1423e-10 | 2.3015e-09 | 3.6151e-09 | 0.00092317 | 8.7921e-05 | 0.0017715 | 0.0027826 | 0 | 0 | 0 | 0 | 0 | 0 | 0 | 0 | 1.5583 | 0.0092371 | 0.00087972 | 0.017725 | 0.027842 | 0.044527 | 0.0037051 | 0.068248 | 0.11648 | 0 | 79
4940_G_IC1 | SPP West (Oklahoma, Arkansas, Louisiana) | Oklahoma | 40 | Tulsa | 143 | 4940 | IC1 | Riverside (OK) | 12283 | 1976 | 9999 | Combustion Turbine | [5 empty] | Fossil | G | 2030 | Oil |  | 0 | 0 | 0 | 0 | 0 | 0 | 0 | 0 | 0 | 0 | 0 | 0 | 0 | 0 | 0 | 0 | 0 | 0 | 0 | 0 | 0 | 0 | 0 | 0 | 0 | 0 | 0 | 0 | 0 | 0 | 0 | 0 | 0 | 0 | 0 | 0 | 0 | 0 | 0 | 0 | 0.12095 | 0 | 0 | 0 | 0 | 0 | 0 | 0 | 0 | 0 | 2.8
495_G_1 | WECC_Colorado | Colorado | 8 | El Paso | 41 | 495 | 1 | Ruxton Park | 0 | 1925 | 9999 | Hydro | [5 empty] | Non-Fossil | G | 2030 | Hydro |  | 0 | 0 | 0 | 0 | 0 | 0 | 0 | 0 | 0 | 0 | 0 | 0 | 0 | 0 | 0 | 0 | 0.96988 | 1.038 | 1.7669 | 3.7748 | 0 | 0 | 0 | 0 | 0 | 0 | 0 | 0 | 0 | 0 | 0 | 0 | 0 | 0 | 0 | 0 | 0 | 0 | 0 | 0 | 0.015808 | 0.0013481 | 0.0014429 | 0.002456 | 0.0052469 | 0 | 0 | 0 | 0 | 0 | 1
50002_G_GEN1 | ISONE_MA, VT, NH, RI (Rest of ISO New England) | Massachusetts | 25 | Berkshire | 3 | 50002 | GEN1 | Pittsfield Generating LP | 9037 | 1990 | 9999 | Combined Cycle |  |  | SCR | STM |  | Fossil | G | 2030 | NaturalGas |  | 0 | 0 | 0.025124 | 0.025124 | 0 | 0 | 0 | 0 | 0 | 0 | 0 | 0 | 0 | 0 | 0 | 0 | 0 | 0 | 2.7801 | 2.7801 | 0 | 0 | 1.4822 | 1.4822 | 0 | 0 | 1.7723e-09 | 1.7723e-09 | 0 | 0 | 0.00026105 | 0.00026105 | 0 | 0 | 0 | 0 | 0 | 0 | 0 | 0 | 1.0705 | 0 | 0 | 0.011455 | 0.011455 | 0 | 0 | 0.048653 | 0.048653 | 0 | 35.2 | SCR
50002_G_GEN2 | ISONE_MA, VT, NH, RI (Rest of ISO New England) | Massachusetts | 25 | Berkshire | 3 | 50002 | GEN2 | Pittsfield Generating LP | 9037 | 1990 | 9999 | Combined Cycle |  |  | SCR | STM |  | Fossil | G | 2030 | NaturalGas |  | 0 | 0 | 0.025124 | 0.025124 | 0 | 0 | 0 | 0 | 0 | 0 | 0 | 0 | 0 | 0 | 0 | 0 | 0 | 0 | 2.7801 | 2.7801 | 0 | 0 | 1.4822 | 1.4822 | 0 | 0 | 1.7723e-09 | 1.7723e-09 | 0 | 0 | 0.00026105 | 0.00026105 | 0 | 0 | 0 | 0 | 0 | 0 | 0 | 0 | 1.0705 | 0 | 0 | 0.011455 | 0.011455 | 0 | 0 | 0.048653 | 0.048653 | 0 | 35.2 | SCR
50002_G_GEN3 | ISONE_MA, VT, NH, RI (Rest of ISO New England) | Massachusetts | 25 | Berkshire | 3 | 50002 | GEN3 | Pittsfield Generating LP | 9037 | 1990 | 9999 | Combined Cycle |  |  | SCR | STM |  | Fossil | G | 2030 | NaturalGas |  | 0 | 0 | 0.025124 | 0.025124 | 0 | 0 | 0 | 0 | 0 | 0 | 0 | 0 | 0 | 0 | 0 | 0 | 0 | 0 | 2.7801 | 2.7801 | 0 | 0 | 1.4822 | 1.4822 | 0 | 0 | 1.7723e-09 | 1.7723e-09 | 0 | 0 | 0.00026105 | 0.00026105 | 0 | 0 | 0 | 0 | 0 | 0 | 0 | 0 | 1.0705 | 0 | 0 | 0.011455 | 0.011455 | 0 | 0 | 0.048653 | 0.048653 | 0 | 35.2 | SCR
50002_G_GEN4 | ISONE_MA, VT, NH, RI (Rest of ISO New England) | Massachusetts | 25 | Berkshire | 3 | 50002 | GEN4 | Pittsfield Generating LP | 9037 | 1990 | 9999 | Combined Cycle |  |  | SCR | STM |  | Fossil | G | 2030 | NaturalGas |  | 0 | 0 | 0.03269 | 0.03269 | 0 | 0 | 0 | 0 | 0 | 0 | 0 | 0 | 0 | 0 | 0 | 0 | 0 | 0 | 3.6173 | 3.6173 | 0 | 0 | 1.9285 | 1.9285 | 0 | 0 | 2.306e-09 | 2.306e-09 | 0 | 0 | 0.00033967 | 0.00033967 | 0 | 0 | 0 | 0 | 0 | 0 | 0 | 0 | 1.3929 | 0 | 0 | 0.014904 | 0.014904 | 0 | 0 | 0.063305 | 0.063305 | 0 | 45.8 | SCR
50003_G_GEN1 | WECC_Northern California (not including BANC) | California | 6 | Kern | 29 | 50003 | GEN1 | Chalk Cliff Limited | 8700 | 1990 | 9999 | Combustion Turbine | [5 empty] | Fossil | G | 2030 | NaturalGas |  | 0.73341 | 0.99417 | 0.71637 | 2.4439 | 0 | 0 | 0 | 0 | 0 | 0 | 0 | 0 | 0 | 0 | 0 | 0 | 84.2996 | 114.2728 | 82.3415 | 280.9138 | 53.0255 | 71.879 | 51.7938 | 176.6982 | 6.3406e-08 | 8.595e-08 | 6.1933e-08 | 2.1129e-07 | 0.010408 | 0.014108 | 0.010166 | 0.034682 | 0 | 0 | 0 | 0 | 0 | 0 | 0 | 0 | 1.6316 | 0.39789 | 0.53937 | 0.38865 | 1.3259 | 2.5055 | 2.688 | 2.0075 | 7.2009 | 0 | 46
50006_G_GTG1 | NY_Zone J (NYC) | New Jersey | 34 | Union | 39 | 50006 | GTG1 | Linden Cogen Plant | 6069 | 1992 | 9999 | Combined Cycle |  |  | SCR | STM |  | Fossil | G | 2030 | NaturalGas |  | 1.0489 | 1.4219 | 1.9661 | 4.4369 | 0 | 0 | 0 | 0 | 0 | 0 | 0 | 0 | 0 | 0 | 0 | 0 | 172.832 | 234.2834 | 323.9652 | 731.0807 | 94.0329 | 127.4668 | 176.26 | 397.7596 | 1.1244e-07 | 1.5242e-07 | 2.1077e-07 | 4.7563e-07 | 0.019492 | 0.026422 | 0.018248 | 0.064162 | 0 | 0 | 0 | 0 | 0 | 0 | 0 | 0 | 4.0332 | 0.39493 | 0.53535 | 0.74028 | 1.6706 | 6.7712 | 4.0571 | 4.1078 | 14.9361 | 0 | 98.3 | SCR
50006_G_GTG2 | NY_Zone J (NYC) | New Jersey | 34 | Union | 39 | 50006 | GTG2 | Linden Cogen Plant | 6069 | 1992 | 9999 | Combined Cycle |  |  | SCR | STM |  | Fossil | G | 2030 | NaturalGas |  | 1.0489 | 1.4219 | 1.9661 | 4.4369 | 0 | 0 | 0 | 0 | 0 | 0 | 0 | 0 | 0 | 0 | 0 | 0 | 172.832 | 234.2834 | 323.9652 | 731.0807 | 94.0329 | 127.4668 | 176.26 | 397.7596 | 1.1244e-07 | 1.5242e-07 | 2.1077e-07 | 4.7563e-07 | 0.019492 | 0.026422 | 0.018248 | 0.064162 | 0 | 0 | 0 | 0 | 0 | 0 | 0 | 0 | 4.0332 | 0.39493 | 0.53535 | 0.74028 | 1.6706 | 6.7712 | 4.0571 | 4.1078 | 14.9361 | 0 | 98.3 | SCR
50006_G_GTG3 | NY_Zone J (NYC) | New Jersey | 34 | Union | 39 | 50006 | GTG3 | Linden Cogen Plant | 6069 | 1992 | 9999 | Combined Cycle |  |  | SCR | STM |  | Fossil | G | 2030 | NaturalGas |  | 1.0489 | 1.4219 | 1.9661 | 4.4369 | 0 | 0 | 0 | 0 | 0 | 0 | 0 | 0 | 0 | 0 | 0 | 0 | 172.832 | 234.2834 | 323.9652 | 731.0807 | 94.0329 | 127.4668 | 176.26 | 397.7596 | 1.1244e-07 | 1.5242e-07 | 2.1077e-07 | 4.7563e-07 | 0.019102 | 0.025894 | 0.017883 | 0.062879 | 0 | 0 | 0 | 0 | 0 | 0 | 0 | 0 | 4.0332 | 0.39493 | 0.53535 | 0.74028 | 1.6706 | 6.7712 | 4.0571 | 4.1078 | 14.9361 | 0 | 98.3 | SCR
50006_G_GTG4 | NY_Zone J (NYC) | New Jersey | 34 | Union | 39 | 50006 | GTG4 | Linden Cogen Plant | 6069 | 1992 | 9999 | Combined Cycle |  |  | SCR | STM |  | Fossil | G | 2030 | NaturalGas |  | 1.0489 | 1.4219 | 1.9661 | 4.4369 | 0 | 0 | 0 | 0 | 0 | 0 | 0 | 0 | 0 | 0 | 0 | 0 | 172.832 | 234.2834 | 323.9652 | 731.0807 | 94.0329 | 127.4668 | 176.26 | 397.7596 | 1.1244e-07 | 1.5242e-07 | 2.1077e-07 | 4.7563e-07 | 0.019102 | 0.025894 | 0.017883 | 0.062879 | 0 | 0 | 0 | 0 | 0 | 0 | 0 | 0 | 4.0332 | 0.39493 | 0.53535 | 0.74028 | 1.6706 | 6.7712 | 4.0571 | 4.1078 | 14.9361 | 0 | 98.3 | SCR
50006_G_GTG5 | NY_Zone J (NYC) | New Jersey | 34 | Union | 39 | 50006 | GTG5 | Linden Cogen Plant | 6069 | 1992 | 9999 | Combined Cycle |  |  | SCR | STM |  | Fossil | G | 2030 | NaturalGas |  | 1.0489 | 1.4219 | 1.9661 | 4.4369 | 0 | 0 | 0 | 0 | 0 | 0 | 0 | 0 | 0 | 0 | 0 | 0 | 172.832 | 234.2834 | 323.9652 | 731.0807 | 94.0329 | 127.4668 | 176.26 | 397.7596 | 1.1244e-07 | 1.5242e-07 | 2.1077e-07 | 4.7563e-07 | 0.010051 | 0.013625 | 0.018066 | 0.041742 | 0 | 0 | 0 | 0 | 0 | 0 | 0 | 0 | 4.0332 | 0.39493 | 0.53535 | 0.74028 | 1.6706 | 6.7712 | 4.0571 | 4.1078 | 14.9361 | 0 | 98.3 | SCR
50006_G_GTG6 | NY_Zone J (NYC) | New Jersey | 34 | Union | 39 | 50006 | GTG6 | Linden Cogen Plant | 6069 | 2002 | 9999 | Combined Cycle |  |  | SCR | DLNB + H2O |  | Fossil | G | 2030 | NaturalGas |  | 1.7692 | 2.3982 | 3.3162 | 7.4836 | 0 | 0 | 0 | 0 | 0 | 0 | 0 | 0 | 0 | 0 | 0 | 0 | 291.5112 | 395.1596 | 546.4235 | 1233.0944 | 158.6027 | 214.9948 | 297.2931 | 670.8906 | 1.8965e-07 | 2.5708e-07 | 3.5549e-07 | 8.0223e-07 | 0.016953 | 0.022981 | 0.030471 | 0.070404 | 0 | 0 | 0 | 0 | 0 | 0 | 0 | 0 | 6.8027 | 0.66612 | 0.90296 | 1.2486 | 2.8177 | 11.4208 | 6.843 | 6.9285 | 25.1924 | 0 | 165.8 | SCR
50006_G_STG1 | NY_Zone J (NYC) | New Jersey | 34 | Union | 39 | 50006 | STG1 | Linden Cogen Plant | 6069 | 1992 | 9999 | Combined Cycle |  |  | SCR | STM |  | Fossil | G | 2030 | NaturalGas |  | 1.0489 | 1.4219 | 1.9661 | 4.4369 | 0 | 0 | 0 | 0 | 0 | 0 | 0 | 0 | 0 | 0 | 0 | 0 | 172.832 | 234.2834 | 323.9652 | 731.0807 | 94.0329 | 127.4668 | 176.26 | 397.7596 | 1.1244e-07 | 1.5242e-07 | 2.1077e-07 | 4.7563e-07 | 0.019492 | 0.026422 | 0.018248 | 0.064162 | 0 | 0 | 0 | 0 | 0 | 0 | 0 | 0 | 4.0332 | 0.39493 | 0.53535 | 0.74028 | 1.6706 | 6.7712 | 4.0571 | 4.1078 | 14.9361 | 0 | 98.3 | SCR
50006_G_STG2 | NY_Zone J (NYC) | New Jersey | 34 | Union | 39 | 50006 | STG2 | Linden Cogen Plant | 6069 | 1992 | 9999 | Combined Cycle |  |  | SCR | STM |  | Fossil | G | 2030 | NaturalGas |  | 1.0489 | 1.4219 | 1.9661 | 4.4369 | 0 | 0 | 0 | 0 | 0 | 0 | 0 | 0 | 0 | 0 | 0 | 0 | 172.832 | 234.2834 | 323.9652 | 731.0807 | 94.0329 | 127.4668 | 176.26 | 397.7596 | 1.1244e-07 | 1.5242e-07 | 2.1077e-07 | 4.7563e-07 | 0.019102 | 0.025894 | 0.017883 | 0.062879 | 0 | 0 | 0 | 0 | 0 | 0 | 0 | 0 | 4.0332 | 0.39493 | 0.53535 | 0.74028 | 1.6706 | 6.7712 | 4.0571 | 4.1078 | 14.9361 | 0 | 98.3 | SCR
50006_G_STG3 | NY_Zone J (NYC) | New Jersey | 34 | Union | 39 | 50006 | STG3 | Linden Cogen Plant | 6069 | 1992 | 9999 | Combined Cycle |  |  | SCR | DLNB + H2O |  | Fossil | G | 2030 | NaturalGas |  | 1.05 | 1.4233 | 1.9681 | 4.4414 | 0 | 0 | 0 | 0 | 0 | 0 | 0 | 0 | 0 | 0 | 0 | 0 | 173.0079 | 234.5218 | 324.2948 | 731.8244 | 94.1285 | 127.5964 | 176.4393 | 398.1643 | 1.1256e-07 | 1.5258e-07 | 2.1098e-07 | 4.7611e-07 | 0.010061 | 0.013639 | 0.018084 | 0.041784 | 0 | 0 | 0 | 0 | 0 | 0 | 0 | 0 | 4.0373 | 0.39533 | 0.5359 | 0.74103 | 1.6723 | 6.7781 | 4.0612 | 4.112 | 14.9513 | 0 | 98.4 | SCR
50010_G_GEN1 | PJM West | West Virginia | 54 | Fayette | 19 | 50010 | GEN1 | Glen Ferris Hydro | 0 | 1912 | 9999 | Hydro | [5 empty] | Non-Fossil | G | 2030 | Hydro |  | 0 | 0 | 0 | 0 | 0 | 0 | 0 | 0 | 0 | 0 | 0 | 0 | 0 | 0 | 0 | 0 | 0.54273 | 0.65216 | 0.65044 | 1.8453 | 0 | 0 | 0 | 0 | 0 | 0 | 0 | 0 | 0 | 0 | 0 | 0 | 0 | 0 | 0 | 0 | 0 | 0 | 0 | 0 | 0.0063233 | 0.0007544 | 0.0009065 | 0.00090411 | 0.002565 | 0 | 0 | 0 | 0 | 0 | 0.4
50010_G_GEN2 | PJM West | West Virginia | 54 | Fayette | 19 | 50010 | GEN2 | Glen Ferris Hydro | 0 | 1912 | 9999 | Hydro | [5 empty] | Non-Fossil | G | 2030 | Hydro |  | 0 | 0 | 0 | 0 | 0 | 0 | 0 | 0 | 0 | 0 | 0 | 0 | 0 | 0 | 0 | 0 | 0.54273 | 0.65216 | 0.65044 | 1.8453 | 0 | 0 | 0 | 0 | 0 | 0 | 0 | 0 | 0 | 0 | 0 | 0 | 0 | 0 | 0 | 0 | 0 | 0 | 0 | 0 | 0.0063233 | 0.0007544 | 0.0009065 | 0.00090411 | 0.002565 | 0 | 0 | 0 | 0 | 0 | 0.4
50010_G_GEN3 | PJM West | West Virginia | 54 | Fayette | 19 | 50010 | GEN3 | Glen Ferris Hydro | 0 | 1912 | 9999 | Hydro | [5 empty] | Non-Fossil | G | 2030 | Hydro |  | 0 | 0 | 0 | 0 | 0 | 0 | 0 | 0 | 0 | 0 | 0 | 0 | 0 | 0 | 0 | 0 | 0.54273 | 0.65216 | 0.65044 | 1.8453 | 0 | 0 | 0 | 0 | 0 | 0 | 0 | 0 | 0 | 0 | 0 | 0 | 0 | 0 | 0 | 0 | 0 | 0 | 0 | 0 | 0.0063233 | 0.0007544 | 0.0009065 | 0.00090411 | 0.002565 | 0 | 0 | 0 | 0 | 0 | 0.4
50010_G_GEN4 | PJM West | West Virginia | 54 | Fayette | 19 | 50010 | GEN4 | Glen Ferris Hydro | 0 | 1912 | 9999 | Hydro | [5 empty] | Non-Fossil | G | 2030 | Hydro |  | 0 | 0 | 0 | 0 | 0 | 0 | 0 | 0 | 0 | 0 | 0 | 0 | 0 | 0 | 0 | 0 | 0.54273 | 0.65216 | 0.65044 | 1.8453 | 0 | 0 | 0 | 0 | 0 | 0 | 0 | 0 | 0 | 0 | 0 | 0 | 0 | 0 | 0 | 0 | 0 | 0 | 0 | 0 | 0.0063233 | 0.0007544 | 0.0009065 | 0.00090411 | 0.002565 | 0 | 0 | 0 | 0 | 0 | 0.4
50010_G_GEN5 | PJM West | West Virginia | 54 | Fayette | 19 | 50010 | GEN5 | Glen Ferris Hydro | 0 | 1912 | 9999 | Hydro | [5 empty] | Non-Fossil | G | 2030 | Hydro |  | 0 | 0 | 0 | 0 | 0 | 0 | 0 | 0 | 0 | 0 | 0 | 0 | 0 | 0 | 0 | 0 | 0.54273 | 0.65216 | 0.65044 | 1.8453 | 0 | 0 | 0 | 0 | 0 | 0 | 0 | 0 | 0 | 0 | 0 | 0 | 0 | 0 | 0 | 0 | 0 | 0 | 0 | 0 | 0.0063233 | 0.0007544 | 0.0009065 | 0.00090411 | 0.002565 | 0 | 0 | 0 | 0 | 0 | 0.4
50010_G_GEN6 | PJM West | West Virginia | 54 | Fayette | 19 | 50010 | GEN6 | Glen Ferris Hydro | 0 | 1912 | 9999 | Hydro | [5 empty] | Non-Fossil | G | 2030 | Hydro |  | 0 | 0 | 0 | 0 | 0 | 0 | 0 | 0 | 0 | 0 | 0 | 0 | 0 | 0 | 0 | 0 | 0.54273 | 0.65216 | 0.65044 | 1.8453 | 0 | 0 | 0 | 0 | 0 | 0 | 0 | 0 | 0 | 0 | 0 | 0 | 0 | 0 | 0 | 0 | 0 | 0 | 0 | 0 | 0.0063233 | 0.0007544 | 0.0009065 | 0.00090411 | 0.002565 | 0 | 0 | 0 | 0 | 0 | 0.4
50010_G_GEN7 | PJM West | West Virginia | 54 | Fayette | 19 | 50010 | GEN7 | Glen Ferris Hydro | 0 | 1917 | 9999 | Hydro | [5 empty] | Non-Fossil | G | 2030 | Hydro |  | 0 | 0 | 0 | 0 | 0 | 0 | 0 | 0 | 0 | 0 | 0 | 0 | 0 | 0 | 0 | 0 | 2.578 | 3.0978 | 3.0896 | 8.7653 | 0 | 0 | 0 | 0 | 0 | 0 | 0 | 0 | 0 | 0 | 0 | 0 | 0 | 0 | 0 | 0 | 0 | 0 | 0 | 0 | 0.030036 | 0.0035834 | 0.0043059 | 0.0042945 | 0.012184 | 0 | 0 | 0 | 0 | 0 | 1.9
50010_G_GEN8 | PJM West | West Virginia | 54 | Fayette | 19 | 50010 | GEN8 | Glen Ferris Hydro | 0 | 1917 | 9999 | Hydro | [5 empty] | Non-Fossil | G | 2030 | Hydro |  | 0 | 0 | 0 | 0 | 0 | 0 | 0 | 0 | 0 | 0 | 0 | 0 | 0 | 0 | 0 | 0 | 2.578 | 3.0978 | 3.0896 | 8.7653 | 0 | 0 | 0 | 0 | 0 | 0 | 0 | 0 | 0 | 0 | 0 | 0 | 0 | 0 | 0 | 0 | 0 | 0 | 0 | 0 | 0.030036 | 0.0035834 | 0.0043059 | 0.0042945 | 0.012184 | 0 | 0 | 0 | 0 | 0 | 1.9
50011_G_GEN1 | PJM West | West Virginia | 54 | Fayette | 19 | 50011 | GEN1 | Hawks Nest Hydro | 0 | 1936 | 9999 | Hydro | [5 empty] | Non-Fossil | G | 2030 | Hydro |  | 0 | 0 | 0 | 0 | 0 | 0 | 0 | 0 | 0 | 0 | 0 | 0 | 0 | 0 | 0 | 0 | 32.8355 | 39.4557 | 39.3517 | 111.6428 | 0 | 0 | 0 | 0 | 0 | 0 | 0 | 0 | 0 | 0 | 0 | 0 | 0 | 0 | 0 | 0 | 0 | 0 | 0 | 0 | 0.38256 | 0.045641 | 0.054843 | 0.054699 | 0.15518 | 0 | 0 | 0 | 0 | 0 | 24.2
50011_G_GEN2 | PJM West | West Virginia | 54 | Fayette | 19 | 50011 | GEN2 | Hawks Nest Hydro | 0 | 1936 | 9999 | Hydro | [5 empty] | Non-Fossil | G | 2030 | Hydro |  | 0 | 0 | 0 | 0 | 0 | 0 | 0 | 0 | 0 | 0 | 0 | 0 | 0 | 0 | 0 | 0 | 32.8355 | 39.4557 | 39.3517 | 111.6428 | 0 | 0 | 0 | 0 | 0 | 0 | 0 | 0 | 0 | 0 | 0 | 0 | 0 | 0 | 0 | 0 | 0 | 0 | 0 | 0 | 0.38256 | 0.045641 | 0.054843 | 0.054699 | 0.15518 | 0 | 0 | 0 | 0 | 0 | 24.2
50011_G_GEN3 | PJM West | West Virginia | 54 | Fayette | 19 | 50011 | GEN3 | Hawks Nest Hydro | 0 | 1936 | 9999 | Hydro | [5 empty] | Non-Fossil | G | 2030 | Hydro |  | 0 | 0 | 0 | 0 | 0 | 0 | 0 | 0 | 0 | 0 | 0 | 0 | 0 | 0 | 0 | 0 | 32.8355 | 39.4557 | 39.3517 | 111.6428 | 0 | 0 | 0 | 0 | 0 | 0 | 0 | 0 | 0 | 0 | 0 | 0 | 0 | 0 | 0 | 0 | 0 | 0 | 0 | 0 | 0.38256 | 0.045641 | 0.054843 | 0.054699 | 0.15518 | 0 | 0 | 0 | 0 | 0 | 24.2
50011_G_GEN4 | PJM West | West Virginia | 54 | Fayette | 19 | 50011 | GEN4 | Hawks Nest Hydro | 0 | 1936 | 9999 | Hydro | [5 empty] | Non-Fossil | G | 2030 | Hydro |  | 0 | 0 | 0 | 0 | 0 | 0 | 0 | 0 | 0 | 0 | 0 | 0 | 0 | 0 | 0 | 0 | 32.8355 | 39.4557 | 39.3517 | 111.6428 | 0 | 0 | 0 | 0 | 0 | 0 | 0 | 0 | 0 | 0 | 0 | 0 | 0 | 0 | 0 | 0 | 0 | 0 | 0 | 0 | 0.38256 | 0.045641 | 0.054843 | 0.054699 | 0.15518 | 0 | 0 | 0 | 0 | 0 | 24.2
50028_B_1FW | MISO_Louisiana | Louisiana | 22 | Ouachita | 73 | 50028 | 1FW | Plant 31 Paper Mill | 11373 | 1964 | 9999 | Non-Fossil Waste |  |  |  | AA |  | Non-Fossil | B | 2030 | Non-Fossil |  | 0.079786 | 0.10032 | 0.13248 | 0.31258 | 0 | 0 | 0 | 0 | 0 | 0 | 0 | 0 | 0 | 0 | 0 | 0 | 7.0154 | 8.8206 | 11.6486 | 27.4846 | 0 | 0 | 0 | 0 | 0 | 0 | 0 | 0 | 0 | 0 | 0 | 0 | 0 | 0 | 0 | 0 | 0 | 0 | 0 | 0 | 2.1516 | 0.048666 | 0.061188 | 0.080807 | 0.19066 | 0 | 0 | 0 | 0 | 0 | 8.3
50028_B_1HP | MISO_Louisiana | Louisiana | 22 | Ouachita | 73 | 50028 | 1HP | Plant 31 Paper Mill | 11373 | 1977 | 9999 | Non-Fossil Waste |  |  | Cyclone + Wet Scrubber | AA | Wet Scrubber | Non-Fossil | B | 2030 | Non-Fossil |  | 0.079786 | 0.10032 | 0.13248 | 0.31258 | 0 | 0 | 0 | 0 | 0 | 0 | 0 | 0 | 0 | 0 | 0 | 0 | 7.0154 | 8.8206 | 11.6486 | 27.4846 | 0 | 0 | 0 | 0 | 0 | 0 | 0 | 0 | 0 | 0 | 0 | 0 | 0 | 0 | 0 | 0 | 0 | 0 | 0 | 0 | 2.1516 | 0.048666 | 0.061188 | 0.080807 | 0.19066 | 0 | 0 | 0 | 0 | 0 | 8.3 | Scrubber | Wet Scrubber
50028_B_2FW | MISO_Louisiana | Louisiana | 22 | Ouachita | 73 | 50028 | 2FW | Plant 31 Paper Mill | 11373 | 1964 | 9999 | Non-Fossil Waste | [5 empty] | Non-Fossil | B | 2030 | Non-Fossil |  | 0.079786 | 0.10032 | 0.13248 | 0.31258 | 0 | 0 | 0 | 0 | 0 | 0 | 0 | 0 | 0 | 0 | 0 | 0 | 7.0154 | 8.8206 | 11.6486 | 27.4846 | 0 | 0 | 0 | 0 | 0 | 0 | 0 | 0 | 0 | 0 | 0 | 0 | 0 | 0 | 0 | 0 | 0 | 0 | 0 | 0 | 2.1516 | 0.048666 | 0.061188 | 0.080807 | 0.19066 | 0 | 0 | 0 | 0 | 0 | 8.3
50028_B_4BW | MISO_Louisiana | Louisiana | 22 | Ouachita | 73 | 50028 | 4BW | Plant 31 Paper Mill | 11373 | 1975 | 9999 | Non-Fossil Waste |  |  | ESPH |  |  | Non-Fossil | B | 2030 | Non-Fossil |  | 0.079786 | 0.10032 | 0.13248 | 0.31258 | 0 | 0 | 0 | 0 | 0 | 0 | 0 | 0 | 0 | 0 | 0 | 0 | 7.0154 | 8.8206 | 11.6486 | 27.4846 | 0 | 0 | 0 | 0 | 0 | 0 | 0 | 0 | 0 | 0 | 0 | 0 | 0 | 0 | 0 | 0 | 0 | 0 | 0 | 0 | 2.1516 | 0.048666 | 0.061188 | 0.080807 | 0.19066 | 0 | 0 | 0 | 0 | 0 | 8.3
50028_B_5CE | MISO_Louisiana | Louisiana | 22 | Ouachita | 73 | 50028 | 5CE | Plant 31 Paper Mill | 11373 | 1988 | 9999 | Non-Fossil Waste |  |  | ESPH |  |  | Non-Fossil | B | 2030 | Non-Fossil |  | 0.079786 | 0.10032 | 0.13248 | 0.31258 | 0 | 0 | 0 | 0 | 0 | 0 | 0 | 0 | 0 | 0 | 0 | 0 | 7.0154 | 8.8206 | 11.6486 | 27.4846 | 0 | 0 | 0 | 0 | 0 | 0 | 0 | 0 | 0 | 0 | 0 | 0 | 0 | 0 | 0 | 0 | 0 | 0 | 0 | 0 | 2.1516 | 0.048666 | 0.061188 | 0.080807 | 0.19066 | 0 | 0 | 0 | 0 | 0 | 8.3
50028_B_HRSG | MISO_Louisiana | Louisiana | 22 | Ouachita | 73 | 50028 | HRSG | Plant 31 Paper Mill | 11373 | 1964 | 9999 | Non-Fossil Waste |  |  |  | LNB |  | Non-Fossil | B | 2030 | Non-Fossil |  | 0.031722 | 0.039885 | 0.052673 | 0.12428 | 0 | 0 | 0 | 0 | 0 | 0 | 0 | 0 | 0 | 0 | 0 | 0 | 2.7893 | 3.507 | 4.6314 | 10.9276 | 0 | 0 | 0 | 0 | 0 | 0 | 0 | 0 | 0 | 0 | 0 | 0 | 0 | 0 | 0 | 0 | 0 | 0 | 0 | 0 | 0.85546 | 0.019349 | 0.024328 | 0.032128 | 0.075805 | 0 | 0 | 0 | 0 | 0 | 3.3
50028_G_GEN7 | MISO_Louisiana | Louisiana | 22 | Ouachita | 73 | 50028 | GEN7 | Plant 31 Paper Mill | 10183 | 2016 | 9999 | Combustion Turbine |  |  | SCR |  |  | Fossil | G | 2030 | NaturalGas |  | 0.021841 | 0.022106 | 0.093691 | 0.13764 | 0 | 0 | 0 | 0 | 0 | 0 | 0 | 0 | 0 | 0 | 0 | 0 | 2.1448 | 2.1709 | 9.2007 | 13.5164 | 1.6076 | 1.6272 | 6.8964 | 10.1312 | 1.9224e-09 | 1.9457e-09 | 8.2464e-09 | 1.2115e-08 | 0.00015104 | 0.00015288 | 0.00064793 | 0.00095185 | 0 | 0 | 0 | 0 | 0 | 0 | 0 | 0 | 0.69902 | 0.010124 | 0.010247 | 0.043427 | 0.063798 | 0.058765 | 0.052598 | 0.21078 | 0.32214 | 0 | 32 | SCR
50031_G_3983 | NY_Zone F (Capital) | New York | 36 | Rensselaer | 83 | 50031 | 3983 | Mt Ida Hydroelectric | 0 | 1992 | 9999 | Hydro | [5 empty] | Non-Fossil | G | 2030 | Hydro |  | 0 | 0 | 0 | 0 | 0 | 0 | 0 | 0 | 0 | 0 | 0 | 0 | 0 | 0 | 0 | 0 | 1.668 | 2.2439 | 2.5808 | 6.4926 | 0 | 0 | 0 | 0 | 0 | 0 | 0 | 0 | 0 | 0 | 0 | 0 | 0 | 0 | 0 | 0 | 0 | 0 | 0 | 0 | 0.023712 | 0.0023185 | 0.003119 | 0.0035873 | 0.0090248 | 0 | 0 | 0 | 0 | 0 | 1.5
50031_G_3986 | NY_Zone F (Capital) | New York | 36 | Rensselaer | 83 | 50031 | 3986 | Mt Ida Hydroelectric | 0 | 1992 | 9999 | Hydro | [5 empty] | Non-Fossil | G | 2030 | Hydro |  | 0 | 0 | 0 | 0 | 0 | 0 | 0 | 0 | 0 | 0 | 0 | 0 | 0 | 0 | 0 | 0 | 1.668 | 2.2439 | 2.5808 | 6.4926 | 0 | 0 | 0 | 0 | 0 | 0 | 0 | 0 | 0 | 0 | 0 | 0 | 0 | 0 | 0 | 0 | 0 | 0 | 0 | 0 | 0.023712 | 0.0023185 | 0.003119 | 0.0035873 | 0.0090248 | 0 | 0 | 0 | 0 | 0 | 1.5
50034_G_GEN1 | NY_Zone F (Capital) | New York | 36 | Rensselaer | 83 | 50034 | GEN1 | Valley Falls Hydroelectric Facility | 0 | 1985 | 9999 | Hydro | [5 empty] | Non-Fossil | G | 2030 | Hydro |  | 0 | 0 | 0 | 0 | 0 | 0 | 0 | 0 | 0 | 0 | 0 | 0 | 0 | 0 | 0 | 0 | 3.1178 | 4.2145 | 5.1732 | 12.5055 | 0 | 0 | 0 | 0 | 0 | 0 | 0 | 0 | 0 | 0 | 0 | 0 | 0 | 0 | 0 | 0 | 0 | 0 | 0 | 0 | 0.039521 | 0.0043338 | 0.0058582 | 0.0071907 | 0.017383 | 0 | 0 | 0 | 0 | 0 | 2.5
50035_G_ST1 | ISONE_Maine | Maine | 23 | Androscoggin | 1 | 50035 | ST1 | MMWAC Resource Recovery Facility | 19383 | 1992 | 9999 | Municipal Solid Waste | FBC |  | Reagent Injection |  | Reagent Injection | Non-Fossil | G | 2030 | MSW |  | 0.086859 | 0.12333 | 0.16915 | 0.37935 | 0 | 0 | 0 | 0 | 0 | 0 | 0 | 0 | 0 | 0 | 0 | 0 | 4.4812 | 6.363 | 8.7269 | 19.5712 | 3.9912 | 5.6672 | 7.7726 | 17.431 | 0.00024963 | 0.00035446 | 0.00048615 | 0.0010902 | 0.049957 | 0.070936 | 0.097289 | 0.21818 | 0.0038001 | 0.0053959 | 0.0074005 | 0.016596 | 0 | 0 | 0 | 0 | 0.69993 | 0.031086 | 0.04414 | 0.060539 | 0.13577 | 0 | 0 | 0 | 0 | 0 | 2.7
50036_G_UNT1 | PJM_AP | West Virginia | 54 | Wetzel | 103 | 50036 | UNT1 | New Martinsville Hannibal Hydro | 0 | 1988 | 9999 | Hydro | [5 empty] | Non-Fossil | G | 2030 | Hydro |  | 0 | 0 | 0 | 0 | 0 | 0 | 0 | 0 | 0 | 0 | 0 | 0 | 0 | 0 | 0 | 0 | 17.875 | 20.114 | 25.2249 | 63.2139 | 0 | 0 | 0 | 0 | 0 | 0 | 0 | 0 | 0 | 0 | 0 | 0 | 0 | 0 | 0 | 0 | 0 | 0 | 0 | 0 | 0.15018 | 0.024846 | 0.027958 | 0.035063 | 0.087867 | 0 | 0 | 0 | 0 | 0 | 9.5
50036_G_UNT2 | PJM_AP | West Virginia | 54 | Wetzel | 103 | 50036 | UNT2 | New Martinsville Hannibal Hydro | 0 | 1988 | 9999 | Hydro | [5 empty] | Non-Fossil | G | 2030 | Hydro |  | 0 | 0 | 0 | 0 | 0 | 0 | 0 | 0 | 0 | 0 | 0 | 0 | 0 | 0 | 0 | 0 | 17.875 | 20.114 | 25.2249 | 63.2139 | 0 | 0 | 0 | 0 | 0 | 0 | 0 | 0 | 0 | 0 | 0 | 0 | 0 | 0 | 0 | 0 | 0 | 0 | 0 | 0 | 0.15018 | 0.024846 | 0.027958 | 0.035063 | 0.087867 | 0 | 0 | 0 | 0 | 0 | 9.5
50037_G_UNT1 | WECC_Northern California (not including BANC) | California | 6 | Kern | 29 | 50037 | UNT1 | Rio Bravo Hydro Project | 0 | 1989 | 9999 | Hydro | [5 empty] | Non-Fossil | G | 2030 | Hydro |  | 0 | 0 | 0 | 0 | 0 | 0 | 0 | 0 | 0 | 0 | 0 | 0 | 0 | 0 | 0 | 0 | 3.3769 | 5.2562 | 10.3083 | 18.9414 | 0 | 0 | 0 | 0 | 0 | 0 | 0 | 0 | 0 | 0 | 0 | 0 | 0 | 0 | 0 | 0 | 0 | 0 | 0 | 0 | 0.10592 | 0.0046939 | 0.0073061 | 0.014329 | 0.026329 | 0 | 0 | 0 | 0 | 0 | 6.7
50037_G_UNT2 | WECC_Northern California (not including BANC) | California | 6 | Kern | 29 | 50037 | UNT2 | Rio Bravo Hydro Project | 0 | 1989 | 9999 | Hydro | [5 empty] | Non-Fossil | G | 2030 | Hydro |  | 0 | 0 | 0 | 0 | 0 | 0 | 0 | 0 | 0 | 0 | 0 | 0 | 0 | 0 | 0 | 0 | 3.3769 | 5.2562 | 10.3083 | 18.9414 | 0 | 0 | 0 | 0 | 0 | 0 | 0 | 0 | 0 | 0 | 0 | 0 | 0 | 0 | 0 | 0 | 0 | 0 | 0 | 0 | 0.10592 | 0.0046939 | 0.0073061 | 0.014329 | 0.026329 | 0 | 0 | 0 | 0 | 0 | 6.7
50043_G_GT1 | ERCOT_Rest | Texas | 48 | Harris | 201 | 50043 | GT1 | Houston Chemical Complex Battleground | 5669 | 1982 | 9999 | Combined Cycle |  |  | SCR |  |  | Fossil | G | 2030 | NaturalGas |  | 0.65784 | 0.89174 | 1.2331 | 2.7827 | 0 | 0 | 0 | 0 | 0 | 0 | 0 | 0 | 0 | 0 | 0 | 0 | 116.0419 | 157.3012 | 217.5148 | 490.8578 | 65.8794 | 89.3032 | 123.4877 | 278.6703 | 7.8776e-08 | 1.0679e-07 | 1.4766e-07 | 3.3322e-07 | 0.0094738 | 0.012842 | 0.012657 | 0.034973 | 0 | 0 | 0 | 0 | 0 | 0 | 0 | 0 | 2.5693 | 0.26516 | 0.35944 | 0.49703 | 1.1216 | 1.7546 | 2.0939 | 2.7544 | 6.6029 | 0 | 66 | SCR
50043_G_GT2 | ERCOT_Rest | Texas | 48 | Harris | 201 | 50043 | GT2 | Houston Chemical Complex Battleground | 5669 | 1982 | 9999 | Combined Cycle |  |  | SCR |  |  | Fossil | G | 2030 | NaturalGas |  | 0.65784 | 0.89174 | 1.2331 | 2.7827 | 0 | 0 | 0 | 0 | 0 | 0 | 0 | 0 | 0 | 0 | 0 | 0 | 116.0419 | 157.3012 | 217.5148 | 490.8578 | 65.8794 | 89.3032 | 123.4877 | 278.6703 | 7.8776e-08 | 1.0679e-07 | 1.4766e-07 | 3.3322e-07 | 0.0094738 | 0.012842 | 0.012657 | 0.034973 | 0 | 0 | 0 | 0 | 0 | 0 | 0 | 0 | 2.5693 | 0.26516 | 0.35944 | 0.49703 | 1.1216 | 1.7546 | 2.0939 | 2.7544 | 6.6029 | 0 | 66 | SCR
50043_G_GT3 | ERCOT_Rest | Texas | 48 | Harris | 201 | 50043 | GT3 | Houston Chemical Complex Battleground | 5669 | 2005 | 9999 | Combined Cycle |  |  | SCR |  |  | Fossil | G | 2030 | NaturalGas |  | 0.68774 | 0.93227 | 1.2891 | 2.9092 | 0 | 0 | 0 | 0 | 0 | 0 | 0 | 0 | 0 | 0 | 0 | 0 | 121.3165 | 164.4512 | 227.4018 | 513.1696 | 68.8739 | 93.3624 | 129.1008 | 291.3371 | 8.2357e-08 | 1.1164e-07 | 1.5437e-07 | 3.4837e-07 | 0.0099044 | 0.013426 | 0.013232 | 0.036562 | 0 | 0 | 0 | 0 | 0 | 0 | 0 | 0 | 2.1796 | 0.27722 | 0.37578 | 0.51963 | 1.1726 | 1.8343 | 2.1891 | 2.8796 | 6.9031 | 0 | 69 | SCR
50043_G_ST | ERCOT_Rest | Texas | 48 | Harris | 201 | 50043 | ST | Houston Chemical Complex Battleground | 5669 | 1982 | 9999 | Combined Cycle |  |  | SCR | LNB |  | Fossil | G | 2030 | NaturalGas |  | 0.61797 | 0.8377 | 1.1584 | 2.614 | 0 | 0 | 0 | 0 | 0 | 0 | 0 | 0 | 0 | 0 | 0 | 0 | 109.009 | 147.7678 | 204.3321 | 461.1089 | 61.8867 | 83.8909 | 116.0036 | 261.7812 | 7.4002e-08 | 1.0031e-07 | 1.3871e-07 | 3.1303e-07 | 0.0088996 | 0.012064 | 0.01189 | 0.032853 | 0 | 0 | 0 | 0 | 0 | 0 | 0 | 0 | 2.4136 | 0.24909 | 0.33766 | 0.46691 | 1.0537 | 1.6482 | 1.967 | 2.5875 | 6.2027 | 0 | 62 | SCR
50047_G_GEN1 | ISONE_Maine | Maine | 23 | Franklin | 7 | 50047 | GEN1 | International Paper Jay Hydro | 0 | 1912 | 9999 | Hydro | [5 empty] | Non-Fossil | G | 2030 | Hydro |  | 0 | 0 | 0 | 0 | 0 | 0 | 0 | 0 | 0 | 0 | 0 | 0 | 0 | 0 | 0 | 0 | 0.77985 | 1.0189 | 1.1467 | 2.9454 | 0 | 0 | 0 | 0 | 0 | 0 | 0 | 0 | 0 | 0 | 0 | 0 | 0 | 0 | 0 | 0 | 0 | 0 | 0 | 0 | 0.0079041 | 0.001084 | 0.0014163 | 0.0015939 | 0.0040942 | 0 | 0 | 0 | 0 | 0 | 0.5
50047_G_GEN2 | ISONE_Maine | Maine | 23 | Franklin | 7 | 50047 | GEN2 | International Paper Jay Hydro | 0 | 1912 | 9999 | Hydro | [5 empty] | Non-Fossil | G | 2030 | Hydro |  | 0 | 0 | 0 | 0 | 0 | 0 | 0 | 0 | 0 | 0 | 0 | 0 | 0 | 0 | 0 | 0 | 0.77985 | 1.0189 | 1.1467 | 2.9454 | 0 | 0 | 0 | 0 | 0 | 0 | 0 | 0 | 0 | 0 | 0 | 0 | 0 | 0 | 0 | 0 | 0 | 0 | 0 | 0 | 0.0079041 | 0.001084 | 0.0014163 | 0.0015939 | 0.0040942 | 0 | 0 | 0 | 0 | 0 | 0.5
50047_G_GEN3 | ISONE_Maine | Maine | 23 | Franklin | 7 | 50047 | GEN3 | International Paper Jay Hydro | 0 | 1912 | 9999 | Hydro | [5 empty] | Non-Fossil | G | 2030 | Hydro |  | 0 | 0 | 0 | 0 | 0 | 0 | 0 | 0 | 0 | 0 | 0 | 0 | 0 | 0 | 0 | 0 | 0.77985 | 1.0189 | 1.1467 | 2.9454 | 0 | 0 | 0 | 0 | 0 | 0 | 0 | 0 | 0 | 0 | 0 | 0 | 0 | 0 | 0 | 0 | 0 | 0 | 0 | 0 | 0.0079041 | 0.001084 | 0.0014163 | 0.0015939 | 0.0040942 | 0 | 0 | 0 | 0 | 0 | 0.5
50047_G_GEN4 | ISONE_Maine | Maine | 23 | Franklin | 7 | 50047 | GEN4 | International Paper Jay Hydro | 0 | 1912 | 9999 | Hydro | [5 empty] | Non-Fossil | G | 2030 | Hydro |  | 0 | 0 | 0 | 0 | 0 | 0 | 0 | 0 | 0 | 0 | 0 | 0 | 0 | 0 | 0 | 0 | 0.77985 | 1.0189 | 1.1467 | 2.9454 | 0 | 0 | 0 | 0 | 0 | 0 | 0 | 0 | 0 | 0 | 0 | 0 | 0 | 0 | 0 | 0 | 0 | 0 | 0 | 0 | 0.0079041 | 0.001084 | 0.0014163 | 0.0015939 | 0.0040942 | 0 | 0 | 0 | 0 | 0 | 0.5
50047_G_GEN5 | ISONE_Maine | Maine | 23 | Franklin | 7 | 50047 | GEN5 | International Paper Jay Hydro | 0 | 1912 | 9999 | Hydro | [5 empty] | Non-Fossil | G | 2030 | Hydro |  | 0 | 0 | 0 | 0 | 0 | 0 | 0 | 0 | 0 | 0 | 0 | 0 | 0 | 0 | 0 | 0 | 0.77985 | 1.0189 | 1.1467 | 2.9454 | 0 | 0 | 0 | 0 | 0 | 0 | 0 | 0 | 0 | 0 | 0 | 0 | 0 | 0 | 0 | 0 | 0 | 0 | 0 | 0 | 0.0079041 | 0.001084 | 0.0014163 | 0.0015939 | 0.0040942 | 0 | 0 | 0 | 0 | 0 | 0.5
50047_G_GEN6 | ISONE_Maine | Maine | 23 | Franklin | 7 | 50047 | GEN6 | International Paper Jay Hydro | 0 | 1912 | 9999 | Hydro | [5 empty] | Non-Fossil | G | 2030 | Hydro |  | 0 | 0 | 0 | 0 | 0 | 0 | 0 | 0 | 0 | 0 | 0 | 0 | 0 | 0 | 0 | 0 | 0.93582 | 1.2227 | 1.376 | 3.5345 | 0 | 0 | 0 | 0 | 0 | 0 | 0 | 0 | 0 | 0 | 0 | 0 | 0 | 0 | 0 | 0 | 0 | 0 | 0 | 0 | 0.0094849 | 0.0013008 | 0.0016996 | 0.0019126 | 0.004913 | 0 | 0 | 0 | 0 | 0 | 0.6
50049_B_BLRA | WECC_Northern California (not including BANC) | California | 6 | Humboldt | 23 | 50049 | BLRA | Humboldt Sawmill Company | 20413 | 1988 | 9999 | Biomass |  |  | ESPH | OFA |  | Non-Fossil | B | 2030 |  | Biomass Retirement | 0 | 0 | 0 | 0 | 0 | 0 | 0 | 0 | 0 | 0 | 0 | 0 | 0 | 0 | 0 | 0 | 0 | 0 | 0 | 0 | 0 | 0 | 0 | 0 | 0 | 0 | 0 | 0 | 0 | 0 | 0 | 0 | 0 | 0 | 0 | 0 | 0 | 0 | 0 | 0 | 0 | 0 | 0 | 0 | 0 | 0 | 0 | 0 | 0 | 0 | 16.2
50049_B_BLRB | WECC_Northern California (not including BANC) | California | 6 | Humboldt | 23 | 50049 | BLRB | Humboldt Sawmill Company | 20413 | 1988 | 9999 | Biomass |  |  | ESPH | OFA |  | Non-Fossil | B | 2030 |  | Biomass Retirement | 0 | 0 | 0 | 0 | 0 | 0 | 0 | 0 | 0 | 0 | 0 | 0 | 0 | 0 | 0 | 0 | 0 | 0 | 0 | 0 | 0 | 0 | 0 | 0 | 0 | 0 | 0 | 0 | 0 | 0 | 0 | 0 | 0 | 0 | 0 | 0 | 0 | 0 | 0 | 0 | 0 | 0 | 0 | 0 | 0 | 0 | 0 | 0 | 0 | 0 | 8.7
50049_B_BLRC | WECC_Northern California (not including BANC) | California | 6 | Humboldt | 23 | 50049 | BLRC | Humboldt Sawmill Company | 20413 | 1988 | 9999 | Biomass |  |  | ESPH | OFA |  | Non-Fossil | B | 2030 |  | Biomass Retirement | 0 | 0 | 0 | 0 | 0 | 0 | 0 | 0 | 0 | 0 | 0 | 0 | 0 | 0 | 0 | 0 | 0 | 0 | 0 | 0 | 0 | 0 | 0 | 0 | 0 | 0 | 0 | 0 | 0 | 0 | 0 | 0 | 0 | 0 | 0 | 0 | 0 | 0 | 0 | 0 | 0 | 0 | 0 | 0 | 0 | 0 | 0 | 0 | 0 | 0 | 8.7
50051_B_BLR A | ISONE_Maine | Maine | 23 | Penobscot | 19 | 50051 | BLR A | Penobscot Energy Recovery | 19383 | 1987 | 9999 | Municipal Solid Waste |  |  | Baghouse + Dry Scrubber | OFA | Dry Scrubber | Non-Fossil | B | 2030 | MSW |  | 0.341 | 0.4842 | 0.66409 | 1.4893 | 0 | 0 | 0 | 0 | 0 | 0 | 0 | 0 | 0 | 0 | 0 | 0 | 17.5929 | 24.9807 | 34.2613 | 76.8349 | 15.6691 | 22.249 | 30.5148 | 68.4329 | 0.00098004 | 0.0013916 | 0.0019086 | 0.0042802 | 0.051151 | 0.07263 | 0.099613 | 0.22339 | 0.0073401 | 0.010422 | 0.014294 | 0.032057 | 0 | 0 | 0 | 0 | 2.7479 | 0.12204 | 0.17329 | 0.23767 | 0.533 | 0 | 0 | 0 | 0 | 0 | 10.6 | Scrubber | Dry Scrubber
50051_B_BLR B | ISONE_Maine | Maine | 23 | Penobscot | 19 | 50051 | BLR B | Penobscot Energy Recovery | 19383 | 1987 | 9999 | Municipal Solid Waste |  |  | Baghouse + Dry Scrubber | OFA | Dry Scrubber | Non-Fossil | B | 2030 | MSW |  | 0.341 | 0.4842 | 0.66409 | 1.4893 | 0 | 0 | 0 | 0 | 0 | 0 | 0 | 0 | 0 | 0 | 0 | 0 | 17.5929 | 24.9807 | 34.2613 | 76.8349 | 15.6691 | 22.249 | 30.5148 | 68.4329 | 0.00098004 | 0.0013916 | 0.0019086 | 0.0042802 | 0.051151 | 0.07263 | 0.099613 | 0.22339 | 0.0073401 | 0.010422 | 0.014294 | 0.032057 | 0 | 0 | 0 | 0 | 2.7479 | 0.12204 | 0.17329 | 0.23767 | 0.533 | 0 | 0 | 0 | 0 | 0 | 10.6 | Scrubber | Dry Scrubber
50060_G_3972 | PJM_SWMAAC | Maryland | 24 | Prince Georges | 33 | 50060 | 3972 | Brown Station Road Plant I | 14103 | 1987 | 9999 | Landfill Gas | [5 empty] | Non-Fossil | G | 2030 | LF Gas |  | 0.010395 | 0.01433 | 0.019625 | 0.04435 | 0 | 0 | 0 | 0 | 0 | 0 | 0 | 0 | 0 | 0 | 0 | 0 | 0.73277 | 1.0101 | 1.3833 | 3.1262 | 0.59907 | 0.82582 | 1.1309 | 2.5558 | 0 | 0 | 0 | 0 | 0.0011496 | 0.0015847 | 0.0021702 | 0.0049044 | 0 | 0 | 0 | 0 | 0 | 0 | 0 | 0 | 0.21754 | 0.0050832 | 0.0070072 | 0.0095963 | 0.021687 | 0 | 0 | 0 | 0 | 0 | 0.8
50060_G_9314 | PJM_SWMAAC | Maryland | 24 | Prince Georges | 33 | 50060 | 9314 | Brown Station Road Plant I | 14103 | 1987 | 9999 | Landfill Gas | [5 empty] | Non-Fossil | G | 2030 | LF Gas |  | 0.010395 | 0.01433 | 0.019625 | 0.04435 | 0 | 0 | 0 | 0 | 0 | 0 | 0 | 0 | 0 | 0 | 0 | 0 | 0.73277 | 1.0101 | 1.3833 | 3.1262 | 0.59907 | 0.82582 | 1.1309 | 2.5558 | 0 | 0 | 0 | 0 | 0.0012517 | 0.0017255 | 0.002363 | 0.0053402 | 0 | 0 | 0 | 0 | 0 | 0 | 0 | 0 | 0.21754 | 0.0050832 | 0.0070072 | 0.0095963 | 0.021687 | 0 | 0 | 0 | 0 | 0 | 0.8
50060_G_9340 | PJM_SWMAAC | Maryland | 24 | Prince Georges | 33 | 50060 | 9340 | Brown Station Road Plant I | 14103 | 1987 | 9999 | Landfill Gas | [5 empty] | Non-Fossil | G | 2030 | LF Gas |  | 0.010395 | 0.01433 | 0.019625 | 0.04435 | 0 | 0 | 0 | 0 | 0 | 0 | 0 | 0 | 0 | 0 | 0 | 0 | 0.73277 | 1.0101 | 1.3833 | 3.1262 | 0.59907 | 0.82582 | 1.1309 | 2.5558 | 0 | 0 | 0 | 0 | 0.0011496 | 0.0015847 | 0.0021702 | 0.0049044 | 0 | 0 | 0 | 0 | 0 | 0 | 0 | 0 | 0.21754 | 0.0050832 | 0.0070072 | 0.0095963 | 0.021687 | 0 | 0 | 0 | 0 | 0 | 0.8
50064_G_003 | WECC_Northern California (not including BANC) | California | 6 | Santa Cruz | 87 | 50064 | 003 | Univ of Calif Santa Cruz Cogeneration | 8700 | 2015 | 9999 | Combustion Turbine | [5 empty] | Fossil | G | 2030 | NaturalGas |  | 0 | 0 | 0 | 0 | 0 | 0 | 0 | 0 | 0 | 0 | 0 | 0 | 0 | 0 | 0 | 0 | 0 | 0 | 0 | 0 | 0 | 0 | 0 | 0 | 0 | 0 | 0 | 0 | 0 | 0 | 0 | 0 | 0 | 0 | 0 | 0 | 0 | 0 | 0 | 0 | 0.20541 | 0 | 0 | 0 | 0 | 0 | 0 | 0 | 0 | 0 | 4.4
50066_G_UNT1 | WECC_Northern California (not including BANC) | California | 6 | Lake | 33 | 50066 | UNT1 | Calistoga Power Plant | 9771 | 1984 | 9999 | Geothermal | [5 empty] | Non-Fossil | G | 2030 | Geothermal |  | 0.91144 | 1.2067 | 1.5489 | 3.667 | 0 | 0 | 0 | 0 | 0 | 0 | 0 | 0 | 0 | 0 | 0 | 0 | 93.2805 | 123.498 | 158.5188 | 375.2973 | 0 | 0 | 0 | 0 | 0.0013537 | 0.0017922 | 0.0023004 | 0.0054463 | 0 | 0 | 0 | 0 | 0 | 0 | 0 | 0 | 0 | 0 | 0 | 0 | 6.8183 | 0.10821 | 0.14326 | 0.18388 | 0.43534 | 0 | 0 | 0 | 0 | 0 | 50
50066_G_UNT2 | WECC_Northern California (not including BANC) | California | 6 | Lake | 33 | 50066 | UNT2 | Calistoga Power Plant | 9771 | 1984 | 9999 | Geothermal | [5 empty] | Non-Fossil | G | 2030 | Geothermal |  | 0.91144 | 1.2067 | 1.5489 | 3.667 | 0 | 0 | 0 | 0 | 0 | 0 | 0 | 0 | 0 | 0 | 0 | 0 | 93.2805 | 123.498 | 158.5188 | 375.2973 | 0 | 0 | 0 | 0 | 0.0013537 | 0.0017922 | 0.0023004 | 0.0054463 | 0 | 0 | 0 | 0 | 0 | 0 | 0 | 0 | 0 | 0 | 0 | 0 | 6.8183 | 0.10821 | 0.14326 | 0.18388 | 0.43534 | 0 | 0 | 0 | 0 | 0 | 50
50067_B_1 | SPP SPS (Texas Panhandle) | Texas | 48 | Hutchinson | 233 | 50067 | 1 | Borger Plant | 5461 | 1974 | 9999 | Fossil Waste |  |  | SCR |  |  | Fossil | B | 2030 | Fwaste |  | 0.059805 | 0.085667 | 0.10592 | 0.25139 | 0 | 0 | 0 | 0 | 0 | 0 | 0 | 0 | 0 | 0 | 0 | 0 | 10.9513 | 15.687 | 19.395 | 46.0334 | 19.3107 | 27.6613 | 34.1997 | 81.1716 | 0 | 0 | 0 | 0 | 0.0013201 | 0.0018909 | 0.0023378 | 0.0055488 | 0.0048111 | 0.0068916 | 0.0085206 | 0.020223 | 0 | 0 | 0 | 0 | 3.5774 | 0.075969 | 0.10882 | 0.13454 | 0.31933 | 0 | 0 | 0 | 0 | 0 | 13.8 | SCR
50067_B_2 | SPP SPS (Texas Panhandle) | Texas | 48 | Hutchinson | 233 | 50067 | 2 | Borger Plant | 5461 | 2009 | 9999 | Fossil Waste |  |  | SCR |  |  | Fossil | B | 2030 | Fwaste |  | 0.059805 | 0.085667 | 0.10592 | 0.25139 | 0 | 0 | 0 | 0 | 0 | 0 | 0 | 0 | 0 | 0 | 0 | 0 | 10.9513 | 15.687 | 19.395 | 46.0334 | 19.3107 | 27.6613 | 34.1997 | 81.1716 | 0 | 0 | 0 | 0 | 0.0013201 | 0.0018909 | 0.0023378 | 0.0055488 | 0.0048111 | 0.0068916 | 0.0085206 | 0.020223 | 0 | 0 | 0 | 0 | 3.5774 | 0.075969 | 0.10882 | 0.13454 | 0.31933 | 0 | 0 | 0 | 0 | 0 | 13.8 | SCR
50071_B_BLR1 | FRCC | Florida | 12 | Palm Beach | 99 | 50071 | BLR1 | Palm Beach Renewable Energy Facility 1 | 19181 | 1989 | 9999 | Municipal Solid Waste |  |  | Baghouse + Dry Scrubber + SNCR + Mercury Control | OFA | Dry Scrubber | Non-Fossil | B | 2030 | MSW |  | 0.76936 | 0.96365 | 1.2227 | 2.9557 | 0 | 0 | 0 | 0 | 0 | 0 | 0 | 0 | 0 | 0 | 0 | 0 | 40.1105 | 50.2397 | 63.7469 | 154.0971 | 35.3521 | 44.2796 | 56.1844 | 135.8161 | 0.0022111 | 0.0027695 | 0.0035141 | 0.0084948 | 0.094804 | 0.11875 | 0.15067 | 0.36422 | 0.024108 | 0.030196 | 0.038315 | 0.092619 | 0 | 0 | 0 | 0 | 6.4808 | 0.27825 | 0.34851 | 0.44221 | 1.069 | 0 | 0 | 0 | 0 | 0 | 25 | Scrubber / SNCR / Mercury Control | Dry Scrubber
50071_B_BLR2 | FRCC | Florida | 12 | Palm Beach | 99 | 50071 | BLR2 | Palm Beach Renewable Energy Facility 1 | 19181 | 1989 | 9999 | Municipal Solid Waste |  |  | Baghouse + Dry Scrubber + SNCR + Mercury Control | OFA | Dry Scrubber | Non-Fossil | B | 2030 | MSW |  | 0.76936 | 0.96365 | 1.2227 | 2.9557 | 0 | 0 | 0 | 0 | 0 | 0 | 0 | 0 | 0 | 0 | 0 | 0 | 40.1105 | 50.2397 | 63.7469 | 154.0971 | 35.3521 | 44.2796 | 56.1844 | 135.8161 | 0.0022111 | 0.0027695 | 0.0035141 | 0.0084948 | 0.097766 | 0.12246 | 0.15538 | 0.3756 | 0.024108 | 0.030196 | 0.038315 | 0.092619 | 0 | 0 | 0 | 0 | 6.4808 | 0.27825 | 0.34851 | 0.44221 | 1.069 | 0 | 0 | 0 | 0 | 0 | 25 | Scrubber / SNCR / Mercury Control | Dry Scrubber
50076_G_UNT1 | WECC_Southern California Edison | California | 6 | Ventura | 111 | 50076 | UNT1 | Santa Felicia Dam | 0 | 1987 | 9999 | Hydro | [5 empty] | Non-Fossil | G | 2030 | Hydro |  | 0 | 0 | 0 | 0 | 0 | 0 | 0 | 0 | 0 | 0 | 0 | 0 | 0 | 0 | 0 | 0 | 0.097774 | 0.17231 | 0.37278 | 0.64287 | 0 | 0 | 0 | 0 | 0 | 0 | 0 | 0 | 0 | 0 | 0 | 0 | 0 | 0 | 0 | 0 | 0 | 0 | 0 | 0 | 0.0031616 | 0.00013591 | 0.00023951 | 0.00051816 | 0.00089358 | 0 | 0 | 0 | 0 | 0 | 0.2
50076_G_UNT2 | WECC_Southern California Edison | California | 6 | Ventura | 111 | 50076 | UNT2 | Santa Felicia Dam | 0 | 1987 | 9999 | Hydro | [5 empty] | Non-Fossil | G | 2030 | Hydro |  | 0 | 0 | 0 | 0 | 0 | 0 | 0 | 0 | 0 | 0 | 0 | 0 | 0 | 0 | 0 | 0 | 0.53776 | 0.94772 | 2.0503 | 3.5358 | 0 | 0 | 0 | 0 | 0 | 0 | 0 | 0 | 0 | 0 | 0 | 0 | 0 | 0 | 0 | 0 | 0 | 0 | 0 | 0 | 0.017389 | 0.00074748 | 0.0013173 | 0.0028499 | 0.0049147 | 0 | 0 | 0 | 0 | 0 | 1.1
50079_G_GEN1 | NY_Zone C&E | New York | 36 | Otsego | 77 | 50079 | GEN1 | Goodyear Lake Plant | 0 | 1980 | 9999 | Hydro | [5 empty] | Non-Fossil | G | 2030 | Hydro |  | 0 | 0 | 0 | 0 | 0 | 0 | 0 | 0 | 0 | 0 | 0 | 0 | 0 | 0 | 0 | 0 | 0.87708 | 1.1873 | 1.4659 | 3.5302 | 0 | 0 | 0 | 0 | 0 | 0 | 0 | 0 | 0 | 0 | 0 | 0 | 0 | 0 | 0 | 0 | 0 | 0 | 0 | 0 | 0.012647 | 0.0012191 | 0.0016503 | 0.0020376 | 0.004907 | 0 | 0 | 0 | 0 | 0 | 0.8
50079_G_GEN2 | NY_Zone C&E | New York | 36 | Otsego | 77 | 50079 | GEN2 | Goodyear Lake Plant | 0 | 1980 | 9999 | Hydro | [5 empty] | Non-Fossil | G | 2030 | Hydro |  | 0 | 0 | 0 | 0 | 0 | 0 | 0 | 0 | 0 | 0 | 0 | 0 | 0 | 0 | 0 | 0 | 0.65781 | 0.89045 | 1.0994 | 2.6477 | 0 | 0 | 0 | 0 | 0 | 0 | 0 | 0 | 0 | 0 | 0 | 0 | 0 | 0 | 0 | 0 | 0 | 0 | 0 | 0 | 0.0094849 | 0.00091435 | 0.0012377 | 0.0015282 | 0.0036803 | 0 | 0 | 0 | 0 | 0 | 0.6
50080_G_GEN1 | ISONE_Maine | Maine | 23 | Franklin | 7 | 50080 | GEN1 | Otis Hydro | 0 | 1985 | 9999 | Hydro | [5 empty] | Non-Fossil | G | 2030 | Hydro |  | 0 | 0 | 0 | 0 | 0 | 0 | 0 | 0 | 0 | 0 | 0 | 0 | 0 | 0 | 0 | 0 | 7.9545 | 10.3931 | 11.6959 | 30.0434 | 0 | 0 | 0 | 0 | 0 | 0 | 0 | 0 | 0 | 0 | 0 | 0 | 0 | 0 | 0 | 0 | 0 | 0 | 0 | 0 | 0.080622 | 0.011057 | 0.014446 | 0.016257 | 0.04176 | 0 | 0 | 0 | 0 | 0 | 5.1
50080_G_GEN2 | ISONE_Maine | Maine | 23 | Franklin | 7 | 50080 | GEN2 | Otis Hydro | 0 | 1985 | 9999 | Hydro | [5 empty] | Non-Fossil | G | 2030 | Hydro |  | 0 | 0 | 0 | 0 | 0 | 0 | 0 | 0 | 0 | 0 | 0 | 0 | 0 | 0 | 0 | 0 | 7.9545 | 10.3931 | 11.6959 | 30.0434 | 0 | 0 | 0 | 0 | 0 | 0 | 0 | 0 | 0 | 0 | 0 | 0 | 0 | 0 | 0 | 0 | 0 | 0 | 0 | 0 | 0.080622 | 0.011057 | 0.014446 | 0.016257 | 0.04176 | 0 | 0 | 0 | 0 | 0 | 5.1
50081_G_GEN1 | ISONE_Maine | Maine | 23 | Franklin | 7 | 50081 | GEN1 | International Paper Riley Hydro | 0 | 1981 | 9999 | Hydro | [5 empty] | Non-Fossil | G | 2030 | Hydro |  | 0 | 0 | 0 | 0 | 0 | 0 | 0 | 0 | 0 | 0 | 0 | 0 | 0 | 0 | 0 | 0 | 1.7157 | 2.2416 | 2.5227 | 6.48 | 0 | 0 | 0 | 0 | 0 | 0 | 0 | 0 | 0 | 0 | 0 | 0 | 0 | 0 | 0 | 0 | 0 | 0 | 0 | 0 | 0.017389 | 0.0023848 | 0.0031159 | 0.0035065 | 0.0090071 | 0 | 0 | 0 | 0 | 0 | 1.1
50081_G_GEN2 | ISONE_Maine | Maine | 23 | Franklin | 7 | 50081 | GEN2 | International Paper Riley Hydro | 0 | 1981 | 9999 | Hydro | [5 empty] | Non-Fossil | G | 2030 | Hydro |  | 0 | 0 | 0 | 0 | 0 | 0 | 0 | 0 | 0 | 0 | 0 | 0 | 0 | 0 | 0 | 0 | 1.7157 | 2.2416 | 2.5227 | 6.48 | 0 | 0 | 0 | 0 | 0 | 0 | 0 | 0 | 0 | 0 | 0 | 0 | 0 | 0 | 0 | 0 | 0 | 0 | 0 | 0 | 0.017389 | 0.0023848 | 0.0031159 | 0.0035065 | 0.0090071 | 0 | 0 | 0 | 0 | 0 | 1.1
50081_G_GEN3 | ISONE_Maine | Maine | 23 | Franklin | 7 | 50081 | GEN3 | International Paper Riley Hydro | 0 | 1981 | 9999 | Hydro | [5 empty] | Non-Fossil | G | 2030 | Hydro |  | 0 | 0 | 0 | 0 | 0 | 0 | 0 | 0 | 0 | 0 | 0 | 0 | 0 | 0 | 0 | 0 | 1.7157 | 2.2416 | 2.5227 | 6.48 | 0 | 0 | 0 | 0 | 0 | 0 | 0 | 0 | 0 | 0 | 0 | 0 | 0 | 0 | 0 | 0 | 0 | 0 | 0 | 0 | 0.017389 | 0.0023848 | 0.0031159 | 0.0035065 | 0.0090071 | 0 | 0 | 0 | 0 | 0 | 1.1
50081_G_GEN4 | ISONE_Maine | Maine | 23 | Franklin | 7 | 50081 | GEN4 | International Paper Riley Hydro | 0 | 1981 | 9999 | Hydro | [5 empty] | Non-Fossil | G | 2030 | Hydro |  | 0 | 0 | 0 | 0 | 0 | 0 | 0 | 0 | 0 | 0 | 0 | 0 | 0 | 0 | 0 | 0 | 1.7157 | 2.2416 | 2.5227 | 6.48 | 0 | 0 | 0 | 0 | 0 | 0 | 0 | 0 | 0 | 0 | 0 | 0 | 0 | 0 | 0 | 0 | 0 | 0 | 0 | 0 | 0.017389 | 0.0023848 | 0.0031159 | 0.0035065 | 0.0090071 | 0 | 0 | 0 | 0 | 0 | 1.1
50081_G_GEN5 | ISONE_Maine | Maine | 23 | Franklin | 7 | 50081 | GEN5 | International Paper Riley Hydro | 0 | 1981 | 9999 | Hydro | [5 empty] | Non-Fossil | G | 2030 | Hydro |  | 0 | 0 | 0 | 0 | 0 | 0 | 0 | 0 | 0 | 0 | 0 | 0 | 0 | 0 | 0 | 0 | 1.7157 | 2.2416 | 2.5227 | 6.48 | 0 | 0 | 0 | 0 | 0 | 0 | 0 | 0 | 0 | 0 | 0 | 0 | 0 | 0 | 0 | 0 | 0 | 0 | 0 | 0 | 0.017389 | 0.0023848 | 0.0031159 | 0.0035065 | 0.0090071 | 0 | 0 | 0 | 0 | 0 | 1.1
50081_G_GEN6 | ISONE_Maine | Maine | 23 | Franklin | 7 | 50081 | GEN6 | International Paper Riley Hydro | 0 | 1981 | 9999 | Hydro | [5 empty] | Non-Fossil | G | 2030 | Hydro |  | 0 | 0 | 0 | 0 | 0 | 0 | 0 | 0 | 0 | 0 | 0 | 0 | 0 | 0 | 0 | 0 | 1.7157 | 2.2416 | 2.5227 | 6.48 | 0 | 0 | 0 | 0 | 0 | 0 | 0 | 0 | 0 | 0 | 0 | 0 | 0 | 0 | 0 | 0 | 0 | 0 | 0 | 0 | 0.017389 | 0.0023848 | 0.0031159 | 0.0035065 | 0.0090071 | 0 | 0 | 0 | 0 | 0 | 1.1
50082_G_GEN1 | ISONE_Maine | Maine | 23 | Androscoggin | 1 | 50082 | GEN1 | International Paper Livermore Hydro | 0 | 1910 | 9999 | Hydro | [5 empty] | Non-Fossil | G | 2030 | Hydro |  | 0 | 0 | 0 | 0 | 0 | 0 | 0 | 0 | 0 | 0 | 0 | 0 | 0 | 0 | 0 | 0 | 1.7157 | 2.2416 | 2.5227 | 6.48 | 0 | 0 | 0 | 0 | 0 | 0 | 0 | 0 | 0 | 0 | 0 | 0 | 0 | 0 | 0 | 0 | 0 | 0 | 0 | 0 | 0.017389 | 0.0023848 | 0.0031159 | 0.0035065 | 0.0090071 | 0 | 0 | 0 | 0 | 0 | 1.1
50082_G_GEN2 | ISONE_Maine | Maine | 23 | Androscoggin | 1 | 50082 | GEN2 | International Paper Livermore Hydro | 0 | 1910 | 9999 | Hydro | [5 empty] | Non-Fossil | G | 2030 | Hydro |  | 0 | 0 | 0 | 0 | 0 | 0 | 0 | 0 | 0 | 0 | 0 | 0 | 0 | 0 | 0 | 0 | 1.7157 | 2.2416 | 2.5227 | 6.48 | 0 | 0 | 0 | 0 | 0 | 0 | 0 | 0 | 0 | 0 | 0 | 0 | 0 | 0 | 0 | 0 | 0 | 0 | 0 | 0 | 0.017389 | 0.0023848 | 0.0031159 | 0.0035065 | 0.0090071 | 0 | 0 | 0 | 0 | 0 | 1.1
50082_G_GEN3 | ISONE_Maine | Maine | 23 | Androscoggin | 1 | 50082 | GEN3 | International Paper Livermore Hydro | 0 | 1910 | 9999 | Hydro | [5 empty] | Non-Fossil | G | 2030 | Hydro |  | 0 | 0 | 0 | 0 | 0 | 0 | 0 | 0 | 0 | 0 | 0 | 0 | 0 | 0 | 0 | 0 | 1.7157 | 2.2416 | 2.5227 | 6.48 | 0 | 0 | 0 | 0 | 0 | 0 | 0 | 0 | 0 | 0 | 0 | 0 | 0 | 0 | 0 | 0 | 0 | 0 | 0 | 0 | 0.017389 | 0.0023848 | 0.0031159 | 0.0035065 | 0.0090071 | 0 | 0 | 0 | 0 | 0 | 1.1
50082_G_GEN4 | ISONE_Maine | Maine | 23 | Androscoggin | 1 | 50082 | GEN4 | International Paper Livermore Hydro | 0 | 1910 | 9999 | Hydro | [5 empty] | Non-Fossil | G | 2030 | Hydro |  | 0 | 0 | 0 | 0 | 0 | 0 | 0 | 0 | 0 | 0 | 0 | 0 | 0 | 0 | 0 | 0 | 1.8716 | 2.4454 | 2.752 | 7.069 | 0 | 0 | 0 | 0 | 0 | 0 | 0 | 0 | 0 | 0 | 0 | 0 | 0 | 0 | 0 | 0 | 0 | 0 | 0 | 0 | 0.01897 | 0.0026016 | 0.0033991 | 0.0038253 | 0.009826 | 0 | 0 | 0 | 0 | 0 | 1.2
50082_G_GEN5 | ISONE_Maine | Maine | 23 | Androscoggin | 1 | 50082 | GEN5 | International Paper Livermore Hydro | 0 | 1910 | 9999 | Hydro | [5 empty] | Non-Fossil | G | 2030 | Hydro |  | 0 | 0 | 0 | 0 | 0 | 0 | 0 | 0 | 0 | 0 | 0 | 0 | 0 | 0 | 0 | 0 | 1.7157 | 2.2416 | 2.5227 | 6.48 | 0 | 0 | 0 | 0 | 0 | 0 | 0 | 0 | 0 | 0 | 0 | 0 | 0 | 0 | 0 | 0 | 0 | 0 | 0 | 0 | 0.017389 | 0.0023848 | 0.0031159 | 0.0035065 | 0.0090071 | 0 | 0 | 0 | 0 | 0 | 1.1
50082_G_GEN6 | ISONE_Maine | Maine | 23 | Androscoggin | 1 | 50082 | GEN6 | International Paper Livermore Hydro | 0 | 1910 | 9999 | Hydro | [5 empty] | Non-Fossil | G | 2030 | Hydro |  | 0 | 0 | 0 | 0 | 0 | 0 | 0 | 0 | 0 | 0 | 0 | 0 | 0 | 0 | 0 | 0 | 1.0918 | 1.4265 | 1.6053 | 4.1236 | 0 | 0 | 0 | 0 | 0 | 0 | 0 | 0 | 0 | 0 | 0 | 0 | 0 | 0 | 0 | 0 | 0 | 0 | 0 | 0 | 0.011066 | 0.0015176 | 0.0019828 | 0.0022314 | 0.0057318 | 0 | 0 | 0 | 0 | 0 | 0.7
50082_G_GEN7 | ISONE_Maine | Maine | 23 | Androscoggin | 1 | 50082 | GEN7 | International Paper Livermore Hydro | 0 | 1910 | 9999 | Hydro | [5 empty] | Non-Fossil | G | 2030 | Hydro |  | 0 | 0 | 0 | 0 | 0 | 0 | 0 | 0 | 0 | 0 | 0 | 0 | 0 | 0 | 0 | 0 | 1.4037 | 1.8341 | 2.064 | 5.3018 | 0 | 0 | 0 | 0 | 0 | 0 | 0 | 0 | 0 | 0 | 0 | 0 | 0 | 0 | 0 | 0 | 0 | 0 | 0 | 0 | 0.014227 | 0.0019512 | 0.0025494 | 0.0028689 | 0.0073695 | 0 | 0 | 0 | 0 | 0 | 0.9
50082_G_GEN8 | ISONE_Maine | Maine | 23 | Androscoggin | 1 | 50082 | GEN8 | International Paper Livermore Hydro | 0 | 1910 | 9999 | Hydro | [5 empty] | Non-Fossil | G | 2030 | Hydro |  | 0 | 0 | 0 | 0 | 0 | 0 | 0 | 0 | 0 | 0 | 0 | 0 | 0 | 0 | 0 | 0 | 1.5597 | 2.0379 | 2.2933 | 5.8909 | 0 | 0 | 0 | 0 | 0 | 0 | 0 | 0 | 0 | 0 | 0 | 0 | 0 | 0 | 0 | 0 | 0 | 0 | 0 | 0 | 0.015808 | 0.002168 | 0.0028326 | 0.0031877 | 0.0081883 | 0 | 0 | 0 | 0 | 0 | 1
50082_G_GEN9 | ISONE_Maine | Maine | 23 | Androscoggin | 1 | 50082 | GEN9 | International Paper Livermore Hydro | 0 | 2004 | 9999 | Hydro | [5 empty] | Non-Fossil | G | 2030 | Hydro |  | 0 | 0 | 0 | 0 | 0 | 0 | 0 | 0 | 0 | 0 | 0 | 0 | 0 | 0 | 0 | 0 | 1.5597 | 2.0379 | 2.2933 | 5.8909 | 0 | 0 | 0 | 0 | 0 | 0 | 0 | 0 | 0 | 0 | 0 | 0 | 0 | 0 | 0 | 0 | 0 | 0 | 0 | 0 | 0.015808 | 0.002168 | 0.0028326 | 0.0031877 | 0.0081883 | 0 | 0 | 0 | 0 | 0 | 1
50091_G_TB1 | WECC_Pacific Northwest | Washington | 53 | Stevens | 65 | 50091 | TB1 | Sheep Creek Hydro | 0 | 1986 | 9999 | Hydro | [5 empty] | Non-Fossil | G | 2030 | Hydro |  | 0 | 0 | 0 | 0 | 0 | 0 | 0 | 0 | 0 | 0 | 0 | 0 | 0 | 0 | 0 | 0 | 1.2411 | 1.5226 | 2.2152 | 4.9788 | 0 | 0 | 0 | 0 | 0 | 0 | 0 | 0 | 0 | 0 | 0 | 0 | 0 | 0 | 0 | 0 | 0 | 0 | 0 | 0 | 0.020551 | 0.0017251 | 0.0021164 | 0.0030791 | 0.0069206 | 0 | 0 | 0 | 0 | 0 | 1.3
50091_G_TB2 | WECC_Pacific Northwest | Washington | 53 | Stevens | 65 | 50091 | TB2 | Sheep Creek Hydro | 0 | 1986 | 9999 | Hydro | [5 empty] | Non-Fossil | G | 2030 | Hydro |  | 0 | 0 | 0 | 0 | 0 | 0 | 0 | 0 | 0 | 0 | 0 | 0 | 0 | 0 | 0 | 0 | 0.2864 | 0.35137 | 0.51119 | 1.149 | 0 | 0 | 0 | 0 | 0 | 0 | 0 | 0 | 0 | 0 | 0 | 0 | 0 | 0 | 0 | 0 | 0 | 0 | 0 | 0 | 0.0047425 | 0.0003981 | 0.00048841 | 0.00071056 | 0.0015971 | 0 | 0 | 0 | 0 | 0 | 0.3
50093_G_WT | NY_Zone D (North) | New York | 36 | Franklin | 33 | 50093 | WT | Chateaugay High Falls Hydro | 0 | 1988 | 9999 | Hydro | [5 empty] | Non-Fossil | G | 2030 | Hydro |  | 0 | 0 | 0 | 0 | 0 | 0 | 0 | 0 | 0 | 0 | 0 | 0 | 0 | 0 | 0 | 0 | 1.7013 | 2.2976 | 2.8276 | 6.8266 | 0 | 0 | 0 | 0 | 0 | 0 | 0 | 0 | 0 | 0 | 0 | 0 | 0 | 0 | 0 | 0 | 0 | 0 | 0 | 0 | 0.025293 | 0.0023648 | 0.0031937 | 0.0039304 | 0.0094889 | 0 | 0 | 0 | 0 | 0 | 1.6
50094_G_7214 | PJM_EMAAC | New Jersey | 34 | Mercer | 21 | 50094 | 7214 | Veolia Energy Trenton L.P. | 8700 | 1983 | 9999 | Combustion Turbine | [5 empty] | Fossil | G | 2030 | NaturalGas |  | 0.0038214 | 0.0015013 | 0.014746 | 0.020069 | 0 | 0 | 0 | 0 | 0 | 0 | 0 | 0 | 0 | 0 | 0 | 0 | 0.43924 | 0.17256 | 1.695 | 2.3068 | 0.29526 | 0.116 | 1.1394 | 1.5506 | 3.5307e-10 | 1.387e-10 | 1.3624e-09 | 1.8542e-09 | 0.0026756 | 0.0010511 | 0.010325 | 0.014052 | 0 | 0 | 0 | 0 | 0 | 0 | 0 | 0 | 0.2718 | 0.0020732 | 0.00081448 | 0.0080002 | 0.010888 | 0.012285 | 0.0036123 | 0.031072 | 0.046969 | 0 | 5.8
50099_G_GEN1 | WECC_Idaho | Idaho | 16 | Adams | 3 | 50099 | GEN1 | Tamarack Energy Partnership | 5454 | 1983 | 9999 | Biomass | [5 empty] | Non-Fossil | G | 2030 |  | Biomass Retirement | 0 | 0 | 0 | 0 | 0 | 0 | 0 | 0 | 0 | 0 | 0 | 0 | 0 | 0 | 0 | 0 | 0 | 0 | 0 | 0 | 0 | 0 | 0 | 0 | 0 | 0 | 0 | 0 | 0 | 0 | 0 | 0 | 0 | 0 | 0 | 0 | 0 | 0 | 0 | 0 | 0 | 0 | 0 | 0 | 0 | 0 | 0 | 0 | 0 | 0 | 5.8
50103_G_GEN 1 | ISONE_MA, VT, NH, RI (Rest of ISO New England) | New Hampshire | 33 | Merrimack | 13 | 50103 | GEN 1 | China Mill Hydro | 0 | 1981 | 9999 | Hydro | [5 empty] | Non-Fossil | G | 2030 | Hydro |  | 0 | 0 | 0 | 0 | 0 | 0 | 0 | 0 | 0 | 0 | 0 | 0 | 0 | 0 | 0 | 0 | 0.95399 | 1.5407 | 1.4881 | 3.9829 | 0 | 0 | 0 | 0 | 0 | 0 | 0 | 0 | 0 | 0 | 0 | 0 | 0 | 0 | 0 | 0 | 0 | 0 | 0 | 0 | 0.026874 | 0.001326 | 0.0021416 | 0.0020685 | 0.0055362 | 0 | 0 | 0 | 0 | 0 | 1.7
50109_G_GEN1 | ERCOT_Rest | Texas | 48 | Lamar | 277 | 50109 | GEN1 | Paris Energy Center | 8925 | 1989 | 9999 | Combined Cycle |  |  |  | STM |  | Fossil | G | 2030 | NaturalGas |  | 0.0079332 | 0 | 0.042487 | 0.05042 | 0 | 0 | 0 | 0 | 0 | 0 | 0 | 0 | 0 | 0 | 0 | 0 | 0.88887 | 0 | 4.7604 | 5.6493 | 0.46441 | 0 | 2.4872 | 2.9516 | 5.5532e-10 | 0 | 2.9741e-09 | 3.5294e-09 | 0.00048798 | 0 | 0.0026134 | 0.0031014 | 0 | 0 | 0 | 0 | 0 | 0 | 0 | 0 | 2.9263 | 0.0035685 | 0 | 0.018903 | 0.022472 | 0.021159 | 0 | 0.094906 | 0.11606 | 0 | 78
50109_G_GEN2 | ERCOT_Rest | Texas | 48 | Lamar | 277 | 50109 | GEN2 | Paris Energy Center | 8925 | 1989 | 9999 | Combined Cycle |  |  |  | STM |  | Fossil | G | 2030 | NaturalGas |  | 0.0081366 | 0 | 0.043576 | 0.051713 | 0 | 0 | 0 | 0 | 0 | 0 | 0 | 0 | 0 | 0 | 0 | 0 | 0.91166 | 0 | 4.8825 | 5.7942 | 0.47632 | 0 | 2.551 | 3.0273 | 5.6956e-10 | 0 | 3.0503e-09 | 3.6199e-09 | 0.00050049 | 0 | 0.0026804 | 0.0031809 | 0 | 0 | 0 | 0 | 0 | 0 | 0 | 0 | 3.0013 | 0.00366 | 0 | 0.019388 | 0.023048 | 0.021702 | 0 | 0.097339 | 0.11904 | 0 | 80
50109_G_GEN3 | ERCOT_Rest | Texas | 48 | Lamar | 277 | 50109 | GEN3 | Paris Energy Center | 8925 | 1989 | 9999 | Combined Cycle |  |  |  | LNB |  | Fossil | G | 2030 | NaturalGas |  | 0.0079332 | 0 | 0.042487 | 0.05042 | 0 | 0 | 0 | 0 | 0 | 0 | 0 | 0 | 0 | 0 | 0 | 0 | 0.88887 | 0 | 4.7604 | 5.6493 | 0.46441 | 0 | 2.4872 | 2.9516 | 5.5532e-10 | 0 | 2.9741e-09 | 3.5294e-09 | 0.00048798 | 0 | 0.0026134 | 0.0031014 | 0 | 0 | 0 | 0 | 0 | 0 | 0 | 0 | 2.9263 | 0.0035685 | 0 | 0.018903 | 0.022472 | 0.021159 | 0 | 0.094906 | 0.11606 | 0 | 78
50110_B_BLR1 | WECC_Northern California (not including BANC) | California | 6 | Shasta | 89 | 50110 | BLR1 | Sierra Pacific Burney Facility | 4936 | 1986 | 9999 | Biomass |  |  | ESPC + Cyclone | OFA |  | Non-Fossil | B | 2030 |  | Biomass Retirement | 0 | 0 | 0 | 0 | 0 | 0 | 0 | 0 | 0 | 0 | 0 | 0 | 0 | 0 | 0 | 0 | 0 | 0 | 0 | 0 | 0 | 0 | 0 | 0 | 0 | 0 | 0 | 0 | 0 | 0 | 0 | 0 | 0 | 0 | 0 | 0 | 0 | 0 | 0 | 0 | 0 | 0 | 0 | 0 | 0 | 0 | 0 | 0 | 0 | 0 | 18.9
50111_G_GEN1 | WECC_Northern California (not including BANC) | California | 6 | Sierra | 91 | 50111 | GEN1 | Sierra Pacific Loyalton Facility | 15307 | 1989 | 9999 | Biomass |  |  | SNCR |  |  | Non-Fossil | G | 2030 |  | Biomass Retirement | 0 | 0 | 0 | 0 | 0 | 0 | 0 | 0 | 0 | 0 | 0 | 0 | 0 | 0 | 0 | 0 | 0 | 0 | 0 | 0 | 0 | 0 | 0 | 0 | 0 | 0 | 0 | 0 | 0 | 0 | 0 | 0 | 0 | 0 | 0 | 0 | 0 | 0 | 0 | 0 | 0 | 0 | 0 | 0 | 0 | 0 | 0 | 0 | 0 | 0 | 11.8 | SNCR
50112_B_BLR1 | WECC_Northern California (not including BANC) | California | 6 | Plumas | 63 | 50112 | BLR1 | Sierra Pacific Quincy Facility | 15307 | 1986 | 9999 | Biomass |  |  | ESPC + Cyclone + SNCR |  |  | Non-Fossil | B | 2030 |  | Biomass Retirement | 0 | 0 | 0 | 0 | 0 | 0 | 0 | 0 | 0 | 0 | 0 | 0 | 0 | 0 | 0 | 0 | 0 | 0 | 0 | 0 | 0 | 0 | 0 | 0 | 0 | 0 | 0 | 0 | 0 | 0 | 0 | 0 | 0 | 0 | 0 | 0 | 0 | 0 | 0 | 0 | 0 | 0 | 0 | 0 | 0 | 0 | 0 | 0 | 0 | 0 | 12 | SNCR
50112_B_BLR2 | WECC_Northern California (not including BANC) | California | 6 | Plumas | 63 | 50112 | BLR2 | Sierra Pacific Quincy Facility | 15307 | 1998 | 9999 | Biomass |  |  | ESPC + Cyclone + SNCR |  |  | Non-Fossil | B | 2030 |  | Biomass Retirement | 0 | 0 | 0 | 0 | 0 | 0 | 0 | 0 | 0 | 0 | 0 | 0 | 0 | 0 | 0 | 0 | 0 | 0 | 0 | 0 | 0 | 0 | 0 | 0 | 0 | 0 | 0 | 0 | 0 | 0 | 0 | 0 | 0 | 0 | 0 | 0 | 0 | 0 | 0 | 0 | 0 | 0 | 0 | 0 | 0 | 0 | 0 | 0 | 0 | 0 | 12 | SNCR
50115_G_GEN1 | WECC_Southern California Edison | California | 6 | Kern | 29 | 50115 | GEN1 | US Borax | 8700 | 1984 | 9999 | Combustion Turbine | [5 empty] | Fossil | G | 2030 | NaturalGas |  | 0 | 0 | 0.0030582 | 0.0030582 | 0 | 0 | 0 | 0 | 0 | 0 | 0 | 0 | 0 | 0 | 0 | 0 | 0 | 0 | 0.35152 | 0.35152 | 0 | 0 | 0.24685 | 0.24685 | 0 | 0 | 2.9518e-10 | 2.9518e-10 | 0 | 0 | 0.00017645 | 0.00017645 | 0 | 0 | 0 | 0 | 0 | 0 | 0 | 0 | 1.7797 | 0 | 0 | 0.0019544 | 0.0019544 | 0 | 0 | 0.0087114 | 0.0087114 | 0 | 39
50118_G_GEN10 | ERCOT_Rest | Texas | 48 | Travis | 453 | 50118 | GEN10 | Hal C Weaver Power Plant | 5500 | 2010 | 9999 | Combined Cycle |  |  | SCR |  |  | Fossil | G | 2030 | NaturalGas |  | 0.31912 | 0.43258 | 0.59817 | 1.3499 | 0 | 0 | 0 | 0 | 0 | 0 | 0 | 0 | 0 | 0 | 0 | 0 | 58.0209 | 78.6506 | 108.7574 | 245.4289 | 32.1583 | 43.5924 | 60.2792 | 136.0299 | 3.8454e-08 | 5.2126e-08 | 7.208e-08 | 1.6266e-07 | 0.0022099 | 0.0029956 | 0.0016816 | 0.0068871 | 0 | 0 | 0 | 0 | 0 | 0 | 0 | 0 | 1.2846 | 0.13258 | 0.17972 | 0.24852 | 0.56082 | 0.85113 | 1.0157 | 1.3362 | 3.203 | 0 | 33 | SCR
50118_G_GEN4 | ERCOT_Rest | Texas | 48 | Travis | 453 | 50118 | GEN4 | Hal C Weaver Power Plant | 5500 | 1951 | 9999 | Combined Cycle |  |  | SCR | FR + NH3 |  | Fossil | G | 2030 | NaturalGas |  | 0.073493 | 0.099624 | 0.13776 | 0.31088 | 0 | 0 | 0 | 0 | 0 | 0 | 0 | 0 | 0 | 0 | 0 | 0 | 13.3624 | 18.1135 | 25.0472 | 56.523 | 7.8466 | 10.6365 | 14.7081 | 33.1912 | 9.3827e-09 | 1.2719e-08 | 1.7587e-08 | 3.9689e-08 | 0.0031311 | 0.0042444 | 0.0058692 | 0.013245 | 0 | 0 | 0 | 0 | 0 | 0 | 0 | 0 | 0.29586 | 0.030534 | 0.04139 | 0.057234 | 0.12916 | 0.19602 | 0.23393 | 0.30772 | 0.73767 | 0 | 7.6 | SCR
50118_G_GEN5 | ERCOT_Rest | Texas | 48 | Travis | 453 | 50118 | GEN5 | Hal C Weaver Power Plant | 5500 | 1959 | 9999 | Combined Cycle |  |  | SCR |  |  | Fossil | G | 2030 | NaturalGas |  | 0.058021 | 0.078651 | 0.10876 | 0.24543 | 0 | 0 | 0 | 0 | 0 | 0 | 0 | 0 | 0 | 0 | 0 | 0 | 10.5493 | 14.3001 | 19.7741 | 44.6234 | 6.1947 | 8.3972 | 11.6116 | 26.2035 | 7.4074e-09 | 1.0041e-08 | 1.3885e-08 | 3.1333e-08 | 0.0024719 | 0.0033509 | 0.0046335 | 0.010456 | 0 | 0 | 0 | 0 | 0 | 0 | 0 | 0 | 0.23357 | 0.024106 | 0.032677 | 0.045185 | 0.10197 | 0.15475 | 0.18468 | 0.24294 | 0.58237 | 0 | 6 | SCR
50118_G_GEN7 | ERCOT_Rest | Texas | 48 | Travis | 453 | 50118 | GEN7 | Hal C Weaver Power Plant | 5500 | 1979 | 9999 | Combined Cycle |  |  | SCR | FR |  | Fossil | G | 2030 | NaturalGas |  | 0.2669 | 0.36179 | 0.50028 | 1.129 | 0 | 0 | 0 | 0 | 0 | 0 | 0 | 0 | 0 | 0 | 0 | 0 | 48.5266 | 65.7805 | 90.9607 | 205.2678 | 26.8961 | 36.4591 | 50.4153 | 113.7705 | 3.2161e-08 | 4.3596e-08 | 6.0285e-08 | 1.3604e-07 | 0.010733 | 0.014549 | 0.0081668 | 0.033448 | 0 | 0 | 0 | 0 | 0 | 0 | 0 | 0 | 1.0744 | 0.11089 | 0.15031 | 0.20785 | 0.46905 | 0.71186 | 0.84953 | 1.1175 | 2.6789 | 0 | 27.6 | SCR
50118_G_GEN8 | ERCOT_Rest | Texas | 48 | Travis | 453 | 50118 | GEN8 | Hal C Weaver Power Plant | 5500 | 1987 | 9999 | Combined Cycle |  |  | SCR |  |  | Fossil | G | 2030 | NaturalGas |  | 0.44966 | 0.60954 | 0.84287 | 1.9021 | 0 | 0 | 0 | 0 | 0 | 0 | 0 | 0 | 0 | 0 | 0 | 0 | 81.7568 | 110.8258 | 153.2491 | 345.8317 | 45.314 | 61.4257 | 84.9389 | 191.6786 | 5.4185e-08 | 7.3451e-08 | 1.0157e-07 | 2.292e-07 | 0.018082 | 0.024512 | 0.013759 | 0.056353 | 0 | 0 | 0 | 0 | 0 | 0 | 0 | 0 | 1.8102 | 0.18682 | 0.25324 | 0.35018 | 0.79025 | 1.1993 | 1.4313 | 1.8828 | 4.5134 | 0 | 46.5 | SCR
50118_G_GEN9 | ERCOT_Rest | Texas | 48 | Travis | 453 | 50118 | GEN9 | Hal C Weaver Power Plant | 5500 | 2004 | 9999 | Combined Cycle |  |  | SCR |  |  | Fossil | G | 2030 | NaturalGas |  | 0.25239 | 0.34213 | 0.47309 | 1.0676 | 0 | 0 | 0 | 0 | 0 | 0 | 0 | 0 | 0 | 0 | 0 | 0 | 45.8893 | 62.2055 | 86.0172 | 194.112 | 25.4343 | 34.4776 | 47.6754 | 107.5873 | 3.0413e-08 | 4.1227e-08 | 5.7008e-08 | 1.2865e-07 | 0.0017478 | 0.0023693 | 0.00133 | 0.005447 | 0 | 0 | 0 | 0 | 0 | 0 | 0 | 0 | 1.016 | 0.10486 | 0.14214 | 0.19655 | 0.44356 | 0.67317 | 0.80336 | 1.0568 | 2.5333 | 0 | 26.1 | SCR
50119_G_GENA | WECC_Northern California (not including BANC) | California | 6 | Contra Costa | 13 | 50119 | GENA | Phillips 66 Rodeo Refinery | 4577 | 1987 | 9999 | Fossil Waste | [5 empty] | Fossil | G | 2030 | Fwaste |  | 0 | 0 | 0 | 0 | 0 | 0 | 0 | 0 | 0 | 0 | 0 | 0 | 0 | 0 | 0 | 0 | 0 | 0 | 0 | 0 | 0 | 0 | 0 | 0 | 0 | 0 | 0 | 0 | 0 | 0 | 0 | 0 | 0 | 0 | 0 | 0 | 0 | 0 | 0 | 0 | 3.9662 | 0 | 0 | 0 | 0 | 0 | 0 | 0 | 0 | 0 | 15.3
50119_G_GENB | WECC_Northern California (not including BANC) | California | 6 | Contra Costa | 13 | 50119 | GENB | Phillips 66 Rodeo Refinery | 4577 | 1987 | 9999 | Fossil Waste | [5 empty] | Fossil | G | 2030 | Fwaste |  | 0 | 0 | 0 | 0 | 0 | 0 | 0 | 0 | 0 | 0 | 0 | 0 | 0 | 0 | 0 | 0 | 0 | 0 | 0 | 0 | 0 | 0 | 0 | 0 | 0 | 0 | 0 | 0 | 0 | 0 | 0 | 0 | 0 | 0 | 0 | 0 | 0 | 0 | 0 | 0 | 3.9922 | 0 | 0 | 0 | 0 | 0 | 0 | 0 | 0 | 0 | 15.4
50119_G_GENC | WECC_Northern California (not including BANC) | California | 6 | Contra Costa | 13 | 50119 | GENC | Phillips 66 Rodeo Refinery | 4577 | 1987 | 9999 | Fossil Waste | [5 empty] | Fossil | G | 2030 | Fwaste |  | 0 | 0 | 0 | 0 | 0 | 0 | 0 | 0 | 0 | 0 | 0 | 0 | 0 | 0 | 0 | 0 | 0 | 0 | 0 | 0 | 0 | 0 | 0 | 0 | 0 | 0 | 0 | 0 | 0 | 0 | 0 | 0 | 0 | 0 | 0 | 0 | 0 | 0 | 0 | 0 | 3.8625 | 0 | 0 | 0 | 0 | 0 | 0 | 0 | 0 | 0 | 14.9
50123_G_GEN1 | NY_Zone F (Capital) | New York | 36 | Albany | 1 | 50123 | GEN1 | Normanskill Hydro Project | 0 | 1983 | 9999 | Hydro | [5 empty] | Non-Fossil | G | 2030 | Hydro |  | 0 | 0 | 0 | 0 | 0 | 0 | 0 | 0 | 0 | 0 | 0 | 0 | 0 | 0 | 0 | 0 | 1.3344 | 1.7951 | 2.0646 | 5.1941 | 0 | 0 | 0 | 0 | 0 | 0 | 0 | 0 | 0 | 0 | 0 | 0 | 0 | 0 | 0 | 0 | 0 | 0 | 0 | 0 | 0.01897 | 0.0018548 | 0.0024952 | 0.0028698 | 0.0072198 | 0 | 0 | 0 | 0 | 0 | 1.2
50126_G_1 | ISONE_MA, VT, NH, RI (Rest of ISO New England) | Vermont | 50 | Windsor | 27 | 50126 | 1 | Ottauquechee Hydro | 0 | 1987 | 9999 | Hydro | [5 empty] | Non-Fossil | G | 2030 | Hydro |  | 0 | 0 | 0 | 0 | 0 | 0 | 0 | 0 | 0 | 0 | 0 | 0 | 0 | 0 | 0 | 0 | 1.1238 | 1.6008 | 1.5943 | 4.3189 | 0 | 0 | 0 | 0 | 0 | 0 | 0 | 0 | 0 | 0 | 0 | 0 | 0 | 0 | 0 | 0 | 0 | 0 | 0 | 0 | 0.017389 | 0.0015621 | 0.0022251 | 0.0022161 | 0.0060032 | 0 | 0 | 0 | 0 | 0 | 1.1
50126_G_2 | ISONE_MA, VT, NH, RI (Rest of ISO New England) | Vermont | 50 | Windsor | 27 | 50126 | 2 | Ottauquechee Hydro | 0 | 1983 | 9999 | Hydro | [5 empty] | Non-Fossil | G | 2030 | Hydro |  | 0 | 0 | 0 | 0 | 0 | 0 | 0 | 0 | 0 | 0 | 0 | 0 | 0 | 0 | 0 | 0 | 0.61297 | 0.87316 | 0.86961 | 2.3557 | 0 | 0 | 0 | 0 | 0 | 0 | 0 | 0 | 0 | 0 | 0 | 0 | 0 | 0 | 0 | 0 | 0 | 0 | 0 | 0 | 0.0094849 | 0.00085203 | 0.0012137 | 0.0012088 | 0.0032745 | 0 | 0 | 0 | 0 | 0 | 0.6
50127_G_GTA | ERCOT_West | Texas | 48 | Wichita | 485 | 50127 | GTA | Signal Hill Generating LLC | 14659 | 1987 | 9999 | Combined Cycle | [5 empty] | Fossil | G | 2030 | NaturalGas |  | 0 | 0 | 0 | 0 | 0 | 0 | 0 | 0 | 0 | 0 | 0 | 0 | 0 | 0 | 0 | 0 | 0 | 0 | 0 | 0 | 0 | 0 | 0 | 0 | 0 | 0 | 0 | 0 | 0 | 0 | 0 | 0 | 0 | 0 | 0 | 0 | 0 | 0 | 0 | 0 | 0.74238 | 0 | 0 | 0 | 0 | 0 | 0 | 0 | 0 | 0 | 19.7
50127_G_GTB | ERCOT_West | Texas | 48 | Wichita | 485 | 50127 | GTB | Signal Hill Generating LLC | 14659 | 1987 | 9999 | Combined Cycle | [5 empty] | Fossil | G | 2030 | NaturalGas |  | 0 | 0 | 0 | 0 | 0 | 0 | 0 | 0 | 0 | 0 | 0 | 0 | 0 | 0 | 0 | 0 | 0 | 0 | 0 | 0 | 0 | 0 | 0 | 0 | 0 | 0 | 0 | 0 | 0 | 0 | 0 | 0 | 0 | 0 | 0 | 0 | 0 | 0 | 0 | 0 | 0.74238 | 0 | 0 | 0 | 0 | 0 | 0 | 0 | 0 | 0 | 19.7
50127_G_GTC | ERCOT_West | Texas | 48 | Wichita | 485 | 50127 | GTC | Signal Hill Generating LLC | 14659 | 1987 | 9999 | Combined Cycle | [5 empty] | Fossil | G | 2030 | NaturalGas |  | 0 | 0 | 0 | 0 | 0 | 0 | 0 | 0 | 0 | 0 | 0 | 0 | 0 | 0 | 0 | 0 | 0 | 0 | 0 | 0 | 0 | 0 | 0 | 0 | 0 | 0 | 0 | 0 | 0 | 0 | 0 | 0 | 0 | 0 | 0 | 0 | 0 | 0 | 0 | 0 | 0.74238 | 0 | 0 | 0 | 0 | 0 | 0 | 0 | 0 | 0 | 19.7
50127_G_STD | ERCOT_West | Texas | 48 | Wichita | 485 | 50127 | STD | Signal Hill Generating LLC | 14659 | 1987 | 9999 | Combined Cycle | [5 empty] | Fossil | G | 2030 | NaturalGas |  | 0 | 0 | 0 | 0 | 0 | 0 | 0 | 0 | 0 | 0 | 0 | 0 | 0 | 0 | 0 | 0 | 0 | 0 | 0 | 0 | 0 | 0 | 0 | 0 | 0 | 0 | 0 | 0 | 0 | 0 | 0 | 0 | 0 | 0 | 0 | 0 | 0 | 0 | 0 | 0 | 0.64063 | 0 | 0 | 0 | 0 | 0 | 0 | 0 | 0 | 0 | 17
50129_G_1641 | WECC_Northern California (not including BANC) | California | 6 | Lake | 33 | 50129 | 1641 | Indian Valley Dam Hydro Project | 0 | 1983 | 9999 | Hydro | [5 empty] | Non-Fossil | G | 2030 | Hydro |  | 0 | 0 | 0 | 0 | 0 | 0 | 0 | 0 | 0 | 0 | 0 | 0 | 0 | 0 | 0 | 0 | 0.64328 | 1.0259 | 1.944 | 3.6131 | 0 | 0 | 0 | 0 | 0 | 0 | 0 | 0 | 0 | 0 | 0 | 0 | 0 | 0 | 0 | 0 | 0 | 0 | 0 | 0 | 0.020551 | 0.00089416 | 0.0014259 | 0.0027021 | 0.0050222 | 0 | 0 | 0 | 0 | 0 | 1.3
50129_G_1642 | WECC_Northern California (not including BANC) | California | 6 | Lake | 33 | 50129 | 1642 | Indian Valley Dam Hydro Project | 0 | 1983 | 9999 | Hydro | [5 empty] | Non-Fossil | G | 2030 | Hydro |  | 0 | 0 | 0 | 0 | 0 | 0 | 0 | 0 | 0 | 0 | 0 | 0 | 0 | 0 | 0 | 0 | 0.64328 | 1.0259 | 1.944 | 3.6131 | 0 | 0 | 0 | 0 | 0 | 0 | 0 | 0 | 0 | 0 | 0 | 0 | 0 | 0 | 0 | 0 | 0 | 0 | 0 | 0 | 0.020551 | 0.00089416 | 0.0014259 | 0.0027021 | 0.0050222 | 0 | 0 | 0 | 0 | 0 | 1.3
50129_G_8332 | WECC_Northern California (not including BANC) | California | 6 | Lake | 33 | 50129 | 8332 | Indian Valley Dam Hydro Project | 0 | 1983 | 9999 | Hydro | [5 empty] | Non-Fossil | G | 2030 | Hydro |  | 0 | 0 | 0 | 0 | 0 | 0 | 0 | 0 | 0 | 0 | 0 | 0 | 0 | 0 | 0 | 0 | 0.049483 | 0.078912 | 0.14954 | 0.27793 | 0 | 0 | 0 | 0 | 0 | 0 | 0 | 0 | 0 | 0 | 0 | 0 | 0 | 0 | 0 | 0 | 0 | 0 | 0 | 0 | 0.0015808 | 6.8781e-05 | 0.00010969 | 0.00020786 | 0.00038632 | 0 | 0 | 0 | 0 | 0 | 0.1
50134_G_GTAG | WECC_Southern California Edison | California | 6 | Kern | 29 | 50134 | GTAG | Sycamore Cogeneration | 8700 | 1987 | 9999 | Combustion Turbine | [5 empty] | Fossil | G | 2030 | NaturalGas |  | 0 | 0 | 0 | 0 | 0 | 0 | 0 | 0 | 0 | 0 | 0 | 0 | 0 | 0 | 0 | 0 | 0 | 0 | 0 | 0 | 0 | 0 | 0 | 0 | 0 | 0 | 0 | 0 | 0 | 0 | 0 | 0 | 0 | 0 | 0 | 0 | 0 | 0 | 0 | 0 | 3.3288 | 0 | 0 | 0 | 0 | 0 | 0 | 0 | 0 | 0 | 75
50134_G_GTBG | WECC_Southern California Edison | California | 6 | Kern | 29 | 50134 | GTBG | Sycamore Cogeneration | 8700 | 1987 | 9999 | Combustion Turbine | [5 empty] | Fossil | G | 2030 | NaturalGas |  | 0 | 0 | 0 | 0 | 0 | 0 | 0 | 0 | 0 | 0 | 0 | 0 | 0 | 0 | 0 | 0 | 0 | 0 | 0 | 0 | 0 | 0 | 0 | 0 | 0 | 0 | 0 | 0 | 0 | 0 | 0 | 0 | 0 | 0 | 0 | 0 | 0 | 0 | 0 | 0 | 3.3288 | 0 | 0 | 0 | 0 | 0 | 0 | 0 | 0 | 0 | 75
50134_G_GTCG | WECC_Southern California Edison | California | 6 | Kern | 29 | 50134 | GTCG | Sycamore Cogeneration | 8700 | 1987 | 9999 | Combustion Turbine | [5 empty] | Fossil | G | 2030 | NaturalGas |  | 0 | 0 | 0 | 0 | 0 | 0 | 0 | 0 | 0 | 0 | 0 | 0 | 0 | 0 | 0 | 0 | 0 | 0 | 0 | 0 | 0 | 0 | 0 | 0 | 0 | 0 | 0 | 0 | 0 | 0 | 0 | 0 | 0 | 0 | 0 | 0 | 0 | 0 | 0 | 0 | 3.3288 | 0 | 0 | 0 | 0 | 0 | 0 | 0 | 0 | 0 | 75
50134_G_GTDG | WECC_Southern California Edison | California | 6 | Kern | 29 | 50134 | GTDG | Sycamore Cogeneration | 8700 | 1987 | 9999 | Combustion Turbine | [5 empty] | Fossil | G | 2030 | NaturalGas |  | 0 | 0 | 0 | 0 | 0 | 0 | 0 | 0 | 0 | 0 | 0 | 0 | 0 | 0 | 0 | 0 | 0 | 0 | 0 | 0 | 0 | 0 | 0 | 0 | 0 | 0 | 0 | 0 | 0 | 0 | 0 | 0 | 0 | 0 | 0 | 0 | 0 | 0 | 0 | 0 | 3.3288 | 0 | 0 | 0 | 0 | 0 | 0 | 0 | 0 | 0 | 75
50136_G_CG1 | NY_Zone K (LI) | New York | 36 | Suffolk | 103 | 50136 | CG1 | South Oaks Hospital | 8700 | 2008 | 9999 | Combustion Turbine | [5 empty] | Fossil | G | 2030 | NaturalGas |  | 3.9218e-06 | 9.0201e-05 | 0.00084802 | 0.00094214 | 0 | 0 | 0 | 0 | 0 | 0 | 0 | 0 | 0 | 0 | 0 | 0 | 0.00045078 | 0.010368 | 0.097473 | 0.10829 | 0.00034403 | 0.0079127 | 0.07439 | 0.082647 | 4.1138e-13 | 9.4617e-12 | 8.8953e-11 | 9.8826e-11 | 1.0241e-06 | 2.3553e-05 | 0.00022144 | 0.00024601 | 0 | 0 | 0 | 0 | 0 | 0 | 0 | 0 | 0.0019725 | 2.1277e-06 | 4.8937e-05 | 0.00046007 | 0.00051114 | 2.5317e-05 | 0.00025738 | 0.0017717 | 0.0020544 | 0 | 0.1
50136_G_CG2 | NY_Zone K (LI) | New York | 36 | Suffolk | 103 | 50136 | CG2 | South Oaks Hospital | 8700 | 2008 | 9999 | Combustion Turbine | [5 empty] | Fossil | G | 2030 | NaturalGas |  | 3.9218e-06 | 9.0201e-05 | 0.00084802 | 0.00094214 | 0 | 0 | 0 | 0 | 0 | 0 | 0 | 0 | 0 | 0 | 0 | 0 | 0.00045078 | 0.010368 | 0.097473 | 0.10829 | 0.00034403 | 0.0079127 | 0.07439 | 0.082647 | 4.1138e-13 | 9.4617e-12 | 8.8953e-11 | 9.8826e-11 | 1.0241e-06 | 2.3553e-05 | 0.00022144 | 0.00024601 | 0 | 0 | 0 | 0 | 0 | 0 | 0 | 0 | 0.0019725 | 2.1277e-06 | 4.8937e-05 | 0.00046007 | 0.00051114 | 2.5317e-05 | 0.00025738 | 0.0017717 | 0.0020544 | 0 | 0.1
50136_G_CG3 | NY_Zone K (LI) | New York | 36 | Suffolk | 103 | 50136 | CG3 | South Oaks Hospital | 8700 | 2008 | 9999 | Combustion Turbine | [5 empty] | Fossil | G | 2030 | NaturalGas |  | 3.9218e-06 | 9.0201e-05 | 0.00084802 | 0.00094214 | 0 | 0 | 0 | 0 | 0 | 0 | 0 | 0 | 0 | 0 | 0 | 0 | 0.00045078 | 0.010368 | 0.097473 | 0.10829 | 0.00034403 | 0.0079127 | 0.07439 | 0.082647 | 4.1138e-13 | 9.4617e-12 | 8.8953e-11 | 9.8826e-11 | 1.0241e-06 | 2.3553e-05 | 0.00022144 | 0.00024601 | 0 | 0 | 0 | 0 | 0 | 0 | 0 | 0 | 0.0019725 | 2.1277e-06 | 4.8937e-05 | 0.00046007 | 0.00051114 | 2.5317e-05 | 0.00025738 | 0.0017717 | 0.0020544 | 0 | 0.1
50136_G_CG4 | NY_Zone K (LI) | New York | 36 | Suffolk | 103 | 50136 | CG4 | South Oaks Hospital | 8700 | 2008 | 9999 | Combustion Turbine | [5 empty] | Fossil | G | 2030 | NaturalGas |  | 3.9218e-06 | 9.0201e-05 | 0.00084802 | 0.00094214 | 0 | 0 | 0 | 0 | 0 | 0 | 0 | 0 | 0 | 0 | 0 | 0 | 0.00045078 | 0.010368 | 0.097473 | 0.10829 | 0.00034403 | 0.0079127 | 0.07439 | 0.082647 | 4.1138e-13 | 9.4617e-12 | 8.8953e-11 | 9.8826e-11 | 1.0241e-06 | 2.3553e-05 | 0.00022144 | 0.00024601 | 0 | 0 | 0 | 0 | 0 | 0 | 0 | 0 | 0.0019725 | 2.1277e-06 | 4.8937e-05 | 0.00046007 | 0.00051114 | 2.5317e-05 | 0.00025738 | 0.0017717 | 0.0020544 | 0 | 0.1
50136_G_CG5 | NY_Zone K (LI) | New York | 36 | Suffolk | 103 | 50136 | CG5 | South Oaks Hospital | 8700 | 2008 | 9999 | Combustion Turbine | [5 empty] | Fossil | G | 2030 | NaturalGas |  | 3.9218e-06 | 9.0201e-05 | 0.00084802 | 0.00094214 | 0 | 0 | 0 | 0 | 0 | 0 | 0 | 0 | 0 | 0 | 0 | 0 | 0.00045078 | 0.010368 | 0.097473 | 0.10829 | 0.00034403 | 0.0079127 | 0.07439 | 0.082647 | 4.1138e-13 | 9.4617e-12 | 8.8953e-11 | 9.8826e-11 | 1.0241e-06 | 2.3553e-05 | 0.00022144 | 0.00024601 | 0 | 0 | 0 | 0 | 0 | 0 | 0 | 0 | 0.0019725 | 2.1277e-06 | 4.8937e-05 | 0.00046007 | 0.00051114 | 2.5317e-05 | 0.00025738 | 0.0017717 | 0.0020544 | 0 | 0.1
50141_G_WGN1 | SPP West (Oklahoma, Arkansas, Louisiana) | Texas | 48 | Harrison | 203 | 50141 | WGN1 | Snider Industries | 12168 | 1983 | 9999 | Biomass | [5 empty] | Non-Fossil | G | 2030 | Biomass |  | 0.0010604 | 0 | 0 | 0.0010604 | 0 | 0 | 0 | 0 | 0 | 0 | 0 | 0 | 0 | 0 | 0 | 0 | 0.08715 | 0 | 0 | 0.08715 | 0.17935 | 0 | 0 | 0.17935 | 5.2425e-07 | 0 | 0 | 5.2425e-07 | 0.00033293 | 0 | 0 | 0.00033293 | 7.3579e-05 | 0 | 0 | 7.3579e-05 | 0 | 0 | 0 | 0 | 0.10314 | 0.00065909 | 0 | 0 | 0.00065909 | 0.003962 | 0 | 0 | 0.003962 | 0 | 5
50147_G_1 | WECC_San Diego Gas and Electric | California | 6 | San Diego | 73 | 50147 | 1 | R E Badger Filtration Plant | 0 | 1987 | 9999 | Hydro | [5 empty] | Non-Fossil | G | 2030 | Hydro |  | 0 | 0 | 0 | 0 | 0 | 0 | 0 | 0 | 0 | 0 | 0 | 0 | 0 | 0 | 0 | 0 | 0.53119 | 0.85963 | 1.6842 | 3.075 | 0 | 0 | 0 | 0 | 0 | 0 | 0 | 0 | 0 | 0 | 0 | 0 | 0 | 0 | 0 | 0 | 0 | 0 | 0 | 0 | 0.015808 | 0.00073835 | 0.0011949 | 0.0023411 | 0.0042743 | 0 | 0 | 0 | 0 | 0 | 1
50148_G_GEN1 | WECC_LADWP | California | 6 | Los Angeles | 37 | 50148 | GEN1 | Linde Wilmington | 7193 | 1988 | 9999 | Combined Cycle | [5 empty] | Fossil | G | 2030 | NaturalGas |  | 0.26558 | 0.36001 | 0.49782 | 1.1234 | 0 | 0 | 0 | 0 | 0 | 0 | 0 | 0 | 0 | 0 | 0 | 0 | 36.9224 | 50.0504 | 69.2093 | 156.182 | 21.6814 | 29.3903 | 40.6407 | 91.7124 | 2.5926e-08 | 3.5144e-08 | 4.8597e-08 | 1.0967e-07 | 0.012672 | 0.017177 | 0.023752 | 0.053601 | 0 | 0 | 0 | 0 | 0 | 0 | 0 | 0 | 0.67957 | 0.078862 | 0.1069 | 0.14782 | 0.33359 | 0.92196 | 0.98377 | 1.4056 | 3.3114 | 0 | 21
50148_G_GEN2 | WECC_LADWP | California | 6 | Los Angeles | 37 | 50148 | GEN2 | Linde Wilmington | 7193 | 1988 | 9999 | Combined Cycle | [5 empty] | Fossil | G | 2030 | NaturalGas |  | 0.075881 | 0.10286 | 0.14223 | 0.32098 | 0 | 0 | 0 | 0 | 0 | 0 | 0 | 0 | 0 | 0 | 0 | 0 | 10.5493 | 14.3001 | 19.7741 | 44.6234 | 6.1947 | 8.3972 | 11.6116 | 26.2035 | 7.4074e-09 | 1.0041e-08 | 1.3885e-08 | 3.1333e-08 | 0.0036204 | 0.0049077 | 0.0067863 | 0.015314 | 0 | 0 | 0 | 0 | 0 | 0 | 0 | 0 | 0.19416 | 0.022532 | 0.030543 | 0.042235 | 0.09531 | 0.26342 | 0.28108 | 0.40161 | 0.94611 | 0 | 6
50150_G_GE10 | ERCOT_Rest | Texas | 48 | Calhoun | 57 | 50150 | GE10 | Union Carbide Seadrift Cogen | 7994 | 1964 | 9999 | Combined Cycle | [5 empty] | Fossil | G | 2030 | NaturalGas |  | 0.0013665 | 0 | 0.084267 | 0.085634 | 0 | 0 | 0 | 0 | 0 | 0 | 0 | 0 | 0 | 0 | 0 | 0 | 0.17094 | 0 | 10.5413 | 10.7123 | 0.097675 | 0 | 6.0234 | 6.1211 | 1.168e-10 | 0 | 7.2026e-09 | 7.3194e-09 | 6.1935e-05 | 0 | 0.0038194 | 0.0038814 | 0 | 0 | 0 | 0 | 0 | 0 | 0 | 0 | 0.11011 | 0.00068624 | 0 | 0.033589 | 0.034275 | 0.0036446 | 0 | 0.18823 | 0.19188 | 0 | 15
50150_G_GE11 | ERCOT_Rest | Texas | 48 | Calhoun | 57 | 50150 | GE11 | Union Carbide Seadrift Cogen | 7994 | 2000 | 9999 | Combined Cycle | [5 empty] | Fossil | G | 2030 | NaturalGas |  | 0.0027329 | 0 | 0.16853 | 0.17127 | 0 | 0 | 0 | 0 | 0 | 0 | 0 | 0 | 0 | 0 | 0 | 0 | 0.34187 | 0 | 21.0827 | 21.4245 | 0.19535 | 0 | 12.0468 | 12.2422 | 2.3359e-10 | 0 | 1.4405e-08 | 1.4639e-08 | 0.00012387 | 0 | 0.0076388 | 0.0077627 | 0 | 0 | 0 | 0 | 0 | 0 | 0 | 0 | 1.1255 | 0.0013725 | 0 | 0.067178 | 0.06855 | 0.0072892 | 0 | 0.37647 | 0.38376 | 0 | 30
50150_G_GEN5 | ERCOT_Rest | Texas | 48 | Calhoun | 57 | 50150 | GEN5 | Union Carbide Seadrift Cogen | 7994 | 1987 | 9999 | Combined Cycle | [5 empty] | Fossil | G | 2030 | NaturalGas |  | 0.0013665 | 0 | 0.084267 | 0.085634 | 0 | 0 | 0 | 0 | 0 | 0 | 0 | 0 | 0 | 0 | 0 | 0 | 0.17094 | 0 | 10.5413 | 10.7123 | 0.097675 | 0 | 6.0234 | 6.1211 | 1.168e-10 | 0 | 7.2026e-09 | 7.3194e-09 | 6.1935e-05 | 0 | 0.0038194 | 0.0038814 | 0 | 0 | 0 | 0 | 0 | 0 | 0 | 0 | 0.11011 | 0.00068624 | 0 | 0.033589 | 0.034275 | 0.0036446 | 0 | 0.18823 | 0.19188 | 0 | 15
50150_G_GEN6 | ERCOT_Rest | Texas | 48 | Calhoun | 57 | 50150 | GEN6 | Union Carbide Seadrift Cogen | 7994 | 1987 | 9999 | Combined Cycle | [5 empty] | Fossil | G | 2030 | NaturalGas |  | 0.0027329 | 0 | 0.16853 | 0.17127 | 0 | 0 | 0 | 0 | 0 | 0 | 0 | 0 | 0 | 0 | 0 | 0 | 0.34187 | 0 | 21.0827 | 21.4245 | 0.19535 | 0 | 12.0468 | 12.2422 | 2.3359e-10 | 0 | 1.4405e-08 | 1.4639e-08 | 0.00012387 | 0 | 0.0076388 | 0.0077627 | 0 | 0 | 0 | 0 | 0 | 0 | 0 | 0 | 1.1255 | 0.0013725 | 0 | 0.067178 | 0.06855 | 0.0072892 | 0 | 0.37647 | 0.38376 | 0 | 30
50150_G_GEN7 | ERCOT_Rest | Texas | 48 | Calhoun | 57 | 50150 | GEN7 | Union Carbide Seadrift Cogen | 7994 | 1987 | 9999 | Combined Cycle | [5 empty] | Fossil | G | 2030 | NaturalGas |  | 0.00054659 | 0 | 0.033707 | 0.034254 | 0 | 0 | 0 | 0 | 0 | 0 | 0 | 0 | 0 | 0 | 0 | 0 | 0.068375 | 0 | 4.2165 | 4.2849 | 0.03907 | 0 | 2.4094 | 2.4484 | 4.6718e-11 | 0 | 2.881e-09 | 2.9277e-09 | 2.4774e-05 | 0 | 0.0015278 | 0.0015525 | 0 | 0 | 0 | 0 | 0 | 0 | 0 | 0 | 0.044043 | 0.0002745 | 0 | 0.013436 | 0.01371 | 0.0014578 | 0 | 0.075293 | 0.076751 | 0 | 6
50150_G_GEN8 | ERCOT_Rest | Texas | 48 | Calhoun | 57 | 50150 | GEN8 | Union Carbide Seadrift Cogen | 7994 | 1987 | 9999 | Combined Cycle | [5 empty] | Fossil | G | 2030 | NaturalGas |  | 0.0027329 | 0 | 0.16853 | 0.17127 | 0 | 0 | 0 | 0 | 0 | 0 | 0 | 0 | 0 | 0 | 0 | 0 | 0.34187 | 0 | 21.0827 | 21.4245 | 0.19535 | 0 | 12.0468 | 12.2422 | 2.3359e-10 | 0 | 1.4405e-08 | 1.4639e-08 | 0.00012387 | 0 | 0.0076388 | 0.0077627 | 0 | 0 | 0 | 0 | 0 | 0 | 0 | 0 | 1.1255 | 0.0013725 | 0 | 0.067178 | 0.06855 | 0.0072892 | 0 | 0.37647 | 0.38376 | 0 | 30
50150_G_GEN9 | ERCOT_Rest | Texas | 48 | Calhoun | 57 | 50150 | GEN9 | Union Carbide Seadrift Cogen | 7994 | 1987 | 9999 | Combined Cycle | [5 empty] | Fossil | G | 2030 | NaturalGas |  | 0.0013665 | 0 | 0.084267 | 0.085634 | 0 | 0 | 0 | 0 | 0 | 0 | 0 | 0 | 0 | 0 | 0 | 0 | 0.17094 | 0 | 10.5413 | 10.7123 | 0.097675 | 0 | 6.0234 | 6.1211 | 1.168e-10 | 0 | 7.2026e-09 | 7.3194e-09 | 6.1935e-05 | 0 | 0.0038194 | 0.0038814 | 0 | 0 | 0 | 0 | 0 | 0 | 0 | 0 | 0.11011 | 0.00068624 | 0 | 0.033589 | 0.034275 | 0.0036446 | 0 | 0.18823 | 0.19188 | 0 | 15
50152_G_CGN1 | MISO_Louisiana | Louisiana | 22 | St Charles | 89 | 50152 | CGN1 | Dow St Charles Operations | 5500 | 1996 | 9999 | Combined Cycle | [5 empty] | Fossil | G | 2030 | NaturalGas |  | 0.96702 | 1.3108 | 1.8126 | 4.0905 | 0 | 0 | 0 | 0 | 0 | 0 | 0 | 0 | 0 | 0 | 0 | 0 | 175.821 | 238.3351 | 329.5679 | 743.724 | 90.1834 | 122.2486 | 169.0444 | 381.4765 | 1.0784e-07 | 1.4618e-07 | 2.0214e-07 | 4.5616e-07 | 0.008473 | 0.011486 | 0.015882 | 0.035841 | 0 | 0 | 0 | 0 | 0 | 0 | 0 | 0 | 3.7211 | 0.37553 | 0.50906 | 0.70392 | 1.5885 | 2.6019 | 3.1189 | 4.0779 | 9.7987 | 0 | 100
50152_G_CGN2 | MISO_Louisiana | Louisiana | 22 | St Charles | 89 | 50152 | CGN2 | Dow St Charles Operations | 5500 | 1997 | 9999 | Combined Cycle | [5 empty] | Fossil | G | 2030 | NaturalGas |  | 0.96702 | 1.3108 | 1.8126 | 4.0905 | 0 | 0 | 0 | 0 | 0 | 0 | 0 | 0 | 0 | 0 | 0 | 0 | 175.821 | 238.3351 | 329.5679 | 743.724 | 90.1834 | 122.2486 | 169.0444 | 381.4765 | 1.0784e-07 | 1.4618e-07 | 2.0214e-07 | 4.5616e-07 | 0.008473 | 0.011486 | 0.015882 | 0.035841 | 0 | 0 | 0 | 0 | 0 | 0 | 0 | 0 | 3.7211 | 0.37553 | 0.50906 | 0.70392 | 1.5885 | 2.6019 | 3.1189 | 4.0779 | 9.7987 | 0 | 100
50152_G_CSTG | MISO_Louisiana | Louisiana | 22 | St Charles | 89 | 50152 | CSTG | Dow St Charles Operations | 5500 | 2002 | 9999 | Combined Cycle |  |  |  | LNB |  | Fossil | G | 2030 | NaturalGas |  | 0.48351 | 0.65542 | 0.90631 | 2.0452 | 0 | 0 | 0 | 0 | 0 | 0 | 0 | 0 | 0 | 0 | 0 | 0 | 87.9105 | 119.1676 | 164.7839 | 371.862 | 45.0917 | 61.1243 | 84.5222 | 190.7382 | 5.3919e-08 | 7.309e-08 | 1.0107e-07 | 2.2808e-07 | 0.0042365 | 0.0057428 | 0.0079411 | 0.01792 | 0 | 0 | 0 | 0 | 0 | 0 | 0 | 0 | 1.8605 | 0.18777 | 0.25453 | 0.35196 | 0.79425 | 1.3009 | 1.5595 | 2.0389 | 4.8994 | 0 | 50
50152_G_STG | MISO_Louisiana | Louisiana | 22 | St Charles | 89 | 50152 | STG | Dow St Charles Operations | 5500 | 1997 | 9999 | Combined Cycle |  |  |  | LNB |  | Fossil | G | 2030 | NaturalGas |  | 0.1934 | 0.26217 | 0.36252 | 0.8181 | 0 | 0 | 0 | 0 | 0 | 0 | 0 | 0 | 0 | 0 | 0 | 0 | 35.1642 | 47.667 | 65.9136 | 148.7448 | 18.0367 | 24.4497 | 33.8089 | 76.2953 | 2.1568e-08 | 2.9236e-08 | 4.0427e-08 | 9.1231e-08 | 0.0016946 | 0.0022971 | 0.0031764 | 0.0071682 | 0 | 0 | 0 | 0 | 0 | 0 | 0 | 0 | 0.74175 | 0.075106 | 0.10181 | 0.14078 | 0.3177 | 0.52038 | 0.62379 | 0.81558 | 1.9597 | 0 | 20
50156_G_GEN1 | WECC_Northern California (not including BANC) | California | 6 | Shasta | 89 | 50156 | GEN1 | Bear Creek | 0 | 1990 | 9999 | Hydro | [5 empty] | Non-Fossil | G | 2030 | Hydro |  | 0 | 0 | 0 | 0 | 0 | 0 | 0 | 0 | 0 | 0 | 0 | 0 | 0 | 0 | 0 | 0 | 1.4845 | 2.3673 | 4.4861 | 8.3379 | 0 | 0 | 0 | 0 | 0 | 0 | 0 | 0 | 0 | 0 | 0 | 0 | 0 | 0 | 0 | 0 | 0 | 0 | 0 | 0 | 0.047425 | 0.0020634 | 0.0032906 | 0.0062357 | 0.01159 | 0 | 0 | 0 | 0 | 0 | 3
50157_G_1 | MISO_Lower Michigan | Michigan | 26 | Midland | 111 | 50157 | 1 | Sanford Dam | 0 | 1923 | 9999 | Hydro | [5 empty] | Non-Fossil | G | 2030 | Hydro |  | 0 | 0 | 0 | 0 | 0 | 0 | 0 | 0 | 0 | 0 | 0 | 0 | 0 | 0 | 0 | 0 | 1.2455e-06 | 2.0251e-06 | 1.794e-06 | 5.0646e-06 | 0 | 0 | 0 | 0 | 0 | 0 | 0 | 0 | 0 | 0 | 0 | 0 | 0 | 0 | 0 | 0 | 0 | 0 | 0 | 0 | 1.5808e-08 | 1.7312e-09 | 2.8149e-09 | 2.4936e-09 | 7.0398e-09 | 0 | 0 | 0 | 0 | 0 | 1e-06
50157_G_2 | MISO_Lower Michigan | Michigan | 26 | Midland | 111 | 50157 | 2 | Sanford Dam | 0 | 1923 | 9999 | Hydro | [5 empty] | Non-Fossil | G | 2030 | Hydro |  | 0 | 0 | 0 | 0 | 0 | 0 | 0 | 0 | 0 | 0 | 0 | 0 | 0 | 0 | 0 | 0 | 1.2455e-06 | 2.0251e-06 | 1.794e-06 | 5.0646e-06 | 0 | 0 | 0 | 0 | 0 | 0 | 0 | 0 | 0 | 0 | 0 | 0 | 0 | 0 | 0 | 0 | 0 | 0 | 0 | 0 | 1.5808e-08 | 1.7312e-09 | 2.8149e-09 | 2.4936e-09 | 7.0398e-09 | 0 | 0 | 0 | 0 | 0 | 1e-06
50157_G_3 | MISO_Lower Michigan | Michigan | 26 | Midland | 111 | 50157 | 3 | Sanford Dam | 0 | 1923 | 9999 | Hydro | [5 empty] | Non-Fossil | G | 2030 | Hydro |  | 0 | 0 | 0 | 0 | 0 | 0 | 0 | 0 | 0 | 0 | 0 | 0 | 0 | 0 | 0 | 0 | 1.2455e-06 | 2.0251e-06 | 1.794e-06 | 5.0646e-06 | 0 | 0 | 0 | 0 | 0 | 0 | 0 | 0 | 0 | 0 | 0 | 0 | 0 | 0 | 0 | 0 | 0 | 0 | 0 | 0 | 1.5808e-08 | 1.7312e-09 | 2.8149e-09 | 2.4936e-09 | 7.0398e-09 | 0 | 0 | 0 | 0 | 0 | 1e-06
50158_G_1 | MISO_Lower Michigan | Michigan | 26 | Gladwin | 51 | 50158 | 1 | Edenville | 0 | 1923 | 9999 | Hydro | [5 empty] | Non-Fossil | G | 2030 | Hydro |  | 0 | 0 | 0 | 0 | 0 | 0 | 0 | 0 | 0 | 0 | 0 | 0 | 0 | 0 | 0 | 0 | 1.2455e-06 | 2.0251e-06 | 1.794e-06 | 5.0646e-06 | 0 | 0 | 0 | 0 | 0 | 0 | 0 | 0 | 0 | 0 | 0 | 0 | 0 | 0 | 0 | 0 | 0 | 0 | 0 | 0 | 1.5808e-08 | 1.7312e-09 | 2.8149e-09 | 2.4936e-09 | 7.0398e-09 | 0 | 0 | 0 | 0 | 0 | 1e-06
50158_G_2 | MISO_Lower Michigan | Michigan | 26 | Gladwin | 51 | 50158 | 2 | Edenville | 0 | 1923 | 9999 | Hydro | [5 empty] | Non-Fossil | G | 2030 | Hydro |  | 0 | 0 | 0 | 0 | 0 | 0 | 0 | 0 | 0 | 0 | 0 | 0 | 0 | 0 | 0 | 0 | 1.2455e-06 | 2.0251e-06 | 1.794e-06 | 5.0646e-06 | 0 | 0 | 0 | 0 | 0 | 0 | 0 | 0 | 0 | 0 | 0 | 0 | 0 | 0 | 0 | 0 | 0 | 0 | 0 | 0 | 1.5808e-08 | 1.7312e-09 | 2.8149e-09 | 2.4936e-09 | 7.0398e-09 | 0 | 0 | 0 | 0 | 0 | 1e-06
50159_G_1 | MISO_Lower Michigan | Michigan | 26 | Gladwin | 51 | 50159 | 1 | Secord | 0 | 1923 | 9999 | Hydro | [5 empty] | Non-Fossil | G | 2030 | Hydro |  | 0 | 0 | 0 | 0 | 0 | 0 | 0 | 0 | 0 | 0 | 0 | 0 | 0 | 0 | 0 | 0 | 1.2455e-06 | 2.0251e-06 | 1.794e-06 | 5.0646e-06 | 0 | 0 | 0 | 0 | 0 | 0 | 0 | 0 | 0 | 0 | 0 | 0 | 0 | 0 | 0 | 0 | 0 | 0 | 0 | 0 | 1.5808e-08 | 1.7312e-09 | 2.8149e-09 | 2.4936e-09 | 7.0398e-09 | 0 | 0 | 0 | 0 | 0 | 1e-06
50160_G_1 | MISO_Lower Michigan | Michigan | 26 | Gladwin | 51 | 50160 | 1 | Smallwood | 0 | 1923 | 9999 | Hydro | [5 empty] | Non-Fossil | G | 2030 | Hydro |  | 0 | 0 | 0 | 0 | 0 | 0 | 0 | 0 | 0 | 0 | 0 | 0 | 0 | 0 | 0 | 0 | 1.2455e-06 | 2.0251e-06 | 1.794e-06 | 5.0646e-06 | 0 | 0 | 0 | 0 | 0 | 0 | 0 | 0 | 0 | 0 | 0 | 0 | 0 | 0 | 0 | 0 | 0 | 0 | 0 | 0 | 1.5808e-08 | 1.7312e-09 | 2.8149e-09 | 2.4936e-09 | 7.0398e-09 | 0 | 0 | 0 | 0 | 0 | 1e-06
50166_G_GEN1 | ISONE_MA, VT, NH, RI (Rest of ISO New England) | Massachusetts | 25 | Hampden | 13 | 50166 | GEN1 | International Paper Woronoco Mill | 0 | 1916 | 9999 | Hydro | [5 empty] | Non-Fossil | G | 2030 | Hydro |  | 0 | 0 | 0 | 0 | 0 | 0 | 0 | 0 | 0 | 0 | 0 | 0 | 0 | 0 | 0 | 0 | 0.52962 | 0.72844 | 0.6635 | 1.9216 | 0 | 0 | 0 | 0 | 0 | 0 | 0 | 0 | 0 | 0 | 0 | 0 | 0 | 0 | 0 | 0 | 0 | 0 | 0 | 0 | 0.0063233 | 0.00073617 | 0.0010125 | 0.00092227 | 0.002671 | 0 | 0 | 0 | 0 | 0 | 0.4
50166_G_GEN2 | ISONE_MA, VT, NH, RI (Rest of ISO New England) | Massachusetts | 25 | Hampden | 13 | 50166 | GEN2 | International Paper Woronoco Mill | 0 | 1913 | 9999 | Hydro | [5 empty] | Non-Fossil | G | 2030 | Hydro |  | 0 | 0 | 0 | 0 | 0 | 0 | 0 | 0 | 0 | 0 | 0 | 0 | 0 | 0 | 0 | 0 | 2.2509 | 3.0959 | 2.8199 | 8.1666 | 0 | 0 | 0 | 0 | 0 | 0 | 0 | 0 | 0 | 0 | 0 | 0 | 0 | 0 | 0 | 0 | 0 | 0 | 0 | 0 | 0.026874 | 0.0031287 | 0.0043032 | 0.0039197 | 0.011352 | 0 | 0 | 0 | 0 | 0 | 1.7
50166_G_GEN2A | ISONE_MA, VT, NH, RI (Rest of ISO New England) | Massachusetts | 25 | Hampden | 13 | 50166 | GEN2A | International Paper Woronoco Mill | 0 | 1916 | 9999 | Hydro | [5 empty] | Non-Fossil | G | 2030 | Hydro |  | 0 | 0 | 0 | 0 | 0 | 0 | 0 | 0 | 0 | 0 | 0 | 0 | 0 | 0 | 0 | 0 | 0.52962 | 0.72844 | 0.6635 | 1.9216 | 0 | 0 | 0 | 0 | 0 | 0 | 0 | 0 | 0 | 0 | 0 | 0 | 0 | 0 | 0 | 0 | 0 | 0 | 0 | 0 | 0.0063233 | 0.00073617 | 0.0010125 | 0.00092227 | 0.002671 | 0 | 0 | 0 | 0 | 0 | 0.4
50170_G_GEN1 | WECC_Northern California (not including BANC) | California | 6 | Kern | 29 | 50170 | GEN1 | Berry Cogen | 8700 | 1986 | 9999 | Combustion Turbine | [5 empty] | Fossil | G | 2030 | NaturalGas |  | 0 | 0 | 0 | 0 | 0 | 0 | 0 | 0 | 0 | 0 | 0 | 0 | 0 | 0 | 0 | 0 | 0 | 0 | 0 | 0 | 0 | 0 | 0 | 0 | 0 | 0 | 0 | 0 | 0 | 0 | 0 | 0 | 0 | 0 | 0 | 0 | 0 | 0 | 0 | 0 | 1.6003 | 0 | 0 | 0 | 0 | 0 | 0 | 0 | 0 | 0 | 35
50175_G_GEN1 | PJM_Dominion | Virginia | 51 | Greensville | 81 | 50175 | GEN1 | Emporia | 0 | 1986 | 9999 | Hydro | [5 empty] | Non-Fossil | G | 2030 | Hydro |  | 0 | 0 | 0 | 0 | 0 | 0 | 0 | 0 | 0 | 0 | 0 | 0 | 0 | 0 | 0 | 0 | 1.6691 | 1.9057 | 2.4883 | 6.0631 | 0 | 0 | 0 | 0 | 0 | 0 | 0 | 0 | 0 | 0 | 0 | 0 | 0 | 0 | 0 | 0 | 0 | 0 | 0 | 0 | 0.031616 | 0.00232 | 0.0026489 | 0.0034587 | 0.0084276 | 0 | 0 | 0 | 0 | 0 | 2
50175_G_GEN2 | PJM_Dominion | Virginia | 51 | Greensville | 81 | 50175 | GEN2 | Emporia | 0 | 1986 | 9999 | Hydro | [5 empty] | Non-Fossil | G | 2030 | Hydro |  | 0 | 0 | 0 | 0 | 0 | 0 | 0 | 0 | 0 | 0 | 0 | 0 | 0 | 0 | 0 | 0 | 0.41727 | 0.47643 | 0.62207 | 1.5158 | 0 | 0 | 0 | 0 | 0 | 0 | 0 | 0 | 0 | 0 | 0 | 0 | 0 | 0 | 0 | 0 | 0 | 0 | 0 | 0 | 0.0079041 | 0.00058 | 0.00066223 | 0.00086468 | 0.0021069 | 0 | 0 | 0 | 0 | 0 | 0.5
50176_G_GEN1 | NY_Zone D (North) | New York | 36 | Clinton | 19 | 50176 | GEN1 | Union Falls | 0 | 1987 | 9999 | Hydro | [5 empty] | Non-Fossil | G | 2030 | Hydro |  | 0 | 0 | 0 | 0 | 0 | 0 | 0 | 0 | 0 | 0 | 0 | 0 | 0 | 0 | 0 | 0 | 1.3823 | 1.8668 | 2.2974 | 5.5466 | 0 | 0 | 0 | 0 | 0 | 0 | 0 | 0 | 0 | 0 | 0 | 0 | 0 | 0 | 0 | 0 | 0 | 0 | 0 | 0 | 0.020551 | 0.0019214 | 0.0025949 | 0.0031934 | 0.0077098 | 0 | 0 | 0 | 0 | 0 | 1.3
50176_G_GEN2 | NY_Zone D (North) | New York | 36 | Clinton | 19 | 50176 | GEN2 | Union Falls | 0 | 1987 | 9999 | Hydro | [5 empty] | Non-Fossil | G | 2030 | Hydro |  | 0 | 0 | 0 | 0 | 0 | 0 | 0 | 0 | 0 | 0 | 0 | 0 | 0 | 0 | 0 | 0 | 1.3823 | 1.8668 | 2.2974 | 5.5466 | 0 | 0 | 0 | 0 | 0 | 0 | 0 | 0 | 0 | 0 | 0 | 0 | 0 | 0 | 0 | 0 | 0 | 0 | 0 | 0 | 0.020551 | 0.0019214 | 0.0025949 | 0.0031934 | 0.0077098 | 0 | 0 | 0 | 0 | 0 | 1.3
50177_G_GEN1 | ISONE_MA, VT, NH, RI (Rest of ISO New England) | Rhode Island | 44 | Providence | 7 | 50177 | GEN1 | Blackstone/Tupperware | 0 | 1981 | 9999 | Hydro | [5 empty] | Non-Fossil | G | 2030 | Hydro |  | 0 | 0 | 0 | 0 | 0 | 0 | 0 | 0 | 0 | 0 | 0 | 0 | 0 | 0 | 0 | 0 | 0.26597 | 0.38578 | 0.40796 | 1.0597 | 0 | 0 | 0 | 0 | 0 | 0 | 0 | 0 | 0 | 0 | 0 | 0 | 0 | 0 | 0 | 0 | 0 | 0 | 0 | 0 | 0.0063233 | 0.0003697 | 0.00053624 | 0.00056707 | 0.001473 | 0 | 0 | 0 | 0 | 0 | 0.4
50177_G_GEN2 | ISONE_MA, VT, NH, RI (Rest of ISO New England) | Rhode Island | 44 | Providence | 7 | 50177 | GEN2 | Blackstone/Tupperware | 0 | 1981 | 9999 | Hydro | [5 empty] | Non-Fossil | G | 2030 | Hydro |  | 0 | 0 | 0 | 0 | 0 | 0 | 0 | 0 | 0 | 0 | 0 | 0 | 0 | 0 | 0 | 0 | 0.26597 | 0.38578 | 0.40796 | 1.0597 | 0 | 0 | 0 | 0 | 0 | 0 | 0 | 0 | 0 | 0 | 0 | 0 | 0 | 0 | 0 | 0 | 0 | 0 | 0 | 0 | 0.0063233 | 0.0003697 | 0.00053624 | 0.00056707 | 0.001473 | 0 | 0 | 0 | 0 | 0 | 0.4
50177_G_GEN3 | ISONE_MA, VT, NH, RI (Rest of ISO New England) | Rhode Island | 44 | Providence | 7 | 50177 | GEN3 | Blackstone/Tupperware | 0 | 1981 | 9999 | Hydro | [5 empty] | Non-Fossil | G | 2030 | Hydro |  | 0 | 0 | 0 | 0 | 0 | 0 | 0 | 0 | 0 | 0 | 0 | 0 | 0 | 0 | 0 | 0 | 0.26597 | 0.38578 | 0.40796 | 1.0597 | 0 | 0 | 0 | 0 | 0 | 0 | 0 | 0 | 0 | 0 | 0 | 0 | 0 | 0 | 0 | 0 | 0 | 0 | 0 | 0 | 0.0063233 | 0.0003697 | 0.00053624 | 0.00056707 | 0.001473 | 0 | 0 | 0 | 0 | 0 | 0.4
50177_G_GEN4 | ISONE_MA, VT, NH, RI (Rest of ISO New England) | Rhode Island | 44 | Providence | 7 | 50177 | GEN4 | Blackstone/Tupperware | 0 | 1981 | 9999 | Hydro | [5 empty] | Non-Fossil | G | 2030 | Hydro |  | 0 | 0 | 0 | 0 | 0 | 0 | 0 | 0 | 0 | 0 | 0 | 0 | 0 | 0 | 0 | 0 | 0.26597 | 0.38578 | 0.40796 | 1.0597 | 0 | 0 | 0 | 0 | 0 | 0 | 0 | 0 | 0 | 0 | 0 | 0 | 0 | 0 | 0 | 0 | 0 | 0 | 0 | 0 | 0.0063233 | 0.0003697 | 0.00053624 | 0.00056707 | 0.001473 | 0 | 0 | 0 | 0 | 0 | 0.4
50178_G_GEN1 | PJM_Dominion | Virginia | 51 | Halifax | 83 | 50178 | GEN1 | Halifax | 0 | 1915 | 9999 | Hydro | [5 empty] | Non-Fossil | G | 2030 | Hydro |  | 0 | 0 | 0 | 0 | 0 | 0 | 0 | 0 | 0 | 0 | 0 | 0 | 0 | 0 | 0 | 0 | 0.66763 | 0.76228 | 0.99531 | 2.4252 | 0 | 0 | 0 | 0 | 0 | 0 | 0 | 0 | 0 | 0 | 0 | 0 | 0 | 0 | 0 | 0 | 0 | 0 | 0 | 0 | 0.012647 | 0.00092801 | 0.0010596 | 0.0013835 | 0.0033711 | 0 | 0 | 0 | 0 | 0 | 0.8
50178_G_GEN2 | PJM_Dominion | Virginia | 51 | Halifax | 83 | 50178 | GEN2 | Halifax | 0 | 1915 | 9999 | Hydro | [5 empty] | Non-Fossil | G | 2030 | Hydro |  | 0 | 0 | 0 | 0 | 0 | 0 | 0 | 0 | 0 | 0 | 0 | 0 | 0 | 0 | 0 | 0 | 0.33382 | 0.38114 | 0.49766 | 1.2126 | 0 | 0 | 0 | 0 | 0 | 0 | 0 | 0 | 0 | 0 | 0 | 0 | 0 | 0 | 0 | 0 | 0 | 0 | 0 | 0 | 0.0063233 | 0.000464 | 0.00052979 | 0.00069174 | 0.0016855 | 0 | 0 | 0 | 0 | 0 | 0.4
50178_G_GEN3 | PJM_Dominion | Virginia | 51 | Halifax | 83 | 50178 | GEN3 | Halifax | 0 | 1915 | 9999 | Hydro | [5 empty] | Non-Fossil | G | 2030 | Hydro |  | 0 | 0 | 0 | 0 | 0 | 0 | 0 | 0 | 0 | 0 | 0 | 0 | 0 | 0 | 0 | 0 | 0.33382 | 0.38114 | 0.49766 | 1.2126 | 0 | 0 | 0 | 0 | 0 | 0 | 0 | 0 | 0 | 0 | 0 | 0 | 0 | 0 | 0 | 0 | 0 | 0 | 0 | 0 | 0.0063233 | 0.000464 | 0.00052979 | 0.00069174 | 0.0016855 | 0 | 0 | 0 | 0 | 0 | 0.4
50179_G_GEN1 | WECC_Pacific Northwest | California | 6 | Siskiyou | 93 | 50179 | GEN1 | Box Canyon Dam | 0 | 1986 | 9999 | Hydro | [5 empty] | Non-Fossil | G | 2030 | Hydro |  | 0 | 0 | 0 | 0 | 0 | 0 | 0 | 0 | 0 | 0 | 0 | 0 | 0 | 0 | 0 | 0 | 1.3199 | 2.1114 | 4.114 | 7.5453 | 0 | 0 | 0 | 0 | 0 | 0 | 0 | 0 | 0 | 0 | 0 | 0 | 0 | 0 | 0 | 0 | 0 | 0 | 0 | 0 | 0.039521 | 0.0018347 | 0.0029348 | 0.0057184 | 0.010488 | 0 | 0 | 0 | 0 | 0 | 2.5
50179_G_GEN2 | WECC_Pacific Northwest | California | 6 | Siskiyou | 93 | 50179 | GEN2 | Box Canyon Dam | 0 | 1986 | 9999 | Hydro | [5 empty] | Non-Fossil | G | 2030 | Hydro |  | 0 | 0 | 0 | 0 | 0 | 0 | 0 | 0 | 0 | 0 | 0 | 0 | 0 | 0 | 0 | 0 | 1.3199 | 2.1114 | 4.114 | 7.5453 | 0 | 0 | 0 | 0 | 0 | 0 | 0 | 0 | 0 | 0 | 0 | 0 | 0 | 0 | 0 | 0 | 0 | 0 | 0 | 0 | 0.039521 | 0.0018347 | 0.0029348 | 0.0057184 | 0.010488 | 0 | 0 | 0 | 0 | 0 | 2.5
50180_G_GEN1 | WECC_Northern California (not including BANC) | California | 6 | Shasta | 89 | 50180 | GEN1 | Olsen | 0 | 1990 | 9999 | Hydro | [5 empty] | Non-Fossil | G | 2030 | Hydro |  | 0 | 0 | 0 | 0 | 0 | 0 | 0 | 0 | 0 | 0 | 0 | 0 | 0 | 0 | 0 | 0 | 2.4193 | 3.7656 | 7.3851 | 13.57 | 0 | 0 | 0 | 0 | 0 | 0 | 0 | 0 | 0 | 0 | 0 | 0 | 0 | 0 | 0 | 0 | 0 | 0 | 0 | 0 | 0.07588 | 0.0033628 | 0.0052342 | 0.010265 | 0.018862 | 0 | 0 | 0 | 0 | 0 | 4.8
50184_B_PKG | SERC_Central_TVA | Mississippi | 28 | Lowndes | 87 | 50184 | PKG | Columbus MS | 8300 | 1993 | 9999 | O/G Steam | wall | dry |  | FR + LNB |  | Fossil | B | 2030 | NaturalGas |  | 0.1196 | 0.085394 | 0.48505 | 0.69004 | 0 | 0 | 0 | 0 | 0 | 0 | 0 | 0 | 0 | 0 | 0 | 0 | 14.4097 | 10.2884 | 58.4396 | 83.1377 | 18.4357 | 13.1629 | 74.7671 | 106.3657 | 2.2045e-08 | 1.574e-08 | 8.9404e-08 | 1.2719e-07 | 0.015746 | 0.011243 | 0.06386 | 0.090849 | 0 | 0 | 0 | 0 | 0 | 0 | 0 | 0 | 0.33466 | 0.012674 | 0.0090493 | 0.051401 | 0.073125 | 0.33592 | 0.20513 | 1.119 | 1.66 | 0 | 18.6
50184_B_REC | SERC_Central_TVA | Mississippi | 28 | Lowndes | 87 | 50184 | REC | Columbus MS | 4225 | 1990 | 9999 | Non-Fossil Waste | cyclone |  | ESPH | LNB + OFA |  | Non-Fossil | B | 2030 | Non-Fossil |  | 0.23618 | 0.3269 | 0.41857 | 0.98165 | 0 | 0 | 0 | 0 | 0 | 0 | 0 | 0 | 0 | 0 | 0 | 0 | 55.8994 | 77.373 | 99.0709 | 232.3433 | 0 | 0 | 0 | 0 | 0 | 0 | 0 | 0 | 0.056395 | 0.078059 | 0.099949 | 0.2344 | 0 | 0 | 0 | 0 | 0 | 0 | 0 | 0 | 16.5908 | 0.38777 | 0.53674 | 0.68725 | 1.6118 | 0 | 0 | 0 | 0 | 0 | 64
50184_G_TG2 | SERC_Central_TVA | Mississippi | 28 | Lowndes | 87 | 50184 | TG2 | Columbus MS | 4225 | 1982 | 9999 | Non-Fossil Waste | stoker/SPR | dry |  | LNB + OFA |  | Non-Fossil | G | 2030 | Non-Fossil |  | 0.16975 | 0.23496 | 0.30085 | 0.70556 | 0 | 0 | 0 | 0 | 0 | 0 | 0 | 0 | 0 | 0 | 0 | 0 | 40.1777 | 55.6118 | 71.2072 | 166.9968 | 0 | 0 | 0 | 0 | 0 | 0 | 0 | 0 | 0 | 0 | 0 | 0 | 0 | 0 | 0 | 0 | 0 | 0 | 0 | 0 | 11.9246 | 0.27871 | 0.38578 | 0.49396 | 1.1585 | 0 | 0 | 0 | 0 | 0 | 46
50189_B_1HFB | PJM_Dominion | North Carolina | 37 | Martin | 117 | 50189 | 1HFB | Domtar Paper Co LLC Plymouth NC | 4757 | 1977 | 9999 | Biomass | stoker/SPR | dry | ESPH + Baghouse + Cyclone | OFA |  | Non-Fossil | B | 2030 |  | Biomass Retirement | 0 | 0 | 0 | 0 | 0 | 0 | 0 | 0 | 0 | 0 | 0 | 0 | 0 | 0 | 0 | 0 | 0 | 0 | 0 | 0 | 0 | 0 | 0 | 0 | 0 | 0 | 0 | 0 | 0 | 0 | 0 | 0 | 0 | 0 | 0 | 0 | 0 | 0 | 0 | 0 | 0 | 0 | 0 | 0 | 0 | 0 | 0 | 0 | 0 | 0 | 21.7
50189_B_2HFB | PJM_Dominion | North Carolina | 37 | Martin | 117 | 50189 | 2HFB | Domtar Paper Co LLC Plymouth NC | 4757 | 1982 | 9999 | Biomass | stoker/SPR | dry | ESPH + Baghouse + Cyclone | OFA |  | Non-Fossil | B | 2030 |  | Biomass Retirement | 0 | 0 | 0 | 0 | 0 | 0 | 0 | 0 | 0 | 0 | 0 | 0 | 0 | 0 | 0 | 0 | 0 | 0 | 0 | 0 | 0 | 0 | 0 | 0 | 0 | 0 | 0 | 0 | 0 | 0 | 0 | 0 | 0 | 0 | 0 | 0 | 0 | 0 | 0 | 0 | 0 | 0 | 0 | 0 | 0 | 0 | 0 | 0 | 0 | 0 | 21.7
50189_B_5REC | PJM_Dominion | North Carolina | 37 | Martin | 117 | 50189 | 5REC | Domtar Paper Co LLC Plymouth NC | 4757 | 1965 | 9999 | Non-Fossil Waste | other |  | ESPH | OFA |  | Non-Fossil | B | 2030 | Non-Fossil |  | 0.35338 | 0.43544 | 0.58972 | 1.3785 | 0 | 0 | 0 | 0 | 0 | 0 | 0 | 0 | 0 | 0 | 0 | 0 | 74.2872 | 91.5371 | 123.9691 | 289.7934 | 0 | 0 | 0 | 0 | 0 | 0 | 0 | 0 | 0.09993 | 0.12313 | 0.16676 | 0.38983 | 0 | 0 | 0 | 0 | 0 | 0 | 0 | 0 | 18.4054 | 0.51533 | 0.63499 | 0.85997 | 2.0103 | 0 | 0 | 0 | 0 | 0 | 71
502_G_5 | WECC_Colorado | Colorado | 8 | Prowers | 99 | 502 | 5 | Holly | 16469 | 2000 | 9999 | Combustion Turbine | [5 empty] | Fossil | G | 2030 | Oil |  | 0 | 0 | 0 | 0 | 0 | 0 | 0 | 0 | 0 | 0 | 0 | 0 | 0 | 0 | 0 | 0 | 0 | 0 | 0 | 0 | 0 | 0 | 0 | 0 | 0 | 0 | 0 | 0 | 0 | 0 | 0 | 0 | 0 | 0 | 0 | 0 | 0 | 0 | 0 | 0 | 0.01416 | 0 | 0 | 0 | 0 | 0 | 0 | 0 | 0 | 0 | 0.3
502_G_CAT | WECC_Colorado | Colorado | 8 | Prowers | 99 | 502 | CAT | Holly | 15892 | 2007 | 9999 | Combustion Turbine | [5 empty] | Fossil | G | 2030 | Oil |  | 0 | 0 | 0 | 0 | 0 | 0 | 0 | 0 | 0 | 0 | 0 | 0 | 0 | 0 | 0 | 0 | 0 | 0 | 0 | 0 | 0 | 0 | 0 | 0 | 0 | 0 | 0 | 0 | 0 | 0 | 0 | 0 | 0 | 0 | 0 | 0 | 0 | 0 | 0 | 0 | 0.080242 | 0 | 0 | 0 | 0 | 0 | 0 | 0 | 0 | 0 | 1.7
502_G_EMD | WECC_Colorado | Colorado | 8 | Prowers | 99 | 502 | EMD | Holly | 15943 | 1993 | 9999 | Combustion Turbine | [5 empty] | Fossil | G | 2030 | Oil |  | 0 | 0 | 0 | 0 | 0 | 0 | 0 | 0 | 0 | 0 | 0 | 0 | 0 | 0 | 0 | 0 | 0 | 0 | 0 | 0 | 0 | 0 | 0 | 0 | 0 | 0 | 0 | 0 | 0 | 0 | 0 | 0 | 0 | 0 | 0 | 0 | 0 | 0 | 0 | 0 | 0.033041 | 0 | 0 | 0 | 0 | 0 | 0 | 0 | 0 | 0 | 0.7
50201_B_WB1 | SERC_Southeastern | Georgia | 13 | RABUN | 241 | 50201 | WB1 | Multitrade Rabun Gap, LLC | 19439 | 2010 | 9999 | Biomass |  |  | ESPC |  |  | Non-Fossil | B | 2030 |  | Biomass Retirement | 0 | 0 | 0 | 0 | 0 | 0 | 0 | 0 | 0 | 0 | 0 | 0 | 0 | 0 | 0 | 0 | 0 | 0 | 0 | 0 | 0 | 0 | 0 | 0 | 0 | 0 | 0 | 0 | 0 | 0 | 0 | 0 | 0 | 0 | 0 | 0 | 0 | 0 | 0 | 0 | 0 | 0 | 0 | 0 | 0 | 0 | 0 | 0 | 0 | 0 | 18
50205_G_7101 | WECC_Colorado | Colorado | 8 | La Plata | 67 | 50205 | 7101 | Williams Ignacio Natural Gas Plant | 11084 | 1984 | 9999 | Non-Fossil Waste | [5 empty] | Non-Fossil | G | 2030 | Non-Fossil |  | 0.080851 | 0.10932 | 0.13605 | 0.32622 | 0 | 0 | 0 | 0 | 0 | 0 | 0 | 0 | 0 | 0 | 0 | 0 | 7.2944 | 9.863 | 12.2746 | 29.432 | 0 | 0 | 0 | 0 | 0 | 0 | 0 | 0 | 0 | 0 | 0 | 0 | 0 | 0 | 0 | 0 | 0 | 0 | 0 | 0 | 1.5813 | 0.050601 | 0.06842 | 0.085149 | 0.20417 | 0 | 0 | 0 | 0 | 0 | 6.1
50206_G_GEN1 | WECC_Colorado | Colorado | 8 | La Plata | 67 | 50206 | GEN1 | Vallecito Hydroelectric | 0 | 1989 | 9999 | Hydro | [5 empty] | Non-Fossil | G | 2030 | Hydro |  | 0 | 0 | 0 | 0 | 0 | 0 | 0 | 0 | 0 | 0 | 0 | 0 | 0 | 0 | 0 | 0 | 0.44816 | 0.48333 | 0.85188 | 1.7834 | 0 | 0 | 0 | 0 | 0 | 0 | 0 | 0 | 0 | 0 | 0 | 0 | 0 | 0 | 0 | 0 | 0 | 0 | 0 | 0 | 0.012647 | 0.00062295 | 0.00067183 | 0.0011841 | 0.0024789 | 0 | 0 | 0 | 0 | 0 | 0.8
50206_G_GEN2 | WECC_Colorado | Colorado | 8 | La Plata | 67 | 50206 | GEN2 | Vallecito Hydroelectric | 0 | 1989 | 9999 | Hydro | [5 empty] | Non-Fossil | G | 2030 | Hydro |  | 0 | 0 | 0 | 0 | 0 | 0 | 0 | 0 | 0 | 0 | 0 | 0 | 0 | 0 | 0 | 0 | 1.4005 | 1.5104 | 2.6621 | 5.5731 | 0 | 0 | 0 | 0 | 0 | 0 | 0 | 0 | 0 | 0 | 0 | 0 | 0 | 0 | 0 | 0 | 0 | 0 | 0 | 0 | 0.039521 | 0.0019467 | 0.0020995 | 0.0037004 | 0.0077466 | 0 | 0 | 0 | 0 | 0 | 2.5
50206_G_GEN3 | WECC_Colorado | Colorado | 8 | La Plata | 67 | 50206 | GEN3 | Vallecito Hydroelectric | 0 | 1989 | 9999 | Hydro | [5 empty] | Non-Fossil | G | 2030 | Hydro |  | 0 | 0 | 0 | 0 | 0 | 0 | 0 | 0 | 0 | 0 | 0 | 0 | 0 | 0 | 0 | 0 | 1.4005 | 1.5104 | 2.6621 | 5.5731 | 0 | 0 | 0 | 0 | 0 | 0 | 0 | 0 | 0 | 0 | 0 | 0 | 0 | 0 | 0 | 0 | 0 | 0 | 0 | 0 | 0.039521 | 0.0019467 | 0.0020995 | 0.0037004 | 0.0077466 | 0 | 0 | 0 | 0 | 0 | 2.5
50208_B_B1 | ISONE_MA, VT, NH, RI (Rest of ISO New England) | New Hampshire | 33 | Grafton | 9 | 50208 | B1 | Pinetree Power | 15924 | 1986 | 9999 | Biomass |  |  | ESPC + SCR |  |  | Non-Fossil | B | 2030 |  | Biomass Retirement | 0 | 0 | 0 | 0 | 0 | 0 | 0 | 0 | 0 | 0 | 0 | 0 | 0 | 0 | 0 | 0 | 0 | 0 | 0 | 0 | 0 | 0 | 0 | 0 | 0 | 0 | 0 | 0 | 0 | 0 | 0 | 0 | 0 | 0 | 0 | 0 | 0 | 0 | 0 | 0 | 0 | 0 | 0 | 0 | 0 | 0 | 0 | 0 | 0 | 0 | 15 | SCR
50210_G_GEN1 | WECC_Imperial Irrigation District (IID) | California | 6 | Imperial | 25 | 50210 | GEN1 | Vulcan-BN Geothermal Power Company | 9771 | 1985 | 9999 | Geothermal | [5 empty] | Non-Fossil | G | 2030 | Geothermal |  | 0.37103 | 0.49515 | 0.63022 | 1.4964 | 0 | 0 | 0 | 0 | 0 | 0 | 0 | 0 | 0 | 0 | 0 | 0 | 37.9727 | 50.6751 | 64.4994 | 153.1472 | 0 | 0 | 0 | 0 | 0.00068641 | 0.00091602 | 0.0011659 | 0.0027683 | 0 | 0 | 0 | 0 | 0 | 0 | 0 | 0 | 0 | 0 | 0 | 0 | 3.2046 | 0.044048 | 0.058783 | 0.074819 | 0.17765 | 0 | 0 | 0 | 0 | 0 | 23.5
50210_G_GEN2 | WECC_Imperial Irrigation District (IID) | California | 6 | Imperial | 25 | 50210 | GEN2 | Vulcan-BN Geothermal Power Company | 9771 | 1985 | 9999 | Geothermal | [5 empty] | Non-Fossil | G | 2030 | Geothermal |  | 0.094731 | 0.12642 | 0.16091 | 0.38206 | 0 | 0 | 0 | 0 | 0 | 0 | 0 | 0 | 0 | 0 | 0 | 0 | 9.6952 | 12.9383 | 16.4679 | 39.1014 | 0 | 0 | 0 | 0 | 0.00017525 | 0.00023388 | 0.00029768 | 0.00070681 | 0 | 0 | 0 | 0 | 0 | 0 | 0 | 0 | 0 | 0 | 0 | 0 | 0.81819 | 0.011246 | 0.015008 | 0.019103 | 0.045358 | 0 | 0 | 0 | 0 | 0 | 6
50215_B_101 | PJM_Western MAAC | Pennsylvania | 42 | York | 133 | 50215 | 101 | York County Resource Recovery | 20253 | 1989 | 9999 | Municipal Solid Waste |  |  | Baghouse + Dry Scrubber + Mercury Control | LA + LNB | Dry Scrubber | Non-Fossil | B | 2030 | MSW |  | 0.31873 | 0.41282 | 0.54425 | 1.2758 | 0 | 0 | 0 | 0 | 0 | 0 | 0 | 0 | 0 | 0 | 0 | 0 | 15.7374 | 20.3833 | 26.8727 | 62.9934 | 14.6456 | 18.9692 | 25.0084 | 58.6233 | 0.00091603 | 0.0011865 | 0.0015642 | 0.0036667 | 0.028595 | 0.037036 | 0.048828 | 0.11446 | 0.011156 | 0.014449 | 0.019049 | 0.044653 | 0 | 0 | 0 | 0 | 2.4886 | 0.10917 | 0.1414 | 0.18642 | 0.43699 | 0 | 0 | 0 | 0 | 0 | 9.6 | Scrubber / Mercury Control | Dry Scrubber
50215_B_102 | PJM_Western MAAC | Pennsylvania | 42 | York | 133 | 50215 | 102 | York County Resource Recovery | 20253 | 1989 | 9999 | Municipal Solid Waste |  |  | Baghouse + Dry Scrubber + Mercury Control | LA + LNB | Dry Scrubber | Non-Fossil | B | 2030 | MSW |  | 0.31873 | 0.41282 | 0.54425 | 1.2758 | 0 | 0 | 0 | 0 | 0 | 0 | 0 | 0 | 0 | 0 | 0 | 0 | 15.7374 | 20.3833 | 26.8727 | 62.9934 | 14.6456 | 18.9692 | 25.0084 | 58.6233 | 0.00091603 | 0.0011865 | 0.0015642 | 0.0036667 | 0.033978 | 0.044009 | 0.05802 | 0.13601 | 0.011156 | 0.014449 | 0.019049 | 0.044653 | 0 | 0 | 0 | 0 | 2.4886 | 0.10917 | 0.1414 | 0.18642 | 0.43699 | 0 | 0 | 0 | 0 | 0 | 9.6 | Scrubber / Mercury Control | Dry Scrubber
50215_B_103 | PJM_Western MAAC | Pennsylvania | 42 | York | 133 | 50215 | 103 | York County Resource Recovery | 20253 | 1989 | 9999 | Municipal Solid Waste |  |  | Baghouse + Dry Scrubber + Mercury Control | LA + LNB | Dry Scrubber | Non-Fossil | B | 2030 | MSW |  | 0.31873 | 0.41282 | 0.54425 | 1.2758 | 0 | 0 | 0 | 0 | 0 | 0 | 0 | 0 | 0 | 0 | 0 | 0 | 15.7374 | 20.3833 | 26.8727 | 62.9934 | 14.6456 | 18.9692 | 25.0084 | 58.6233 | 0.00091603 | 0.0011865 | 0.0015642 | 0.0036667 | 0.033467 | 0.043346 | 0.057147 | 0.13396 | 0.011156 | 0.014449 | 0.019049 | 0.044653 | 0 | 0 | 0 | 0 | 2.4886 | 0.10917 | 0.1414 | 0.18642 | 0.43699 | 0 | 0 | 0 | 0 | 0 | 9.6 | Scrubber / Mercury Control | Dry Scrubber
50216_G_GN91 | WECC_Southern California Edison | California | 6 | Los Angeles | 37 | 50216 | GN91 | Watson Cogeneration | 5503 | 1988 | 9999 | Combined Cycle |  |  | SCR |  |  | Fossil | G | 2030 | NaturalGas |  | 0.79339 | 0.0084481 | 0.00567 | 0.8075 | 0 | 0 | 0 | 0 | 0 | 0 | 0 | 0 | 0 | 0 | 0 | 0 | 144.1732 | 1.5352 | 1.0303 | 146.7387 | 84.6606 | 0.90148 | 0.60504 | 86.1672 | 1.0123e-07 | 1.078e-09 | 7.2348e-10 | 1.0304e-07 | 0.010891 | 0.00011597 | 7.7834e-05 | 0.011085 | 0 | 0 | 0 | 0 | 0 | 0 | 0 | 0 | 3.3175 | 0.32944 | 0.0063921 | 0.0042901 | 0.34013 | 2.6822 | 0.022498 | 0.016151 | 2.7208 | 0 | 82 | SCR
50216_G_GN92 | WECC_Southern California Edison | California | 6 | Los Angeles | 37 | 50216 | GN92 | Watson Cogeneration | 5503 | 1988 | 9999 | Combined Cycle |  |  | SCR |  |  | Fossil | G | 2030 | NaturalGas |  | 0.79339 | 0.0084481 | 0.00567 | 0.8075 | 0 | 0 | 0 | 0 | 0 | 0 | 0 | 0 | 0 | 0 | 0 | 0 | 144.1732 | 1.5352 | 1.0303 | 146.7387 | 84.6606 | 0.90148 | 0.60504 | 86.1672 | 1.0123e-07 | 1.078e-09 | 7.2348e-10 | 1.0304e-07 | 0.010891 | 0.00011597 | 7.7834e-05 | 0.011085 | 0 | 0 | 0 | 0 | 0 | 0 | 0 | 0 | 3.3175 | 0.32944 | 0.0063921 | 0.0042901 | 0.34013 | 2.6822 | 0.022498 | 0.016151 | 2.7208 | 0 | 82 | SCR
50216_G_GN93 | WECC_Southern California Edison | California | 6 | Los Angeles | 37 | 50216 | GN93 | Watson Cogeneration | 5503 | 1988 | 9999 | Combined Cycle |  |  | SCR |  |  | Fossil | G | 2030 | NaturalGas |  | 0.79339 | 0.0084481 | 0.00567 | 0.8075 | 0 | 0 | 0 | 0 | 0 | 0 | 0 | 0 | 0 | 0 | 0 | 0 | 144.1732 | 1.5352 | 1.0303 | 146.7387 | 84.6606 | 0.90148 | 0.60504 | 86.1672 | 1.0123e-07 | 1.078e-09 | 7.2348e-10 | 1.0304e-07 | 0.010891 | 0.00011597 | 7.7834e-05 | 0.011085 | 0 | 0 | 0 | 0 | 0 | 0 | 0 | 0 | 3.3175 | 0.32944 | 0.0063921 | 0.0042901 | 0.34013 | 2.6822 | 0.022498 | 0.016151 | 2.7208 | 0 | 82 | SCR
50216_G_GN94 | WECC_Southern California Edison | California | 6 | Los Angeles | 37 | 50216 | GN94 | Watson Cogeneration | 5503 | 1987 | 9999 | Combined Cycle |  |  | SCR |  |  | Fossil | G | 2030 | NaturalGas |  | 0.79339 | 0.0084481 | 0.00567 | 0.8075 | 0 | 0 | 0 | 0 | 0 | 0 | 0 | 0 | 0 | 0 | 0 | 0 | 144.1732 | 1.5352 | 1.0303 | 146.7387 | 84.6606 | 0.90148 | 0.60504 | 86.1672 | 1.0123e-07 | 1.078e-09 | 7.2348e-10 | 1.0304e-07 | 0.010891 | 0.00011597 | 7.7834e-05 | 0.011085 | 0 | 0 | 0 | 0 | 0 | 0 | 0 | 0 | 3.3175 | 0.32944 | 0.0063921 | 0.0042901 | 0.34013 | 2.6822 | 0.022498 | 0.016151 | 2.7208 | 0 | 82 | SCR
50216_G_GN95 | WECC_Southern California Edison | California | 6 | Los Angeles | 37 | 50216 | GN95 | Watson Cogeneration | 5503 | 1988 | 9999 | Combined Cycle |  |  | SCR | NH3 + STM |  | Fossil | G | 2030 | NaturalGas |  | 0.33864 | 0.0036059 | 0.0024201 | 0.34467 | 0 | 0 | 0 | 0 | 0 | 0 | 0 | 0 | 0 | 0 | 0 | 0 | 61.5373 | 0.65526 | 0.43978 | 62.6324 | 36.1356 | 0.38478 | 0.25825 | 36.7787 | 4.321e-08 | 4.601e-10 | 3.088e-10 | 4.3979e-08 | 0.0046486 | 4.9499e-05 | 3.3222e-05 | 0.0047313 | 0 | 0 | 0 | 0 | 0 | 0 | 0 | 0 | 1.416 | 0.14062 | 0.0027283 | 0.0018312 | 0.14518 | 1.1448 | 0.0096028 | 0.0068938 | 1.1613 | 0 | 35 | SCR
50216_G_GN96 | WECC_Southern California Edison | California | 6 | Los Angeles | 37 | 50216 | GN96 | Watson Cogeneration | 5503 | 1987 | 9999 | Combined Cycle |  |  | SCR | NH3 + STM |  | Fossil | G | 2030 | NaturalGas |  | 0.33864 | 0.0036059 | 0.0024201 | 0.34467 | 0 | 0 | 0 | 0 | 0 | 0 | 0 | 0 | 0 | 0 | 0 | 0 | 61.5373 | 0.65526 | 0.43978 | 62.6324 | 36.1356 | 0.38478 | 0.25825 | 36.7787 | 4.321e-08 | 4.601e-10 | 3.088e-10 | 4.3979e-08 | 0.0046486 | 4.9499e-05 | 3.3222e-05 | 0.0047313 | 0 | 0 | 0 | 0 | 0 | 0 | 0 | 0 | 1.416 | 0.14062 | 0.0027283 | 0.0018312 | 0.14518 | 1.1448 | 0.0096028 | 0.0068938 | 1.1613 | 0 | 35 | SCR
50218_G_U1 | WECC_Northern California (not including BANC) | California | 6 | Stanislaus | 99 | 50218 | U1 | Woodward Power Plant | 0 | 1982 | 9999 | Hydro | [5 empty] | Non-Fossil | G | 2030 | Hydro |  | 0 | 0 | 0 | 0 | 0 | 0 | 0 | 0 | 0 | 0 | 0 | 0 | 0 | 0 | 0 | 0 | 1.3608 | 2.1182 | 4.1541 | 7.6331 | 0 | 0 | 0 | 0 | 0 | 0 | 0 | 0 | 0 | 0 | 0 | 0 | 0 | 0 | 0 | 0 | 0 | 0 | 0 | 0 | 0.042682 | 0.0018916 | 0.0029443 | 0.0057742 | 0.01061 | 0 | 0 | 0 | 0 | 0 | 2.7
50219_G_U1 | WECC_Northern California (not including BANC) | California | 6 | Stanislaus | 99 | 50219 | U1 | Frankenheimer Power Plant | 0 | 1983 | 9999 | Hydro | [5 empty] | Non-Fossil | G | 2030 | Hydro |  | 0 | 0 | 0 | 0 | 0 | 0 | 0 | 0 | 0 | 0 | 0 | 0 | 0 | 0 | 0 | 0 | 2.0161 | 3.138 | 6.1542 | 11.3083 | 0 | 0 | 0 | 0 | 0 | 0 | 0 | 0 | 0 | 0 | 0 | 0 | 0 | 0 | 0 | 0 | 0 | 0 | 0 | 0 | 0.063233 | 0.0028023 | 0.0043619 | 0.0085544 | 0.015719 | 0 | 0 | 0 | 0 | 0 | 4
50223_G_1296 | WECC_Northern California (not including BANC) | California | 6 | Shasta | 89 | 50223 | 1296 | Nelson Creek | 0 | 1989 | 9999 | Hydro | [5 empty] | Non-Fossil | G | 2030 | Hydro |  | 0 | 0 | 0 | 0 | 0 | 0 | 0 | 0 | 0 | 0 | 0 | 0 | 0 | 0 | 0 | 0 | 0.24741 | 0.39456 | 0.74768 | 1.3897 | 0 | 0 | 0 | 0 | 0 | 0 | 0 | 0 | 0 | 0 | 0 | 0 | 0 | 0 | 0 | 0 | 0 | 0 | 0 | 0 | 0.0079041 | 0.00034391 | 0.00054844 | 0.0010393 | 0.0019316 | 0 | 0 | 0 | 0 | 0 | 0.5
50225_B_1SG1A | ISONE_Maine | Maine | 23 | Cumberland | 5 | 50225 | 1SG1A | Regional Waste Systems | 20568 | 1988 | 9999 | Municipal Solid Waste |  |  | ESPC + Dry Scrubber + SNCR + Mercury Control |  | Dry Scrubber | Non-Fossil | B | 2030 | MSW |  | 0.19799 | 0.28114 | 0.38558 | 0.86471 | 0 | 0 | 0 | 0 | 0 | 0 | 0 | 0 | 0 | 0 | 0 | 0 | 9.6263 | 13.6687 | 18.7467 | 42.0417 | 9.0978 | 12.9183 | 17.7175 | 39.7336 | 0.00056904 | 0.00080799 | 0.0011082 | 0.0024852 | 0.027363 | 0.038853 | 0.053288 | 0.1195 | 0.0069298 | 0.0098398 | 0.013495 | 0.030265 | 0 | 0 | 0 | 0 | 1.5035 | 0.066778 | 0.09482 | 0.13005 | 0.29164 | 0 | 0 | 0 | 0 | 0 | 5.8 | Scrubber / SNCR / Mercury Control | Dry Scrubber
50225_B_1SG1B | ISONE_Maine | Maine | 23 | Cumberland | 5 | 50225 | 1SG1B | Regional Waste Systems | 20568 | 1988 | 9999 | Municipal Solid Waste |  |  | ESPC + Dry Scrubber + SNCR + Mercury Control |  | Dry Scrubber | Non-Fossil | B | 2030 | MSW |  | 0.19799 | 0.28114 | 0.38558 | 0.86471 | 0 | 0 | 0 | 0 | 0 | 0 | 0 | 0 | 0 | 0 | 0 | 0 | 9.6263 | 13.6687 | 18.7467 | 42.0417 | 9.0978 | 12.9183 | 17.7175 | 39.7336 | 0.00056904 | 0.00080799 | 0.0011082 | 0.0024852 | 0.02667 | 0.037869 | 0.051938 | 0.11648 | 0.0069298 | 0.0098398 | 0.013495 | 0.030265 | 0 | 0 | 0 | 0 | 1.5035 | 0.066778 | 0.09482 | 0.13005 | 0.29164 | 0 | 0 | 0 | 0 | 0 | 5.8 | Scrubber / SNCR / Mercury Control | Dry Scrubber
50228_G_GEN1 | WECC_Pacific Northwest | Washington | 53 | Jefferson | 31 | 50228 | GEN1 | Rocky Brook Hydroelectric | 0 | 1985 | 9999 | Hydro | [5 empty] | Non-Fossil | G | 2030 | Hydro |  | 0 | 0 | 0 | 0 | 0 | 0 | 0 | 0 | 0 | 0 | 0 | 0 | 0 | 0 | 0 | 0 | 0.095467 | 0.11712 | 0.1704 | 0.38299 | 0 | 0 | 0 | 0 | 0 | 0 | 0 | 0 | 0 | 0 | 0 | 0 | 0 | 0 | 0 | 0 | 0 | 0 | 0 | 0 | 0.0015808 | 0.0001327 | 0.0001628 | 0.00023685 | 0.00053235 | 0 | 0 | 0 | 0 | 0 | 0.1
50229_B_TPCBLR | ERCOT_Rest | Texas | 48 | Harris | 201 | 50229 | TPCBLR | Texas Petrochemicals | 8300 | 1972 | 9999 | O/G Steam | [5 empty] | Fossil | B | 2030 | NaturalGas |  | 0.25459 | 0.43145 | 0.53185 | 1.2179 | 0 | 0 | 0 | 0 | 0 | 0 | 0 | 0 | 0 | 0 | 0 | 0 | 30.6741 | 51.9822 | 64.0788 | 146.7351 | 22.5158 | 38.1566 | 47.036 | 107.7084 | 2.6924e-08 | 4.5626e-08 | 5.6244e-08 | 1.2879e-07 | 0.040843 | 0.069215 | 0.085322 | 0.19538 | 0 | 0 | 0 | 0 | 0 | 0 | 0 | 0 | 1.7715 | 0.02698 | 0.045722 | 0.056361 | 0.12906 | 0.67905 | 1.0131 | 1.188 | 2.8802 | 0 | 35
50233_G_4011 | WECC_Southern California Edison | California | 6 | Los Angeles | 37 | 50233 | 4011 | San Dimas Wash Generating Station | 0 | 1986 | 9999 | Hydro | [5 empty] | Non-Fossil | G | 2030 | Hydro |  | 0 | 0 | 0 | 0 | 0 | 0 | 0 | 0 | 0 | 0 | 0 | 0 | 0 | 0 | 0 | 0 | 0.39981 | 0.64376 | 1.239 | 2.2826 | 0 | 0 | 0 | 0 | 0 | 0 | 0 | 0 | 0 | 0 | 0 | 0 | 0 | 0 | 0 | 0 | 0 | 0 | 0 | 0 | 0.015808 | 0.00055574 | 0.00089482 | 0.0017222 | 0.0031728 | 0 | 0 | 0 | 0 | 0 | 1
50243_G_GEN4 | ISONE_Maine | Maine | 23 | Hancock | 9 | 50243 | GEN4 | Bucksport Generation LLC | 6120 | 2001 | 9999 | Combustion Turbine |  |  |  | DLNB + H2O |  | Fossil | G | 2030 | NaturalGas |  | 0.15767 | 0.095417 | 1.8536 | 2.1067 | 0 | 0 | 0 | 0 | 0 | 0 | 0 | 0 | 0 | 0 | 0 | 0 | 25.7633 | 15.591 | 302.8746 | 344.2289 | 17.5522 | 10.6219 | 206.345 | 234.5192 | 2.0988e-08 | 1.2701e-08 | 2.4674e-07 | 2.8043e-07 | 0.019057 | 0.011533 | 0.22404 | 0.25463 | 0 | 0 | 0 | 0 | 0 | 0 | 0 | 0 | 3.0929 | 0.11877 | 0.071874 | 1.3963 | 1.5869 | 1.0372 | 0.26822 | 3.5895 | 4.8949 | 0 | 156.8
50252_G_HG10 | MISO_Minnesota and Western Wisconsin | Minnesota | 27 | Benton | 9 | 50252 | HG10 | Sartell Dam | 0 | 1985 | 9999 | Hydro | [5 empty] | Non-Fossil | G | 2030 | Hydro |  | 0 | 0 | 0 | 0 | 0 | 0 | 0 | 0 | 0 | 0 | 0 | 0 | 0 | 0 | 0 | 0 | 0.58251 | 0.96313 | 1.21 | 2.7557 | 0 | 0 | 0 | 0 | 0 | 0 | 0 | 0 | 0 | 0 | 0 | 0 | 0 | 0 | 0 | 0 | 0 | 0 | 0 | 0 | 0.014227 | 0.00080969 | 0.0013387 | 0.0016819 | 0.0038304 | 0 | 0 | 0 | 0 | 0 | 0.9
50252_G_HG11 | MISO_Minnesota and Western Wisconsin | Minnesota | 27 | Benton | 9 | 50252 | HG11 | Sartell Dam | 0 | 1985 | 9999 | Hydro | [5 empty] | Non-Fossil | G | 2030 | Hydro |  | 0 | 0 | 0 | 0 | 0 | 0 | 0 | 0 | 0 | 0 | 0 | 0 | 0 | 0 | 0 | 0 | 0.58251 | 0.96313 | 1.21 | 2.7557 | 0 | 0 | 0 | 0 | 0 | 0 | 0 | 0 | 0 | 0 | 0 | 0 | 0 | 0 | 0 | 0 | 0 | 0 | 0 | 0 | 0.014227 | 0.00080969 | 0.0013387 | 0.0016819 | 0.0038304 | 0 | 0 | 0 | 0 | 0 | 0.9
50252_G_HG12 | MISO_Minnesota and Western Wisconsin | Minnesota | 27 | Benton | 9 | 50252 | HG12 | Sartell Dam | 0 | 1985 | 9999 | Hydro | [5 empty] | Non-Fossil | G | 2030 | Hydro |  | 0 | 0 | 0 | 0 | 0 | 0 | 0 | 0 | 0 | 0 | 0 | 0 | 0 | 0 | 0 | 0 | 0.58251 | 0.96313 | 1.21 | 2.7557 | 0 | 0 | 0 | 0 | 0 | 0 | 0 | 0 | 0 | 0 | 0 | 0 | 0 | 0 | 0 | 0 | 0 | 0 | 0 | 0 | 0.014227 | 0.00080969 | 0.0013387 | 0.0016819 | 0.0038304 | 0 | 0 | 0 | 0 | 0 | 0.9
50252_G_HG2 | MISO_Minnesota and Western Wisconsin | Minnesota | 27 | Benton | 9 | 50252 | HG2 | Sartell Dam | 0 | 1985 | 9999 | Hydro | [5 empty] | Non-Fossil | G | 2030 | Hydro |  | 0 | 0 | 0 | 0 | 0 | 0 | 0 | 0 | 0 | 0 | 0 | 0 | 0 | 0 | 0 | 0 | 0.58251 | 0.96313 | 1.21 | 2.7557 | 0 | 0 | 0 | 0 | 0 | 0 | 0 | 0 | 0 | 0 | 0 | 0 | 0 | 0 | 0 | 0 | 0 | 0 | 0 | 0 | 0.014227 | 0.00080969 | 0.0013387 | 0.0016819 | 0.0038304 | 0 | 0 | 0 | 0 | 0 | 0.9
50252_G_HG3 | MISO_Minnesota and Western Wisconsin | Minnesota | 27 | Benton | 9 | 50252 | HG3 | Sartell Dam | 0 | 1985 | 9999 | Hydro | [5 empty] | Non-Fossil | G | 2030 | Hydro |  | 0 | 0 | 0 | 0 | 0 | 0 | 0 | 0 | 0 | 0 | 0 | 0 | 0 | 0 | 0 | 0 | 0.58251 | 0.96313 | 1.21 | 2.7557 | 0 | 0 | 0 | 0 | 0 | 0 | 0 | 0 | 0 | 0 | 0 | 0 | 0 | 0 | 0 | 0 | 0 | 0 | 0 | 0 | 0.014227 | 0.00080969 | 0.0013387 | 0.0016819 | 0.0038304 | 0 | 0 | 0 | 0 | 0 | 0.9
50252_G_HG4 | MISO_Minnesota and Western Wisconsin | Minnesota | 27 | Benton | 9 | 50252 | HG4 | Sartell Dam | 0 | 1985 | 9999 | Hydro | [5 empty] | Non-Fossil | G | 2030 | Hydro |  | 0 | 0 | 0 | 0 | 0 | 0 | 0 | 0 | 0 | 0 | 0 | 0 | 0 | 0 | 0 | 0 | 0.58251 | 0.96313 | 1.21 | 2.7557 | 0 | 0 | 0 | 0 | 0 | 0 | 0 | 0 | 0 | 0 | 0 | 0 | 0 | 0 | 0 | 0 | 0 | 0 | 0 | 0 | 0.014227 | 0.00080969 | 0.0013387 | 0.0016819 | 0.0038304 | 0 | 0 | 0 | 0 | 0 | 0.9
50252_G_HG5 | MISO_Minnesota and Western Wisconsin | Minnesota | 27 | Benton | 9 | 50252 | HG5 | Sartell Dam | 0 | 1985 | 9999 | Hydro | [5 empty] | Non-Fossil | G | 2030 | Hydro |  | 0 | 0 | 0 | 0 | 0 | 0 | 0 | 0 | 0 | 0 | 0 | 0 | 0 | 0 | 0 | 0 | 0.58251 | 0.96313 | 1.21 | 2.7557 | 0 | 0 | 0 | 0 | 0 | 0 | 0 | 0 | 0 | 0 | 0 | 0 | 0 | 0 | 0 | 0 | 0 | 0 | 0 | 0 | 0.014227 | 0.00080969 | 0.0013387 | 0.0016819 | 0.0038304 | 0 | 0 | 0 | 0 | 0 | 0.9
50252_G_HG6 | MISO_Minnesota and Western Wisconsin | Minnesota | 27 | Benton | 9 | 50252 | HG6 | Sartell Dam | 0 | 1985 | 9999 | Hydro | [5 empty] | Non-Fossil | G | 2030 | Hydro |  | 0 | 0 | 0 | 0 | 0 | 0 | 0 | 0 | 0 | 0 | 0 | 0 | 0 | 0 | 0 | 0 | 0.51779 | 0.85611 | 1.0756 | 2.4495 | 0 | 0 | 0 | 0 | 0 | 0 | 0 | 0 | 0 | 0 | 0 | 0 | 0 | 0 | 0 | 0 | 0 | 0 | 0 | 0 | 0.012647 | 0.00071973 | 0.00119 | 0.001495 | 0.0034048 | 0 | 0 | 0 | 0 | 0 | 0.8
50252_G_HG7 | MISO_Minnesota and Western Wisconsin | Minnesota | 27 | Benton | 9 | 50252 | HG7 | Sartell Dam | 0 | 1985 | 9999 | Hydro | [5 empty] | Non-Fossil | G | 2030 | Hydro |  | 0 | 0 | 0 | 0 | 0 | 0 | 0 | 0 | 0 | 0 | 0 | 0 | 0 | 0 | 0 | 0 | 0.51779 | 0.85611 | 1.0756 | 2.4495 | 0 | 0 | 0 | 0 | 0 | 0 | 0 | 0 | 0 | 0 | 0 | 0 | 0 | 0 | 0 | 0 | 0 | 0 | 0 | 0 | 0.012647 | 0.00071973 | 0.00119 | 0.001495 | 0.0034048 | 0 | 0 | 0 | 0 | 0 | 0.8
50252_G_HG8 | MISO_Minnesota and Western Wisconsin | Minnesota | 27 | Benton | 9 | 50252 | HG8 | Sartell Dam | 0 | 1985 | 9999 | Hydro | [5 empty] | Non-Fossil | G | 2030 | Hydro |  | 0 | 0 | 0 | 0 | 0 | 0 | 0 | 0 | 0 | 0 | 0 | 0 | 0 | 0 | 0 | 0 | 0.45307 | 0.7491 | 0.94112 | 2.1433 | 0 | 0 | 0 | 0 | 0 | 0 | 0 | 0 | 0 | 0 | 0 | 0 | 0 | 0 | 0 | 0 | 0 | 0 | 0 | 0 | 0.011066 | 0.00062976 | 0.0010412 | 0.0013082 | 0.0029792 | 0 | 0 | 0 | 0 | 0 | 0.7
50252_G_HG9 | MISO_Minnesota and Western Wisconsin | Minnesota | 27 | Benton | 9 | 50252 | HG9 | Sartell Dam | 0 | 1985 | 9999 | Hydro | [5 empty] | Non-Fossil | G | 2030 | Hydro |  | 0 | 0 | 0 | 0 | 0 | 0 | 0 | 0 | 0 | 0 | 0 | 0 | 0 | 0 | 0 | 0 | 0.45307 | 0.7491 | 0.94112 | 2.1433 | 0 | 0 | 0 | 0 | 0 | 0 | 0 | 0 | 0 | 0 | 0 | 0 | 0 | 0 | 0 | 0 | 0 | 0 | 0 | 0 | 0.011066 | 0.00062976 | 0.0010412 | 0.0013082 | 0.0029792 | 0 | 0 | 0 | 0 | 0 | 0.7
50261_G_GEN1 | WECC_Northern Nevada | Nevada | 32 | Churchill | 1 | 50261 | GEN1 | New Lahontan | 0 | 1989 | 9999 | Hydro | [5 empty] | Non-Fossil | G | 2030 | Hydro |  | 0 | 0 | 0 | 0 | 0 | 0 | 0 | 0 | 0 | 0 | 0 | 0 | 0 | 0 | 0 | 0 | 3.4838 | 5.8591 | 8.3478 | 17.6907 | 0 | 0 | 0 | 0 | 0 | 0 | 0 | 0 | 0 | 0 | 0 | 0 | 0 | 0 | 0 | 0 | 0 | 0 | 0 | 0 | 0.060071 | 0.0048425 | 0.0081442 | 0.011603 | 0.02459 | 0 | 0 | 0 | 0 | 0 | 3.8
50267_G_RED1 | WECC_Colorado | Colorado | 8 | Mesa | 77 | 50267 | RED1 | Redlands Water & Power | 0 | 1931 | 9999 | Hydro | [5 empty] | Non-Fossil | G | 2030 | Hydro |  | 0 | 0 | 0 | 0 | 0 | 0 | 0 | 0 | 0 | 0 | 0 | 0 | 0 | 0 | 0 | 0 | 0.78429 | 0.84583 | 1.4908 | 3.1209 | 0 | 0 | 0 | 0 | 0 | 0 | 0 | 0 | 0 | 0 | 0 | 0 | 0 | 0 | 0 | 0 | 0 | 0 | 0 | 0 | 0.022132 | 0.0010902 | 0.0011757 | 0.0020722 | 0.0043381 | 0 | 0 | 0 | 0 | 0 | 1.4
50268_G_HY1 | NY_Zone C&E | New York | 36 | St Lawrence | 89 | 50268 | HY1 | Hewittville Hydroelectric | 0 | 1984 | 9999 | Hydro | [5 empty] | Non-Fossil | G | 2030 | Hydro |  | 0 | 0 | 0 | 0 | 0 | 0 | 0 | 0 | 0 | 0 | 0 | 0 | 0 | 0 | 0 | 0 | 2.6618 | 3.6027 | 4.4543 | 10.7188 | 0 | 0 | 0 | 0 | 0 | 0 | 0 | 0 | 0 | 0 | 0 | 0 | 0 | 0 | 0 | 0 | 0 | 0 | 0 | 0 | 0.034778 | 0.0036999 | 0.0050077 | 0.0061915 | 0.014899 | 0 | 0 | 0 | 0 | 0 | 2.2
50269_G_HY1 | NY_Zone C&E | New York | 36 | St Lawrence | 89 | 50269 | HY1 | Unionville Hydro Project 2499 NY | 0 | 1984 | 9999 | Hydro | [5 empty] | Non-Fossil | G | 2030 | Hydro |  | 0 | 0 | 0 | 0 | 0 | 0 | 0 | 0 | 0 | 0 | 0 | 0 | 0 | 0 | 0 | 0 | 2.6618 | 3.6027 | 4.4543 | 10.7188 | 0 | 0 | 0 | 0 | 0 | 0 | 0 | 0 | 0 | 0 | 0 | 0 | 0 | 0 | 0 | 0 | 0 | 0 | 0 | 0 | 0.034778 | 0.0036999 | 0.0050077 | 0.0061915 | 0.014899 | 0 | 0 | 0 | 0 | 0 | 2.2
50273_G_DLV1 | ISONE_MA, VT, NH, RI (Rest of ISO New England) | Massachusetts | 25 | Hampden | 13 | 50273 | DLV1 | Pioneer Valley Resource Recovery | 28471 | 1988 | 9999 | Municipal Solid Waste | [5 empty] | Non-Fossil | G | 2030 | MSW |  | 0.37885 | 0.54065 | 0.68329 | 1.6028 | 0 | 0 | 0 | 0 | 0 | 0 | 0 | 0 | 0 | 0 | 0 | 0 | 13.3066 | 18.9893 | 23.9997 | 56.2956 | 17.4083 | 24.8426 | 31.3974 | 73.6483 | 0.0010888 | 0.0015538 | 0.0019638 | 0.0046064 | 0.038188 | 0.054497 | 0.068876 | 0.16156 | 0.066299 | 0.094613 | 0.11958 | 0.28049 | 0 | 0 | 0 | 0 | 1.9442 | 0.092308 | 0.13173 | 0.16649 | 0.39052 | 0 | 0 | 0 | 0 | 0 | 7.5
50276_G_EXIS | WECC_Southern California Edison | California | 6 | Riverside | 65 | 50276 | EXIS | Wintec Energy Ltd | 0 | 1986 | 9999 | Onshore Wind | [5 empty] | Non-Fossil | G | 2030 | Wind |  | 0 | 0 | 0 | 0 | 0 | 0 | 0 | 0 | 0 | 0 | 0 | 0 | 0 | 0 | 0 | 0 | 1.983 | 4.0867 | 7.3317 | 13.4013 | 0 | 0 | 0 | 0 | 0 | 0 | 0 | 0 | 0 | 0 | 0 | 0 | 0 | 0 | 0 | 0 | 0 | 0 | 0 | 0 | 0.25116 | 0 | 0 | 0 | 0 | 0 | 0 | 0 | 0 | 0 | 5.9
50278_G_GEN1 | ISONE_Maine | Maine | 23 | Androscoggin | 1 | 50278 | GEN1 | Worumbo Hydro Station | 0 | 1989 | 9999 | Hydro | [5 empty] | Non-Fossil | G | 2030 | Hydro |  | 0 | 0 | 0 | 0 | 0 | 0 | 0 | 0 | 0 | 0 | 0 | 0 | 0 | 0 | 0 | 0 | 7.1746 | 9.3741 | 10.5493 | 27.098 | 0 | 0 | 0 | 0 | 0 | 0 | 0 | 0 | 0 | 0 | 0 | 0 | 0 | 0 | 0 | 0 | 0 | 0 | 0 | 0 | 0.072718 | 0.0099727 | 0.01303 | 0.014663 | 0.037666 | 0 | 0 | 0 | 0 | 0 | 4.6
50278_G_GEN2 | ISONE_Maine | Maine | 23 | Androscoggin | 1 | 50278 | GEN2 | Worumbo Hydro Station | 0 | 1989 | 9999 | Hydro | [5 empty] | Non-Fossil | G | 2030 | Hydro |  | 0 | 0 | 0 | 0 | 0 | 0 | 0 | 0 | 0 | 0 | 0 | 0 | 0 | 0 | 0 | 0 | 7.1746 | 9.3741 | 10.5493 | 27.098 | 0 | 0 | 0 | 0 | 0 | 0 | 0 | 0 | 0 | 0 | 0 | 0 | 0 | 0 | 0 | 0 | 0 | 0 | 0 | 0 | 0.072718 | 0.0099727 | 0.01303 | 0.014663 | 0.037666 | 0 | 0 | 0 | 0 | 0 | 4.6
50279_B_MAIN | PJM_Western MAAC | Pennsylvania | 42 | Lackawanna | 69 | 50279 | MAIN | Archbald Power Station | 14429 | 1998 | 9999 | Landfill Gas |  |  |  | FR + OFA |  | Non-Fossil | B | 2030 | LF Gas |  | 0.40174 | 0.51407 | 0.69039 | 1.6062 | 0 | 0 | 0 | 0 | 0 | 0 | 0 | 0 | 0 | 0 | 0 | 0 | 27.8424 | 35.6274 | 47.8474 | 111.3172 | 23.1518 | 29.6253 | 39.7865 | 92.5635 | 0 | 0 | 0 | 0 | 0.0090753 | 0.011613 | 0.015596 | 0.036284 | 0 | 0 | 0 | 0 | 0 | 0 | 0 | 0 | 5.4384 | 0.19314 | 0.24715 | 0.33192 | 0.77221 | 0 | 0 | 0 | 0 | 0 | 20
50279_G_Gen2 | PJM_Western MAAC | Pennsylvania | 42 | Lackawanna | 69 | 50279 | Gen2 | Archbald Power Station | 11461 | 2001 | 9999 | Combustion Turbine |  |  |  | H2O |  | Fossil | G | 2030 | NaturalGas |  | 0.053934 | 0.011907 | 0.12375 | 0.18959 | 0 | 0 | 0 | 0 | 0 | 0 | 0 | 0 | 0 | 0 | 0 | 0 | 4.7059 | 1.0389 | 10.7973 | 16.5421 | 3.1573 | 0.69704 | 7.2442 | 11.0985 | 3.7754e-09 | 8.3349e-10 | 8.6624e-09 | 1.3271e-08 | 0.0022612 | 0.0004992 | 0.0051881 | 0.0079485 | 0 | 0 | 0 | 0 | 0 | 0 | 0 | 0 | 0.86199 | 0.022212 | 0.0049037 | 0.050963 | 0.078079 | 0.12459 | 0.022731 | 0.19988 | 0.3472 | 0 | 43.7
50279_G_GEN5 | PJM_Western MAAC | Pennsylvania | 42 | Lackawanna | 69 | 50279 | GEN5 | Archbald Power Station | 13500 | 2010 | 9999 | Landfill Gas | [5 empty] | Non-Fossil | G | 2030 | LF Gas |  | 0.074149 | 0.094882 | 0.12743 | 0.29646 | 0 | 0 | 0 | 0 | 0 | 0 | 0 | 0 | 0 | 0 | 0 | 0 | 5.5685 | 7.1255 | 9.5695 | 22.2634 | 4.2731 | 5.468 | 7.3434 | 17.0846 | 0 | 0 | 0 | 0 | 0.00041635 | 0.00053276 | 0.0007155 | 0.0016646 | 0 | 0 | 0 | 0 | 0 | 0 | 0 | 0 | 1.0877 | 0.038629 | 0.049429 | 0.066383 | 0.15444 | 0 | 0 | 0 | 0 | 0 | 4
50279_G_GEN6 | PJM_Western MAAC | Pennsylvania | 42 | Lackawanna | 69 | 50279 | GEN6 | Archbald Power Station | 13500 | 2010 | 9999 | Landfill Gas | [5 empty] | Non-Fossil | G | 2030 | LF Gas |  | 0.074149 | 0.094882 | 0.12743 | 0.29646 | 0 | 0 | 0 | 0 | 0 | 0 | 0 | 0 | 0 | 0 | 0 | 0 | 5.5685 | 7.1255 | 9.5695 | 22.2634 | 4.2731 | 5.468 | 7.3434 | 17.0846 | 0 | 0 | 0 | 0 | 0.00055909 | 0.00071541 | 0.00096079 | 0.0022353 | 0 | 0 | 0 | 0 | 0 | 0 | 0 | 0 | 1.0877 | 0.038629 | 0.049429 | 0.066383 | 0.15444 | 0 | 0 | 0 | 0 | 0 | 4
50280_G_GEN1 | NY_Zone F (Capital) | New York | 36 | Washington | 115 | 50280 | GEN1 | Dahowa Hydro | 0 | 1987 | 9999 | Hydro | [5 empty] | Non-Fossil | G | 2030 | Hydro |  | 0 | 0 | 0 | 0 | 0 | 0 | 0 | 0 | 0 | 0 | 0 | 0 | 0 | 0 | 0 | 0 | 1.8707 | 2.5287 | 3.1039 | 7.5033 | 0 | 0 | 0 | 0 | 0 | 0 | 0 | 0 | 0 | 0 | 0 | 0 | 0 | 0 | 0 | 0 | 0 | 0 | 0 | 0 | 0.023712 | 0.0026003 | 0.0035149 | 0.0043144 | 0.01043 | 0 | 0 | 0 | 0 | 0 | 1.5
50281_G_WGEN | WECC_Southern California Edison | California | 6 | Riverside | 65 | 50281 | WGEN | San Gorgonio Farms Wind Farm | 0 | 1983 | 9999 | Onshore Wind | [5 empty] | Non-Fossil | G | 2030 | Wind |  | 0 | 0 | 0 | 0 | 0 | 0 | 0 | 0 | 0 | 0 | 0 | 0 | 0 | 0 | 0 | 0 | 10.4189 | 21.4726 | 38.5222 | 70.4138 | 0 | 0 | 0 | 0 | 0 | 0 | 0 | 0 | 0 | 0 | 0 | 0 | 0 | 0 | 0 | 0 | 0 | 0 | 0 | 0 | 1.3197 | 0 | 0 | 0 | 0 | 0 | 0 | 0 | 0 | 0 | 31
50285_G_0001 | ISONE_MA, VT, NH, RI (Rest of ISO New England) | New Hampshire | 33 | Sullivan | 19 | 50285 | 0001 | Lower Village Water Power Project | 0 | 1995 | 9999 | Hydro | [5 empty] | Non-Fossil | G | 2030 | Hydro |  | 0 | 0 | 0 | 0 | 0 | 0 | 0 | 0 | 0 | 0 | 0 | 0 | 0 | 0 | 0 | 0 | 0.3367 | 0.54379 | 0.52523 | 1.4057 | 0 | 0 | 0 | 0 | 0 | 0 | 0 | 0 | 0 | 0 | 0 | 0 | 0 | 0 | 0 | 0 | 0 | 0 | 0 | 0 | 0.0094849 | 0.00046801 | 0.00075587 | 0.00073007 | 0.0019539 | 0 | 0 | 0 | 0 | 0 | 0.6
50285_G_0002 | ISONE_MA, VT, NH, RI (Rest of ISO New England) | New Hampshire | 33 | Sullivan | 19 | 50285 | 0002 | Lower Village Water Power Project | 0 | 1995 | 9999 | Hydro | [5 empty] | Non-Fossil | G | 2030 | Hydro |  | 0 | 0 | 0 | 0 | 0 | 0 | 0 | 0 | 0 | 0 | 0 | 0 | 0 | 0 | 0 | 0 | 0.3367 | 0.54379 | 0.52523 | 1.4057 | 0 | 0 | 0 | 0 | 0 | 0 | 0 | 0 | 0 | 0 | 0 | 0 | 0 | 0 | 0 | 0 | 0 | 0 | 0 | 0 | 0.0094849 | 0.00046801 | 0.00075587 | 0.00073007 | 0.0019539 | 0 | 0 | 0 | 0 | 0 | 0.6
50290_B_1 | ISONE_MA, VT, NH, RI (Rest of ISO New England) | Massachusetts | 25 | Plymouth | 23 | 50290 | 1 | SEMASS Resource Recovery | 18661 | 1988 | 9999 | Municipal Solid Waste |  |  | ESPC + Baghouse + Dry Scrubber + SNCR + Mercury Control | NH3 + OFA | Dry Scrubber | Non-Fossil | B | 2030 | MSW |  | 0.89393 | 1.2757 | 1.6123 | 3.7819 | 0 | 0 | 0 | 0 | 0 | 0 | 0 | 0 | 0 | 0 | 0 | 0 | 47.9038 | 68.3616 | 86.3988 | 202.6642 | 41.0762 | 58.6182 | 74.0846 | 173.7791 | 0.0025692 | 0.0036663 | 0.0046337 | 0.010869 | 0.14839 | 0.21176 | 0.26763 | 0.62778 | 0.00015644 | 0.00022325 | 0.00028215 | 0.00066184 | 0 | 0 | 0 | 0 | 6.9993 | 0.33231 | 0.47422 | 0.59935 | 1.4059 | 0 | 0 | 0 | 0 | 0 | 27 | Scrubber / SNCR / Mercury Control | Dry Scrubber
50290_B_2 | ISONE_MA, VT, NH, RI (Rest of ISO New England) | Massachusetts | 25 | Plymouth | 23 | 50290 | 2 | SEMASS Resource Recovery | 18661 | 1988 | 9999 | Municipal Solid Waste |  |  | ESPC + Baghouse + Dry Scrubber + SNCR + Mercury Control | NH3 + OFA | Dry Scrubber | Non-Fossil | B | 2030 | MSW |  | 0.89393 | 1.2757 | 1.6123 | 3.7819 | 0 | 0 | 0 | 0 | 0 | 0 | 0 | 0 | 0 | 0 | 0 | 0 | 47.9038 | 68.3616 | 86.3988 | 202.6642 | 41.0762 | 58.6182 | 74.0846 | 173.7791 | 0.0025692 | 0.0036663 | 0.0046337 | 0.010869 | 0.13708 | 0.19562 | 0.24724 | 0.57994 | 0.00015644 | 0.00022325 | 0.00028215 | 0.00066184 | 0 | 0 | 0 | 0 | 6.9993 | 0.33231 | 0.47422 | 0.59935 | 1.4059 | 0 | 0 | 0 | 0 | 0 | 27 | Scrubber / SNCR / Mercury Control | Dry Scrubber
50290_B_3 | ISONE_MA, VT, NH, RI (Rest of ISO New England) | Massachusetts | 25 | Plymouth | 23 | 50290 | 3 | SEMASS Resource Recovery | 18661 | 1993 | 9999 | Municipal Solid Waste |  |  | Baghouse + Dry Scrubber + SNCR + Mercury Control | NH3 + OFA | Dry Scrubber | Non-Fossil | B | 2030 | MSW |  | 0.89393 | 1.2757 | 1.6123 | 3.7819 | 0 | 0 | 0 | 0 | 0 | 0 | 0 | 0 | 0 | 0 | 0 | 0 | 47.9038 | 68.3616 | 86.3988 | 202.6642 | 41.0762 | 58.6182 | 74.0846 | 173.7791 | 0.0025692 | 0.0036663 | 0.0046337 | 0.010869 | 0.093729 | 0.13376 | 0.16905 | 0.39653 | 0.00015644 | 0.00022325 | 0.00028215 | 0.00066184 | 0 | 0 | 0 | 0 | 6.9993 | 0.33231 | 0.47422 | 0.59935 | 1.4059 | 0 | 0 | 0 | 0 | 0 | 27 | Scrubber / SNCR / Mercury Control | Dry Scrubber
50292_G_GEN1 | NY_Zone K (LI) | New York | 36 | Nassau | 59 | 50292 | GEN1 | Bethpage Power Plant | 8914 | 1989 | 9999 | Combined Cycle |  |  |  | STM |  | Fossil | G | 2030 | NaturalGas |  | 0 | 0.016752 | 0.31277 | 0.32952 | 0 | 0 | 0 | 0 | 0 | 0 | 0 | 0 | 0 | 0 | 0 | 0 | 0 | 1.8793 | 35.0877 | 36.967 | 0 | 0.98068 | 18.3096 | 19.2903 | 0 | 1.1727e-09 | 2.1894e-08 | 2.3067e-08 | 0 | 0.0010126 | 0.018906 | 0.019919 | 0 | 0 | 0 | 0 | 0 | 0 | 0 | 0 | 0.877 | 0 | 0.0074627 | 0.089966 | 0.097429 | 0 | 0.0478 | 0.65346 | 0.70126 | 0 | 22.2
50292_G_GEN2 | NY_Zone K (LI) | New York | 36 | Nassau | 59 | 50292 | GEN2 | Bethpage Power Plant | 8914 | 1989 | 9999 | Combined Cycle |  |  |  | STM |  | Fossil | G | 2030 | NaturalGas |  | 0 | 0.016752 | 0.31277 | 0.32952 | 0 | 0 | 0 | 0 | 0 | 0 | 0 | 0 | 0 | 0 | 0 | 0 | 0 | 1.8793 | 35.0877 | 36.967 | 0 | 0.98068 | 18.3096 | 19.2903 | 0 | 1.1727e-09 | 2.1894e-08 | 2.3067e-08 | 0 | 0.0010126 | 0.018906 | 0.019919 | 0 | 0 | 0 | 0 | 0 | 0 | 0 | 0 | 0.877 | 0 | 0.0074627 | 0.089966 | 0.097429 | 0 | 0.0478 | 0.65346 | 0.70126 | 0 | 22.2
50292_G_GEN3 | NY_Zone K (LI) | New York | 36 | Nassau | 59 | 50292 | GEN3 | Bethpage Power Plant | 8914 | 1989 | 9999 | Combined Cycle |  |  |  | STM |  | Fossil | G | 2030 | NaturalGas |  | 0 | 0.0079989 | 0.14934 | 0.15734 | 0 | 0 | 0 | 0 | 0 | 0 | 0 | 0 | 0 | 0 | 0 | 0 | 0 | 0.89734 | 16.7536 | 17.6509 | 0 | 0.46825 | 8.7424 | 9.2107 | 0 | 5.5992e-10 | 1.0454e-08 | 1.1014e-08 | 0 | 0.00048351 | 0.0090273 | 0.0095108 | 0 | 0 | 0 | 0 | 0 | 0 | 0 | 0 | 0.41875 | 0 | 0.0035633 | 0.042957 | 0.04652 | 0 | 0.022824 | 0.31201 | 0.33484 | 0 | 10.6
50292_G_GEN4 | NY_Zone K (LI) | New York | 36 | Nassau | 59 | 50292 | GEN4 | Bethpage Power Plant | 12283 | 1989 | 9999 | Combustion Turbine | [5 empty] | Fossil | G | 2030 | Oil |  | 0 | 0 | 0 | 0 | 0 | 0 | 0 | 0 | 0 | 0 | 0 | 0 | 0 | 0 | 0 | 0 | 0 | 0 | 0 | 0 | 0 | 0 | 0 | 0 | 0 | 0 | 0 | 0 | 0 | 0 | 0 | 0 | 0 | 0 | 0 | 0 | 0 | 0 | 0 | 0 | 0.018897 | 0 | 0 | 0 | 0 | 0 | 0 | 0 | 0 | 0 | 0.4
50292_G_GEN5 | NY_Zone K (LI) | New York | 36 | Nassau | 59 | 50292 | GEN5 | Bethpage Power Plant | 11059 | 2002 | 9999 | Combustion Turbine |  |  | SCR | H2O |  | Fossil | G | 2030 | NaturalGas |  | 0 | 0 | 0.11009 | 0.11009 | 0 | 0 | 0 | 0 | 0 | 0 | 0 | 0 | 0 | 0 | 0 | 0 | 0 | 0 | 9.9551 | 9.9551 | 0 | 0 | 6.4449 | 6.4449 | 0 | 0 | 7.7066e-09 | 7.7066e-09 | 0 | 0 | 0.00039359 | 0.00039359 | 0 | 0 | 0 | 0 | 0 | 0 | 0 | 0 | 1.0267 | 0 | 0 | 0.051468 | 0.051468 | 0 | 0 | 0.23002 | 0.23002 | 0 | 47 | SCR
50292_G_GEN6 | NY_Zone K (LI) | New York | 36 | Nassau | 59 | 50292 | GEN6 | Bethpage Power Plant | 8914 | 2005 | 9999 | Combined Cycle |  |  | SCR | H2O |  | Fossil | G | 2030 | NaturalGas |  | 0 | 0.036976 | 0.69035 | 0.72733 | 0 | 0 | 0 | 0 | 0 | 0 | 0 | 0 | 0 | 0 | 0 | 0 | 0 | 4.1481 | 77.4458 | 81.5938 | 0 | 2.1646 | 40.4132 | 42.5777 | 0 | 2.5883e-09 | 4.8325e-08 | 5.0913e-08 | 0 | 0.00012015 | 0.0022433 | 0.0023634 | 0 | 0 | 0 | 0 | 0 | 0 | 0 | 0 | 1.5478 | 0 | 0.017091 | 0.21013 | 0.22722 | 0 | 0.10551 | 1.4423 | 1.5478 | 0 | 49 | SCR
50292_G_GEN7 | NY_Zone K (LI) | New York | 36 | Nassau | 59 | 50292 | GEN7 | Bethpage Power Plant | 8914 | 2005 | 9999 | Combined Cycle |  |  | SCR | H2O |  | Fossil | G | 2030 | NaturalGas |  | 0 | 0.024902 | 0.46493 | 0.48983 | 0 | 0 | 0 | 0 | 0 | 0 | 0 | 0 | 0 | 0 | 0 | 0 | 0 | 2.7936 | 52.1573 | 54.9509 | 0 | 1.4578 | 27.217 | 28.6748 | 0 | 1.7432e-09 | 3.2545e-08 | 3.4288e-08 | 0 | 8.0918e-05 | 0.0015108 | 0.0015917 | 0 | 0 | 0 | 0 | 0 | 0 | 0 | 0 | 1.0424 | 0 | 0.01151 | 0.14151 | 0.15302 | 0 | 0.071055 | 0.97137 | 1.0424 | 0 | 33 | SCR
50293_B_BLR100 | WECC_Northern California (not including BANC) | California | 6 | Colusa | 11 | 50293 | BLR100 | Wadham Energy LP | 13768 | 1989 | 9999 | Biomass |  |  | Baghouse | BF + LA + OFA |  | Non-Fossil | B | 2030 |  | Biomass Retirement | 0 | 0 | 0 | 0 | 0 | 0 | 0 | 0 | 0 | 0 | 0 | 0 | 0 | 0 | 0 | 0 | 0 | 0 | 0 | 0 | 0 | 0 | 0 | 0 | 0 | 0 | 0 | 0 | 0 | 0 | 0 | 0 | 0 | 0 | 0 | 0 | 0 | 0 | 0 | 0 | 0 | 0 | 0 | 0 | 0 | 0 | 0 | 0 | 0 | 0 | 26
50299_G_GEN1 | WECC_Northern California (not including BANC) | California | 6 | San Joaquin | 77 | 50299 | GEN1 | AltaGas Ripon Energy Inc. | 10745 | 1988 | 9999 | Combustion Turbine | [5 empty] | Fossil | G | 2030 | NaturalGas |  | 0 | 0 | 0 | 0 | 0 | 0 | 0 | 0 | 0 | 0 | 0 | 0 | 0 | 0 | 0 | 0 | 0 | 0 | 0 | 0 | 0 | 0 | 0 | 0 | 0 | 0 | 0 | 0 | 0 | 0 | 0 | 0 | 0 | 0 | 0 | 0 | 0 | 0 | 0 | 0 | 2.0569 | 0 | 0 | 0 | 0 | 0 | 0 | 0 | 0 | 0 | 46.1
50300_G_BESS1 | WECC_Southern California Edison | California | 6 | Los Angeles | 37 | 50300 | BESS1 | AltaGas Pomona Energy Inc. | 0 | 2016 | 9999 | Energy Storage | [5 empty] | Non-Fossil | G | 2030 | EnerStor |  | 0 | 0 | 0 | 0 | 0 | 0 | 0 | 0 | 0 | 0 | 0 | 0 | 0 | 0 | 0 | 0 | 0 | 8.2708 | 10.3724 | 18.6432 | 0 | 0 | 0 | 0 | 0 | 0 | 0 | 0 | 0 | 0 | 0 | 0 | 0 | 0 | 0 | 0 | 0 | 0 | 0 | 0 | 0.73553 | 0 | 0.065092 | 0.081632 | 0.14672 | 0 | 0 | 0 | 0 | 0 | 20
50307_B_B1 | SPP West (Oklahoma, Arkansas, Louisiana) | Oklahoma | 40 | Cleveland | 27 | 50307 | B1 | University of Oklahoma | 8300 | 1964 | 9999 | O/G Steam | [5 empty] | Fossil | B | 2030 | NaturalGas |  | 0.03736 | 0.01672 | 0.085595 | 0.13968 | 0 | 0 | 0 | 0 | 0 | 0 | 0 | 0 | 0 | 0 | 0 | 0 | 4.5012 | 2.0145 | 10.3126 | 16.8284 | 3.9324 | 1.7599 | 9.0093 | 14.7016 | 4.7022e-09 | 2.1044e-09 | 1.0773e-08 | 1.758e-08 | 0.0078909 | 0.0035315 | 0.018079 | 0.029501 | 0 | 0 | 0 | 0 | 0 | 0 | 0 | 0 | 0.34671 | 0.0039591 | 0.0017719 | 0.0090706 | 0.014802 | 0.09709 | 0.037965 | 0.17768 | 0.31273 | 0 | 7.5
50307_B_B2 | SPP West (Oklahoma, Arkansas, Louisiana) | Oklahoma | 40 | Cleveland | 27 | 50307 | B2 | University of Oklahoma | 8300 | 1964 | 9999 | O/G Steam | [5 empty] | Fossil | B | 2030 | NaturalGas |  | 0.012453 | 0.0055735 | 0.028532 | 0.046558 | 0 | 0 | 0 | 0 | 0 | 0 | 0 | 0 | 0 | 0 | 0 | 0 | 1.5004 | 0.6715 | 3.4375 | 5.6095 | 1.3108 | 0.58664 | 3.0031 | 4.9005 | 1.5674e-09 | 7.0148e-10 | 3.591e-09 | 5.8599e-09 | 0.0026303 | 0.0011772 | 0.0060262 | 0.0098337 | 0 | 0 | 0 | 0 | 0 | 0 | 0 | 0 | 0.11557 | 0.0013197 | 0.00059063 | 0.0030235 | 0.0049339 | 0.032363 | 0.012655 | 0.059225 | 0.10424 | 0 | 2.5
50307_B_B3 | SPP West (Oklahoma, Arkansas, Louisiana) | Oklahoma | 40 | Cleveland | 27 | 50307 | B3 | University of Oklahoma | 8300 | 1964 | 9999 | O/G Steam | [5 empty] | Fossil | B | 2030 | NaturalGas |  | 0.012453 | 0.0055735 | 0.028532 | 0.046558 | 0 | 0 | 0 | 0 | 0 | 0 | 0 | 0 | 0 | 0 | 0 | 0 | 1.5004 | 0.6715 | 3.4375 | 5.6095 | 1.3108 | 0.58664 | 3.0031 | 4.9005 | 1.5674e-09 | 7.0148e-10 | 3.591e-09 | 5.8599e-09 | 0.0026303 | 0.0011772 | 0.0060262 | 0.0098337 | 0 | 0 | 0 | 0 | 0 | 0 | 0 | 0 | 0.11557 | 0.0013197 | 0.00059063 | 0.0030235 | 0.0049339 | 0.032363 | 0.012655 | 0.059225 | 0.10424 | 0 | 2.5
50307_B_B4 | SPP West (Oklahoma, Arkansas, Louisiana) | Oklahoma | 40 | Cleveland | 27 | 50307 | B4 | University of Oklahoma | 8300 | 2001 | 9999 | O/G Steam | [5 empty] | Fossil | B | 2030 | NaturalGas |  | 0.02142 | 0.0095863 | 0.049074 | 0.080081 | 0 | 0 | 0 | 0 | 0 | 0 | 0 | 0 | 0 | 0 | 0 | 0 | 2.5807 | 1.155 | 5.9126 | 9.6483 | 2.2546 | 1.009 | 5.1653 | 8.4289 | 2.6959e-09 | 1.2065e-09 | 6.1765e-09 | 1.0079e-08 | 0.0044411 | 0.0019876 | 0.010175 | 0.016604 | 0 | 0 | 0 | 0 | 0 | 0 | 0 | 0 | 0.19878 | 0.0022699 | 0.0010159 | 0.0052005 | 0.0084862 | 0.055665 | 0.021766 | 0.10187 | 0.1793 | 0 | 4.3
50307_G_GEN5 | SPP West (Oklahoma, Arkansas, Louisiana) | Oklahoma | 40 | Cleveland | 27 | 50307 | GEN5 | University of Oklahoma | 8700 | 2001 | 9999 | Combustion Turbine | [5 empty] | Fossil | G | 2030 | Oil |  | 0 | 0 | 0 | 0 | 0 | 0 | 0 | 0 | 0 | 0 | 0 | 0 | 0 | 0 | 0 | 0 | 0 | 0 | 0 | 0 | 0 | 0 | 0 | 0 | 0 | 0 | 0 | 0 | 0 | 0 | 0 | 0 | 0 | 0 | 0 | 0 | 0 | 0 | 0 | 0 | 0.035505 | 0 | 0 | 0 | 0 | 0 | 0 | 0 | 0 | 0 | 1.8
50311_G_GEN1 | PJM_EMAAC | New Jersey | 34 | Passaic | 31 | 50311 | GEN1 | Passaic Valley Water Commission | 0 | 1935 | 9999 | Hydro | [5 empty] | Non-Fossil | G | 2030 | Hydro |  | 0 | 0 | 0 | 0 | 0 | 0 | 0 | 0 | 0 | 0 | 0 | 0 | 0 | 0 | 0 | 0 | 0.23468 | 0.37752 | 0.38305 | 0.99526 | 0 | 0 | 0 | 0 | 0 | 0 | 0 | 0 | 0 | 0 | 0 | 0 | 0 | 0 | 0 | 0 | 0 | 0 | 0 | 0 | 0.0094849 | 0.00032621 | 0.00052475 | 0.00053244 | 0.0013834 | 0 | 0 | 0 | 0 | 0 | 0.6
50311_G_GEN2 | PJM_EMAAC | New Jersey | 34 | Passaic | 31 | 50311 | GEN2 | Passaic Valley Water Commission | 0 | 1935 | 9999 | Hydro | [5 empty] | Non-Fossil | G | 2030 | Hydro |  | 0 | 0 | 0 | 0 | 0 | 0 | 0 | 0 | 0 | 0 | 0 | 0 | 0 | 0 | 0 | 0 | 0.23468 | 0.37752 | 0.38305 | 0.99526 | 0 | 0 | 0 | 0 | 0 | 0 | 0 | 0 | 0 | 0 | 0 | 0 | 0 | 0 | 0 | 0 | 0 | 0 | 0 | 0 | 0.0094849 | 0.00032621 | 0.00052475 | 0.00053244 | 0.0013834 | 0 | 0 | 0 | 0 | 0 | 0.6
50311_G_GEN3 | PJM_EMAAC | New Jersey | 34 | Passaic | 31 | 50311 | GEN3 | Passaic Valley Water Commission | 0 | 1935 | 9999 | Hydro | [5 empty] | Non-Fossil | G | 2030 | Hydro |  | 0 | 0 | 0 | 0 | 0 | 0 | 0 | 0 | 0 | 0 | 0 | 0 | 0 | 0 | 0 | 0 | 0.23468 | 0.37752 | 0.38305 | 0.99526 | 0 | 0 | 0 | 0 | 0 | 0 | 0 | 0 | 0 | 0 | 0 | 0 | 0 | 0 | 0 | 0 | 0 | 0 | 0 | 0 | 0.0094849 | 0.00032621 | 0.00052475 | 0.00053244 | 0.0013834 | 0 | 0 | 0 | 0 | 0 | 0.6
50311_G_GEN4 | PJM_EMAAC | New Jersey | 34 | Passaic | 31 | 50311 | GEN4 | Passaic Valley Water Commission | 0 | 1935 | 9999 | Hydro | [5 empty] | Non-Fossil | G | 2030 | Hydro |  | 0 | 0 | 0 | 0 | 0 | 0 | 0 | 0 | 0 | 0 | 0 | 0 | 0 | 0 | 0 | 0 | 0.23468 | 0.37752 | 0.38305 | 0.99526 | 0 | 0 | 0 | 0 | 0 | 0 | 0 | 0 | 0 | 0 | 0 | 0 | 0 | 0 | 0 | 0 | 0 | 0 | 0 | 0 | 0.0094849 | 0.00032621 | 0.00052475 | 0.00053244 | 0.0013834 | 0 | 0 | 0 | 0 | 0 | 0.6
50312_G_1 | ISONE_MA, VT, NH, RI (Rest of ISO New England) | New Hampshire | 33 | Merrimack | 13 | 50312 | 1 | Pembroke Hydro | 0 | 1985 | 9999 | Hydro | [5 empty] | Non-Fossil | G | 2030 | Hydro |  | 0 | 0 | 0 | 0 | 0 | 0 | 0 | 0 | 0 | 0 | 0 | 0 | 0 | 0 | 0 | 0 | 0.3367 | 0.54379 | 0.52523 | 1.4057 | 0 | 0 | 0 | 0 | 0 | 0 | 0 | 0 | 0 | 0 | 0 | 0 | 0 | 0 | 0 | 0 | 0 | 0 | 0 | 0 | 0.0094849 | 0.00046801 | 0.00075587 | 0.00073007 | 0.0019539 | 0 | 0 | 0 | 0 | 0 | 0.6
50315_G_1100 | NY_Zone D (North) | New York | 36 | Franklin | 33 | 50315 | 1100 | Chasm Hydro Partnership | 0 | 1982 | 9999 | Hydro | [5 empty] | Non-Fossil | G | 2030 | Hydro |  | 0 | 0 | 0 | 0 | 0 | 0 | 0 | 0 | 0 | 0 | 0 | 0 | 0 | 0 | 0 | 0 | 0.94079 | 1.0586 | 1.3276 | 3.327 | 0 | 0 | 0 | 0 | 0 | 0 | 0 | 0 | 0 | 0 | 0 | 0 | 0 | 0 | 0 | 0 | 0 | 0 | 0 | 0 | 0.0079041 | 0.0013077 | 0.0014715 | 0.0018454 | 0.0046246 | 0 | 0 | 0 | 0 | 0 | 0.5
50315_G_2600 | NY_Zone D (North) | New York | 36 | Franklin | 33 | 50315 | 2600 | Chasm Hydro Partnership | 0 | 1984 | 9999 | Hydro | [5 empty] | Non-Fossil | G | 2030 | Hydro |  | 0 | 0 | 0 | 0 | 0 | 0 | 0 | 0 | 0 | 0 | 0 | 0 | 0 | 0 | 0 | 0 | 0.94079 | 1.0586 | 1.3276 | 3.327 | 0 | 0 | 0 | 0 | 0 | 0 | 0 | 0 | 0 | 0 | 0 | 0 | 0 | 0 | 0 | 0 | 0 | 0 | 0 | 0 | 0.0079041 | 0.0013077 | 0.0014715 | 0.0018454 | 0.0046246 | 0 | 0 | 0 | 0 | 0 | 0.5
50322_G_GEN1 | WECC_Northern California (not including BANC) | California | 6 | Madera | 39 | 50322 | GEN1 | Site 980 65 | 0 | 1985 | 9999 | Hydro | [5 empty] | Non-Fossil | G | 2030 | Hydro |  | 0 | 0 | 0 | 0 | 0 | 0 | 0 | 0 | 0 | 0 | 0 | 0 | 0 | 0 | 0 | 0 | 1.0584 | 1.6475 | 3.231 | 5.9369 | 0 | 0 | 0 | 0 | 0 | 0 | 0 | 0 | 0 | 0 | 0 | 0 | 0 | 0 | 0 | 0 | 0 | 0 | 0 | 0 | 0.033197 | 0.0014712 | 0.00229 | 0.004491 | 0.0082522 | 0 | 0 | 0 | 0 | 0 | 2.1
50323_G_1 | WECC_Idaho | Idaho | 16 | Jerome | 53 | 50323 | 1 | Marco Ranch | 0 | 1985 | 9999 | Hydro | [5 empty] | Non-Fossil | G | 2030 | Hydro |  | 0 | 0 | 0 | 0 | 0 | 0 | 0 | 0 | 0 | 0 | 0 | 0 | 0 | 0 | 0 | 0 | 0.23982 | 0.35284 | 0.60283 | 1.1955 | 0 | 0 | 0 | 0 | 0 | 0 | 0 | 0 | 0 | 0 | 0 | 0 | 0 | 0 | 0 | 0 | 0 | 0 | 0 | 0 | 0.0047425 | 0.00033335 | 0.00049045 | 0.00083794 | 0.0016617 | 0 | 0 | 0 | 0 | 0 | 0.3
50323_G_2 | WECC_Idaho | Idaho | 16 | Jerome | 53 | 50323 | 2 | Marco Ranch | 0 | 1985 | 9999 | Hydro | [5 empty] | Non-Fossil | G | 2030 | Hydro |  | 0 | 0 | 0 | 0 | 0 | 0 | 0 | 0 | 0 | 0 | 0 | 0 | 0 | 0 | 0 | 0 | 0.23982 | 0.35284 | 0.60283 | 1.1955 | 0 | 0 | 0 | 0 | 0 | 0 | 0 | 0 | 0 | 0 | 0 | 0 | 0 | 0 | 0 | 0 | 0 | 0 | 0 | 0 | 0.0047425 | 0.00033335 | 0.00049045 | 0.00083794 | 0.0016617 | 0 | 0 | 0 | 0 | 0 | 0.3
50323_G_3 | WECC_Idaho | Idaho | 16 | Jerome | 53 | 50323 | 3 | Marco Ranch | 0 | 1985 | 9999 | Hydro | [5 empty] | Non-Fossil | G | 2030 | Hydro |  | 0 | 0 | 0 | 0 | 0 | 0 | 0 | 0 | 0 | 0 | 0 | 0 | 0 | 0 | 0 | 0 | 0.23982 | 0.35284 | 0.60283 | 1.1955 | 0 | 0 | 0 | 0 | 0 | 0 | 0 | 0 | 0 | 0 | 0 | 0 | 0 | 0 | 0 | 0 | 0 | 0 | 0 | 0 | 0.0047425 | 0.00033335 | 0.00049045 | 0.00083794 | 0.0016617 | 0 | 0 | 0 | 0 | 0 | 0.3
50323_G_4 | WECC_Idaho | Idaho | 16 | Jerome | 53 | 50323 | 4 | Marco Ranch | 0 | 1985 | 9999 | Hydro | [5 empty] | Non-Fossil | G | 2030 | Hydro |  | 0 | 0 | 0 | 0 | 0 | 0 | 0 | 0 | 0 | 0 | 0 | 0 | 0 | 0 | 0 | 0 | 0.23982 | 0.35284 | 0.60283 | 1.1955 | 0 | 0 | 0 | 0 | 0 | 0 | 0 | 0 | 0 | 0 | 0 | 0 | 0 | 0 | 0 | 0 | 0 | 0 | 0 | 0 | 0.0047425 | 0.00033335 | 0.00049045 | 0.00083794 | 0.0016617 | 0 | 0 | 0 | 0 | 0 | 0.3
50324_G_1 | ISONE_MA, VT, NH, RI (Rest of ISO New England) | New Hampshire | 33 | Grafton | 9 | 50324 | 1 | Newfound Hydroelectric | 0 | 1983 | 9999 | Hydro | [5 empty] | Non-Fossil | G | 2030 | Hydro |  | 0 | 0 | 0 | 0 | 0 | 0 | 0 | 0 | 0 | 0 | 0 | 0 | 0 | 0 | 0 | 0 | 0.39282 | 0.63442 | 0.61277 | 1.64 | 0 | 0 | 0 | 0 | 0 | 0 | 0 | 0 | 0 | 0 | 0 | 0 | 0 | 0 | 0 | 0 | 0 | 0 | 0 | 0 | 0.011066 | 0.00054602 | 0.00088185 | 0.00085174 | 0.0022796 | 0 | 0 | 0 | 0 | 0 | 0.7
50324_G_2 | ISONE_MA, VT, NH, RI (Rest of ISO New England) | New Hampshire | 33 | Grafton | 9 | 50324 | 2 | Newfound Hydroelectric | 0 | 1983 | 9999 | Hydro | [5 empty] | Non-Fossil | G | 2030 | Hydro |  | 0 | 0 | 0 | 0 | 0 | 0 | 0 | 0 | 0 | 0 | 0 | 0 | 0 | 0 | 0 | 0 | 0.39282 | 0.63442 | 0.61277 | 1.64 | 0 | 0 | 0 | 0 | 0 | 0 | 0 | 0 | 0 | 0 | 0 | 0 | 0 | 0 | 0 | 0 | 0 | 0 | 0 | 0 | 0.011066 | 0.00054602 | 0.00088185 | 0.00085174 | 0.0022796 | 0 | 0 | 0 | 0 | 0 | 0.7
50326_G_AT1 | PJM_ComEd | Illinois | 17 | DuPage | 43 | 50326 | AT1 | Nalco | 10031 | 1985 | 9999 | Combined Cycle | [5 empty] | Fossil | G | 2030 | NaturalGas |  | 0.0020331 | 0 | 0.019771 | 0.021804 | 0 | 0 | 0 | 0 | 0 | 0 | 0 | 0 | 0 | 0 | 0 | 0 | 0.20268 | 0 | 1.9709 | 2.1736 | 0.11902 | 0 | 1.1574 | 1.2764 | 1.4232e-10 | 0 | 1.3839e-09 | 1.5263e-09 | 6.9559e-05 | 0 | 0.00067642 | 0.00074597 | 0 | 0 | 0 | 0 | 0 | 0 | 0 | 0 | 0.096445 | 0.00080484 | 0 | 0.0062802 | 0.0070851 | 0.0058664 | 0 | 0.042714 | 0.04858 | 0 | 3
50326_G_DPOX | PJM_ComEd | Illinois | 17 | DuPage | 43 | 50326 | DPOX | Nalco | 10031 | 1985 | 9999 | Combined Cycle | [5 empty] | Fossil | G | 2030 | NaturalGas |  | 0.00047439 | 0 | 0.0046131 | 0.0050875 | 0 | 0 | 0 | 0 | 0 | 0 | 0 | 0 | 0 | 0 | 0 | 0 | 0.047293 | 0 | 0.45989 | 0.50718 | 0.027771 | 0 | 0.27005 | 0.29782 | 3.3207e-11 | 0 | 3.2292e-10 | 3.5613e-10 | 1.6231e-05 | 0 | 0.00015783 | 0.00017406 | 0 | 0 | 0 | 0 | 0 | 0 | 0 | 0 | 0.022504 | 0.0001878 | 0 | 0.0014654 | 0.0016532 | 0.0013688 | 0 | 0.0099666 | 0.011335 | 0 | 0.7
50328_G_1 | MISO_Minnesota and Western Wisconsin | Minnesota | 27 | Dakota | 37 | 50328 | 1 | Byllesby | 0 | 1988 | 9999 | Hydro | [5 empty] | Non-Fossil | G | 2030 | Hydro |  | 0 | 0 | 0 | 0 | 0 | 0 | 0 | 0 | 0 | 0 | 0 | 0 | 0 | 0 | 0 | 0 | 0.51779 | 0.85611 | 1.0756 | 2.4495 | 0 | 0 | 0 | 0 | 0 | 0 | 0 | 0 | 0 | 0 | 0 | 0 | 0 | 0 | 0 | 0 | 0 | 0 | 0 | 0 | 0.012647 | 0.00071973 | 0.00119 | 0.001495 | 0.0034048 | 0 | 0 | 0 | 0 | 0 | 0.8
50328_G_2 | MISO_Minnesota and Western Wisconsin | Minnesota | 27 | Dakota | 37 | 50328 | 2 | Byllesby | 0 | 1988 | 9999 | Hydro | [5 empty] | Non-Fossil | G | 2030 | Hydro |  | 0 | 0 | 0 | 0 | 0 | 0 | 0 | 0 | 0 | 0 | 0 | 0 | 0 | 0 | 0 | 0 | 0.51779 | 0.85611 | 1.0756 | 2.4495 | 0 | 0 | 0 | 0 | 0 | 0 | 0 | 0 | 0 | 0 | 0 | 0 | 0 | 0 | 0 | 0 | 0 | 0 | 0 | 0 | 0.012647 | 0.00071973 | 0.00119 | 0.001495 | 0.0034048 | 0 | 0 | 0 | 0 | 0 | 0.8
50328_G_3 | MISO_Minnesota and Western Wisconsin | Minnesota | 27 | Dakota | 37 | 50328 | 3 | Byllesby | 0 | 1988 | 9999 | Hydro | [5 empty] | Non-Fossil | G | 2030 | Hydro |  | 0 | 0 | 0 | 0 | 0 | 0 | 0 | 0 | 0 | 0 | 0 | 0 | 0 | 0 | 0 | 0 | 0.58251 | 0.96313 | 1.21 | 2.7557 | 0 | 0 | 0 | 0 | 0 | 0 | 0 | 0 | 0 | 0 | 0 | 0 | 0 | 0 | 0 | 0 | 0 | 0 | 0 | 0 | 0.014227 | 0.00080969 | 0.0013387 | 0.0016819 | 0.0038304 | 0 | 0 | 0 | 0 | 0 | 0.9
50329_G_4 | WECC_Pacific Northwest | Washington | 53 | King | 33 | 50329 | 4 | West Point Treatment Plant | 6025 | 2012 | 9999 | Non-Fossil Waste | [5 empty] | Non-Fossil | G | 2030 | Non-Fossil |  | 0.012309 | 0.017842 | 0.022425 | 0.052576 | 0 | 0 | 0 | 0 | 0 | 0 | 0 | 0 | 0 | 0 | 0 | 0 | 2.0429 | 2.9614 | 3.7221 | 8.7264 | 0 | 0 | 0 | 0 | 0 | 0 | 0 | 0 | 0 | 0 | 0 | 0 | 0 | 0 | 0 | 0 | 0 | 0 | 0 | 0 | 0.59623 | 0.014172 | 0.020543 | 0.02582 | 0.060535 | 0 | 0 | 0 | 0 | 0 | 2.3
50329_G_5 | WECC_Pacific Northwest | Washington | 53 | King | 33 | 50329 | 5 | West Point Treatment Plant | 6025 | 2012 | 9999 | Non-Fossil Waste | [5 empty] | Non-Fossil | G | 2030 | Non-Fossil |  | 0.012309 | 0.017842 | 0.022425 | 0.052576 | 0 | 0 | 0 | 0 | 0 | 0 | 0 | 0 | 0 | 0 | 0 | 0 | 2.0429 | 2.9614 | 3.7221 | 8.7264 | 0 | 0 | 0 | 0 | 0 | 0 | 0 | 0 | 0 | 0 | 0 | 0 | 0 | 0 | 0 | 0 | 0 | 0 | 0 | 0 | 0.59623 | 0.014172 | 0.020543 | 0.02582 | 0.060535 | 0 | 0 | 0 | 0 | 0 | 2.3
50341_G_GEN3 | MISO_Louisiana | Louisiana | 22 | Iberville | 47 | 50341 | GEN3 | PCS Nitrogen Fertilizer LP | 13469 | 2010 | 9999 | Combustion Turbine | [5 empty] | Fossil | G | 2030 | Oil |  | 0 | 0 | 0 | 0 | 0 | 0 | 0 | 0 | 0 | 0 | 0 | 0 | 0 | 0 | 0 | 0 | 0 | 0 | 0 | 0 | 0 | 0 | 0 | 0 | 0 | 0 | 0 | 0 | 0 | 0 | 0 | 0 | 0 | 0 | 0 | 0 | 0 | 0 | 0 | 0 | 0.035505 | 0 | 0 | 0 | 0 | 0 | 0 | 0 | 0 | 0 | 1.8
50341_G_GEN4 | MISO_Louisiana | Louisiana | 22 | Iberville | 47 | 50341 | GEN4 | PCS Nitrogen Fertilizer LP | 13469 | 2014 | 9999 | Combustion Turbine | [5 empty] | Fossil | G | 2030 | Oil |  | 0 | 0 | 0 | 0 | 0 | 0 | 0 | 0 | 0 | 0 | 0 | 0 | 0 | 0 | 0 | 0 | 0 | 0 | 0 | 0 | 0 | 0 | 0 | 0 | 0 | 0 | 0 | 0 | 0 | 0 | 0 | 0 | 0 | 0 | 0 | 0 | 0 | 0 | 0 | 0 | 0.035505 | 0 | 0 | 0 | 0 | 0 | 0 | 0 | 0 | 0 | 1.8
50350_G_GEN1 | WECC_Northern California (not including BANC) | California | 6 | Butte | 7 | 50350 | GEN1 | Forks of Butte Hydro Project | 0 | 1992 | 9999 | Hydro | [5 empty] | Non-Fossil | G | 2030 | Hydro |  | 0 | 0 | 0 | 0 | 0 | 0 | 0 | 0 | 0 | 0 | 0 | 0 | 0 | 0 | 0 | 0 | 7.3082 | 11.3754 | 22.309 | 40.9926 | 0 | 0 | 0 | 0 | 0 | 0 | 0 | 0 | 0 | 0 | 0 | 0 | 0 | 0 | 0 | 0 | 0 | 0 | 0 | 0 | 0.22922 | 0.010158 | 0.015812 | 0.03101 | 0.05698 | 0 | 0 | 0 | 0 | 0 | 14.5
50351_G_1 | ISONE_MA, VT, NH, RI (Rest of ISO New England) | New Hampshire | 33 | Merrimack | 13 | 50351 | 1 | Rolfe Canal Hydro | 0 | 1987 | 9999 | Hydro | [5 empty] | Non-Fossil | G | 2030 | Hydro |  | 0 | 0 | 0 | 0 | 0 | 0 | 0 | 0 | 0 | 0 | 0 | 0 | 0 | 0 | 0 | 0 | 5.1277 | 7.9027 | 7.5247 | 20.555 | 0 | 0 | 0 | 0 | 0 | 0 | 0 | 0 | 0 | 0 | 0 | 0 | 0 | 0 | 0 | 0 | 0 | 0 | 0 | 0 | 0.067975 | 0.0071274 | 0.010985 | 0.010459 | 0.028571 | 0 | 0 | 0 | 0 | 0 | 4.3
50352_G_1 | WECC_Northern California (not including BANC) | California | 6 | San Luis Obispo | 79 | 50352 | 1 | Nacimiento Hydro Project | 0 | 1987 | 9999 | Hydro | [5 empty] | Non-Fossil | G | 2030 | Hydro |  | 0 | 0 | 0 | 0 | 0 | 0 | 0 | 0 | 0 | 0 | 0 | 0 | 0 | 0 | 0 | 0 | 1.8309 | 2.9197 | 5.5329 | 10.2835 | 0 | 0 | 0 | 0 | 0 | 0 | 0 | 0 | 0 | 0 | 0 | 0 | 0 | 0 | 0 | 0 | 0 | 0 | 0 | 0 | 0.05849 | 0.0025449 | 0.0040584 | 0.0076907 | 0.014294 | 0 | 0 | 0 | 0 | 0 | 3.7
50352_G_2 | WECC_Northern California (not including BANC) | California | 6 | San Luis Obispo | 79 | 50352 | 2 | Nacimiento Hydro Project | 0 | 1987 | 9999 | Hydro | [5 empty] | Non-Fossil | G | 2030 | Hydro |  | 0 | 0 | 0 | 0 | 0 | 0 | 0 | 0 | 0 | 0 | 0 | 0 | 0 | 0 | 0 | 0 | 0.14845 | 0.23673 | 0.44861 | 0.83379 | 0 | 0 | 0 | 0 | 0 | 0 | 0 | 0 | 0 | 0 | 0 | 0 | 0 | 0 | 0 | 0 | 0 | 0 | 0 | 0 | 0.0047425 | 0.00020634 | 0.00032906 | 0.00062357 | 0.001159 | 0 | 0 | 0 | 0 | 0 | 0.3
50353_G_1 | ISONE_MA, VT, NH, RI (Rest of ISO New England) | New Hampshire | 33 | Merrimack | 13 | 50353 | 1 | Penacook Lower Falls | 0 | 1983 | 9999 | Hydro | [5 empty] | Non-Fossil | G | 2030 | Hydro |  | 0 | 0 | 0 | 0 | 0 | 0 | 0 | 0 | 0 | 0 | 0 | 0 | 0 | 0 | 0 | 0 | 5.4854 | 8.454 | 8.0496 | 21.989 | 0 | 0 | 0 | 0 | 0 | 0 | 0 | 0 | 0 | 0 | 0 | 0 | 0 | 0 | 0 | 0 | 0 | 0 | 0 | 0 | 0.072718 | 0.0076247 | 0.011751 | 0.011189 | 0.030565 | 0 | 0 | 0 | 0 | 0 | 4.6
50354_G_1 | NY_Zone C&E | New York | 36 | Herkimer | 43 | 50354 | 1 | Newport Hydro | 0 | 1987 | 9999 | Hydro | [5 empty] | Non-Fossil | G | 2030 | Hydro |  | 0 | 0 | 0 | 0 | 0 | 0 | 0 | 0 | 0 | 0 | 0 | 0 | 0 | 0 | 0 | 0 | 0.96792 | 1.3101 | 1.6197 | 3.8977 | 0 | 0 | 0 | 0 | 0 | 0 | 0 | 0 | 0 | 0 | 0 | 0 | 0 | 0 | 0 | 0 | 0 | 0 | 0 | 0 | 0.012647 | 0.0013454 | 0.001821 | 0.0022514 | 0.0054179 | 0 | 0 | 0 | 0 | 0 | 0.8
50354_G_2 | NY_Zone C&E | New York | 36 | Herkimer | 43 | 50354 | 2 | Newport Hydro | 0 | 1987 | 9999 | Hydro | [5 empty] | Non-Fossil | G | 2030 | Hydro |  | 0 | 0 | 0 | 0 | 0 | 0 | 0 | 0 | 0 | 0 | 0 | 0 | 0 | 0 | 0 | 0 | 0.96792 | 1.3101 | 1.6197 | 3.8977 | 0 | 0 | 0 | 0 | 0 | 0 | 0 | 0 | 0 | 0 | 0 | 0 | 0 | 0 | 0 | 0 | 0 | 0 | 0 | 0 | 0.012647 | 0.0013454 | 0.001821 | 0.0022514 | 0.0054179 | 0 | 0 | 0 | 0 | 0 | 0.8
50354_G_3 | NY_Zone C&E | New York | 36 | Herkimer | 43 | 50354 | 3 | Newport Hydro | 0 | 1987 | 9999 | Hydro | [5 empty] | Non-Fossil | G | 2030 | Hydro |  | 0 | 0 | 0 | 0 | 0 | 0 | 0 | 0 | 0 | 0 | 0 | 0 | 0 | 0 | 0 | 0 | 0.12099 | 0.16376 | 0.20247 | 0.48722 | 0 | 0 | 0 | 0 | 0 | 0 | 0 | 0 | 0 | 0 | 0 | 0 | 0 | 0 | 0 | 0 | 0 | 0 | 0 | 0 | 0.0015808 | 0.00016818 | 0.00022762 | 0.00028143 | 0.00067723 | 0 | 0 | 0 | 0 | 0 | 0.1
50360_G_GEN1 | WECC_Pacific Northwest | Oregon | 41 | Malheur | 45 | 50360 | GEN1 | Michell Butte Power Project | 0 | 1989 | 9999 | Hydro | [5 empty] | Non-Fossil | G | 2030 | Hydro |  | 0 | 0 | 0 | 0 | 0 | 0 | 0 | 0 | 0 | 0 | 0 | 0 | 0 | 0 | 0 | 0 | 2.2161 | 2.6748 | 3.0042 | 7.8951 | 0 | 0 | 0 | 0 | 0 | 0 | 0 | 0 | 0 | 0 | 0 | 0 | 0 | 0 | 0 | 0 | 0 | 0 | 0 | 0 | 0.028455 | 0.0030803 | 0.0037179 | 0.0041759 | 0.010974 | 0 | 0 | 0 | 0 | 0 | 1.8
50361_G_GEN1 | WECC_Pacific Northwest | Oregon | 41 | Malheur | 45 | 50361 | GEN1 | Owyhee Dam Power Project | 0 | 1985 | 9999 | Hydro | [5 empty] | Non-Fossil | G | 2030 | Hydro |  | 0 | 0 | 0 | 0 | 0 | 0 | 0 | 0 | 0 | 0 | 0 | 0 | 0 | 0 | 0 | 0 | 2.8004 | 3.5052 | 4.2209 | 10.5265 | 0 | 0 | 0 | 0 | 0 | 0 | 0 | 0 | 0 | 0 | 0 | 0 | 0 | 0 | 0 | 0 | 0 | 0 | 0 | 0 | 0.045844 | 0.0038926 | 0.0048722 | 0.0058671 | 0.014632 | 0 | 0 | 0 | 0 | 0 | 2.9
50362_G_GEN1 | WECC_Pacific Northwest | Oregon | 41 | Malheur | 45 | 50362 | GEN1 | Tunnel 1 Power Project | 0 | 1993 | 9999 | Hydro | [5 empty] | Non-Fossil | G | 2030 | Hydro |  | 0 | 0 | 0 | 0 | 0 | 0 | 0 | 0 | 0 | 0 | 0 | 0 | 0 | 0 | 0 | 0 | 8.2487 | 9.956 | 11.1824 | 29.3872 | 0 | 0 | 0 | 0 | 0 | 0 | 0 | 0 | 0 | 0 | 0 | 0 | 0 | 0 | 0 | 0 | 0 | 0 | 0 | 0 | 0.10592 | 0.011466 | 0.013839 | 0.015544 | 0.040848 | 0 | 0 | 0 | 0 | 0 | 6.7
50365_G_PH21 | ISONE_MA, VT, NH, RI (Rest of ISO New England) | Rhode Island | 44 | Providence | 7 | 50365 | PH21 | Ridgewood Providence Power | 13500 | 2005 | 9999 | Landfill Gas | [5 empty] | Non-Fossil | G | 2030 | LF Gas |  | 0.036531 | 0.049118 | 0.064576 | 0.15023 | 0 | 0 | 0 | 0 | 0 | 0 | 0 | 0 | 0 | 0 | 0 | 0 | 2.706 | 3.6384 | 4.7834 | 11.1278 | 2.1052 | 2.8306 | 3.7215 | 8.6573 | 0 | 0 | 0 | 0 | 0.0043987 | 0.0059143 | 0.0077756 | 0.018089 | 0 | 0 | 0 | 0 | 0 | 0 | 0 | 0 | 0.40743 | 0.018772 | 0.025239 | 0.033183 | 0.077193 | 0 | 0 | 0 | 0 | 0 | 1.5
50365_G_PH22 | ISONE_MA, VT, NH, RI (Rest of ISO New England) | Rhode Island | 44 | Providence | 7 | 50365 | PH22 | Ridgewood Providence Power | 13500 | 2005 | 9999 | Landfill Gas | [5 empty] | Non-Fossil | G | 2030 | LF Gas |  | 0.036531 | 0.049118 | 0.064576 | 0.15023 | 0 | 0 | 0 | 0 | 0 | 0 | 0 | 0 | 0 | 0 | 0 | 0 | 2.706 | 3.6384 | 4.7834 | 11.1278 | 2.1052 | 2.8306 | 3.7215 | 8.6573 | 0 | 0 | 0 | 0 | 0.0043987 | 0.0059143 | 0.0077756 | 0.018089 | 0 | 0 | 0 | 0 | 0 | 0 | 0 | 0 | 0.40743 | 0.018772 | 0.025239 | 0.033183 | 0.077193 | 0 | 0 | 0 | 0 | 0 | 1.5
50365_G_PH23 | ISONE_MA, VT, NH, RI (Rest of ISO New England) | Rhode Island | 44 | Providence | 7 | 50365 | PH23 | Ridgewood Providence Power | 13500 | 2005 | 9999 | Landfill Gas | [5 empty] | Non-Fossil | G | 2030 | LF Gas |  | 0.036531 | 0.049118 | 0.064576 | 0.15023 | 0 | 0 | 0 | 0 | 0 | 0 | 0 | 0 | 0 | 0 | 0 | 0 | 2.706 | 3.6384 | 4.7834 | 11.1278 | 2.1052 | 2.8306 | 3.7215 | 8.6573 | 0 | 0 | 0 | 0 | 0.0043987 | 0.0059143 | 0.0077756 | 0.018089 | 0 | 0 | 0 | 0 | 0 | 0 | 0 | 0 | 0.40743 | 0.018772 | 0.025239 | 0.033183 | 0.077193 | 0 | 0 | 0 | 0 | 0 | 1.5
50365_G_PH24 | ISONE_MA, VT, NH, RI (Rest of ISO New England) | Rhode Island | 44 | Providence | 7 | 50365 | PH24 | Ridgewood Providence Power | 13500 | 2005 | 9999 | Landfill Gas | [5 empty] | Non-Fossil | G | 2030 | LF Gas |  | 0.036531 | 0.049118 | 0.064576 | 0.15023 | 0 | 0 | 0 | 0 | 0 | 0 | 0 | 0 | 0 | 0 | 0 | 0 | 2.706 | 3.6384 | 4.7834 | 11.1278 | 2.1052 | 2.8306 | 3.7215 | 8.6573 | 0 | 0 | 0 | 0 | 0.0043987 | 0.0059143 | 0.0077756 | 0.018089 | 0 | 0 | 0 | 0 | 0 | 0 | 0 | 0 | 0.40743 | 0.018772 | 0.025239 | 0.033183 | 0.077193 | 0 | 0 | 0 | 0 | 0 | 1.5
50366_B_BLR1 | PJM West | Indiana | 18 | St Joseph | 141 | 50366 | BLR1 | University of Notre Dame | 8300 | 1961 | 9999 | O/G Steam |  |  |  | LNB |  | Fossil | B | 2030 |  | O/G Retirement | 0 | 0 | 0 | 0 | 0 | 0 | 0 | 0 | 0 | 0 | 0 | 0 | 0 | 0 | 0 | 0 | 0 | 0 | 0 | 0 | 0 | 0 | 0 | 0 | 0 | 0 | 0 | 0 | 0 | 0 | 0 | 0 | 0 | 0 | 0 | 0 | 0 | 0 | 0 | 0 | 0 | 0 | 0 | 0 | 0 | 0 | 0 | 0 | 0 | 0 | 2.6
50366_B_BLR2 | PJM West | Indiana | 18 | St Joseph | 141 | 50366 | BLR2 | University of Notre Dame | 8300 | 1952 | 9999 | Coal Steam |  |  | Baghouse + Mercury Control | LNB |  | Fossil | B | 2030 |  | Coal Retirement | 0 | 0 | 0 | 0 | 0 | 0 | 0 | 0 | 0 | 0 | 0 | 0 | 0 | 0 | 0 | 0 | 0 | 0 | 0 | 0 | 0 | 0 | 0 | 0 | 0 | 0 | 0 | 0 | 0 | 0 | 0 | 0 | 0 | 0 | 0 | 0 | 0 | 0 | 0 | 0 | 0 | 0 | 0 | 0 | 0 | 0 | 0 | 0 | 0 | 0 | 2.6 | Mercury Control
50366_B_BLR3 | PJM West | Indiana | 18 | St Joseph | 141 | 50366 | BLR3 | University of Notre Dame | 8300 | 2007 | 9999 | Coal Steam |  |  | Baghouse + Mercury Control | LNB |  | Fossil | B | 2030 |  | Coal Retirement | 0 | 0 | 0 | 0 | 0 | 0 | 0 | 0 | 0 | 0 | 0 | 0 | 0 | 0 | 0 | 0 | 0 | 0 | 0 | 0 | 0 | 0 | 0 | 0 | 0 | 0 | 0 | 0 | 0 | 0 | 0 | 0 | 0 | 0 | 0 | 0 | 0 | 0 | 0 | 0 | 0 | 0 | 0 | 0 | 0 | 0 | 0 | 0 | 0 | 0 | 2.6 | Mercury Control
50366_B_BLR4 | PJM West | Indiana | 18 | St Joseph | 141 | 50366 | BLR4 | University of Notre Dame | 8300 | 1967 | 9999 | O/G Steam | [5 empty] | Fossil | B | 2030 |  | O/G Retirement | 0 | 0 | 0 | 0 | 0 | 0 | 0 | 0 | 0 | 0 | 0 | 0 | 0 | 0 | 0 | 0 | 0 | 0 | 0 | 0 | 0 | 0 | 0 | 0 | 0 | 0 | 0 | 0 | 0 | 0 | 0 | 0 | 0 | 0 | 0 | 0 | 0 | 0 | 0 | 0 | 0 | 0 | 0 | 0 | 0 | 0 | 0 | 0 | 0 | 0 | 2.6
50366_B_BLR5 | PJM West | Indiana | 18 | St Joseph | 141 | 50366 | BLR5 | University of Notre Dame | 8300 | 1973 | 9999 | O/G Steam |  |  |  | LNB |  | Fossil | B | 2030 |  | O/G Retirement | 0 | 0 | 0 | 0 | 0 | 0 | 0 | 0 | 0 | 0 | 0 | 0 | 0 | 0 | 0 | 0 | 0 | 0 | 0 | 0 | 0 | 0 | 0 | 0 | 0 | 0 | 0 | 0 | 0 | 0 | 0 | 0 | 0 | 0 | 0 | 0 | 0 | 0 | 0 | 0 | 0 | 0 | 0 | 0 | 0 | 0 | 0 | 0 | 0 | 0 | 2.6
50366_B_BLR6 | PJM West | Indiana | 18 | St Joseph | 141 | 50366 | BLR6 | University of Notre Dame | 8300 | 2007 | 9999 | O/G Steam |  |  |  | FR + LNB |  | Fossil | B | 2030 |  | O/G Retirement | 0 | 0 | 0 | 0 | 0 | 0 | 0 | 0 | 0 | 0 | 0 | 0 | 0 | 0 | 0 | 0 | 0 | 0 | 0 | 0 | 0 | 0 | 0 | 0 | 0 | 0 | 0 | 0 | 0 | 0 | 0 | 0 | 0 | 0 | 0 | 0 | 0 | 0 | 0 | 0 | 0 | 0 | 0 | 0 | 0 | 0 | 0 | 0 | 0 | 0 | 2.6
50366_B_BLR7 | PJM West | Indiana | 18 | St Joseph | 141 | 50366 | BLR7 | University of Notre Dame | 8300 | 2019 | 9999 | O/G Steam | [5 empty] | Fossil | B | 2030 | NaturalGas |  | 0.037152 | 0.037771 | 0.067802 | 0.14273 | 0 | 0 | 0 | 0 | 0 | 0 | 0 | 0 | 0 | 0 | 0 | 0 | 4.4761 | 4.5507 | 8.169 | 17.1958 | 5.7267 | 5.8222 | 10.4513 | 22.0002 | 6.8478e-09 | 6.9619e-09 | 1.2497e-08 | 2.6307e-08 | 0.011281 | 0.011469 | 0.020588 | 0.043337 | 0 | 0 | 0 | 0 | 0 | 0 | 0 | 0 | 0.046781 | 0.003937 | 0.0040027 | 0.0071851 | 0.015125 | 0.09899 | 0.085768 | 0.13593 | 0.32069 | 0 | 2.6
50366_B_BLR8 | PJM West | Indiana | 18 | St Joseph | 141 | 50366 | BLR8 | University of Notre Dame | 8300 | 2019 | 9999 | O/G Steam | [5 empty] | Fossil | B | 2030 | NaturalGas |  | 0.037152 | 0.037771 | 0.067802 | 0.14273 | 0 | 0 | 0 | 0 | 0 | 0 | 0 | 0 | 0 | 0 | 0 | 0 | 4.4761 | 4.5507 | 8.169 | 17.1958 | 5.7267 | 5.8222 | 10.4513 | 22.0002 | 6.8478e-09 | 6.9619e-09 | 1.2497e-08 | 2.6307e-08 | 0.011281 | 0.011469 | 0.020588 | 0.043337 | 0 | 0 | 0 | 0 | 0 | 0 | 0 | 0 | 0.046781 | 0.003937 | 0.0040027 | 0.0071851 | 0.015125 | 0.09899 | 0.085768 | 0.13593 | 0.32069 | 0 | 2.6
50366_G_GEN3 | PJM West | Indiana | 18 | St Joseph | 141 | 50366 | GEN3 | University of Notre Dame | 14775 | 1952 | 9999 | Combustion Turbine | [5 empty] | Fossil | G | 2030 | Oil |  | 0 | 0 | 0 | 0 | 0 | 0 | 0 | 0 | 0 | 0 | 0 | 0 | 0 | 0 | 0 | 0 | 0 | 0 | 0 | 0 | 0 | 0 | 0 | 0 | 0 | 0 | 0 | 0 | 0 | 0 | 0 | 0 | 0 | 0 | 0 | 0 | 0 | 0 | 0 | 0 | 0.043184 | 0 | 0 | 0 | 0 | 0 | 0 | 0 | 0 | 0 | 1
50366_G_GEN4 | PJM West | Indiana | 18 | St Joseph | 141 | 50366 | GEN4 | University of Notre Dame | 14775 | 1952 | 9999 | Combustion Turbine | [5 empty] | Fossil | G | 2030 | Oil |  | 0 | 0 | 0 | 0 | 0 | 0 | 0 | 0 | 0 | 0 | 0 | 0 | 0 | 0 | 0 | 0 | 0 | 0 | 0 | 0 | 0 | 0 | 0 | 0 | 0 | 0 | 0 | 0 | 0 | 0 | 0 | 0 | 0 | 0 | 0 | 0 | 0 | 0 | 0 | 0 | 0.043184 | 0 | 0 | 0 | 0 | 0 | 0 | 0 | 0 | 0 | 1
50366_G_GEN8 | PJM West | Indiana | 18 | St Joseph | 141 | 50366 | GEN8 | University of Notre Dame | 13469 | 2006 | 9999 | Combustion Turbine | [5 empty] | Fossil | G | 2030 | Oil |  | 0 | 0 | 0 | 0 | 0 | 0 | 0 | 0 | 0 | 0 | 0 | 0 | 0 | 0 | 0 | 0 | 0 | 0 | 0 | 0 | 0 | 0 | 0 | 0 | 0 | 0 | 0 | 0 | 0 | 0 | 0 | 0 | 0 | 0 | 0 | 0 | 0 | 0 | 0 | 0 | 0.073414 | 0 | 0 | 0 | 0 | 0 | 0 | 0 | 0 | 0 | 1.7
50366_G_GEN9 | PJM West | Indiana | 18 | St Joseph | 141 | 50366 | GEN9 | University of Notre Dame | 13469 | 2006 | 9999 | Combustion Turbine | [5 empty] | Fossil | G | 2030 | Oil |  | 0 | 0 | 0 | 0 | 0 | 0 | 0 | 0 | 0 | 0 | 0 | 0 | 0 | 0 | 0 | 0 | 0 | 0 | 0 | 0 | 0 | 0 | 0 | 0 | 0 | 0 | 0 | 0 | 0 | 0 | 0 | 0 | 0 | 0 | 0 | 0 | 0 | 0 | 0 | 0 | 0.073414 | 0 | 0 | 0 | 0 | 0 | 0 | 0 | 0 | 0 | 1.7
50366_G_GN10 | PJM West | Indiana | 18 | St Joseph | 141 | 50366 | GN10 | University of Notre Dame | 13469 | 2006 | 9999 | Combustion Turbine | [5 empty] | Fossil | G | 2030 | Oil |  | 0 | 0 | 0 | 0 | 0 | 0 | 0 | 0 | 0 | 0 | 0 | 0 | 0 | 0 | 0 | 0 | 0 | 0 | 0 | 0 | 0 | 0 | 0 | 0 | 0 | 0 | 0 | 0 | 0 | 0 | 0 | 0 | 0 | 0 | 0 | 0 | 0 | 0 | 0 | 0 | 0.073414 | 0 | 0 | 0 | 0 | 0 | 0 | 0 | 0 | 0 | 1.7
50366_G_GT1 | PJM West | Indiana | 18 | St Joseph | 141 | 50366 | GT1 | University of Notre Dame | 8700 | 2019 | 9999 | Combustion Turbine | [5 empty] | Fossil | G | 2030 | NaturalGas |  | 0.02978 | 0.0087613 | 0.043111 | 0.081652 | 0 | 0 | 0 | 0 | 0 | 0 | 0 | 0 | 0 | 0 | 0 | 0 | 3.423 | 1.007 | 4.9553 | 9.3853 | 2.5657 | 0.75482 | 3.7142 | 7.0347 | 3.0679e-09 | 9.0259e-10 | 4.4413e-09 | 8.4118e-09 | 0.00024105 | 7.0918e-05 | 0.00034896 | 0.00066093 | 0 | 0 | 0 | 0 | 0 | 0 | 0 | 0 | 0.11046 | 0.01578 | 0.0046425 | 0.022844 | 0.043266 | 0.079348 | 0.019895 | 0.086431 | 0.18567 | 0 | 5.6
50366_G_GT2 | PJM West | Indiana | 18 | St Joseph | 141 | 50366 | GT2 | University of Notre Dame | 8700 | 2019 | 9999 | Combustion Turbine | [5 empty] | Fossil | G | 2030 | NaturalGas |  | 0.02978 | 0.0087613 | 0.043111 | 0.081652 | 0 | 0 | 0 | 0 | 0 | 0 | 0 | 0 | 0 | 0 | 0 | 0 | 3.423 | 1.007 | 4.9553 | 9.3853 | 2.5657 | 0.75482 | 3.7142 | 7.0347 | 3.0679e-09 | 9.0259e-10 | 4.4413e-09 | 8.4118e-09 | 0.00024105 | 7.0918e-05 | 0.00034896 | 0.00066093 | 0 | 0 | 0 | 0 | 0 | 0 | 0 | 0 | 0.11046 | 0.01578 | 0.0046425 | 0.022844 | 0.043266 | 0.079348 | 0.019895 | 0.086431 | 0.18567 | 0 | 5.6
50368_G_CT1 | NY_Zone C&E | New York | 36 | Tompkins | 109 | 50368 | CT1 | Cornell University Central Heat | 5500 | 2009 | 9999 | Combined Cycle |  |  | SCR |  |  | Fossil | G | 2030 | NaturalGas |  | 0.11894 | 0.16123 | 0.22295 | 0.50313 | 0 | 0 | 0 | 0 | 0 | 0 | 0 | 0 | 0 | 0 | 0 | 0 | 21.626 | 29.3152 | 40.5368 | 91.4781 | 11.4198 | 15.4801 | 21.4058 | 48.3057 | 1.3655e-08 | 1.8511e-08 | 2.5596e-08 | 5.7762e-08 | 0.00069429 | 0.00094114 | 0.0013014 | 0.0029368 | 0 | 0 | 0 | 0 | 0 | 0 | 0 | 0 | 0.4119 | 0.049417 | 0.066987 | 0.092629 | 0.20903 | 0.35673 | 0.35804 | 0.41086 | 1.1256 | 0 | 12.3 | SCR
50368_G_CT2 | NY_Zone C&E | New York | 36 | Tompkins | 109 | 50368 | CT2 | Cornell University Central Heat | 5500 | 2009 | 9999 | Combined Cycle |  |  | SCR |  |  | Fossil | G | 2030 | NaturalGas |  | 0.11894 | 0.16123 | 0.22295 | 0.50313 | 0 | 0 | 0 | 0 | 0 | 0 | 0 | 0 | 0 | 0 | 0 | 0 | 21.626 | 29.3152 | 40.5368 | 91.4781 | 11.4198 | 15.4801 | 21.4058 | 48.3057 | 1.3655e-08 | 1.8511e-08 | 2.5596e-08 | 5.7762e-08 | 0.00078102 | 0.0010587 | 0.001464 | 0.0033037 | 0 | 0 | 0 | 0 | 0 | 0 | 0 | 0 | 0.4119 | 0.049417 | 0.066987 | 0.092629 | 0.20903 | 0.35673 | 0.35804 | 0.41086 | 1.1256 | 0 | 12.3 | SCR
50368_G_EDG1 | NY_Zone C&E | New York | 36 | Tompkins | 109 | 50368 | EDG1 | Cornell University Central Heat | 13469 | 2009 | 9999 | Combustion Turbine | [5 empty] | Fossil | G | 2030 | Oil |  | 0 | 0 | 0 | 0 | 0 | 0 | 0 | 0 | 0 | 0 | 0 | 0 | 0 | 0 | 0 | 0 | 0 | 0 | 0 | 0 | 0 | 0 | 0 | 0 | 0 | 0 | 0 | 0 | 0 | 0 | 0 | 0 | 0 | 0 | 0 | 0 | 0 | 0 | 0 | 0 | 0.024238 | 0 | 0 | 0 | 0 | 0 | 0 | 0 | 0 | 0 | 0.9
50368_G_EDG2 | NY_Zone C&E | New York | 36 | Tompkins | 109 | 50368 | EDG2 | Cornell University Central Heat | 13469 | 2009 | 9999 | Combustion Turbine | [5 empty] | Fossil | G | 2030 | Oil |  | 0 | 0 | 0 | 0 | 0 | 0 | 0 | 0 | 0 | 0 | 0 | 0 | 0 | 0 | 0 | 0 | 0 | 0 | 0 | 0 | 0 | 0 | 0 | 0 | 0 | 0 | 0 | 0 | 0 | 0 | 0 | 0 | 0 | 0 | 0 | 0 | 0 | 0 | 0 | 0 | 0.024238 | 0 | 0 | 0 | 0 | 0 | 0 | 0 | 0 | 0 | 0.9
50368_G_TG1 | NY_Zone C&E | New York | 36 | Tompkins | 109 | 50368 | TG1 | Cornell University Central Heat | 5500 | 1988 | 9999 | Combined Cycle |  |  | SCR |  |  | Fossil | G | 2030 | NaturalGas |  | 0.0096702 | 0.013108 | 0.018126 | 0.040905 | 0 | 0 | 0 | 0 | 0 | 0 | 0 | 0 | 0 | 0 | 0 | 0 | 1.7582 | 2.3834 | 3.2957 | 7.4372 | 0.92844 | 1.2585 | 1.7403 | 3.9273 | 1.1102e-09 | 1.5049e-09 | 2.081e-09 | 4.6961e-09 | 5.6446e-05 | 7.6516e-05 | 0.00010581 | 0.00023877 | 0 | 0 | 0 | 0 | 0 | 0 | 0 | 0 | 0.033488 | 0.0040176 | 0.0054461 | 0.0075308 | 0.016995 | 0.029002 | 0.029109 | 0.033404 | 0.091515 | 0 | 1 | SCR
50368_G_TG2 | NY_Zone C&E | New York | 36 | Tompkins | 109 | 50368 | TG2 | Cornell University Central Heat | 5500 | 1988 | 9999 | Combined Cycle |  |  | SCR |  |  | Fossil | G | 2030 | NaturalGas |  | 0.051252 | 0.069475 | 0.096069 | 0.2168 | 0 | 0 | 0 | 0 | 0 | 0 | 0 | 0 | 0 | 0 | 0 | 0 | 9.3185 | 12.6318 | 17.4671 | 39.4174 | 4.9207 | 6.6703 | 9.2236 | 20.8147 | 5.884e-09 | 7.9761e-09 | 1.1029e-08 | 2.4889e-08 | 0.00033654 | 0.00045619 | 0.00063082 | 0.0014235 | 0 | 0 | 0 | 0 | 0 | 0 | 0 | 0 | 0.17749 | 0.021293 | 0.028864 | 0.039913 | 0.090071 | 0.15371 | 0.15428 | 0.17704 | 0.48503 | 0 | 5.3 | SCR
50373_G_GEN1 | PJM_Western MAAC | Pennsylvania | 42 | Dauphin | 43 | 50373 | GEN1 | Paxton Creek Cogeneration | 8900 | 1986 | 9999 | Combustion Turbine | [5 empty] | Fossil | G | 2030 | NaturalGas |  | 0.054524 | 0.029714 | 0.10046 | 0.1847 | 0 | 0 | 0 | 0 | 0 | 0 | 0 | 0 | 0 | 0 | 0 | 0 | 6.1263 | 3.3386 | 11.2875 | 20.7524 | 3.8535 | 2.1 | 7.0999 | 13.0535 | 4.6079e-09 | 2.5111e-09 | 8.4899e-09 | 1.5609e-08 | 0.04867 | 0.026523 | 0.089671 | 0.16486 | 0 | 0 | 0 | 0 | 0 | 0 | 0 | 0 | 0.27062 | 0.028916 | 0.015758 | 0.053277 | 0.097951 | 0.12596 | 0.056724 | 0.16226 | 0.34494 | 0 | 6
50373_G_GEN2 | PJM_Western MAAC | Pennsylvania | 42 | Dauphin | 43 | 50373 | GEN2 | Paxton Creek Cogeneration | 8900 | 1986 | 9999 | Combustion Turbine | [5 empty] | Fossil | G | 2030 | NaturalGas |  | 0.054524 | 0.029714 | 0.10046 | 0.1847 | 0 | 0 | 0 | 0 | 0 | 0 | 0 | 0 | 0 | 0 | 0 | 0 | 6.1263 | 3.3386 | 11.2875 | 20.7524 | 3.8535 | 2.1 | 7.0999 | 13.0535 | 4.6079e-09 | 2.5111e-09 | 8.4899e-09 | 1.5609e-08 | 0.04867 | 0.026523 | 0.089671 | 0.16486 | 0 | 0 | 0 | 0 | 0 | 0 | 0 | 0 | 0.27062 | 0.028916 | 0.015758 | 0.053277 | 0.097951 | 0.12596 | 0.056724 | 0.16226 | 0.34494 | 0 | 6
50375_G_GEN1 | WECC_Southern California Edison | California | 6 | Los Angeles | 37 | 50375 | GEN1 | East Portal Generator | 0 | 1987 | 9999 | Hydro | [5 empty] | Non-Fossil | G | 2030 | Hydro |  | 0 | 0 | 0 | 0 | 0 | 0 | 0 | 0 | 0 | 0 | 0 | 0 | 0 | 0 | 0 | 0 | 0.47977 | 0.77251 | 1.4868 | 2.7391 | 0 | 0 | 0 | 0 | 0 | 0 | 0 | 0 | 0 | 0 | 0 | 0 | 0 | 0 | 0 | 0 | 0 | 0 | 0 | 0 | 0.01897 | 0.00066689 | 0.0010738 | 0.0020667 | 0.0038074 | 0 | 0 | 0 | 0 | 0 | 1.2
50380_G_GEN1 | WECC_Pacific Northwest | Washington | 53 | Spokane | 63 | 50380 | GEN1 | Upriver Dam Hydro Plant | 0 | 1936 | 9999 | Hydro | [5 empty] | Non-Fossil | G | 2030 | Hydro |  | 0 | 0 | 0 | 0 | 0 | 0 | 0 | 0 | 0 | 0 | 0 | 0 | 0 | 0 | 0 | 0 | 0.47734 | 0.58562 | 0.85199 | 1.9149 | 0 | 0 | 0 | 0 | 0 | 0 | 0 | 0 | 0 | 0 | 0 | 0 | 0 | 0 | 0 | 0 | 0 | 0 | 0 | 0 | 0.0079041 | 0.0006635 | 0.00081401 | 0.0011843 | 0.0026618 | 0 | 0 | 0 | 0 | 0 | 0.5
50380_G_GEN2 | WECC_Pacific Northwest | Washington | 53 | Spokane | 63 | 50380 | GEN2 | Upriver Dam Hydro Plant | 0 | 1936 | 9999 | Hydro | [5 empty] | Non-Fossil | G | 2030 | Hydro |  | 0 | 0 | 0 | 0 | 0 | 0 | 0 | 0 | 0 | 0 | 0 | 0 | 0 | 0 | 0 | 0 | 0.47734 | 0.58562 | 0.85199 | 1.9149 | 0 | 0 | 0 | 0 | 0 | 0 | 0 | 0 | 0 | 0 | 0 | 0 | 0 | 0 | 0 | 0 | 0 | 0 | 0 | 0 | 0.0079041 | 0.0006635 | 0.00081401 | 0.0011843 | 0.0026618 | 0 | 0 | 0 | 0 | 0 | 0.5
50380_G_GEN3 | WECC_Pacific Northwest | Washington | 53 | Spokane | 63 | 50380 | GEN3 | Upriver Dam Hydro Plant | 0 | 1936 | 9999 | Hydro | [5 empty] | Non-Fossil | G | 2030 | Hydro |  | 0 | 0 | 0 | 0 | 0 | 0 | 0 | 0 | 0 | 0 | 0 | 0 | 0 | 0 | 0 | 0 | 0.47734 | 0.58562 | 0.85199 | 1.9149 | 0 | 0 | 0 | 0 | 0 | 0 | 0 | 0 | 0 | 0 | 0 | 0 | 0 | 0 | 0 | 0 | 0 | 0 | 0 | 0 | 0.0079041 | 0.0006635 | 0.00081401 | 0.0011843 | 0.0026618 | 0 | 0 | 0 | 0 | 0 | 0.5
50380_G_GEN4 | WECC_Pacific Northwest | Washington | 53 | Spokane | 63 | 50380 | GEN4 | Upriver Dam Hydro Plant | 0 | 1984 | 9999 | Hydro | [5 empty] | Non-Fossil | G | 2030 | Hydro |  | 0 | 0 | 0 | 0 | 0 | 0 | 0 | 0 | 0 | 0 | 0 | 0 | 0 | 0 | 0 | 0 | 1.432 | 1.7569 | 2.556 | 5.7448 | 0 | 0 | 0 | 0 | 0 | 0 | 0 | 0 | 0 | 0 | 0 | 0 | 0 | 0 | 0 | 0 | 0 | 0 | 0 | 0 | 0.023712 | 0.0019905 | 0.002442 | 0.0035528 | 0.0079853 | 0 | 0 | 0 | 0 | 0 | 1.5
50380_G_GEN5 | WECC_Pacific Northwest | Washington | 53 | Spokane | 63 | 50380 | GEN5 | Upriver Dam Hydro Plant | 0 | 1984 | 9999 | Hydro | [5 empty] | Non-Fossil | G | 2030 | Hydro |  | 0 | 0 | 0 | 0 | 0 | 0 | 0 | 0 | 0 | 0 | 0 | 0 | 0 | 0 | 0 | 0 | 1.432 | 1.7569 | 2.556 | 5.7448 | 0 | 0 | 0 | 0 | 0 | 0 | 0 | 0 | 0 | 0 | 0 | 0 | 0 | 0 | 0 | 0 | 0 | 0 | 0 | 0 | 0.023712 | 0.0019905 | 0.002442 | 0.0035528 | 0.0079853 | 0 | 0 | 0 | 0 | 0 | 1.5
50382_G_GEN1 | WECC_Pacific Northwest | Washington | 53 | Walla Walla | 71 | 50382 | GEN1 | Twin Reservoirs | 0 | 1988 | 9999 | Hydro | [5 empty] | Non-Fossil | G | 2030 | Hydro |  | 0 | 0 | 0 | 0 | 0 | 0 | 0 | 0 | 0 | 0 | 0 | 0 | 0 | 0 | 0 | 0 | 1.467 | 2.0303 | 2.5603 | 6.0576 | 0 | 0 | 0 | 0 | 0 | 0 | 0 | 0 | 0 | 0 | 0 | 0 | 0 | 0 | 0 | 0 | 0 | 0 | 0 | 0 | 0.028455 | 0.0020392 | 0.0028221 | 0.0035588 | 0.0084201 | 0 | 0 | 0 | 0 | 0 | 1.8
50384_G_1 | ISONE_MA, VT, NH, RI (Rest of ISO New England) | New Hampshire | 33 | Hillsborough | 11 | 50384 | 1 | Gregg Falls | 0 | 1985 | 9999 | Hydro | [5 empty] | Non-Fossil | G | 2030 | Hydro |  | 0 | 0 | 0 | 0 | 0 | 0 | 0 | 0 | 0 | 0 | 0 | 0 | 0 | 0 | 0 | 0 | 1.1785 | 1.9033 | 1.8383 | 4.92 | 0 | 0 | 0 | 0 | 0 | 0 | 0 | 0 | 0 | 0 | 0 | 0 | 0 | 0 | 0 | 0 | 0 | 0 | 0 | 0 | 0.033197 | 0.001638 | 0.0026455 | 0.0025552 | 0.0068388 | 0 | 0 | 0 | 0 | 0 | 2.1
50384_G_2 | ISONE_MA, VT, NH, RI (Rest of ISO New England) | New Hampshire | 33 | Hillsborough | 11 | 50384 | 2 | Gregg Falls | 0 | 1985 | 9999 | Hydro | [5 empty] | Non-Fossil | G | 2030 | Hydro |  | 0 | 0 | 0 | 0 | 0 | 0 | 0 | 0 | 0 | 0 | 0 | 0 | 0 | 0 | 0 | 0 | 0.72952 | 1.1782 | 1.138 | 3.0457 | 0 | 0 | 0 | 0 | 0 | 0 | 0 | 0 | 0 | 0 | 0 | 0 | 0 | 0 | 0 | 0 | 0 | 0 | 0 | 0 | 0.020551 | 0.001014 | 0.0016377 | 0.0015818 | 0.0042336 | 0 | 0 | 0 | 0 | 0 | 1.3
50388_B_K1 | WECC_Northern California (not including BANC) | California | 6 | Contra Costa | 13 | 50388 | K1 | Phillips 66 Carbon Plant | 8300 | 1983 | 9999 | Coal Steam |  |  | Baghouse + DSI |  |  | Fossil | B | 2030 |  | Coal Retirement | 0 | 0 | 0 | 0 | 0 | 0 | 0 | 0 | 0 | 0 | 0 | 0 | 0 | 0 | 0 | 0 | 0 | 0 | 0 | 0 | 0 | 0 | 0 | 0 | 0 | 0 | 0 | 0 | 0 | 0 | 0 | 0 | 0 | 0 | 0 | 0 | 0 | 0 | 0 | 0 | 0 | 0 | 0 | 0 | 0 | 0 | 0 | 0 | 0 | 0 | 8.5 | DSI
50388_B_K2 | WECC_Northern California (not including BANC) | California | 6 | Contra Costa | 13 | 50388 | K2 | Phillips 66 Carbon Plant | 8300 | 1983 | 9999 | Coal Steam |  |  | Baghouse + DSI |  |  | Fossil | B | 2030 |  | Coal Retirement | 0 | 0 | 0 | 0 | 0 | 0 | 0 | 0 | 0 | 0 | 0 | 0 | 0 | 0 | 0 | 0 | 0 | 0 | 0 | 0 | 0 | 0 | 0 | 0 | 0 | 0 | 0 | 0 | 0 | 0 | 0 | 0 | 0 | 0 | 0 | 0 | 0 | 0 | 0 | 0 | 0 | 0 | 0 | 0 | 0 | 0 | 0 | 0 | 0 | 0 | 8.5 | DSI
50393_G_FR1 | WECC_Northern California (not including BANC) | California | 6 | Fresno | 19 | 50393 | FR1 | Friant Hydro Facility | 0 | 1986 | 9999 | Hydro | [5 empty] | Non-Fossil | G | 2030 | Hydro |  | 0 | 0 | 0 | 0 | 0 | 0 | 0 | 0 | 0 | 0 | 0 | 0 | 0 | 0 | 0 | 0 | 10.0803 | 15.6902 | 30.7711 | 56.5416 | 0 | 0 | 0 | 0 | 0 | 0 | 0 | 0 | 0 | 0 | 0 | 0 | 0 | 0 | 0 | 0 | 0 | 0 | 0 | 0 | 0.31616 | 0.014012 | 0.021809 | 0.042772 | 0.078593 | 0 | 0 | 0 | 0 | 0 | 20
50393_G_M1 | WECC_Northern California (not including BANC) | California | 6 | Fresno | 19 | 50393 | M1 | Friant Hydro Facility | 0 | 1985 | 9999 | Hydro | [5 empty] | Non-Fossil | G | 2030 | Hydro |  | 0 | 0 | 0 | 0 | 0 | 0 | 0 | 0 | 0 | 0 | 0 | 0 | 0 | 0 | 0 | 0 | 4.9394 | 7.6882 | 15.0778 | 27.7054 | 0 | 0 | 0 | 0 | 0 | 0 | 0 | 0 | 0 | 0 | 0 | 0 | 0 | 0 | 0 | 0 | 0 | 0 | 0 | 0 | 0.15492 | 0.0068657 | 0.010687 | 0.020958 | 0.03851 | 0 | 0 | 0 | 0 | 0 | 9.8
50393_G_RO1 | WECC_Northern California (not including BANC) | California | 6 | Fresno | 19 | 50393 | RO1 | Friant Hydro Facility | 0 | 1985 | 9999 | Hydro | [5 empty] | Non-Fossil | G | 2030 | Hydro |  | 0 | 0 | 0 | 0 | 0 | 0 | 0 | 0 | 0 | 0 | 0 | 0 | 0 | 0 | 0 | 0 | 1.1592 | 1.8044 | 3.5387 | 6.5023 | 0 | 0 | 0 | 0 | 0 | 0 | 0 | 0 | 0 | 0 | 0 | 0 | 0 | 0 | 0 | 0 | 0 | 0 | 0 | 0 | 0.036359 | 0.0016113 | 0.0025081 | 0.0049188 | 0.0090382 | 0 | 0 | 0 | 0 | 0 | 2.3
50393_G_RO2 | WECC_Northern California (not including BANC) | California | 6 | Fresno | 19 | 50393 | RO2 | Friant Hydro Facility | 0 | 2017 | 9999 | Hydro | [5 empty] | Non-Fossil | G | 2030 | Hydro |  | 0 | 0 | 0 | 0 | 0 | 0 | 0 | 0 | 0 | 0 | 0 | 0 | 0 | 0 | 0 | 0 | 3.6793 | 5.7269 | 11.2314 | 20.6377 | 0 | 0 | 0 | 0 | 0 | 0 | 0 | 0 | 0 | 0 | 0 | 0 | 0 | 0 | 0 | 0 | 0 | 0 | 0 | 0 | 0.1154 | 0.0051143 | 0.0079604 | 0.015612 | 0.028686 | 0 | 0 | 0 | 0 | 0 | 7.3
50396_B_BLR1 | WECC_Pacific Northwest | Oregon | 41 | Douglas | 19 | 50396 | BLR1 | Dillard Complex | 11664 | 1974 | 9999 | Biomass |  |  | ESPC + Cyclone |  |  | Non-Fossil | B | 2030 |  | Biomass Retirement | 0 | 0 | 0 | 0 | 0 | 0 | 0 | 0 | 0 | 0 | 0 | 0 | 0 | 0 | 0 | 0 | 0 | 0 | 0 | 0 | 0 | 0 | 0 | 0 | 0 | 0 | 0 | 0 | 0 | 0 | 0 | 0 | 0 | 0 | 0 | 0 | 0 | 0 | 0 | 0 | 0 | 0 | 0 | 0 | 0 | 0 | 0 | 0 | 0 | 0 | 13.3
50396_B_BLR2 | WECC_Pacific Northwest | Oregon | 41 | Douglas | 19 | 50396 | BLR2 | Dillard Complex | 11664 | 1977 | 9999 | Biomass |  |  | ESPC + Cyclone |  |  | Non-Fossil | B | 2030 |  | Biomass Retirement | 0 | 0 | 0 | 0 | 0 | 0 | 0 | 0 | 0 | 0 | 0 | 0 | 0 | 0 | 0 | 0 | 0 | 0 | 0 | 0 | 0 | 0 | 0 | 0 | 0 | 0 | 0 | 0 | 0 | 0 | 0 | 0 | 0 | 0 | 0 | 0 | 0 | 0 | 0 | 0 | 0 | 0 | 0 | 0 | 0 | 0 | 0 | 0 | 0 | 0 | 13.3
50396_B_BLR6 | WECC_Pacific Northwest | Oregon | 41 | Douglas | 19 | 50396 | BLR6 | Dillard Complex | 11664 | 1974 | 9999 | Biomass |  |  | ESPC + Cyclone |  |  | Non-Fossil | B | 2030 |  | Biomass Retirement | 0 | 0 | 0 | 0 | 0 | 0 | 0 | 0 | 0 | 0 | 0 | 0 | 0 | 0 | 0 | 0 | 0 | 0 | 0 | 0 | 0 | 0 | 0 | 0 | 0 | 0 | 0 | 0 | 0 | 0 | 0 | 0 | 0 | 0 | 0 | 0 | 0 | 0 | 0 | 0 | 0 | 0 | 0 | 0 | 0 | 0 | 0 | 0 | 0 | 0 | 13.3
50397_B_5PB036 | PJM_Western MAAC | Pennsylvania | 42 | York | 133 | 50397 | 5PB036 | Pixelle Specialty Solutions LLC - Spring Grove Facility | 8300 | 1989 | 9999 | Coal Steam | FBC | dry | ESPH + Reagent Injection + SNCR | CF | Reagent Injection | Fossil | B | 2030 | Biomass |  | 0 | 0 | 0 | 0 | 0 | 0 | 0 | 0 | 0 | 0 | 0 | 0 | 0 | 0 | 0 | 0 | 0 | 0 | 0 | 0 | 0 | 0 | 0 | 0 | 0 | 0 | 0 | 0 | 0 | 0 | 0 | 0 | 0 | 0 | 0 | 0 | 0 | 0 | 0 | 0 | 2.5947 | 0 | 0 | 0 | 0 | 0 | 0 | 0 | 0 | 0 | 53 | SNCR
50397_B_6PB038 | PJM_Western MAAC | Pennsylvania | 42 | York | 133 | 50397 | 6PB038 | Pixelle Specialty Solutions LLC - Spring Grove Facility | 8300 | 2017 | 9999 | O/G Steam | wall | dry |  | FR |  | Fossil | B | 2030 | NaturalGas |  | 0.028866 | 0.034897 | 0.043764 | 0.10753 | 0 | 0 | 0 | 0 | 0 | 0 | 0 | 0 | 0 | 0 | 0 | 0 | 3.4778 | 4.2044 | 5.2728 | 12.955 | 4.4495 | 5.3791 | 6.7459 | 16.5745 | 5.3205e-09 | 6.4321e-09 | 8.0665e-09 | 1.9819e-08 | 0.0038004 | 0.0045944 | 0.0057618 | 0.014157 | 0 | 0 | 0 | 0 | 0 | 0 | 0 | 0 | 0.032387 | 0.003059 | 0.003698 | 0.0046377 | 0.011395 | 0.066682 | 0.066618 | 0.070688 | 0.20399 | 0 | 1.8
50397_B_7PB039 | PJM_Western MAAC | Pennsylvania | 42 | York | 133 | 50397 | 7PB039 | Pixelle Specialty Solutions LLC - Spring Grove Facility | 8300 | 2017 | 9999 | O/G Steam | wall |  |  | FR |  | Fossil | B | 2030 | NaturalGas |  | 0.18763 | 0.22683 | 0.28447 | 0.69892 | 0 | 0 | 0 | 0 | 0 | 0 | 0 | 0 | 0 | 0 | 0 | 0 | 22.6058 | 27.3287 | 34.2729 | 84.2074 | 28.9217 | 34.9641 | 43.8485 | 107.7343 | 3.4583e-08 | 4.1809e-08 | 5.2432e-08 | 1.2882e-07 | 0.024702 | 0.029863 | 0.037452 | 0.092018 | 0 | 0 | 0 | 0 | 0 | 0 | 0 | 0 | 0.21051 | 0.019883 | 0.024037 | 0.030145 | 0.074066 | 0.43343 | 0.43302 | 0.45947 | 1.3259 | 0 | 11.7
50397_B_REC037 | PJM_Western MAAC | Pennsylvania | 42 | York | 133 | 50397 | REC037 | Pixelle Specialty Solutions LLC - Spring Grove Facility | 5639 | 1993 | 9999 | Non-Fossil Waste | wall | dry | ESPH | other |  | Non-Fossil | B | 2030 | Non-Fossil |  | 0.2017 | 0.27342 | 0.3429 | 0.81802 | 0 | 0 | 0 | 0 | 0 | 0 | 0 | 0 | 0 | 0 | 0 | 0 | 35.7696 | 48.4877 | 60.8083 | 145.0656 | 0 | 0 | 0 | 0 | 0 | 0 | 0 | 0 | 0.032806 | 0.04447 | 0.05577 | 0.13305 | 0 | 0 | 0 | 0 | 0 | 0 | 0 | 0 | 4.7699 | 0.24813 | 0.33636 | 0.42183 | 1.0063 | 0 | 0 | 0 | 0 | 0 | 18.4
504_G_1 | WECC_Colorado | Colorado | 8 | Sedgwick | 115 | 504 | 1 | Julesburg | 12283 | 1951 | 9999 | Combustion Turbine | [5 empty] | Fossil | G | 2030 | Oil |  | 0 | 0 | 0 | 0 | 0 | 0 | 0 | 0 | 0 | 0 | 0 | 0 | 0 | 0 | 0 | 0 | 0 | 0 | 0 | 0 | 0 | 0 | 0 | 0 | 0 | 0 | 0 | 0 | 0 | 0 | 0 | 0 | 0 | 0 | 0 | 0 | 0 | 0 | 0 | 0 | 0.033041 | 0 | 0 | 0 | 0 | 0 | 0 | 0 | 0 | 0 | 0.7
504_G_3 | WECC_Colorado | Colorado | 8 | Sedgwick | 115 | 504 | 3 | Julesburg | 12283 | 1945 | 9999 | Combustion Turbine | [5 empty] | Fossil | G | 2030 | Oil |  | 0 | 0 | 0 | 0 | 0 | 0 | 0 | 0 | 0 | 0 | 0 | 0 | 0 | 0 | 0 | 0 | 0 | 0 | 0 | 0 | 0 | 0 | 0 | 0 | 0 | 0 | 0 | 0 | 0 | 0 | 0 | 0 | 0 | 0 | 0 | 0 | 0 | 0 | 0 | 0 | 0.0094402 | 0 | 0 | 0 | 0 | 0 | 0 | 0 | 0 | 0 | 0.2
504_G_4 | WECC_Colorado | Colorado | 8 | Sedgwick | 115 | 504 | 4 | Julesburg | 12283 | 1964 | 9999 | Combustion Turbine | [5 empty] | Fossil | G | 2030 | Oil |  | 0 | 0 | 0 | 0 | 0 | 0 | 0 | 0 | 0 | 0 | 0 | 0 | 0 | 0 | 0 | 0 | 0 | 0 | 0 | 0 | 0 | 0 | 0 | 0 | 0 | 0 | 0 | 0 | 0 | 0 | 0 | 0 | 0 | 0 | 0 | 0 | 0 | 0 | 0 | 0 | 0.051921 | 0 | 0 | 0 | 0 | 0 | 0 | 0 | 0 | 0 | 1.1
504_G_5 | WECC_Colorado | Colorado | 8 | Sedgwick | 115 | 504 | 5 | Julesburg | 12283 | 1946 | 9999 | Combustion Turbine | [5 empty] | Fossil | G | 2030 | Oil |  | 0 | 0 | 0 | 0 | 0 | 0 | 0 | 0 | 0 | 0 | 0 | 0 | 0 | 0 | 0 | 0 | 0 | 0 | 0 | 0 | 0 | 0 | 0 | 0 | 0 | 0 | 0 | 0 | 0 | 0 | 0 | 0 | 0 | 0 | 0 | 0 | 0 | 0 | 0 | 0 | 0.0094402 | 0 | 0 | 0 | 0 | 0 | 0 | 0 | 0 | 0 | 0.2
50400_G_GEN1 | WECC_Northern California (not including BANC) | California | 6 | Tuolumne | 109 | 50400 | GEN1 | Sand Bar Power Plant | 0 | 1986 | 9999 | Hydro | [5 empty] | Non-Fossil | G | 2030 | Hydro |  | 0 | 0 | 0 | 0 | 0 | 0 | 0 | 0 | 0 | 0 | 0 | 0 | 0 | 0 | 0 | 0 | 7.8627 | 12.2383 | 24.0014 | 44.1024 | 0 | 0 | 0 | 0 | 0 | 0 | 0 | 0 | 0 | 0 | 0 | 0 | 0 | 0 | 0 | 0 | 0 | 0 | 0 | 0 | 0.24661 | 0.010929 | 0.017011 | 0.033362 | 0.061302 | 0 | 0 | 0 | 0 | 0 | 15.6
50404_G_TG2 | ERCOT_Rest | Texas | 48 | Calhoun | 57 | 50404 | TG2 | BP Chemicals Green Lake Plant | 11084 | 1989 | 9999 | Non-Fossil Waste | [5 empty] | Non-Fossil | G | 2030 | Non-Fossil |  | 0.058724 | 0.079287 | 0.093169 | 0.23118 | 0 | 0 | 0 | 0 | 0 | 0 | 0 | 0 | 0 | 0 | 0 | 0 | 5.2981 | 7.1533 | 8.4057 | 20.8571 | 0 | 0 | 0 | 0 | 0 | 0 | 0 | 0 | 0 | 0 | 0 | 0 | 0 | 0 | 0 | 0 | 0 | 0 | 0 | 0 | 3.8885 | 0.036753 | 0.049622 | 0.05831 | 0.14469 | 0 | 0 | 0 | 0 | 0 | 15
50404_G_TG3 | ERCOT_Rest | Texas | 48 | Calhoun | 57 | 50404 | TG3 | BP Chemicals Green Lake Plant | 11084 | 1997 | 9999 | Non-Fossil Waste | [5 empty] | Non-Fossil | G | 2030 | Non-Fossil |  | 0.093175 | 0.1258 | 0.14783 | 0.36681 | 0 | 0 | 0 | 0 | 0 | 0 | 0 | 0 | 0 | 0 | 0 | 0 | 8.4063 | 11.3499 | 13.337 | 33.0932 | 0 | 0 | 0 | 0 | 0 | 0 | 0 | 0 | 0 | 0 | 0 | 0 | 0 | 0 | 0 | 0 | 0 | 0 | 0 | 0 | 6.1697 | 0.058315 | 0.078734 | 0.092519 | 0.22957 | 0 | 0 | 0 | 0 | 0 | 23.8
50408_G_1 | MISO_Wisconsin- Upper Michigan (WUMS) | Wisconsin | 55 | Marinette | 75 | 50408 | 1 | Park Mill | 0 | 1920 | 9999 | Hydro | [5 empty] | Non-Fossil | G | 2030 | Hydro |  | 0 | 0 | 0 | 0 | 0 | 0 | 0 | 0 | 0 | 0 | 0 | 0 | 0 | 0 | 0 | 0 | 0.47747 | 0.72183 | 0.98304 | 2.1823 | 0 | 0 | 0 | 0 | 0 | 0 | 0 | 0 | 0 | 0 | 0 | 0 | 0 | 0 | 0 | 0 | 0 | 0 | 0 | 0 | 0.0063233 | 0.00066368 | 0.0010033 | 0.0013664 | 0.0030334 | 0 | 0 | 0 | 0 | 0 | 0.4
50408_G_10 | MISO_Wisconsin- Upper Michigan (WUMS) | Wisconsin | 55 | Marinette | 75 | 50408 | 10 | Park Mill | 0 | 1988 | 9999 | Hydro | [5 empty] | Non-Fossil | G | 2030 | Hydro |  | 0 | 0 | 0 | 0 | 0 | 0 | 0 | 0 | 0 | 0 | 0 | 0 | 0 | 0 | 0 | 0 | 0.3581 | 0.54137 | 0.73728 | 1.6368 | 0 | 0 | 0 | 0 | 0 | 0 | 0 | 0 | 0 | 0 | 0 | 0 | 0 | 0 | 0 | 0 | 0 | 0 | 0 | 0 | 0.0047425 | 0.00049776 | 0.00075251 | 0.0010248 | 0.0022751 | 0 | 0 | 0 | 0 | 0 | 0.3
50408_G_2 | MISO_Wisconsin- Upper Michigan (WUMS) | Wisconsin | 55 | Marinette | 75 | 50408 | 2 | Park Mill | 0 | 1922 | 9999 | Hydro | [5 empty] | Non-Fossil | G | 2030 | Hydro |  | 0 | 0 | 0 | 0 | 0 | 0 | 0 | 0 | 0 | 0 | 0 | 0 | 0 | 0 | 0 | 0 | 0.23873 | 0.36092 | 0.49152 | 1.0912 | 0 | 0 | 0 | 0 | 0 | 0 | 0 | 0 | 0 | 0 | 0 | 0 | 0 | 0 | 0 | 0 | 0 | 0 | 0 | 0 | 0.0031616 | 0.00033184 | 0.00050167 | 0.00068321 | 0.0015167 | 0 | 0 | 0 | 0 | 0 | 0.2
50408_G_3 | MISO_Wisconsin- Upper Michigan (WUMS) | Wisconsin | 55 | Marinette | 75 | 50408 | 3 | Park Mill | 0 | 1946 | 9999 | Hydro | [5 empty] | Non-Fossil | G | 2030 | Hydro |  | 0 | 0 | 0 | 0 | 0 | 0 | 0 | 0 | 0 | 0 | 0 | 0 | 0 | 0 | 0 | 0 | 0.47747 | 0.72183 | 0.98304 | 2.1823 | 0 | 0 | 0 | 0 | 0 | 0 | 0 | 0 | 0 | 0 | 0 | 0 | 0 | 0 | 0 | 0 | 0 | 0 | 0 | 0 | 0.0063233 | 0.00066368 | 0.0010033 | 0.0013664 | 0.0030334 | 0 | 0 | 0 | 0 | 0 | 0.4
50408_G_6 | MISO_Wisconsin- Upper Michigan (WUMS) | Wisconsin | 55 | Marinette | 75 | 50408 | 6 | Park Mill | 0 | 1966 | 9999 | Hydro | [5 empty] | Non-Fossil | G | 2030 | Hydro |  | 0 | 0 | 0 | 0 | 0 | 0 | 0 | 0 | 0 | 0 | 0 | 0 | 0 | 0 | 0 | 0 | 0.47747 | 0.72183 | 0.98304 | 2.1823 | 0 | 0 | 0 | 0 | 0 | 0 | 0 | 0 | 0 | 0 | 0 | 0 | 0 | 0 | 0 | 0 | 0 | 0 | 0 | 0 | 0.0063233 | 0.00066368 | 0.0010033 | 0.0013664 | 0.0030334 | 0 | 0 | 0 | 0 | 0 | 0.4
50408_G_7 | MISO_Wisconsin- Upper Michigan (WUMS) | Wisconsin | 55 | Marinette | 75 | 50408 | 7 | Park Mill | 0 | 1968 | 9999 | Hydro | [5 empty] | Non-Fossil | G | 2030 | Hydro |  | 0 | 0 | 0 | 0 | 0 | 0 | 0 | 0 | 0 | 0 | 0 | 0 | 0 | 0 | 0 | 0 | 0.47747 | 0.72183 | 0.98304 | 2.1823 | 0 | 0 | 0 | 0 | 0 | 0 | 0 | 0 | 0 | 0 | 0 | 0 | 0 | 0 | 0 | 0 | 0 | 0 | 0 | 0 | 0.0063233 | 0.00066368 | 0.0010033 | 0.0013664 | 0.0030334 | 0 | 0 | 0 | 0 | 0 | 0.4
50409_G_4 | MISO_Wisconsin- Upper Michigan (WUMS) | Michigan | 26 | Menominee | 109 | 50409 | 4 | Menominee Mill Marinette | 0 | 1924 | 9999 | Hydro | [5 empty] | Non-Fossil | G | 2030 | Hydro |  | 0 | 0 | 0 | 0 | 0 | 0 | 0 | 0 | 0 | 0 | 0 | 0 | 0 | 0 | 0 | 0 | 0.49351 | 0.81376 | 0.71814 | 2.0254 | 0 | 0 | 0 | 0 | 0 | 0 | 0 | 0 | 0 | 0 | 0 | 0 | 0 | 0 | 0 | 0 | 0 | 0 | 0 | 0 | 0.0063233 | 0.00068598 | 0.0011311 | 0.00099821 | 0.0028153 | 0 | 0 | 0 | 0 | 0 | 0.4
50409_G_5 | MISO_Wisconsin- Upper Michigan (WUMS) | Michigan | 26 | Menominee | 109 | 50409 | 5 | Menominee Mill Marinette | 0 | 1924 | 9999 | Hydro | [5 empty] | Non-Fossil | G | 2030 | Hydro |  | 0 | 0 | 0 | 0 | 0 | 0 | 0 | 0 | 0 | 0 | 0 | 0 | 0 | 0 | 0 | 0 | 0.49351 | 0.81376 | 0.71814 | 2.0254 | 0 | 0 | 0 | 0 | 0 | 0 | 0 | 0 | 0 | 0 | 0 | 0 | 0 | 0 | 0 | 0 | 0 | 0 | 0 | 0 | 0.0063233 | 0.00068598 | 0.0011311 | 0.00099821 | 0.0028153 | 0 | 0 | 0 | 0 | 0 | 0.4
50409_G_8 | MISO_Wisconsin- Upper Michigan (WUMS) | Michigan | 26 | Menominee | 109 | 50409 | 8 | Menominee Mill Marinette | 0 | 1978 | 9999 | Hydro | [5 empty] | Non-Fossil | G | 2030 | Hydro |  | 0 | 0 | 0 | 0 | 0 | 0 | 0 | 0 | 0 | 0 | 0 | 0 | 0 | 0 | 0 | 0 | 0.61689 | 1.0172 | 0.89767 | 2.5318 | 0 | 0 | 0 | 0 | 0 | 0 | 0 | 0 | 0 | 0 | 0 | 0 | 0 | 0 | 0 | 0 | 0 | 0 | 0 | 0 | 0.0079041 | 0.00085748 | 0.0014139 | 0.0012478 | 0.0035191 | 0 | 0 | 0 | 0 | 0 | 0.5
50409_G_9 | MISO_Wisconsin- Upper Michigan (WUMS) | Michigan | 26 | Menominee | 109 | 50409 | 9 | Menominee Mill Marinette | 0 | 1978 | 9999 | Hydro | [5 empty] | Non-Fossil | G | 2030 | Hydro |  | 0 | 0 | 0 | 0 | 0 | 0 | 0 | 0 | 0 | 0 | 0 | 0 | 0 | 0 | 0 | 0 | 0.61689 | 1.0172 | 0.89767 | 2.5318 | 0 | 0 | 0 | 0 | 0 | 0 | 0 | 0 | 0 | 0 | 0 | 0 | 0 | 0 | 0 | 0 | 0 | 0 | 0 | 0 | 0.0079041 | 0.00085748 | 0.0014139 | 0.0012478 | 0.0035191 | 0 | 0 | 0 | 0 | 0 | 0.5
50410_G_6 | PJM_EMAAC | Pennsylvania | 42 | Delaware | 45 | 50410 | 6 | Chester Operations | 7370 | 2020 | 9999 | Combined Cycle | [5 empty] | Fossil | G | 2030 | NaturalGas |  | 0.083741 | 0.11453 | 0.2576 | 0.45588 | 0 | 0 | 0 | 0 | 0 | 0 | 0 | 0 | 0 | 0 | 0 | 0 | 11.3624 | 15.5401 | 34.953 | 61.8556 | 4.9022 | 6.7046 | 15.0801 | 26.687 | 5.8619e-09 | 8.0172e-09 | 1.8032e-08 | 3.1911e-08 | 0.00046058 | 0.00062992 | 0.0014168 | 0.0025073 | 0 | 0 | 0 | 0 | 0 | 0 | 0 | 0 | 0.42548 | 0.029134 | 0.039845 | 0.074655 | 0.14363 | 0.2692 | 0.27558 | 0.5428 | 1.0876 | 0 | 14.1
50413_G_DGCAT | MISO_Minnesota and Western Wisconsin | Minnesota | 27 | Olmsted | 109 | 50413 | DGCAT | Olmsted Waste Energy | 13469 | 2009 | 9999 | Combustion Turbine | [5 empty] | Fossil | G | 2030 | Oil |  | 0 | 0 | 0 | 0 | 0 | 0 | 0 | 0 | 0 | 0 | 0 | 0 | 0 | 0 | 0 | 0 | 0 | 0 | 0 | 0 | 0 | 0 | 0 | 0 | 0 | 0 | 0 | 0 | 0 | 0 | 0 | 0 | 0 | 0 | 0 | 0 | 0 | 0 | 0 | 0 | 0.056142 | 0 | 0 | 0 | 0 | 0 | 0 | 0 | 0 | 0 | 1.3
50413_G_TG2 | MISO_Minnesota and Western Wisconsin | Minnesota | 27 | Olmsted | 109 | 50413 | TG2 | Olmsted Waste Energy | 5496 | 1987 | 9999 | Municipal Solid Waste |  |  | Dry Scrubber |  | Dry Scrubber | Non-Fossil | G | 2030 | MSW |  | 0.0091851 | 0.013225 | 0.017224 | 0.039634 | 0 | 0 | 0 | 0 | 0 | 0 | 0 | 0 | 0 | 0 | 0 | 0 | 1.6712 | 2.4064 | 3.1339 | 7.2115 | 2.0392 | 2.9361 | 3.8239 | 8.7992 | 0.00012754 | 0.00018364 | 0.00023917 | 0.00055035 | 0.0099069 | 0.014265 | 0.018578 | 0.042749 | 0.0056257 | 0.0081003 | 0.010549 | 0.024275 | 0 | 0 | 0 | 0 | 0.337 | 0.011593 | 0.016693 | 0.02174 | 0.050026 | 0 | 0 | 0 | 0 | 0 | 1.3 | Scrubber | Dry Scrubber
50413_G_TG3 | MISO_Minnesota and Western Wisconsin | Minnesota | 27 | Olmsted | 109 | 50413 | TG3 | Olmsted Waste Energy | 5496 | 2010 | 9999 | Municipal Solid Waste | [5 empty] | Non-Fossil | G | 2030 | MSW |  | 0.035327 | 0.050867 | 0.066246 | 0.15244 | 0 | 0 | 0 | 0 | 0 | 0 | 0 | 0 | 0 | 0 | 0 | 0 | 6.4278 | 9.2552 | 12.0536 | 27.7366 | 7.8429 | 11.2928 | 14.7072 | 33.8429 | 0.00049054 | 0.00070632 | 0.00091988 | 0.0021167 | 0.0076808 | 0.011059 | 0.014403 | 0.033143 | 0.021637 | 0.031155 | 0.040575 | 0.093367 | 0 | 0 | 0 | 0 | 1.2962 | 0.04459 | 0.064203 | 0.083615 | 0.19241 | 0 | 0 | 0 | 0 | 0 | 5
50413_G_TGI | MISO_Minnesota and Western Wisconsin | Minnesota | 27 | Olmsted | 109 | 50413 | TGI | Olmsted Waste Energy | 5496 | 1987 | 9999 | Municipal Solid Waste |  |  | Dry Scrubber |  | Dry Scrubber | Non-Fossil | G | 2030 | MSW |  | 0.0098916 | 0.014243 | 0.018549 | 0.042683 | 0 | 0 | 0 | 0 | 0 | 0 | 0 | 0 | 0 | 0 | 0 | 0 | 1.7998 | 2.5915 | 3.375 | 7.7662 | 2.196 | 3.162 | 4.118 | 9.476 | 0.00013735 | 0.00019777 | 0.00025757 | 0.00059269 | 0.0081537 | 0.01174 | 0.01529 | 0.035184 | 0.0060584 | 0.0087234 | 0.011361 | 0.026143 | 0 | 0 | 0 | 0 | 0.36292 | 0.012485 | 0.017977 | 0.023412 | 0.053874 | 0 | 0 | 0 | 0 | 0 | 1.4 | Scrubber | Dry Scrubber
50414_G_1 | ISONE_MA, VT, NH, RI (Rest of ISO New England) | New Hampshire | 33 | Merrimack | 13 | 50414 | 1 | Penacook Upper Falls Hydro | 0 | 1986 | 9999 | Hydro | [5 empty] | Non-Fossil | G | 2030 | Hydro |  | 0 | 0 | 0 | 0 | 0 | 0 | 0 | 0 | 0 | 0 | 0 | 0 | 0 | 0 | 0 | 0 | 4.0544 | 6.2486 | 5.9497 | 16.2528 | 0 | 0 | 0 | 0 | 0 | 0 | 0 | 0 | 0 | 0 | 0 | 0 | 0 | 0 | 0 | 0 | 0 | 0 | 0 | 0 | 0.053748 | 0.0056356 | 0.0086856 | 0.0082701 | 0.022591 | 0 | 0 | 0 | 0 | 0 | 3.4
50416_G_GEN1 | NY_Zone C&E | New York | 36 | Jefferson | 45 | 50416 | GEN1 | Tannery Island Power | 0 | 1986 | 9999 | Hydro | [5 empty] | Non-Fossil | G | 2030 | Hydro |  | 0 | 0 | 0 | 0 | 0 | 0 | 0 | 0 | 0 | 0 | 0 | 0 | 0 | 0 | 0 | 0 | 0.21927 | 0.29682 | 0.36648 | 0.88256 | 0 | 0 | 0 | 0 | 0 | 0 | 0 | 0 | 0 | 0 | 0 | 0 | 0 | 0 | 0 | 0 | 0 | 0 | 0 | 0 | 0.0031616 | 0.00030478 | 0.00041257 | 0.0005094 | 0.0012268 | 0 | 0 | 0 | 0 | 0 | 0.2
50416_G_GEN2 | NY_Zone C&E | New York | 36 | Jefferson | 45 | 50416 | GEN2 | Tannery Island Power | 0 | 1986 | 9999 | Hydro | [5 empty] | Non-Fossil | G | 2030 | Hydro |  | 0 | 0 | 0 | 0 | 0 | 0 | 0 | 0 | 0 | 0 | 0 | 0 | 0 | 0 | 0 | 0 | 0.21927 | 0.29682 | 0.36648 | 0.88256 | 0 | 0 | 0 | 0 | 0 | 0 | 0 | 0 | 0 | 0 | 0 | 0 | 0 | 0 | 0 | 0 | 0 | 0 | 0 | 0 | 0.0031616 | 0.00030478 | 0.00041257 | 0.0005094 | 0.0012268 | 0 | 0 | 0 | 0 | 0 | 0.2
50416_G_GEN3 | NY_Zone C&E | New York | 36 | Jefferson | 45 | 50416 | GEN3 | Tannery Island Power | 0 | 1986 | 9999 | Hydro | [5 empty] | Non-Fossil | G | 2030 | Hydro |  | 0 | 0 | 0 | 0 | 0 | 0 | 0 | 0 | 0 | 0 | 0 | 0 | 0 | 0 | 0 | 0 | 0.21927 | 0.29682 | 0.36648 | 0.88256 | 0 | 0 | 0 | 0 | 0 | 0 | 0 | 0 | 0 | 0 | 0 | 0 | 0 | 0 | 0 | 0 | 0 | 0 | 0 | 0 | 0.0031616 | 0.00030478 | 0.00041257 | 0.0005094 | 0.0012268 | 0 | 0 | 0 | 0 | 0 | 0.2
50416_G_GEN4 | NY_Zone C&E | New York | 36 | Jefferson | 45 | 50416 | GEN4 | Tannery Island Power | 0 | 1986 | 9999 | Hydro | [5 empty] | Non-Fossil | G | 2030 | Hydro |  | 0 | 0 | 0 | 0 | 0 | 0 | 0 | 0 | 0 | 0 | 0 | 0 | 0 | 0 | 0 | 0 | 0.21927 | 0.29682 | 0.36648 | 0.88256 | 0 | 0 | 0 | 0 | 0 | 0 | 0 | 0 | 0 | 0 | 0 | 0 | 0 | 0 | 0 | 0 | 0 | 0 | 0 | 0 | 0.0031616 | 0.00030478 | 0.00041257 | 0.0005094 | 0.0012268 | 0 | 0 | 0 | 0 | 0 | 0.2
50416_G_GEN5 | NY_Zone C&E | New York | 36 | Jefferson | 45 | 50416 | GEN5 | Tannery Island Power | 0 | 1986 | 9999 | Hydro | [5 empty] | Non-Fossil | G | 2030 | Hydro |  | 0 | 0 | 0 | 0 | 0 | 0 | 0 | 0 | 0 | 0 | 0 | 0 | 0 | 0 | 0 | 0 | 0.21927 | 0.29682 | 0.36648 | 0.88256 | 0 | 0 | 0 | 0 | 0 | 0 | 0 | 0 | 0 | 0 | 0 | 0 | 0 | 0 | 0 | 0 | 0 | 0 | 0 | 0 | 0.0031616 | 0.00030478 | 0.00041257 | 0.0005094 | 0.0012268 | 0 | 0 | 0 | 0 | 0 | 0.2
50421_G_201 | WECC_Pacific Northwest | Washington | 53 | Yakima | 77 | 50421 | 201 | Orchard Avenue 1 | 0 | 1987 | 9999 | Hydro | [5 empty] | Non-Fossil | G | 2030 | Hydro |  | 0 | 0 | 0 | 0 | 0 | 0 | 0 | 0 | 0 | 0 | 0 | 0 | 0 | 0 | 0 | 0 | 0.76374 | 0.93699 | 1.3632 | 3.0639 | 0 | 0 | 0 | 0 | 0 | 0 | 0 | 0 | 0 | 0 | 0 | 0 | 0 | 0 | 0 | 0 | 0 | 0 | 0 | 0 | 0.012647 | 0.0010616 | 0.0013024 | 0.0018948 | 0.0042588 | 0 | 0 | 0 | 0 | 0 | 0.8
50421_G_301 | WECC_Pacific Northwest | Washington | 53 | Yakima | 77 | 50421 | 301 | Orchard Avenue 1 | 0 | 1987 | 9999 | Hydro | [5 empty] | Non-Fossil | G | 2030 | Hydro |  | 0 | 0 | 0 | 0 | 0 | 0 | 0 | 0 | 0 | 0 | 0 | 0 | 0 | 0 | 0 | 0 | 0.76374 | 0.93699 | 1.3632 | 3.0639 | 0 | 0 | 0 | 0 | 0 | 0 | 0 | 0 | 0 | 0 | 0 | 0 | 0 | 0 | 0 | 0 | 0 | 0 | 0 | 0 | 0.012647 | 0.0010616 | 0.0013024 | 0.0018948 | 0.0042588 | 0 | 0 | 0 | 0 | 0 | 0.8
50423_G_983 | WECC_Pacific Northwest | Washington | 53 | Yakima | 77 | 50423 | 983 | Cowiche | 0 | 1987 | 9999 | Hydro | [5 empty] | Non-Fossil | G | 2030 | Hydro |  | 0 | 0 | 0 | 0 | 0 | 0 | 0 | 0 | 0 | 0 | 0 | 0 | 0 | 0 | 0 | 0 | 1.304 | 1.8047 | 2.2758 | 5.3846 | 0 | 0 | 0 | 0 | 0 | 0 | 0 | 0 | 0 | 0 | 0 | 0 | 0 | 0 | 0 | 0 | 0 | 0 | 0 | 0 | 0.025293 | 0.0018126 | 0.0025086 | 0.0031634 | 0.0074845 | 0 | 0 | 0 | 0 | 0 | 1.6
50427_G_GEN1 | NY_Zone J (NYC) | New York | 36 | Bronx | 5 | 50427 | GEN1 | Bronx Zoo | 8700 | 1991 | 9999 | Combustion Turbine | [5 empty] | Fossil | G | 2030 | NaturalGas |  | 7.8436e-06 | 1.5687e-05 | 0.00422 | 0.0042435 | 0 | 0 | 0 | 0 | 0 | 0 | 0 | 0 | 0 | 0 | 0 | 0 | 0.00090156 | 0.0018031 | 0.48505 | 0.48776 | 0.00067548 | 0.001351 | 0.36342 | 0.36545 | 8.0772e-13 | 1.6154e-12 | 4.3457e-10 | 4.3699e-10 | 2.9335e-06 | 5.867e-06 | 0.0015783 | 0.0015871 | 0 | 0 | 0 | 0 | 0 | 0 | 0 | 0 | 0.013772 | 4.2554e-06 | 8.5107e-06 | 0.0022895 | 0.0023022 | 5.0634e-05 | 4.4761e-05 | 0.0088167 | 0.0089121 | 0 | 0.5
50427_G_GEN2 | NY_Zone J (NYC) | New York | 36 | Bronx | 5 | 50427 | GEN2 | Bronx Zoo | 8700 | 1991 | 9999 | Combustion Turbine | [5 empty] | Fossil | G | 2030 | NaturalGas |  | 7.8436e-06 | 1.5687e-05 | 0.00422 | 0.0042435 | 0 | 0 | 0 | 0 | 0 | 0 | 0 | 0 | 0 | 0 | 0 | 0 | 0.00090156 | 0.0018031 | 0.48505 | 0.48776 | 0.00067548 | 0.001351 | 0.36342 | 0.36545 | 8.0772e-13 | 1.6154e-12 | 4.3457e-10 | 4.3699e-10 | 2.9335e-06 | 5.867e-06 | 0.0015783 | 0.0015871 | 0 | 0 | 0 | 0 | 0 | 0 | 0 | 0 | 0.013772 | 4.2554e-06 | 8.5107e-06 | 0.0022895 | 0.0023022 | 5.0634e-05 | 4.4761e-05 | 0.0088167 | 0.0089121 | 0 | 0.5
50427_G_GEN3 | NY_Zone J (NYC) | New York | 36 | Bronx | 5 | 50427 | GEN3 | Bronx Zoo | 8700 | 1991 | 9999 | Combustion Turbine | [5 empty] | Fossil | G | 2030 | NaturalGas |  | 1.7256e-05 | 3.4512e-05 | 0.009284 | 0.0093357 | 0 | 0 | 0 | 0 | 0 | 0 | 0 | 0 | 0 | 0 | 0 | 0 | 0.0019834 | 0.0039669 | 1.0671 | 1.0731 | 0.0014861 | 0.0029721 | 0.79953 | 0.80399 | 1.777e-12 | 3.554e-12 | 9.5605e-10 | 9.6138e-10 | 6.4537e-06 | 1.2907e-05 | 0.0034722 | 0.0034916 | 0 | 0 | 0 | 0 | 0 | 0 | 0 | 0 | 0.030298 | 9.3618e-06 | 1.8724e-05 | 0.0050368 | 0.0050649 | 0.00011139 | 9.8474e-05 | 0.019397 | 0.019607 | 0 | 1.1
50427_G_GEN4 | NY_Zone J (NYC) | New York | 36 | Bronx | 5 | 50427 | GEN4 | Bronx Zoo | 8700 | 1995 | 9999 | Combustion Turbine | [5 empty] | Fossil | G | 2030 | NaturalGas |  | 2.3531e-05 | 4.7061e-05 | 0.01266 | 0.012731 | 0 | 0 | 0 | 0 | 0 | 0 | 0 | 0 | 0 | 0 | 0 | 0 | 0.0027047 | 0.0054094 | 1.4552 | 1.4633 | 0.0020265 | 0.0040529 | 1.0903 | 1.0963 | 2.4232e-12 | 4.8463e-12 | 1.3037e-09 | 1.311e-09 | 8.8006e-06 | 1.7601e-05 | 0.0047348 | 0.0047612 | 0 | 0 | 0 | 0 | 0 | 0 | 0 | 0 | 0.041316 | 1.2766e-05 | 2.5532e-05 | 0.0068684 | 0.0069067 | 0.0001519 | 0.00013428 | 0.02645 | 0.026736 | 0 | 1.5
50431_G_TG1 | MISO_Lower Michigan | Michigan | 26 | Washtenaw | 161 | 50431 | TG1 | University of Michigan | 5500 | 1986 | 9999 | Combined Cycle |  |  |  | LNB |  | Fossil | G | 2030 | NaturalGas |  | 0.11121 | 0.15075 | 0.20845 | 0.47041 | 0 | 0 | 0 | 0 | 0 | 0 | 0 | 0 | 0 | 0 | 0 | 0 | 20.2194 | 27.4085 | 37.9003 | 85.5283 | 11.7465 | 15.923 | 22.0182 | 49.6877 | 1.4046e-08 | 1.904e-08 | 2.6329e-08 | 5.9415e-08 | 0.0027378 | 0.0037113 | 0.0051319 | 0.011581 | 0 | 0 | 0 | 0 | 0 | 0 | 0 | 0 | 0.43423 | 0.043186 | 0.058541 | 0.08095 | 0.18268 | 0.31933 | 0.39074 | 0.45657 | 1.1666 | 0 | 11.5
50431_G_TG10 | MISO_Lower Michigan | Michigan | 26 | Washtenaw | 161 | 50431 | TG10 | University of Michigan | 5500 | 1992 | 9999 | Combined Cycle | [5 empty] | Fossil | G | 2030 | NaturalGas |  | 0.033846 | 0.04588 | 0.063442 | 0.14317 | 0 | 0 | 0 | 0 | 0 | 0 | 0 | 0 | 0 | 0 | 0 | 0 | 6.1537 | 8.3417 | 11.5349 | 26.0303 | 3.575 | 4.8461 | 6.7012 | 15.1224 | 4.2749e-09 | 5.7948e-09 | 8.013e-09 | 1.8083e-08 | 0.00083325 | 0.0011295 | 0.0015619 | 0.0035246 | 0 | 0 | 0 | 0 | 0 | 0 | 0 | 0 | 0.13216 | 0.013144 | 0.017817 | 0.024637 | 0.055598 | 0.097188 | 0.11892 | 0.13896 | 0.35507 | 0 | 3.5
50431_G_TG7 | MISO_Lower Michigan | Michigan | 26 | Washtenaw | 161 | 50431 | TG7 | University of Michigan | 5500 | 1975 | 9999 | Combined Cycle |  |  |  | LNB |  | Fossil | G | 2030 | NaturalGas |  | 0.11121 | 0.15075 | 0.20845 | 0.47041 | 0 | 0 | 0 | 0 | 0 | 0 | 0 | 0 | 0 | 0 | 0 | 0 | 20.2194 | 27.4085 | 37.9003 | 85.5283 | 11.7465 | 15.923 | 22.0182 | 49.6877 | 1.4046e-08 | 1.904e-08 | 2.6329e-08 | 5.9415e-08 | 0.0027378 | 0.0037113 | 0.0051319 | 0.011581 | 0 | 0 | 0 | 0 | 0 | 0 | 0 | 0 | 0.43423 | 0.043186 | 0.058541 | 0.08095 | 0.18268 | 0.31933 | 0.39074 | 0.45657 | 1.1666 | 0 | 11.5
50431_G_TG8 | MISO_Lower Michigan | Michigan | 26 | Washtenaw | 161 | 50431 | TG8 | University of Michigan | 5500 | 1975 | 9999 | Combined Cycle |  |  |  | LNB |  | Fossil | G | 2030 | NaturalGas |  | 0.11121 | 0.15075 | 0.20845 | 0.47041 | 0 | 0 | 0 | 0 | 0 | 0 | 0 | 0 | 0 | 0 | 0 | 0 | 20.2194 | 27.4085 | 37.9003 | 85.5283 | 11.7465 | 15.923 | 22.0182 | 49.6877 | 1.4046e-08 | 1.904e-08 | 2.6329e-08 | 5.9415e-08 | 0.0027378 | 0.0037113 | 0.0051319 | 0.011581 | 0 | 0 | 0 | 0 | 0 | 0 | 0 | 0 | 0.43423 | 0.043186 | 0.058541 | 0.08095 | 0.18268 | 0.31933 | 0.39074 | 0.45657 | 1.1666 | 0 | 11.5
50431_G_TG9 | MISO_Lower Michigan | Michigan | 26 | Washtenaw | 161 | 50431 | TG9 | University of Michigan | 5500 | 1990 | 9999 | Combined Cycle | [5 empty] | Fossil | G | 2030 | NaturalGas |  | 0.033846 | 0.04588 | 0.063442 | 0.14317 | 0 | 0 | 0 | 0 | 0 | 0 | 0 | 0 | 0 | 0 | 0 | 0 | 6.1537 | 8.3417 | 11.5349 | 26.0303 | 3.575 | 4.8461 | 6.7012 | 15.1224 | 4.2749e-09 | 5.7948e-09 | 8.013e-09 | 1.8083e-08 | 0.00083325 | 0.0011295 | 0.0015619 | 0.0035246 | 0 | 0 | 0 | 0 | 0 | 0 | 0 | 0 | 0.13216 | 0.013144 | 0.017817 | 0.024637 | 0.055598 | 0.097188 | 0.11892 | 0.13896 | 0.35507 | 0 | 3.5
50433_G_ADA1 | MISO_Lower Michigan | Michigan | 26 | Kent | 81 | 50433 | ADA1 | Ada Dam | 0 | 1984 | 9999 | Hydro | [5 empty] | Non-Fossil | G | 2030 | Hydro |  | 0 | 0 | 0 | 0 | 0 | 0 | 0 | 0 | 0 | 0 | 0 | 0 | 0 | 0 | 0 | 0 | 1.7437 | 2.8351 | 2.5116 | 7.0904 | 0 | 0 | 0 | 0 | 0 | 0 | 0 | 0 | 0 | 0 | 0 | 0 | 0 | 0 | 0 | 0 | 0 | 0 | 0 | 0 | 0.022132 | 0.0024237 | 0.0039408 | 0.0034911 | 0.0098557 | 0 | 0 | 0 | 0 | 0 | 1.4
50435_G_SUG1 | WECC_Colorado | Colorado | 8 | Lake | 65 | 50435 | SUG1 | Sugarloaf Hydro Plant | 0 | 1985 | 9999 | Hydro | [5 empty] | Non-Fossil | G | 2030 | Hydro |  | 0 | 0 | 0 | 0 | 0 | 0 | 0 | 0 | 0 | 0 | 0 | 0 | 0 | 0 | 0 | 0 | 2.4247 | 2.5951 | 4.4172 | 9.437 | 0 | 0 | 0 | 0 | 0 | 0 | 0 | 0 | 0 | 0 | 0 | 0 | 0 | 0 | 0 | 0 | 0 | 0 | 0 | 0 | 0.039521 | 0.0033703 | 0.0036071 | 0.0061399 | 0.013117 | 0 | 0 | 0 | 0 | 0 | 2.5
50436_G_CAS1 | MISO_Lower Michigan | Michigan | 26 | Kent | 81 | 50436 | CAS1 | Cascade Dam | 0 | 1986 | 9999 | Hydro | [5 empty] | Non-Fossil | G | 2030 | Hydro |  | 0 | 0 | 0 | 0 | 0 | 0 | 0 | 0 | 0 | 0 | 0 | 0 | 0 | 0 | 0 | 0 | 1.5262 | 2.7525 | 2.2136 | 6.4923 | 0 | 0 | 0 | 0 | 0 | 0 | 0 | 0 | 0 | 0 | 0 | 0 | 0 | 0 | 0 | 0 | 0 | 0 | 0 | 0 | 0.025293 | 0.0021215 | 0.003826 | 0.0030769 | 0.0090243 | 0 | 0 | 0 | 0 | 0 | 1.6
50437_G_FRL1 | MISO_Lower Michigan | Michigan | 26 | Wayne | 163 | 50437 | FRL1 | French Landing Dam | 0 | 1988 | 9999 | Hydro | [5 empty] | Non-Fossil | G | 2030 | Hydro |  | 0 | 0 | 0 | 0 | 0 | 0 | 0 | 0 | 0 | 0 | 0 | 0 | 0 | 0 | 0 | 0 | 1.9928 | 3.2402 | 2.8704 | 8.1033 | 0 | 0 | 0 | 0 | 0 | 0 | 0 | 0 | 0 | 0 | 0 | 0 | 0 | 0 | 0 | 0 | 0 | 0 | 0 | 0 | 0.025293 | 0.00277 | 0.0045038 | 0.0039898 | 0.011264 | 0 | 0 | 0 | 0 | 0 | 1.6
50439_G_GEN1 | MISO_Wisconsin- Upper Michigan (WUMS) | Wisconsin | 55 | Oconto | 83 | 50439 | GEN1 | Oconto Falls Lower | 0 | 1971 | 9999 | Hydro | [5 empty] | Non-Fossil | G | 2030 | Hydro |  | 0 | 0 | 0 | 0 | 0 | 0 | 0 | 0 | 0 | 0 | 0 | 0 | 0 | 0 | 0 | 0 | 0.3581 | 0.54137 | 0.73728 | 1.6368 | 0 | 0 | 0 | 0 | 0 | 0 | 0 | 0 | 0 | 0 | 0 | 0 | 0 | 0 | 0 | 0 | 0 | 0 | 0 | 0 | 0.0047425 | 0.00049776 | 0.00075251 | 0.0010248 | 0.0022751 | 0 | 0 | 0 | 0 | 0 | 0.3
50439_G_GEN2 | MISO_Wisconsin- Upper Michigan (WUMS) | Wisconsin | 55 | Oconto | 83 | 50439 | GEN2 | Oconto Falls Lower | 0 | 1971 | 9999 | Hydro | [5 empty] | Non-Fossil | G | 2030 | Hydro |  | 0 | 0 | 0 | 0 | 0 | 0 | 0 | 0 | 0 | 0 | 0 | 0 | 0 | 0 | 0 | 0 | 2.0292 | 3.0678 | 4.1779 | 9.2749 | 0 | 0 | 0 | 0 | 0 | 0 | 0 | 0 | 0 | 0 | 0 | 0 | 0 | 0 | 0 | 0 | 0 | 0 | 0 | 0 | 0.026874 | 0.0028206 | 0.0042642 | 0.0058073 | 0.012892 | 0 | 0 | 0 | 0 | 0 | 1.7
50447_B_17 | ISONE_Maine | Maine | 23 | Cumberland | 5 | 50447 | 17 | S D Warren Westbrook | 7755 | 1948 | 9999 | Biomass | [5 empty] | Non-Fossil | B | 2030 | Biomass |  | 0.26138 | 0 | 0 | 0.26138 | 0 | 0 | 0 | 0 | 0 | 0 | 0 | 0 | 0 | 0 | 0 | 0 | 33.7046 | 0 | 0 | 33.7046 | 69.3619 | 0 | 0 | 69.3619 | 0.00020275 | 0 | 0 | 0.00020275 | 0.14422 | 0 | 0 | 0.14422 | 0.028456 | 0 | 0 | 0.028456 | 0 | 0 | 0 | 0 | 0.41759 | 0.2549 | 0 | 0 | 0.2549 | 0.97657 | 0 | 0 | 0.97657 | 0 | 18.8
50447_B_18 | ISONE_Maine | Maine | 23 | Cumberland | 5 | 50447 | 18 | S D Warren Westbrook | 7755 | 1948 | 9999 | Biomass | [5 empty] | Non-Fossil | B | 2030 | Biomass |  | 0.26138 | 0 | 0 | 0.26138 | 0 | 0 | 0 | 0 | 0 | 0 | 0 | 0 | 0 | 0 | 0 | 0 | 33.7046 | 0 | 0 | 33.7046 | 69.3619 | 0 | 0 | 69.3619 | 0.00020275 | 0 | 0 | 0.00020275 | 0.091077 | 0 | 0 | 0.091077 | 0.028456 | 0 | 0 | 0.028456 | 0 | 0 | 0 | 0 | 0.41759 | 0.2549 | 0 | 0 | 0.2549 | 0.97657 | 0 | 0 | 0.97657 | 0 | 18.8
50447_B_21 | ISONE_Maine | Maine | 23 | Cumberland | 5 | 50447 | 21 | S D Warren Westbrook | 7755 | 1948 | 9999 | Biomass |  |  | ESPH | OFA |  | Non-Fossil | B | 2030 | Biomass |  | 0.26138 | 0 | 0 | 0.26138 | 0 | 0 | 0 | 0 | 0 | 0 | 0 | 0 | 0 | 0 | 0 | 0 | 33.7046 | 0 | 0 | 33.7046 | 69.3619 | 0 | 0 | 69.3619 | 0.00020275 | 0 | 0 | 0.00020275 | 0.10889 | 0 | 0 | 0.10889 | 0.028456 | 0 | 0 | 0.028456 | 0 | 0 | 0 | 0 | 0.41759 | 0.2549 | 0 | 0 | 0.2549 | 0.97657 | 0 | 0 | 0.97657 | 0 | 18.8
50447_G_GEN1 | ISONE_Maine | Maine | 23 | Cumberland | 5 | 50447 | GEN1 | S D Warren Westbrook | 0 | 1903 | 9999 | Hydro | [5 empty] | Non-Fossil | G | 2030 | Hydro |  | 0 | 0 | 0 | 0 | 0 | 0 | 0 | 0 | 0 | 0 | 0 | 0 | 0 | 0 | 0 | 0 | 0.93582 | 1.2227 | 1.376 | 3.5345 | 0 | 0 | 0 | 0 | 0 | 0 | 0 | 0 | 0 | 0 | 0 | 0 | 0 | 0 | 0 | 0 | 0 | 0 | 0 | 0 | 0.0094849 | 0.0013008 | 0.0016996 | 0.0019126 | 0.004913 | 0 | 0 | 0 | 0 | 0 | 0.6
50447_G_GEN2 | ISONE_Maine | Maine | 23 | Cumberland | 5 | 50447 | GEN2 | S D Warren Westbrook | 0 | 1903 | 9999 | Hydro | [5 empty] | Non-Fossil | G | 2030 | Hydro |  | 0 | 0 | 0 | 0 | 0 | 0 | 0 | 0 | 0 | 0 | 0 | 0 | 0 | 0 | 0 | 0 | 0.93582 | 1.2227 | 1.376 | 3.5345 | 0 | 0 | 0 | 0 | 0 | 0 | 0 | 0 | 0 | 0 | 0 | 0 | 0 | 0 | 0 | 0 | 0 | 0 | 0 | 0 | 0.0094849 | 0.0013008 | 0.0016996 | 0.0019126 | 0.004913 | 0 | 0 | 0 | 0 | 0 | 0.6
50447_G_GEN3 | ISONE_Maine | Maine | 23 | Cumberland | 5 | 50447 | GEN3 | S D Warren Westbrook | 0 | 1903 | 9999 | Hydro | [5 empty] | Non-Fossil | G | 2030 | Hydro |  | 0 | 0 | 0 | 0 | 0 | 0 | 0 | 0 | 0 | 0 | 0 | 0 | 0 | 0 | 0 | 0 | 0.93582 | 1.2227 | 1.376 | 3.5345 | 0 | 0 | 0 | 0 | 0 | 0 | 0 | 0 | 0 | 0 | 0 | 0 | 0 | 0 | 0 | 0 | 0 | 0 | 0 | 0 | 0.0094849 | 0.0013008 | 0.0016996 | 0.0019126 | 0.004913 | 0 | 0 | 0 | 0 | 0 | 0.6
50447_G_GEN4 | ISONE_Maine | Maine | 23 | Cumberland | 5 | 50447 | GEN4 | S D Warren Westbrook | 0 | 1913 | 9999 | Hydro | [5 empty] | Non-Fossil | G | 2030 | Hydro |  | 0 | 0 | 0 | 0 | 0 | 0 | 0 | 0 | 0 | 0 | 0 | 0 | 0 | 0 | 0 | 0 | 1.2478 | 1.6303 | 1.8347 | 4.7127 | 0 | 0 | 0 | 0 | 0 | 0 | 0 | 0 | 0 | 0 | 0 | 0 | 0 | 0 | 0 | 0 | 0 | 0 | 0 | 0 | 0.012647 | 0.0017344 | 0.0022661 | 0.0025502 | 0.0065506 | 0 | 0 | 0 | 0 | 0 | 0.8
50447_G_GEN5 | ISONE_Maine | Maine | 23 | Cumberland | 5 | 50447 | GEN5 | S D Warren Westbrook | 0 | 1913 | 9999 | Hydro | [5 empty] | Non-Fossil | G | 2030 | Hydro |  | 0 | 0 | 0 | 0 | 0 | 0 | 0 | 0 | 0 | 0 | 0 | 0 | 0 | 0 | 0 | 0 | 1.2478 | 1.6303 | 1.8347 | 4.7127 | 0 | 0 | 0 | 0 | 0 | 0 | 0 | 0 | 0 | 0 | 0 | 0 | 0 | 0 | 0 | 0 | 0 | 0 | 0 | 0 | 0.012647 | 0.0017344 | 0.0022661 | 0.0025502 | 0.0065506 | 0 | 0 | 0 | 0 | 0 | 0.8
50447_G_GEN6 | ISONE_Maine | Maine | 23 | Cumberland | 5 | 50447 | GEN6 | S D Warren Westbrook | 0 | 1913 | 9999 | Hydro | [5 empty] | Non-Fossil | G | 2030 | Hydro |  | 0 | 0 | 0 | 0 | 0 | 0 | 0 | 0 | 0 | 0 | 0 | 0 | 0 | 0 | 0 | 0 | 1.2478 | 1.6303 | 1.8347 | 4.7127 | 0 | 0 | 0 | 0 | 0 | 0 | 0 | 0 | 0 | 0 | 0 | 0 | 0 | 0 | 0 | 0 | 0 | 0 | 0 | 0 | 0.012647 | 0.0017344 | 0.0022661 | 0.0025502 | 0.0065506 | 0 | 0 | 0 | 0 | 0 | 0.8
50447_G_GEN7 | ISONE_Maine | Maine | 23 | Cumberland | 5 | 50447 | GEN7 | S D Warren Westbrook | 0 | 1940 | 9999 | Hydro | [5 empty] | Non-Fossil | G | 2030 | Hydro |  | 0 | 0 | 0 | 0 | 0 | 0 | 0 | 0 | 0 | 0 | 0 | 0 | 0 | 0 | 0 | 0 | 0.93582 | 1.2227 | 1.376 | 3.5345 | 0 | 0 | 0 | 0 | 0 | 0 | 0 | 0 | 0 | 0 | 0 | 0 | 0 | 0 | 0 | 0 | 0 | 0 | 0 | 0 | 0.0094849 | 0.0013008 | 0.0016996 | 0.0019126 | 0.004913 | 0 | 0 | 0 | 0 | 0 | 0.6
50447_G_GN11 | ISONE_Maine | Maine | 23 | Cumberland | 5 | 50447 | GN11 | S D Warren Westbrook | 0 | 1940 | 9999 | Hydro | [5 empty] | Non-Fossil | G | 2030 | Hydro |  | 0 | 0 | 0 | 0 | 0 | 0 | 0 | 0 | 0 | 0 | 0 | 0 | 0 | 0 | 0 | 0 | 0.93582 | 1.2227 | 1.376 | 3.5345 | 0 | 0 | 0 | 0 | 0 | 0 | 0 | 0 | 0 | 0 | 0 | 0 | 0 | 0 | 0 | 0 | 0 | 0 | 0 | 0 | 0.0094849 | 0.0013008 | 0.0016996 | 0.0019126 | 0.004913 | 0 | 0 | 0 | 0 | 0 | 0.6
50447_G_GN12 | ISONE_Maine | Maine | 23 | Cumberland | 5 | 50447 | GN12 | S D Warren Westbrook | 0 | 1940 | 9999 | Hydro | [5 empty] | Non-Fossil | G | 2030 | Hydro |  | 0 | 0 | 0 | 0 | 0 | 0 | 0 | 0 | 0 | 0 | 0 | 0 | 0 | 0 | 0 | 0 | 0.31194 | 0.40757 | 0.45866 | 1.1782 | 0 | 0 | 0 | 0 | 0 | 0 | 0 | 0 | 0 | 0 | 0 | 0 | 0 | 0 | 0 | 0 | 0 | 0 | 0 | 0 | 0.0031616 | 0.0004336 | 0.00056652 | 0.00063754 | 0.0016377 | 0 | 0 | 0 | 0 | 0 | 0.2
50447_G_GN13 | ISONE_Maine | Maine | 23 | Cumberland | 5 | 50447 | GN13 | S D Warren Westbrook | 0 | 1940 | 9999 | Hydro | [5 empty] | Non-Fossil | G | 2030 | Hydro |  | 0 | 0 | 0 | 0 | 0 | 0 | 0 | 0 | 0 | 0 | 0 | 0 | 0 | 0 | 0 | 0 | 0.31194 | 0.40757 | 0.45866 | 1.1782 | 0 | 0 | 0 | 0 | 0 | 0 | 0 | 0 | 0 | 0 | 0 | 0 | 0 | 0 | 0 | 0 | 0 | 0 | 0 | 0 | 0.0031616 | 0.0004336 | 0.00056652 | 0.00063754 | 0.0016377 | 0 | 0 | 0 | 0 | 0 | 0.2
50447_G_GN14 | ISONE_Maine | Maine | 23 | Cumberland | 5 | 50447 | GN14 | S D Warren Westbrook | 0 | 1940 | 9999 | Hydro | [5 empty] | Non-Fossil | G | 2030 | Hydro |  | 0 | 0 | 0 | 0 | 0 | 0 | 0 | 0 | 0 | 0 | 0 | 0 | 0 | 0 | 0 | 0 | 0.31194 | 0.40757 | 0.45866 | 1.1782 | 0 | 0 | 0 | 0 | 0 | 0 | 0 | 0 | 0 | 0 | 0 | 0 | 0 | 0 | 0 | 0 | 0 | 0 | 0 | 0 | 0.0031616 | 0.0004336 | 0.00056652 | 0.00063754 | 0.0016377 | 0 | 0 | 0 | 0 | 0 | 0.2
50447_G_GN15 | ISONE_Maine | Maine | 23 | Cumberland | 5 | 50447 | GN15 | S D Warren Westbrook | 0 | 1940 | 9999 | Hydro | [5 empty] | Non-Fossil | G | 2030 | Hydro |  | 0 | 0 | 0 | 0 | 0 | 0 | 0 | 0 | 0 | 0 | 0 | 0 | 0 | 0 | 0 | 0 | 0.31194 | 0.40757 | 0.45866 | 1.1782 | 0 | 0 | 0 | 0 | 0 | 0 | 0 | 0 | 0 | 0 | 0 | 0 | 0 | 0 | 0 | 0 | 0 | 0 | 0 | 0 | 0.0031616 | 0.0004336 | 0.00056652 | 0.00063754 | 0.0016377 | 0 | 0 | 0 | 0 | 0 | 0.2
50447_G_GN16 | ISONE_Maine | Maine | 23 | Cumberland | 5 | 50447 | GN16 | S D Warren Westbrook | 0 | 1940 | 9999 | Hydro | [5 empty] | Non-Fossil | G | 2030 | Hydro |  | 0 | 0 | 0 | 0 | 0 | 0 | 0 | 0 | 0 | 0 | 0 | 0 | 0 | 0 | 0 | 0 | 0.77985 | 1.0189 | 1.1467 | 2.9454 | 0 | 0 | 0 | 0 | 0 | 0 | 0 | 0 | 0 | 0 | 0 | 0 | 0 | 0 | 0 | 0 | 0 | 0 | 0 | 0 | 0.0079041 | 0.001084 | 0.0014163 | 0.0015939 | 0.0040942 | 0 | 0 | 0 | 0 | 0 | 0.5
50447_G_GN17 | ISONE_Maine | Maine | 23 | Cumberland | 5 | 50447 | GN17 | S D Warren Westbrook | 0 | 1940 | 9999 | Hydro | [5 empty] | Non-Fossil | G | 2030 | Hydro |  | 0 | 0 | 0 | 0 | 0 | 0 | 0 | 0 | 0 | 0 | 0 | 0 | 0 | 0 | 0 | 0 | 0.77985 | 1.0189 | 1.1467 | 2.9454 | 0 | 0 | 0 | 0 | 0 | 0 | 0 | 0 | 0 | 0 | 0 | 0 | 0 | 0 | 0 | 0 | 0 | 0 | 0 | 0 | 0.0079041 | 0.001084 | 0.0014163 | 0.0015939 | 0.0040942 | 0 | 0 | 0 | 0 | 0 | 0.5
50449_G_GEN1 | NY_Zone C&E | New York | 36 | Wyoming | 121 | 50449 | GEN1 | Indeck Silver Springs Energy Center | 9756 | 1991 | 9999 | Combined Cycle |  |  |  | STM |  | Fossil | G | 2030 | NaturalGas |  | 0.59178 | 0 | 0.083376 | 0.67516 | 0 | 0 | 0 | 0 | 0 | 0 | 0 | 0 | 0 | 0 | 0 | 0 | 60.6582 | 0 | 8.5461 | 69.2044 | 34.6784 | 0 | 4.8858 | 39.5643 | 4.1467e-08 | 0 | 5.8423e-09 | 4.731e-08 | 0.029519 | 0 | 0.004159 | 0.033678 | 0 | 0 | 0 | 0 | 0 | 0 | 0 | 0 | 1.3288 | 0.12956 | 0 | 0.033658 | 0.16322 | 1.7748 | 0 | 0.15365 | 1.9285 | 0 | 34.5
50449_G_GEN2 | NY_Zone C&E | New York | 36 | Wyoming | 121 | 50449 | GEN2 | Indeck Silver Springs Energy Center | 9756 | 1991 | 9999 | Combined Cycle |  |  |  | STM |  | Fossil | G | 2030 | NaturalGas |  | 0.2573 | 0 | 0.036251 | 0.29355 | 0 | 0 | 0 | 0 | 0 | 0 | 0 | 0 | 0 | 0 | 0 | 0 | 26.3731 | 0 | 3.7157 | 30.0889 | 15.0776 | 0 | 2.1243 | 17.2019 | 1.8029e-08 | 0 | 2.5401e-09 | 2.0569e-08 | 0.012834 | 0 | 0.0018082 | 0.014643 | 0 | 0 | 0 | 0 | 0 | 0 | 0 | 0 | 0.57775 | 0.05633 | 0 | 0.014634 | 0.070964 | 0.77167 | 0 | 0.066804 | 0.83848 | 0 | 15
50450_G_GEN1 | NY_Zone C&E | New York | 36 | Oswego | 75 | 50450 | GEN1 | Indeck Oswego Energy Center | 9313 | 1990 | 9999 | Combined Cycle |  |  |  | STM |  | Fossil | G | 2030 | NaturalGas |  | 0.57473 | 0 | 0.22356 | 0.79829 | 0 | 0 | 0 | 0 | 0 | 0 | 0 | 0 | 0 | 0 | 0 | 0 | 61.7132 | 0 | 24.0051 | 85.7183 | 33.645 | 0 | 13.0872 | 46.7322 | 4.0231e-08 | 0 | 1.5649e-08 | 5.5881e-08 | 0.03439 | 0 | 0.013377 | 0.047768 | 0 | 0 | 0 | 0 | 0 | 0 | 0 | 0 | 1.3519 | 0.13181 | 0 | 0.07649 | 0.2083 | 1.7237 | 0 | 0.41198 | 2.1357 | 0 | 35.1
50450_G_GEN2 | NY_Zone C&E | New York | 36 | Oswego | 75 | 50450 | GEN2 | Indeck Oswego Energy Center | 9313 | 1990 | 9999 | Combined Cycle |  |  |  | STM |  | Fossil | G | 2030 | NaturalGas |  | 0.22596 | 0 | 0.087895 | 0.31386 | 0 | 0 | 0 | 0 | 0 | 0 | 0 | 0 | 0 | 0 | 0 | 0 | 24.2633 | 0 | 9.4379 | 33.7012 | 13.2279 | 0 | 5.1454 | 18.3733 | 1.5817e-08 | 0 | 6.1527e-09 | 2.197e-08 | 0.013521 | 0 | 0.0052594 | 0.01878 | 0 | 0 | 0 | 0 | 0 | 0 | 0 | 0 | 0.53153 | 0.051823 | 0 | 0.030073 | 0.081896 | 0.6777 | 0 | 0.16198 | 0.83968 | 0 | 13.8
50451_G_GEN1 | NY_Zone A (West) | New York | 36 | Erie | 29 | 50451 | GEN1 | Indeck Yerkes Energy Center | 10128 | 1989 | 9999 | Combined Cycle |  |  |  | STM |  | Fossil | G | 2030 | NaturalGas |  | 0.57517 | 0 | 0.041184 | 0.61636 | 0 | 0 | 0 | 0 | 0 | 0 | 0 | 0 | 0 | 0 | 0 | 0 | 56.7902 | 0 | 4.0664 | 60.8565 | 33.6705 | 0 | 2.4109 | 36.0814 | 4.0262e-08 | 0 | 2.8829e-09 | 4.3145e-08 | 0.044465 | 0 | 0.0031839 | 0.047649 | 0 | 0 | 0 | 0 | 0 | 0 | 0 | 0 | 1.2323 | 0.1213 | 0 | 0.016148 | 0.13745 | 1.403 | 0 | 0.073323 | 1.4763 | 0 | 32.3
50451_G_GEN2 | NY_Zone A (West) | New York | 36 | Erie | 29 | 50451 | GEN2 | Indeck Yerkes Energy Center | 10128 | 1989 | 9999 | Combined Cycle |  |  |  | STM |  | Fossil | G | 2030 | NaturalGas |  | 0.27423 | 0 | 0.025478 | 0.29971 | 0 | 0 | 0 | 0 | 0 | 0 | 0 | 0 | 0 | 0 | 0 | 0 | 27.0764 | 0 | 2.5156 | 29.592 | 16.0534 | 0 | 1.4915 | 17.5449 | 1.9196e-08 | 0 | 1.7834e-09 | 2.098e-08 | 0.0212 | 0 | 0.0019696 | 0.02317 | 0 | 0 | 0 | 0 | 0 | 0 | 0 | 0 | 0.58752 | 0.057832 | 0 | 0.0099891 | 0.067821 | 0.66893 | 0 | 0.04536 | 0.71429 | 0 | 15.4
50458_G_GEN1 | NY_Zone F (Capital) | New York | 36 | Saratoga | 91 | 50458 | GEN1 | Indeck Corinth Energy Center | 7771 | 1995 | 9999 | Combined Cycle |  |  | SCR | DLNB |  | Fossil | G | 2030 | NaturalGas |  | 1.0206 | 0 | 1.4395 | 2.4602 | 0 | 0 | 0 | 0 | 0 | 0 | 0 | 0 | 0 | 0 | 0 | 0 | 131.3383 | 0 | 185.2438 | 316.5821 | 62.5617 | 0 | 88.239 | 150.8007 | 7.4809e-08 | 0 | 1.0551e-07 | 1.8032e-07 | 0.013931 | 0 | 0.009044 | 0.022975 | 0 | 0 | 0 | 0 | 0 | 0 | 0 | 0 | 2.9864 | 0.30012 | 0 | 0.42329 | 0.72341 | 4.4767 | 0 | 3.0032 | 7.4799 | 0 | 74.7 | SCR
50458_G_GEN2 | NY_Zone F (Capital) | New York | 36 | Saratoga | 91 | 50458 | GEN2 | Indeck Corinth Energy Center | 7771 | 1995 | 9999 | Combined Cycle |  |  | SCR | LNB |  | Fossil | G | 2030 | NaturalGas |  | 0.746 | 0 | 1.0522 | 1.7982 | 0 | 0 | 0 | 0 | 0 | 0 | 0 | 0 | 0 | 0 | 0 | 0 | 95.9983 | 0 | 135.3991 | 231.3973 | 45.7278 | 0 | 64.496 | 110.2238 | 5.468e-08 | 0 | 7.7122e-08 | 1.318e-07 | 0.010183 | 0 | 0.0066105 | 0.016793 | 0 | 0 | 0 | 0 | 0 | 0 | 0 | 0 | 2.1829 | 0.21936 | 0 | 0.3094 | 0.52876 | 3.2721 | 0 | 2.1951 | 5.4672 | 0 | 54.6 | SCR
50463_G_GEN1 | PJM_PENELEC | Pennsylvania | 42 | Wyoming | 131 | 50463 | GEN1 | Procter & Gamble Mehoopany Mill | 8700 | 1985 | 9999 | Combustion Turbine |  |  |  | STM |  | Fossil | G | 2030 | NaturalGas |  | 0.55271 | 0.30618 | 0.75655 | 1.6154 | 0 | 0 | 0 | 0 | 0 | 0 | 0 | 0 | 0 | 0 | 0 | 0 | 63.5301 | 35.1927 | 86.9599 | 185.6827 | 44.6138 | 24.7139 | 61.0672 | 130.3949 | 5.3348e-08 | 2.9552e-08 | 7.3022e-08 | 1.5592e-07 | 0.045014 | 0.024936 | 0.061615 | 0.13156 | 0 | 0 | 0 | 0 | 0 | 0 | 0 | 0 | 1.7843 | 0.29986 | 0.16611 | 0.41045 | 0.87642 | 1.1854 | 0.56488 | 1.1899 | 2.9402 | 0 | 40
50463_G_GEN2 | PJM_PENELEC | Pennsylvania | 42 | Wyoming | 131 | 50463 | GEN2 | Procter & Gamble Mehoopany Mill | 11615 | 1984 | 9999 | O/G Steam | [5 empty] | Fossil | G | 2030 | NaturalGas |  | 0.0044325 | 0.0021829 | 0.024696 | 0.031311 | 0 | 0 | 0 | 0 | 0 | 0 | 0 | 0 | 0 | 0 | 0 | 0 | 0.38162 | 0.18794 | 2.1262 | 2.6957 | 0.25948 | 0.12779 | 1.4457 | 1.8329 | 3.1028e-10 | 1.5281e-10 | 1.7287e-09 | 2.1918e-09 | 0.00051114 | 0.00025172 | 0.0028478 | 0.0036106 | 0 | 0 | 0 | 0 | 0 | 0 | 0 | 0 | 0.031115 | 0.00033566 | 0.00016531 | 0.0018701 | 0.0023711 | 0.0095066 | 0.0040274 | 0.038841 | 0.052375 | 0 | 0.9
50463_G_GEN3 | PJM_PENELEC | Pennsylvania | 42 | Wyoming | 131 | 50463 | GEN3 | Procter & Gamble Mehoopany Mill | 12369 | 2013 | 9999 | Combustion Turbine |  |  | SCR | H2O |  | Fossil | G | 2030 | NaturalGas |  | 0.09667 | 0.02028 | 0.21004 | 0.32699 | 0 | 0 | 0 | 0 | 0 | 0 | 0 | 0 | 0 | 0 | 0 | 0 | 7.8155 | 1.6396 | 16.9814 | 26.4365 | 5.659 | 1.1872 | 12.2959 | 19.1422 | 6.7669e-09 | 1.4196e-09 | 1.4703e-08 | 2.289e-08 | 0.00039828 | 8.3555e-05 | 0.00086538 | 0.0013472 | 0 | 0 | 0 | 0 | 0 | 0 | 0 | 0 | 1.398 | 0.036889 | 0.007739 | 0.080152 | 0.12478 | 0.20733 | 0.037416 | 0.33035 | 0.5751 | 0 | 64 | SCR
50464_G_GEN1 | WECC_Southern California Edison | California | 6 | Ventura | 111 | 50464 | GEN1 | Oxnard | 8700 | 1982 | 9999 | Combustion Turbine | [5 empty] | Fossil | G | 2030 | NaturalGas |  | 0 | 0 | 0.0017565 | 0.0017565 | 0 | 0 | 0 | 0 | 0 | 0 | 0 | 0 | 0 | 0 | 0 | 0 | 0 | 0 | 0.2019 | 0.2019 | 0 | 0 | 0.14178 | 0.14178 | 0 | 0 | 1.6954e-10 | 1.6954e-10 | 0 | 0 | 4.6393e-05 | 4.6393e-05 | 0 | 0 | 0 | 0 | 0 | 0 | 0 | 0 | 1.029 | 0 | 0 | 0.0011225 | 0.0011225 | 0 | 0 | 0.0050035 | 0.0050035 | 0 | 22.4
50464_G_GEN2 | WECC_Southern California Edison | California | 6 | Ventura | 111 | 50464 | GEN2 | Oxnard | 8700 | 1989 | 9999 | Combustion Turbine | [5 empty] | Fossil | G | 2030 | NaturalGas |  | 0 | 0 | 0.0038031 | 0.0038031 | 0 | 0 | 0 | 0 | 0 | 0 | 0 | 0 | 0 | 0 | 0 | 0 | 0 | 0 | 0.43714 | 0.43714 | 0 | 0 | 0.30698 | 0.30698 | 0 | 0 | 3.6708e-10 | 3.6708e-10 | 0 | 0 | 0.00010045 | 0.00010045 | 0 | 0 | 0 | 0 | 0 | 0 | 0 | 0 | 2.1104 | 0 | 0 | 0.0020633 | 0.0020633 | 0 | 0 | 0.010833 | 0.010833 | 0 | 48.5
50465_B_PB | SERC_Southeastern | Georgia | 13 | Macon | 193 | 50465 | PB | Flint River Operations | 4413 | 1980 | 9999 | Biomass |  |  | ESPH + Cyclone + Wet Scrubber | OFA | Wet Scrubber | Non-Fossil | B | 2030 |  | Biomass Retirement | 0 | 0 | 0 | 0 | 0 | 0 | 0 | 0 | 0 | 0 | 0 | 0 | 0 | 0 | 0 | 0 | 0 | 0 | 0 | 0 | 0 | 0 | 0 | 0 | 0 | 0 | 0 | 0 | 0 | 0 | 0 | 0 | 0 | 0 | 0 | 0 | 0 | 0 | 0 | 0 | 0 | 0 | 0 | 0 | 0 | 0 | 0 | 0 | 0 | 0 | 39 | Scrubber | Wet Scrubber
50465_B_RB | SERC_Southeastern | Georgia | 13 | Macon | 193 | 50465 | RB | Flint River Operations | 4413 | 1980 | 9999 | Non-Fossil Waste |  |  | ESPH | LA |  | Non-Fossil | B | 2030 | Non-Fossil |  | 0.1857 | 0.25085 | 0.32738 | 0.76392 | 0 | 0 | 0 | 0 | 0 | 0 | 0 | 0 | 0 | 0 | 0 | 0 | 42.0799 | 56.843 | 74.1849 | 173.1077 | 0 | 0 | 0 | 0 | 0 | 0 | 0 | 0 | 0.018441 | 0.024911 | 0.032511 | 0.075862 | 0 | 0 | 0 | 0 | 0 | 0 | 0 | 0 | 6.584 | 0.29191 | 0.39432 | 0.51462 | 1.2008 | 0 | 0 | 0 | 0 | 0 | 39
50466_B_1BB | FRCC | Florida | 12 | Taylor | 123 | 50466 | 1BB | Buckeye Florida LP | 7182 | 1954 | 9999 | Non-Fossil Waste |  |  | PM Scrubber + Wet Scrubber |  | Wet Scrubber | Non-Fossil | B | 2030 | Non-Fossil |  | 0.044357 | 0.063123 | 0.081312 | 0.18879 | 0 | 0 | 0 | 0 | 0 | 0 | 0 | 0 | 0 | 0 | 0 | 0 | 6.1761 | 8.7891 | 11.3217 | 26.2868 | 0 | 0 | 0 | 0 | 0 | 0 | 0 | 0 | 0 | 0 | 0 | 0 | 0 | 0 | 0 | 0 | 0 | 0 | 0 | 0 | 0.7234 | 0.042844 | 0.06097 | 0.078538 | 0.18235 | 0 | 0 | 0 | 0 | 0 | 5.7 | Scrubber | Wet Scrubber
50466_B_1PB | FRCC | Florida | 12 | Taylor | 123 | 50466 | 1PB | Buckeye Florida LP | 7182 | 1954 | 9999 | Non-Fossil Waste | [5 empty] | Non-Fossil | B | 2030 | Non-Fossil |  | 0.044357 | 0.063123 | 0.081312 | 0.18879 | 0 | 0 | 0 | 0 | 0 | 0 | 0 | 0 | 0 | 0 | 0 | 0 | 6.1761 | 8.7891 | 11.3217 | 26.2868 | 0 | 0 | 0 | 0 | 0 | 0 | 0 | 0 | 0 | 0 | 0 | 0 | 0 | 0 | 0 | 0 | 0 | 0 | 0 | 0 | 0.7234 | 0.042844 | 0.06097 | 0.078538 | 0.18235 | 0 | 0 | 0 | 0 | 0 | 5.7
50466_B_2BB | FRCC | Florida | 12 | Taylor | 123 | 50466 | 2BB | Buckeye Florida LP | 7182 | 1954 | 9999 | Non-Fossil Waste |  |  | PM Scrubber |  |  | Non-Fossil | B | 2030 | Non-Fossil |  | 0.044357 | 0.063123 | 0.081312 | 0.18879 | 0 | 0 | 0 | 0 | 0 | 0 | 0 | 0 | 0 | 0 | 0 | 0 | 6.1761 | 8.7891 | 11.3217 | 26.2868 | 0 | 0 | 0 | 0 | 0 | 0 | 0 | 0 | 0 | 0 | 0 | 0 | 0 | 0 | 0 | 0 | 0 | 0 | 0 | 0 | 0.7234 | 0.042844 | 0.06097 | 0.078538 | 0.18235 | 0 | 0 | 0 | 0 | 0 | 5.7
50466_B_2PB | FRCC | Florida | 12 | Taylor | 123 | 50466 | 2PB | Buckeye Florida LP | 7182 | 1954 | 9999 | Non-Fossil Waste | [5 empty] | Non-Fossil | B | 2030 | Non-Fossil |  | 0.044357 | 0.063123 | 0.081312 | 0.18879 | 0 | 0 | 0 | 0 | 0 | 0 | 0 | 0 | 0 | 0 | 0 | 0 | 6.1761 | 8.7891 | 11.3217 | 26.2868 | 0 | 0 | 0 | 0 | 0 | 0 | 0 | 0 | 0 | 0 | 0 | 0 | 0 | 0 | 0 | 0 | 0 | 0 | 0 | 0 | 0.7234 | 0.042844 | 0.06097 | 0.078538 | 0.18235 | 0 | 0 | 0 | 0 | 0 | 5.7
50466_B_2RB | FRCC | Florida | 12 | Taylor | 123 | 50466 | 2RB | Buckeye Florida LP | 7182 | 1958 | 9999 | Non-Fossil Waste |  |  | ESPC |  |  | Non-Fossil | B | 2030 | Non-Fossil |  | 0.044357 | 0.063123 | 0.081312 | 0.18879 | 0 | 0 | 0 | 0 | 0 | 0 | 0 | 0 | 0 | 0 | 0 | 0 | 6.1761 | 8.7891 | 11.3217 | 26.2868 | 0 | 0 | 0 | 0 | 0 | 0 | 0 | 0 | 0 | 0 | 0 | 0 | 0 | 0 | 0 | 0 | 0 | 0 | 0 | 0 | 0.7234 | 0.042844 | 0.06097 | 0.078538 | 0.18235 | 0 | 0 | 0 | 0 | 0 | 5.7
50466_B_3RB | FRCC | Florida | 12 | Taylor | 123 | 50466 | 3RB | Buckeye Florida LP | 7182 | 1966 | 9999 | Non-Fossil Waste |  |  | ESPC |  |  | Non-Fossil | B | 2030 | Non-Fossil |  | 0.044357 | 0.063123 | 0.081312 | 0.18879 | 0 | 0 | 0 | 0 | 0 | 0 | 0 | 0 | 0 | 0 | 0 | 0 | 6.1761 | 8.7891 | 11.3217 | 26.2868 | 0 | 0 | 0 | 0 | 0 | 0 | 0 | 0 | 0 | 0 | 0 | 0 | 0 | 0 | 0 | 0 | 0 | 0 | 0 | 0 | 0.7234 | 0.042844 | 0.06097 | 0.078538 | 0.18235 | 0 | 0 | 0 | 0 | 0 | 5.7
50466_B_4RB | FRCC | Florida | 12 | Taylor | 123 | 50466 | 4RB | Buckeye Florida LP | 7182 | 1975 | 9999 | Non-Fossil Waste |  |  | ESPC |  |  | Non-Fossil | B | 2030 | Non-Fossil |  | 0.044357 | 0.063123 | 0.081312 | 0.18879 | 0 | 0 | 0 | 0 | 0 | 0 | 0 | 0 | 0 | 0 | 0 | 0 | 6.1761 | 8.7891 | 11.3217 | 26.2868 | 0 | 0 | 0 | 0 | 0 | 0 | 0 | 0 | 0 | 0 | 0 | 0 | 0 | 0 | 0 | 0 | 0 | 0 | 0 | 0 | 0.7234 | 0.042844 | 0.06097 | 0.078538 | 0.18235 | 0 | 0 | 0 | 0 | 0 | 5.7
50468_G_1 | SERC_VACAR | North Carolina | 37 | Nash | 127 | 50468 | 1 | Rocky Mount Mill | 0 | 1949 | 9999 | Hydro | [5 empty] | Non-Fossil | G | 2030 | Hydro |  | 0 | 0 | 0 | 0 | 0 | 0 | 0 | 0 | 0 | 0 | 0 | 0 | 0 | 0 | 0 | 0 | 0.48053 | 0.54082 | 0.59144 | 1.6128 | 0 | 0 | 0 | 0 | 0 | 0 | 0 | 0 | 0 | 0 | 0 | 0 | 0 | 0 | 0 | 0 | 0 | 0 | 0 | 0 | 0.0079041 | 0.00066794 | 0.00075174 | 0.0008221 | 0.0022418 | 0 | 0 | 0 | 0 | 0 | 0.5
50468_G_2 | SERC_VACAR | North Carolina | 37 | Nash | 127 | 50468 | 2 | Rocky Mount Mill | 0 | 1941 | 9999 | Hydro | [5 empty] | Non-Fossil | G | 2030 | Hydro |  | 0 | 0 | 0 | 0 | 0 | 0 | 0 | 0 | 0 | 0 | 0 | 0 | 0 | 0 | 0 | 0 | 0.38443 | 0.43265 | 0.47315 | 1.2902 | 0 | 0 | 0 | 0 | 0 | 0 | 0 | 0 | 0 | 0 | 0 | 0 | 0 | 0 | 0 | 0 | 0 | 0 | 0 | 0 | 0.0063233 | 0.00053435 | 0.00060139 | 0.00065768 | 0.0017934 | 0 | 0 | 0 | 0 | 0 | 0.4
50468_G_3 | SERC_VACAR | North Carolina | 37 | Nash | 127 | 50468 | 3 | Rocky Mount Mill | 0 | 1949 | 9999 | Hydro | [5 empty] | Non-Fossil | G | 2030 | Hydro |  | 0 | 0 | 0 | 0 | 0 | 0 | 0 | 0 | 0 | 0 | 0 | 0 | 0 | 0 | 0 | 0 | 0.19221 | 0.21633 | 0.23658 | 0.64512 | 0 | 0 | 0 | 0 | 0 | 0 | 0 | 0 | 0 | 0 | 0 | 0 | 0 | 0 | 0 | 0 | 0 | 0 | 0 | 0 | 0.0031616 | 0.00026718 | 0.00030069 | 0.00032884 | 0.00089671 | 0 | 0 | 0 | 0 | 0 | 0.2
50472_B_BLR1 | NY_Zone A (West) | New York | 36 | Niagara | 63 | 50472 | BLR1 | Covanta Niagara I, LLC | 6783 | 1981 | 9999 | Municipal Solid Waste | wall | dry | ESPH + SNCR | NH3 |  | Non-Fossil | B | 2030 | MSW |  | 0.084031 | 0.11445 | 0.18109 | 0.37957 | 0 | 0 | 0 | 0 | 0 | 0 | 0 | 0 | 0 | 0 | 0 | 0 | 12.3885 | 16.8732 | 26.6973 | 55.959 | 22.77 | 31.013 | 49.0697 | 102.8527 | 0.0014242 | 0.0019397 | 0.0030691 | 0.006433 | 0.011992 | 0.016333 | 0.025843 | 0.054168 | 0.086719 | 0.11811 | 0.18688 | 0.39171 | 0 | 0 | 0 | 0 | 0 | 0.085939 | 0.11705 | 0.1852 | 0.38819 | 0 | 0 | 0 | 0 | 0 | 12 | SNCR
50472_B_BLR3 | NY_Zone A (West) | New York | 36 | Niagara | 63 | 50472 | BLR3 | Covanta Niagara I, LLC | 6783 | 1996 | 9999 | Municipal Solid Waste |  |  | Baghouse + Dry Scrubber + SNCR + Mercury Control | NH3 | Dry Scrubber | Non-Fossil | B | 2030 | MSW |  | 0.084031 | 0.11445 | 0.18109 | 0.37957 | 0 | 0 | 0 | 0 | 0 | 0 | 0 | 0 | 0 | 0 | 0 | 0 | 12.3885 | 16.8732 | 26.6973 | 55.959 | 22.77 | 31.013 | 49.0697 | 102.8527 | 0.0014242 | 0.0019397 | 0.0030691 | 0.006433 | 0.067393 | 0.09179 | 0.14523 | 0.30442 | 0.0071977 | 0.0098033 | 0.015511 | 0.032512 | 0 | 0 | 0 | 0 | 0 | 0.085939 | 0.11705 | 0.1852 | 0.38819 | 0 | 0 | 0 | 0 | 0 | 12 | Scrubber / SNCR / Mercury Control | Dry Scrubber
50472_B_BLR4 | NY_Zone A (West) | New York | 36 | Niagara | 63 | 50472 | BLR4 | Covanta Niagara I, LLC | 6783 | 1981 | 9999 | Municipal Solid Waste |  |  | Baghouse + Dry Scrubber + SNCR + Mercury Control | NH3 | Dry Scrubber | Non-Fossil | B | 2030 | MSW |  | 0.084031 | 0.11445 | 0.18109 | 0.37957 | 0 | 0 | 0 | 0 | 0 | 0 | 0 | 0 | 0 | 0 | 0 | 0 | 12.3885 | 16.8732 | 26.6973 | 55.959 | 22.77 | 31.013 | 49.0697 | 102.8527 | 0.0014242 | 0.0019397 | 0.0030691 | 0.006433 | 0.067393 | 0.09179 | 0.14523 | 0.30442 | 0.0071977 | 0.0098033 | 0.015511 | 0.032512 | 0 | 0 | 0 | 0 | 0 | 0.085939 | 0.11705 | 0.1852 | 0.38819 | 0 | 0 | 0 | 0 | 0 | 12 | Scrubber / SNCR / Mercury Control | Dry Scrubber
50475_G_GEN1 | ERCOT_Rest | Texas | 48 | Nueces | 355 | 50475 | GEN1 | Corpus Christi | 11996 | 1989 | 9999 | Combustion Turbine | [5 empty] | Fossil | G | 2030 | NaturalGas |  | 0.0013435 | 0.0010076 | 0 | 0.0023511 | 0 | 0 | 0 | 0 | 0 | 0 | 0 | 0 | 0 | 0 | 0 | 0 | 0.11199 | 0.083994 | 0 | 0.19599 | 0.078646 | 0.058985 | 0 | 0.13763 | 9.4042e-11 | 7.0532e-11 | 0 | 1.6457e-10 | 7.8109e-05 | 5.8581e-05 | 0 | 0.00013669 | 0 | 0 | 0 | 0 | 0 | 0 | 0 | 0 | 1.3586 | 0.00062268 | 0.00046701 | 0 | 0.0010897 | 0.0035832 | 0.0023659 | 0 | 0.0059492 | 0 | 33
50482_B_B7 | FRCC | Florida | 12 | Hendry | 51 | 50482 | B7 | Clewiston Sugar House | 6956 | 1996 | 9999 | Biomass |  |  | ESPC | other |  | Non-Fossil | B | 2030 |  | Biomass Retirement | 0 | 0 | 0 | 0 | 0 | 0 | 0 | 0 | 0 | 0 | 0 | 0 | 0 | 0 | 0 | 0 | 0 | 0 | 0 | 0 | 0 | 0 | 0 | 0 | 0 | 0 | 0 | 0 | 0 | 0 | 0 | 0 | 0 | 0 | 0 | 0 | 0 | 0 | 0 | 0 | 0 | 0 | 0 | 0 | 0 | 0 | 0 | 0 | 0 | 0 | 20
50482_B_B8 | FRCC | Florida | 12 | Hendry | 51 | 50482 | B8 | Clewiston Sugar House | 6956 | 2005 | 9999 | Biomass |  |  | ESPC + SNCR |  |  | Non-Fossil | B | 2030 |  | Biomass Retirement | 0 | 0 | 0 | 0 | 0 | 0 | 0 | 0 | 0 | 0 | 0 | 0 | 0 | 0 | 0 | 0 | 0 | 0 | 0 | 0 | 0 | 0 | 0 | 0 | 0 | 0 | 0 | 0 | 0 | 0 | 0 | 0 | 0 | 0 | 0 | 0 | 0 | 0 | 0 | 0 | 0 | 0 | 0 | 0 | 0 | 0 | 0 | 0 | 0 | 0 | 20 | SNCR
50482_B_B9 | FRCC | Florida | 12 | Hendry | 51 | 50482 | B9 | Clewiston Sugar House | 6956 | 2019 | 9999 | Biomass |  |  | ESPH |  |  | Non-Fossil | B | 2030 |  | Biomass Retirement | 0 | 0 | 0 | 0 | 0 | 0 | 0 | 0 | 0 | 0 | 0 | 0 | 0 | 0 | 0 | 0 | 0 | 0 | 0 | 0 | 0 | 0 | 0 | 0 | 0 | 0 | 0 | 0 | 0 | 0 | 0 | 0 | 0 | 0 | 0 | 0 | 0 | 0 | 0 | 0 | 0 | 0 | 0 | 0 | 0 | 0 | 0 | 0 | 0 | 0 | 4.7
50485_G_GEN1 | WECC_Southern California Edison | California | 6 | Riverside | 65 | 50485 | GEN1 | Altech III | 0 | 1985 | 9999 | Onshore Wind | [5 empty] | Non-Fossil | G | 2030 | Wind |  | 0 | 0 | 0 | 0 | 0 | 0 | 0 | 0 | 0 | 0 | 0 | 0 | 0 | 0 | 0 | 0 | 3.3609e-07 | 6.9267e-07 | 1.2427e-06 | 2.2714e-06 | 0 | 0 | 0 | 0 | 0 | 0 | 0 | 0 | 0 | 0 | 0 | 0 | 0 | 0 | 0 | 0 | 0 | 0 | 0 | 0 | 4.257e-08 | 0 | 0 | 0 | 0 | 0 | 0 | 0 | 0 | 0 | 1e-06
50485_G_GEN2 | WECC_Southern California Edison | California | 6 | Riverside | 65 | 50485 | GEN2 | Altech III | 0 | 1984 | 9999 | Onshore Wind | [5 empty] | Non-Fossil | G | 2030 | Wind |  | 0 | 0 | 0 | 0 | 0 | 0 | 0 | 0 | 0 | 0 | 0 | 0 | 0 | 0 | 0 | 0 | 3.3609e-07 | 6.9267e-07 | 1.2427e-06 | 2.2714e-06 | 0 | 0 | 0 | 0 | 0 | 0 | 0 | 0 | 0 | 0 | 0 | 0 | 0 | 0 | 0 | 0 | 0 | 0 | 0 | 0 | 4.257e-08 | 0 | 0 | 0 | 0 | 0 | 0 | 0 | 0 | 0 | 1e-06
50487_G_A7 | MISO_WOTAB (including Western) | Louisiana | 22 | Calcasieu | 19 | 50487 | A7 | PPG Powerhouse A | 11084 | 1950 | 9999 | Non-Fossil Waste | [5 empty] | Non-Fossil | G | 2030 | Non-Fossil |  | 0.1037 | 0.12268 | 0.19063 | 0.41701 | 0 | 0 | 0 | 0 | 0 | 0 | 0 | 0 | 0 | 0 | 0 | 0 | 9.3554 | 11.0681 | 17.1991 | 37.6226 | 0 | 0 | 0 | 0 | 0 | 0 | 0 | 0 | 0 | 0 | 0 | 0 | 0 | 0 | 0 | 0 | 0 | 0 | 0 | 0 | 2.5923 | 0.064899 | 0.076779 | 0.11931 | 0.26099 | 0 | 0 | 0 | 0 | 0 | 10
50488_G_GEN2 | MISO_WOTAB (including Western) | Louisiana | 22 | Calcasieu | 19 | 50488 | GEN2 | PPG Riverside | 11084 | 1950 | 9999 | Non-Fossil Waste | [5 empty] | Non-Fossil | G | 2030 | Non-Fossil |  | 0.31109 | 0.36804 | 0.5719 | 1.251 | 0 | 0 | 0 | 0 | 0 | 0 | 0 | 0 | 0 | 0 | 0 | 0 | 28.0663 | 33.2043 | 51.5973 | 112.8678 | 0 | 0 | 0 | 0 | 0 | 0 | 0 | 0 | 0 | 0 | 0 | 0 | 0 | 0 | 0 | 0 | 0 | 0 | 0 | 0 | 7.7769 | 0.1947 | 0.23034 | 0.35793 | 0.78296 | 0 | 0 | 0 | 0 | 0 | 30
50488_G_GEN3 | MISO_WOTAB (including Western) | Louisiana | 22 | Calcasieu | 19 | 50488 | GEN3 | PPG Riverside | 11084 | 1969 | 9999 | Non-Fossil Waste | [5 empty] | Non-Fossil | G | 2030 | Non-Fossil |  | 0.39404 | 0.46618 | 0.72441 | 1.5846 | 0 | 0 | 0 | 0 | 0 | 0 | 0 | 0 | 0 | 0 | 0 | 0 | 35.5506 | 42.0587 | 65.3566 | 142.9659 | 0 | 0 | 0 | 0 | 0 | 0 | 0 | 0 | 0 | 0 | 0 | 0 | 0 | 0 | 0 | 0 | 0 | 0 | 0 | 0 | 9.8508 | 0.24661 | 0.29176 | 0.45338 | 0.99175 | 0 | 0 | 0 | 0 | 0 | 38
50489_B_C1 | MISO_WOTAB (including Western) | Louisiana | 22 | Calcasieu | 19 | 50489 | C1 | PPG Powerhouse C | 8300 | 1977 | 9999 | O/G Steam | tangential |  |  |  |  | Fossil | B | 2030 |  | O/G Retirement | 0 | 0 | 0 | 0 | 0 | 0 | 0 | 0 | 0 | 0 | 0 | 0 | 0 | 0 | 0 | 0 | 0 | 0 | 0 | 0 | 0 | 0 | 0 | 0 | 0 | 0 | 0 | 0 | 0 | 0 | 0 | 0 | 0 | 0 | 0 | 0 | 0 | 0 | 0 | 0 | 0 | 0 | 0 | 0 | 0 | 0 | 0 | 0 | 0 | 0 | 26
50489_B_C2 | MISO_WOTAB (including Western) | Louisiana | 22 | Calcasieu | 19 | 50489 | C2 | PPG Powerhouse C | 8300 | 1979 | 9999 | O/G Steam | tangential |  |  |  |  | Fossil | B | 2030 |  | O/G Retirement | 0 | 0 | 0 | 0 | 0 | 0 | 0 | 0 | 0 | 0 | 0 | 0 | 0 | 0 | 0 | 0 | 0 | 0 | 0 | 0 | 0 | 0 | 0 | 0 | 0 | 0 | 0 | 0 | 0 | 0 | 0 | 0 | 0 | 0 | 0 | 0 | 0 | 0 | 0 | 0 | 0 | 0 | 0 | 0 | 0 | 0 | 0 | 0 | 0 | 0 | 26
50489_B_C4 | MISO_WOTAB (including Western) | Louisiana | 22 | Calcasieu | 19 | 50489 | C4 | PPG Powerhouse C | 8300 | 1986 | 9999 | O/G Steam |  |  |  | LNB |  | Fossil | B | 2030 | NaturalGas |  | 0.00033474 | 0.00022704 | 0.0010431 | 0.0016049 | 0 | 0 | 0 | 0 | 0 | 0 | 0 | 0 | 0 | 0 | 0 | 0 | 0.04033 | 0.027354 | 0.12568 | 0.19336 | 0.051598 | 0.034997 | 0.16079 | 0.24738 | 6.1699e-11 | 4.1848e-11 | 1.9227e-10 | 2.9581e-10 | 6.4017e-05 | 4.342e-05 | 0.00019949 | 0.00030693 | 0 | 0 | 0 | 0 | 0 | 0 | 0 | 0 | 0.0012985 | 3.5473e-05 | 2.406e-05 | 0.00011054 | 0.00017007 | 0.00094213 | 0.00056885 | 0.0024758 | 0.0039867 | 0 | 0.04
50489_B_C5 | MISO_WOTAB (including Western) | Louisiana | 22 | Calcasieu | 19 | 50489 | C5 | PPG Powerhouse C | 8300 | 1986 | 9999 | O/G Steam | [5 empty] | Fossil | B | 2030 | NaturalGas |  | 0.00033474 | 0.00022704 | 0.0010431 | 0.0016049 | 0 | 0 | 0 | 0 | 0 | 0 | 0 | 0 | 0 | 0 | 0 | 0 | 0.04033 | 0.027354 | 0.12568 | 0.19336 | 0.051598 | 0.034997 | 0.16079 | 0.24738 | 6.1699e-11 | 4.1848e-11 | 1.9227e-10 | 2.9581e-10 | 0.00010164 | 6.8939e-05 | 0.00031673 | 0.00048731 | 0 | 0 | 0 | 0 | 0 | 0 | 0 | 0 | 0.0012985 | 3.5473e-05 | 2.406e-05 | 0.00011054 | 0.00017007 | 0.00094213 | 0.00056885 | 0.0024758 | 0.0039867 | 0 | 0.04
50489_G_C1 | MISO_WOTAB (including Western) | Louisiana | 22 | Calcasieu | 19 | 50489 | C1 | PPG Powerhouse C | 8700 | 1977 | 9999 | Combustion Turbine | tangential |  |  |  |  | Fossil | G | 2030 | NaturalGas |  | 0.12973 | 0.03841 | 0 | 0.16814 | 0 | 0 | 0 | 0 | 0 | 0 | 0 | 0 | 0 | 0 | 0 | 0 | 14.9112 | 4.415 | 0 | 19.3262 | 10.4713 | 3.1004 | 0 | 13.5717 | 1.2521e-08 | 3.7074e-09 | 0 | 1.6229e-08 | 0.045926 | 0.013598 | 0 | 0.059524 | 0 | 0 | 0 | 0 | 0 | 0 | 0 | 0 | 2.3628 | 0.068741 | 0.020353 | 0 | 0.089094 | 0.36512 | 0.096237 | 0 | 0.46136 | 0 | 55
50489_G_C2 | MISO_WOTAB (including Western) | Louisiana | 22 | Calcasieu | 19 | 50489 | C2 | PPG Powerhouse C | 8700 | 1978 | 9999 | Combustion Turbine | tangential |  |  |  |  | Fossil | G | 2030 | NaturalGas |  | 0.12973 | 0.03841 | 0 | 0.16814 | 0 | 0 | 0 | 0 | 0 | 0 | 0 | 0 | 0 | 0 | 0 | 0 | 14.9112 | 4.415 | 0 | 19.3262 | 10.4713 | 3.1004 | 0 | 13.5717 | 1.2521e-08 | 3.7074e-09 | 0 | 1.6229e-08 | 0.045926 | 0.013598 | 0 | 0.059524 | 0 | 0 | 0 | 0 | 0 | 0 | 0 | 0 | 2.3628 | 0.068741 | 0.020353 | 0 | 0.089094 | 0.36512 | 0.096237 | 0 | 0.46136 | 0 | 55
50489_G_C4 | MISO_WOTAB (including Western) | Louisiana | 22 | Calcasieu | 19 | 50489 | C4 | PPG Powerhouse C | 8700 | 1986 | 9999 | Combustion Turbine |  |  |  | LNB |  | Fossil | G | 2030 | NaturalGas |  | 0.16652 | 0.049305 | 0 | 0.21583 | 0 | 0 | 0 | 0 | 0 | 0 | 0 | 0 | 0 | 0 | 0 | 0 | 19.1405 | 5.6673 | 0 | 24.8078 | 13.4414 | 3.9798 | 0 | 17.4212 | 1.6073e-08 | 4.7589e-09 | 0 | 2.0832e-08 | 0.058952 | 0.017455 | 0 | 0.076407 | 0 | 0 | 0 | 0 | 0 | 0 | 0 | 0 | 3.033 | 0.088238 | 0.026126 | 0 | 0.11436 | 0.46868 | 0.12353 | 0 | 0.59221 | 0 | 70.6
50489_G_C5 | MISO_WOTAB (including Western) | Louisiana | 22 | Calcasieu | 19 | 50489 | C5 | PPG Powerhouse C | 8700 | 1986 | 9999 | Combustion Turbine | [5 empty] | Fossil | G | 2030 | NaturalGas |  | 0.16652 | 0.049305 | 0 | 0.21583 | 0 | 0 | 0 | 0 | 0 | 0 | 0 | 0 | 0 | 0 | 0 | 0 | 19.1405 | 5.6673 | 0 | 24.8078 | 13.4414 | 3.9798 | 0 | 17.4212 | 1.6073e-08 | 4.7589e-09 | 0 | 2.0832e-08 | 0.058952 | 0.017455 | 0 | 0.076407 | 0 | 0 | 0 | 0 | 0 | 0 | 0 | 0 | 3.033 | 0.088238 | 0.026126 | 0 | 0.11436 | 0.46868 | 0.12353 | 0 | 0.59221 | 0 | 70.6
50490_G_TE | MISO_WOTAB (including Western) | Louisiana | 22 | Calcasieu | 19 | 50490 | TE | PPG Plant C Caustic | 8300 | 1986 | 9999 | O/G Steam | [5 empty] | Fossil | G | 2030 | NaturalGas |  | 0.022595 | 0.020158 | 0.07041 | 0.11316 | 0 | 0 | 0 | 0 | 0 | 0 | 0 | 0 | 0 | 0 | 0 | 0 | 2.7223 | 2.4286 | 8.4832 | 13.634 | 3.4828 | 3.1072 | 10.8533 | 17.4433 | 4.1647e-09 | 3.7154e-09 | 1.2978e-08 | 2.0858e-08 | 0.0068607 | 0.0061206 | 0.021379 | 0.034361 | 0 | 0 | 0 | 0 | 0 | 0 | 0 | 0 | 0.03907 | 0.0023944 | 0.0021361 | 0.0074615 | 0.011992 | 0.063594 | 0.050504 | 0.16711 | 0.28121 | 0 | 2.7
50492_G_1 | WECC_San Diego Gas and Electric | California | 6 | San Diego | 73 | 50492 | 1 | Gas Utilization Facility | 13516 | 1985 | 9999 | Non-Fossil Waste | [5 empty] | Non-Fossil | G | 2030 | Non-Fossil |  | 0.052573 | 0.068897 | 0.089189 | 0.21066 | 0 | 0 | 0 | 0 | 0 | 0 | 0 | 0 | 0 | 0 | 0 | 0 | 3.8897 | 5.0974 | 6.5988 | 15.5859 | 0 | 0 | 0 | 0 | 0 | 0 | 0 | 0 | 0 | 0 | 0 | 0 | 0 | 0 | 0 | 0 | 0 | 0 | 0 | 0 | 0.59623 | 0.026983 | 0.035361 | 0.045776 | 0.10812 | 0 | 0 | 0 | 0 | 0 | 2.3
50492_G_2 | WECC_San Diego Gas and Electric | California | 6 | San Diego | 73 | 50492 | 2 | Gas Utilization Facility | 13516 | 1985 | 9999 | Non-Fossil Waste | [5 empty] | Non-Fossil | G | 2030 | Non-Fossil |  | 0.052573 | 0.068897 | 0.089189 | 0.21066 | 0 | 0 | 0 | 0 | 0 | 0 | 0 | 0 | 0 | 0 | 0 | 0 | 3.8897 | 5.0974 | 6.5988 | 15.5859 | 0 | 0 | 0 | 0 | 0 | 0 | 0 | 0 | 0 | 0 | 0 | 0 | 0 | 0 | 0 | 0 | 0 | 0 | 0 | 0 | 0.59623 | 0.026983 | 0.035361 | 0.045776 | 0.10812 | 0 | 0 | 0 | 0 | 0 | 2.3
50492_G_3 | WECC_San Diego Gas and Electric | California | 6 | San Diego | 73 | 50492 | 3 | Gas Utilization Facility | 0 | 2002 | 9999 | Hydro | [5 empty] | Non-Fossil | G | 2030 | Hydro |  | 0 | 0 | 0 | 0 | 0 | 0 | 0 | 0 | 0 | 0 | 0 | 0 | 0 | 0 | 0 | 0 | 0.53119 | 0.85963 | 1.6842 | 3.075 | 0 | 0 | 0 | 0 | 0 | 0 | 0 | 0 | 0 | 0 | 0 | 0 | 0 | 0 | 0 | 0 | 0 | 0 | 0 | 0 | 0.015808 | 0.00073835 | 0.0011949 | 0.0023411 | 0.0042743 | 0 | 0 | 0 | 0 | 0 | 1
50493_G_DC1 | WECC_Northern California (not including BANC) | California | 6 | Kern | 29 | 50493 | DC1 | Double C Generation Limited Partnership | 10745 | 1989 | 9999 | Combustion Turbine | [5 empty] | Fossil | G | 2030 | NaturalGas |  | 0 | 0 | 0 | 0 | 0 | 0 | 0 | 0 | 0 | 0 | 0 | 0 | 0 | 0 | 0 | 0 | 0 | 0 | 0 | 0 | 0 | 0 | 0 | 0 | 0 | 0 | 0 | 0 | 0 | 0 | 0 | 0 | 0 | 0 | 0 | 0 | 0 | 0 | 0 | 0 | 1.0164 | 0 | 0 | 0 | 0 | 0 | 0 | 0 | 0 | 0 | 23
50493_G_DC2 | WECC_Northern California (not including BANC) | California | 6 | Kern | 29 | 50493 | DC2 | Double C Generation Limited Partnership | 10745 | 1989 | 9999 | Combustion Turbine | [5 empty] | Fossil | G | 2030 | NaturalGas |  | 0 | 0 | 0 | 0 | 0 | 0 | 0 | 0 | 0 | 0 | 0 | 0 | 0 | 0 | 0 | 0 | 0 | 0 | 0 | 0 | 0 | 0 | 0 | 0 | 0 | 0 | 0 | 0 | 0 | 0 | 0 | 0 | 0 | 0 | 0 | 0 | 0 | 0 | 0 | 0 | 1.0164 | 0 | 0 | 0 | 0 | 0 | 0 | 0 | 0 | 0 | 23
50494_G_KF1 | WECC_Northern California (not including BANC) | California | 6 | Kern | 29 | 50494 | KF1 | Kern Front Limited | 10745 | 1989 | 9999 | Combustion Turbine | [5 empty] | Fossil | G | 2030 | NaturalGas |  | 0 | 0 | 0 | 0 | 0 | 0 | 0 | 0 | 0 | 0 | 0 | 0 | 0 | 0 | 0 | 0 | 0 | 0 | 0 | 0 | 0 | 0 | 0 | 0 | 0 | 0 | 0 | 0 | 0 | 0 | 0 | 0 | 0 | 0 | 0 | 0 | 0 | 0 | 0 | 0 | 1.0164 | 0 | 0 | 0 | 0 | 0 | 0 | 0 | 0 | 0 | 23
50494_G_KF2 | WECC_Northern California (not including BANC) | California | 6 | Kern | 29 | 50494 | KF2 | Kern Front Limited | 10745 | 1989 | 9999 | Combustion Turbine | [5 empty] | Fossil | G | 2030 | NaturalGas |  | 0 | 0 | 0 | 0 | 0 | 0 | 0 | 0 | 0 | 0 | 0 | 0 | 0 | 0 | 0 | 0 | 0 | 0 | 0 | 0 | 0 | 0 | 0 | 0 | 0 | 0 | 0 | 0 | 0 | 0 | 0 | 0 | 0 | 0 | 0 | 0 | 0 | 0 | 0 | 0 | 1.0164 | 0 | 0 | 0 | 0 | 0 | 0 | 0 | 0 | 0 | 23
50495_G_HS1 | WECC_Northern California (not including BANC) | California | 6 | Kern | 29 | 50495 | HS1 | High Sierra Limited | 9641 | 1989 | 9999 | Combustion Turbine | [5 empty] | Fossil | G | 2030 | NaturalGas |  | 0 | 0 | 0.00019986 | 0.00019986 | 0 | 0 | 0 | 0 | 0 | 0 | 0 | 0 | 0 | 0 | 0 | 0 | 0 | 0 | 0.02073 | 0.02073 | 0 | 0 | 0.01304 | 0.01304 | 0 | 0 | 1.5593e-11 | 1.5593e-11 | 0 | 0 | 5.7247e-07 | 5.7247e-07 | 0 | 0 | 0 | 0 | 0 | 0 | 0 | 0 | 1.0164 | 0 | 0 | 0.00011526 | 0.00011526 | 0 | 0 | 0.00056008 | 0.00056008 | 0 | 23
50495_G_HS2 | WECC_Northern California (not including BANC) | California | 6 | Kern | 29 | 50495 | HS2 | High Sierra Limited | 9641 | 1989 | 9999 | Combustion Turbine | [5 empty] | Fossil | G | 2030 | NaturalGas |  | 0 | 0 | 0.00019986 | 0.00019986 | 0 | 0 | 0 | 0 | 0 | 0 | 0 | 0 | 0 | 0 | 0 | 0 | 0 | 0 | 0.02073 | 0.02073 | 0 | 0 | 0.01304 | 0.01304 | 0 | 0 | 1.5593e-11 | 1.5593e-11 | 0 | 0 | 1.4735e-06 | 1.4735e-06 | 0 | 0 | 0 | 0 | 0 | 0 | 0 | 0 | 1.0164 | 0 | 0 | 0.00011526 | 0.00011526 | 0 | 0 | 0.00056008 | 0.00056008 | 0 | 23
505_G_1 | WECC_Wyoming | Wyoming | 56 | Fremont | 13 | 505 | 1 | Boysen | 0 | 1952 | 9999 | Hydro | [5 empty] | Non-Fossil | G | 2030 | Hydro |  | 0 | 0 | 0 | 0 | 0 | 0 | 0 | 0 | 0 | 0 | 0 | 0 | 0 | 0 | 0 | 0 | 3.4679 | 6.2737 | 16.4612 | 26.2028 | 0 | 0 | 0 | 0 | 0 | 0 | 0 | 0 | 0 | 0 | 0 | 0 | 0 | 0 | 0 | 0 | 0 | 0 | 0 | 0 | 0.13595 | 0.0048203 | 0.0087205 | 0.022881 | 0.036422 | 0 | 0 | 0 | 0 | 0 | 8.6
505_G_2 | WECC_Wyoming | Wyoming | 56 | Fremont | 13 | 505 | 2 | Boysen | 0 | 1952 | 9999 | Hydro | [5 empty] | Non-Fossil | G | 2030 | Hydro |  | 0 | 0 | 0 | 0 | 0 | 0 | 0 | 0 | 0 | 0 | 0 | 0 | 0 | 0 | 0 | 0 | 3.4679 | 6.2737 | 16.4612 | 26.2028 | 0 | 0 | 0 | 0 | 0 | 0 | 0 | 0 | 0 | 0 | 0 | 0 | 0 | 0 | 0 | 0 | 0 | 0 | 0 | 0 | 0.13595 | 0.0048203 | 0.0087205 | 0.022881 | 0.036422 | 0 | 0 | 0 | 0 | 0 | 8.6
50512_G_GEN1 | NY_Zone C&E | New York | 36 | Jefferson | 45 | 50512 | GEN1 | Glen Park Hydroelectric Project | 0 | 1999 | 9999 | Hydro | [5 empty] | Non-Fossil | G | 2030 | Hydro |  | 0 | 0 | 0 | 0 | 0 | 0 | 0 | 0 | 0 | 0 | 0 | 0 | 0 | 0 | 0 | 0 | 17.5436 | 23.745 | 29.3579 | 70.6464 | 0 | 0 | 0 | 0 | 0 | 0 | 0 | 0 | 0 | 0 | 0 | 0 | 0 | 0 | 0 | 0 | 0 | 0 | 0 | 0 | 0.22922 | 0.024386 | 0.033006 | 0.040807 | 0.098199 | 0 | 0 | 0 | 0 | 0 | 14.5
50512_G_GEN2 | NY_Zone C&E | New York | 36 | Jefferson | 45 | 50512 | GEN2 | Glen Park Hydroelectric Project | 0 | 1999 | 9999 | Hydro | [5 empty] | Non-Fossil | G | 2030 | Hydro |  | 0 | 0 | 0 | 0 | 0 | 0 | 0 | 0 | 0 | 0 | 0 | 0 | 0 | 0 | 0 | 0 | 17.5436 | 23.745 | 29.3579 | 70.6464 | 0 | 0 | 0 | 0 | 0 | 0 | 0 | 0 | 0 | 0 | 0 | 0 | 0 | 0 | 0 | 0 | 0 | 0 | 0 | 0 | 0.22922 | 0.024386 | 0.033006 | 0.040807 | 0.098199 | 0 | 0 | 0 | 0 | 0 | 14.5
50512_G_GEN3 | NY_Zone C&E | New York | 36 | Jefferson | 45 | 50512 | GEN3 | Glen Park Hydroelectric Project | 0 | 1999 | 9999 | Hydro | [5 empty] | Non-Fossil | G | 2030 | Hydro |  | 0 | 0 | 0 | 0 | 0 | 0 | 0 | 0 | 0 | 0 | 0 | 0 | 0 | 0 | 0 | 0 | 4.3556 | 5.8953 | 7.2888 | 17.5398 | 0 | 0 | 0 | 0 | 0 | 0 | 0 | 0 | 0 | 0 | 0 | 0 | 0 | 0 | 0 | 0 | 0 | 0 | 0 | 0 | 0.05691 | 0.0060543 | 0.0081945 | 0.010132 | 0.02438 | 0 | 0 | 0 | 0 | 0 | 3.6
50513_G_GEN1 | NY_Zone C&E | New York | 36 | Herkimer | 43 | 50513 | GEN1 | Stillwater Reservoir Hydro | 0 | 1987 | 9999 | Hydro | [5 empty] | Non-Fossil | G | 2030 | Hydro |  | 0 | 0 | 0 | 0 | 0 | 0 | 0 | 0 | 0 | 0 | 0 | 0 | 0 | 0 | 0 | 0 | 2.7409 | 3.7102 | 4.5809 | 11.032 | 0 | 0 | 0 | 0 | 0 | 0 | 0 | 0 | 0 | 0 | 0 | 0 | 0 | 0 | 0 | 0 | 0 | 0 | 0 | 0 | 0.039521 | 0.0038098 | 0.0051572 | 0.0063675 | 0.015334 | 0 | 0 | 0 | 0 | 0 | 2.5
50514_G_GEN1 | NY_Zone F (Capital) | New York | 36 | Saratoga | 91 | 50514 | GEN1 | Fort Miller Hydroelectric Facility | 0 | 1984 | 9999 | Hydro | [5 empty] | Non-Fossil | G | 2030 | Hydro |  | 0 | 0 | 0 | 0 | 0 | 0 | 0 | 0 | 0 | 0 | 0 | 0 | 0 | 0 | 0 | 0 | 2.78 | 3.7398 | 4.3013 | 10.821 | 0 | 0 | 0 | 0 | 0 | 0 | 0 | 0 | 0 | 0 | 0 | 0 | 0 | 0 | 0 | 0 | 0 | 0 | 0 | 0 | 0.039521 | 0.0038641 | 0.0051984 | 0.0059788 | 0.015041 | 0 | 0 | 0 | 0 | 0 | 2.5
50514_G_GEN2 | NY_Zone F (Capital) | New York | 36 | Saratoga | 91 | 50514 | GEN2 | Fort Miller Hydroelectric Facility | 0 | 1984 | 9999 | Hydro | [5 empty] | Non-Fossil | G | 2030 | Hydro |  | 0 | 0 | 0 | 0 | 0 | 0 | 0 | 0 | 0 | 0 | 0 | 0 | 0 | 0 | 0 | 0 | 2.78 | 3.7398 | 4.3013 | 10.821 | 0 | 0 | 0 | 0 | 0 | 0 | 0 | 0 | 0 | 0 | 0 | 0 | 0 | 0 | 0 | 0 | 0 | 0 | 0 | 0 | 0.039521 | 0.0038641 | 0.0051984 | 0.0059788 | 0.015041 | 0 | 0 | 0 | 0 | 0 | 2.5
50532_G_15SLE | WECC_Southern California Edison | California | 6 | Kern | 29 | 50532 | 15SLE | Victory Garden (Tehachapi) | 0 | 2000 | 9999 | Onshore Wind | [5 empty] | Non-Fossil | G | 2030 | Wind |  | 0 | 0 | 0 | 0 | 0 | 0 | 0 | 0 | 0 | 0 | 0 | 0 | 0 | 0 | 0 | 0 | 0.50414 | 1.039 | 1.864 | 3.4071 | 0 | 0 | 0 | 0 | 0 | 0 | 0 | 0 | 0 | 0 | 0 | 0 | 0 | 0 | 0 | 0 | 0 | 0 | 0 | 0 | 0.063855 | 0 | 0 | 0 | 0 | 0 | 0 | 0 | 0 | 0 | 1.5
50532_G_WGNS | WECC_Southern California Edison | California | 6 | Kern | 29 | 50532 | WGNS | Victory Garden (Tehachapi) | 0 | 1981 | 9999 | Onshore Wind | [5 empty] | Non-Fossil | G | 2030 | Wind |  | 0 | 0 | 0 | 0 | 0 | 0 | 0 | 0 | 0 | 0 | 0 | 0 | 0 | 0 | 0 | 0 | 5.8144 | 11.9831 | 21.4979 | 39.2954 | 0 | 0 | 0 | 0 | 0 | 0 | 0 | 0 | 0 | 0 | 0 | 0 | 0 | 0 | 0 | 0 | 0 | 0 | 0 | 0 | 0.73646 | 0 | 0 | 0 | 0 | 0 | 0 | 0 | 0 | 0 | 17.3
50535_G_WGNS | WECC_Southern California Edison | California | 6 | Riverside | 65 | 50535 | WGNS | Mesa Wind Power Corp | 0 | 1984 | 9999 | Onshore Wind | [5 empty] | Non-Fossil | G | 2030 | Wind |  | 0 | 0 | 0 | 0 | 0 | 0 | 0 | 0 | 0 | 0 | 0 | 0 | 0 | 0 | 0 | 0 | 3.3609e-07 | 6.9267e-07 | 1.2427e-06 | 2.2714e-06 | 0 | 0 | 0 | 0 | 0 | 0 | 0 | 0 | 0 | 0 | 0 | 0 | 0 | 0 | 0 | 0 | 0 | 0 | 0 | 0 | 4.257e-08 | 0 | 0 | 0 | 0 | 0 | 0 | 0 | 0 | 0 | 1e-06
50536_G_WGNS | WECC_Southern California Edison | California | 6 | Kern | 29 | 50536 | WGNS | Sky River LLC | 0 | 1991 | 9999 | Onshore Wind | [5 empty] | Non-Fossil | G | 2030 | Wind |  | 0 | 0 | 0 | 0 | 0 | 0 | 0 | 0 | 0 | 0 | 0 | 0 | 0 | 0 | 0 | 0 | 3.3609e-07 | 6.9267e-07 | 1.2427e-06 | 2.2714e-06 | 0 | 0 | 0 | 0 | 0 | 0 | 0 | 0 | 0 | 0 | 0 | 0 | 0 | 0 | 0 | 0 | 0 | 0 | 0 | 0 | 4.257e-08 | 0 | 0 | 0 | 0 | 0 | 0 | 0 | 0 | 0 | 1e-06
50537_G_GEN1 | WECC_Northern California (not including BANC) | California | 6 | San Mateo | 81 | 50537 | GEN1 | SRI International Cogen Project | 8700 | 1987 | 9999 | Combustion Turbine | [5 empty] | Fossil | G | 2030 | NaturalGas |  | 0 | 0 | 0 | 0 | 0 | 0 | 0 | 0 | 0 | 0 | 0 | 0 | 0 | 0 | 0 | 0 | 0 | 0 | 0 | 0 | 0 | 0 | 0 | 0 | 0 | 0 | 0 | 0 | 0 | 0 | 0 | 0 | 0 | 0 | 0 | 0 | 0 | 0 | 0 | 0 | 0.26143 | 0 | 0 | 0 | 0 | 0 | 0 | 0 | 0 | 0 | 5.6
50539_G_1 | ISONE_MA, VT, NH, RI (Rest of ISO New England) | Vermont | 50 | Orange | 17 | 50539 | 1 | Boltonville Hydro Associates | 0 | 1984 | 9999 | Hydro | [5 empty] | Non-Fossil | G | 2030 | Hydro |  | 0 | 0 | 0 | 0 | 0 | 0 | 0 | 0 | 0 | 0 | 0 | 0 | 0 | 0 | 0 | 0 | 0.51081 | 0.72763 | 0.72468 | 1.9631 | 0 | 0 | 0 | 0 | 0 | 0 | 0 | 0 | 0 | 0 | 0 | 0 | 0 | 0 | 0 | 0 | 0 | 0 | 0 | 0 | 0.0079041 | 0.00071003 | 0.0010114 | 0.0010073 | 0.0027287 | 0 | 0 | 0 | 0 | 0 | 0.5
50539_G_2 | ISONE_MA, VT, NH, RI (Rest of ISO New England) | Vermont | 50 | Orange | 17 | 50539 | 2 | Boltonville Hydro Associates | 0 | 1984 | 9999 | Hydro | [5 empty] | Non-Fossil | G | 2030 | Hydro |  | 0 | 0 | 0 | 0 | 0 | 0 | 0 | 0 | 0 | 0 | 0 | 0 | 0 | 0 | 0 | 0 | 0.30649 | 0.43658 | 0.43481 | 1.1779 | 0 | 0 | 0 | 0 | 0 | 0 | 0 | 0 | 0 | 0 | 0 | 0 | 0 | 0 | 0 | 0 | 0 | 0 | 0 | 0 | 0.0047425 | 0.00042602 | 0.00060684 | 0.00060438 | 0.0016372 | 0 | 0 | 0 | 0 | 0 | 0.3
50539_G_3 | ISONE_MA, VT, NH, RI (Rest of ISO New England) | Vermont | 50 | Orange | 17 | 50539 | 3 | Boltonville Hydro Associates | 0 | 1989 | 9999 | Hydro | [5 empty] | Non-Fossil | G | 2030 | Hydro |  | 0 | 0 | 0 | 0 | 0 | 0 | 0 | 0 | 0 | 0 | 0 | 0 | 0 | 0 | 0 | 0 | 0.30649 | 0.43658 | 0.43481 | 1.1779 | 0 | 0 | 0 | 0 | 0 | 0 | 0 | 0 | 0 | 0 | 0 | 0 | 0 | 0 | 0 | 0 | 0 | 0 | 0 | 0 | 0.0047425 | 0.00042602 | 0.00060684 | 0.00060438 | 0.0016372 | 0 | 0 | 0 | 0 | 0 | 0.3
50541_G_GEN1 | WECC_Southern California Edison | California | 6 | Los Angeles | 37 | 50541 | GEN1 | Harbor Cogen | 11119 | 1988 | 9999 | Combined Cycle | [5 empty] | Fossil | G | 2030 | NaturalGas |  | 0 | 0 | 0 | 0 | 0 | 0 | 0 | 0 | 0 | 0 | 0 | 0 | 0 | 0 | 0 | 0 | 0 | 0 | 0 | 0 | 0 | 0 | 0 | 0 | 0 | 0 | 0 | 0 | 0 | 0 | 0 | 0 | 0 | 0 | 0 | 0 | 0 | 0 | 0 | 0 | 3.1548 | 0 | 0 | 0 | 0 | 0 | 0 | 0 | 0 | 0 | 80.8
50541_G_ST1 | WECC_Southern California Edison | California | 6 | Los Angeles | 37 | 50541 | ST1 | Harbor Cogen | 11119 | 2001 | 9999 | Combined Cycle | [5 empty] | Fossil | G | 2030 | NaturalGas |  | 0 | 0 | 0 | 0 | 0 | 0 | 0 | 0 | 0 | 0 | 0 | 0 | 0 | 0 | 0 | 0 | 0 | 0 | 0 | 0 | 0 | 0 | 0 | 0 | 0 | 0 | 0 | 0 | 0 | 0 | 0 | 0 | 0 | 0 | 0 | 0 | 0 | 0 | 0 | 0 | 0.32418 | 0 | 0 | 0 | 0 | 0 | 0 | 0 | 0 | 0 | 9.9
50541_G_ST2 | WECC_Southern California Edison | California | 6 | Los Angeles | 37 | 50541 | ST2 | Harbor Cogen | 11119 | 2001 | 9999 | Combined Cycle | [5 empty] | Fossil | G | 2030 | NaturalGas |  | 0 | 0 | 0 | 0 | 0 | 0 | 0 | 0 | 0 | 0 | 0 | 0 | 0 | 0 | 0 | 0 | 0 | 0 | 0 | 0 | 0 | 0 | 0 | 0 | 0 | 0 | 0 | 0 | 0 | 0 | 0 | 0 | 0 | 0 | 0 | 0 | 0 | 0 | 0 | 0 | 0.3602 | 0 | 0 | 0 | 0 | 0 | 0 | 0 | 0 | 0 | 11
50545_G_GEN1 | ISONE_MA, VT, NH, RI (Rest of ISO New England) | Massachusetts | 25 | Essex | 9 | 50545 | GEN1 | Lawrence Hydroelectric Associates | 0 | 1981 | 9999 | Hydro | [5 empty] | Non-Fossil | G | 2030 | Hydro |  | 0 | 0 | 0 | 0 | 0 | 0 | 0 | 0 | 0 | 0 | 0 | 0 | 0 | 0 | 0 | 0 | 9.2684 | 12.7476 | 11.6113 | 33.6274 | 0 | 0 | 0 | 0 | 0 | 0 | 0 | 0 | 0 | 0 | 0 | 0 | 0 | 0 | 0 | 0 | 0 | 0 | 0 | 0 | 0.11066 | 0.012883 | 0.017719 | 0.01614 | 0.046742 | 0 | 0 | 0 | 0 | 0 | 7
50545_G_GEN2 | ISONE_MA, VT, NH, RI (Rest of ISO New England) | Massachusetts | 25 | Essex | 9 | 50545 | GEN2 | Lawrence Hydroelectric Associates | 0 | 1981 | 9999 | Hydro | [5 empty] | Non-Fossil | G | 2030 | Hydro |  | 0 | 0 | 0 | 0 | 0 | 0 | 0 | 0 | 0 | 0 | 0 | 0 | 0 | 0 | 0 | 0 | 9.2684 | 12.7476 | 11.6113 | 33.6274 | 0 | 0 | 0 | 0 | 0 | 0 | 0 | 0 | 0 | 0 | 0 | 0 | 0 | 0 | 0 | 0 | 0 | 0 | 0 | 0 | 0.11066 | 0.012883 | 0.017719 | 0.01614 | 0.046742 | 0 | 0 | 0 | 0 | 0 | 7
50546_G_GEN1 | WECC_Northern California (not including BANC) | California | 6 | Nevada | 57 | 50546 | GEN1 | Bowman | 0 | 1986 | 9999 | Hydro | [5 empty] | Non-Fossil | G | 2030 | Hydro |  | 0 | 0 | 0 | 0 | 0 | 0 | 0 | 0 | 0 | 0 | 0 | 0 | 0 | 0 | 0 | 0 | 1.7814 | 2.8408 | 5.3833 | 10.0055 | 0 | 0 | 0 | 0 | 0 | 0 | 0 | 0 | 0 | 0 | 0 | 0 | 0 | 0 | 0 | 0 | 0 | 0 | 0 | 0 | 0.05691 | 0.0024761 | 0.0039487 | 0.0074828 | 0.013908 | 0 | 0 | 0 | 0 | 0 | 3.6
50552_G_WGNS | WECC_Southern California Edison | California | 6 | Riverside | 65 | 50552 | WGNS | GPS Cabazon Wind LLC | 0 | 1999 | 9999 | Onshore Wind | [5 empty] | Non-Fossil | G | 2030 | Wind |  | 0 | 0 | 0 | 0 | 0 | 0 | 0 | 0 | 0 | 0 | 0 | 0 | 0 | 0 | 0 | 0 | 13.074 | 26.9447 | 48.3392 | 88.3579 | 0 | 0 | 0 | 0 | 0 | 0 | 0 | 0 | 0 | 0 | 0 | 0 | 0 | 0 | 0 | 0 | 0 | 0 | 0 | 0 | 1.656 | 0 | 0 | 0 | 0 | 0 | 0 | 0 | 0 | 0 | 38.9
50553_G_1 | WECC_Southern California Edison | California | 6 | Riverside | 65 | 50553 | 1 | Edom Hills Project 1 LLC | 0 | 2008 | 9999 | Onshore Wind | [5 empty] | Non-Fossil | G | 2030 | Wind |  | 0 | 0 | 0 | 0 | 0 | 0 | 0 | 0 | 0 | 0 | 0 | 0 | 0 | 0 | 0 | 0 | 6.7219 | 13.8533 | 24.8531 | 45.4282 | 0 | 0 | 0 | 0 | 0 | 0 | 0 | 0 | 0 | 0 | 0 | 0 | 0 | 0 | 0 | 0 | 0 | 0 | 0 | 0 | 0.8514 | 0 | 0 | 0 | 0 | 0 | 0 | 0 | 0 | 0 | 20
50555_G_GEN1 | PJM_Dominion | North Carolina | 37 | Halifax | 83 | 50555 | GEN1 | Rosemary Power Station | 9552 | 1990 | 9999 | Combined Cycle |  |  |  | H2O |  | Fossil | G | 2030 | Oil |  | 0 | 0 | 0 | 0 | 0 | 0 | 0 | 0 | 0 | 0 | 0 | 0 | 0 | 0 | 0 | 0 | 0 | 0 | 0 | 0 | 0 | 0 | 0 | 0 | 0 | 0 | 0 | 0 | 0 | 0 | 0 | 0 | 0 | 0 | 0 | 0 | 0 | 0 | 0 | 0 | 2.9076 | 0 | 0 | 0 | 0 | 0 | 0 | 0 | 0 | 0 | 75
50555_G_GEN2 | PJM_Dominion | North Carolina | 37 | Halifax | 83 | 50555 | GEN2 | Rosemary Power Station | 9552 | 1990 | 9999 | Combined Cycle |  |  |  | H2O |  | Fossil | G | 2030 | Oil |  | 0 | 0 | 0 | 0 | 0 | 0 | 0 | 0 | 0 | 0 | 0 | 0 | 0 | 0 | 0 | 0 | 0 | 0 | 0 | 0 | 0 | 0 | 0 | 0 | 0 | 0 | 0 | 0 | 0 | 0 | 0 | 0 | 0 | 0 | 0 | 0 | 0 | 0 | 0 | 0 | 1.3957 | 0 | 0 | 0 | 0 | 0 | 0 | 0 | 0 | 0 | 36
50555_G_GEN3 | PJM_Dominion | North Carolina | 37 | Halifax | 83 | 50555 | GEN3 | Rosemary Power Station | 9552 | 1990 | 9999 | Combined Cycle |  |  |  | H2O |  | Fossil | G | 2030 | Oil |  | 0 | 0 | 0 | 0 | 0 | 0 | 0 | 0 | 0 | 0 | 0 | 0 | 0 | 0 | 0 | 0 | 0 | 0 | 0 | 0 | 0 | 0 | 0 | 0 | 0 | 0 | 0 | 0 | 0 | 0 | 0 | 0 | 0 | 0 | 0 | 0 | 0 | 0 | 0 | 0 | 2.0935 | 0 | 0 | 0 | 0 | 0 | 0 | 0 | 0 | 0 | 54
50558_G_GT01 | SPP West (Oklahoma, Arkansas, Louisiana) | Oklahoma | 40 | Oklahoma | 109 | 50558 | GT01 | Frontier | 8569 | 1989 | 9999 | Combined Cycle |  |  |  | STM |  | Fossil | G | 2030 | NaturalGas |  | 0.11689 | 0.033329 | 0.41304 | 0.56325 | 0 | 0 | 0 | 0 | 0 | 0 | 0 | 0 | 0 | 0 | 0 | 0 | 13.6405 | 3.8895 | 48.2015 | 65.7315 | 6.9231 | 1.9741 | 24.4643 | 33.3615 | 8.2784e-09 | 2.3605e-09 | 2.9253e-08 | 3.9892e-08 | 0.0066066 | 0.0018838 | 0.023346 | 0.031836 | 0 | 0 | 0 | 0 | 0 | 0 | 0 | 0 | 2.5253 | 0.053722 | 0.015445 | 0.15359 | 0.22276 | 0.30376 | 0.075676 | 0.85738 | 1.2368 | 0 | 67.3
50558_G_ST01 | SPP West (Oklahoma, Arkansas, Louisiana) | Oklahoma | 40 | Oklahoma | 109 | 50558 | ST01 | Frontier | 8569 | 1989 | 9999 | Combined Cycle |  |  |  | STM |  | Fossil | G | 2030 | NaturalGas |  | 0.076592 | 0.02184 | 0.27065 | 0.36909 | 0 | 0 | 0 | 0 | 0 | 0 | 0 | 0 | 0 | 0 | 0 | 0 | 8.9383 | 2.5487 | 31.5852 | 43.0722 | 4.5366 | 1.2936 | 16.0308 | 21.8609 | 5.4247e-09 | 1.5468e-09 | 1.9169e-08 | 2.6141e-08 | 0.0043291 | 0.0012344 | 0.015298 | 0.020861 | 0 | 0 | 0 | 0 | 0 | 0 | 0 | 0 | 1.6547 | 0.035203 | 0.010121 | 0.10064 | 0.14597 | 0.19904 | 0.049588 | 0.56182 | 0.81045 | 0 | 44.1
50560_B_B101 | WECC_Northern California (not including BANC) | California | 6 | Tuolumne | 109 | 50560 | B101 | Pacific-Ultrapower Chinese Station | 15548 | 1986 | 9999 | Biomass |  |  | ESPC + Cyclone + SNCR | CF + NH3 + OFA |  | Non-Fossil | B | 2030 |  | Biomass Retirement | 0 | 0 | 0 | 0 | 0 | 0 | 0 | 0 | 0 | 0 | 0 | 0 | 0 | 0 | 0 | 0 | 0 | 0 | 0 | 0 | 0 | 0 | 0 | 0 | 0 | 0 | 0 | 0 | 0 | 0 | 0 | 0 | 0 | 0 | 0 | 0 | 0 | 0 | 0 | 0 | 0 | 0 | 0 | 0 | 0 | 0 | 0 | 0 | 0 | 0 | 18 | SNCR
50561_G_GTG1 | PJM_EMAAC | New Jersey | 34 | Gloucester | 15 | 50561 | GTG1 | Eagle Point Power Generation | 8961 | 1990 | 9999 | Combined Cycle |  |  |  | DLNB + H2O |  | Fossil | G | 2030 | NaturalGas |  | 0.06696 | 0.00806 | 0.51545 | 0.59047 | 0 | 0 | 0 | 0 | 0 | 0 | 0 | 0 | 0 | 0 | 0 | 0 | 7.4724 | 0.89945 | 57.5218 | 65.8936 | 3.9198 | 0.47183 | 30.1746 | 34.5663 | 4.6872e-09 | 5.642e-10 | 3.6082e-08 | 4.1333e-08 | 0.00087088 | 0.00010483 | 0.0067039 | 0.0076796 | 0 | 0 | 0 | 0 | 0 | 0 | 0 | 0 | 3.3371 | 0.029672 | 0.0036109 | 0.18329 | 0.21657 | 0.21526 | 0.019394 | 1.0861 | 1.3208 | 0 | 85
50561_G_GTG2 | PJM_EMAAC | New Jersey | 34 | Gloucester | 15 | 50561 | GTG2 | Eagle Point Power Generation | 8961 | 1990 | 9999 | Combined Cycle |  |  | SCR | DLNB + H2O |  | Fossil | G | 2030 | NaturalGas |  | 0.046817 | 0.00806 | 0.51545 | 0.57033 | 0 | 0 | 0 | 0 | 0 | 0 | 0 | 0 | 0 | 0 | 0 | 0 | 5.2245 | 0.89945 | 57.5218 | 63.6458 | 2.7407 | 0.47183 | 30.1746 | 33.3871 | 3.2772e-09 | 5.642e-10 | 3.6082e-08 | 3.9923e-08 | 0.00060606 | 0.00010434 | 0.0030927 | 0.0038031 | 0 | 0 | 0 | 0 | 0 | 0 | 0 | 0 | 3.4572 | 0.021526 | 0.0037451 | 0.19187 | 0.21714 | 0.1505 | 0.019394 | 1.0861 | 1.256 | 0 | 85 | SCR
50561_G_STG1 | PJM_EMAAC | New Jersey | 34 | Gloucester | 15 | 50561 | STG1 | Eagle Point Power Generation | 8961 | 1991 | 9999 | Combined Cycle |  |  |  | LNB |  | Fossil | G | 2030 | NaturalGas |  | 0.031511 | 0.0037929 | 0.24257 | 0.27787 | 0 | 0 | 0 | 0 | 0 | 0 | 0 | 0 | 0 | 0 | 0 | 0 | 3.5164 | 0.42327 | 27.0691 | 31.0088 | 1.8446 | 0.22204 | 14.1998 | 16.2665 | 2.2057e-09 | 2.6551e-10 | 1.698e-08 | 1.9451e-08 | 0.00040982 | 4.9331e-05 | 0.0031548 | 0.0036139 | 0 | 0 | 0 | 0 | 0 | 0 | 0 | 0 | 1.5704 | 0.013963 | 0.0016993 | 0.086253 | 0.10192 | 0.1013 | 0.0091264 | 0.51111 | 0.62153 | 0 | 40
50561_G_STG2 | PJM_EMAAC | New Jersey | 34 | Gloucester | 15 | 50561 | STG2 | Eagle Point Power Generation | 8961 | 2016 | 9999 | Combined Cycle |  |  | SCR | LNB |  | Fossil | G | 2030 | NaturalGas |  | 0.021112 | 0.0025413 | 0.16252 | 0.18617 | 0 | 0 | 0 | 0 | 0 | 0 | 0 | 0 | 0 | 0 | 0 | 0 | 2.356 | 0.28359 | 18.1363 | 20.7759 | 1.2359 | 0.14877 | 9.5139 | 10.8985 | 1.4778e-09 | 1.7789e-10 | 1.1376e-08 | 1.3032e-08 | 0.0002733 | 3.2898e-05 | 0.00097512 | 0.0012813 | 0 | 0 | 0 | 0 | 0 | 0 | 0 | 0 | 0.84656 | 0.009707 | 0.0011808 | 0.060495 | 0.071383 | 0.067869 | 0.0061147 | 0.34244 | 0.41643 | 0 | 26.8 | SCR
50563_G_GEN1 | PJM_ComEd | Illinois | 17 | Kane | 89 | 50563 | GEN1 | Settlers Hill Gas Recovery | 17832 | 1988 | 9999 | Landfill Gas | [5 empty] | Non-Fossil | G | 2030 | LF Gas |  | 0.072045 | 0.097474 | 0.12437 | 0.29389 | 0 | 0 | 0 | 0 | 0 | 0 | 0 | 0 | 0 | 0 | 0 | 0 | 4.0123 | 5.4285 | 6.9266 | 16.3675 | 4.1519 | 5.6173 | 7.1675 | 16.9367 | 0 | 0 | 0 | 0 | 0.0084676 | 0.011456 | 0.014618 | 0.034542 | 0 | 0 | 0 | 0 | 0 | 0 | 0 | 0 | 0.7872 | 0.027834 | 0.037658 | 0.04805 | 0.11354 | 0 | 0 | 0 | 0 | 0 | 2.9
50563_G_GEN2 | PJM_ComEd | Illinois | 17 | Kane | 89 | 50563 | GEN2 | Settlers Hill Gas Recovery | 17832 | 1998 | 9999 | Landfill Gas | [5 empty] | Non-Fossil | G | 2030 | LF Gas |  | 0.072045 | 0.097474 | 0.12437 | 0.29389 | 0 | 0 | 0 | 0 | 0 | 0 | 0 | 0 | 0 | 0 | 0 | 0 | 4.0123 | 5.4285 | 6.9266 | 16.3675 | 4.1519 | 5.6173 | 7.1675 | 16.9367 | 0 | 0 | 0 | 0 | 0.0084676 | 0.011456 | 0.014618 | 0.034542 | 0 | 0 | 0 | 0 | 0 | 0 | 0 | 0 | 0.7872 | 0.027834 | 0.037658 | 0.04805 | 0.11354 | 0 | 0 | 0 | 0 | 0 | 2.9
50564_G_GEN2 | ISONE_Connecticut | Connecticut | 9 | Litchfield | 5 | 50564 | GEN2 | New Milford Gas Recovery | 13500 | 2008 | 9999 | Landfill Gas | [5 empty] | Non-Fossil | G | 2030 | LF Gas |  | 0.013183 | 0.018651 | 0.023874 | 0.055709 | 0 | 0 | 0 | 0 | 0 | 0 | 0 | 0 | 0 | 0 | 0 | 0 | 0.98273 | 1.3903 | 1.7797 | 4.1527 | 0.75975 | 1.0748 | 1.3759 | 3.2104 | 0 | 0 | 0 | 0 | 0.0015319 | 0.0021672 | 0.0027742 | 0.0064733 | 0 | 0 | 0 | 0 | 0 | 0 | 0 | 0 | 0.2173 | 0.0068172 | 0.0096444 | 0.012346 | 0.028807 | 0 | 0 | 0 | 0 | 0 | 0.8
50564_G_GEN3 | ISONE_Connecticut | Connecticut | 9 | Litchfield | 5 | 50564 | GEN3 | New Milford Gas Recovery | 13500 | 2008 | 9999 | Landfill Gas | [5 empty] | Non-Fossil | G | 2030 | LF Gas |  | 0.013183 | 0.018651 | 0.023874 | 0.055709 | 0 | 0 | 0 | 0 | 0 | 0 | 0 | 0 | 0 | 0 | 0 | 0 | 0.98273 | 1.3903 | 1.7797 | 4.1527 | 0.75975 | 1.0748 | 1.3759 | 3.2104 | 0 | 0 | 0 | 0 | 0.0015319 | 0.0021672 | 0.0027742 | 0.0064733 | 0 | 0 | 0 | 0 | 0 | 0 | 0 | 0 | 0.2173 | 0.0068172 | 0.0096444 | 0.012346 | 0.028807 | 0 | 0 | 0 | 0 | 0 | 0.8
50564_G_GEN4 | ISONE_Connecticut | Connecticut | 9 | Litchfield | 5 | 50564 | GEN4 | New Milford Gas Recovery | 14103 | 2008 | 9999 | Landfill Gas | [5 empty] | Non-Fossil | G | 2030 | LF Gas |  | 0.013772 | 0.019484 | 0.024941 | 0.058197 | 0 | 0 | 0 | 0 | 0 | 0 | 0 | 0 | 0 | 0 | 0 | 0 | 0.98273 | 1.3903 | 1.7797 | 4.1527 | 0.79369 | 1.1228 | 1.4373 | 3.3538 | 0 | 0 | 0 | 0 | 0.0016003 | 0.002264 | 0.0028981 | 0.0067624 | 0 | 0 | 0 | 0 | 0 | 0 | 0 | 0 | 0.2173 | 0.0068172 | 0.0096444 | 0.012346 | 0.028807 | 0 | 0 | 0 | 0 | 0 | 0.8
50565_G_GEN1 | NY_Zone B (Genesee) | New York | 36 | Monroe | 55 | 50565 | GEN1 | Monroe Livingston Gas Recovery | 14130 | 1988 | 9999 | Landfill Gas | [5 empty] | Non-Fossil | G | 2030 | LF Gas |  | 2.3299e-08 | 3.3435e-08 | 4.4164e-08 | 1.009e-07 | 0 | 0 | 0 | 0 | 0 | 0 | 0 | 0 | 0 | 0 | 0 | 0 | 1.6395e-06 | 2.3528e-06 | 3.1078e-06 | 7.1001e-06 | 1.3427e-06 | 1.9268e-06 | 2.5451e-06 | 5.8146e-06 | 0 | 0 | 0 | 0 | 2.5765e-09 | 3.6974e-09 | 4.8838e-09 | 1.1158e-08 | 0 | 0 | 0 | 0 | 0 | 0 | 0 | 0 | 2.715e-07 | 1.1373e-08 | 1.6321e-08 | 2.1559e-08 | 4.9254e-08 | 0 | 0 | 0 | 0 | 0 | 1e-06
50565_G_GEN2 | NY_Zone B (Genesee) | New York | 36 | Monroe | 55 | 50565 | GEN2 | Monroe Livingston Gas Recovery | 14103 | 1988 | 9999 | Landfill Gas | [5 empty] | Non-Fossil | G | 2030 | LF Gas |  | 2.3254e-08 | 3.3371e-08 | 4.4079e-08 | 1.007e-07 | 0 | 0 | 0 | 0 | 0 | 0 | 0 | 0 | 0 | 0 | 0 | 0 | 1.6395e-06 | 2.3528e-06 | 3.1078e-06 | 7.1001e-06 | 1.3401e-06 | 1.9231e-06 | 2.5402e-06 | 5.8035e-06 | 0 | 0 | 0 | 0 | 2.5716e-09 | 3.6904e-09 | 4.8745e-09 | 1.1136e-08 | 0 | 0 | 0 | 0 | 0 | 0 | 0 | 0 | 2.715e-07 | 1.1373e-08 | 1.6321e-08 | 2.1559e-08 | 4.9254e-08 | 0 | 0 | 0 | 0 | 0 | 1e-06
50566_G_GEN1 | MISO_Illinois | Illinois | 17 | St Clair | 163 | 50566 | GEN1 | Milam Gas Recovery | 11436 | 1991 | 9999 | Combustion Turbine | [5 empty] | Fossil | G | 2030 | NaturalGas |  | 0.00013197 | 0 | 0.0028851 | 0.0030171 | 0 | 0 | 0 | 0 | 0 | 0 | 0 | 0 | 0 | 0 | 0 | 0 | 0.01154 | 0 | 0.25228 | 0.26382 | 0.0077256 | 0 | 0.16889 | 0.17662 | 9.238e-12 | 0 | 2.0196e-10 | 2.112e-10 | 7.0007e-05 | 0 | 0.0015305 | 0.0016005 | 0 | 0 | 0 | 0 | 0 | 0 | 0 | 0 | 0.021055 | 5.4469e-05 | 0 | 0.0011908 | 0.0012452 | 0.00037268 | 0 | 0.0062111 | 0.0065837 | 0 | 0.8
50566_G_GEN2 | MISO_Illinois | Illinois | 17 | St Clair | 163 | 50566 | GEN2 | Milam Gas Recovery | 11437 | 1991 | 9999 | Combustion Turbine | [5 empty] | Fossil | G | 2030 | NaturalGas |  | 0.00013198 | 0 | 0.0028854 | 0.0030174 | 0 | 0 | 0 | 0 | 0 | 0 | 0 | 0 | 0 | 0 | 0 | 0 | 0.01154 | 0 | 0.25228 | 0.26382 | 0.0077263 | 0 | 0.16891 | 0.17664 | 9.2388e-12 | 0 | 2.0198e-10 | 2.1121e-10 | 7.0014e-05 | 0 | 0.0015306 | 0.0016006 | 0 | 0 | 0 | 0 | 0 | 0 | 0 | 0 | 0.021055 | 5.4469e-05 | 0 | 0.0011908 | 0.0012452 | 0.00037271 | 0 | 0.0062116 | 0.0065843 | 0 | 0.8
50566_G_GEN3 | MISO_Illinois | Illinois | 17 | St Clair | 163 | 50566 | GEN3 | Milam Gas Recovery | 11437 | 1993 | 9999 | Combustion Turbine | [5 empty] | Fossil | G | 2030 | NaturalGas |  | 0.00013198 | 0 | 0.0028854 | 0.0030174 | 0 | 0 | 0 | 0 | 0 | 0 | 0 | 0 | 0 | 0 | 0 | 0 | 0.01154 | 0 | 0.25228 | 0.26382 | 0.0077263 | 0 | 0.16891 | 0.17664 | 9.2388e-12 | 0 | 2.0198e-10 | 2.1121e-10 | 7.0014e-05 | 0 | 0.0015306 | 0.0016006 | 0 | 0 | 0 | 0 | 0 | 0 | 0 | 0 | 0.021055 | 5.4469e-05 | 0 | 0.0011908 | 0.0012452 | 0.00037271 | 0 | 0.0062116 | 0.0065843 | 0 | 0.8
50568_G_GEN1 | NY_Zone C&E | New York | 36 | Monroe | 55 | 50568 | GEN1 | High Acres Gas Recovery | 13500 | 1991 | 9999 | Landfill Gas | [5 empty] | Non-Fossil | G | 2030 | LF Gas |  | 0.017842 | 0.025591 | 0.033693 | 0.077126 | 0 | 0 | 0 | 0 | 0 | 0 | 0 | 0 | 0 | 0 | 0 | 0 | 1.3216 | 1.8957 | 2.4958 | 5.7131 | 1.0282 | 1.4748 | 1.9417 | 4.4447 | 0 | 0 | 0 | 0 | 0.0021484 | 0.0030814 | 0.004057 | 0.0092868 | 0 | 0 | 0 | 0 | 0 | 0 | 0 | 0 | 0.2172 | 0.0091682 | 0.01315 | 0.017313 | 0.039631 | 0 | 0 | 0 | 0 | 0 | 0.8
50568_G_GEN2 | NY_Zone C&E | New York | 36 | Monroe | 55 | 50568 | GEN2 | High Acres Gas Recovery | 13500 | 1991 | 9999 | Landfill Gas | [5 empty] | Non-Fossil | G | 2030 | LF Gas |  | 0.017842 | 0.025591 | 0.033693 | 0.077126 | 0 | 0 | 0 | 0 | 0 | 0 | 0 | 0 | 0 | 0 | 0 | 0 | 1.3216 | 1.8957 | 2.4958 | 5.7131 | 1.0282 | 1.4748 | 1.9417 | 4.4447 | 0 | 0 | 0 | 0 | 0.0021484 | 0.0030814 | 0.004057 | 0.0092868 | 0 | 0 | 0 | 0 | 0 | 0 | 0 | 0 | 0.2172 | 0.0091682 | 0.01315 | 0.017313 | 0.039631 | 0 | 0 | 0 | 0 | 0 | 0.8
50568_G_GEN3 | NY_Zone C&E | New York | 36 | Monroe | 55 | 50568 | GEN3 | High Acres Gas Recovery | 13500 | 1991 | 9999 | Landfill Gas | [5 empty] | Non-Fossil | G | 2030 | LF Gas |  | 0.017842 | 0.025591 | 0.033693 | 0.077126 | 0 | 0 | 0 | 0 | 0 | 0 | 0 | 0 | 0 | 0 | 0 | 0 | 1.3216 | 1.8957 | 2.4958 | 5.7131 | 1.0282 | 1.4748 | 1.9417 | 4.4447 | 0 | 0 | 0 | 0 | 0.0021484 | 0.0030814 | 0.004057 | 0.0092868 | 0 | 0 | 0 | 0 | 0 | 0 | 0 | 0 | 0.2172 | 0.0091682 | 0.01315 | 0.017313 | 0.039631 | 0 | 0 | 0 | 0 | 0 | 0.8
50568_G_GEN4 | NY_Zone C&E | New York | 36 | Monroe | 55 | 50568 | GEN4 | High Acres Gas Recovery | 13500 | 1991 | 9999 | Landfill Gas | [5 empty] | Non-Fossil | G | 2030 | LF Gas |  | 0.017842 | 0.025591 | 0.033693 | 0.077126 | 0 | 0 | 0 | 0 | 0 | 0 | 0 | 0 | 0 | 0 | 0 | 0 | 1.3216 | 1.8957 | 2.4958 | 5.7131 | 1.0282 | 1.4748 | 1.9417 | 4.4447 | 0 | 0 | 0 | 0 | 0.0021484 | 0.0030814 | 0.004057 | 0.0092868 | 0 | 0 | 0 | 0 | 0 | 0 | 0 | 0 | 0.2172 | 0.0091682 | 0.01315 | 0.017313 | 0.039631 | 0 | 0 | 0 | 0 | 0 | 0.8
50568_G_GEN5 | NY_Zone C&E | New York | 36 | Monroe | 55 | 50568 | GEN5 | High Acres Gas Recovery | 13500 | 2008 | 9999 | Landfill Gas | [5 empty] | Non-Fossil | G | 2030 | LF Gas |  | 0.035684 | 0.051183 | 0.067386 | 0.15425 | 0 | 0 | 0 | 0 | 0 | 0 | 0 | 0 | 0 | 0 | 0 | 0 | 2.6433 | 3.7913 | 4.9916 | 11.4261 | 2.0564 | 2.9496 | 3.8834 | 8.8894 | 0 | 0 | 0 | 0 | 0.0042967 | 0.0061629 | 0.008114 | 0.018574 | 0 | 0 | 0 | 0 | 0 | 0 | 0 | 0 | 0.43441 | 0.018336 | 0.0263 | 0.034626 | 0.079263 | 0 | 0 | 0 | 0 | 0 | 1.6
50568_G_GEN6 | NY_Zone C&E | New York | 36 | Monroe | 55 | 50568 | GEN6 | High Acres Gas Recovery | 13500 | 2008 | 9999 | Landfill Gas | [5 empty] | Non-Fossil | G | 2030 | LF Gas |  | 0.035684 | 0.051183 | 0.067386 | 0.15425 | 0 | 0 | 0 | 0 | 0 | 0 | 0 | 0 | 0 | 0 | 0 | 0 | 2.6433 | 3.7913 | 4.9916 | 11.4261 | 2.0564 | 2.9496 | 3.8834 | 8.8894 | 0 | 0 | 0 | 0 | 0.0042967 | 0.0061629 | 0.008114 | 0.018574 | 0 | 0 | 0 | 0 | 0 | 0 | 0 | 0 | 0.43441 | 0.018336 | 0.0263 | 0.034626 | 0.079263 | 0 | 0 | 0 | 0 | 0 | 1.6
50568_G_GEN7 | NY_Zone C&E | New York | 36 | Monroe | 55 | 50568 | GEN7 | High Acres Gas Recovery | 13500 | 2008 | 9999 | Landfill Gas | [5 empty] | Non-Fossil | G | 2030 | LF Gas |  | 0.035684 | 0.051183 | 0.067386 | 0.15425 | 0 | 0 | 0 | 0 | 0 | 0 | 0 | 0 | 0 | 0 | 0 | 0 | 2.6433 | 3.7913 | 4.9916 | 11.4261 | 2.0564 | 2.9496 | 3.8834 | 8.8894 | 0 | 0 | 0 | 0 | 0.0042967 | 0.0061629 | 0.008114 | 0.018574 | 0 | 0 | 0 | 0 | 0 | 0 | 0 | 0 | 0.43441 | 0.018336 | 0.0263 | 0.034626 | 0.079263 | 0 | 0 | 0 | 0 | 0 | 1.6
50568_G_GEN8 | NY_Zone C&E | New York | 36 | Monroe | 55 | 50568 | GEN8 | High Acres Gas Recovery | 13500 | 2008 | 9999 | Landfill Gas | [5 empty] | Non-Fossil | G | 2030 | LF Gas |  | 0.035684 | 0.051183 | 0.067386 | 0.15425 | 0 | 0 | 0 | 0 | 0 | 0 | 0 | 0 | 0 | 0 | 0 | 0 | 2.6433 | 3.7913 | 4.9916 | 11.4261 | 2.0564 | 2.9496 | 3.8834 | 8.8894 | 0 | 0 | 0 | 0 | 0.0042967 | 0.0061629 | 0.008114 | 0.018574 | 0 | 0 | 0 | 0 | 0 | 0 | 0 | 0 | 0.43441 | 0.018336 | 0.0263 | 0.034626 | 0.079263 | 0 | 0 | 0 | 0 | 0 | 1.6
50569_G_GEN1 | ERCOT_Rest | Texas | 48 | Denton | 121 | 50569 | GEN1 | DFW Gas Recovery | 17029 | 1988 | 9999 | Landfill Gas | [5 empty] | Non-Fossil | G | 2030 | LF Gas |  | 0.087305 | 0.10728 | 0.11357 | 0.30816 | 0 | 0 | 0 | 0 | 0 | 0 | 0 | 0 | 0 | 0 | 0 | 0 | 5.2059 | 6.3971 | 6.7722 | 18.3752 | 5.0313 | 6.1826 | 6.545 | 17.7589 | 0 | 0 | 0 | 0 | 0.010512 | 0.012918 | 0.013675 | 0.037105 | 0 | 0 | 0 | 0 | 0 | 0 | 0 | 0 | 0.78455 | 0.036113 | 0.044377 | 0.046979 | 0.12747 | 0 | 0 | 0 | 0 | 0 | 2.9
50569_G_GEN2 | ERCOT_Rest | Texas | 48 | Denton | 121 | 50569 | GEN2 | DFW Gas Recovery | 17030 | 1988 | 9999 | Landfill Gas | [5 empty] | Non-Fossil | G | 2030 | LF Gas |  | 0.08731 | 0.10729 | 0.11358 | 0.30818 | 0 | 0 | 0 | 0 | 0 | 0 | 0 | 0 | 0 | 0 | 0 | 0 | 5.2059 | 6.3971 | 6.7722 | 18.3752 | 5.0316 | 6.1829 | 6.5454 | 17.7599 | 0 | 0 | 0 | 0 | 0.010513 | 0.012919 | 0.013676 | 0.037108 | 0 | 0 | 0 | 0 | 0 | 0 | 0 | 0 | 0.78455 | 0.036113 | 0.044377 | 0.046979 | 0.12747 | 0 | 0 | 0 | 0 | 0 | 2.9
50569_G_GEN3 | ERCOT_Rest | Texas | 48 | Denton | 121 | 50569 | GEN3 | DFW Gas Recovery | 13500 | 2009 | 9999 | Landfill Gas | [5 empty] | Non-Fossil | G | 2030 | LF Gas |  | 0.038186 | 0.046924 | 0.049675 | 0.13478 | 0 | 0 | 0 | 0 | 0 | 0 | 0 | 0 | 0 | 0 | 0 | 0 | 2.8722 | 3.5294 | 3.7364 | 10.138 | 2.2006 | 2.7042 | 2.8627 | 7.7675 | 0 | 0 | 0 | 0 | 0.004598 | 0.0056501 | 0.0059813 | 0.016229 | 0 | 0 | 0 | 0 | 0 | 0 | 0 | 0 | 0.43285 | 0.019925 | 0.024484 | 0.025919 | 0.070328 | 0 | 0 | 0 | 0 | 0 | 1.6
50569_G_GEN4 | ERCOT_Rest | Texas | 48 | Denton | 121 | 50569 | GEN4 | DFW Gas Recovery | 13500 | 2009 | 9999 | Landfill Gas | [5 empty] | Non-Fossil | G | 2030 | LF Gas |  | 0.038186 | 0.046924 | 0.049675 | 0.13478 | 0 | 0 | 0 | 0 | 0 | 0 | 0 | 0 | 0 | 0 | 0 | 0 | 2.8722 | 3.5294 | 3.7364 | 10.138 | 2.2006 | 2.7042 | 2.8627 | 7.7675 | 0 | 0 | 0 | 0 | 0.004598 | 0.0056501 | 0.0059813 | 0.016229 | 0 | 0 | 0 | 0 | 0 | 0 | 0 | 0 | 0.43285 | 0.019925 | 0.024484 | 0.025919 | 0.070328 | 0 | 0 | 0 | 0 | 0 | 1.6
50569_G_GEN5 | ERCOT_Rest | Texas | 48 | Denton | 121 | 50569 | GEN5 | DFW Gas Recovery | 13500 | 2009 | 9999 | Landfill Gas | [5 empty] | Non-Fossil | G | 2030 | LF Gas |  | 0.038186 | 0.046924 | 0.049675 | 0.13478 | 0 | 0 | 0 | 0 | 0 | 0 | 0 | 0 | 0 | 0 | 0 | 0 | 2.8722 | 3.5294 | 3.7364 | 10.138 | 2.2006 | 2.7042 | 2.8627 | 7.7675 | 0 | 0 | 0 | 0 | 0.004598 | 0.0056501 | 0.0059813 | 0.016229 | 0 | 0 | 0 | 0 | 0 | 0 | 0 | 0 | 0.43285 | 0.019925 | 0.024484 | 0.025919 | 0.070328 | 0 | 0 | 0 | 0 | 0 | 1.6
50569_G_GEN6 | ERCOT_Rest | Texas | 48 | Denton | 121 | 50569 | GEN6 | DFW Gas Recovery | 13500 | 2009 | 9999 | Landfill Gas | [5 empty] | Non-Fossil | G | 2030 | LF Gas |  | 0.038186 | 0.046924 | 0.049675 | 0.13478 | 0 | 0 | 0 | 0 | 0 | 0 | 0 | 0 | 0 | 0 | 0 | 0 | 2.8722 | 3.5294 | 3.7364 | 10.138 | 2.2006 | 2.7042 | 2.8627 | 7.7675 | 0 | 0 | 0 | 0 | 0.004598 | 0.0056501 | 0.0059813 | 0.016229 | 0 | 0 | 0 | 0 | 0 | 0 | 0 | 0 | 0.43285 | 0.019925 | 0.024484 | 0.025919 | 0.070328 | 0 | 0 | 0 | 0 | 0 | 1.6
50570_G_GEN1 | SERC_Central_TVA | Tennessee | 47 | Anderson | 1 | 50570 | GEN1 | Chestnut Ridge Gas Recovery | 13500 | 1992 | 9999 | Landfill Gas | [5 empty] | Non-Fossil | G | 2030 | LF Gas |  | 0.016771 | 0.024736 | 0.028596 | 0.070103 | 0 | 0 | 0 | 0 | 0 | 0 | 0 | 0 | 0 | 0 | 0 | 0 | 1.2423 | 1.8323 | 2.1182 | 5.1928 | 0.96647 | 1.4255 | 1.6479 | 4.0399 | 0 | 0 | 0 | 0 | 0.0020193 | 0.0029785 | 0.0034432 | 0.0084411 | 0 | 0 | 0 | 0 | 0 | 0 | 0 | 0 | 0.21655 | 0.0086176 | 0.012711 | 0.014694 | 0.036022 | 0 | 0 | 0 | 0 | 0 | 0.8
50570_G_GEN2 | SERC_Central_TVA | Tennessee | 47 | Anderson | 1 | 50570 | GEN2 | Chestnut Ridge Gas Recovery | 13500 | 1992 | 9999 | Landfill Gas | [5 empty] | Non-Fossil | G | 2030 | LF Gas |  | 0.016771 | 0.024736 | 0.028596 | 0.070103 | 0 | 0 | 0 | 0 | 0 | 0 | 0 | 0 | 0 | 0 | 0 | 0 | 1.2423 | 1.8323 | 2.1182 | 5.1928 | 0.96647 | 1.4255 | 1.6479 | 4.0399 | 0 | 0 | 0 | 0 | 0.0020193 | 0.0029785 | 0.0034432 | 0.0084411 | 0 | 0 | 0 | 0 | 0 | 0 | 0 | 0 | 0.21655 | 0.0086176 | 0.012711 | 0.014694 | 0.036022 | 0 | 0 | 0 | 0 | 0 | 0.8
50570_G_GEN3 | SERC_Central_TVA | Tennessee | 47 | Anderson | 1 | 50570 | GEN3 | Chestnut Ridge Gas Recovery | 13500 | 1992 | 9999 | Landfill Gas | [5 empty] | Non-Fossil | G | 2030 | LF Gas |  | 0.016771 | 0.024736 | 0.028596 | 0.070103 | 0 | 0 | 0 | 0 | 0 | 0 | 0 | 0 | 0 | 0 | 0 | 0 | 1.2423 | 1.8323 | 2.1182 | 5.1928 | 0.96647 | 1.4255 | 1.6479 | 4.0399 | 0 | 0 | 0 | 0 | 0.0020193 | 0.0029785 | 0.0034432 | 0.0084411 | 0 | 0 | 0 | 0 | 0 | 0 | 0 | 0 | 0.21655 | 0.0086176 | 0.012711 | 0.014694 | 0.036022 | 0 | 0 | 0 | 0 | 0 | 0.8
50570_G_GEN4 | SERC_Central_TVA | Tennessee | 47 | Anderson | 1 | 50570 | GEN4 | Chestnut Ridge Gas Recovery | 13500 | 1992 | 9999 | Landfill Gas | [5 empty] | Non-Fossil | G | 2030 | LF Gas |  | 0.016771 | 0.024736 | 0.028596 | 0.070103 | 0 | 0 | 0 | 0 | 0 | 0 | 0 | 0 | 0 | 0 | 0 | 0 | 1.2423 | 1.8323 | 2.1182 | 5.1928 | 0.96647 | 1.4255 | 1.6479 | 4.0399 | 0 | 0 | 0 | 0 | 0.0020193 | 0.0029785 | 0.0034432 | 0.0084411 | 0 | 0 | 0 | 0 | 0 | 0 | 0 | 0 | 0.21655 | 0.0086176 | 0.012711 | 0.014694 | 0.036022 | 0 | 0 | 0 | 0 | 0 | 0.8
50570_G_GEN5 | SERC_Central_TVA | Tennessee | 47 | Anderson | 1 | 50570 | GEN5 | Chestnut Ridge Gas Recovery | 13500 | 2011 | 9999 | Landfill Gas | [5 empty] | Non-Fossil | G | 2030 | LF Gas |  | 0.033541 | 0.049473 | 0.057192 | 0.14021 | 0 | 0 | 0 | 0 | 0 | 0 | 0 | 0 | 0 | 0 | 0 | 0 | 2.4845 | 3.6646 | 4.2364 | 10.3856 | 1.9329 | 2.8511 | 3.2959 | 8.0799 | 0 | 0 | 0 | 0 | 0.0040387 | 0.005957 | 0.0068864 | 0.016882 | 0 | 0 | 0 | 0 | 0 | 0 | 0 | 0 | 0.43311 | 0.017235 | 0.025422 | 0.029388 | 0.072045 | 0 | 0 | 0 | 0 | 0 | 1.6
50571_G_GEN1 | WECC_Northern California (not including BANC) | California | 6 | Alameda | 1 | 50571 | GEN1 | Altamont Gas Recovery | 16807 | 1969 | 9999 | Landfill Gas | [5 empty] | Non-Fossil | G | 2030 | LF Gas |  | 0.059968 | 0 | 0.082606 | 0.14257 | 0 | 0 | 0 | 0 | 0 | 0 | 0 | 0 | 0 | 0 | 0 | 0 | 3.3878 | 0 | 4.6667 | 8.0545 | 3.4559 | 0 | 4.7605 | 8.2164 | 0 | 0 | 0 | 0 | 0.0036364 | 0 | 0.0050092 | 0.0086457 | 0 | 0 | 0 | 0 | 0 | 0 | 0 | 0 | 0.78937 | 0.023501 | 0 | 0.032373 | 0.055874 | 0 | 0 | 0 | 0 | 0 | 2.9
50571_G_GEN2 | WECC_Northern California (not including BANC) | California | 6 | Alameda | 1 | 50571 | GEN2 | Altamont Gas Recovery | 16807 | 1989 | 9999 | Landfill Gas | [5 empty] | Non-Fossil | G | 2030 | LF Gas |  | 0.059968 | 0 | 0.082606 | 0.14257 | 0 | 0 | 0 | 0 | 0 | 0 | 0 | 0 | 0 | 0 | 0 | 0 | 3.3878 | 0 | 4.6667 | 8.0545 | 3.4559 | 0 | 4.7605 | 8.2164 | 0 | 0 | 0 | 0 | 0.0036364 | 0 | 0.0050092 | 0.0086457 | 0 | 0 | 0 | 0 | 0 | 0 | 0 | 0 | 0.78937 | 0.023501 | 0 | 0.032373 | 0.055874 | 0 | 0 | 0 | 0 | 0 | 2.9
50571_G_GEN3 | WECC_Northern California (not including BANC) | California | 6 | Alameda | 1 | 50571 | GEN3 | Altamont Gas Recovery | 38503 | 2002 | 9999 | Landfill Gas | [5 empty] | Non-Fossil | G | 2030 | LF Gas |  | 4.7372e-08 | 0 | 6.5255e-08 | 1.1263e-07 | 0 | 0 | 0 | 0 | 0 | 0 | 0 | 0 | 0 | 0 | 0 | 0 | 1.1682e-06 | 0 | 1.6092e-06 | 2.7774e-06 | 2.73e-06 | 0 | 3.7606e-06 | 6.4906e-06 | 0 | 0 | 0 | 0 | 2.8727e-09 | 0 | 3.9571e-09 | 6.8297e-09 | 0 | 0 | 0 | 0 | 0 | 0 | 0 | 0 | 2.722e-07 | 8.1038e-09 | 0 | 1.1163e-08 | 1.9267e-08 | 0 | 0 | 0 | 0 | 0 | 1e-06
50571_G_GEN4 | WECC_Northern California (not including BANC) | California | 6 | Alameda | 1 | 50571 | GEN4 | Altamont Gas Recovery | 38512 | 2002 | 9999 | Landfill Gas | [5 empty] | Non-Fossil | G | 2030 | LF Gas |  | 4.7383e-08 | 0 | 6.5271e-08 | 1.1265e-07 | 0 | 0 | 0 | 0 | 0 | 0 | 0 | 0 | 0 | 0 | 0 | 0 | 1.1682e-06 | 0 | 1.6092e-06 | 2.7774e-06 | 2.7307e-06 | 0 | 3.7615e-06 | 6.4921e-06 | 0 | 0 | 0 | 0 | 2.8733e-09 | 0 | 3.958e-09 | 6.8313e-09 | 0 | 0 | 0 | 0 | 0 | 0 | 0 | 0 | 2.722e-07 | 8.1038e-09 | 0 | 1.1163e-08 | 1.9267e-08 | 0 | 0 | 0 | 0 | 0 | 1e-06
50572_G_GEN1 | FRCC | Florida | 12 | Broward | 11 | 50572 | GEN1 | CSL Gas Recovery | 20838 | 1989 | 9999 | Landfill Gas | [5 empty] | Non-Fossil | G | 2030 | LF Gas |  | 0.09229 | 0.11934 | 0.13501 | 0.34664 | 0 | 0 | 0 | 0 | 0 | 0 | 0 | 0 | 0 | 0 | 0 | 0 | 4.4367 | 5.7368 | 6.4905 | 16.664 | 5.3186 | 6.8772 | 7.7807 | 19.9765 | 0 | 0 | 0 | 0 | 0.0046145 | 0.0059668 | 0.0067507 | 0.017332 | 0 | 0 | 0 | 0 | 0 | 0 | 0 | 0 | 0.78556 | 0.030777 | 0.039796 | 0.045025 | 0.1156 | 0 | 0 | 0 | 0 | 0 | 2.9
50572_G_GEN2 | FRCC | Florida | 12 | Broward | 11 | 50572 | GEN2 | CSL Gas Recovery | 20838 | 1989 | 9999 | Landfill Gas | [5 empty] | Non-Fossil | G | 2030 | LF Gas |  | 0.09229 | 0.11934 | 0.13501 | 0.34664 | 0 | 0 | 0 | 0 | 0 | 0 | 0 | 0 | 0 | 0 | 0 | 0 | 4.4367 | 5.7368 | 6.4905 | 16.664 | 5.3186 | 6.8772 | 7.7807 | 19.9765 | 0 | 0 | 0 | 0 | 0.0046145 | 0.0059668 | 0.0067507 | 0.017332 | 0 | 0 | 0 | 0 | 0 | 0 | 0 | 0 | 0.78556 | 0.030777 | 0.039796 | 0.045025 | 0.1156 | 0 | 0 | 0 | 0 | 0 | 2.9
50572_G_GEN3 | FRCC | Florida | 12 | Broward | 11 | 50572 | GEN3 | CSL Gas Recovery | 20838 | 1989 | 9999 | Landfill Gas | [5 empty] | Non-Fossil | G | 2030 | LF Gas |  | 0.09229 | 0.11934 | 0.13501 | 0.34664 | 0 | 0 | 0 | 0 | 0 | 0 | 0 | 0 | 0 | 0 | 0 | 0 | 4.4367 | 5.7368 | 6.4905 | 16.664 | 5.3186 | 6.8772 | 7.7807 | 19.9765 | 0 | 0 | 0 | 0 | 0.0046145 | 0.0059668 | 0.0067507 | 0.017332 | 0 | 0 | 0 | 0 | 0 | 0 | 0 | 0 | 0.78556 | 0.030777 | 0.039796 | 0.045025 | 0.1156 | 0 | 0 | 0 | 0 | 0 | 2.9
50572_G_GEN4 | FRCC | Florida | 12 | Broward | 11 | 50572 | GEN4 | CSL Gas Recovery | 13500 | 2000 | 9999 | Landfill Gas | [5 empty] | Non-Fossil | G | 2030 | LF Gas |  | 0.045358 | 0.05865 | 0.066356 | 0.17036 | 0 | 0 | 0 | 0 | 0 | 0 | 0 | 0 | 0 | 0 | 0 | 0 | 3.3657 | 4.352 | 4.9238 | 12.6416 | 2.614 | 3.38 | 3.824 | 9.818 | 0 | 0 | 0 | 0 | 0.0022679 | 0.0029325 | 0.0033178 | 0.0085182 | 0 | 0 | 0 | 0 | 0 | 0 | 0 | 0 | 0.59594 | 0.023348 | 0.03019 | 0.034157 | 0.087695 | 0 | 0 | 0 | 0 | 0 | 2.2
50573_G_GEN2 | PJM_ComEd | Illinois | 17 | Cook | 31 | 50573 | GEN2 | CID Gas Recovery | 16528 | 1989 | 9999 | Landfill Gas | [5 empty] | Non-Fossil | G | 2030 | LF Gas |  | 0.066776 | 0.090346 | 0.11528 | 0.2724 | 0 | 0 | 0 | 0 | 0 | 0 | 0 | 0 | 0 | 0 | 0 | 0 | 4.0123 | 5.4285 | 6.9266 | 16.3675 | 3.8483 | 5.2066 | 6.6434 | 15.6982 | 0 | 0 | 0 | 0 | 0.0078484 | 0.010619 | 0.013549 | 0.032016 | 0 | 0 | 0 | 0 | 0 | 0 | 0 | 0 | 0.7872 | 0.027834 | 0.037658 | 0.04805 | 0.11354 | 0 | 0 | 0 | 0 | 0 | 2.9
50575_G_GEN2 | PJM_ComEd | Illinois | 17 | Cook | 31 | 50575 | GEN2 | Lake Gas Recovery | 14103 | 1993 | 9999 | Landfill Gas | [5 empty] | Non-Fossil | G | 2030 | LF Gas |  | 0.056979 | 0.07709 | 0.098364 | 0.23243 | 0 | 0 | 0 | 0 | 0 | 0 | 0 | 0 | 0 | 0 | 0 | 0 | 4.0123 | 5.4285 | 6.9266 | 16.3675 | 3.2836 | 4.4426 | 5.6686 | 13.3949 | 0 | 0 | 0 | 0 | 0.0066969 | 0.0090606 | 0.011561 | 0.027318 | 0 | 0 | 0 | 0 | 0 | 0 | 0 | 0 | 0.7872 | 0.027834 | 0.037658 | 0.04805 | 0.11354 | 0 | 0 | 0 | 0 | 0 | 2.9
50575_G_GEN3 | PJM_ComEd | Illinois | 17 | Cook | 31 | 50575 | GEN3 | Lake Gas Recovery | 14103 | 1993 | 9999 | Landfill Gas | [5 empty] | Non-Fossil | G | 2030 | LF Gas |  | 0.056979 | 0.07709 | 0.098364 | 0.23243 | 0 | 0 | 0 | 0 | 0 | 0 | 0 | 0 | 0 | 0 | 0 | 0 | 4.0123 | 5.4285 | 6.9266 | 16.3675 | 3.2836 | 4.4426 | 5.6686 | 13.3949 | 0 | 0 | 0 | 0 | 0.0066969 | 0.0090606 | 0.011561 | 0.027318 | 0 | 0 | 0 | 0 | 0 | 0 | 0 | 0 | 0.7872 | 0.027834 | 0.037658 | 0.04805 | 0.11354 | 0 | 0 | 0 | 0 | 0 | 2.9
50576_G_GEN1 | MISO_Wisconsin- Upper Michigan (WUMS) | Wisconsin | 55 | Milwaukee | 79 | 50576 | GEN1 | Metro Gas Recovery | 17988 | 1985 | 9999 | Landfill Gas | [5 empty] | Non-Fossil | G | 2030 | LF Gas |  | 0.081536 | 0.11641 | 0.1383 | 0.33625 | 0 | 0 | 0 | 0 | 0 | 0 | 0 | 0 | 0 | 0 | 0 | 0 | 4.5858 | 6.5474 | 7.7783 | 18.9115 | 4.6989 | 6.7089 | 7.9701 | 19.3779 | 0 | 0 | 0 | 0 | 0.0097583 | 0.013933 | 0.016552 | 0.040243 | 0 | 0 | 0 | 0 | 0 | 0 | 0 | 0 | 0.7872 | 0.031811 | 0.045419 | 0.053958 | 0.13119 | 0 | 0 | 0 | 0 | 0 | 2.9
50576_G_GEN2 | MISO_Wisconsin- Upper Michigan (WUMS) | Wisconsin | 55 | Milwaukee | 79 | 50576 | GEN2 | Metro Gas Recovery | 17988 | 1985 | 9999 | Landfill Gas | [5 empty] | Non-Fossil | G | 2030 | LF Gas |  | 0.081536 | 0.11641 | 0.1383 | 0.33625 | 0 | 0 | 0 | 0 | 0 | 0 | 0 | 0 | 0 | 0 | 0 | 0 | 4.5858 | 6.5474 | 7.7783 | 18.9115 | 4.6989 | 6.7089 | 7.9701 | 19.3779 | 0 | 0 | 0 | 0 | 0.0097583 | 0.013933 | 0.016552 | 0.040243 | 0 | 0 | 0 | 0 | 0 | 0 | 0 | 0 | 0.7872 | 0.031811 | 0.045419 | 0.053958 | 0.13119 | 0 | 0 | 0 | 0 | 0 | 2.9
50576_G_GEN3 | MISO_Wisconsin- Upper Michigan (WUMS) | Wisconsin | 55 | Milwaukee | 79 | 50576 | GEN3 | Metro Gas Recovery | 13500 | 2000 | 9999 | Landfill Gas | [5 empty] | Non-Fossil | G | 2030 | LF Gas |  | 0.016881 | 0.024102 | 0.028633 | 0.069616 | 0 | 0 | 0 | 0 | 0 | 0 | 0 | 0 | 0 | 0 | 0 | 0 | 1.265 | 1.8062 | 2.1457 | 5.217 | 0.97283 | 1.389 | 1.6501 | 4.0119 | 0 | 0 | 0 | 0 | 0.0020203 | 0.0028845 | 0.0034268 | 0.0083316 | 0 | 0 | 0 | 0 | 0 | 0 | 0 | 0 | 0.21716 | 0.0087756 | 0.012529 | 0.014885 | 0.03619 | 0 | 0 | 0 | 0 | 0 | 0.8
50576_G_GEN4 | MISO_Wisconsin- Upper Michigan (WUMS) | Wisconsin | 55 | Milwaukee | 79 | 50576 | GEN4 | Metro Gas Recovery | 13500 | 2000 | 9999 | Landfill Gas | [5 empty] | Non-Fossil | G | 2030 | LF Gas |  | 0.016881 | 0.024102 | 0.028633 | 0.069616 | 0 | 0 | 0 | 0 | 0 | 0 | 0 | 0 | 0 | 0 | 0 | 0 | 1.265 | 1.8062 | 2.1457 | 5.217 | 0.97283 | 1.389 | 1.6501 | 4.0119 | 0 | 0 | 0 | 0 | 0.0020203 | 0.0028845 | 0.0034268 | 0.0083316 | 0 | 0 | 0 | 0 | 0 | 0 | 0 | 0 | 0.21716 | 0.0087756 | 0.012529 | 0.014885 | 0.03619 | 0 | 0 | 0 | 0 | 0 | 0.8
50576_G_GEN5 | MISO_Wisconsin- Upper Michigan (WUMS) | Wisconsin | 55 | Milwaukee | 79 | 50576 | GEN5 | Metro Gas Recovery | 13500 | 2000 | 9999 | Landfill Gas | [5 empty] | Non-Fossil | G | 2030 | LF Gas |  | 0.016881 | 0.024102 | 0.028633 | 0.069616 | 0 | 0 | 0 | 0 | 0 | 0 | 0 | 0 | 0 | 0 | 0 | 0 | 1.265 | 1.8062 | 2.1457 | 5.217 | 0.97283 | 1.389 | 1.6501 | 4.0119 | 0 | 0 | 0 | 0 | 0.0020203 | 0.0028845 | 0.0034268 | 0.0083316 | 0 | 0 | 0 | 0 | 0 | 0 | 0 | 0 | 0.21716 | 0.0087756 | 0.012529 | 0.014885 | 0.03619 | 0 | 0 | 0 | 0 | 0 | 0.8
50576_G_GEN6 | MISO_Wisconsin- Upper Michigan (WUMS) | Wisconsin | 55 | Milwaukee | 79 | 50576 | GEN6 | Metro Gas Recovery | 13500 | 2000 | 9999 | Landfill Gas | [5 empty] | Non-Fossil | G | 2030 | LF Gas |  | 0.016881 | 0.024102 | 0.028633 | 0.069616 | 0 | 0 | 0 | 0 | 0 | 0 | 0 | 0 | 0 | 0 | 0 | 0 | 1.265 | 1.8062 | 2.1457 | 5.217 | 0.97283 | 1.389 | 1.6501 | 4.0119 | 0 | 0 | 0 | 0 | 0.0020203 | 0.0028845 | 0.0034268 | 0.0083316 | 0 | 0 | 0 | 0 | 0 | 0 | 0 | 0 | 0.21716 | 0.0087756 | 0.012529 | 0.014885 | 0.03619 | 0 | 0 | 0 | 0 | 0 | 0.8
50577_G_GEN1 | MISO_Wisconsin- Upper Michigan (WUMS) | Wisconsin | 55 | Washington | 131 | 50577 | GEN1 | Omega Hills Gas Recovery | 17863 | 1985 | 9999 | Landfill Gas | [5 empty] | Non-Fossil | G | 2030 | LF Gas |  | 0.08097 | 0.11561 | 0.13734 | 0.33392 | 0 | 0 | 0 | 0 | 0 | 0 | 0 | 0 | 0 | 0 | 0 | 0 | 4.5858 | 6.5474 | 7.7783 | 18.9115 | 4.6662 | 6.6623 | 7.9147 | 19.2432 | 0 | 0 | 0 | 0 | 0.0096905 | 0.013836 | 0.016437 | 0.039963 | 0 | 0 | 0 | 0 | 0 | 0 | 0 | 0 | 0.7872 | 0.031811 | 0.045419 | 0.053958 | 0.13119 | 0 | 0 | 0 | 0 | 0 | 2.9
50577_G_GEN2 | MISO_Wisconsin- Upper Michigan (WUMS) | Wisconsin | 55 | Washington | 131 | 50577 | GEN2 | Omega Hills Gas Recovery | 17863 | 1985 | 9999 | Landfill Gas | [5 empty] | Non-Fossil | G | 2030 | LF Gas |  | 0.08097 | 0.11561 | 0.13734 | 0.33392 | 0 | 0 | 0 | 0 | 0 | 0 | 0 | 0 | 0 | 0 | 0 | 0 | 4.5858 | 6.5474 | 7.7783 | 18.9115 | 4.6662 | 6.6623 | 7.9147 | 19.2432 | 0 | 0 | 0 | 0 | 0.0096905 | 0.013836 | 0.016437 | 0.039963 | 0 | 0 | 0 | 0 | 0 | 0 | 0 | 0 | 0.7872 | 0.031811 | 0.045419 | 0.053958 | 0.13119 | 0 | 0 | 0 | 0 | 0 | 2.9
50577_G_GEN3 | MISO_Wisconsin- Upper Michigan (WUMS) | Wisconsin | 55 | Washington | 131 | 50577 | GEN3 | Omega Hills Gas Recovery | 17863 | 2001 | 9999 | Landfill Gas | [5 empty] | Non-Fossil | G | 2030 | LF Gas |  | 0.083762 | 0.11959 | 0.14208 | 0.34543 | 0 | 0 | 0 | 0 | 0 | 0 | 0 | 0 | 0 | 0 | 0 | 0 | 4.7439 | 6.7732 | 8.0465 | 19.5636 | 4.8271 | 6.892 | 8.1877 | 19.9068 | 0 | 0 | 0 | 0 | 0.010025 | 0.014313 | 0.017004 | 0.041341 | 0 | 0 | 0 | 0 | 0 | 0 | 0 | 0 | 0.81434 | 0.032908 | 0.046986 | 0.055819 | 0.13571 | 0 | 0 | 0 | 0 | 0 | 3
50577_G_GEN5 | MISO_Wisconsin- Upper Michigan (WUMS) | Wisconsin | 55 | Washington | 131 | 50577 | GEN5 | Omega Hills Gas Recovery | 17863 | 2010 | 9999 | Landfill Gas | [5 empty] | Non-Fossil | G | 2030 | LF Gas |  | 0.08097 | 0.11561 | 0.13734 | 0.33392 | 0 | 0 | 0 | 0 | 0 | 0 | 0 | 0 | 0 | 0 | 0 | 0 | 4.5858 | 6.5474 | 7.7783 | 18.9115 | 4.6662 | 6.6623 | 7.9147 | 19.2432 | 0 | 0 | 0 | 0 | 0.0096905 | 0.013836 | 0.016437 | 0.039963 | 0 | 0 | 0 | 0 | 0 | 0 | 0 | 0 | 0.7872 | 0.031811 | 0.045419 | 0.053958 | 0.13119 | 0 | 0 | 0 | 0 | 0 | 2.9
506_G_2 | WECC_Colorado | Colorado | 8 | Otero | 89 | 506 | 2 | La Junta | 12283 | 1939 | 9999 | Combustion Turbine | [5 empty] | Fossil | G | 2030 | Oil |  | 0 | 0 | 0 | 0 | 0 | 0 | 0 | 0 | 0 | 0 | 0 | 0 | 0 | 0 | 0 | 0 | 0 | 0 | 0 | 0 | 0 | 0 | 0 | 0 | 0 | 0 | 0 | 0 | 0 | 0 | 0 | 0 | 0 | 0 | 0 | 0 | 0 | 0 | 0 | 0 | 4.7201e-08 | 0 | 0 | 0 | 0 | 0 | 0 | 0 | 0 | 0 | 1e-06
506_G_3 | WECC_Colorado | Colorado | 8 | Otero | 89 | 506 | 3 | La Junta | 12283 | 1939 | 9999 | Combustion Turbine | [5 empty] | Fossil | G | 2030 | Oil |  | 0 | 0 | 0 | 0 | 0 | 0 | 0 | 0 | 0 | 0 | 0 | 0 | 0 | 0 | 0 | 0 | 0 | 0 | 0 | 0 | 0 | 0 | 0 | 0 | 0 | 0 | 0 | 0 | 0 | 0 | 0 | 0 | 0 | 0 | 0 | 0 | 0 | 0 | 0 | 0 | 4.7201e-08 | 0 | 0 | 0 | 0 | 0 | 0 | 0 | 0 | 0 | 1e-06
506_G_4 | WECC_Colorado | Colorado | 8 | Otero | 89 | 506 | 4 | La Junta | 12283 | 1942 | 9999 | Combustion Turbine | [5 empty] | Fossil | G | 2030 | Oil |  | 0 | 0 | 0 | 0 | 0 | 0 | 0 | 0 | 0 | 0 | 0 | 0 | 0 | 0 | 0 | 0 | 0 | 0 | 0 | 0 | 0 | 0 | 0 | 0 | 0 | 0 | 0 | 0 | 0 | 0 | 0 | 0 | 0 | 0 | 0 | 0 | 0 | 0 | 0 | 0 | 4.7201e-08 | 0 | 0 | 0 | 0 | 0 | 0 | 0 | 0 | 0 | 1e-06
506_G_6 | WECC_Colorado | Colorado | 8 | Otero | 89 | 506 | 6 | La Junta | 12283 | 1958 | 9999 | Combustion Turbine | [5 empty] | Fossil | G | 2030 | Oil |  | 0 | 0 | 0 | 0 | 0 | 0 | 0 | 0 | 0 | 0 | 0 | 0 | 0 | 0 | 0 | 0 | 0 | 0 | 0 | 0 | 0 | 0 | 0 | 0 | 0 | 0 | 0 | 0 | 0 | 0 | 0 | 0 | 0 | 0 | 0 | 0 | 0 | 0 | 0 | 0 | 4.7201e-08 | 0 | 0 | 0 | 0 | 0 | 0 | 0 | 0 | 0 | 1e-06
506_G_7 | WECC_Colorado | Colorado | 8 | Otero | 89 | 506 | 7 | La Junta | 12283 | 1962 | 9999 | Combustion Turbine | [5 empty] | Fossil | G | 2030 | Oil |  | 0 | 0 | 0 | 0 | 0 | 0 | 0 | 0 | 0 | 0 | 0 | 0 | 0 | 0 | 0 | 0 | 0 | 0 | 0 | 0 | 0 | 0 | 0 | 0 | 0 | 0 | 0 | 0 | 0 | 0 | 0 | 0 | 0 | 0 | 0 | 0 | 0 | 0 | 0 | 0 | 4.7201e-08 | 0 | 0 | 0 | 0 | 0 | 0 | 0 | 0 | 0 | 1e-06
506_G_8 | WECC_Colorado | Colorado | 8 | Otero | 89 | 506 | 8 | La Junta | 12283 | 1962 | 9999 | Combustion Turbine | [5 empty] | Fossil | G | 2030 | Oil |  | 0 | 0 | 0 | 0 | 0 | 0 | 0 | 0 | 0 | 0 | 0 | 0 | 0 | 0 | 0 | 0 | 0 | 0 | 0 | 0 | 0 | 0 | 0 | 0 | 0 | 0 | 0 | 0 | 0 | 0 | 0 | 0 | 0 | 0 | 0 | 0 | 0 | 0 | 0 | 0 | 4.7201e-08 | 0 | 0 | 0 | 0 | 0 | 0 | 0 | 0 | 0 | 1e-06
506_G_9 | WECC_Colorado | Colorado | 8 | Otero | 89 | 506 | 9 | La Junta | 12283 | 1970 | 9999 | Combustion Turbine | [5 empty] | Fossil | G | 2030 | Oil |  | 0 | 0 | 0 | 0 | 0 | 0 | 0 | 0 | 0 | 0 | 0 | 0 | 0 | 0 | 0 | 0 | 0 | 0 | 0 | 0 | 0 | 0 | 0 | 0 | 0 | 0 | 0 | 0 | 0 | 0 | 0 | 0 | 0 | 0 | 0 | 0 | 0 | 0 | 0 | 0 | 4.7201e-08 | 0 | 0 | 0 | 0 | 0 | 0 | 0 | 0 | 0 | 1e-06
50610_G_01 | WECC_LADWP | California | 6 | Los Angeles | 37 | 50610 | 01 | Saint Johns Health Center | 8700 | 1992 | 9999 | Combustion Turbine | [5 empty] | Fossil | G | 2030 | NaturalGas |  | 0 | 0 | 0 | 0 | 0 | 0 | 0 | 0 | 0 | 0 | 0 | 0 | 0 | 0 | 0 | 0 | 0 | 0 | 0 | 0 | 0 | 0 | 0 | 0 | 0 | 0 | 0 | 0 | 0 | 0 | 0 | 0 | 0 | 0 | 0 | 0 | 0 | 0 | 0 | 0 | 0.019725 | 0 | 0 | 0 | 0 | 0 | 0 | 0 | 0 | 0 | 1
50611_B_031 | PJM_Western MAAC | Pennsylvania | 42 | Schuylkill | 107 | 50611 | 031 | Westwood Generation LLC | 14500 | 1987 | 9999 | Coal Steam | FBC | dry | Baghouse + Reagent Injection + DSI | CF | Reagent Injection | Fossil | B | 2030 | Waste Coal |  | 0 | 0 | 0 | 0 | 0 | 0 | 0 | 0 | 0 | 0 | 0 | 0 | 0 | 0 | 0 | 0 | 0 | 0 | 0 | 0 | 0 | 0 | 0 | 0 | 0 | 0 | 0 | 0 | 0 | 0 | 0 | 0 | 0 | 0 | 0 | 0 | 0 | 0 | 0 | 0 | 1.519 | 0 | 0 | 0 | 0 | 0 | 0 | 0 | 0 | 0 | 30 | DSI
50612_G_GEN1 | WECC_Northern California (not including BANC) | California | 6 | Kern | 29 | 50612 | GEN1 | McKittrick Limited | 8700 | 1991 | 9999 | Combustion Turbine | [5 empty] | Fossil | G | 2030 | NaturalGas |  | 0 | 0 | 0.00036071 | 0.00036071 | 0 | 0 | 0 | 0 | 0 | 0 | 0 | 0 | 0 | 0 | 0 | 0 | 0 | 0 | 0.041461 | 0.041461 | 0 | 0 | 0.026079 | 0.026079 | 0 | 0 | 3.1185e-11 | 3.1185e-11 | 0 | 0 | 0.00016773 | 0.00016773 | 0 | 0 | 0 | 0 | 0 | 0 | 0 | 0 | 1.257 | 0 | 0 | 0.0001957 | 0.0001957 | 0 | 0 | 0.0010108 | 0.0010108 | 0 | 46
50621_G_GEN4 | ISONE_MA, VT, NH, RI (Rest of ISO New England) | Rhode Island | 44 | Providence | 7 | 50621 | GEN4 | Central Power Plant | 8300 | 1958 | 9999 | O/G Steam | [5 empty] | Fossil | G | 2030 | NaturalGas |  | 0 | 0.000632 | 0.005866 | 0.006498 | 0 | 0 | 0 | 0 | 0 | 0 | 0 | 0 | 0 | 0 | 0 | 0 | 0 | 0.076144 | 0.70675 | 0.78289 | 0 | 0.055893 | 0.51878 | 0.57467 | 0 | 6.6835e-11 | 6.2033e-10 | 6.8717e-10 | 0 | 0.0001101 | 0.0010219 | 0.001132 | 0 | 0 | 0 | 0 | 0 | 0 | 0 | 0 | 0.0082258 | 0 | 6.6974e-05 | 0.00062163 | 0.0006886 | 0 | 0.0017766 | 0.01136 | 0.013136 | 0 | 0.5
50621_G_GEN5 | ISONE_MA, VT, NH, RI (Rest of ISO New England) | Rhode Island | 44 | Providence | 7 | 50621 | GEN5 | Central Power Plant | 8700 | 2004 | 9999 | Combustion Turbine | [5 empty] | Fossil | G | 2030 | NaturalGas |  | 0 | 2.1061e-05 | 0.0038577 | 0.0038788 | 0 | 0 | 0 | 0 | 0 | 0 | 0 | 0 | 0 | 0 | 0 | 0 | 0 | 0.0024208 | 0.44342 | 0.44584 | 0 | 0.0018145 | 0.33236 | 0.33418 | 0 | 2.1697e-12 | 3.9743e-10 | 3.996e-10 | 0 | 3.703e-06 | 0.00067829 | 0.000682 | 0 | 0 | 0 | 0 | 0 | 0 | 0 | 0 | 0.055231 | 0 | 1.116e-05 | 0.0020442 | 0.0020553 | 0 | 5.9202e-05 | 0.0074706 | 0.0075298 | 0 | 2.8
50621_G_GEN6 | ISONE_MA, VT, NH, RI (Rest of ISO New England) | Rhode Island | 44 | Providence | 7 | 50621 | GEN6 | Central Power Plant | 8700 | 2004 | 9999 | Combustion Turbine | [5 empty] | Fossil | G | 2030 | NaturalGas |  | 0 | 2.1061e-05 | 0.0038577 | 0.0038788 | 0 | 0 | 0 | 0 | 0 | 0 | 0 | 0 | 0 | 0 | 0 | 0 | 0 | 0.0024208 | 0.44342 | 0.44584 | 0 | 0.0018145 | 0.33236 | 0.33418 | 0 | 2.1697e-12 | 3.9743e-10 | 3.996e-10 | 0 | 3.703e-06 | 0.00067829 | 0.000682 | 0 | 0 | 0 | 0 | 0 | 0 | 0 | 0 | 0.055231 | 0 | 1.116e-05 | 0.0020442 | 0.0020553 | 0 | 5.9202e-05 | 0.0074706 | 0.0075298 | 0 | 2.8
50621_G_GEN7 | ISONE_MA, VT, NH, RI (Rest of ISO New England) | Rhode Island | 44 | Providence | 7 | 50621 | GEN7 | Central Power Plant | 11686 | 2015 | 9999 | Combustion Turbine | [5 empty] | Fossil | G | 2030 | NaturalGas |  | 0 | 2.1071e-05 | 0.00069166 | 0.00071273 | 0 | 0 | 0 | 0 | 0 | 0 | 0 | 0 | 0 | 0 | 0 | 0 | 0 | 0.0018031 | 0.059187 | 0.06099 | 0 | 0.0012335 | 0.04049 | 0.041723 | 0 | 1.475e-12 | 4.8416e-11 | 4.9891e-11 | 0 | 1.1178e-05 | 0.00036691 | 0.00037809 | 0 | 0 | 0 | 0 | 0 | 0 | 0 | 0 | 0.03945 | 0 | 8.5107e-06 | 0.00027936 | 0.00028787 | 0 | 5.9232e-05 | 0.0013394 | 0.0013986 | 0 | 2
50622_G_GEN1 | WECC_Northern California (not including BANC) | California | 6 | Kern | 29 | 50622 | GEN1 | Berry Cogen Tanne Hills 18 | 8700 | 1986 | 9999 | Combustion Turbine | [5 empty] | Fossil | G | 2030 | NaturalGas |  | 0 | 0 | 0 | 0 | 0 | 0 | 0 | 0 | 0 | 0 | 0 | 0 | 0 | 0 | 0 | 0 | 0 | 0 | 0 | 0 | 0 | 0 | 0 | 0 | 0 | 0 | 0 | 0 | 0 | 0 | 0 | 0 | 0 | 0 | 0 | 0 | 0 | 0 | 0 | 0 | 0.32679 | 0 | 0 | 0 | 0 | 0 | 0 | 0 | 0 | 0 | 7
50622_G_GEN2 | WECC_Northern California (not including BANC) | California | 6 | Kern | 29 | 50622 | GEN2 | Berry Cogen Tanne Hills 18 | 8700 | 1986 | 9999 | Combustion Turbine | [5 empty] | Fossil | G | 2030 | NaturalGas |  | 0 | 0 | 0 | 0 | 0 | 0 | 0 | 0 | 0 | 0 | 0 | 0 | 0 | 0 | 0 | 0 | 0 | 0 | 0 | 0 | 0 | 0 | 0 | 0 | 0 | 0 | 0 | 0 | 0 | 0 | 0 | 0 | 0 | 0 | 0 | 0 | 0 | 0 | 0 | 0 | 0.32679 | 0 | 0 | 0 | 0 | 0 | 0 | 0 | 0 | 0 | 7
50625_B_24 | MISO_WOTAB (including Western) | Texas | 48 | Jefferson | 245 | 50625 | 24 | ExxonMobil Beaumont Refinery | 11373 | 1993 | 9999 | O/G Steam |  |  | SCR | NH3 |  | Fossil | B | 2030 | NaturalGas |  | 0.058056 | 0.085067 | 0.098988 | 0.24211 | 0 | 0 | 0 | 0 | 0 | 0 | 0 | 0 | 0 | 0 | 0 | 0 | 5.1048 | 7.4797 | 8.7038 | 21.2883 | 6.531 | 9.5695 | 11.1356 | 27.236 | 7.8095e-09 | 1.1443e-08 | 1.3315e-08 | 3.2568e-08 | 0.0014503 | 0.0021251 | 0.0024729 | 0.0060483 | 0 | 0 | 0 | 0 | 0 | 0 | 0 | 0 | 0.11023 | 0.0052515 | 0.0076947 | 0.008954 | 0.0219 | 0.1634 | 0.21313 | 0.23494 | 0.61148 | 0 | 5.7 | SCR
50625_B_33 | MISO_WOTAB (including Western) | Texas | 48 | Jefferson | 245 | 50625 | 33 | ExxonMobil Beaumont Refinery | 10983 | 1965 | 9999 | Fossil Waste | tangential |  | SCR | FR + LNB |  | Fossil | B | 2030 | Fwaste |  | 0.1074 | 0.14803 | 0.20794 | 0.46338 | 0 | 0 | 0 | 0 | 0 | 0 | 0 | 0 | 0 | 0 | 0 | 0 | 9.7792 | 13.4783 | 18.9331 | 42.1907 | 17.2439 | 23.7666 | 33.3852 | 74.3957 | 0 | 0 | 0 | 0 | 0.002524 | 0.0034788 | 0.0048867 | 0.010889 | 0.0042962 | 0.0059213 | 0.0083177 | 0.018535 | 0 | 0 | 0 | 0 | 2.3072 | 0.067838 | 0.093499 | 0.13134 | 0.29268 | 0 | 0 | 0 | 0 | 0 | 8.9 | SCR
50625_B_34 | MISO_WOTAB (including Western) | Texas | 48 | Jefferson | 245 | 50625 | 34 | ExxonMobil Beaumont Refinery | 10983 | 1966 | 9999 | Fossil Waste | tangential |  | SCR | FR + LNB |  | Fossil | B | 2030 | Fwaste |  | 0.1074 | 0.14803 | 0.20794 | 0.46338 | 0 | 0 | 0 | 0 | 0 | 0 | 0 | 0 | 0 | 0 | 0 | 0 | 9.7792 | 13.4783 | 18.9331 | 42.1907 | 17.2439 | 23.7666 | 33.3852 | 74.3957 | 0 | 0 | 0 | 0 | 0.0024166 | 0.0033307 | 0.0046787 | 0.010426 | 0.0042962 | 0.0059213 | 0.0083177 | 0.018535 | 0 | 0 | 0 | 0 | 2.3072 | 0.067838 | 0.093499 | 0.13134 | 0.29268 | 0 | 0 | 0 | 0 | 0 | 8.9 | SCR
50625_B_41 | MISO_WOTAB (including Western) | Texas | 48 | Jefferson | 245 | 50625 | 41 | ExxonMobil Beaumont Refinery | 11373 | 2005 | 9999 | O/G Steam |  |  | SCR | LNB + NH3 |  | Fossil | B | 2030 | NaturalGas |  | 0.38704 | 0.56711 | 0.65992 | 1.6141 | 0 | 0 | 0 | 0 | 0 | 0 | 0 | 0 | 0 | 0 | 0 | 0 | 34.0317 | 49.8649 | 58.0252 | 141.9218 | 36.7551 | 53.8553 | 62.6687 | 153.2792 | 4.395e-08 | 6.4398e-08 | 7.4937e-08 | 1.8329e-07 | 0.0083788 | 0.012277 | 0.014286 | 0.034942 | 0 | 0 | 0 | 0 | 0 | 0 | 0 | 0 | 1.5188 | 0.03501 | 0.051298 | 0.059693 | 0.146 | 1.0893 | 1.4209 | 1.5663 | 4.0765 | 0 | 38 | SCR
50625_B_42 | MISO_WOTAB (including Western) | Texas | 48 | Jefferson | 245 | 50625 | 42 | ExxonMobil Beaumont Refinery | 11373 | 2005 | 9999 | O/G Steam |  |  | SCR | LNB + NH3 |  | Fossil | B | 2030 | NaturalGas |  | 0.38704 | 0.56711 | 0.65992 | 1.6141 | 0 | 0 | 0 | 0 | 0 | 0 | 0 | 0 | 0 | 0 | 0 | 0 | 34.0317 | 49.8649 | 58.0252 | 141.9218 | 36.7551 | 53.8553 | 62.6687 | 153.2792 | 4.395e-08 | 6.4398e-08 | 7.4937e-08 | 1.8329e-07 | 0.0083788 | 0.012277 | 0.014286 | 0.034942 | 0 | 0 | 0 | 0 | 0 | 0 | 0 | 0 | 1.5188 | 0.03501 | 0.051298 | 0.059693 | 0.146 | 1.0893 | 1.4209 | 1.5663 | 4.0765 | 0 | 38 | SCR
50625_B_43 | MISO_WOTAB (including Western) | Texas | 48 | Jefferson | 245 | 50625 | 43 | ExxonMobil Beaumont Refinery | 10947 | 1954 | 9999 | O/G Steam |  |  | SCR | LNB + NH3 |  | Fossil | B | 2030 | NaturalGas |  | 0.37255 | 0.54587 | 0.6352 | 1.5536 | 0 | 0 | 0 | 0 | 0 | 0 | 0 | 0 | 0 | 0 | 0 | 0 | 34.0317 | 49.8649 | 58.0252 | 141.9218 | 35.3784 | 51.8381 | 60.3213 | 147.5378 | 4.2304e-08 | 6.1986e-08 | 7.213e-08 | 1.7642e-07 | 0.008065 | 0.011817 | 0.013751 | 0.033633 | 0 | 0 | 0 | 0 | 0 | 0 | 0 | 0 | 1.5188 | 0.03501 | 0.051298 | 0.059693 | 0.146 | 1.0485 | 1.3677 | 1.5076 | 3.9238 | 0 | 38 | SCR
50625_G_ETG | MISO_WOTAB (including Western) | Texas | 48 | Jefferson | 245 | 50625 | ETG | ExxonMobil Beaumont Refinery | 10994 | 1978 | 9999 | Fossil Waste |  |  | SCR |  |  | Fossil | G | 2030 | Fwaste |  | 0.0604 | 0.083248 | 0.11694 | 0.26059 | 0 | 0 | 0 | 0 | 0 | 0 | 0 | 0 | 0 | 0 | 0 | 0 | 5.4939 | 7.5721 | 10.6366 | 23.7026 | 9.6973 | 13.3654 | 18.7745 | 41.8372 | 0 | 0 | 0 | 0 | 0.00066289 | 0.00091364 | 0.0012834 | 0.0028599 | 0.002416 | 0.0033299 | 0.0046776 | 0.010423 | 0 | 0 | 0 | 0 | 1.2962 | 0.038111 | 0.052528 | 0.073786 | 0.16443 | 0 | 0 | 0 | 0 | 0 | 5 | SCR
50625_G_TG24 | MISO_WOTAB (including Western) | Texas | 48 | Jefferson | 245 | 50625 | TG24 | ExxonMobil Beaumont Refinery | 8700 | 1993 | 9999 | Combustion Turbine |  |  | SCR |  |  | Fossil | G | 2030 | NaturalGas |  | 0.051567 | 0.022338 | 0.28152 | 0.35543 | 0 | 0 | 0 | 0 | 0 | 0 | 0 | 0 | 0 | 0 | 0 | 0 | 5.9273 | 2.5676 | 32.3586 | 40.8534 | 4.4573 | 1.9308 | 24.3336 | 30.7218 | 5.3299e-09 | 2.3088e-09 | 2.9097e-08 | 3.6736e-08 | 0.00046469 | 0.0002013 | 0.0025369 | 0.0032029 | 0 | 0 | 0 | 0 | 0 | 0 | 0 | 0 | 0.69902 | 0.030111 | 0.013043 | 0.16438 | 0.20754 | 0.14514 | 0.055968 | 0.66817 | 0.86927 | 0 | 32 | SCR
50625_G_TG41 | MISO_WOTAB (including Western) | Texas | 48 | Jefferson | 245 | 50625 | TG41 | ExxonMobil Beaumont Refinery | 8700 | 2005 | 9999 | Combustion Turbine |  |  | SCR | DLNB |  | Fossil | G | 2030 | NaturalGas |  | 0.23367 | 0.10122 | 1.2756 | 1.6105 | 0 | 0 | 0 | 0 | 0 | 0 | 0 | 0 | 0 | 0 | 0 | 0 | 26.8581 | 11.6344 | 146.6248 | 185.1172 | 20.1973 | 8.749 | 110.2618 | 139.2081 | 2.4151e-08 | 1.0462e-08 | 1.3185e-07 | 1.6646e-07 | 0.0016061 | 0.00069571 | 0.0087678 | 0.01107 | 0 | 0 | 0 | 0 | 0 | 0 | 0 | 0 | 3.1674 | 0.13644 | 0.059103 | 0.74486 | 0.94041 | 0.65766 | 0.2536 | 3.0276 | 3.9389 | 0 | 145 | SCR
50625_G_TG42 | MISO_WOTAB (including Western) | Texas | 48 | Jefferson | 245 | 50625 | TG42 | ExxonMobil Beaumont Refinery | 8700 | 2005 | 9999 | Combustion Turbine |  |  | SCR | DLNB |  | Fossil | G | 2030 | NaturalGas |  | 0.23367 | 0.10122 | 1.2756 | 1.6105 | 0 | 0 | 0 | 0 | 0 | 0 | 0 | 0 | 0 | 0 | 0 | 0 | 26.8581 | 11.6344 | 146.6248 | 185.1172 | 20.1973 | 8.749 | 110.2618 | 139.2081 | 2.4151e-08 | 1.0462e-08 | 1.3185e-07 | 1.6646e-07 | 0.0013611 | 0.0005896 | 0.0074305 | 0.0093812 | 0 | 0 | 0 | 0 | 0 | 0 | 0 | 0 | 3.1674 | 0.13644 | 0.059103 | 0.74486 | 0.94041 | 0.65766 | 0.2536 | 3.0276 | 3.9389 | 0 | 145 | SCR
50625_G_TG43 | MISO_WOTAB (including Western) | Texas | 48 | Jefferson | 245 | 50625 | TG43 | ExxonMobil Beaumont Refinery | 8700 | 2004 | 9999 | Combustion Turbine |  |  | SCR | DLNB |  | Fossil | G | 2030 | NaturalGas |  | 0.23367 | 0.10122 | 1.2756 | 1.6105 | 0 | 0 | 0 | 0 | 0 | 0 | 0 | 0 | 0 | 0 | 0 | 0 | 26.8581 | 11.6344 | 146.6248 | 185.1172 | 20.1973 | 8.749 | 110.2618 | 139.2081 | 2.4151e-08 | 1.0462e-08 | 1.3185e-07 | 1.6646e-07 | 0.0012145 | 0.00052608 | 0.00663 | 0.0083706 | 0 | 0 | 0 | 0 | 0 | 0 | 0 | 0 | 3.1674 | 0.13644 | 0.059103 | 0.74486 | 0.94041 | 0.65766 | 0.2536 | 3.0276 | 3.9389 | 0 | 145 | SCR
50628_B_2A | PJM_EMAAC | New Jersey | 34 | Gloucester | 15 | 50628 | 2A | Paulsboro Refinery | 5172 | 1990 | 9999 | Fossil Waste | wall | dry |  | FR + LNB |  | Fossil | B | 2030 | Fwaste |  | 0.057882 | 0.075844 | 0.087892 | 0.22162 | 0 | 0 | 0 | 0 | 0 | 0 | 0 | 0 | 0 | 0 | 0 | 0 | 11.1915 | 14.6643 | 16.9938 | 42.8496 | 19.7341 | 25.8579 | 29.9655 | 75.5575 | 0 | 0 | 0 | 0 | 0.0019919 | 0.0026099 | 0.0030245 | 0.0076263 | 0.0049166 | 0.0064423 | 0.0074657 | 0.018825 | 0 | 0 | 0 | 0 | 1.8665 | 0.077635 | 0.10173 | 0.11789 | 0.29725 | 0 | 0 | 0 | 0 | 0 | 7.2
50628_B_2B | PJM_EMAAC | New Jersey | 34 | Gloucester | 15 | 50628 | 2B | Paulsboro Refinery | 5172 | 1990 | 9999 | Fossil Waste |  |  |  | FR + LNB |  | Fossil | B | 2030 | Fwaste |  | 0.057882 | 0.075844 | 0.087892 | 0.22162 | 0 | 0 | 0 | 0 | 0 | 0 | 0 | 0 | 0 | 0 | 0 | 0 | 11.1915 | 14.6643 | 16.9938 | 42.8496 | 19.7341 | 25.8579 | 29.9655 | 75.5575 | 0 | 0 | 0 | 0 | 0.0024583 | 0.0032212 | 0.0037329 | 0.0094123 | 0.0049166 | 0.0064423 | 0.0074657 | 0.018825 | 0 | 0 | 0 | 0 | 1.8665 | 0.077635 | 0.10173 | 0.11789 | 0.29725 | 0 | 0 | 0 | 0 | 0 | 7.2
50628_B_2C | PJM_EMAAC | New Jersey | 34 | Gloucester | 15 | 50628 | 2C | Paulsboro Refinery | 5172 | 1990 | 9999 | Fossil Waste | wall | dry |  | FR + LNB |  | Fossil | B | 2030 | Fwaste |  | 0.057882 | 0.075844 | 0.087892 | 0.22162 | 0 | 0 | 0 | 0 | 0 | 0 | 0 | 0 | 0 | 0 | 0 | 0 | 11.1915 | 14.6643 | 16.9938 | 42.8496 | 19.7341 | 25.8579 | 29.9655 | 75.5575 | 0 | 0 | 0 | 0 | 0.0019009 | 0.0024908 | 0.0028864 | 0.0072781 | 0.0049166 | 0.0064423 | 0.0074657 | 0.018825 | 0 | 0 | 0 | 0 | 1.8665 | 0.077635 | 0.10173 | 0.11789 | 0.29725 | 0 | 0 | 0 | 0 | 0 | 7.2
50628_B_HRSG | PJM_EMAAC | New Jersey | 34 | Gloucester | 15 | 50628 | HRSG | Paulsboro Refinery | 5172 | 1990 | 9999 | Fossil Waste | wall | dry |  | LNB + STM |  | Fossil | B | 2030 | Fwaste |  | 0.057882 | 0.075844 | 0.087892 | 0.22162 | 0 | 0 | 0 | 0 | 0 | 0 | 0 | 0 | 0 | 0 | 0 | 0 | 11.1915 | 14.6643 | 16.9938 | 42.8496 | 19.7341 | 25.8579 | 29.9655 | 75.5575 | 0 | 0 | 0 | 0 | 0.0020957 | 0.002746 | 0.0031823 | 0.008024 | 0.0049166 | 0.0064423 | 0.0074657 | 0.018825 | 0 | 0 | 0 | 0 | 1.8665 | 0.077635 | 0.10173 | 0.11789 | 0.29725 | 0 | 0 | 0 | 0 | 0 | 7.2
50628_G_GEN1 | PJM_EMAAC | New Jersey | 34 | Gloucester | 15 | 50628 | GEN1 | Paulsboro Refinery | 8700 | 1991 | 9999 | Combustion Turbine | [5 empty] | Fossil | G | 2030 | NaturalGas |  | 0.008769 | 0.0065767 | 0.029006 | 0.044352 | 0 | 0 | 0 | 0 | 0 | 0 | 0 | 0 | 0 | 0 | 0 | 0 | 1.0079 | 0.75595 | 3.334 | 5.0979 | 0.75549 | 0.56662 | 2.499 | 3.8211 | 9.0339e-10 | 6.7754e-10 | 2.9882e-09 | 4.5691e-09 | 0.00061179 | 0.00045884 | 0.0020237 | 0.0030943 | 0 | 0 | 0 | 0 | 0 | 0 | 0 | 0 | 0.73913 | 0.0056041 | 0.0042031 | 0.018537 | 0.028344 | 0.02819 | 0.015825 | 0.061118 | 0.10513 | 0 | 27
50628_G_GEN4 | PJM_EMAAC | New Jersey | 34 | Gloucester | 15 | 50628 | GEN4 | Paulsboro Refinery | 10438 | 2006 | 9999 | Coal Steam | [5 empty] | Fossil | G | 2030 | Pet. Coke |  | 0 | 0 | 0 | 0 | 0 | 0 | 0 | 0 | 0 | 0 | 0 | 0 | 0 | 0 | 0 | 0 | 0 | 0 | 0 | 0 | 0 | 0 | 0 | 0 | 0 | 0 | 0 | 0 | 0 | 0 | 0 | 0 | 0 | 0 | 0 | 0 | 0 | 0 | 0 | 0 | 0.34917 | 0 | 0 | 0 | 0 | 0 | 0 | 0 | 0 | 0 | 11.6
50629_B_1 | FRCC | Florida | 12 | Lake | 69 | 50629 | 1 | Covanta Lake County Energy | 20791 | 1991 | 9999 | Municipal Solid Waste |  |  | Baghouse + Dry Scrubber + SNCR + Mercury Control | NH3 | Dry Scrubber | Non-Fossil | B | 2030 | MSW |  | 0.20682 | 0.25904 | 0.32869 | 0.79455 | 0 | 0 | 0 | 0 | 0 | 0 | 0 | 0 | 0 | 0 | 0 | 0 | 9.9474 | 12.4594 | 15.8092 | 38.2161 | 9.5032 | 11.9031 | 15.1033 | 36.5096 | 0.00059439 | 0.00074449 | 0.00094465 | 0.0022835 | 0.040329 | 0.050514 | 0.064094 | 0.15494 | 0.0064807 | 0.0081173 | 0.0103 | 0.024898 | 0 | 0 | 0 | 0 | 1.6072 | 0.069005 | 0.086431 | 0.10967 | 0.2651 | 0 | 0 | 0 | 0 | 0 | 6.2 | Scrubber / SNCR / Mercury Control | Dry Scrubber
50629_B_2 | FRCC | Florida | 12 | Lake | 69 | 50629 | 2 | Covanta Lake County Energy | 20791 | 1991 | 9999 | Municipal Solid Waste |  |  | Baghouse + Dry Scrubber + SNCR + Mercury Control | NH3 | Dry Scrubber | Non-Fossil | B | 2030 | MSW |  | 0.20682 | 0.25904 | 0.32869 | 0.79455 | 0 | 0 | 0 | 0 | 0 | 0 | 0 | 0 | 0 | 0 | 0 | 0 | 9.9474 | 12.4594 | 15.8092 | 38.2161 | 9.5032 | 11.9031 | 15.1033 | 36.5096 | 0.00059439 | 0.00074449 | 0.00094465 | 0.0022835 | 0.042397 | 0.053104 | 0.067381 | 0.16288 | 0.0064807 | 0.0081173 | 0.0103 | 0.024898 | 0 | 0 | 0 | 0 | 1.6072 | 0.069005 | 0.086431 | 0.10967 | 0.2651 | 0 | 0 | 0 | 0 | 0 | 6.2 | Scrubber / SNCR / Mercury Control | Dry Scrubber
50630_B_BLR1 | WECC_Pacific Northwest | Oregon | 41 | MARION | 47 | 50630 | BLR1 | Covanta Marion Inc | 19716 | 1986 | 9999 | Municipal Solid Waste |  |  | Baghouse + Dry Scrubber + SNCR + Mercury Control | NH3 | Dry Scrubber | Non-Fossil | B | 2030 | MSW |  | 0.20721 | 0 | 0.0020584 | 0.20926 | 0 | 0 | 0 | 0 | 0 | 0 | 0 | 0 | 0 | 0 | 0 | 0 | 10.5095 | 0 | 0.1044 | 10.6139 | 9.5211 | 0 | 0.094581 | 9.6157 | 0.00059551 | 0 | 5.9157e-06 | 0.00060142 | 0.033982 | 0 | 0.00033757 | 0.034319 | 0.0036261 | 0 | 3.6021e-05 | 0.0036621 | 0 | 0 | 0 | 0 | 1.5035 | 0.072905 | 0 | 0.00072422 | 0.073629 | 0 | 0 | 0 | 0 | 0 | 5.8 | Scrubber / SNCR / Mercury Control | Dry Scrubber
50630_B_BLR2 | WECC_Pacific Northwest | Oregon | 41 | MARION | 47 | 50630 | BLR2 | Covanta Marion Inc | 19716 | 1986 | 9999 | Municipal Solid Waste |  |  | Baghouse + Dry Scrubber + SNCR + Mercury Control | NH3 | Dry Scrubber | Non-Fossil | B | 2030 | MSW |  | 0.20721 | 0 | 0.0020584 | 0.20926 | 0 | 0 | 0 | 0 | 0 | 0 | 0 | 0 | 0 | 0 | 0 | 0 | 10.5095 | 0 | 0.1044 | 10.6139 | 9.5211 | 0 | 0.094581 | 9.6157 | 0.00059551 | 0 | 5.9157e-06 | 0.00060142 | 0.033878 | 0 | 0.00033654 | 0.034215 | 0.0036261 | 0 | 3.6021e-05 | 0.0036621 | 0 | 0 | 0 | 0 | 1.5035 | 0.072905 | 0 | 0.00072422 | 0.073629 | 0 | 0 | 0 | 0 | 0 | 5.8 | Scrubber / SNCR / Mercury Control | Dry Scrubber
50632_B_1 | WECC_Northern California (not including BANC) | California | 6 | Stanislaus | 99 | 50632 | 1 | Covanta Stanislaus Energy | 18490 | 1989 | 9999 | Municipal Solid Waste |  |  | Baghouse + Dry Scrubber + SNCR + Mercury Control | AA + NH3 | Dry Scrubber | Non-Fossil | B | 2030 | MSW |  | 0.10684 | 0 | 0.018971 | 0.12581 | 0 | 0 | 0 | 0 | 0 | 0 | 0 | 0 | 0 | 0 | 0 | 0 | 5.778 | 0 | 1.026 | 6.804 | 4.9091 | 0 | 0.87171 | 5.7808 | 0.00030704 | 0 | 5.4522e-05 | 0.00036157 | 0.0052349 | 0 | 0.00092957 | 0.0061645 | 0.0037392 | 0 | 0.00066398 | 0.0044032 | 0 | 0 | 0 | 0 | 2.5923 | 0.040082 | 0 | 0.0071174 | 0.047199 | 0 | 0 | 0 | 0 | 0 | 10 | Scrubber / SNCR / Mercury Control | Dry Scrubber
50632_B_2 | WECC_Northern California (not including BANC) | California | 6 | Stanislaus | 99 | 50632 | 2 | Covanta Stanislaus Energy | 18490 | 1989 | 9999 | Municipal Solid Waste |  |  | Baghouse + Dry Scrubber + SNCR + Mercury Control | AA + NH3 | Dry Scrubber | Non-Fossil | B | 2030 | MSW |  | 0.10684 | 0 | 0.018971 | 0.12581 | 0 | 0 | 0 | 0 | 0 | 0 | 0 | 0 | 0 | 0 | 0 | 0 | 5.778 | 0 | 1.026 | 6.804 | 4.9091 | 0 | 0.87171 | 5.7808 | 0.00030704 | 0 | 5.4522e-05 | 0.00036157 | 0.0051815 | 0 | 0.00092008 | 0.0061016 | 0.0037392 | 0 | 0.00066398 | 0.0044032 | 0 | 0 | 0 | 0 | 2.5923 | 0.040082 | 0 | 0.0071174 | 0.047199 | 0 | 0 | 0 | 0 | 0 | 10 | Scrubber / SNCR / Mercury Control | Dry Scrubber
50633_G_GEN1 | FRCC | Florida | 12 | Polk | 105 | 50633 | GEN1 | Mosaic Co Bartow Facility | 9196 | 1985 | 9999 | Non-Fossil Waste | [5 empty] | Non-Fossil | G | 2030 | Non-Fossil |  | 0.35894 | 0.5108 | 0.65799 | 1.5277 | 0 | 0 | 0 | 0 | 0 | 0 | 0 | 0 | 0 | 0 | 0 | 0 | 39.007 | 55.5099 | 71.5053 | 166.0222 | 0 | 0 | 0 | 0 | 0 | 0 | 0 | 0 | 0 | 0 | 0 | 0 | 0 | 0 | 0 | 0 | 0 | 0 | 0 | 0 | 0.1273 | 0.27059 | 0.38507 | 0.49603 | 1.1517 | 0 | 0 | 0 | 0 | 0 | 36
50633_G_GEN2 | FRCC | Florida | 12 | Polk | 105 | 50633 | GEN2 | Mosaic Co Bartow Facility | 9196 | 1992 | 9999 | Non-Fossil Waste | [5 empty] | Non-Fossil | G | 2030 | Non-Fossil |  | 0.43871 | 0.62431 | 0.80421 | 1.8672 | 0 | 0 | 0 | 0 | 0 | 0 | 0 | 0 | 0 | 0 | 0 | 0 | 47.6752 | 67.8455 | 87.3954 | 202.916 | 0 | 0 | 0 | 0 | 0 | 0 | 0 | 0 | 0 | 0 | 0 | 0 | 0 | 0 | 0 | 0 | 0 | 0 | 0 | 0 | 0.15558 | 0.33072 | 0.47064 | 0.60626 | 1.4076 | 0 | 0 | 0 | 0 | 0 | 44
50636_G_1 | MISO_Minnesota and Western Wisconsin | Minnesota | 27 | Crow Wing | 35 | 50636 | 1 | Brainerd Public Utilities | 0 | 1917 | 9999 | Hydro | [5 empty] | Non-Fossil | G | 2030 | Hydro |  | 0 | 0 | 0 | 0 | 0 | 0 | 0 | 0 | 0 | 0 | 0 | 0 | 0 | 0 | 0 | 0 | 0.63885 | 1.0819 | 1.4941 | 3.2148 | 0 | 0 | 0 | 0 | 0 | 0 | 0 | 0 | 0 | 0 | 0 | 0 | 0 | 0 | 0 | 0 | 0 | 0 | 0 | 0 | 0.0094849 | 0.000888 | 0.0015038 | 0.0020768 | 0.0044686 | 0 | 0 | 0 | 0 | 0 | 0.6
50636_G_2 | MISO_Minnesota and Western Wisconsin | Minnesota | 27 | Crow Wing | 35 | 50636 | 2 | Brainerd Public Utilities | 0 | 1917 | 9999 | Hydro | [5 empty] | Non-Fossil | G | 2030 | Hydro |  | 0 | 0 | 0 | 0 | 0 | 0 | 0 | 0 | 0 | 0 | 0 | 0 | 0 | 0 | 0 | 0 | 0.63885 | 1.0819 | 1.4941 | 3.2148 | 0 | 0 | 0 | 0 | 0 | 0 | 0 | 0 | 0 | 0 | 0 | 0 | 0 | 0 | 0 | 0 | 0 | 0 | 0 | 0 | 0.0094849 | 0.000888 | 0.0015038 | 0.0020768 | 0.0044686 | 0 | 0 | 0 | 0 | 0 | 0.6
50636_G_3 | MISO_Minnesota and Western Wisconsin | Minnesota | 27 | Crow Wing | 35 | 50636 | 3 | Brainerd Public Utilities | 0 | 1936 | 9999 | Hydro | [5 empty] | Non-Fossil | G | 2030 | Hydro |  | 0 | 0 | 0 | 0 | 0 | 0 | 0 | 0 | 0 | 0 | 0 | 0 | 0 | 0 | 0 | 0 | 0.53237 | 0.90157 | 1.2451 | 2.679 | 0 | 0 | 0 | 0 | 0 | 0 | 0 | 0 | 0 | 0 | 0 | 0 | 0 | 0 | 0 | 0 | 0 | 0 | 0 | 0 | 0.0079041 | 0.00074 | 0.0012532 | 0.0017307 | 0.0037238 | 0 | 0 | 0 | 0 | 0 | 0.5
50636_G_4 | MISO_Minnesota and Western Wisconsin | Minnesota | 27 | Crow Wing | 35 | 50636 | 4 | Brainerd Public Utilities | 0 | 1936 | 9999 | Hydro | [5 empty] | Non-Fossil | G | 2030 | Hydro |  | 0 | 0 | 0 | 0 | 0 | 0 | 0 | 0 | 0 | 0 | 0 | 0 | 0 | 0 | 0 | 0 | 0.63885 | 1.0819 | 1.4941 | 3.2148 | 0 | 0 | 0 | 0 | 0 | 0 | 0 | 0 | 0 | 0 | 0 | 0 | 0 | 0 | 0 | 0 | 0 | 0 | 0 | 0 | 0.0094849 | 0.000888 | 0.0015038 | 0.0020768 | 0.0044686 | 0 | 0 | 0 | 0 | 0 | 0.6
50636_G_5 | MISO_Minnesota and Western Wisconsin | Minnesota | 27 | Crow Wing | 35 | 50636 | 5 | Brainerd Public Utilities | 0 | 1940 | 9999 | Hydro | [5 empty] | Non-Fossil | G | 2030 | Hydro |  | 0 | 0 | 0 | 0 | 0 | 0 | 0 | 0 | 0 | 0 | 0 | 0 | 0 | 0 | 0 | 0 | 0.63885 | 1.0819 | 1.4941 | 3.2148 | 0 | 0 | 0 | 0 | 0 | 0 | 0 | 0 | 0 | 0 | 0 | 0 | 0 | 0 | 0 | 0 | 0 | 0 | 0 | 0 | 0.0094849 | 0.000888 | 0.0015038 | 0.0020768 | 0.0044686 | 0 | 0 | 0 | 0 | 0 | 0.6
50637_B_4PWR | WECC_Pacific Northwest | Idaho | 16 | Nez Perce | 69 | 50637 | 4PWR | Clearwater Paper IPP Lewiston | 4593 | 1981 | 9999 | Biomass | stoker/SPR | dry | ESPH + Cyclone | AA |  | Non-Fossil | B | 2030 |  | Biomass Retirement | 0 | 0 | 0 | 0 | 0 | 0 | 0 | 0 | 0 | 0 | 0 | 0 | 0 | 0 | 0 | 0 | 0 | 0 | 0 | 0 | 0 | 0 | 0 | 0 | 0 | 0 | 0 | 0 | 0 | 0 | 0 | 0 | 0 | 0 | 0 | 0 | 0 | 0 | 0 | 0 | 0 | 0 | 0 | 0 | 0 | 0 | 0 | 0 | 0 | 0 | 22.5
50637_B_5REC | WECC_Pacific Northwest | Idaho | 16 | Nez Perce | 69 | 50637 | 5REC | Clearwater Paper IPP Lewiston | 4592 | 1987 | 9999 | Non-Fossil Waste | tangential |  | ESPC |  |  | Non-Fossil | B | 2030 | Non-Fossil |  | 0.24102 | 0.32672 | 0.40974 | 0.97749 | 0 | 0 | 0 | 0 | 0 | 0 | 0 | 0 | 0 | 0 | 0 | 0 | 52.488 | 71.1504 | 89.2296 | 212.868 | 0 | 0 | 0 | 0 | 0 | 0 | 0 | 0 | 0.047177 | 0.06395 | 0.0802 | 0.19133 | 0 | 0 | 0 | 0 | 0 | 0 | 0 | 0 | 6.9993 | 0.36411 | 0.49357 | 0.61899 | 1.4767 | 0 | 0 | 0 | 0 | 0 | 27
50647_G_GEN1 | MISO_Indiana (including parts of Kentucky) | Indiana | 18 | Marion | 97 | 50647 | GEN1 | Covanta Indianapolis Energy | 7014 | 1988 | 9999 | Municipal Solid Waste | [5 empty] | Non-Fossil | G | 2030 | MSW |  | 0.062832 | 0.092416 | 0.1159 | 0.27115 | 0 | 0 | 0 | 0 | 0 | 0 | 0 | 0 | 0 | 0 | 0 | 0 | 8.9581 | 13.176 | 16.524 | 38.6581 | 10.9303 | 16.0768 | 20.1619 | 47.169 | 0.00068365 | 0.0010055 | 0.001261 | 0.0029502 | 0.046173 | 0.067913 | 0.085169 | 0.19925 | 0.041628 | 0.061228 | 0.076786 | 0.17964 | 0 | 0 | 0 | 0 | 1.2962 | 0.062143 | 0.091402 | 0.11463 | 0.26817 | 0 | 0 | 0 | 0 | 0 | 5
50648_B_UNIT1 | ISONE_Connecticut | Connecticut | 9 | Hartford | 3 | 50648 | UNIT1 | Covanta Bristol Energy | 18528 | 1988 | 9999 | Municipal Solid Waste |  |  | Baghouse + Dry Scrubber + SNCR + Mercury Control | NH3 | Dry Scrubber | Non-Fossil | B | 2030 | MSW |  | 0.20906 | 0.2949 | 0.38064 | 0.8846 | 0 | 0 | 0 | 0 | 0 | 0 | 0 | 0 | 0 | 0 | 0 | 0 | 11.2835 | 15.9165 | 20.5441 | 47.7442 | 9.6064 | 13.5507 | 17.4905 | 40.6476 | 0.00060084 | 0.00084755 | 0.001094 | 0.0025424 | 0.022661 | 0.031966 | 0.04126 | 0.095887 | 0.0054879 | 0.0077412 | 0.0099918 | 0.023221 | 0 | 0 | 0 | 0 | 1.7109 | 0.078274 | 0.11041 | 0.14251 | 0.3312 | 0 | 0 | 0 | 0 | 0 | 6.6 | Scrubber / SNCR / Mercury Control | Dry Scrubber
50648_B_UNIT2 | ISONE_Connecticut | Connecticut | 9 | Hartford | 3 | 50648 | UNIT2 | Covanta Bristol Energy | 18528 | 1988 | 9999 | Municipal Solid Waste |  |  | Baghouse + Dry Scrubber + SNCR + Mercury Control | NH3 | Dry Scrubber | Non-Fossil | B | 2030 | MSW |  | 0.20906 | 0.2949 | 0.38064 | 0.8846 | 0 | 0 | 0 | 0 | 0 | 0 | 0 | 0 | 0 | 0 | 0 | 0 | 11.2835 | 15.9165 | 20.5441 | 47.7442 | 9.6064 | 13.5507 | 17.4905 | 40.6476 | 0.00060084 | 0.00084755 | 0.001094 | 0.0025424 | 0.027369 | 0.038607 | 0.049832 | 0.11581 | 0.0054879 | 0.0077412 | 0.0099918 | 0.023221 | 0 | 0 | 0 | 0 | 1.7109 | 0.078274 | 0.11041 | 0.14251 | 0.3312 | 0 | 0 | 0 | 0 | 0 | 6.6 | Scrubber / SNCR / Mercury Control | Dry Scrubber
50649_B_1 | NY_Zone K (LI) | New York | 36 | Suffolk | 103 | 50649 | 1 | Covanta Babylon Inc | 19383 | 1989 | 9999 | Municipal Solid Waste |  |  | Baghouse + Dry Scrubber + SNCR + Mercury Control |  | Dry Scrubber | Non-Fossil | B | 2030 | MSW |  | 0.24854 | 0.34846 | 0.46121 | 1.0582 | 0 | 0 | 0 | 0 | 0 | 0 | 0 | 0 | 0 | 0 | 0 | 0 | 12.8225 | 17.9777 | 23.7946 | 54.5947 | 11.4203 | 16.0118 | 21.1926 | 48.6247 | 0.0007143 | 0.0010015 | 0.0013255 | 0.0030413 | 0.019314 | 0.027079 | 0.035841 | 0.082233 | 0.0046852 | 0.0065688 | 0.0086943 | 0.019948 | 0 | 0 | 0 | 0 | 1.8665 | 0.08895 | 0.12471 | 0.16506 | 0.37872 | 0 | 0 | 0 | 0 | 0 | 7.2 | Scrubber / SNCR / Mercury Control | Dry Scrubber
50649_B_2 | NY_Zone K (LI) | New York | 36 | Suffolk | 103 | 50649 | 2 | Covanta Babylon Inc | 19383 | 1989 | 9999 | Municipal Solid Waste |  |  | Baghouse + Dry Scrubber + SNCR + Mercury Control |  | Dry Scrubber | Non-Fossil | B | 2030 | MSW |  | 0.24854 | 0.34846 | 0.46121 | 1.0582 | 0 | 0 | 0 | 0 | 0 | 0 | 0 | 0 | 0 | 0 | 0 | 0 | 12.8225 | 17.9777 | 23.7946 | 54.5947 | 11.4203 | 16.0118 | 21.1926 | 48.6247 | 0.0007143 | 0.0010015 | 0.0013255 | 0.0030413 | 0.019687 | 0.027602 | 0.036532 | 0.083821 | 0.0046852 | 0.0065688 | 0.0086943 | 0.019948 | 0 | 0 | 0 | 0 | 1.8665 | 0.08895 | 0.12471 | 0.16506 | 0.37872 | 0 | 0 | 0 | 0 | 0 | 7.2 | Scrubber / SNCR / Mercury Control | Dry Scrubber
50650_B_BLR1 | ISONE_Maine | Maine | 23 | Franklin | 7 | 50650 | BLR1 | ReEnergy Stratton LLC | 13500 | 1989 | 9999 | Biomass |  |  | ESPH + SCR |  |  | Non-Fossil | B | 2030 |  | Biomass Retirement | 0 | 0 | 0 | 0 | 0 | 0 | 0 | 0 | 0 | 0 | 0 | 0 | 0 | 0 | 0 | 0 | 0 | 0 | 0 | 0 | 0 | 0 | 0 | 0 | 0 | 0 | 0 | 0 | 0 | 0 | 0 | 0 | 0 | 0 | 0 | 0 | 0 | 0 | 0 | 0 | 0 | 0 | 0 | 0 | 0 | 0 | 0 | 0 | 0 | 0 | 46 | SCR
50652_G_GEN1 | NY_Zone C&E | New York | 36 | Lewis | 49 | 50652 | GEN1 | Lyonsdale Associates | 0 | 1984 | 9999 | Hydro | [5 empty] | Non-Fossil | G | 2030 | Hydro |  | 0 | 0 | 0 | 0 | 0 | 0 | 0 | 0 | 0 | 0 | 0 | 0 | 0 | 0 | 0 | 0 | 1.8149 | 2.4564 | 3.037 | 7.3083 | 0 | 0 | 0 | 0 | 0 | 0 | 0 | 0 | 0 | 0 | 0 | 0 | 0 | 0 | 0 | 0 | 0 | 0 | 0 | 0 | 0.023712 | 0.0025226 | 0.0034144 | 0.0042215 | 0.010158 | 0 | 0 | 0 | 0 | 0 | 1.5
50652_G_GEN2 | NY_Zone C&E | New York | 36 | Lewis | 49 | 50652 | GEN2 | Lyonsdale Associates | 0 | 1984 | 9999 | Hydro | [5 empty] | Non-Fossil | G | 2030 | Hydro |  | 0 | 0 | 0 | 0 | 0 | 0 | 0 | 0 | 0 | 0 | 0 | 0 | 0 | 0 | 0 | 0 | 1.8149 | 2.4564 | 3.037 | 7.3083 | 0 | 0 | 0 | 0 | 0 | 0 | 0 | 0 | 0 | 0 | 0 | 0 | 0 | 0 | 0 | 0 | 0 | 0 | 0 | 0 | 0.023712 | 0.0025226 | 0.0034144 | 0.0042215 | 0.010158 | 0 | 0 | 0 | 0 | 0 | 1.5
50654_G_GEN1 | WECC_Northern Nevada | Nevada | 32 | Washoe | 31 | 50654 | GEN1 | Steamboat Hills LP | 9771 | 1988 | 9999 | Geothermal | [5 empty] | Non-Fossil | G | 2030 | Geothermal |  | 1.7892e-08 | 2.2647e-08 | 2.6262e-08 | 6.6801e-08 | 0 | 0 | 0 | 0 | 0 | 0 | 0 | 0 | 0 | 0 | 0 | 0 | 1.8311e-06 | 2.3178e-06 | 2.6877e-06 | 6.8366e-06 | 0 | 0 | 0 | 0 | 3.2656e-11 | 4.1336e-11 | 4.7933e-11 | 1.2192e-10 | 0 | 0 | 0 | 0 | 0 | 0 | 0 | 0 | 0 | 0 | 0 | 0 | 1.3637e-07 | 2.1241e-09 | 2.6887e-09 | 3.1178e-09 | 7.9305e-09 | 0 | 0 | 0 | 0 | 0 | 1e-06
50654_G_OEC41 | WECC_Northern Nevada | Nevada | 32 | Washoe | 31 | 50654 | OEC41 | Steamboat Hills LP | 9771 | 2007 | 9999 | Geothermal | [5 empty] | Non-Fossil | G | 2030 | Geothermal |  | 1.7892e-08 | 2.2647e-08 | 2.6262e-08 | 6.6801e-08 | 0 | 0 | 0 | 0 | 0 | 0 | 0 | 0 | 0 | 0 | 0 | 0 | 1.8311e-06 | 2.3178e-06 | 2.6877e-06 | 6.8366e-06 | 0 | 0 | 0 | 0 | 3.2656e-11 | 4.1336e-11 | 4.7933e-11 | 1.2192e-10 | 0 | 0 | 0 | 0 | 0 | 0 | 0 | 0 | 0 | 0 | 0 | 0 | 1.3637e-07 | 2.1241e-09 | 2.6887e-09 | 3.1178e-09 | 7.9305e-09 | 0 | 0 | 0 | 0 | 0 | 1e-06
50656_B_UNIT1 | NY_Zone K (LI) | New York | 36 | Suffolk | 103 | 50656 | UNIT1 | Huntington Resource Recovery Facility | 17913 | 1991 | 9999 | Municipal Solid Waste |  |  | Baghouse + Dry Scrubber + SNCR + Mercury Control |  | Dry Scrubber | Non-Fossil | B | 2030 | MSW |  | 0.26159 | 0.36676 | 0.48543 | 1.1138 | 0 | 0 | 0 | 0 | 0 | 0 | 0 | 0 | 0 | 0 | 0 | 0 | 14.6034 | 20.4746 | 27.0994 | 62.1773 | 12.0201 | 16.8527 | 22.3055 | 51.1783 | 0.00075181 | 0.0010541 | 0.0013951 | 0.003201 | 0.027194 | 0.038127 | 0.050463 | 0.11578 | 0.0049312 | 0.0069138 | 0.0091509 | 0.020996 | 0 | 0 | 0 | 0 | 2.1257 | 0.1013 | 0.14203 | 0.18799 | 0.43132 | 0 | 0 | 0 | 0 | 0 | 8.2 | Scrubber / SNCR / Mercury Control | Dry Scrubber
50656_B_UNIT2 | NY_Zone K (LI) | New York | 36 | Suffolk | 103 | 50656 | UNIT2 | Huntington Resource Recovery Facility | 17913 | 1991 | 9999 | Municipal Solid Waste |  |  | Baghouse + Dry Scrubber + SNCR + Mercury Control |  | Dry Scrubber | Non-Fossil | B | 2030 | MSW |  | 0.26159 | 0.36676 | 0.48543 | 1.1138 | 0 | 0 | 0 | 0 | 0 | 0 | 0 | 0 | 0 | 0 | 0 | 0 | 14.6034 | 20.4746 | 27.0994 | 62.1773 | 12.0201 | 16.8527 | 22.3055 | 51.1783 | 0.00075181 | 0.0010541 | 0.0013951 | 0.003201 | 0.02705 | 0.037925 | 0.050196 | 0.11517 | 0.0049312 | 0.0069138 | 0.0091509 | 0.020996 | 0 | 0 | 0 | 0 | 2.1257 | 0.1013 | 0.14203 | 0.18799 | 0.43132 | 0 | 0 | 0 | 0 | 0 | 8.2 | Scrubber / SNCR / Mercury Control | Dry Scrubber
50656_B_UNIT3 | NY_Zone K (LI) | New York | 36 | Suffolk | 103 | 50656 | UNIT3 | Huntington Resource Recovery Facility | 17913 | 1991 | 9999 | Municipal Solid Waste |  |  | Baghouse + Dry Scrubber + SNCR + Mercury Control |  | Dry Scrubber | Non-Fossil | B | 2030 | MSW |  | 0.26159 | 0.36676 | 0.48543 | 1.1138 | 0 | 0 | 0 | 0 | 0 | 0 | 0 | 0 | 0 | 0 | 0 | 0 | 14.6034 | 20.4746 | 27.0994 | 62.1773 | 12.0201 | 16.8527 | 22.3055 | 51.1783 | 0.00075181 | 0.0010541 | 0.0013951 | 0.003201 | 0.026949 | 0.037784 | 0.050009 | 0.11474 | 0.0049312 | 0.0069138 | 0.0091509 | 0.020996 | 0 | 0 | 0 | 0 | 2.1257 | 0.1013 | 0.14203 | 0.18799 | 0.43132 | 0 | 0 | 0 | 0 | 0 | 8.2 | Scrubber / SNCR / Mercury Control | Dry Scrubber
50657_B_1 | PJM_SWMAAC | Maryland | 24 | Montgomery | 31 | 50657 | 1 | Montgomery County Resource Recovery | 18221 | 1995 | 9999 | Municipal Solid Waste |  |  | Baghouse + Dry Scrubber + SNCR + Mercury Control | LNB | Dry Scrubber | Non-Fossil | B | 2030 | MSW |  | 0.40814 | 0.5746 | 0.81134 | 1.7941 | 0 | 0 | 0 | 0 | 0 | 0 | 0 | 0 | 0 | 0 | 0 | 0 | 22.3994 | 31.5348 | 44.5275 | 98.4618 | 18.754 | 26.4027 | 37.2809 | 82.4376 | 0.001173 | 0.0016514 | 0.0023318 | 0.0051562 | 0.031 | 0.043643 | 0.061625 | 0.13627 | 0.010714 | 0.015083 | 0.021298 | 0.047094 | 0 | 0 | 0 | 0 | 4.6662 | 0.15538 | 0.21876 | 0.30889 | 0.68303 | 0 | 0 | 0 | 0 | 0 | 18 | Scrubber / SNCR / Mercury Control | Dry Scrubber
50657_B_2 | PJM_SWMAAC | Maryland | 24 | Montgomery | 31 | 50657 | 2 | Montgomery County Resource Recovery | 18221 | 1995 | 9999 | Municipal Solid Waste |  |  | Baghouse + Dry Scrubber + SNCR + Mercury Control | LNB | Dry Scrubber | Non-Fossil | B | 2030 | MSW |  | 0.40814 | 0.5746 | 0.81134 | 1.7941 | 0 | 0 | 0 | 0 | 0 | 0 | 0 | 0 | 0 | 0 | 0 | 0 | 22.3994 | 31.5348 | 44.5275 | 98.4618 | 18.754 | 26.4027 | 37.2809 | 82.4376 | 0.001173 | 0.0016514 | 0.0023318 | 0.0051562 | 0.03161 | 0.044502 | 0.062838 | 0.13895 | 0.010714 | 0.015083 | 0.021298 | 0.047094 | 0 | 0 | 0 | 0 | 4.6662 | 0.15538 | 0.21876 | 0.30889 | 0.68303 | 0 | 0 | 0 | 0 | 0 | 18 | Scrubber / SNCR / Mercury Control | Dry Scrubber
50657_B_3 | PJM_SWMAAC | Maryland | 24 | Montgomery | 31 | 50657 | 3 | Montgomery County Resource Recovery | 18221 | 1995 | 9999 | Municipal Solid Waste |  |  | Baghouse + Dry Scrubber + SNCR + Mercury Control | LNB | Dry Scrubber | Non-Fossil | B | 2030 | MSW |  | 0.40814 | 0.5746 | 0.81134 | 1.7941 | 0 | 0 | 0 | 0 | 0 | 0 | 0 | 0 | 0 | 0 | 0 | 0 | 22.3994 | 31.5348 | 44.5275 | 98.4618 | 18.754 | 26.4027 | 37.2809 | 82.4376 | 0.001173 | 0.0016514 | 0.0023318 | 0.0051562 | 0.029572 | 0.041632 | 0.058785 | 0.12999 | 0.010714 | 0.015083 | 0.021298 | 0.047094 | 0 | 0 | 0 | 0 | 4.6662 | 0.15538 | 0.21876 | 0.30889 | 0.68303 | 0 | 0 | 0 | 0 | 0 | 18 | Scrubber / SNCR / Mercury Control | Dry Scrubber
50658_B_1 | PJM_Dominion | Virginia | 51 | Fairfax | 59 | 50658 | 1 | Covanta Fairfax Energy | 18440 | 1990 | 9999 | Municipal Solid Waste | other |  | Baghouse + Dry Scrubber + SNCR + Mercury Control |  | Dry Scrubber | Non-Fossil | B | 2030 | MSW |  | 0.56082 | 0.73621 | 0.99629 | 2.2933 | 0 | 0 | 0 | 0 | 0 | 0 | 0 | 0 | 0 | 0 | 0 | 0 | 30.4131 | 39.9247 | 54.0288 | 124.3666 | 25.7696 | 33.8289 | 45.7796 | 105.3781 | 0.0016118 | 0.0021159 | 0.0028633 | 0.006591 | 0.08945 | 0.11743 | 0.15891 | 0.36578 | 0.019629 | 0.025767 | 0.03487 | 0.080266 | 0 | 0 | 0 | 0 | 6.3512 | 0.21098 | 0.27696 | 0.3748 | 0.86273 | 0 | 0 | 0 | 0 | 0 | 24.5 | Scrubber / SNCR / Mercury Control | Dry Scrubber
50658_B_2 | PJM_Dominion | Virginia | 51 | Fairfax | 59 | 50658 | 2 | Covanta Fairfax Energy | 18440 | 1990 | 9999 | Municipal Solid Waste | other |  | Baghouse + Dry Scrubber + SNCR + Mercury Control |  | Dry Scrubber | Non-Fossil | B | 2030 | MSW |  | 0.56082 | 0.73621 | 0.99629 | 2.2933 | 0 | 0 | 0 | 0 | 0 | 0 | 0 | 0 | 0 | 0 | 0 | 0 | 30.4131 | 39.9247 | 54.0288 | 124.3666 | 25.7696 | 33.8289 | 45.7796 | 105.3781 | 0.0016118 | 0.0021159 | 0.0028633 | 0.006591 | 0.087768 | 0.11522 | 0.15592 | 0.3589 | 0.019629 | 0.025767 | 0.03487 | 0.080266 | 0 | 0 | 0 | 0 | 6.3512 | 0.21098 | 0.27696 | 0.3748 | 0.86273 | 0 | 0 | 0 | 0 | 0 | 24.5 | Scrubber / SNCR / Mercury Control | Dry Scrubber
50658_B_3 | PJM_Dominion | Virginia | 51 | Fairfax | 59 | 50658 | 3 | Covanta Fairfax Energy | 18440 | 1990 | 9999 | Municipal Solid Waste | other |  | Baghouse + Dry Scrubber + SNCR + Mercury Control |  | Dry Scrubber | Non-Fossil | B | 2030 | MSW |  | 0.56082 | 0.73621 | 0.99629 | 2.2933 | 0 | 0 | 0 | 0 | 0 | 0 | 0 | 0 | 0 | 0 | 0 | 0 | 30.4131 | 39.9247 | 54.0288 | 124.3666 | 25.7696 | 33.8289 | 45.7796 | 105.3781 | 0.0016118 | 0.0021159 | 0.0028633 | 0.006591 | 0.088424 | 0.11608 | 0.15709 | 0.36159 | 0.019629 | 0.025767 | 0.03487 | 0.080266 | 0 | 0 | 0 | 0 | 6.3512 | 0.21098 | 0.27696 | 0.3748 | 0.86273 | 0 | 0 | 0 | 0 | 0 | 24.5 | Scrubber / SNCR / Mercury Control | Dry Scrubber
50658_B_4 | PJM_Dominion | Virginia | 51 | Fairfax | 59 | 50658 | 4 | Covanta Fairfax Energy | 18440 | 1990 | 9999 | Municipal Solid Waste | other |  | Baghouse + Dry Scrubber + SNCR + Mercury Control |  | Dry Scrubber | Non-Fossil | B | 2030 | MSW |  | 0.56082 | 0.73621 | 0.99629 | 2.2933 | 0 | 0 | 0 | 0 | 0 | 0 | 0 | 0 | 0 | 0 | 0 | 0 | 30.4131 | 39.9247 | 54.0288 | 124.3666 | 25.7696 | 33.8289 | 45.7796 | 105.3781 | 0.0016118 | 0.0021159 | 0.0028633 | 0.006591 | 0.071316 | 0.09362 | 0.12669 | 0.29163 | 0.019629 | 0.025767 | 0.03487 | 0.080266 | 0 | 0 | 0 | 0 | 6.3512 | 0.21098 | 0.27696 | 0.3748 | 0.86273 | 0 | 0 | 0 | 0 | 0 | 24.5 | Scrubber / SNCR / Mercury Control | Dry Scrubber
50660_B_1 | SPP West (Oklahoma, Arkansas, Louisiana) | Oklahoma | 40 | Tulsa | 143 | 50660 | 1 | Covanta Tulsa Renewable Energy LLC | 14295 | 1986 | 9999 | Municipal Solid Waste |  |  | Baghouse + Dry Scrubber + SNCR + Mercury Control | NH3 | Dry Scrubber | Non-Fossil | B | 2030 | MSW |  | 0.0022583 | 0.0055827 | 0.021802 | 0.029643 | 0 | 0 | 0 | 0 | 0 | 0 | 0 | 0 | 0 | 0 | 0 | 0 | 0.15798 | 0.39053 | 1.5252 | 2.0737 | 0.19276 | 0.47651 | 1.861 | 2.5302 | 1.2056e-05 | 2.9804e-05 | 0.0001164 | 0.00015826 | 0.00044048 | 0.0010889 | 0.0042525 | 0.0057819 | 4.3314e-05 | 0.00010707 | 0.00041816 | 0.00056855 | 0 | 0 | 0 | 0 | 0 | 0.0010959 | 0.0027091 | 0.01058 | 0.014385 | 0 | 0 | 0 | 0 | 0 | 5.2 | Scrubber / SNCR / Mercury Control | Dry Scrubber
50660_B_2 | SPP West (Oklahoma, Arkansas, Louisiana) | Oklahoma | 40 | Tulsa | 143 | 50660 | 2 | Covanta Tulsa Renewable Energy LLC | 14295 | 1986 | 9999 | Municipal Solid Waste |  |  | Baghouse + Dry Scrubber + SNCR + Mercury Control | NH3 | Dry Scrubber | Non-Fossil | B | 2030 | MSW |  | 0.0022583 | 0.0055827 | 0.021802 | 0.029643 | 0 | 0 | 0 | 0 | 0 | 0 | 0 | 0 | 0 | 0 | 0 | 0 | 0.15798 | 0.39053 | 1.5252 | 2.0737 | 0.19276 | 0.47651 | 1.861 | 2.5302 | 1.2056e-05 | 2.9804e-05 | 0.0001164 | 0.00015826 | 0.00048243 | 0.0011926 | 0.0046575 | 0.0063326 | 4.3314e-05 | 0.00010707 | 0.00041816 | 0.00056855 | 0 | 0 | 0 | 0 | 0 | 0.0010959 | 0.0027091 | 0.01058 | 0.014385 | 0 | 0 | 0 | 0 | 0 | 5.2 | Scrubber / SNCR / Mercury Control | Dry Scrubber
50660_B_3 | SPP West (Oklahoma, Arkansas, Louisiana) | Oklahoma | 40 | Tulsa | 143 | 50660 | 3 | Covanta Tulsa Renewable Energy LLC | 14295 | 1986 | 9999 | Municipal Solid Waste |  |  | Baghouse + Dry Scrubber + SNCR + Mercury Control | NH3 | Dry Scrubber | Non-Fossil | B | 2030 | MSW |  | 0.0022583 | 0.0055827 | 0.021802 | 0.029643 | 0 | 0 | 0 | 0 | 0 | 0 | 0 | 0 | 0 | 0 | 0 | 0 | 0.15798 | 0.39053 | 1.5252 | 2.0737 | 0.19276 | 0.47651 | 1.861 | 2.5302 | 1.2056e-05 | 2.9804e-05 | 0.0001164 | 0.00015826 | 0.00044048 | 0.0010889 | 0.0042525 | 0.0057819 | 4.3314e-05 | 0.00010707 | 0.00041816 | 0.00056855 | 0 | 0 | 0 | 0 | 0 | 0.0010959 | 0.0027091 | 0.01058 | 0.014385 | 0 | 0 | 0 | 0 | 0 | 5.2 | Scrubber / SNCR / Mercury Control | Dry Scrubber
50661_B_A | ISONE_MA, VT, NH, RI (Rest of ISO New England) | Massachusetts | 25 | Essex | 9 | 50661 | A | Covanta Haverhill | 16454 | 1989 | 9999 | Municipal Solid Waste |  |  | Baghouse + Dry Scrubber + SNCR + Mercury Control |  | Dry Scrubber | Non-Fossil | B | 2030 | MSW |  | 0.62473 | 0.89153 | 1.1268 | 2.643 | 0 | 0 | 0 | 0 | 0 | 0 | 0 | 0 | 0 | 0 | 0 | 0 | 37.9682 | 54.1829 | 68.4791 | 160.6301 | 28.7063 | 40.9656 | 51.7744 | 121.4462 | 0.0017955 | 0.0025622 | 0.0032383 | 0.007596 | 0.093709 | 0.13373 | 0.16901 | 0.39645 | 0.017999 | 0.025685 | 0.032462 | 0.076146 | 0 | 0 | 0 | 0 | 5.5476 | 0.26339 | 0.37587 | 0.47504 | 1.1143 | 0 | 0 | 0 | 0 | 0 | 21.4 | Scrubber / SNCR / Mercury Control | Dry Scrubber
50661_B_B | ISONE_MA, VT, NH, RI (Rest of ISO New England) | Massachusetts | 25 | Essex | 9 | 50661 | B | Covanta Haverhill | 16454 | 1989 | 9999 | Municipal Solid Waste |  |  | Baghouse + Dry Scrubber + SNCR + Mercury Control |  | Dry Scrubber | Non-Fossil | B | 2030 | MSW |  | 0.62473 | 0.89153 | 1.1268 | 2.643 | 0 | 0 | 0 | 0 | 0 | 0 | 0 | 0 | 0 | 0 | 0 | 0 | 37.9682 | 54.1829 | 68.4791 | 160.6301 | 28.7063 | 40.9656 | 51.7744 | 121.4462 | 0.0017955 | 0.0025622 | 0.0032383 | 0.007596 | 0.093709 | 0.13373 | 0.16901 | 0.39645 | 0.017999 | 0.025685 | 0.032462 | 0.076146 | 0 | 0 | 0 | 0 | 5.5476 | 0.26339 | 0.37587 | 0.47504 | 1.1143 | 0 | 0 | 0 | 0 | 0 | 21.4 | Scrubber / SNCR / Mercury Control | Dry Scrubber
50662_B_UNIT1 | NY_Zone C&E | New York | 36 | Onondaga | 67 | 50662 | UNIT1 | Onondaga County Resource Recovery | 19383 | 1995 | 9999 | Municipal Solid Waste |  |  | Baghouse + Dry Scrubber + SNCR + Mercury Control | NH3 | Dry Scrubber | Non-Fossil | B | 2030 | MSW |  | 0.24033 | 0.39762 | 0.57175 | 1.2097 | 0 | 0 | 0 | 0 | 0 | 0 | 0 | 0 | 0 | 0 | 0 | 0 | 12.399 | 20.5141 | 29.4973 | 62.4104 | 11.0432 | 18.2708 | 26.2718 | 55.5858 | 0.00069071 | 0.0011428 | 0.0016432 | 0.0034767 | 0.033039 | 0.054663 | 0.078601 | 0.1663 | 0.0063087 | 0.010438 | 0.015008 | 0.031755 | 0 | 0 | 0 | 0 | 2.5923 | 0.086012 | 0.14231 | 0.20462 | 0.43294 | 0 | 0 | 0 | 0 | 0 | 10 | Scrubber / SNCR / Mercury Control | Dry Scrubber
50662_B_UNIT2 | NY_Zone C&E | New York | 36 | Onondaga | 67 | 50662 | UNIT2 | Onondaga County Resource Recovery | 19383 | 1995 | 9999 | Municipal Solid Waste |  |  | Baghouse + Dry Scrubber + SNCR + Mercury Control | NH3 | Dry Scrubber | Non-Fossil | B | 2030 | MSW |  | 0.24033 | 0.39762 | 0.57175 | 1.2097 | 0 | 0 | 0 | 0 | 0 | 0 | 0 | 0 | 0 | 0 | 0 | 0 | 12.399 | 20.5141 | 29.4973 | 62.4104 | 11.0432 | 18.2708 | 26.2718 | 55.5858 | 0.00069071 | 0.0011428 | 0.0016432 | 0.0034767 | 0.033455 | 0.055351 | 0.07959 | 0.1684 | 0.0063087 | 0.010438 | 0.015008 | 0.031755 | 0 | 0 | 0 | 0 | 2.5923 | 0.086012 | 0.14231 | 0.20462 | 0.43294 | 0 | 0 | 0 | 0 | 0 | 10 | Scrubber / SNCR / Mercury Control | Dry Scrubber
50662_B_UNIT3 | NY_Zone C&E | New York | 36 | Onondaga | 67 | 50662 | UNIT3 | Onondaga County Resource Recovery | 19383 | 1995 | 9999 | Municipal Solid Waste |  |  | Baghouse + Dry Scrubber + SNCR + Mercury Control | NH3 | Dry Scrubber | Non-Fossil | B | 2030 | MSW |  | 0.24033 | 0.39762 | 0.57175 | 1.2097 | 0 | 0 | 0 | 0 | 0 | 0 | 0 | 0 | 0 | 0 | 0 | 0 | 12.399 | 20.5141 | 29.4973 | 62.4104 | 11.0432 | 18.2708 | 26.2718 | 55.5858 | 0.00069071 | 0.0011428 | 0.0016432 | 0.0034767 | 0.033079 | 0.054729 | 0.078695 | 0.1665 | 0.0063087 | 0.010438 | 0.015008 | 0.031755 | 0 | 0 | 0 | 0 | 2.5923 | 0.086012 | 0.14231 | 0.20462 | 0.43294 | 0 | 0 | 0 | 0 | 0 | 10 | Scrubber / SNCR / Mercury Control | Dry Scrubber
50663_B_B100 | PJM_Dominion | Virginia | 51 | Alexandria City | 510 | 50663 | B100 | Covanta Alexandria/Arlington Energy | 19383 | 1987 | 9999 | Municipal Solid Waste |  |  | Baghouse + Dry Scrubber + SNCR + Mercury Control | NH3 | Dry Scrubber | Non-Fossil | B | 2030 | MSW |  | 0.23339 | 0.30639 | 0.41462 | 0.9544 | 0 | 0 | 0 | 0 | 0 | 0 | 0 | 0 | 0 | 0 | 0 | 0 | 12.0411 | 15.8069 | 21.391 | 49.239 | 10.7244 | 14.0784 | 19.0519 | 43.8547 | 0.00067077 | 0.00088055 | 0.0011916 | 0.0027429 | 0.031857 | 0.04182 | 0.056594 | 0.13027 | 0.00040844 | 0.00053617 | 0.00072559 | 0.0016702 | 0 | 0 | 0 | 0 | 2.5145 | 0.083529 | 0.10965 | 0.14839 | 0.34157 | 0 | 0 | 0 | 0 | 0 | 9.7 | Scrubber / SNCR / Mercury Control | Dry Scrubber
50663_B_B200 | PJM_Dominion | Virginia | 51 | Alexandria City | 510 | 50663 | B200 | Covanta Alexandria/Arlington Energy | 19383 | 1987 | 9999 | Municipal Solid Waste |  |  | Baghouse + Dry Scrubber + SNCR + Mercury Control | NH3 | Dry Scrubber | Non-Fossil | B | 2030 | MSW |  | 0.23339 | 0.30639 | 0.41462 | 0.9544 | 0 | 0 | 0 | 0 | 0 | 0 | 0 | 0 | 0 | 0 | 0 | 0 | 12.0411 | 15.8069 | 21.391 | 49.239 | 10.7244 | 14.0784 | 19.0519 | 43.8547 | 0.00067077 | 0.00088055 | 0.0011916 | 0.0027429 | 0.031375 | 0.041187 | 0.055738 | 0.1283 | 0.00040844 | 0.00053617 | 0.00072559 | 0.0016702 | 0 | 0 | 0 | 0 | 2.5145 | 0.083529 | 0.10965 | 0.14839 | 0.34157 | 0 | 0 | 0 | 0 | 0 | 9.7 | Scrubber / SNCR / Mercury Control | Dry Scrubber
50663_B_B300 | PJM_Dominion | Virginia | 51 | Alexandria City | 510 | 50663 | B300 | Covanta Alexandria/Arlington Energy | 19383 | 1987 | 9999 | Municipal Solid Waste |  |  | Baghouse + Dry Scrubber + SNCR + Mercury Control | NH3 | Dry Scrubber | Non-Fossil | B | 2030 | MSW |  | 0.23339 | 0.30639 | 0.41462 | 0.9544 | 0 | 0 | 0 | 0 | 0 | 0 | 0 | 0 | 0 | 0 | 0 | 0 | 12.0411 | 15.8069 | 21.391 | 49.239 | 10.7244 | 14.0784 | 19.0519 | 43.8547 | 0.00067077 | 0.00088055 | 0.0011916 | 0.0027429 | 0.031327 | 0.041125 | 0.055653 | 0.1281 | 0.00040844 | 0.00053617 | 0.00072559 | 0.0016702 | 0 | 0 | 0 | 0 | 2.5145 | 0.083529 | 0.10965 | 0.14839 | 0.34157 | 0 | 0 | 0 | 0 | 0 | 9.7 | Scrubber / SNCR / Mercury Control | Dry Scrubber
50666_B_B1 | FRCC | Florida | 12 | Pasco | 101 | 50666 | B1 | Pasco Cnty Solid Waste Resource Recovery | 18381 | 1991 | 9999 | Municipal Solid Waste |  |  | Baghouse + Dry Scrubber + SNCR + Mercury Control |  | Dry Scrubber | Non-Fossil | B | 2030 | MSW |  | 0.25657 | 0.32136 | 0.40776 | 0.9857 | 0 | 0 | 0 | 0 | 0 | 0 | 0 | 0 | 0 | 0 | 0 | 0 | 13.9585 | 17.4834 | 22.1839 | 53.6258 | 11.7894 | 14.7666 | 18.7367 | 45.2927 | 0.00073738 | 0.0009236 | 0.0011719 | 0.0028329 | 0.053109 | 0.06652 | 0.084405 | 0.20403 | 0.0080398 | 0.01007 | 0.012777 | 0.030887 | 0 | 0 | 0 | 0 | 2.2553 | 0.09683 | 0.12128 | 0.15389 | 0.372 | 0 | 0 | 0 | 0 | 0 | 8.7 | Scrubber / SNCR / Mercury Control | Dry Scrubber
50666_B_B2 | FRCC | Florida | 12 | Pasco | 101 | 50666 | B2 | Pasco Cnty Solid Waste Resource Recovery | 18381 | 1991 | 9999 | Municipal Solid Waste |  |  | Baghouse + Dry Scrubber + SNCR + Mercury Control |  | Dry Scrubber | Non-Fossil | B | 2030 | MSW |  | 0.25657 | 0.32136 | 0.40776 | 0.9857 | 0 | 0 | 0 | 0 | 0 | 0 | 0 | 0 | 0 | 0 | 0 | 0 | 13.9585 | 17.4834 | 22.1839 | 53.6258 | 11.7894 | 14.7666 | 18.7367 | 45.2927 | 0.00073738 | 0.0009236 | 0.0011719 | 0.0028329 | 0.050564 | 0.063333 | 0.08036 | 0.19426 | 0.0080398 | 0.01007 | 0.012777 | 0.030887 | 0 | 0 | 0 | 0 | 2.2553 | 0.09683 | 0.12128 | 0.15389 | 0.372 | 0 | 0 | 0 | 0 | 0 | 8.7 | Scrubber / SNCR / Mercury Control | Dry Scrubber
50666_B_B3 | FRCC | Florida | 12 | Pasco | 101 | 50666 | B3 | Pasco Cnty Solid Waste Resource Recovery | 18381 | 1991 | 9999 | Municipal Solid Waste |  |  | Baghouse + Dry Scrubber + SNCR + Mercury Control |  | Dry Scrubber | Non-Fossil | B | 2030 | MSW |  | 0.25657 | 0.32136 | 0.40776 | 0.9857 | 0 | 0 | 0 | 0 | 0 | 0 | 0 | 0 | 0 | 0 | 0 | 0 | 13.9585 | 17.4834 | 22.1839 | 53.6258 | 11.7894 | 14.7666 | 18.7367 | 45.2927 | 0.00073738 | 0.0009236 | 0.0011719 | 0.0028329 | 0.049469 | 0.061962 | 0.078621 | 0.19005 | 0.0080398 | 0.01007 | 0.012777 | 0.030887 | 0 | 0 | 0 | 0 | 2.2553 | 0.09683 | 0.12128 | 0.15389 | 0.372 | 0 | 0 | 0 | 0 | 0 | 8.7 | Scrubber / SNCR / Mercury Control | Dry Scrubber
50688_G_GEN1 | ISONE_Maine | Maine | 23 | Kennebec | 11 | 50688 | GEN1 | Gardiner | 0 | 1985 | 9999 | Hydro | [5 empty] | Non-Fossil | G | 2030 | Hydro |  | 0 | 0 | 0 | 0 | 0 | 0 | 0 | 0 | 0 | 0 | 0 | 0 | 0 | 0 | 0 | 0 | 1.5597 | 2.0379 | 2.2933 | 5.8909 | 0 | 0 | 0 | 0 | 0 | 0 | 0 | 0 | 0 | 0 | 0 | 0 | 0 | 0 | 0 | 0 | 0 | 0 | 0 | 0 | 0.015808 | 0.002168 | 0.0028326 | 0.0031877 | 0.0081883 | 0 | 0 | 0 | 0 | 0 | 1
50690_G_GEN1 | WECC_Southern California Edison | California | 6 | Riverside | 65 | 50690 | GEN1 | San Gorgonio Westwinds II LLC | 0 | 1999 | 9999 | Onshore Wind | [5 empty] | Non-Fossil | G | 2030 | Wind |  | 0 | 0 | 0 | 0 | 0 | 0 | 0 | 0 | 0 | 0 | 0 | 0 | 0 | 0 | 0 | 0 | 14.5865 | 30.0617 | 53.9311 | 98.5793 | 0 | 0 | 0 | 0 | 0 | 0 | 0 | 0 | 0 | 0 | 0 | 0 | 0 | 0 | 0 | 0 | 0 | 0 | 0 | 0 | 1.8475 | 0 | 0 | 0 | 0 | 0 | 0 | 0 | 0 | 0 | 43.4
50699_G_GEN1 | ISONE_Maine | Maine | 23 | Penobscot | 19 | 50699 | GEN1 | Pumpkin Hill | 0 | 1987 | 9999 | Hydro | [5 empty] | Non-Fossil | G | 2030 | Hydro |  | 0 | 0 | 0 | 0 | 0 | 0 | 0 | 0 | 0 | 0 | 0 | 0 | 0 | 0 | 0 | 0 | 1.5597 | 2.0379 | 2.2933 | 5.8909 | 0 | 0 | 0 | 0 | 0 | 0 | 0 | 0 | 0 | 0 | 0 | 0 | 0 | 0 | 0 | 0 | 0 | 0 | 0 | 0 | 0.015808 | 0.002168 | 0.0028326 | 0.0031877 | 0.0081883 | 0 | 0 | 0 | 0 | 0 | 1
507_G_1 | WECC_Colorado | Colorado | 8 | Bent | 11 | 507 | 1 | Las Animas | 12283 | 1941 | 9999 | Combustion Turbine | [5 empty] | Fossil | G | 2030 | Oil |  | 0 | 0 | 0 | 0 | 0 | 0 | 0 | 0 | 0 | 0 | 0 | 0 | 0 | 0 | 0 | 0 | 0 | 0 | 0 | 0 | 0 | 0 | 0 | 0 | 0 | 0 | 0 | 0 | 0 | 0 | 0 | 0 | 0 | 0 | 0 | 0 | 0 | 0 | 0 | 0 | 0.01416 | 0 | 0 | 0 | 0 | 0 | 0 | 0 | 0 | 0 | 0.3
507_G_2 | WECC_Colorado | Colorado | 8 | Bent | 11 | 507 | 2 | Las Animas | 12283 | 1941 | 9999 | Combustion Turbine | [5 empty] | Fossil | G | 2030 | Oil |  | 0 | 0 | 0 | 0 | 0 | 0 | 0 | 0 | 0 | 0 | 0 | 0 | 0 | 0 | 0 | 0 | 0 | 0 | 0 | 0 | 0 | 0 | 0 | 0 | 0 | 0 | 0 | 0 | 0 | 0 | 0 | 0 | 0 | 0 | 0 | 0 | 0 | 0 | 0 | 0 | 0.01416 | 0 | 0 | 0 | 0 | 0 | 0 | 0 | 0 | 0 | 0.3
507_G_4 | WECC_Colorado | Colorado | 8 | Bent | 11 | 507 | 4 | Las Animas | 12283 | 1951 | 9999 | Combustion Turbine | [5 empty] | Fossil | G | 2030 | Oil |  | 0 | 0 | 0 | 0 | 0 | 0 | 0 | 0 | 0 | 0 | 0 | 0 | 0 | 0 | 0 | 0 | 0 | 0 | 0 | 0 | 0 | 0 | 0 | 0 | 0 | 0 | 0 | 0 | 0 | 0 | 0 | 0 | 0 | 0 | 0 | 0 | 0 | 0 | 0 | 0 | 0.047201 | 0 | 0 | 0 | 0 | 0 | 0 | 0 | 0 | 0 | 1
507_G_5 | WECC_Colorado | Colorado | 8 | Bent | 11 | 507 | 5 | Las Animas | 12283 | 1951 | 9999 | Combustion Turbine | [5 empty] | Fossil | G | 2030 | Oil |  | 0 | 0 | 0 | 0 | 0 | 0 | 0 | 0 | 0 | 0 | 0 | 0 | 0 | 0 | 0 | 0 | 0 | 0 | 0 | 0 | 0 | 0 | 0 | 0 | 0 | 0 | 0 | 0 | 0 | 0 | 0 | 0 | 0 | 0 | 0 | 0 | 0 | 0 | 0 | 0 | 0.047201 | 0 | 0 | 0 | 0 | 0 | 0 | 0 | 0 | 0 | 1
507_G_6 | WECC_Colorado | Colorado | 8 | Bent | 11 | 507 | 6 | Las Animas | 12283 | 1967 | 9999 | Combustion Turbine | [5 empty] | Fossil | G | 2030 | Oil |  | 0 | 0 | 0 | 0 | 0 | 0 | 0 | 0 | 0 | 0 | 0 | 0 | 0 | 0 | 0 | 0 | 0 | 0 | 0 | 0 | 0 | 0 | 0 | 0 | 0 | 0 | 0 | 0 | 0 | 0 | 0 | 0 | 0 | 0 | 0 | 0 | 0 | 0 | 0 | 0 | 0.118 | 0 | 0 | 0 | 0 | 0 | 0 | 0 | 0 | 0 | 2.5
50700_G_4735 | WECC_Pacific Northwest | Washington | 53 | Mason | 45 | 50700 | 4735 | Lilliwaup Falls Generating | 0 | 1986 | 9999 | Hydro | [5 empty] | Non-Fossil | G | 2030 | Hydro |  | 0 | 0 | 0 | 0 | 0 | 0 | 0 | 0 | 0 | 0 | 0 | 0 | 0 | 0 | 0 | 0 | 0.19093 | 0.23425 | 0.34079 | 0.76598 | 0 | 0 | 0 | 0 | 0 | 0 | 0 | 0 | 0 | 0 | 0 | 0 | 0 | 0 | 0 | 0 | 0 | 0 | 0 | 0 | 0.0031616 | 0.0002654 | 0.0003256 | 0.0004737 | 0.0010647 | 0 | 0 | 0 | 0 | 0 | 0.2
50700_G_4736 | WECC_Pacific Northwest | Washington | 53 | Mason | 45 | 50700 | 4736 | Lilliwaup Falls Generating | 0 | 1986 | 9999 | Hydro | [5 empty] | Non-Fossil | G | 2030 | Hydro |  | 0 | 0 | 0 | 0 | 0 | 0 | 0 | 0 | 0 | 0 | 0 | 0 | 0 | 0 | 0 | 0 | 0.19093 | 0.23425 | 0.34079 | 0.76598 | 0 | 0 | 0 | 0 | 0 | 0 | 0 | 0 | 0 | 0 | 0 | 0 | 0 | 0 | 0 | 0 | 0 | 0 | 0 | 0 | 0.0031616 | 0.0002654 | 0.0003256 | 0.0004737 | 0.0010647 | 0 | 0 | 0 | 0 | 0 | 0.2
50700_G_4737 | WECC_Pacific Northwest | Washington | 53 | Mason | 45 | 50700 | 4737 | Lilliwaup Falls Generating | 0 | 1986 | 9999 | Hydro | [5 empty] | Non-Fossil | G | 2030 | Hydro |  | 0 | 0 | 0 | 0 | 0 | 0 | 0 | 0 | 0 | 0 | 0 | 0 | 0 | 0 | 0 | 0 | 0.19093 | 0.23425 | 0.34079 | 0.76598 | 0 | 0 | 0 | 0 | 0 | 0 | 0 | 0 | 0 | 0 | 0 | 0 | 0 | 0 | 0 | 0 | 0 | 0 | 0 | 0 | 0.0031616 | 0.0002654 | 0.0003256 | 0.0004737 | 0.0010647 | 0 | 0 | 0 | 0 | 0 | 0.2
50700_G_4738 | WECC_Pacific Northwest | Washington | 53 | Mason | 45 | 50700 | 4738 | Lilliwaup Falls Generating | 0 | 1986 | 9999 | Hydro | [5 empty] | Non-Fossil | G | 2030 | Hydro |  | 0 | 0 | 0 | 0 | 0 | 0 | 0 | 0 | 0 | 0 | 0 | 0 | 0 | 0 | 0 | 0 | 0.19093 | 0.23425 | 0.34079 | 0.76598 | 0 | 0 | 0 | 0 | 0 | 0 | 0 | 0 | 0 | 0 | 0 | 0 | 0 | 0 | 0 | 0 | 0 | 0 | 0 | 0 | 0.0031616 | 0.0002654 | 0.0003256 | 0.0004737 | 0.0010647 | 0 | 0 | 0 | 0 | 0 | 0.2
50700_G_4739 | WECC_Pacific Northwest | Washington | 53 | Mason | 45 | 50700 | 4739 | Lilliwaup Falls Generating | 0 | 1986 | 9999 | Hydro | [5 empty] | Non-Fossil | G | 2030 | Hydro |  | 0 | 0 | 0 | 0 | 0 | 0 | 0 | 0 | 0 | 0 | 0 | 0 | 0 | 0 | 0 | 0 | 0.19093 | 0.23425 | 0.34079 | 0.76598 | 0 | 0 | 0 | 0 | 0 | 0 | 0 | 0 | 0 | 0 | 0 | 0 | 0 | 0 | 0 | 0 | 0 | 0 | 0 | 0 | 0.0031616 | 0.0002654 | 0.0003256 | 0.0004737 | 0.0010647 | 0 | 0 | 0 | 0 | 0 | 0.2
50700_G_4740 | WECC_Pacific Northwest | Washington | 53 | Mason | 45 | 50700 | 4740 | Lilliwaup Falls Generating | 0 | 1986 | 9999 | Hydro | [5 empty] | Non-Fossil | G | 2030 | Hydro |  | 0 | 0 | 0 | 0 | 0 | 0 | 0 | 0 | 0 | 0 | 0 | 0 | 0 | 0 | 0 | 0 | 0.19093 | 0.23425 | 0.34079 | 0.76598 | 0 | 0 | 0 | 0 | 0 | 0 | 0 | 0 | 0 | 0 | 0 | 0 | 0 | 0 | 0 | 0 | 0 | 0 | 0 | 0 | 0.0031616 | 0.0002654 | 0.0003256 | 0.0004737 | 0.0010647 | 0 | 0 | 0 | 0 | 0 | 0.2
50700_G_4741 | WECC_Pacific Northwest | Washington | 53 | Mason | 45 | 50700 | 4741 | Lilliwaup Falls Generating | 0 | 1986 | 9999 | Hydro | [5 empty] | Non-Fossil | G | 2030 | Hydro |  | 0 | 0 | 0 | 0 | 0 | 0 | 0 | 0 | 0 | 0 | 0 | 0 | 0 | 0 | 0 | 0 | 0.19093 | 0.23425 | 0.34079 | 0.76598 | 0 | 0 | 0 | 0 | 0 | 0 | 0 | 0 | 0 | 0 | 0 | 0 | 0 | 0 | 0 | 0 | 0 | 0 | 0 | 0 | 0.0031616 | 0.0002654 | 0.0003256 | 0.0004737 | 0.0010647 | 0 | 0 | 0 | 0 | 0 | 0.2
50702_G_GEN1 | ISONE_Maine | Maine | 23 | York | 31 | 50702 | GEN1 | Salmon Falls | 0 | 1986 | 9999 | Hydro | [5 empty] | Non-Fossil | G | 2030 | Hydro |  | 0 | 0 | 0 | 0 | 0 | 0 | 0 | 0 | 0 | 0 | 0 | 0 | 0 | 0 | 0 | 0 | 0.62388 | 0.81514 | 0.91733 | 2.3563 | 0 | 0 | 0 | 0 | 0 | 0 | 0 | 0 | 0 | 0 | 0 | 0 | 0 | 0 | 0 | 0 | 0 | 0 | 0 | 0 | 0.0063233 | 0.00086719 | 0.001133 | 0.0012751 | 0.0032753 | 0 | 0 | 0 | 0 | 0 | 0.4
50702_G_GEN2 | ISONE_Maine | Maine | 23 | York | 31 | 50702 | GEN2 | Salmon Falls | 0 | 1986 | 9999 | Hydro | [5 empty] | Non-Fossil | G | 2030 | Hydro |  | 0 | 0 | 0 | 0 | 0 | 0 | 0 | 0 | 0 | 0 | 0 | 0 | 0 | 0 | 0 | 0 | 0.62388 | 0.81514 | 0.91733 | 2.3563 | 0 | 0 | 0 | 0 | 0 | 0 | 0 | 0 | 0 | 0 | 0 | 0 | 0 | 0 | 0 | 0 | 0 | 0 | 0 | 0 | 0.0063233 | 0.00086719 | 0.001133 | 0.0012751 | 0.0032753 | 0 | 0 | 0 | 0 | 0 | 0.4
50702_G_GEN3 | ISONE_Maine | Maine | 23 | York | 31 | 50702 | GEN3 | Salmon Falls | 0 | 1986 | 9999 | Hydro | [5 empty] | Non-Fossil | G | 2030 | Hydro |  | 0 | 0 | 0 | 0 | 0 | 0 | 0 | 0 | 0 | 0 | 0 | 0 | 0 | 0 | 0 | 0 | 0.62388 | 0.81514 | 0.91733 | 2.3563 | 0 | 0 | 0 | 0 | 0 | 0 | 0 | 0 | 0 | 0 | 0 | 0 | 0 | 0 | 0 | 0 | 0 | 0 | 0 | 0 | 0.0063233 | 0.00086719 | 0.001133 | 0.0012751 | 0.0032753 | 0 | 0 | 0 | 0 | 0 | 0.4
50704_G_GEN1 | ISONE_MA, VT, NH, RI (Rest of ISO New England) | New Hampshire | 33 | Strafford | 17 | 50704 | GEN1 | Somersworth Lower Great Dam | 0 | 1985 | 9999 | Hydro | [5 empty] | Non-Fossil | G | 2030 | Hydro |  | 0 | 0 | 0 | 0 | 0 | 0 | 0 | 0 | 0 | 0 | 0 | 0 | 0 | 0 | 0 | 0 | 1.431 | 2.2054 | 2.0999 | 5.7363 | 0 | 0 | 0 | 0 | 0 | 0 | 0 | 0 | 0 | 0 | 0 | 0 | 0 | 0 | 0 | 0 | 0 | 0 | 0 | 0 | 0.01897 | 0.0019891 | 0.0030655 | 0.0029189 | 0.0079734 | 0 | 0 | 0 | 0 | 0 | 1.2
50707_G_LMA | WECC_Colorado | Colorado | 8 | Weld | 123 | 50707 | LMA | JM Shafer Generating Station | 9308 | 1994 | 9999 | Combined Cycle |  |  |  | STM |  | Fossil | G | 2030 | NaturalGas |  | 0.013882 | 0 | 0.10385 | 0.11773 | 0 | 0 | 0 | 0 | 0 | 0 | 0 | 0 | 0 | 0 | 0 | 0 | 1.4914 | 0 | 11.157 | 12.6484 | 0.83946 | 0 | 6.2799 | 7.1193 | 1.0038e-09 | 0 | 7.5092e-09 | 8.513e-09 | 0.00063588 | 0 | 0.004757 | 0.0053928 | 0 | 0 | 0 | 0 | 0 | 0 | 0 | 0 | 1.5574 | 0.0059373 | 0 | 0.043941 | 0.049878 | 0.040545 | 0 | 0.22416 | 0.2647 | 0 | 40.1
50707_G_LMB | WECC_Colorado | Colorado | 8 | Weld | 123 | 50707 | LMB | JM Shafer Generating Station | 9308 | 1994 | 9999 | Combined Cycle |  |  |  | STM |  | Fossil | G | 2030 | NaturalGas |  | 0.013882 | 0 | 0.10385 | 0.11773 | 0 | 0 | 0 | 0 | 0 | 0 | 0 | 0 | 0 | 0 | 0 | 0 | 1.4914 | 0 | 11.157 | 12.6484 | 0.83946 | 0 | 6.2799 | 7.1193 | 1.0038e-09 | 0 | 7.5092e-09 | 8.513e-09 | 0.00063588 | 0 | 0.004757 | 0.0053928 | 0 | 0 | 0 | 0 | 0 | 0 | 0 | 0 | 1.5574 | 0.0059373 | 0 | 0.043941 | 0.049878 | 0.040545 | 0 | 0.22416 | 0.2647 | 0 | 40.1
50707_G_LMC | WECC_Colorado | Colorado | 8 | Weld | 123 | 50707 | LMC | JM Shafer Generating Station | 9308 | 1994 | 9999 | Combined Cycle |  |  |  | STM |  | Fossil | G | 2030 | NaturalGas |  | 0.013882 | 0 | 0.10385 | 0.11773 | 0 | 0 | 0 | 0 | 0 | 0 | 0 | 0 | 0 | 0 | 0 | 0 | 1.4914 | 0 | 11.157 | 12.6484 | 0.83946 | 0 | 6.2799 | 7.1193 | 1.0038e-09 | 0 | 7.5092e-09 | 8.513e-09 | 0.00063588 | 0 | 0.004757 | 0.0053928 | 0 | 0 | 0 | 0 | 0 | 0 | 0 | 0 | 1.5574 | 0.0059373 | 0 | 0.043941 | 0.049878 | 0.040545 | 0 | 0.22416 | 0.2647 | 0 | 40.1
50707_G_LMD | WECC_Colorado | Colorado | 8 | Weld | 123 | 50707 | LMD | JM Shafer Generating Station | 9308 | 1994 | 9999 | Combined Cycle |  |  |  | STM |  | Fossil | G | 2030 | NaturalGas |  | 0.013882 | 0 | 0.10385 | 0.11773 | 0 | 0 | 0 | 0 | 0 | 0 | 0 | 0 | 0 | 0 | 0 | 0 | 1.4914 | 0 | 11.157 | 12.6484 | 0.83946 | 0 | 6.2799 | 7.1193 | 1.0038e-09 | 0 | 7.5092e-09 | 8.513e-09 | 0.00063588 | 0 | 0.004757 | 0.0053928 | 0 | 0 | 0 | 0 | 0 | 0 | 0 | 0 | 1.5574 | 0.0059373 | 0 | 0.043941 | 0.049878 | 0.040545 | 0 | 0.22416 | 0.2647 | 0 | 40.1
50707_G_LME | WECC_Colorado | Colorado | 8 | Weld | 123 | 50707 | LME | JM Shafer Generating Station | 9308 | 1994 | 9999 | Combined Cycle |  |  |  | STM |  | Fossil | G | 2030 | NaturalGas |  | 0.013882 | 0 | 0.10385 | 0.11773 | 0 | 0 | 0 | 0 | 0 | 0 | 0 | 0 | 0 | 0 | 0 | 0 | 1.4914 | 0 | 11.157 | 12.6484 | 0.83946 | 0 | 6.2799 | 7.1193 | 1.0038e-09 | 0 | 7.5092e-09 | 8.513e-09 | 0.00063588 | 0 | 0.004757 | 0.0053928 | 0 | 0 | 0 | 0 | 0 | 0 | 0 | 0 | 1.5574 | 0.0059373 | 0 | 0.043941 | 0.049878 | 0.040545 | 0 | 0.22416 | 0.2647 | 0 | 40.1
50707_G_STA | WECC_Colorado | Colorado | 8 | Weld | 123 | 50707 | STA | JM Shafer Generating Station | 9308 | 1994 | 9999 | Combined Cycle |  |  |  | STM |  | Fossil | G | 2030 | NaturalGas |  | 0.012393 | 0 | 0.092714 | 0.10511 | 0 | 0 | 0 | 0 | 0 | 0 | 0 | 0 | 0 | 0 | 0 | 0 | 1.3315 | 0 | 9.9606 | 11.2921 | 0.74944 | 0 | 5.6065 | 6.3559 | 8.9615e-10 | 0 | 6.704e-09 | 7.6002e-09 | 0.0005677 | 0 | 0.0042469 | 0.0048146 | 0 | 0 | 0 | 0 | 0 | 0 | 0 | 0 | 1.3904 | 0.0053006 | 0 | 0.039229 | 0.04453 | 0.036197 | 0 | 0.20012 | 0.23632 | 0 | 35.8
50707_G_STB | WECC_Colorado | Colorado | 8 | Weld | 123 | 50707 | STB | JM Shafer Generating Station | 9308 | 1994 | 9999 | Combined Cycle |  |  |  | STM |  | Fossil | G | 2030 | NaturalGas |  | 0.012393 | 0 | 0.092714 | 0.10511 | 0 | 0 | 0 | 0 | 0 | 0 | 0 | 0 | 0 | 0 | 0 | 0 | 1.3315 | 0 | 9.9606 | 11.2921 | 0.74944 | 0 | 5.6065 | 6.3559 | 8.9615e-10 | 0 | 6.704e-09 | 7.6002e-09 | 0.0005677 | 0 | 0.0042469 | 0.0048146 | 0 | 0 | 0 | 0 | 0 | 0 | 0 | 0 | 1.3904 | 0.0053006 | 0 | 0.039229 | 0.04453 | 0.036197 | 0 | 0.20012 | 0.23632 | 0 | 35.8
50713_G_GEN1 | ISONE_MA, VT, NH, RI (Rest of ISO New England) | Vermont | 50 | Addison | 1 | 50713 | GEN1 | Huntington Falls | 0 | 1988 | 9999 | Hydro | [5 empty] | Non-Fossil | G | 2030 | Hydro |  | 0 | 0 | 0 | 0 | 0 | 0 | 0 | 0 | 0 | 0 | 0 | 0 | 0 | 0 | 0 | 0 | 0.84723 | 1.207 | 1.1928 | 3.2471 | 0 | 0 | 0 | 0 | 0 | 0 | 0 | 0 | 0 | 0 | 0 | 0 | 0 | 0 | 0 | 0 | 0 | 0 | 0 | 0 | 0.012647 | 0.0011776 | 0.0016778 | 0.0016581 | 0.0045135 | 0 | 0 | 0 | 0 | 0 | 0.8
50713_G_GEN2 | ISONE_MA, VT, NH, RI (Rest of ISO New England) | Vermont | 50 | Addison | 1 | 50713 | GEN2 | Huntington Falls | 0 | 1988 | 9999 | Hydro | [5 empty] | Non-Fossil | G | 2030 | Hydro |  | 0 | 0 | 0 | 0 | 0 | 0 | 0 | 0 | 0 | 0 | 0 | 0 | 0 | 0 | 0 | 0 | 0.84723 | 1.207 | 1.1928 | 3.2471 | 0 | 0 | 0 | 0 | 0 | 0 | 0 | 0 | 0 | 0 | 0 | 0 | 0 | 0 | 0 | 0 | 0 | 0 | 0 | 0 | 0.012647 | 0.0011776 | 0.0016778 | 0.0016581 | 0.0045135 | 0 | 0 | 0 | 0 | 0 | 0.8
50713_G_GEN3 | ISONE_MA, VT, NH, RI (Rest of ISO New England) | Vermont | 50 | Addison | 1 | 50713 | GEN3 | Huntington Falls | 0 | 1988 | 9999 | Hydro | [5 empty] | Non-Fossil | G | 2030 | Hydro |  | 0 | 0 | 0 | 0 | 0 | 0 | 0 | 0 | 0 | 0 | 0 | 0 | 0 | 0 | 0 | 0 | 4.1302 | 5.8843 | 5.8151 | 15.8296 | 0 | 0 | 0 | 0 | 0 | 0 | 0 | 0 | 0 | 0 | 0 | 0 | 0 | 0 | 0 | 0 | 0 | 0 | 0 | 0 | 0.061652 | 0.005741 | 0.0081791 | 0.008083 | 0.022003 | 0 | 0 | 0 | 0 | 0 | 3.9
50718_G_HYD1 | WECC_Idaho | Idaho | 16 | Lincoln | 63 | 50718 | HYD1 | Notch Butte Hydro | 0 | 1986 | 9999 | Hydro | [5 empty] | Non-Fossil | G | 2030 | Hydro |  | 0 | 0 | 0 | 0 | 0 | 0 | 0 | 0 | 0 | 0 | 0 | 0 | 0 | 0 | 0 | 0 | 0.72808 | 1.0031 | 1.6252 | 3.3564 | 0 | 0 | 0 | 0 | 0 | 0 | 0 | 0 | 0 | 0 | 0 | 0 | 0 | 0 | 0 | 0 | 0 | 0 | 0 | 0 | 0.015808 | 0.001012 | 0.0013944 | 0.002259 | 0.0046654 | 0 | 0 | 0 | 0 | 0 | 1
50721_G_GEN1 | MISO_Illinois | Illinois | 17 | Tazewell | 179 | 50721 | GEN1 | Tazewell Gas Recovery | 13500 | 1989 | 9999 | Landfill Gas | [5 empty] | Non-Fossil | G | 2030 | LF Gas |  | 0.018522 | 0.02515 | 0.031973 | 0.075644 | 0 | 0 | 0 | 0 | 0 | 0 | 0 | 0 | 0 | 0 | 0 | 0 | 1.372 | 1.8629 | 2.3684 | 5.6033 | 1.0674 | 1.4493 | 1.8426 | 4.3593 | 0 | 0 | 0 | 0 | 0.0022302 | 0.0030283 | 0.0038498 | 0.0091083 | 0 | 0 | 0 | 0 | 0 | 0 | 0 | 0 | 0.2174 | 0.0095176 | 0.012923 | 0.016429 | 0.03887 | 0 | 0 | 0 | 0 | 0 | 0.8
50721_G_GEN2 | MISO_Illinois | Illinois | 17 | Tazewell | 179 | 50721 | GEN2 | Tazewell Gas Recovery | 13500 | 1989 | 9999 | Landfill Gas | [5 empty] | Non-Fossil | G | 2030 | LF Gas |  | 0.018522 | 0.02515 | 0.031973 | 0.075644 | 0 | 0 | 0 | 0 | 0 | 0 | 0 | 0 | 0 | 0 | 0 | 0 | 1.372 | 1.8629 | 2.3684 | 5.6033 | 1.0674 | 1.4493 | 1.8426 | 4.3593 | 0 | 0 | 0 | 0 | 0.0022302 | 0.0030283 | 0.0038498 | 0.0091083 | 0 | 0 | 0 | 0 | 0 | 0 | 0 | 0 | 0.2174 | 0.0095176 | 0.012923 | 0.016429 | 0.03887 | 0 | 0 | 0 | 0 | 0 | 0.8
50721_G_GEN3 | MISO_Illinois | Illinois | 17 | Tazewell | 179 | 50721 | GEN3 | Tazewell Gas Recovery | 13500 | 1999 | 9999 | Landfill Gas | [5 empty] | Non-Fossil | G | 2030 | LF Gas |  | 0.018522 | 0.02515 | 0.031973 | 0.075644 | 0 | 0 | 0 | 0 | 0 | 0 | 0 | 0 | 0 | 0 | 0 | 0 | 1.372 | 1.8629 | 2.3684 | 5.6033 | 1.0674 | 1.4493 | 1.8426 | 4.3593 | 0 | 0 | 0 | 0 | 0.0022302 | 0.0030283 | 0.0038498 | 0.0091083 | 0 | 0 | 0 | 0 | 0 | 0 | 0 | 0 | 0.2174 | 0.0095176 | 0.012923 | 0.016429 | 0.03887 | 0 | 0 | 0 | 0 | 0 | 0.8
50722_G_GEN1 | PJM_ComEd | Illinois | 17 | DuPage | 43 | 50722 | GEN1 | BP Naperville Cogeneration Facility | 8700 | 1990 | 9999 | Combustion Turbine | [5 empty] | Fossil | G | 2030 | NaturalGas |  | 0.01132 | 0.0039489 | 0.039667 | 0.054936 | 0 | 0 | 0 | 0 | 0 | 0 | 0 | 0 | 0 | 0 | 0 | 0 | 1.3012 | 0.4539 | 4.5594 | 6.3145 | 0.99729 | 0.34789 | 3.4946 | 4.8398 | 1.1925e-09 | 4.16e-10 | 4.1787e-09 | 5.7873e-09 | 0.0013955 | 0.00048681 | 0.00489 | 0.0067723 | 0 | 0 | 0 | 0 | 0 | 0 | 0 | 0 | 0.23454 | 0.0064551 | 0.0022518 | 0.022619 | 0.031326 | 0.032664 | 0.010063 | 0.0857 | 0.12843 | 0 | 7
50739_B_0100 | ISONE_MA, VT, NH, RI (Rest of ISO New England) | New Hampshire | 33 | Carroll | 3 | 50739 | 0100 | Pinetree Power Tamworth | 17144 | 1987 | 9999 | Biomass |  |  | ESPH + Cyclone + SCR | LA |  | Non-Fossil | B | 2030 |  | Biomass Retirement | 0 | 0 | 0 | 0 | 0 | 0 | 0 | 0 | 0 | 0 | 0 | 0 | 0 | 0 | 0 | 0 | 0 | 0 | 0 | 0 | 0 | 0 | 0 | 0 | 0 | 0 | 0 | 0 | 0 | 0 | 0 | 0 | 0 | 0 | 0 | 0 | 0 | 0 | 0 | 0 | 0 | 0 | 0 | 0 | 0 | 0 | 0 | 0 | 0 | 0 | 20 | SCR
50741_G_GEN1 | ISONE_MA, VT, NH, RI (Rest of ISO New England) | New Hampshire | 33 | Coos | 7 | 50741 | GEN1 | Pontook Hydro Facility | 0 | 1986 | 9999 | Hydro | [5 empty] | Non-Fossil | G | 2030 | Hydro |  | 0 | 0 | 0 | 0 | 0 | 0 | 0 | 0 | 0 | 0 | 0 | 0 | 0 | 0 | 0 | 0 | 1.9641 | 3.1721 | 3.0638 | 8.2 | 0 | 0 | 0 | 0 | 0 | 0 | 0 | 0 | 0 | 0 | 0 | 0 | 0 | 0 | 0 | 0 | 0 | 0 | 0 | 0 | 0.055329 | 0.0027301 | 0.0044092 | 0.0042587 | 0.011398 | 0 | 0 | 0 | 0 | 0 | 3.5
50741_G_GEN2 | ISONE_MA, VT, NH, RI (Rest of ISO New England) | New Hampshire | 33 | Coos | 7 | 50741 | GEN2 | Pontook Hydro Facility | 0 | 1986 | 9999 | Hydro | [5 empty] | Non-Fossil | G | 2030 | Hydro |  | 0 | 0 | 0 | 0 | 0 | 0 | 0 | 0 | 0 | 0 | 0 | 0 | 0 | 0 | 0 | 0 | 1.9641 | 3.1721 | 3.0638 | 8.2 | 0 | 0 | 0 | 0 | 0 | 0 | 0 | 0 | 0 | 0 | 0 | 0 | 0 | 0 | 0 | 0 | 0 | 0 | 0 | 0 | 0.055329 | 0.0027301 | 0.0044092 | 0.0042587 | 0.011398 | 0 | 0 | 0 | 0 | 0 | 3.5
50741_G_GEN3 | ISONE_MA, VT, NH, RI (Rest of ISO New England) | New Hampshire | 33 | Coos | 7 | 50741 | GEN3 | Pontook Hydro Facility | 0 | 1986 | 9999 | Hydro | [5 empty] | Non-Fossil | G | 2030 | Hydro |  | 0 | 0 | 0 | 0 | 0 | 0 | 0 | 0 | 0 | 0 | 0 | 0 | 0 | 0 | 0 | 0 | 1.9641 | 3.1721 | 3.0638 | 8.2 | 0 | 0 | 0 | 0 | 0 | 0 | 0 | 0 | 0 | 0 | 0 | 0 | 0 | 0 | 0 | 0 | 0 | 0 | 0 | 0 | 0.055329 | 0.0027301 | 0.0044092 | 0.0042587 | 0.011398 | 0 | 0 | 0 | 0 | 0 | 3.5
50743_B_1 | NY_Zone J (NYC) | New York | 36 | Kings | 47 | 50743 | 1 | Starrett City Cogen Facility | 8300 | 1974 | 9999 | O/G Steam |  |  |  | LNB |  | Fossil | B | 2030 | NaturalGas |  | 0.033183 | 0.038158 | 0.054764 | 0.1261 | 0 | 0 | 0 | 0 | 0 | 0 | 0 | 0 | 0 | 0 | 0 | 0 | 3.998 | 4.5973 | 6.598 | 15.1933 | 2.9347 | 3.3746 | 4.8432 | 11.1524 | 3.5092e-09 | 4.0352e-09 | 5.7913e-09 | 1.3336e-08 | 0.0013505 | 0.001553 | 0.0022288 | 0.0051323 | 0 | 0 | 0 | 0 | 0 | 0 | 0 | 0 | 0.12608 | 0.0035165 | 0.0040436 | 0.0058034 | 0.013363 | 0.21421 | 0.10888 | 0.11442 | 0.43751 | 0 | 2.8
50743_B_2 | NY_Zone J (NYC) | New York | 36 | Kings | 47 | 50743 | 2 | Starrett City Cogen Facility | 8300 | 1974 | 9999 | O/G Steam |  |  |  | LNB |  | Fossil | B | 2030 | NaturalGas |  | 0.033183 | 0.038158 | 0.054764 | 0.1261 | 0 | 0 | 0 | 0 | 0 | 0 | 0 | 0 | 0 | 0 | 0 | 0 | 3.998 | 4.5973 | 6.598 | 15.1933 | 2.9347 | 3.3746 | 4.8432 | 11.1524 | 3.5092e-09 | 4.0352e-09 | 5.7913e-09 | 1.3336e-08 | 0.0013505 | 0.001553 | 0.0022288 | 0.0051323 | 0 | 0 | 0 | 0 | 0 | 0 | 0 | 0 | 0.12608 | 0.0035165 | 0.0040436 | 0.0058034 | 0.013363 | 0.21421 | 0.10888 | 0.11442 | 0.43751 | 0 | 2.8
50743_B_3 | NY_Zone J (NYC) | New York | 36 | Kings | 47 | 50743 | 3 | Starrett City Cogen Facility | 8300 | 1974 | 9999 | O/G Steam |  |  |  | LNB |  | Fossil | B | 2030 | NaturalGas |  | 0.033183 | 0.038158 | 0.054764 | 0.1261 | 0 | 0 | 0 | 0 | 0 | 0 | 0 | 0 | 0 | 0 | 0 | 0 | 3.998 | 4.5973 | 6.598 | 15.1933 | 2.9347 | 3.3746 | 4.8432 | 11.1524 | 3.5092e-09 | 4.0352e-09 | 5.7913e-09 | 1.3336e-08 | 0.0013505 | 0.001553 | 0.0022288 | 0.0051323 | 0 | 0 | 0 | 0 | 0 | 0 | 0 | 0 | 0.12608 | 0.0035165 | 0.0040436 | 0.0058034 | 0.013363 | 0.21421 | 0.10888 | 0.11442 | 0.43751 | 0 | 2.8
50743_B_4 | NY_Zone J (NYC) | New York | 36 | Kings | 47 | 50743 | 4 | Starrett City Cogen Facility | 8300 | 1974 | 9999 | O/G Steam |  |  |  | LNB |  | Fossil | B | 2030 | NaturalGas |  | 0.033183 | 0.038158 | 0.054764 | 0.1261 | 0 | 0 | 0 | 0 | 0 | 0 | 0 | 0 | 0 | 0 | 0 | 0 | 3.998 | 4.5973 | 6.598 | 15.1933 | 2.9347 | 3.3746 | 4.8432 | 11.1524 | 3.5092e-09 | 4.0352e-09 | 5.7913e-09 | 1.3336e-08 | 0.0013505 | 0.001553 | 0.0022288 | 0.0051323 | 0 | 0 | 0 | 0 | 0 | 0 | 0 | 0 | 0.12608 | 0.0035165 | 0.0040436 | 0.0058034 | 0.013363 | 0.21421 | 0.10888 | 0.11442 | 0.43751 | 0 | 2.8
50743_G_GEN3 | NY_Zone J (NYC) | New York | 36 | Kings | 47 | 50743 | GEN3 | Starrett City Cogen Facility | 8700 | 1974 | 9999 | Combustion Turbine | [5 empty] | Fossil | G | 2030 | Oil |  | 0 | 0 | 0 | 0 | 0 | 0 | 0 | 0 | 0 | 0 | 0 | 0 | 0 | 0 | 0 | 0 | 0 | 0 | 0 | 0 | 0 | 0 | 0 | 0 | 0 | 0 | 0 | 0 | 0 | 0 | 0 | 0 | 0 | 0 | 0 | 0 | 0 | 0 | 0 | 0 | 0.094922 | 0 | 0 | 0 | 0 | 0 | 0 | 0 | 0 | 0 | 2
50743_G_GEN4 | NY_Zone J (NYC) | New York | 36 | Kings | 47 | 50743 | GEN4 | Starrett City Cogen Facility | 8700 | 1974 | 9999 | Combustion Turbine | [5 empty] | Fossil | G | 2030 | Oil |  | 0 | 0 | 0 | 0 | 0 | 0 | 0 | 0 | 0 | 0 | 0 | 0 | 0 | 0 | 0 | 0 | 0 | 0 | 0 | 0 | 0 | 0 | 0 | 0 | 0 | 0 | 0 | 0 | 0 | 0 | 0 | 0 | 0 | 0 | 0 | 0 | 0 | 0 | 0 | 0 | 0.094922 | 0 | 0 | 0 | 0 | 0 | 0 | 0 | 0 | 0 | 2
50743_G_GEN5 | NY_Zone J (NYC) | New York | 36 | Kings | 47 | 50743 | GEN5 | Starrett City Cogen Facility | 8700 | 1974 | 9999 | Combustion Turbine | [5 empty] | Fossil | G | 2030 | Oil |  | 0 | 0 | 0 | 0 | 0 | 0 | 0 | 0 | 0 | 0 | 0 | 0 | 0 | 0 | 0 | 0 | 0 | 0 | 0 | 0 | 0 | 0 | 0 | 0 | 0 | 0 | 0 | 0 | 0 | 0 | 0 | 0 | 0 | 0 | 0 | 0 | 0 | 0 | 0 | 0 | 0.094922 | 0 | 0 | 0 | 0 | 0 | 0 | 0 | 0 | 0 | 2
50744_G_GEN1 | NY_Zone C&E | New York | 36 | Oneida | 65 | 50744 | GEN1 | Sterling Power Plant | 9569 | 1991 | 9999 | Combined Cycle |  |  |  | STM |  | Fossil | G | 2030 | NaturalGas |  | 0.65278 | 0 | 0.25392 | 0.9067 | 0 | 0 | 0 | 0 | 0 | 0 | 0 | 0 | 0 | 0 | 0 | 0 | 68.2185 | 0 | 26.5356 | 94.7541 | 38.2139 | 0 | 14.8644 | 53.0784 | 4.5695e-08 | 0 | 1.7774e-08 | 6.3469e-08 | 0.0379 | 0 | 0.014742 | 0.052642 | 0 | 0 | 0 | 0 | 0 | 0 | 0 | 0 | 1.4944 | 0.14571 | 0 | 0.084553 | 0.23026 | 1.9578 | 0 | 0.46793 | 2.4257 | 0 | 38.8
50744_G_GEN2 | NY_Zone C&E | New York | 36 | Oneida | 65 | 50744 | GEN2 | Sterling Power Plant | 9569 | 1991 | 9999 | Combined Cycle |  |  |  | STM |  | Fossil | G | 2030 | NaturalGas |  | 0.26919 | 0 | 0.10471 | 0.3739 | 0 | 0 | 0 | 0 | 0 | 0 | 0 | 0 | 0 | 0 | 0 | 0 | 28.1314 | 0 | 10.9425 | 39.0739 | 15.7583 | 0 | 6.1297 | 21.888 | 1.8843e-08 | 0 | 7.3296e-09 | 2.6173e-08 | 0.015629 | 0 | 0.0060793 | 0.021708 | 0 | 0 | 0 | 0 | 0 | 0 | 0 | 0 | 0.61626 | 0.060085 | 0 | 0.034867 | 0.094952 | 0.80734 | 0 | 0.19296 | 1.0003 | 0 | 16
50744_G_GEN3 | NY_Zone C&E | New York | 36 | Oneida | 65 | 50744 | GEN3 | Sterling Power Plant | 25000 | 1991 | 9999 | Combustion Turbine | [5 empty] | Fossil | G | 2030 | Oil |  | 0 | 0 | 0 | 0 | 0 | 0 | 0 | 0 | 0 | 0 | 0 | 0 | 0 | 0 | 0 | 0 | 0 | 0 | 0 | 0 | 0 | 0 | 0 | 0 | 0 | 0 | 0 | 0 | 0 | 0 | 0 | 0 | 0 | 0 | 0 | 0 | 0 | 0 | 0 | 0 | 0.029625 | 0 | 0 | 0 | 0 | 0 | 0 | 0 | 0 | 0 | 1.1
50748_G_GEN1 | WECC_Northern California (not including BANC) | California | 6 | Santa Clara | 85 | 50748 | GEN1 | Agnews Power Plant | 9203 | 1990 | 9999 | Combined Cycle | [5 empty] | Fossil | G | 2030 | NaturalGas |  | 0 | 0 | 0.022976 | 0.022976 | 0 | 0 | 0 | 0 | 0 | 0 | 0 | 0 | 0 | 0 | 0 | 0 | 0 | 0 | 2.4965 | 2.4965 | 0 | 0 | 1.345 | 1.345 | 0 | 0 | 1.6083e-09 | 1.6083e-09 | 0 | 0 | 0.00047387 | 0.00047387 | 0 | 0 | 0 | 0 | 0 | 0 | 0 | 0 | 0.96181 | 0 | 0 | 0.0099136 | 0.0099136 | 0 | 0 | 0.064385 | 0.064385 | 0 | 24.4
50748_G_GEN2 | WECC_Northern California (not including BANC) | California | 6 | Santa Clara | 85 | 50748 | GEN2 | Agnews Power Plant | 9203 | 1990 | 9999 | Combined Cycle | [5 empty] | Fossil | G | 2030 | NaturalGas |  | 0 | 0 | 0.0068738 | 0.0068738 | 0 | 0 | 0 | 0 | 0 | 0 | 0 | 0 | 0 | 0 | 0 | 0 | 0 | 0 | 0.74691 | 0.74691 | 0 | 0 | 0.40239 | 0.40239 | 0 | 0 | 4.8117e-10 | 4.8117e-10 | 0 | 0 | 0.00014177 | 0.00014177 | 0 | 0 | 0 | 0 | 0 | 0 | 0 | 0 | 0.28775 | 0 | 0 | 0.0029659 | 0.0029659 | 0 | 0 | 0.019263 | 0.019263 | 0 | 7.3
50750_G_GEN1 | WECC_Northern California (not including BANC) | California | 6 | Fresno | 19 | 50750 | GEN1 | Coalinga Cogeneration Facility | 8700 | 1988 | 9999 | Combustion Turbine | [5 empty] | Fossil | G | 2030 | NaturalGas |  | 0 | 0 | 0 | 0 | 0 | 0 | 0 | 0 | 0 | 0 | 0 | 0 | 0 | 0 | 0 | 0 | 0 | 0 | 0 | 0 | 0 | 0 | 0 | 0 | 0 | 0 | 0 | 0 | 0 | 0 | 0 | 0 | 0 | 0 | 0 | 0 | 0 | 0 | 0 | 0 | 0.14939 | 0 | 0 | 0 | 0 | 0 | 0 | 0 | 0 | 0 | 3.2
50750_G_GEN2 | WECC_Northern California (not including BANC) | California | 6 | Fresno | 19 | 50750 | GEN2 | Coalinga Cogeneration Facility | 8700 | 1988 | 9999 | Combustion Turbine | [5 empty] | Fossil | G | 2030 | NaturalGas |  | 0 | 0 | 0 | 0 | 0 | 0 | 0 | 0 | 0 | 0 | 0 | 0 | 0 | 0 | 0 | 0 | 0 | 0 | 0 | 0 | 0 | 0 | 0 | 0 | 0 | 0 | 0 | 0 | 0 | 0 | 0 | 0 | 0 | 0 | 0 | 0 | 0 | 0 | 0 | 0 | 0.14939 | 0 | 0 | 0 | 0 | 0 | 0 | 0 | 0 | 0 | 3.2
50751_G_GTG1 | WECC_Northern California (not including BANC) | California | 6 | Kern | 29 | 50751 | GTG1 | Southeast Kern River Cogen | 8700 | 1989 | 9999 | Combustion Turbine | [5 empty] | Fossil | G | 2030 | NaturalGas |  | 0 | 0 | 0 | 0 | 0 | 0 | 0 | 0 | 0 | 0 | 0 | 0 | 0 | 0 | 0 | 0 | 0 | 0 | 0 | 0 | 0 | 0 | 0 | 0 | 0 | 0 | 0 | 0 | 0 | 0 | 0 | 0 | 0 | 0 | 0 | 0 | 0 | 0 | 0 | 0 | 0.97104 | 0 | 0 | 0 | 0 | 0 | 0 | 0 | 0 | 0 | 20.8
50754_G_GEN1 | WECC_Southern California Edison | California | 6 | Kern | 29 | 50754 | GEN1 | Oak Creek Energy Systems I | 0 | 1982 | 9999 | Onshore Wind | [5 empty] | Non-Fossil | G | 2030 | Wind |  | 0 | 0 | 0 | 0 | 0 | 0 | 0 | 0 | 0 | 0 | 0 | 0 | 0 | 0 | 0 | 0 | 1.1763 | 2.4243 | 4.3493 | 7.9499 | 0 | 0 | 0 | 0 | 0 | 0 | 0 | 0 | 0 | 0 | 0 | 0 | 0 | 0 | 0 | 0 | 0 | 0 | 0 | 0 | 0.149 | 0 | 0 | 0 | 0 | 0 | 0 | 0 | 0 | 0 | 3.5
50754_G_GEN2 | WECC_Southern California Edison | California | 6 | Kern | 29 | 50754 | GEN2 | Oak Creek Energy Systems I | 0 | 1993 | 9999 | Onshore Wind | [5 empty] | Non-Fossil | G | 2030 | Wind |  | 0 | 0 | 0 | 0 | 0 | 0 | 0 | 0 | 0 | 0 | 0 | 0 | 0 | 0 | 0 | 0 | 1.4116 | 2.9092 | 5.2191 | 9.5399 | 0 | 0 | 0 | 0 | 0 | 0 | 0 | 0 | 0 | 0 | 0 | 0 | 0 | 0 | 0 | 0 | 0 | 0 | 0 | 0 | 0.17879 | 0 | 0 | 0 | 0 | 0 | 0 | 0 | 0 | 0 | 4.2
50754_G_GEN3 | WECC_Southern California Edison | California | 6 | Kern | 29 | 50754 | GEN3 | Oak Creek Energy Systems I | 0 | 1999 | 9999 | Onshore Wind | [5 empty] | Non-Fossil | G | 2030 | Wind |  | 0 | 0 | 0 | 0 | 0 | 0 | 0 | 0 | 0 | 0 | 0 | 0 | 0 | 0 | 0 | 0 | 7.7638 | 16.0006 | 28.7053 | 52.4696 | 0 | 0 | 0 | 0 | 0 | 0 | 0 | 0 | 0 | 0 | 0 | 0 | 0 | 0 | 0 | 0 | 0 | 0 | 0 | 0 | 0.98337 | 0 | 0 | 0 | 0 | 0 | 0 | 0 | 0 | 0 | 23.1
50754_G_GEN4 | WECC_Southern California Edison | California | 6 | Kern | 29 | 50754 | GEN4 | Oak Creek Energy Systems I | 0 | 1999 | 9999 | Onshore Wind | [5 empty] | Non-Fossil | G | 2030 | Wind |  | 0 | 0 | 0 | 0 | 0 | 0 | 0 | 0 | 0 | 0 | 0 | 0 | 0 | 0 | 0 | 0 | 1.2435 | 2.5629 | 4.5978 | 8.4042 | 0 | 0 | 0 | 0 | 0 | 0 | 0 | 0 | 0 | 0 | 0 | 0 | 0 | 0 | 0 | 0 | 0 | 0 | 0 | 0 | 0.15751 | 0 | 0 | 0 | 0 | 0 | 0 | 0 | 0 | 0 | 3.7
50755_G_GEN1 | WECC_Northern California (not including BANC) | California | 6 | Calaveras | 9 | 50755 | GEN1 | New Hogan Power Plant | 0 | 1989 | 9999 | Hydro | [5 empty] | Non-Fossil | G | 2030 | Hydro |  | 0 | 0 | 0 | 0 | 0 | 0 | 0 | 0 | 0 | 0 | 0 | 0 | 0 | 0 | 0 | 0 | 0.94018 | 1.4993 | 2.8412 | 5.2807 | 0 | 0 | 0 | 0 | 0 | 0 | 0 | 0 | 0 | 0 | 0 | 0 | 0 | 0 | 0 | 0 | 0 | 0 | 0 | 0 | 0.030036 | 0.0013068 | 0.0020841 | 0.0039493 | 0.0073402 | 0 | 0 | 0 | 0 | 0 | 1.9
50755_G_GEN2 | WECC_Northern California (not including BANC) | California | 6 | Calaveras | 9 | 50755 | GEN2 | New Hogan Power Plant | 0 | 1989 | 9999 | Hydro | [5 empty] | Non-Fossil | G | 2030 | Hydro |  | 0 | 0 | 0 | 0 | 0 | 0 | 0 | 0 | 0 | 0 | 0 | 0 | 0 | 0 | 0 | 0 | 0.44535 | 0.7102 | 1.3458 | 2.5014 | 0 | 0 | 0 | 0 | 0 | 0 | 0 | 0 | 0 | 0 | 0 | 0 | 0 | 0 | 0 | 0 | 0 | 0 | 0 | 0 | 0.014227 | 0.00061903 | 0.00098718 | 0.0018707 | 0.0034769 | 0 | 0 | 0 | 0 | 0 | 0.9
50758_G_GEN1 | ISONE_Maine | Maine | 23 | Sagadahoc | 23 | 50758 | GEN1 | Pejepscot Hydroelectric Project | 0 | 1987 | 9999 | Hydro | [5 empty] | Non-Fossil | G | 2030 | Hydro |  | 0 | 0 | 0 | 0 | 0 | 0 | 0 | 0 | 0 | 0 | 0 | 0 | 0 | 0 | 0 | 0 | 18.2485 | 23.8429 | 26.8318 | 68.9232 | 0 | 0 | 0 | 0 | 0 | 0 | 0 | 0 | 0 | 0 | 0 | 0 | 0 | 0 | 0 | 0 | 0 | 0 | 0 | 0 | 0.18496 | 0.025365 | 0.033142 | 0.037296 | 0.095803 | 0 | 0 | 0 | 0 | 0 | 11.7
50758_G_GEN2 | ISONE_Maine | Maine | 23 | Sagadahoc | 23 | 50758 | GEN2 | Pejepscot Hydroelectric Project | 0 | 1987 | 9999 | Hydro | [5 empty] | Non-Fossil | G | 2030 | Hydro |  | 0 | 0 | 0 | 0 | 0 | 0 | 0 | 0 | 0 | 0 | 0 | 0 | 0 | 0 | 0 | 0 | 0.62388 | 0.81514 | 0.91733 | 2.3563 | 0 | 0 | 0 | 0 | 0 | 0 | 0 | 0 | 0 | 0 | 0 | 0 | 0 | 0 | 0 | 0 | 0 | 0 | 0 | 0 | 0.0063233 | 0.00086719 | 0.001133 | 0.0012751 | 0.0032753 | 0 | 0 | 0 | 0 | 0 | 0.4
50758_G_GEN3 | ISONE_Maine | Maine | 23 | Sagadahoc | 23 | 50758 | GEN3 | Pejepscot Hydroelectric Project | 0 | 1987 | 9999 | Hydro | [5 empty] | Non-Fossil | G | 2030 | Hydro |  | 0 | 0 | 0 | 0 | 0 | 0 | 0 | 0 | 0 | 0 | 0 | 0 | 0 | 0 | 0 | 0 | 0.46791 | 0.61136 | 0.688 | 1.7673 | 0 | 0 | 0 | 0 | 0 | 0 | 0 | 0 | 0 | 0 | 0 | 0 | 0 | 0 | 0 | 0 | 0 | 0 | 0 | 0 | 0.0047425 | 0.00065039 | 0.00084979 | 0.00095631 | 0.0024565 | 0 | 0 | 0 | 0 | 0 | 0.3
50758_G_GEN4 | ISONE_Maine | Maine | 23 | Sagadahoc | 23 | 50758 | GEN4 | Pejepscot Hydroelectric Project | 0 | 1987 | 9999 | Hydro | [5 empty] | Non-Fossil | G | 2030 | Hydro |  | 0 | 0 | 0 | 0 | 0 | 0 | 0 | 0 | 0 | 0 | 0 | 0 | 0 | 0 | 0 | 0 | 0.77985 | 1.0189 | 1.1467 | 2.9454 | 0 | 0 | 0 | 0 | 0 | 0 | 0 | 0 | 0 | 0 | 0 | 0 | 0 | 0 | 0 | 0 | 0 | 0 | 0 | 0 | 0.0079041 | 0.001084 | 0.0014163 | 0.0015939 | 0.0040942 | 0 | 0 | 0 | 0 | 0 | 0.5
50759_G_GEN1 | NY_Zone C&E | New York | 36 | Jefferson | 45 | 50759 | GEN1 | West End Dam Hydroelectric Project | 0 | 1985 | 9999 | Hydro | [5 empty] | Non-Fossil | G | 2030 | Hydro |  | 0 | 0 | 0 | 0 | 0 | 0 | 0 | 0 | 0 | 0 | 0 | 0 | 0 | 0 | 0 | 0 | 2.3023 | 3.1166 | 3.848 | 9.2669 | 0 | 0 | 0 | 0 | 0 | 0 | 0 | 0 | 0 | 0 | 0 | 0 | 0 | 0 | 0 | 0 | 0 | 0 | 0 | 0 | 0.033197 | 0.0032002 | 0.004332 | 0.0053487 | 0.012881 | 0 | 0 | 0 | 0 | 0 | 2.1
50759_G_GEN2 | NY_Zone C&E | New York | 36 | Jefferson | 45 | 50759 | GEN2 | West End Dam Hydroelectric Project | 0 | 1985 | 9999 | Hydro | [5 empty] | Non-Fossil | G | 2030 | Hydro |  | 0 | 0 | 0 | 0 | 0 | 0 | 0 | 0 | 0 | 0 | 0 | 0 | 0 | 0 | 0 | 0 | 2.3023 | 3.1166 | 3.848 | 9.2669 | 0 | 0 | 0 | 0 | 0 | 0 | 0 | 0 | 0 | 0 | 0 | 0 | 0 | 0 | 0 | 0 | 0 | 0 | 0 | 0 | 0.033197 | 0.0032002 | 0.004332 | 0.0053487 | 0.012881 | 0 | 0 | 0 | 0 | 0 | 2.1
50765_G_1 | WECC_Northern Nevada | Nevada | 32 | Churchill | 1 | 50765 | 1 | Stillwater Facility | 0 | 2012 | 9999 | Solar PV | [5 empty] | Non-Fossil | G | 2030 | Solar |  | 0 | 0 | 0 | 0 | 0 | 0 | 0 | 0 | 0 | 0 | 0 | 0 | 0 | 0 | 0 | 0 | 7.2302 | 14.8877 | 23.387 | 45.5049 | 0 | 0 | 0 | 0 | 0 | 0 | 0 | 0 | 0 | 0 | 0 | 0 | 0 | 0 | 0 | 0 | 0 | 0 | 0 | 0 | 0.97689 | 0 | 0 | 0 | 0 | 0 | 0 | 0 | 0 | 0 | 21.8
50765_G_1-1 | WECC_Northern Nevada | Nevada | 32 | Churchill | 1 | 50765 | 1-1 | Stillwater Facility | 9771 | 2009 | 9999 | Geothermal | [5 empty] | Non-Fossil | G | 2030 | Geothermal |  | 0.18071 | 0.22874 | 0.26524 | 0.67469 | 0 | 0 | 0 | 0 | 0 | 0 | 0 | 0 | 0 | 0 | 0 | 0 | 18.494 | 23.41 | 27.1459 | 69.05 | 0 | 0 | 0 | 0 | 0.00032982 | 0.00041749 | 0.00048412 | 0.0012314 | 0 | 0 | 0 | 0 | 0 | 0 | 0 | 0 | 0 | 0 | 0 | 0 | 1.3773 | 0.021453 | 0.027156 | 0.031489 | 0.080098 | 0 | 0 | 0 | 0 | 0 | 10.1
50765_G_1-2 | WECC_Northern Nevada | Nevada | 32 | Churchill | 1 | 50765 | 1-2 | Stillwater Facility | 9771 | 2009 | 9999 | Geothermal | [5 empty] | Non-Fossil | G | 2030 | Geothermal |  | 0.18071 | 0.22874 | 0.26524 | 0.67469 | 0 | 0 | 0 | 0 | 0 | 0 | 0 | 0 | 0 | 0 | 0 | 0 | 18.494 | 23.41 | 27.1459 | 69.05 | 0 | 0 | 0 | 0 | 0.00032982 | 0.00041749 | 0.00048412 | 0.0012314 | 0 | 0 | 0 | 0 | 0 | 0 | 0 | 0 | 0 | 0 | 0 | 0 | 1.3773 | 0.021453 | 0.027156 | 0.031489 | 0.080098 | 0 | 0 | 0 | 0 | 0 | 10.1
50765_G_2-1 | WECC_Northern Nevada | Nevada | 32 | Churchill | 1 | 50765 | 2-1 | Stillwater Facility | 9771 | 2009 | 9999 | Geothermal | [5 empty] | Non-Fossil | G | 2030 | Geothermal |  | 0.18071 | 0.22874 | 0.26524 | 0.67469 | 0 | 0 | 0 | 0 | 0 | 0 | 0 | 0 | 0 | 0 | 0 | 0 | 18.494 | 23.41 | 27.1459 | 69.05 | 0 | 0 | 0 | 0 | 0.00032982 | 0.00041749 | 0.00048412 | 0.0012314 | 0 | 0 | 0 | 0 | 0 | 0 | 0 | 0 | 0 | 0 | 0 | 0 | 1.3773 | 0.021453 | 0.027156 | 0.031489 | 0.080098 | 0 | 0 | 0 | 0 | 0 | 10.1
50765_G_2-2 | WECC_Northern Nevada | Nevada | 32 | Churchill | 1 | 50765 | 2-2 | Stillwater Facility | 9771 | 2009 | 9999 | Geothermal | [5 empty] | Non-Fossil | G | 2030 | Geothermal |  | 0.18071 | 0.22874 | 0.26524 | 0.67469 | 0 | 0 | 0 | 0 | 0 | 0 | 0 | 0 | 0 | 0 | 0 | 0 | 18.494 | 23.41 | 27.1459 | 69.05 | 0 | 0 | 0 | 0 | 0.00032982 | 0.00041749 | 0.00048412 | 0.0012314 | 0 | 0 | 0 | 0 | 0 | 0 | 0 | 0 | 0 | 0 | 0 | 0 | 1.3773 | 0.021453 | 0.027156 | 0.031489 | 0.080098 | 0 | 0 | 0 | 0 | 0 | 10.1
50766_G_ITLU1 | WECC_Imperial Irrigation District (IID) | California | 6 | Imperial | 25 | 50766 | ITLU1 | Ormesa I | 9771 | 2003 | 9999 | Geothermal | [5 empty] | Non-Fossil | G | 2030 | Geothermal |  | 0.12631 | 0.16856 | 0.21454 | 0.50941 | 0 | 0 | 0 | 0 | 0 | 0 | 0 | 0 | 0 | 0 | 0 | 0 | 12.9269 | 17.2511 | 21.9572 | 52.1352 | 0 | 0 | 0 | 0 | 0.00023367 | 0.00031184 | 0.00039691 | 0.00094241 | 0 | 0 | 0 | 0 | 0 | 0 | 0 | 0 | 0 | 0 | 0 | 0 | 1.0909 | 0.014995 | 0.020011 | 0.02547 | 0.060477 | 0 | 0 | 0 | 0 | 0 | 8
50766_G_ITLU2 | WECC_Imperial Irrigation District (IID) | California | 6 | Imperial | 25 | 50766 | ITLU2 | Ormesa I | 9771 | 2003 | 9999 | Geothermal | [5 empty] | Non-Fossil | G | 2030 | Geothermal |  | 0.12631 | 0.16856 | 0.21454 | 0.50941 | 0 | 0 | 0 | 0 | 0 | 0 | 0 | 0 | 0 | 0 | 0 | 0 | 12.9269 | 17.2511 | 21.9572 | 52.1352 | 0 | 0 | 0 | 0 | 0.00023367 | 0.00031184 | 0.00039691 | 0.00094241 | 0 | 0 | 0 | 0 | 0 | 0 | 0 | 0 | 0 | 0 | 0 | 0 | 1.0909 | 0.014995 | 0.020011 | 0.02547 | 0.060477 | 0 | 0 | 0 | 0 | 0 | 8
50766_G_OE31 | WECC_Imperial Irrigation District (IID) | California | 6 | Imperial | 25 | 50766 | OE31 | Ormesa I | 9771 | 1986 | 9999 | Geothermal | [5 empty] | Non-Fossil | G | 2030 | Geothermal |  | 0.012631 | 0.016856 | 0.021454 | 0.050941 | 0 | 0 | 0 | 0 | 0 | 0 | 0 | 0 | 0 | 0 | 0 | 0 | 1.2927 | 1.7251 | 2.1957 | 5.2135 | 0 | 0 | 0 | 0 | 2.3367e-05 | 3.1184e-05 | 3.9691e-05 | 9.4241e-05 | 0 | 0 | 0 | 0 | 0 | 0 | 0 | 0 | 0 | 0 | 0 | 0 | 0.10909 | 0.0014995 | 0.0020011 | 0.002547 | 0.0060477 | 0 | 0 | 0 | 0 | 0 | 0.8
50766_G_OE32 | WECC_Imperial Irrigation District (IID) | California | 6 | Imperial | 25 | 50766 | OE32 | Ormesa I | 9771 | 1986 | 9999 | Geothermal | [5 empty] | Non-Fossil | G | 2030 | Geothermal |  | 0.012631 | 0.016856 | 0.021454 | 0.050941 | 0 | 0 | 0 | 0 | 0 | 0 | 0 | 0 | 0 | 0 | 0 | 0 | 1.2927 | 1.7251 | 2.1957 | 5.2135 | 0 | 0 | 0 | 0 | 2.3367e-05 | 3.1184e-05 | 3.9691e-05 | 9.4241e-05 | 0 | 0 | 0 | 0 | 0 | 0 | 0 | 0 | 0 | 0 | 0 | 0 | 0.10909 | 0.0014995 | 0.0020011 | 0.002547 | 0.0060477 | 0 | 0 | 0 | 0 | 0 | 0.8
50768_G_1 | NY_Zone C&E | New York | 36 | Oneida | 65 | 50768 | 1 | Forestport | 0 | 1987 | 9999 | Hydro | [5 empty] | Non-Fossil | G | 2030 | Hydro |  | 0 | 0 | 0 | 0 | 0 | 0 | 0 | 0 | 0 | 0 | 0 | 0 | 0 | 0 | 0 | 0 | 4.1137 | 5.5678 | 6.8839 | 16.5654 | 0 | 0 | 0 | 0 | 0 | 0 | 0 | 0 | 0 | 0 | 0 | 0 | 0 | 0 | 0 | 0 | 0 | 0 | 0 | 0 | 0.053748 | 0.005718 | 0.0077392 | 0.0095686 | 0.023026 | 0 | 0 | 0 | 0 | 0 | 3.4
50770_B_B1 | MISO_Lower Michigan | Michigan | 26 | Missaukee | 113 | 50770 | B1 | Viking Energy of McBain | 13500 | 1989 | 9999 | Biomass |  |  | ESPC + Cyclone | LA + OFA |  | Non-Fossil | B | 2030 |  | Biomass Retirement | 0 | 0 | 0 | 0 | 0 | 0 | 0 | 0 | 0 | 0 | 0 | 0 | 0 | 0 | 0 | 0 | 0 | 0 | 0 | 0 | 0 | 0 | 0 | 0 | 0 | 0 | 0 | 0 | 0 | 0 | 0 | 0 | 0 | 0 | 0 | 0 | 0 | 0 | 0 | 0 | 0 | 0 | 0 | 0 | 0 | 0 | 0 | 0 | 0 | 0 | 16.3
50772_B_B1 | MISO_Lower Michigan | Michigan | 26 | Alcona | 1 | 50772 | B1 | Viking Energy of Lincoln | 13500 | 1989 | 9999 | Biomass |  |  | ESPC + Cyclone | LA + OFA |  | Non-Fossil | B | 2030 |  | Biomass Retirement | 0 | 0 | 0 | 0 | 0 | 0 | 0 | 0 | 0 | 0 | 0 | 0 | 0 | 0 | 0 | 0 | 0 | 0 | 0 | 0 | 0 | 0 | 0 | 0 | 0 | 0 | 0 | 0 | 0 | 0 | 0 | 0 | 0 | 0 | 0 | 0 | 0 | 0 | 0 | 0 | 0 | 0 | 0 | 0 | 0 | 0 | 0 | 0 | 0 | 0 | 16.3
50776_B_BLR1 | PJM_Western MAAC | Pennsylvania | 42 | Carbon | 25 | 50776 | BLR1 | Panther Creek Energy Facility | 14141 | 1992 | 9999 | Coal Steam | FBC | dry | Baghouse + Reagent Injection + SNCR + DSI | CF + NH3 | Reagent Injection | Fossil | B | 2030 | Waste Coal |  | 0 | 0 | 0 | 0 | 0 | 0 | 0 | 0 | 0 | 0 | 0 | 0 | 0 | 0 | 0 | 0 | 0 | 0 | 0 | 0 | 0 | 0 | 0 | 0 | 0 | 0 | 0 | 0 | 0 | 0 | 0 | 0 | 0 | 0 | 0 | 0 | 0 | 0 | 0 | 0 | 1.3328 | 0 | 0 | 0 | 0 | 0 | 0 | 0 | 0 | 0 | 42 | SNCR / DSI
50776_B_BLR2 | PJM_Western MAAC | Pennsylvania | 42 | Carbon | 25 | 50776 | BLR2 | Panther Creek Energy Facility | 14141 | 1992 | 9999 | Coal Steam | FBC | dry | Baghouse + Reagent Injection + SNCR + DSI | CF + NH3 | Reagent Injection | Fossil | B | 2030 | Waste Coal |  | 0 | 0 | 0 | 0 | 0 | 0 | 0 | 0 | 0 | 0 | 0 | 0 | 0 | 0 | 0 | 0 | 0 | 0 | 0 | 0 | 0 | 0 | 0 | 0 | 0 | 0 | 0 | 0 | 0 | 0 | 0 | 0 | 0 | 0 | 0 | 0 | 0 | 0 | 0 | 0 | 1.3328 | 0 | 0 | 0 | 0 | 0 | 0 | 0 | 0 | 0 | 42 | SNCR / DSI
50799_G_GEN1 | PJM_EMAAC | New Jersey | 34 | Middlesex | 23 | 50799 | GEN1 | Parlin Power Plant | 10070 | 1991 | 9999 | Combined Cycle |  |  | SCR | STM |  | Fossil | G | 2030 | NaturalGas |  | 0.0050025 | 0.0038255 | 0.059377 | 0.068205 | 0 | 0 | 0 | 0 | 0 | 0 | 0 | 0 | 0 | 0 | 0 | 0 | 0.49678 | 0.37989 | 5.8964 | 6.7731 | 0.29285 | 0.22394 | 3.4759 | 3.9927 | 3.5018e-10 | 2.6778e-10 | 4.1564e-09 | 4.7743e-09 | 0.00016759 | 0.00012816 | 0.00035548 | 0.00065122 | 0 | 0 | 0 | 0 | 0 | 0 | 0 | 0 | 1.4601 | 0.0020685 | 0.0015818 | 0.024294 | 0.027944 | 0.016082 | 0.0092046 | 0.12511 | 0.1504 | 0 | 35.9 | SCR
50799_G_GEN2 | PJM_EMAAC | New Jersey | 34 | Middlesex | 23 | 50799 | GEN2 | Parlin Power Plant | 10070 | 1991 | 9999 | Combined Cycle |  |  | SCR | STM |  | Fossil | G | 2030 | NaturalGas |  | 0.0052255 | 0.003996 | 0.062023 | 0.071245 | 0 | 0 | 0 | 0 | 0 | 0 | 0 | 0 | 0 | 0 | 0 | 0 | 0.51892 | 0.39682 | 6.1592 | 7.0749 | 0.3059 | 0.23392 | 3.6308 | 4.1707 | 3.6578e-10 | 2.7972e-10 | 4.3416e-09 | 4.9871e-09 | 0.00017581 | 0.00013444 | 0.00037292 | 0.00068317 | 0 | 0 | 0 | 0 | 0 | 0 | 0 | 0 | 1.5252 | 0.0021606 | 0.0016523 | 0.025377 | 0.02919 | 0.016798 | 0.0096149 | 0.13069 | 0.1571 | 0 | 37.5 | SCR
50799_G_GEN3 | PJM_EMAAC | New Jersey | 34 | Middlesex | 23 | 50799 | GEN3 | Parlin Power Plant | 10070 | 1991 | 9999 | Combined Cycle |  |  | SCR | STM |  | Fossil | G | 2030 | NaturalGas |  | 0.0028705 | 0.0021951 | 0.034071 | 0.039137 | 0 | 0 | 0 | 0 | 0 | 0 | 0 | 0 | 0 | 0 | 0 | 0 | 0.28506 | 0.21799 | 3.3835 | 3.8865 | 0.16804 | 0.1285 | 1.9945 | 2.2911 | 2.0094e-10 | 1.5366e-10 | 2.385e-09 | 2.7396e-09 | 9.6165e-05 | 7.3538e-05 | 0.0011414 | 0.0013111 | 0 | 0 | 0 | 0 | 0 | 0 | 0 | 0 | 0.83785 | 0.0011869 | 0.00090764 | 0.01394 | 0.016035 | 0.0092278 | 0.0052818 | 0.071792 | 0.086301 | 0 | 20.6 | SCR
50799_G_GEN4 | PJM_EMAAC | New Jersey | 34 | Middlesex | 23 | 50799 | GEN4 | Parlin Power Plant | 10070 | 1991 | 9999 | Combined Cycle |  |  | SCR | STM |  | Fossil | G | 2030 | NaturalGas |  | 0.0028705 | 0.0021951 | 0.034071 | 0.039137 | 0 | 0 | 0 | 0 | 0 | 0 | 0 | 0 | 0 | 0 | 0 | 0 | 0.28506 | 0.21799 | 3.3835 | 3.8865 | 0.16804 | 0.1285 | 1.9945 | 2.2911 | 2.0094e-10 | 1.5366e-10 | 2.385e-09 | 2.7396e-09 | 9.6579e-05 | 7.3854e-05 | 0.0011463 | 0.0013168 | 0 | 0 | 0 | 0 | 0 | 0 | 0 | 0 | 0.83785 | 0.0011869 | 0.00090764 | 0.01394 | 0.016035 | 0.0092278 | 0.0052818 | 0.071792 | 0.086301 | 0 | 20.6 | SCR
508_G_T1-T3 | WECC_Colorado | Colorado | 8 | Prowers | 99 | 508 | T1-T3 | Lamar Plant | 0 | 2004 | 9999 | Onshore Wind | [5 empty] | Non-Fossil | G | 2030 | Wind |  | 0 | 0 | 0 | 0 | 0 | 0 | 0 | 0 | 0 | 0 | 0 | 0 | 0 | 0 | 0 | 0 | 3.4179 | 4.4396 | 4.2756 | 12.1331 | 0 | 0 | 0 | 0 | 0 | 0 | 0 | 0 | 0 | 0 | 0 | 0 | 0 | 0 | 0 | 0 | 0 | 0 | 0 | 0 | 0.16835 | 0 | 0 | 0 | 0 | 0 | 0 | 0 | 0 | 0 | 4
508_G_T4 | WECC_Colorado | Colorado | 8 | Prowers | 99 | 508 | T4 | Lamar Plant | 0 | 2004 | 9999 | Onshore Wind | [5 empty] | Non-Fossil | G | 2030 | Wind |  | 0 | 0 | 0 | 0 | 0 | 0 | 0 | 0 | 0 | 0 | 0 | 0 | 0 | 0 | 0 | 0 | 1.2817 | 1.6649 | 1.6034 | 4.5499 | 0 | 0 | 0 | 0 | 0 | 0 | 0 | 0 | 0 | 0 | 0 | 0 | 0 | 0 | 0 | 0 | 0 | 0 | 0 | 0 | 0.06313 | 0 | 0 | 0 | 0 | 0 | 0 | 0 | 0 | 0 | 1.5
50804_B_4 | SERC_Southeastern | Georgia | 13 | Chatham | 51 | 50804 | 4 | Port Wentworth Mill | 18343 | 1991 | 9999 | Non-Fossil Waste |  |  | ESPH | OFA |  | Non-Fossil | B | 2030 | Non-Fossil |  | 0.57396 | 0.77532 | 1.0119 | 2.3611 | 0 | 0 | 0 | 0 | 0 | 0 | 0 | 0 | 0 | 0 | 0 | 0 | 31.2902 | 42.2679 | 55.1631 | 128.7211 | 0 | 0 | 0 | 0 | 0 | 0 | 0 | 0 | 0 | 0 | 0 | 0 | 0 | 0 | 0 | 0 | 0 | 0 | 0 | 0 | 4.8958 | 0.21706 | 0.29321 | 0.38267 | 0.89294 | 0 | 0 | 0 | 0 | 0 | 29
50804_B_RE01 | SERC_Southeastern | Georgia | 13 | Chatham | 51 | 50804 | RE01 | Port Wentworth Mill | 18343 | 1979 | 9999 | Non-Fossil Waste |  |  | ESPH | LA |  | Non-Fossil | B | 2030 | Non-Fossil |  | 0.57396 | 0.77532 | 1.0119 | 2.3611 | 0 | 0 | 0 | 0 | 0 | 0 | 0 | 0 | 0 | 0 | 0 | 0 | 31.2902 | 42.2679 | 55.1631 | 128.7211 | 0 | 0 | 0 | 0 | 0 | 0 | 0 | 0 | 0 | 0 | 0 | 0 | 0 | 0 | 0 | 0 | 0 | 0 | 0 | 0 | 4.8958 | 0.21706 | 0.29321 | 0.38267 | 0.89294 | 0 | 0 | 0 | 0 | 0 | 29
50806_B_PB1 | SERC_VACAR | South Carolina | 45 | Florence | 41 | 50806 | PB1 | Florence Mill | 8300 | 1963 | 9999 | O/G Steam | wall | dry |  |  |  | Fossil | B | 2030 | NaturalGas |  | 0.016744 | 0.021896 | 0.086057 | 0.1247 | 0 | 0 | 0 | 0 | 0 | 0 | 0 | 0 | 0 | 0 | 0 | 0 | 2.0174 | 2.6381 | 10.3683 | 15.0238 | 1.4808 | 1.9365 | 7.6107 | 11.028 | 1.7707e-09 | 2.3155e-09 | 9.1006e-09 | 1.3187e-08 | 0.00033972 | 0.00044425 | 0.001746 | 0.00253 | 0 | 0 | 0 | 0 | 0 | 0 | 0 | 0 | 0.16965 | 0.0017744 | 0.0023204 | 0.0091196 | 0.013214 | 0.054218 | 0.060631 | 0.2356 | 0.35044 | 0 | 3.3
50806_B_PB3 | SERC_VACAR | South Carolina | 45 | Florence | 41 | 50806 | PB3 | Florence Mill | 4867 | 1963 | 9999 | Biomass | wall | dry | ESPH + Cyclone |  |  | Non-Fossil | B | 2030 |  | Biomass Retirement | 0 | 0 | 0 | 0 | 0 | 0 | 0 | 0 | 0 | 0 | 0 | 0 | 0 | 0 | 0 | 0 | 0 | 0 | 0 | 0 | 0 | 0 | 0 | 0 | 0 | 0 | 0 | 0 | 0 | 0 | 0 | 0 | 0 | 0 | 0 | 0 | 0 | 0 | 0 | 0 | 0 | 0 | 0 | 0 | 0 | 0 | 0 | 0 | 0 | 0 | 7.2
50806_B_PB4 | SERC_VACAR | South Carolina | 45 | Florence | 41 | 50806 | PB4 | Florence Mill | 4867 | 1987 | 9999 | Biomass | wall | dry | ESPH | LNB + OFA |  | Non-Fossil | B | 2030 |  | Biomass Retirement | 0 | 0 | 0 | 0 | 0 | 0 | 0 | 0 | 0 | 0 | 0 | 0 | 0 | 0 | 0 | 0 | 0 | 0 | 0 | 0 | 0 | 0 | 0 | 0 | 0 | 0 | 0 | 0 | 0 | 0 | 0 | 0 | 0 | 0 | 0 | 0 | 0 | 0 | 0 | 0 | 0 | 0 | 0 | 0 | 0 | 0 | 0 | 0 | 0 | 0 | 74
50806_B_RBF | SERC_VACAR | South Carolina | 45 | Florence | 41 | 50806 | RBF | Florence Mill | 4867 | 1974 | 9999 | Non-Fossil Waste | wall |  | ESPH |  |  | Non-Fossil | B | 2030 | Non-Fossil |  | 0.11272 | 0.14875 | 0.19546 | 0.45693 | 0 | 0 | 0 | 0 | 0 | 0 | 0 | 0 | 0 | 0 | 0 | 0 | 23.16 | 30.5635 | 40.1595 | 93.883 | 0 | 0 | 0 | 0 | 0 | 0 | 0 | 0 | 0.0083959 | 0.01108 | 0.014558 | 0.034034 | 0 | 0 | 0 | 0 | 0 | 0 | 0 | 0 | 3.707 | 0.16066 | 0.21202 | 0.27859 | 0.65127 | 0 | 0 | 0 | 0 | 0 | 14.3
50813_B_CB1 | PJM_Dominion | Virginia | 51 | Hopewell City | 670 | 50813 | CB1 | Hopewell Mill | 12696 | 1980 | 9999 | Non-Fossil Waste |  |  | ESPC | LNB |  | Non-Fossil | B | 2030 | Non-Fossil |  | 0.26407 | 0.35237 | 0.45638 | 1.0728 | 0 | 0 | 0 | 0 | 0 | 0 | 0 | 0 | 0 | 0 | 0 | 0 | 20.7997 | 27.7544 | 35.9469 | 84.501 | 0 | 0 | 0 | 0 | 0 | 0 | 0 | 0 | 0.015752 | 0.021018 | 0.027222 | 0.063992 | 0 | 0 | 0 | 0 | 0 | 0 | 0 | 0 | 4.2254 | 0.14429 | 0.19253 | 0.24936 | 0.58618 | 0 | 0 | 0 | 0 | 0 | 20.4
50813_B_RB1 | PJM_Dominion | Virginia | 51 | Hopewell City | 670 | 50813 | RB1 | Hopewell Mill | 12696 | 1980 | 9999 | Non-Fossil Waste |  |  | ESPC | other |  | Non-Fossil | B | 2030 | Non-Fossil |  | 0.26407 | 0.35237 | 0.45638 | 1.0728 | 0 | 0 | 0 | 0 | 0 | 0 | 0 | 0 | 0 | 0 | 0 | 0 | 20.7997 | 27.7544 | 35.9469 | 84.501 | 0 | 0 | 0 | 0 | 0 | 0 | 0 | 0 | 0.013487 | 0.017997 | 0.023309 | 0.054793 | 0 | 0 | 0 | 0 | 0 | 0 | 0 | 0 | 0 | 0.14429 | 0.19253 | 0.24936 | 0.58618 | 0 | 0 | 0 | 0 | 0 | 20.4
50815_G_GEN1 | ERCOT_Rest | Texas | 48 | Harris | 201 | 50815 | GEN1 | Optim Energy Altura Cogen LLC | 5500 | 1985 | 9999 | Combined Cycle |  |  |  | DLNB |  | Fossil | G | 2030 | NaturalGas |  | 0.67498 | 0.91497 | 1.2652 | 2.8552 | 0 | 0 | 0 | 0 | 0 | 0 | 0 | 0 | 0 | 0 | 0 | 0 | 122.7231 | 166.3579 | 230.0384 | 519.1194 | 85.7363 | 116.2204 | 160.7086 | 362.6653 | 1.0252e-07 | 1.3897e-07 | 1.9217e-07 | 4.3366e-07 | 0.013325 | 0.018062 | 0.024977 | 0.056364 | 0 | 0 | 0 | 0 | 0 | 0 | 0 | 0 | 2.6187 | 0.26212 | 0.35532 | 0.49133 | 1.1088 | 1.8003 | 2.1484 | 2.8262 | 6.7749 | 0 | 69.8
50815_G_GEN2 | ERCOT_Rest | Texas | 48 | Harris | 201 | 50815 | GEN2 | Optim Energy Altura Cogen LLC | 5500 | 1985 | 9999 | Combined Cycle |  |  |  | DLNB |  | Fossil | G | 2030 | NaturalGas |  | 0.67498 | 0.91497 | 1.2652 | 2.8552 | 0 | 0 | 0 | 0 | 0 | 0 | 0 | 0 | 0 | 0 | 0 | 0 | 122.7231 | 166.3579 | 230.0384 | 519.1194 | 85.7363 | 116.2204 | 160.7086 | 362.6653 | 1.0252e-07 | 1.3897e-07 | 1.9217e-07 | 4.3366e-07 | 0.013325 | 0.018062 | 0.024977 | 0.056364 | 0 | 0 | 0 | 0 | 0 | 0 | 0 | 0 | 2.6187 | 0.26212 | 0.35532 | 0.49133 | 1.1088 | 1.8003 | 2.1484 | 2.8262 | 6.7749 | 0 | 69.8
50815_G_GEN3 | ERCOT_Rest | Texas | 48 | Harris | 201 | 50815 | GEN3 | Optim Energy Altura Cogen LLC | 5500 | 1985 | 9999 | Combined Cycle |  |  |  | DLNB |  | Fossil | G | 2030 | NaturalGas |  | 0.67788 | 0.9189 | 1.2706 | 2.8674 | 0 | 0 | 0 | 0 | 0 | 0 | 0 | 0 | 0 | 0 | 0 | 0 | 123.2505 | 167.0729 | 231.0271 | 521.3505 | 86.1048 | 116.7199 | 161.3993 | 364.224 | 1.0296e-07 | 1.3957e-07 | 1.93e-07 | 4.3553e-07 | 0.013382 | 0.01814 | 0.025084 | 0.056606 | 0 | 0 | 0 | 0 | 0 | 0 | 0 | 0 | 2.6299 | 0.26325 | 0.35685 | 0.49345 | 1.1135 | 1.808 | 2.1577 | 2.8383 | 6.804 | 0 | 70.1
50815_G_GEN4 | ERCOT_Rest | Texas | 48 | Harris | 201 | 50815 | GEN4 | Optim Energy Altura Cogen LLC | 5500 | 1986 | 9999 | Combined Cycle |  |  |  | DLNB |  | Fossil | G | 2030 | NaturalGas |  | 0.72526 | 0.98313 | 1.3595 | 3.0679 | 0 | 0 | 0 | 0 | 0 | 0 | 0 | 0 | 0 | 0 | 0 | 0 | 131.8657 | 178.7513 | 247.1759 | 557.793 | 92.1236 | 124.8786 | 172.6811 | 389.6833 | 1.1016e-07 | 1.4933e-07 | 2.0649e-07 | 4.6597e-07 | 0.014317 | 0.019408 | 0.026837 | 0.060563 | 0 | 0 | 0 | 0 | 0 | 0 | 0 | 0 | 2.8138 | 0.28165 | 0.38179 | 0.52794 | 1.1914 | 1.9344 | 2.3085 | 3.0367 | 7.2796 | 0 | 75
50815_G_GEN5 | ERCOT_Rest | Texas | 48 | Harris | 201 | 50815 | GEN5 | Optim Energy Altura Cogen LLC | 5500 | 1986 | 9999 | Combined Cycle |  |  |  | DLNB |  | Fossil | G | 2030 | NaturalGas |  | 0.66144 | 0.89662 | 1.2398 | 2.7979 | 0 | 0 | 0 | 0 | 0 | 0 | 0 | 0 | 0 | 0 | 0 | 0 | 120.2616 | 163.0212 | 225.4244 | 508.7072 | 84.0167 | 113.8893 | 157.4852 | 355.3912 | 1.0046e-07 | 1.3618e-07 | 1.8832e-07 | 4.2496e-07 | 0.013058 | 0.0177 | 0.024476 | 0.055233 | 0 | 0 | 0 | 0 | 0 | 0 | 0 | 0 | 2.5661 | 0.25686 | 0.34819 | 0.48148 | 1.0865 | 1.7642 | 2.1054 | 2.7695 | 6.639 | 0 | 68.4
50815_G_GEN6 | ERCOT_Rest | Texas | 48 | Harris | 201 | 50815 | GEN6 | Optim Energy Altura Cogen LLC | 5500 | 1986 | 9999 | Combined Cycle |  |  |  | LNB |  | Fossil | G | 2030 | NaturalGas |  | 1.1614 | 1.5743 | 2.177 | 4.9127 | 0 | 0 | 0 | 0 | 0 | 0 | 0 | 0 | 0 | 0 | 0 | 0 | 211.161 | 286.2405 | 395.811 | 893.2125 | 147.5205 | 199.9723 | 276.5201 | 624.0129 | 1.764e-07 | 2.3912e-07 | 3.3065e-07 | 7.4617e-07 | 0.022927 | 0.031079 | 0.042976 | 0.096981 | 0 | 0 | 0 | 0 | 0 | 0 | 0 | 0 | 4.5058 | 0.45101 | 0.61138 | 0.8454 | 1.9078 | 3.0976 | 3.6967 | 4.8628 | 11.6571 | 0 | 120.1
50815_G_GEN7 | ERCOT_Rest | Texas | 48 | Harris | 201 | 50815 | GEN7 | Optim Energy Altura Cogen LLC | 5500 | 1995 | 9999 | Combined Cycle |  |  |  | DLNB |  | Fossil | G | 2030 | NaturalGas |  | 0.66724 | 0.90448 | 1.2507 | 2.8224 | 0 | 0 | 0 | 0 | 0 | 0 | 0 | 0 | 0 | 0 | 0 | 0 | 121.3165 | 164.4512 | 227.4018 | 513.1696 | 84.7537 | 114.8883 | 158.8666 | 358.5087 | 1.0135e-07 | 1.3738e-07 | 1.8997e-07 | 4.2869e-07 | 0.013172 | 0.017855 | 0.02469 | 0.055718 | 0 | 0 | 0 | 0 | 0 | 0 | 0 | 0 | 2.5887 | 0.25912 | 0.35125 | 0.4857 | 1.0961 | 1.7796 | 2.1238 | 2.7938 | 6.6973 | 0 | 69
50820_G_GEN1 | WECC_Southern California Edison | California | 6 | Riverside | 65 | 50820 | GEN1 | East Winds Project | 0 | 1985 | 9999 | Onshore Wind | [5 empty] | Non-Fossil | G | 2030 | Wind |  | 0 | 0 | 0 | 0 | 0 | 0 | 0 | 0 | 0 | 0 | 0 | 0 | 0 | 0 | 0 | 0 | 1.0083 | 2.078 | 3.728 | 6.8142 | 0 | 0 | 0 | 0 | 0 | 0 | 0 | 0 | 0 | 0 | 0 | 0 | 0 | 0 | 0 | 0 | 0 | 0 | 0 | 0 | 0.12771 | 0 | 0 | 0 | 0 | 0 | 0 | 0 | 0 | 0 | 3
50821_G_GEN1 | WECC_Southern California Edison | California | 6 | Kern | 29 | 50821 | GEN1 | Mojave 16 | 0 | 1989 | 9999 | Onshore Wind | [5 empty] | Non-Fossil | G | 2030 | Wind |  | 0 | 0 | 0 | 0 | 0 | 0 | 0 | 0 | 0 | 0 | 0 | 0 | 0 | 0 | 0 | 0 | 16.1325 | 33.248 | 59.6473 | 109.0278 | 0 | 0 | 0 | 0 | 0 | 0 | 0 | 0 | 0 | 0 | 0 | 0 | 0 | 0 | 0 | 0 | 0 | 0 | 0 | 0 | 2.0434 | 0 | 0 | 0 | 0 | 0 | 0 | 0 | 0 | 0 | 48
50823_G_GEN1 | WECC_Southern California Edison | California | 6 | Kern | 29 | 50823 | GEN1 | Mojave 18 | 0 | 1989 | 9999 | Onshore Wind | [5 empty] | Non-Fossil | G | 2030 | Wind |  | 0 | 0 | 0 | 0 | 0 | 0 | 0 | 0 | 0 | 0 | 0 | 0 | 0 | 0 | 0 | 0 | 13.6118 | 28.053 | 50.3274 | 91.9922 | 0 | 0 | 0 | 0 | 0 | 0 | 0 | 0 | 0 | 0 | 0 | 0 | 0 | 0 | 0 | 0 | 0 | 0 | 0 | 0 | 1.7241 | 0 | 0 | 0 | 0 | 0 | 0 | 0 | 0 | 0 | 40.5
50827_G_UNI1 | WECC_Pacific Northwest | Washington | 53 | King | 33 | 50827 | UNI1 | Twin Falls Hydro | 0 | 1989 | 9999 | Hydro | [5 empty] | Non-Fossil | G | 2030 | Hydro |  | 0 | 0 | 0 | 0 | 0 | 0 | 0 | 0 | 0 | 0 | 0 | 0 | 0 | 0 | 0 | 0 | 9.2911 | 12.8587 | 16.2151 | 38.365 | 0 | 0 | 0 | 0 | 0 | 0 | 0 | 0 | 0 | 0 | 0 | 0 | 0 | 0 | 0 | 0 | 0 | 0 | 0 | 0 | 0.18021 | 0.012915 | 0.017874 | 0.022539 | 0.053327 | 0 | 0 | 0 | 0 | 0 | 11.4
50827_G_UNI2 | WECC_Pacific Northwest | Washington | 53 | King | 33 | 50827 | UNI2 | Twin Falls Hydro | 0 | 1989 | 9999 | Hydro | [5 empty] | Non-Fossil | G | 2030 | Hydro |  | 0 | 0 | 0 | 0 | 0 | 0 | 0 | 0 | 0 | 0 | 0 | 0 | 0 | 0 | 0 | 0 | 9.2911 | 12.8587 | 16.2151 | 38.365 | 0 | 0 | 0 | 0 | 0 | 0 | 0 | 0 | 0 | 0 | 0 | 0 | 0 | 0 | 0 | 0 | 0 | 0 | 0 | 0 | 0.18021 | 0.012915 | 0.017874 | 0.022539 | 0.053327 | 0 | 0 | 0 | 0 | 0 | 11.4
5083_G_CUMB | PJM_EMAAC | New Jersey | 34 | Cumberland | 11 | 5083 | CUMB | Cumberland (NJ) | 10745 | 1990 | 9999 | Combustion Turbine |  |  |  | H2O |  | Fossil | G | 2030 | NaturalGas |  | 0.0047678 | 0 | 0.010955 | 0.015722 | 0 | 0 | 0 | 0 | 0 | 0 | 0 | 0 | 0 | 0 | 0 | 0 | 0.44372 | 0 | 1.0195 | 1.4632 | 0.27911 | 0 | 0.64128 | 0.92038 | 3.3374e-10 | 0 | 7.6682e-10 | 1.1006e-09 | 0.00019884 | 0 | 0.00045686 | 0.0006557 | 0 | 0 | 0 | 0 | 0 | 0 | 0 | 0 | 3.0806 | 0.0028931 | 0 | 0.0066471 | 0.0095402 | 0.015327 | 0 | 0.023082 | 0.038409 | 0 | 86.6
5083_G_CUMB2 | PJM_EMAAC | New Jersey | 34 | Cumberland | 11 | 5083 | CUMB2 | Cumberland (NJ) | 10745 | 2009 | 9999 | Combustion Turbine |  |  | SCR | H2O |  | Fossil | G | 2030 | NaturalGas |  | 0.0053128 | 0 | 0.081692 | 0.087005 | 0 | 0 | 0 | 0 | 0 | 0 | 0 | 0 | 0 | 0 | 0 | 0 | 0.49445 | 0 | 7.6028 | 8.0972 | 0.31101 | 0 | 4.7822 | 5.0933 | 3.719e-10 | 0 | 5.7184e-09 | 6.0903e-09 | 2.3456e-05 | 0 | 0.00036067 | 0.00038413 | 0 | 0 | 0 | 0 | 0 | 0 | 0 | 0 | 2.108 | 0.0032782 | 0 | 0.050406 | 0.053685 | 0.017079 | 0 | 0.17213 | 0.18921 | 0 | 96.5 | SCR
50831_G_GEN1 | WECC_Northern California (not including BANC) | California | 6 | Contra Costa | 13 | 50831 | GEN1 | Nove Power Plant | 17808 | 1985 | 9999 | Landfill Gas | [5 empty] | Non-Fossil | G | 2030 | LF Gas |  | 0.02191 | 0 | 0.030181 | 0.052091 | 0 | 0 | 0 | 0 | 0 | 0 | 0 | 0 | 0 | 0 | 0 | 0 | 1.1682 | 0 | 1.6092 | 2.7774 | 1.2627 | 0 | 1.7393 | 3.002 | 0 | 0 | 0 | 0 | 0.00094465 | 0 | 0.0013013 | 0.0022459 | 0 | 0 | 0 | 0 | 0 | 0 | 0 | 0 | 0.2722 | 0.0081038 | 0 | 0.011163 | 0.019267 | 0 | 0 | 0 | 0 | 0 | 1
50831_G_GEN2 | WECC_Northern California (not including BANC) | California | 6 | Contra Costa | 13 | 50831 | GEN2 | Nove Power Plant | 17807 | 1987 | 9999 | Landfill Gas | [5 empty] | Non-Fossil | G | 2030 | LF Gas |  | 0.021909 | 0 | 0.03018 | 0.052088 | 0 | 0 | 0 | 0 | 0 | 0 | 0 | 0 | 0 | 0 | 0 | 0 | 1.1682 | 0 | 1.6092 | 2.7774 | 1.2626 | 0 | 1.7392 | 3.0018 | 0 | 0 | 0 | 0 | 0.0009446 | 0 | 0.0013012 | 0.0022458 | 0 | 0 | 0 | 0 | 0 | 0 | 0 | 0 | 0.2722 | 0.0081038 | 0 | 0.011163 | 0.019267 | 0 | 0 | 0 | 0 | 0 | 1
50831_G_GEN3 | WECC_Northern California (not including BANC) | California | 6 | Contra Costa | 13 | 50831 | GEN3 | Nove Power Plant | 17807 | 1985 | 9999 | Landfill Gas | [5 empty] | Non-Fossil | G | 2030 | LF Gas |  | 0.021909 | 0 | 0.03018 | 0.052088 | 0 | 0 | 0 | 0 | 0 | 0 | 0 | 0 | 0 | 0 | 0 | 0 | 1.1682 | 0 | 1.6092 | 2.7774 | 1.2626 | 0 | 1.7392 | 3.0018 | 0 | 0 | 0 | 0 | 0.0009446 | 0 | 0.0013012 | 0.0022458 | 0 | 0 | 0 | 0 | 0 | 0 | 0 | 0 | 0.2722 | 0.0081038 | 0 | 0.011163 | 0.019267 | 0 | 0 | 0 | 0 | 0 | 1
50832_G_1 | ISONE_MA, VT, NH, RI (Rest of ISO New England) | Massachusetts | 25 | Hampden | 13 | 50832 | 1 | Chicopee Hydroelectric Station | 0 | 1985 | 9999 | Hydro | [5 empty] | Non-Fossil | G | 2030 | Hydro |  | 0 | 0 | 0 | 0 | 0 | 0 | 0 | 0 | 0 | 0 | 0 | 0 | 0 | 0 | 0 | 0 | 0.90409 | 1.2634 | 1.158 | 3.3255 | 0 | 0 | 0 | 0 | 0 | 0 | 0 | 0 | 0 | 0 | 0 | 0 | 0 | 0 | 0 | 0 | 0 | 0 | 0 | 0 | 0.01897 | 0.0012567 | 0.0017562 | 0.0016096 | 0.0046225 | 0 | 0 | 0 | 0 | 0 | 1.2
50832_G_2 | ISONE_MA, VT, NH, RI (Rest of ISO New England) | Massachusetts | 25 | Hampden | 13 | 50832 | 2 | Chicopee Hydroelectric Station | 0 | 1985 | 9999 | Hydro | [5 empty] | Non-Fossil | G | 2030 | Hydro |  | 0 | 0 | 0 | 0 | 0 | 0 | 0 | 0 | 0 | 0 | 0 | 0 | 0 | 0 | 0 | 0 | 0.90409 | 1.2634 | 1.158 | 3.3255 | 0 | 0 | 0 | 0 | 0 | 0 | 0 | 0 | 0 | 0 | 0 | 0 | 0 | 0 | 0 | 0 | 0 | 0 | 0 | 0 | 0.01897 | 0.0012567 | 0.0017562 | 0.0016096 | 0.0046225 | 0 | 0 | 0 | 0 | 0 | 1.2
50835_B_1 | MISO_Lower Michigan | Michigan | 26 | Manistee | 101 | 50835 | 1 | TES Filer City Station | 10883 | 1990 | 9999 | Coal Steam | stoker/SPR | dry | Baghouse + Dry Scrubber | OFA | Dry Scrubber | Fossil | B | 2030 | Biomass |  | 0 | 0 | 0 | 0 | 0 | 0 | 0 | 0 | 0 | 0 | 0 | 0 | 0 | 0 | 0 | 0 | 0 | 0 | 0 | 0 | 0 | 0 | 0 | 0 | 0 | 0 | 0 | 0 | 0 | 0 | 0 | 0 | 0 | 0 | 0 | 0 | 0 | 0 | 0 | 0 | 1.505 | 0 | 0 | 0 | 0 | 0 | 0 | 0 | 0 | 0 | 30 | Scrubber | Dry Scrubber
50835_B_2 | MISO_Lower Michigan | Michigan | 26 | Manistee | 101 | 50835 | 2 | TES Filer City Station | 10883 | 1990 | 9999 | Coal Steam | stoker/SPR | dry | Baghouse + Dry Scrubber | OFA | Dry Scrubber | Fossil | B | 2030 | Biomass |  | 0 | 0 | 0 | 0 | 0 | 0 | 0 | 0 | 0 | 0 | 0 | 0 | 0 | 0 | 0 | 0 | 0 | 0 | 0 | 0 | 0 | 0 | 0 | 0 | 0 | 0 | 0 | 0 | 0 | 0 | 0 | 0 | 0 | 0 | 0 | 0 | 0 | 0 | 0 | 0 | 1.505 | 0 | 0 | 0 | 0 | 0 | 0 | 0 | 0 | 0 | 30 | Scrubber | Dry Scrubber
50837_B_UNIT1 | WECC_Southern California Edison | California | 6 | Los Angeles | 37 | 50837 | UNIT1 | Southeast Resource Recovery | 19076 | 1988 | 9999 | Municipal Solid Waste |  |  | Baghouse + Wet Scrubber + SNCR + Mercury Control | NH3 | Wet Scrubber | Non-Fossil | B | 2030 | MSW |  | 0 | 0 | 0.0022353 | 0.0022353 | 0 | 0 | 0 | 0 | 0 | 0 | 0 | 0 | 0 | 0 | 0 | 0 | 0 | 0 | 0.11718 | 0.11718 | 0 | 0 | 0.11236 | 0.11236 | 0 | 0 | 7.0278e-06 | 7.0278e-06 | 0 | 0 | 0.00014672 | 0.00014672 | 0 | 0 | 8.5586e-06 | 8.5586e-06 | 0 | 0 | 0 | 0 | 2.4109 | 0 | 0 | 0.00081288 | 0.00081288 | 0 | 0 | 0 | 0 | 0 | 9.3 | Scrubber / SNCR / Mercury Control | Wet Scrubber
50837_B_UNIT2 | WECC_Southern California Edison | California | 6 | Los Angeles | 37 | 50837 | UNIT2 | Southeast Resource Recovery | 19076 | 1988 | 9999 | Municipal Solid Waste |  |  | Baghouse + Wet Scrubber + SNCR + Mercury Control | NH3 | Wet Scrubber | Non-Fossil | B | 2030 | MSW |  | 0 | 0 | 0.0022353 | 0.0022353 | 0 | 0 | 0 | 0 | 0 | 0 | 0 | 0 | 0 | 0 | 0 | 0 | 0 | 0 | 0.11718 | 0.11718 | 0 | 0 | 0.11236 | 0.11236 | 0 | 0 | 7.0278e-06 | 7.0278e-06 | 0 | 0 | 0.00014672 | 0.00014672 | 0 | 0 | 8.5586e-06 | 8.5586e-06 | 0 | 0 | 0 | 0 | 2.4109 | 0 | 0 | 0.00081288 | 0.00081288 | 0 | 0 | 0 | 0 | 0 | 9.3 | Scrubber / SNCR / Mercury Control | Wet Scrubber
50837_B_UNIT3 | WECC_Southern California Edison | California | 6 | Los Angeles | 37 | 50837 | UNIT3 | Southeast Resource Recovery | 19076 | 1988 | 9999 | Municipal Solid Waste |  |  | Baghouse + Wet Scrubber + SNCR + Mercury Control | NH3 | Wet Scrubber | Non-Fossil | B | 2030 | MSW |  | 0 | 0 | 0.0022353 | 0.0022353 | 0 | 0 | 0 | 0 | 0 | 0 | 0 | 0 | 0 | 0 | 0 | 0 | 0 | 0 | 0.11718 | 0.11718 | 0 | 0 | 0.11236 | 0.11236 | 0 | 0 | 7.0278e-06 | 7.0278e-06 | 0 | 0 | 0.00014672 | 0.00014672 | 0 | 0 | 8.5586e-06 | 8.5586e-06 | 0 | 0 | 0 | 0 | 2.4109 | 0 | 0 | 0.00081288 | 0.00081288 | 0 | 0 | 0 | 0 | 0 | 9.3 | Scrubber / SNCR / Mercury Control | Wet Scrubber
50849_G_GEN1 | WECC_Northern California (not including BANC) | California | 6 | Alameda | 1 | 50849 | GEN1 | PE Berkeley | 5639 | 1987 | 9999 | Combined Cycle | [5 empty] | Fossil | G | 2030 | NaturalGas |  | 0.20821 | 0 | 0.035073 | 0.24328 | 0 | 0 | 0 | 0 | 0 | 0 | 0 | 0 | 0 | 0 | 0 | 0 | 36.9224 | 0 | 6.2198 | 43.1422 | 21.6814 | 0 | 3.6523 | 25.3337 | 2.5926e-08 | 0 | 4.3673e-09 | 3.0293e-08 | 0.0091426 | 0 | 0.0015401 | 0.010683 | 0 | 0 | 0 | 0 | 0 | 0 | 0 | 0 | 0.77268 | 0.078862 | 0 | 0.024496 | 0.10336 | 0.71128 | 0 | 0.098288 | 0.80956 | 0 | 21
50849_G_GEN2 | WECC_Northern California (not including BANC) | California | 6 | Alameda | 1 | 50849 | GEN2 | PE Berkeley | 5639 | 1987 | 9999 | Combined Cycle | [5 empty] | Fossil | G | 2030 | NaturalGas |  | 0.019829 | 0 | 0.0033403 | 0.023169 | 0 | 0 | 0 | 0 | 0 | 0 | 0 | 0 | 0 | 0 | 0 | 0 | 3.5164 | 0 | 0.59236 | 4.1088 | 2.0649 | 0 | 0.34784 | 2.4127 | 2.4691e-09 | 0 | 4.1594e-10 | 2.8851e-09 | 0.00087072 | 0 | 0.00014668 | 0.0010174 | 0 | 0 | 0 | 0 | 0 | 0 | 0 | 0 | 0.073588 | 0.0075106 | 0 | 0.002333 | 0.0098436 | 0.067741 | 0 | 0.0093607 | 0.077101 | 0 | 2
50850_G_GEN1 | WECC_Southern California Edison | California | 6 | San Bernardino | 71 | 50850 | GEN1 | OLS Energy Chino | 7313 | 1987 | 9999 | Combined Cycle | [5 empty] | Fossil | G | 2030 | NaturalGas |  | 0.2893 | 0.0030805 | 0.0020675 | 0.29445 | 0 | 0 | 0 | 0 | 0 | 0 | 0 | 0 | 0 | 0 | 0 | 0 | 39.5597 | 0.42124 | 0.28272 | 40.2637 | 21.081 | 0.22447 | 0.15066 | 21.4561 | 2.5208e-08 | 2.6842e-10 | 1.8015e-10 | 2.5656e-08 | 0.012321 | 0.00013119 | 8.8051e-05 | 0.01254 | 0 | 0 | 0 | 0 | 0 | 0 | 0 | 0 | 0.72633 | 0.084495 | 0.0016911 | 0.001135 | 0.087321 | 0.97804 | 0.0082036 | 0.0058894 | 0.99213 | 0 | 22.5
50850_G_GEN2 | WECC_Southern California Edison | California | 6 | San Bernardino | 71 | 50850 | GEN2 | OLS Energy Chino | 7313 | 1987 | 9999 | Combined Cycle | [5 empty] | Fossil | G | 2030 | NaturalGas |  | 0.083576 | 0.00088993 | 0.00059728 | 0.085063 | 0 | 0 | 0 | 0 | 0 | 0 | 0 | 0 | 0 | 0 | 0 | 0 | 11.4284 | 0.12169 | 0.081674 | 11.6317 | 6.0901 | 0.064848 | 0.043523 | 6.1984 | 7.2823e-09 | 7.7543e-11 | 5.2043e-11 | 7.4119e-09 | 0.0035593 | 3.79e-05 | 2.5437e-05 | 0.0036226 | 0 | 0 | 0 | 0 | 0 | 0 | 0 | 0 | 0.20983 | 0.02441 | 0.00048854 | 0.00032789 | 0.025226 | 0.28254 | 0.0023699 | 0.0017014 | 0.28662 | 0 | 6.5
50851_G_GEN1 | WECC_Southern California Edison | California | 6 | Ventura | 111 | 50851 | GEN1 | CSUCI Site Authority | 7293 | 1988 | 9999 | Combined Cycle | [5 empty] | Fossil | G | 2030 | NaturalGas |  | 0.27569 | 0.0029356 | 0.0019702 | 0.28059 | 0 | 0 | 0 | 0 | 0 | 0 | 0 | 0 | 0 | 0 | 0 | 0 | 37.8015 | 0.40252 | 0.27015 | 38.4742 | 19.6461 | 0.20919 | 0.1404 | 19.9957 | 2.3492e-08 | 2.5015e-10 | 1.6789e-10 | 2.391e-08 | 0.0069117 | 7.3597e-05 | 4.9395e-05 | 0.0070347 | 0 | 0 | 0 | 0 | 0 | 0 | 0 | 0 | 0.68357 | 0.080739 | 0.0016159 | 0.0010845 | 0.08344 | 0.93201 | 0.0078176 | 0.0056122 | 0.94544 | 0 | 21.5
50851_G_GEN2 | WECC_Southern California Edison | California | 6 | Ventura | 111 | 50851 | GEN2 | CSUCI Site Authority | 7293 | 1988 | 9999 | Combined Cycle | [5 empty] | Fossil | G | 2030 | NaturalGas |  | 0.087194 | 0.00092845 | 0.00062314 | 0.088745 | 0 | 0 | 0 | 0 | 0 | 0 | 0 | 0 | 0 | 0 | 0 | 0 | 11.9558 | 0.12731 | 0.085444 | 12.1686 | 6.2137 | 0.066164 | 0.044407 | 6.3242 | 7.4301e-09 | 7.9116e-11 | 5.31e-11 | 7.5623e-09 | 0.002186 | 2.3277e-05 | 1.5623e-05 | 0.0022249 | 0 | 0 | 0 | 0 | 0 | 0 | 0 | 0 | 0.2162 | 0.025536 | 0.00051109 | 0.00034302 | 0.02639 | 0.29478 | 0.0024725 | 0.001775 | 0.29902 | 0 | 6.8
50858_B_MWC1B | FRCC | Florida | 12 | Hillsborough | 57 | 50858 | MWC1B | Hillsborough County Resource Recovery | 21246 | 1987 | 9999 | Municipal Solid Waste |  |  | Baghouse + Dry Scrubber + SNCR + Mercury Control | NH3 | Dry Scrubber | Non-Fossil | B | 2030 | MSW |  | 0.35792 | 0.4483 | 0.56883 | 1.3751 | 0 | 0 | 0 | 0 | 0 | 0 | 0 | 0 | 0 | 0 | 0 | 0 | 16.8464 | 21.1007 | 26.7737 | 64.7208 | 16.4464 | 20.5996 | 26.1379 | 63.1839 | 0.0010287 | 0.0012884 | 0.0016348 | 0.0039519 | 0.052936 | 0.066304 | 0.084131 | 0.20337 | 0.011216 | 0.014048 | 0.017825 | 0.043088 | 0 | 0 | 0 | 0 | 2.7219 | 0.11686 | 0.14638 | 0.18573 | 0.44897 | 0 | 0 | 0 | 0 | 0 | 10.5 | Scrubber / SNCR / Mercury Control | Dry Scrubber
50858_B_MWC2C | FRCC | Florida | 12 | Hillsborough | 57 | 50858 | MWC2C | Hillsborough County Resource Recovery | 21246 | 1987 | 9999 | Municipal Solid Waste |  |  | Baghouse + Dry Scrubber + SNCR + Mercury Control | NH3 | Dry Scrubber | Non-Fossil | B | 2030 | MSW |  | 0.35792 | 0.4483 | 0.56883 | 1.3751 | 0 | 0 | 0 | 0 | 0 | 0 | 0 | 0 | 0 | 0 | 0 | 0 | 16.8464 | 21.1007 | 26.7737 | 64.7208 | 16.4464 | 20.5996 | 26.1379 | 63.1839 | 0.0010287 | 0.0012884 | 0.0016348 | 0.0039519 | 0.058162 | 0.07285 | 0.092435 | 0.22345 | 0.011216 | 0.014048 | 0.017825 | 0.043088 | 0 | 0 | 0 | 0 | 2.7219 | 0.11686 | 0.14638 | 0.18573 | 0.44897 | 0 | 0 | 0 | 0 | 0 | 10.5 | Scrubber / SNCR / Mercury Control | Dry Scrubber
50858_B_MWC3D | FRCC | Florida | 12 | Hillsborough | 57 | 50858 | MWC3D | Hillsborough County Resource Recovery | 21246 | 1987 | 9999 | Municipal Solid Waste |  |  | Baghouse + Dry Scrubber + SNCR + Mercury Control | NH3 | Dry Scrubber | Non-Fossil | B | 2030 | MSW |  | 0.35792 | 0.4483 | 0.56883 | 1.3751 | 0 | 0 | 0 | 0 | 0 | 0 | 0 | 0 | 0 | 0 | 0 | 0 | 16.8464 | 21.1007 | 26.7737 | 64.7208 | 16.4464 | 20.5996 | 26.1379 | 63.1839 | 0.0010287 | 0.0012884 | 0.0016348 | 0.0039519 | 0.056909 | 0.07128 | 0.090445 | 0.21863 | 0.011216 | 0.014048 | 0.017825 | 0.043088 | 0 | 0 | 0 | 0 | 2.7219 | 0.11686 | 0.14638 | 0.18573 | 0.44897 | 0 | 0 | 0 | 0 | 0 | 10.5 | Scrubber / SNCR / Mercury Control | Dry Scrubber
50858_B_MWC4E | FRCC | Florida | 12 | Hillsborough | 57 | 50858 | MWC4E | Hillsborough County Resource Recovery | 21246 | 1987 | 9999 | Municipal Solid Waste |  |  | Baghouse + Dry Scrubber + Mercury Control | LA + NH3 | Dry Scrubber | Non-Fossil | B | 2030 | MSW |  | 0.35792 | 0.4483 | 0.56883 | 1.3751 | 0 | 0 | 0 | 0 | 0 | 0 | 0 | 0 | 0 | 0 | 0 | 0 | 16.8464 | 21.1007 | 26.7737 | 64.7208 | 16.4464 | 20.5996 | 26.1379 | 63.1839 | 0.0010287 | 0.0012884 | 0.0016348 | 0.0039519 | 0.023542 | 0.029487 | 0.037415 | 0.090444 | 0.00062636 | 0.00078453 | 0.00099546 | 0.0024064 | 0 | 0 | 0 | 0 | 2.7219 | 0.11686 | 0.14638 | 0.18573 | 0.44897 | 0 | 0 | 0 | 0 | 0 | 10.5 | Scrubber / Mercury Control | Dry Scrubber
50859_B_BLR1 | PJM_Western MAAC | Pennsylvania | 42 | Lancaster | 71 | 50859 | BLR1 | Lancaster County Resource Recovery | 19850 | 1991 | 9999 | Municipal Solid Waste |  |  | Baghouse + Dry Scrubber + SNCR + Mercury Control |  | Dry Scrubber | Non-Fossil | B | 2030 | MSW |  | 0.35144 | 0.45519 | 0.6001 | 1.4067 | 0 | 0 | 0 | 0 | 0 | 0 | 0 | 0 | 0 | 0 | 0 | 0 | 17.7046 | 22.9312 | 30.2318 | 70.8676 | 16.1485 | 20.9158 | 27.5746 | 64.6389 | 0.00101 | 0.0013082 | 0.0017247 | 0.0040429 | 0.045347 | 0.058735 | 0.077434 | 0.18152 | 0.0061501 | 0.0079657 | 0.010502 | 0.024618 | 0 | 0 | 0 | 0 | 2.7997 | 0.12282 | 0.15907 | 0.20972 | 0.49161 | 0 | 0 | 0 | 0 | 0 | 10.8 | Scrubber / SNCR / Mercury Control | Dry Scrubber
50859_B_BLR2 | PJM_Western MAAC | Pennsylvania | 42 | Lancaster | 71 | 50859 | BLR2 | Lancaster County Resource Recovery | 19850 | 1991 | 9999 | Municipal Solid Waste |  |  | Baghouse + Dry Scrubber + SNCR + Mercury Control |  | Dry Scrubber | Non-Fossil | B | 2030 | MSW |  | 0.35144 | 0.45519 | 0.6001 | 1.4067 | 0 | 0 | 0 | 0 | 0 | 0 | 0 | 0 | 0 | 0 | 0 | 0 | 17.7046 | 22.9312 | 30.2318 | 70.8676 | 16.1485 | 20.9158 | 27.5746 | 64.6389 | 0.00101 | 0.0013082 | 0.0017247 | 0.0040429 | 0.041273 | 0.053457 | 0.070476 | 0.16521 | 0.0061501 | 0.0079657 | 0.010502 | 0.024618 | 0 | 0 | 0 | 0 | 2.7997 | 0.12282 | 0.15907 | 0.20972 | 0.49161 | 0 | 0 | 0 | 0 | 0 | 10.8 | Scrubber / SNCR / Mercury Control | Dry Scrubber
50859_B_BLR3 | PJM_Western MAAC | Pennsylvania | 42 | Lancaster | 71 | 50859 | BLR3 | Lancaster County Resource Recovery | 19850 | 1991 | 9999 | Municipal Solid Waste |  |  | Baghouse + Dry Scrubber + SNCR + Mercury Control |  | Dry Scrubber | Non-Fossil | B | 2030 | MSW |  | 0.35144 | 0.45519 | 0.6001 | 1.4067 | 0 | 0 | 0 | 0 | 0 | 0 | 0 | 0 | 0 | 0 | 0 | 0 | 17.7046 | 22.9312 | 30.2318 | 70.8676 | 16.1485 | 20.9158 | 27.5746 | 64.6389 | 0.00101 | 0.0013082 | 0.0017247 | 0.0040429 | 0.04456 | 0.057715 | 0.07609 | 0.17837 | 0.0061501 | 0.0079657 | 0.010502 | 0.024618 | 0 | 0 | 0 | 0 | 2.7997 | 0.12282 | 0.15907 | 0.20972 | 0.49161 | 0 | 0 | 0 | 0 | 0 | 10.8 | Scrubber / SNCR / Mercury Control | Dry Scrubber
50860_B_BLR1 | MISO_Lower Michigan | Michigan | 26 | Kent | 81 | 50860 | BLR1 | Kent County Waste to Energy Facility | 19383 | 1990 | 9999 | Municipal Solid Waste |  |  | Baghouse + Dry Scrubber + SNCR + Mercury Control | NH3 + OFA | Dry Scrubber | Non-Fossil | B | 2030 | MSW |  | 0.10986 | 0.19302 | 0.27966 | 0.58255 | 0 | 0 | 0 | 0 | 0 | 0 | 0 | 0 | 0 | 0 | 0 | 0 | 5.6678 | 9.9584 | 14.4284 | 30.0545 | 5.048 | 8.8694 | 12.8506 | 26.768 | 0.00031573 | 0.00055475 | 0.00080376 | 0.0016742 | 0.01137 | 0.019978 | 0.028945 | 0.060294 | 0.0028838 | 0.0050669 | 0.0073412 | 0.015292 | 0 | 0 | 0 | 0 | 2.022 | 0.039317 | 0.069081 | 0.10009 | 0.20849 | 0 | 0 | 0 | 0 | 0 | 7.8 | Scrubber / SNCR / Mercury Control | Dry Scrubber
50860_B_BLR2 | MISO_Lower Michigan | Michigan | 26 | Kent | 81 | 50860 | BLR2 | Kent County Waste to Energy Facility | 19383 | 1990 | 9999 | Municipal Solid Waste |  |  | Baghouse + Dry Scrubber + SNCR + Mercury Control | NH3 + OFA | Dry Scrubber | Non-Fossil | B | 2030 | MSW |  | 0.10986 | 0.19302 | 0.27966 | 0.58255 | 0 | 0 | 0 | 0 | 0 | 0 | 0 | 0 | 0 | 0 | 0 | 0 | 5.6678 | 9.9584 | 14.4284 | 30.0545 | 5.048 | 8.8694 | 12.8506 | 26.768 | 0.00031573 | 0.00055475 | 0.00080376 | 0.0016742 | 0.0098873 | 0.017372 | 0.02517 | 0.052429 | 0.0028838 | 0.0050669 | 0.0073412 | 0.015292 | 0 | 0 | 0 | 0 | 2.022 | 0.039317 | 0.069081 | 0.10009 | 0.20849 | 0 | 0 | 0 | 0 | 0 | 7.8 | Scrubber / SNCR / Mercury Control | Dry Scrubber
50865_G_K100 | WECC_Northern California (not including BANC) | California | 6 | Monterey | 53 | 50865 | K100 | Salinas River Cogeneration | 8700 | 1991 | 9999 | Combustion Turbine |  |  | SCR | DLNB |  | Fossil | G | 2030 | NaturalGas |  | 0 | 0 | 0 | 0 | 0 | 0 | 0 | 0 | 0 | 0 | 0 | 0 | 0 | 0 | 0 | 0 | 0 | 0 | 0 | 0 | 0 | 0 | 0 | 0 | 0 | 0 | 0 | 0 | 0 | 0 | 0 | 0 | 0 | 0 | 0 | 0 | 0 | 0 | 0 | 0 | 0.97166 | 0 | 0 | 0 | 0 | 0 | 0 | 0 | 0 | 0 | 33 | SCR
50873_B_B1 | ISONE_MA, VT, NH, RI (Rest of ISO New England) | New Hampshire | 33 | Merrimack | 13 | 50873 | B1 | Wheelabrator Concord Facility | 20068 | 1989 | 9999 | Municipal Solid Waste |  |  | Baghouse + Dry Scrubber + SNCR + Mercury Control |  | Dry Scrubber | Non-Fossil | B | 2030 | MSW |  | 0.23407 | 0.3173 | 0.39792 | 0.9493 | 0 | 0 | 0 | 0 | 0 | 0 | 0 | 0 | 0 | 0 | 0 | 0 | 11.664 | 15.8112 | 19.8288 | 47.304 | 10.7557 | 14.5799 | 18.2846 | 43.6202 | 0.00067273 | 0.00091192 | 0.0011436 | 0.0027283 | 0.039441 | 0.053465 | 0.06705 | 0.15996 | 0.010241 | 0.013882 | 0.017409 | 0.041532 | 0 | 0 | 0 | 0 | 1.5554 | 0.080913 | 0.10968 | 0.13755 | 0.32815 | 0 | 0 | 0 | 0 | 0 | 6 | Scrubber / SNCR / Mercury Control | Dry Scrubber
50873_B_B2 | ISONE_MA, VT, NH, RI (Rest of ISO New England) | New Hampshire | 33 | Merrimack | 13 | 50873 | B2 | Wheelabrator Concord Facility | 20068 | 1989 | 9999 | Municipal Solid Waste |  |  | Baghouse + Dry Scrubber + SNCR + Mercury Control |  | Dry Scrubber | Non-Fossil | B | 2030 | MSW |  | 0.23407 | 0.3173 | 0.39792 | 0.9493 | 0 | 0 | 0 | 0 | 0 | 0 | 0 | 0 | 0 | 0 | 0 | 0 | 11.664 | 15.8112 | 19.8288 | 47.304 | 10.7557 | 14.5799 | 18.2846 | 43.6202 | 0.00067273 | 0.00091192 | 0.0011436 | 0.0027283 | 0.038116 | 0.051669 | 0.064798 | 0.15458 | 0.010241 | 0.013882 | 0.017409 | 0.041532 | 0 | 0 | 0 | 0 | 1.5554 | 0.080913 | 0.10968 | 0.13755 | 0.32815 | 0 | 0 | 0 | 0 | 0 | 6 | Scrubber / SNCR / Mercury Control | Dry Scrubber
50875_B_1 | FRCC | Florida | 12 | Hillsborough | 57 | 50875 | 1 | McKay Bay Facility | 22303 | 2001 | 9999 | Municipal Solid Waste |  |  | Baghouse + Dry Scrubber + SNCR + Mercury Control |  | Dry Scrubber | Non-Fossil | B | 2030 | MSW |  | 0.16103 | 0.20169 | 0.25591 | 0.61863 | 0 | 0 | 0 | 0 | 0 | 0 | 0 | 0 | 0 | 0 | 0 | 0 | 7.2199 | 9.0431 | 11.4744 | 27.7375 | 7.3991 | 9.2676 | 11.7593 | 28.426 | 0.00046279 | 0.00057966 | 0.0007355 | 0.0017779 | 0.015108 | 0.018923 | 0.024011 | 0.058043 | 0.0050458 | 0.00632 | 0.0080192 | 0.019385 | 0 | 0 | 0 | 0 | 1.1665 | 0.050084 | 0.062732 | 0.079598 | 0.19241 | 0 | 0 | 0 | 0 | 0 | 4.5 | Scrubber / SNCR / Mercury Control | Dry Scrubber
50875_B_2 | FRCC | Florida | 12 | Hillsborough | 57 | 50875 | 2 | McKay Bay Facility | 22303 | 2001 | 9999 | Municipal Solid Waste |  |  | Baghouse + Dry Scrubber + SNCR + Mercury Control |  | Dry Scrubber | Non-Fossil | B | 2030 | MSW |  | 0.16103 | 0.20169 | 0.25591 | 0.61863 | 0 | 0 | 0 | 0 | 0 | 0 | 0 | 0 | 0 | 0 | 0 | 0 | 7.2199 | 9.0431 | 11.4744 | 27.7375 | 7.3991 | 9.2676 | 11.7593 | 28.426 | 0.00046279 | 0.00057966 | 0.0007355 | 0.0017779 | 0.015133 | 0.018955 | 0.024051 | 0.058139 | 0.0050458 | 0.00632 | 0.0080192 | 0.019385 | 0 | 0 | 0 | 0 | 1.1665 | 0.050084 | 0.062732 | 0.079598 | 0.19241 | 0 | 0 | 0 | 0 | 0 | 4.5 | Scrubber / SNCR / Mercury Control | Dry Scrubber
50875_B_3 | FRCC | Florida | 12 | Hillsborough | 57 | 50875 | 3 | McKay Bay Facility | 22303 | 2001 | 9999 | Municipal Solid Waste |  |  | Baghouse + Dry Scrubber + SNCR + Mercury Control |  | Dry Scrubber | Non-Fossil | B | 2030 | MSW |  | 0.16103 | 0.20169 | 0.25591 | 0.61863 | 0 | 0 | 0 | 0 | 0 | 0 | 0 | 0 | 0 | 0 | 0 | 0 | 7.2199 | 9.0431 | 11.4744 | 27.7375 | 7.3991 | 9.2676 | 11.7593 | 28.426 | 0.00046279 | 0.00057966 | 0.0007355 | 0.0017779 | 0.015234 | 0.019081 | 0.024211 | 0.058525 | 0.0050458 | 0.00632 | 0.0080192 | 0.019385 | 0 | 0 | 0 | 0 | 1.1665 | 0.050084 | 0.062732 | 0.079598 | 0.19241 | 0 | 0 | 0 | 0 | 0 | 4.5 | Scrubber / SNCR / Mercury Control | Dry Scrubber
50875_B_4 | FRCC | Florida | 12 | Hillsborough | 57 | 50875 | 4 | McKay Bay Facility | 22303 | 2001 | 9999 | Municipal Solid Waste |  |  | Baghouse + Dry Scrubber + SNCR + Mercury Control |  | Dry Scrubber | Non-Fossil | B | 2030 | MSW |  | 0.16103 | 0.20169 | 0.25591 | 0.61863 | 0 | 0 | 0 | 0 | 0 | 0 | 0 | 0 | 0 | 0 | 0 | 0 | 7.2199 | 9.0431 | 11.4744 | 27.7375 | 7.3991 | 9.2676 | 11.7593 | 28.426 | 0.00046279 | 0.00057966 | 0.0007355 | 0.0017779 | 0.015145 | 0.01897 | 0.02407 | 0.058185 | 0.0050458 | 0.00632 | 0.0080192 | 0.019385 | 0 | 0 | 0 | 0 | 1.1665 | 0.050084 | 0.062732 | 0.079598 | 0.19241 | 0 | 0 | 0 | 0 | 0 | 4.5 | Scrubber / SNCR / Mercury Control | Dry Scrubber
50877_B_B1 | ISONE_MA, VT, NH, RI (Rest of ISO New England) | Massachusetts | 25 | Essex | 9 | 50877 | B1 | Wheelabrator North Andover | 19292 | 1985 | 9999 | Municipal Solid Waste |  |  | Baghouse + Dry Scrubber + SNCR + Mercury Control |  | Dry Scrubber | Non-Fossil | B | 2030 | MSW |  | 0.51342 | 0.73268 | 0.926 | 2.1721 | 0 | 0 | 0 | 0 | 0 | 0 | 0 | 0 | 0 | 0 | 0 | 0 | 26.6132 | 37.9787 | 47.9993 | 112.5912 | 23.5918 | 33.6668 | 42.5498 | 99.8084 | 0.0014756 | 0.0021057 | 0.0026613 | 0.0062426 | 0.078718 | 0.11234 | 0.14197 | 0.33303 | 0.014792 | 0.021109 | 0.026678 | 0.062579 | 0 | 0 | 0 | 0 | 3.8885 | 0.18462 | 0.26346 | 0.33297 | 0.78105 | 0 | 0 | 0 | 0 | 0 | 15 | Scrubber / SNCR / Mercury Control | Dry Scrubber
50877_B_B2 | ISONE_MA, VT, NH, RI (Rest of ISO New England) | Massachusetts | 25 | Essex | 9 | 50877 | B2 | Wheelabrator North Andover | 19292 | 1985 | 9999 | Municipal Solid Waste |  |  | Baghouse + Dry Scrubber + SNCR + Mercury Control |  | Dry Scrubber | Non-Fossil | B | 2030 | MSW |  | 0.51342 | 0.73268 | 0.926 | 2.1721 | 0 | 0 | 0 | 0 | 0 | 0 | 0 | 0 | 0 | 0 | 0 | 0 | 26.6132 | 37.9787 | 47.9993 | 112.5912 | 23.5918 | 33.6668 | 42.5498 | 99.8084 | 0.0014756 | 0.0021057 | 0.0026613 | 0.0062426 | 0.08244 | 0.11765 | 0.14869 | 0.34878 | 0.014792 | 0.021109 | 0.026678 | 0.062579 | 0 | 0 | 0 | 0 | 3.8885 | 0.18462 | 0.26346 | 0.33297 | 0.78105 | 0 | 0 | 0 | 0 | 0 | 15 | Scrubber / SNCR / Mercury Control | Dry Scrubber
50878_B_UNIT1 | ISONE_MA, VT, NH, RI (Rest of ISO New England) | Massachusetts | 25 | Worcester | 27 | 50878 | UNIT1 | Wheelabrator Millbury Facility | 15839 | 1987 | 9999 | Municipal Solid Waste |  |  | Baghouse + Dry Scrubber + SNCR + Mercury Control |  | Dry Scrubber | Non-Fossil | B | 2030 | MSW |  | 0.56204 | 0.80206 | 1.0137 | 2.3778 | 0 | 0 | 0 | 0 | 0 | 0 | 0 | 0 | 0 | 0 | 0 | 0 | 35.4843 | 50.6382 | 63.9991 | 150.1216 | 25.8255 | 36.8546 | 46.5787 | 109.2588 | 0.0016153 | 0.0023051 | 0.0029133 | 0.0068337 | 0.090769 | 0.12953 | 0.16371 | 0.38401 | 0.016192 | 0.023108 | 0.029204 | 0.068504 | 0 | 0 | 0 | 0 | 5.1846 | 0.24615 | 0.35128 | 0.44396 | 1.0414 | 0 | 0 | 0 | 0 | 0 | 20 | Scrubber / SNCR / Mercury Control | Dry Scrubber
50878_B_UNIT2 | ISONE_MA, VT, NH, RI (Rest of ISO New England) | Massachusetts | 25 | Worcester | 27 | 50878 | UNIT2 | Wheelabrator Millbury Facility | 15839 | 1987 | 9999 | Municipal Solid Waste |  |  | Baghouse + Dry Scrubber + SNCR + Mercury Control |  | Dry Scrubber | Non-Fossil | B | 2030 | MSW |  | 0.56204 | 0.80206 | 1.0137 | 2.3778 | 0 | 0 | 0 | 0 | 0 | 0 | 0 | 0 | 0 | 0 | 0 | 0 | 35.4843 | 50.6382 | 63.9991 | 150.1216 | 25.8255 | 36.8546 | 46.5787 | 109.2588 | 0.0016153 | 0.0023051 | 0.0029133 | 0.0068337 | 0.090769 | 0.12953 | 0.16371 | 0.38401 | 0.016192 | 0.023108 | 0.029204 | 0.068504 | 0 | 0 | 0 | 0 | 5.1846 | 0.24615 | 0.35128 | 0.44396 | 1.0414 | 0 | 0 | 0 | 0 | 0 | 20 | Scrubber / SNCR / Mercury Control | Dry Scrubber
50880_B_UNIT1 | ISONE_MA, VT, NH, RI (Rest of ISO New England) | Massachusetts | 25 | Essex | 9 | 50880 | UNIT1 | Wheelabrator Saugus | 18912 | 1975 | 9999 | Municipal Solid Waste |  |  | Baghouse + Dry Scrubber + SNCR + Mercury Control |  | Dry Scrubber | Non-Fossil | B | 2030 | MSW |  | 0.53686 | 0.76614 | 0.96828 | 2.2713 | 0 | 0 | 0 | 0 | 0 | 0 | 0 | 0 | 0 | 0 | 0 | 0 | 28.3874 | 40.5106 | 51.1993 | 120.0973 | 24.6689 | 35.2039 | 44.4925 | 104.3653 | 0.0015429 | 0.0022019 | 0.0027828 | 0.0065277 | 0.075674 | 0.10799 | 0.13648 | 0.32015 | 0.01475 | 0.02105 | 0.026604 | 0.062403 | 0 | 0 | 0 | 0 | 4.2732 | 0.20228 | 0.28867 | 0.36483 | 0.85578 | 0 | 0 | 0 | 0 | 0 | 16 | Scrubber / SNCR / Mercury Control | Dry Scrubber
50880_B_UNIT2 | ISONE_MA, VT, NH, RI (Rest of ISO New England) | Massachusetts | 25 | Essex | 9 | 50880 | UNIT2 | Wheelabrator Saugus | 18912 | 1975 | 9999 | Municipal Solid Waste |  |  | Baghouse + Dry Scrubber + SNCR + Mercury Control |  | Dry Scrubber | Non-Fossil | B | 2030 | MSW |  | 0.53686 | 0.76614 | 0.96828 | 2.2713 | 0 | 0 | 0 | 0 | 0 | 0 | 0 | 0 | 0 | 0 | 0 | 0 | 28.3874 | 40.5106 | 51.1993 | 120.0973 | 24.6689 | 35.2039 | 44.4925 | 104.3653 | 0.0015429 | 0.0022019 | 0.0027828 | 0.0065277 | 0.077625 | 0.11078 | 0.14 | 0.3284 | 0.01475 | 0.02105 | 0.026604 | 0.062403 | 0 | 0 | 0 | 0 | 4.2732 | 0.20228 | 0.28867 | 0.36483 | 0.85578 | 0 | 0 | 0 | 0 | 0 | 16 | Scrubber / SNCR / Mercury Control | Dry Scrubber
50881_B_BLR1 | WECC_Northern California (not including BANC) | California | 6 | Shasta | 89 | 50881 | BLR1 | Wheelabrator Shasta | 18233 | 1987 | 9999 | Biomass |  |  | ESPC + SNCR |  |  | Non-Fossil | B | 2030 |  | Biomass Retirement | 0 | 0 | 0 | 0 | 0 | 0 | 0 | 0 | 0 | 0 | 0 | 0 | 0 | 0 | 0 | 0 | 0 | 0 | 0 | 0 | 0 | 0 | 0 | 0 | 0 | 0 | 0 | 0 | 0 | 0 | 0 | 0 | 0 | 0 | 0 | 0 | 0 | 0 | 0 | 0 | 0 | 0 | 0 | 0 | 0 | 0 | 0 | 0 | 0 | 0 | 18.8 | SNCR
50881_B_BLR2 | WECC_Northern California (not including BANC) | California | 6 | Shasta | 89 | 50881 | BLR2 | Wheelabrator Shasta | 18233 | 1987 | 9999 | Biomass |  |  | ESPC + SNCR |  |  | Non-Fossil | B | 2030 |  | Biomass Retirement | 0 | 0 | 0 | 0 | 0 | 0 | 0 | 0 | 0 | 0 | 0 | 0 | 0 | 0 | 0 | 0 | 0 | 0 | 0 | 0 | 0 | 0 | 0 | 0 | 0 | 0 | 0 | 0 | 0 | 0 | 0 | 0 | 0 | 0 | 0 | 0 | 0 | 0 | 0 | 0 | 0 | 0 | 0 | 0 | 0 | 0 | 0 | 0 | 0 | 0 | 18.8 | SNCR
50881_B_BLR3 | WECC_Northern California (not including BANC) | California | 6 | Shasta | 89 | 50881 | BLR3 | Wheelabrator Shasta | 18233 | 1987 | 9999 | Biomass |  |  | ESPC + SNCR |  |  | Non-Fossil | B | 2030 |  | Biomass Retirement | 0 | 0 | 0 | 0 | 0 | 0 | 0 | 0 | 0 | 0 | 0 | 0 | 0 | 0 | 0 | 0 | 0 | 0 | 0 | 0 | 0 | 0 | 0 | 0 | 0 | 0 | 0 | 0 | 0 | 0 | 0 | 0 | 0 | 0 | 0 | 0 | 0 | 0 | 0 | 0 | 0 | 0 | 0 | 0 | 0 | 0 | 0 | 0 | 0 | 0 | 18.8 | SNCR
50882_B_1 | NY_Zone G-I (Downstate NY) | New York | 36 | Westchester | 119 | 50882 | 1 | Wheelabrator Westchester | 18482 | 1984 | 9999 | Municipal Solid Waste |  |  | Baghouse + Dry Scrubber + SNCR + Mercury Control |  | Dry Scrubber | Non-Fossil | B | 2030 | MSW |  | 0.54051 | 0.81677 | 1.0148 | 2.3721 | 0 | 0 | 0 | 0 | 0 | 0 | 0 | 0 | 0 | 0 | 0 | 0 | 29.2455 | 44.1927 | 54.9081 | 128.3464 | 24.8367 | 37.5306 | 46.6306 | 108.9979 | 0.0015534 | 0.0023474 | 0.0029166 | 0.0068174 | 0.073505 | 0.11107 | 0.138 | 0.32258 | 0.021756 | 0.032875 | 0.040846 | 0.095477 | 0 | 0 | 0 | 0 | 4.4117 | 0.20288 | 0.30656 | 0.3809 | 0.89034 | 0 | 0 | 0 | 0 | 0 | 17 | Scrubber / SNCR / Mercury Control | Dry Scrubber
50882_B_2 | NY_Zone G-I (Downstate NY) | New York | 36 | Westchester | 119 | 50882 | 2 | Wheelabrator Westchester | 18482 | 1984 | 9999 | Municipal Solid Waste |  |  | Baghouse + Dry Scrubber + SNCR + Mercury Control |  | Dry Scrubber | Non-Fossil | B | 2030 | MSW |  | 0.54051 | 0.81677 | 1.0148 | 2.3721 | 0 | 0 | 0 | 0 | 0 | 0 | 0 | 0 | 0 | 0 | 0 | 0 | 29.2455 | 44.1927 | 54.9081 | 128.3464 | 24.8367 | 37.5306 | 46.6306 | 108.9979 | 0.0015534 | 0.0023474 | 0.0029166 | 0.0068174 | 0.072672 | 0.10981 | 0.13644 | 0.31893 | 0.021756 | 0.032875 | 0.040846 | 0.095477 | 0 | 0 | 0 | 0 | 4.4117 | 0.20288 | 0.30656 | 0.3809 | 0.89034 | 0 | 0 | 0 | 0 | 0 | 17 | Scrubber / SNCR / Mercury Control | Dry Scrubber
50882_B_3 | NY_Zone G-I (Downstate NY) | New York | 36 | Westchester | 119 | 50882 | 3 | Wheelabrator Westchester | 18482 | 1984 | 9999 | Municipal Solid Waste |  |  | Baghouse + Dry Scrubber + SNCR + Mercury Control |  | Dry Scrubber | Non-Fossil | B | 2030 | MSW |  | 0.54051 | 0.81677 | 1.0148 | 2.3721 | 0 | 0 | 0 | 0 | 0 | 0 | 0 | 0 | 0 | 0 | 0 | 0 | 29.2455 | 44.1927 | 54.9081 | 128.3464 | 24.8367 | 37.5306 | 46.6306 | 108.9979 | 0.0015534 | 0.0023474 | 0.0029166 | 0.0068174 | 0.079456 | 0.12007 | 0.14918 | 0.3487 | 0.021756 | 0.032875 | 0.040846 | 0.095477 | 0 | 0 | 0 | 0 | 4.4117 | 0.20288 | 0.30656 | 0.3809 | 0.89034 | 0 | 0 | 0 | 0 | 0 | 17 | Scrubber / SNCR / Mercury Control | Dry Scrubber
50883_B_BLR1 | ISONE_Connecticut | Connecticut | 9 | Fairfield | 1 | 50883 | BLR1 | Wheelabrator Bridgeport | 16767 | 1988 | 9999 | Municipal Solid Waste |  |  | Baghouse + Dry Scrubber + SNCR + Mercury Control |  | Dry Scrubber | Non-Fossil | B | 2030 | MSW |  | 0.55324 | 0.7804 | 1.0073 | 2.3409 | 0 | 0 | 0 | 0 | 0 | 0 | 0 | 0 | 0 | 0 | 0 | 0 | 32.9958 | 46.5438 | 60.076 | 139.6156 | 25.4214 | 35.8594 | 46.2852 | 107.5659 | 0.00159 | 0.0022429 | 0.002895 | 0.0067278 | 0.067133 | 0.094698 | 0.12223 | 0.28406 | 0.018395 | 0.025948 | 0.033493 | 0.077836 | 0 | 0 | 0 | 0 | 5.0032 | 0.22889 | 0.32287 | 0.41675 | 0.96851 | 0 | 0 | 0 | 0 | 0 | 19.3 | Scrubber / SNCR / Mercury Control | Dry Scrubber
50883_B_BLR2 | ISONE_Connecticut | Connecticut | 9 | Fairfield | 1 | 50883 | BLR2 | Wheelabrator Bridgeport | 16767 | 1988 | 9999 | Municipal Solid Waste |  |  | Baghouse + Dry Scrubber + SNCR + Mercury Control |  | Dry Scrubber | Non-Fossil | B | 2030 | MSW |  | 0.55324 | 0.7804 | 1.0073 | 2.3409 | 0 | 0 | 0 | 0 | 0 | 0 | 0 | 0 | 0 | 0 | 0 | 0 | 32.9958 | 46.5438 | 60.076 | 139.6156 | 25.4214 | 35.8594 | 46.2852 | 107.5659 | 0.00159 | 0.0022429 | 0.002895 | 0.0067278 | 0.068887 | 0.097172 | 0.12542 | 0.29148 | 0.018395 | 0.025948 | 0.033493 | 0.077836 | 0 | 0 | 0 | 0 | 5.0032 | 0.22889 | 0.32287 | 0.41675 | 0.96851 | 0 | 0 | 0 | 0 | 0 | 19.3 | Scrubber / SNCR / Mercury Control | Dry Scrubber
50883_B_BLR3 | ISONE_Connecticut | Connecticut | 9 | Fairfield | 1 | 50883 | BLR3 | Wheelabrator Bridgeport | 16767 | 1988 | 9999 | Municipal Solid Waste |  |  | Baghouse + Dry Scrubber + SNCR + Mercury Control |  | Dry Scrubber | Non-Fossil | B | 2030 | MSW |  | 0.55324 | 0.7804 | 1.0073 | 2.3409 | 0 | 0 | 0 | 0 | 0 | 0 | 0 | 0 | 0 | 0 | 0 | 0 | 32.9958 | 46.5438 | 60.076 | 139.6156 | 25.4214 | 35.8594 | 46.2852 | 107.5659 | 0.00159 | 0.0022429 | 0.002895 | 0.0067278 | 0.066439 | 0.093718 | 0.12097 | 0.28112 | 0.018395 | 0.025948 | 0.033493 | 0.077836 | 0 | 0 | 0 | 0 | 5.0032 | 0.22889 | 0.32287 | 0.41675 | 0.96851 | 0 | 0 | 0 | 0 | 0 | 19.3 | Scrubber / SNCR / Mercury Control | Dry Scrubber
50884_B_B101 | FRCC | Florida | 12 | Pinellas | 103 | 50884 | B101 | Pinellas County Resource Recovery | 20539 | 1983 | 9999 | Municipal Solid Waste |  |  | Baghouse + Dry Scrubber + SNCR + Mercury Control |  | Dry Scrubber | Non-Fossil | B | 2030 | MSW |  | 0.67884 | 0.85026 | 1.0789 | 2.608 | 0 | 0 | 0 | 0 | 0 | 0 | 0 | 0 | 0 | 0 | 0 | 0 | 33.0511 | 41.3975 | 52.5274 | 126.976 | 31.1925 | 39.0696 | 49.5737 | 119.8358 | 0.001951 | 0.0024437 | 0.0031006 | 0.0074953 | 0.0993 | 0.12438 | 0.15782 | 0.38149 | 0.029699 | 0.037199 | 0.0472 | 0.1141 | 0 | 0 | 0 | 0 | 5.3471 | 0.22928 | 0.28717 | 0.36438 | 0.88083 | 0 | 0 | 0 | 0 | 0 | 20.6 | Scrubber / SNCR / Mercury Control | Dry Scrubber
50884_B_B102 | FRCC | Florida | 12 | Pinellas | 103 | 50884 | B102 | Pinellas County Resource Recovery | 20539 | 1983 | 9999 | Municipal Solid Waste |  |  | Baghouse + Dry Scrubber + SNCR + Mercury Control |  | Dry Scrubber | Non-Fossil | B | 2030 | MSW |  | 0.67884 | 0.85026 | 1.0789 | 2.608 | 0 | 0 | 0 | 0 | 0 | 0 | 0 | 0 | 0 | 0 | 0 | 0 | 33.0511 | 41.3975 | 52.5274 | 126.976 | 31.1925 | 39.0696 | 49.5737 | 119.8358 | 0.001951 | 0.0024437 | 0.0031006 | 0.0074953 | 0.1131 | 0.14166 | 0.17975 | 0.43451 | 0.029699 | 0.037199 | 0.0472 | 0.1141 | 0 | 0 | 0 | 0 | 5.3471 | 0.22928 | 0.28717 | 0.36438 | 0.88083 | 0 | 0 | 0 | 0 | 0 | 20.6 | Scrubber / SNCR / Mercury Control | Dry Scrubber
50884_B_B103 | FRCC | Florida | 12 | Pinellas | 103 | 50884 | B103 | Pinellas County Resource Recovery | 20560 | 1986 | 9999 | Municipal Solid Waste |  |  | Baghouse + Dry Scrubber + SNCR + Mercury Control |  | Dry Scrubber | Non-Fossil | B | 2030 | MSW |  | 0.56078 | 0.70239 | 0.89123 | 2.1544 | 0 | 0 | 0 | 0 | 0 | 0 | 0 | 0 | 0 | 0 | 0 | 0 | 27.2752 | 34.163 | 43.3479 | 104.786 | 25.7677 | 32.2749 | 40.9521 | 98.9947 | 0.0016117 | 0.0020187 | 0.0025614 | 0.0061917 | 0.10787 | 0.13511 | 0.17144 | 0.41442 | 0.024534 | 0.03073 | 0.038991 | 0.094255 | 0 | 0 | 0 | 0 | 4.4127 | 0.18921 | 0.23699 | 0.3007 | 0.7269 | 0 | 0 | 0 | 0 | 0 | 17 | Scrubber / SNCR / Mercury Control | Dry Scrubber
50885_B_BLR1 | PJM_EMAAC | New Jersey | 34 | Gloucester | 15 | 50885 | BLR1 | Wheelabrator Gloucester LP | 23668 | 1990 | 9999 | Municipal Solid Waste |  |  | Baghouse + Dry Scrubber + SNCR + Mercury Control |  | Dry Scrubber | Non-Fossil | B | 2030 | MSW |  | 0.24809 | 0.32548 | 0.43126 | 1.0048 | 0 | 0 | 0 | 0 | 0 | 0 | 0 | 0 | 0 | 0 | 0 | 0 | 10.4821 | 13.7519 | 18.2214 | 42.4554 | 11.3998 | 14.9558 | 19.8166 | 46.1722 | 0.00071301 | 0.00093543 | 0.0012395 | 0.0028879 | 0.028601 | 0.037523 | 0.049718 | 0.11584 | 0.0086832 | 0.011392 | 0.015094 | 0.035169 | 0 | 0 | 0 | 0 | 1.5751 | 0.072714 | 0.095397 | 0.1264 | 0.29451 | 0 | 0 | 0 | 0 | 0 | 6 | Scrubber / SNCR / Mercury Control | Dry Scrubber
50885_B_BLR2 | PJM_EMAAC | New Jersey | 34 | Gloucester | 15 | 50885 | BLR2 | Wheelabrator Gloucester LP | 23668 | 1990 | 9999 | Municipal Solid Waste |  |  | Baghouse + Dry Scrubber + SNCR + Mercury Control |  | Dry Scrubber | Non-Fossil | B | 2030 | MSW |  | 0.24809 | 0.32548 | 0.43126 | 1.0048 | 0 | 0 | 0 | 0 | 0 | 0 | 0 | 0 | 0 | 0 | 0 | 0 | 10.4821 | 13.7519 | 18.2214 | 42.4554 | 11.3998 | 14.9558 | 19.8166 | 46.1722 | 0.00071301 | 0.00093543 | 0.0012395 | 0.0028879 | 0.029328 | 0.038477 | 0.050982 | 0.11879 | 0.0086832 | 0.011392 | 0.015094 | 0.035169 | 0 | 0 | 0 | 0 | 1.5751 | 0.072714 | 0.095397 | 0.1264 | 0.29451 | 0 | 0 | 0 | 0 | 0 | 6 | Scrubber / SNCR / Mercury Control | Dry Scrubber
50886_B_1-1A | WECC_Pacific Northwest | Washington | 53 | Spokane | 63 | 50886 | 1-1A | Spokane Waste to Energy | 21475 | 1991 | 9999 | Municipal Solid Waste |  |  | Baghouse + Dry Scrubber + SNCR + Mercury Control |  | Dry Scrubber | Non-Fossil | B | 2030 | MSW |  | 0.31389 | 0.49727 | 0.59434 | 1.4055 | 0 | 0 | 0 | 0 | 0 | 0 | 0 | 0 | 0 | 0 | 0 | 0 | 14.6163 | 23.1556 | 27.6758 | 65.4477 | 14.4231 | 22.8494 | 27.3099 | 64.5823 | 0.00090211 | 0.0014291 | 0.0017081 | 0.0040394 | 0.036856 | 0.058389 | 0.069787 | 0.16503 | 0.0060423 | 0.0095724 | 0.011441 | 0.027056 | 0 | 0 | 0 | 0 | 2.9552 | 0.10139 | 0.16063 | 0.19199 | 0.45401 | 0 | 0 | 0 | 0 | 0 | 11.4 | Scrubber / SNCR / Mercury Control | Dry Scrubber
50886_B_1-1B | WECC_Pacific Northwest | Washington | 53 | Spokane | 63 | 50886 | 1-1B | Spokane Waste to Energy | 21475 | 1991 | 9999 | Municipal Solid Waste |  |  | Baghouse + Dry Scrubber + SNCR + Mercury Control |  | Dry Scrubber | Non-Fossil | B | 2030 | MSW |  | 0.31389 | 0.49727 | 0.59434 | 1.4055 | 0 | 0 | 0 | 0 | 0 | 0 | 0 | 0 | 0 | 0 | 0 | 0 | 14.6163 | 23.1556 | 27.6758 | 65.4477 | 14.4231 | 22.8494 | 27.3099 | 64.5823 | 0.00090211 | 0.0014291 | 0.0017081 | 0.0040394 | 0.038068 | 0.060308 | 0.072081 | 0.17046 | 0.0060423 | 0.0095724 | 0.011441 | 0.027056 | 0 | 0 | 0 | 0 | 2.9552 | 0.10139 | 0.16063 | 0.19199 | 0.45401 | 0 | 0 | 0 | 0 | 0 | 11.4 | Scrubber / SNCR / Mercury Control | Dry Scrubber
50887_B_BLR1 | FRCC | Florida | 12 | Broward | 11 | 50887 | BLR1 | Wheelabrator South Broward | 20528 | 1991 | 9999 | Municipal Solid Waste |  |  | Baghouse + Dry Scrubber + SNCR + Mercury Control |  | Dry Scrubber | Non-Fossil | B | 2030 | MSW |  | 0.59284 | 0.74255 | 0.94219 | 2.2776 | 0 | 0 | 0 | 0 | 0 | 0 | 0 | 0 | 0 | 0 | 0 | 0 | 28.8796 | 36.1726 | 45.8978 | 110.9499 | 27.241 | 34.1202 | 43.2936 | 104.6548 | 0.0017038 | 0.0021341 | 0.0027079 | 0.0065458 | 0.083481 | 0.10456 | 0.13267 | 0.32072 | 0.018577 | 0.023268 | 0.029524 | 0.071369 | 0 | 0 | 0 | 0 | 4.6662 | 0.20034 | 0.25093 | 0.31839 | 0.76966 | 0 | 0 | 0 | 0 | 0 | 18 | Scrubber / SNCR / Mercury Control | Dry Scrubber
50887_B_BLR2 | FRCC | Florida | 12 | Broward | 11 | 50887 | BLR2 | Wheelabrator South Broward | 20528 | 1991 | 9999 | Municipal Solid Waste |  |  | Baghouse + Dry Scrubber + SNCR + Mercury Control |  | Dry Scrubber | Non-Fossil | B | 2030 | MSW |  | 0.59284 | 0.74255 | 0.94219 | 2.2776 | 0 | 0 | 0 | 0 | 0 | 0 | 0 | 0 | 0 | 0 | 0 | 0 | 28.8796 | 36.1726 | 45.8978 | 110.9499 | 27.241 | 34.1202 | 43.2936 | 104.6548 | 0.0017038 | 0.0021341 | 0.0027079 | 0.0065458 | 0.088754 | 0.11117 | 0.14106 | 0.34098 | 0.018577 | 0.023268 | 0.029524 | 0.071369 | 0 | 0 | 0 | 0 | 4.6662 | 0.20034 | 0.25093 | 0.31839 | 0.76966 | 0 | 0 | 0 | 0 | 0 | 18 | Scrubber / SNCR / Mercury Control | Dry Scrubber
50887_B_BLR3 | FRCC | Florida | 12 | Broward | 11 | 50887 | BLR3 | Wheelabrator South Broward | 20528 | 1991 | 9999 | Municipal Solid Waste |  |  | Baghouse + Dry Scrubber + SNCR + Mercury Control |  | Dry Scrubber | Non-Fossil | B | 2030 | MSW |  | 0.59284 | 0.74255 | 0.94219 | 2.2776 | 0 | 0 | 0 | 0 | 0 | 0 | 0 | 0 | 0 | 0 | 0 | 0 | 28.8796 | 36.1726 | 45.8978 | 110.9499 | 27.241 | 34.1202 | 43.2936 | 104.6548 | 0.0017038 | 0.0021341 | 0.0027079 | 0.0065458 | 0.08812 | 0.11037 | 0.14005 | 0.33854 | 0.018577 | 0.023268 | 0.029524 | 0.071369 | 0 | 0 | 0 | 0 | 4.6662 | 0.20034 | 0.25093 | 0.31839 | 0.76966 | 0 | 0 | 0 | 0 | 0 | 18 | Scrubber / SNCR / Mercury Control | Dry Scrubber
50888_B_BLR1 | PJM_Western MAAC | Pennsylvania | 42 | Northampton | 95 | 50888 | BLR1 | Northampton Generating Company LP | 10316 | 1995 | 9999 | Coal Steam | FBC | dry | Baghouse + Reagent Injection + SNCR + DSI | CF + NH3 | Reagent Injection | Fossil | B | 2030 | Biomass |  | 0 | 0 | 0 | 0 | 0 | 0 | 0 | 0 | 0 | 0 | 0 | 0 | 0 | 0 | 0 | 0 | 0 | 0 | 0 | 0 | 0 | 0 | 0 | 0 | 0 | 0 | 0 | 0 | 0 | 0 | 0 | 0 | 0 | 0 | 0 | 0 | 0 | 0 | 0 | 0 | 3.5738 | 0 | 0 | 0 | 0 | 0 | 0 | 0 | 0 | 0 | 112 | SNCR / DSI
50890_G_GEN1 | SERC_VACAR | North Carolina | 37 | Madison | 115 | 50890 | GEN1 | Ivy River Hydro | 0 | 1985 | 9999 | Hydro | [5 empty] | Non-Fossil | G | 2030 | Hydro |  | 0 | 0 | 0 | 0 | 0 | 0 | 0 | 0 | 0 | 0 | 0 | 0 | 0 | 0 | 0 | 0 | 0.19221 | 0.21633 | 0.23658 | 0.64512 | 0 | 0 | 0 | 0 | 0 | 0 | 0 | 0 | 0 | 0 | 0 | 0 | 0 | 0 | 0 | 0 | 0 | 0 | 0 | 0 | 0.0031616 | 0.00026718 | 0.00030069 | 0.00032884 | 0.00089671 | 0 | 0 | 0 | 0 | 0 | 0.2
50890_G_GEN2 | SERC_VACAR | North Carolina | 37 | Madison | 115 | 50890 | GEN2 | Ivy River Hydro | 0 | 1985 | 9999 | Hydro | [5 empty] | Non-Fossil | G | 2030 | Hydro |  | 0 | 0 | 0 | 0 | 0 | 0 | 0 | 0 | 0 | 0 | 0 | 0 | 0 | 0 | 0 | 0 | 0.19221 | 0.21633 | 0.23658 | 0.64512 | 0 | 0 | 0 | 0 | 0 | 0 | 0 | 0 | 0 | 0 | 0 | 0 | 0 | 0 | 0 | 0 | 0 | 0 | 0 | 0 | 0.0031616 | 0.00026718 | 0.00030069 | 0.00032884 | 0.00089671 | 0 | 0 | 0 | 0 | 0 | 0.2
50890_G_GEN3 | SERC_VACAR | North Carolina | 37 | Madison | 115 | 50890 | GEN3 | Ivy River Hydro | 0 | 1985 | 9999 | Hydro | [5 empty] | Non-Fossil | G | 2030 | Hydro |  | 0 | 0 | 0 | 0 | 0 | 0 | 0 | 0 | 0 | 0 | 0 | 0 | 0 | 0 | 0 | 0 | 0.19221 | 0.21633 | 0.23658 | 0.64512 | 0 | 0 | 0 | 0 | 0 | 0 | 0 | 0 | 0 | 0 | 0 | 0 | 0 | 0 | 0 | 0 | 0 | 0 | 0 | 0 | 0.0031616 | 0.00026718 | 0.00030069 | 0.00032884 | 0.00089671 | 0 | 0 | 0 | 0 | 0 | 0.2
50890_G_GEN4 | SERC_VACAR | North Carolina | 37 | Madison | 115 | 50890 | GEN4 | Ivy River Hydro | 0 | 1985 | 9999 | Hydro | [5 empty] | Non-Fossil | G | 2030 | Hydro |  | 0 | 0 | 0 | 0 | 0 | 0 | 0 | 0 | 0 | 0 | 0 | 0 | 0 | 0 | 0 | 0 | 0.19221 | 0.21633 | 0.23658 | 0.64512 | 0 | 0 | 0 | 0 | 0 | 0 | 0 | 0 | 0 | 0 | 0 | 0 | 0 | 0 | 0 | 0 | 0 | 0 | 0 | 0 | 0.0031616 | 0.00026718 | 0.00030069 | 0.00032884 | 0.00089671 | 0 | 0 | 0 | 0 | 0 | 0.2
50891_G_GEN1 | WECC_Idaho | Idaho | 16 | Idaho | 49 | 50891 | GEN1 | El Dorado Hydro Elk Creek | 0 | 1986 | 9999 | Hydro | [5 empty] | Non-Fossil | G | 2030 | Hydro |  | 0 | 0 | 0 | 0 | 0 | 0 | 0 | 0 | 0 | 0 | 0 | 0 | 0 | 0 | 0 | 0 | 1.6746 | 2.3072 | 3.738 | 7.7198 | 0 | 0 | 0 | 0 | 0 | 0 | 0 | 0 | 0 | 0 | 0 | 0 | 0 | 0 | 0 | 0 | 0 | 0 | 0 | 0 | 0.036359 | 0.0023277 | 0.0032071 | 0.0051958 | 0.010731 | 0 | 0 | 0 | 0 | 0 | 2.3
50892_G_GEN1 | WECC_Northern California (not including BANC) | California | 6 | El Dorado | 17 | 50892 | GEN1 | Rock Creek LP | 0 | 1986 | 9999 | Hydro | [5 empty] | Non-Fossil | G | 2030 | Hydro |  | 0 | 0 | 0 | 0 | 0 | 0 | 0 | 0 | 0 | 0 | 0 | 0 | 0 | 0 | 0 | 0 | 0.75602 | 1.1768 | 2.3078 | 4.2406 | 0 | 0 | 0 | 0 | 0 | 0 | 0 | 0 | 0 | 0 | 0 | 0 | 0 | 0 | 0 | 0 | 0 | 0 | 0 | 0 | 0.023712 | 0.0010509 | 0.0016357 | 0.0032079 | 0.0058945 | 0 | 0 | 0 | 0 | 0 | 1.5
50892_G_GEN2 | WECC_Northern California (not including BANC) | California | 6 | El Dorado | 17 | 50892 | GEN2 | Rock Creek LP | 0 | 1986 | 9999 | Hydro | [5 empty] | Non-Fossil | G | 2030 | Hydro |  | 0 | 0 | 0 | 0 | 0 | 0 | 0 | 0 | 0 | 0 | 0 | 0 | 0 | 0 | 0 | 0 | 0.75602 | 1.1768 | 2.3078 | 4.2406 | 0 | 0 | 0 | 0 | 0 | 0 | 0 | 0 | 0 | 0 | 0 | 0 | 0 | 0 | 0 | 0 | 0 | 0 | 0 | 0 | 0.023712 | 0.0010509 | 0.0016357 | 0.0032079 | 0.0058945 | 0 | 0 | 0 | 0 | 0 | 1.5
50893_G_GEN1 | PJM_PENELEC | Pennsylvania | 42 | Armstrong | 5 | 50893 | GEN1 | Allegheny No. 5 Hydro Station | 0 | 1988 | 9999 | Hydro | [5 empty] | Non-Fossil | G | 2030 | Hydro |  | 0 | 0 | 0 | 0 | 0 | 0 | 0 | 0 | 0 | 0 | 0 | 0 | 0 | 0 | 0 | 0 | 4.6797 | 6.3448 | 6.7725 | 17.7971 | 0 | 0 | 0 | 0 | 0 | 0 | 0 | 0 | 0 | 0 | 0 | 0 | 0 | 0 | 0 | 0 | 0 | 0 | 0 | 0 | 0.047425 | 0.0065048 | 0.0088193 | 0.0094138 | 0.024738 | 0 | 0 | 0 | 0 | 0 | 3
50893_G_GEN2 | PJM_PENELEC | Pennsylvania | 42 | Armstrong | 5 | 50893 | GEN2 | Allegheny No. 5 Hydro Station | 0 | 1988 | 9999 | Hydro | [5 empty] | Non-Fossil | G | 2030 | Hydro |  | 0 | 0 | 0 | 0 | 0 | 0 | 0 | 0 | 0 | 0 | 0 | 0 | 0 | 0 | 0 | 0 | 4.6797 | 6.3448 | 6.7725 | 17.7971 | 0 | 0 | 0 | 0 | 0 | 0 | 0 | 0 | 0 | 0 | 0 | 0 | 0 | 0 | 0 | 0 | 0 | 0 | 0 | 0 | 0.047425 | 0.0065048 | 0.0088193 | 0.0094138 | 0.024738 | 0 | 0 | 0 | 0 | 0 | 3
50894_G_GEN1 | PJM_AP | Pennsylvania | 42 | Armstrong | 5 | 50894 | GEN1 | Allegheny No 6 Hydro Station | 0 | 1988 | 9999 | Hydro | [5 empty] | Non-Fossil | G | 2030 | Hydro |  | 0 | 0 | 0 | 0 | 0 | 0 | 0 | 0 | 0 | 0 | 0 | 0 | 0 | 0 | 0 | 0 | 4.6607 | 6.766 | 5.957 | 17.3837 | 0 | 0 | 0 | 0 | 0 | 0 | 0 | 0 | 0 | 0 | 0 | 0 | 0 | 0 | 0 | 0 | 0 | 0 | 0 | 0 | 0.063233 | 0.0064784 | 0.0094048 | 0.0082802 | 0.024163 | 0 | 0 | 0 | 0 | 0 | 4
50894_G_GEN2 | PJM_AP | Pennsylvania | 42 | Armstrong | 5 | 50894 | GEN2 | Allegheny No 6 Hydro Station | 0 | 1988 | 9999 | Hydro | [5 empty] | Non-Fossil | G | 2030 | Hydro |  | 0 | 0 | 0 | 0 | 0 | 0 | 0 | 0 | 0 | 0 | 0 | 0 | 0 | 0 | 0 | 0 | 4.6607 | 6.766 | 5.957 | 17.3837 | 0 | 0 | 0 | 0 | 0 | 0 | 0 | 0 | 0 | 0 | 0 | 0 | 0 | 0 | 0 | 0 | 0 | 0 | 0 | 0 | 0.063233 | 0.0064784 | 0.0094048 | 0.0082802 | 0.024163 | 0 | 0 | 0 | 0 | 0 | 4
50895_G_GEN1 | WECC_Idaho | Idaho | 16 | Jerome | 53 | 50895 | GEN1 | Bypass | 0 | 1987 | 9999 | Hydro | [5 empty] | Non-Fossil | G | 2030 | Hydro |  | 0 | 0 | 0 | 0 | 0 | 0 | 0 | 0 | 0 | 0 | 0 | 0 | 0 | 0 | 0 | 0 | 2.638 | 3.8812 | 6.6312 | 13.1504 | 0 | 0 | 0 | 0 | 0 | 0 | 0 | 0 | 0 | 0 | 0 | 0 | 0 | 0 | 0 | 0 | 0 | 0 | 0 | 0 | 0.052167 | 0.0036668 | 0.0053949 | 0.0092173 | 0.018279 | 0 | 0 | 0 | 0 | 0 | 3.3
50895_G_GEN2 | WECC_Idaho | Idaho | 16 | Jerome | 53 | 50895 | GEN2 | Bypass | 0 | 1987 | 9999 | Hydro | [5 empty] | Non-Fossil | G | 2030 | Hydro |  | 0 | 0 | 0 | 0 | 0 | 0 | 0 | 0 | 0 | 0 | 0 | 0 | 0 | 0 | 0 | 0 | 2.638 | 3.8812 | 6.6312 | 13.1504 | 0 | 0 | 0 | 0 | 0 | 0 | 0 | 0 | 0 | 0 | 0 | 0 | 0 | 0 | 0 | 0 | 0 | 0 | 0 | 0 | 0.052167 | 0.0036668 | 0.0053949 | 0.0092173 | 0.018279 | 0 | 0 | 0 | 0 | 0 | 3.3
50895_G_GEN3 | WECC_Idaho | Idaho | 16 | Jerome | 53 | 50895 | GEN3 | Bypass | 0 | 1987 | 9999 | Hydro | [5 empty] | Non-Fossil | G | 2030 | Hydro |  | 0 | 0 | 0 | 0 | 0 | 0 | 0 | 0 | 0 | 0 | 0 | 0 | 0 | 0 | 0 | 0 | 2.638 | 3.8812 | 6.6312 | 13.1504 | 0 | 0 | 0 | 0 | 0 | 0 | 0 | 0 | 0 | 0 | 0 | 0 | 0 | 0 | 0 | 0 | 0 | 0 | 0 | 0 | 0.052167 | 0.0036668 | 0.0053949 | 0.0092173 | 0.018279 | 0 | 0 | 0 | 0 | 0 | 3.3
50896_G_GEN1 | WECC_Idaho | Idaho | 16 | Jerome | 53 | 50896 | GEN1 | S E Hazelton A | 0 | 1990 | 9999 | Hydro | [5 empty] | Non-Fossil | G | 2030 | Hydro |  | 0 | 0 | 0 | 0 | 0 | 0 | 0 | 0 | 0 | 0 | 0 | 0 | 0 | 0 | 0 | 0 | 2.2383 | 3.2932 | 5.6265 | 11.1579 | 0 | 0 | 0 | 0 | 0 | 0 | 0 | 0 | 0 | 0 | 0 | 0 | 0 | 0 | 0 | 0 | 0 | 0 | 0 | 0 | 0.044263 | 0.0031112 | 0.0045775 | 0.0078208 | 0.01551 | 0 | 0 | 0 | 0 | 0 | 2.8
50896_G_GEN2 | WECC_Idaho | Idaho | 16 | Jerome | 53 | 50896 | GEN2 | S E Hazelton A | 0 | 1990 | 9999 | Hydro | [5 empty] | Non-Fossil | G | 2030 | Hydro |  | 0 | 0 | 0 | 0 | 0 | 0 | 0 | 0 | 0 | 0 | 0 | 0 | 0 | 0 | 0 | 0 | 2.2383 | 3.2932 | 5.6265 | 11.1579 | 0 | 0 | 0 | 0 | 0 | 0 | 0 | 0 | 0 | 0 | 0 | 0 | 0 | 0 | 0 | 0 | 0 | 0 | 0 | 0 | 0.044263 | 0.0031112 | 0.0045775 | 0.0078208 | 0.01551 | 0 | 0 | 0 | 0 | 0 | 2.8
50896_G_GEN3 | WECC_Idaho | Idaho | 16 | Jerome | 53 | 50896 | GEN3 | S E Hazelton A | 0 | 1990 | 9999 | Hydro | [5 empty] | Non-Fossil | G | 2030 | Hydro |  | 0 | 0 | 0 | 0 | 0 | 0 | 0 | 0 | 0 | 0 | 0 | 0 | 0 | 0 | 0 | 0 | 2.2383 | 3.2932 | 5.6265 | 11.1579 | 0 | 0 | 0 | 0 | 0 | 0 | 0 | 0 | 0 | 0 | 0 | 0 | 0 | 0 | 0 | 0 | 0 | 0 | 0 | 0 | 0.044263 | 0.0031112 | 0.0045775 | 0.0078208 | 0.01551 | 0 | 0 | 0 | 0 | 0 | 2.8
50897_G_GEN1 | PJM_PENELEC | Pennsylvania | 42 | Armstrong | 5 | 50897 | GEN1 | Allegheny Hydro No 8 | 0 | 1990 | 9999 | Hydro | [5 empty] | Non-Fossil | G | 2030 | Hydro |  | 0 | 0 | 0 | 0 | 0 | 0 | 0 | 0 | 0 | 0 | 0 | 0 | 0 | 0 | 0 | 0 | 10.6074 | 14.3816 | 15.3511 | 40.3401 | 0 | 0 | 0 | 0 | 0 | 0 | 0 | 0 | 0 | 0 | 0 | 0 | 0 | 0 | 0 | 0 | 0 | 0 | 0 | 0 | 0.1075 | 0.014744 | 0.01999 | 0.021338 | 0.056073 | 0 | 0 | 0 | 0 | 0 | 6.8
50897_G_GEN2 | PJM_PENELEC | Pennsylvania | 42 | Armstrong | 5 | 50897 | GEN2 | Allegheny Hydro No 8 | 0 | 1990 | 9999 | Hydro | [5 empty] | Non-Fossil | G | 2030 | Hydro |  | 0 | 0 | 0 | 0 | 0 | 0 | 0 | 0 | 0 | 0 | 0 | 0 | 0 | 0 | 0 | 0 | 10.6074 | 14.3816 | 15.3511 | 40.3401 | 0 | 0 | 0 | 0 | 0 | 0 | 0 | 0 | 0 | 0 | 0 | 0 | 0 | 0 | 0 | 0 | 0 | 0 | 0 | 0 | 0.1075 | 0.014744 | 0.01999 | 0.021338 | 0.056073 | 0 | 0 | 0 | 0 | 0 | 6.8
50898_G_GEN1 | PJM_PENELEC | Pennsylvania | 42 | Armstrong | 5 | 50898 | GEN1 | Allegheny Hydro No 9 | 0 | 1990 | 9999 | Hydro | [5 empty] | Non-Fossil | G | 2030 | Hydro |  | 0 | 0 | 0 | 0 | 0 | 0 | 0 | 0 | 0 | 0 | 0 | 0 | 0 | 0 | 0 | 0 | 13.8832 | 18.823 | 20.0919 | 52.798 | 0 | 0 | 0 | 0 | 0 | 0 | 0 | 0 | 0 | 0 | 0 | 0 | 0 | 0 | 0 | 0 | 0 | 0 | 0 | 0 | 0.14069 | 0.019298 | 0.026164 | 0.027928 | 0.073389 | 0 | 0 | 0 | 0 | 0 | 8.9
50898_G_GEN2 | PJM_PENELEC | Pennsylvania | 42 | Armstrong | 5 | 50898 | GEN2 | Allegheny Hydro No 9 | 0 | 1990 | 9999 | Hydro | [5 empty] | Non-Fossil | G | 2030 | Hydro |  | 0 | 0 | 0 | 0 | 0 | 0 | 0 | 0 | 0 | 0 | 0 | 0 | 0 | 0 | 0 | 0 | 13.8832 | 18.823 | 20.0919 | 52.798 | 0 | 0 | 0 | 0 | 0 | 0 | 0 | 0 | 0 | 0 | 0 | 0 | 0 | 0 | 0 | 0 | 0 | 0 | 0 | 0 | 0.14069 | 0.019298 | 0.026164 | 0.027928 | 0.073389 | 0 | 0 | 0 | 0 | 0 | 8.9
50900_B_10PB | PJM_Dominion | Virginia | 51 | Covington City | 580 | 50900 | 10PB | Covington Facility | 12539 | 1962 | 9999 | O/G Steam | wall | dry |  | LNB |  | Fossil | B | 2030 | NaturalGas |  | 0.044511 | 0.00044773 | 0.0048752 | 0.049834 | 0 | 0 | 0 | 0 | 0 | 0 | 0 | 0 | 0 | 0 | 0 | 0 | 3.5498 | 0.035707 | 0.3888 | 3.9743 | 3.5828 | 0.036039 | 0.39242 | 4.0113 | 4.2842e-09 | 4.3094e-11 | 4.6924e-10 | 4.7965e-09 | 0.0038656 | 3.8883e-05 | 0.00042339 | 0.0043278 | 0 | 0 | 0 | 0 | 0 | 0 | 0 | 0 | 0.28095 | 0.0031223 | 3.1407e-05 | 0.00034198 | 0.0034957 | 0.13355 | 0.0010167 | 0.0099091 | 0.14448 | 0 | 6.4
50900_B_11PB | PJM_Dominion | Virginia | 51 | Covington City | 580 | 50900 | 11PB | Covington Facility | 12628 | 1994 | 9999 | O/G Steam | wall | dry |  | FR + LNB |  | Fossil | B | 2030 | NaturalGas |  | 0.046928 | 0.00047205 | 0.00514 | 0.05254 | 0 | 0 | 0 | 0 | 0 | 0 | 0 | 0 | 0 | 0 | 0 | 0 | 3.7162 | 0.037381 | 0.40703 | 4.1606 | 3.7774 | 0.037996 | 0.41373 | 4.2291 | 4.5168e-09 | 4.5434e-11 | 4.9472e-10 | 5.057e-09 | 0.0010389 | 1.045e-05 | 0.00011379 | 0.0011631 | 0 | 0 | 0 | 0 | 0 | 0 | 0 | 0 | 0.29412 | 0.0032686 | 3.2879e-05 | 0.00035801 | 0.0036595 | 0.14081 | 0.0010719 | 0.010447 | 0.15233 | 0 | 6.7
50900_B_1PB | PJM_Dominion | Virginia | 51 | Covington City | 580 | 50900 | 1PB | Covington Facility | 12669 | 2013 | 9999 | Biomass | wall | dry | Baghouse + SNCR + Mercury Control | LNB |  | Non-Fossil | B | 2030 |  | Biomass Retirement | 0 | 0 | 0 | 0 | 0 | 0 | 0 | 0 | 0 | 0 | 0 | 0 | 0 | 0 | 0 | 0 | 0 | 0 | 0 | 0 | 0 | 0 | 0 | 0 | 0 | 0 | 0 | 0 | 0 | 0 | 0 | 0 | 0 | 0 | 0 | 0 | 0 | 0 | 0 | 0 | 0 | 0 | 0 | 0 | 0 | 0 | 0 | 0 | 0 | 0 | 37 | SNCR / Mercury Control
50900_B_1RB | PJM_Dominion | Virginia | 51 | Covington City | 580 | 50900 | 1RB | Covington Facility | 12592 | 1972 | 9999 | Non-Fossil Waste | tangential | dry | ESPC | LNB |  | Non-Fossil | B | 2030 | Non-Fossil |  | 0.21954 | 0.29295 | 0.37942 | 0.89191 | 0 | 0 | 0 | 0 | 0 | 0 | 0 | 0 | 0 | 0 | 0 | 0 | 17.4351 | 23.2647 | 30.1319 | 70.8317 | 0 | 0 | 0 | 0 | 0 | 0 | 0 | 0 | 0.01938 | 0.02586 | 0.033494 | 0.078735 | 0 | 0 | 0 | 0 | 0 | 0 | 0 | 0 | 3.5419 | 0.12095 | 0.16139 | 0.20903 | 0.49136 | 0 | 0 | 0 | 0 | 0 | 17.1
50900_B_2RB | PJM_Dominion | Virginia | 51 | Covington City | 580 | 50900 | 2RB | Covington Facility | 12592 | 1992 | 9999 | Non-Fossil Waste | wall | dry | ESPC | OFA |  | Non-Fossil | B | 2030 | Non-Fossil |  | 0.82168 | 1.0964 | 1.4201 | 3.3382 | 0 | 0 | 0 | 0 | 0 | 0 | 0 | 0 | 0 | 0 | 0 | 0 | 65.2541 | 87.0726 | 112.7745 | 265.1012 | 0 | 0 | 0 | 0 | 0 | 0 | 0 | 0 | 0.067289 | 0.089788 | 0.11629 | 0.27337 | 0 | 0 | 0 | 0 | 0 | 0 | 0 | 0 | 13.2563 | 0.45267 | 0.60402 | 0.78232 | 1.839 | 0 | 0 | 0 | 0 | 0 | 64
50900_B_6PB | PJM_Dominion | Virginia | 51 | Covington City | 580 | 50900 | 6PB | Covington Facility | 10947 | 1926 | 9999 | O/G Steam | wall | wet |  | LNB |  | Fossil | B | 2030 | NaturalGas |  | 0.014284 | 0.01363 | 0.079377 | 0.10729 | 0 | 0 | 0 | 0 | 0 | 0 | 0 | 0 | 0 | 0 | 0 | 0 | 1.3048 | 1.2451 | 7.251 | 9.801 | 0.83618 | 0.79792 | 4.6467 | 6.2808 | 9.9987e-10 | 9.5413e-10 | 5.5564e-09 | 7.5104e-09 | 0.0022766 | 0.0021725 | 0.012652 | 0.017101 | 0 | 0 | 0 | 0 | 0 | 0 | 0 | 0 | 0.56606 | 0.0011477 | 0.0010952 | 0.0063777 | 0.0086206 | 0.042859 | 0.030951 | 0.16134 | 0.23515 | 0 | 10.7
50900_B_9PB | PJM_Dominion | Virginia | 51 | Covington City | 580 | 50900 | 9PB | Covington Facility | 10986 | 1962 | 9999 | Coal Steam | tangential | wet | ESPC + Wet Scrubber + SNCR | LNC3 | Wet Scrubber | Fossil | B | 2030 |  | Coal Retirement | 0 | 0 | 0 | 0 | 0 | 0 | 0 | 0 | 0 | 0 | 0 | 0 | 0 | 0 | 0 | 0 | 0 | 0 | 0 | 0 | 0 | 0 | 0 | 0 | 0 | 0 | 0 | 0 | 0 | 0 | 0 | 0 | 0 | 0 | 0 | 0 | 0 | 0 | 0 | 0 | 0 | 0 | 0 | 0 | 0 | 0 | 0 | 0 | 0 | 0 | 14.7 | Scrubber / SNCR | Wet Scrubber
50904_G_RU3 | PJM_ComEd | Illinois | 17 | Kendall | 93 | 50904 | RU3 | Fox Metro Water Reclamation District | 8700 | 1988 | 9999 | Combustion Turbine | [5 empty] | Fossil | G | 2030 | NaturalGas |  | 1.6864e-09 | 6.0396e-10 | 5.8573e-09 | 8.1476e-09 | 0 | 0 | 0 | 0 | 0 | 0 | 0 | 0 | 0 | 0 | 0 | 0 | 1.9384e-07 | 6.942e-08 | 6.7325e-07 | 9.3651e-07 | 1.4901e-07 | 5.3367e-08 | 5.1756e-07 | 7.1994e-07 | 1.7818e-16 | 6.3814e-17 | 6.1888e-16 | 8.6088e-16 | 1.3503e-09 | 4.836e-10 | 4.69e-09 | 6.5239e-09 | 0 | 0 | 0 | 0 | 0 | 0 | 0 | 0 | 4.1514e-08 | 9.149e-10 | 3.2766e-10 | 3.1777e-09 | 4.4203e-09 | 4.8659e-09 | 1.5391e-09 | 1.2655e-08 | 1.906e-08 | 0 | 1e-06
50904_G_RU4 | PJM_ComEd | Illinois | 17 | Kendall | 93 | 50904 | RU4 | Fox Metro Water Reclamation District | 8700 | 1988 | 9999 | Combustion Turbine | [5 empty] | Fossil | G | 2030 | NaturalGas |  | 1.6864e-09 | 6.0396e-10 | 5.8573e-09 | 8.1476e-09 | 0 | 0 | 0 | 0 | 0 | 0 | 0 | 0 | 0 | 0 | 0 | 0 | 1.9384e-07 | 6.942e-08 | 6.7325e-07 | 9.3651e-07 | 1.4901e-07 | 5.3367e-08 | 5.1756e-07 | 7.1994e-07 | 1.7818e-16 | 6.3814e-17 | 6.1888e-16 | 8.6088e-16 | 1.3503e-09 | 4.836e-10 | 4.69e-09 | 6.5239e-09 | 0 | 0 | 0 | 0 | 0 | 0 | 0 | 0 | 4.1514e-08 | 9.149e-10 | 3.2766e-10 | 3.1777e-09 | 4.4203e-09 | 4.8659e-09 | 1.5391e-09 | 1.2655e-08 | 1.906e-08 | 0 | 1e-06
50907_G_UNT1 | NY_Zone C&E | New York | 36 | Oswego | 75 | 50907 | UNT1 | Oswego County Energy Recovery | 6064 | 1986 | 9999 | Municipal Solid Waste | [5 empty] | Non-Fossil | G | 2030 | MSW |  | 0.012782 | 0.021148 | 0.030408 | 0.064338 | 0 | 0 | 0 | 0 | 0 | 0 | 0 | 0 | 0 | 0 | 0 | 0 | 2.1078 | 3.4874 | 5.0145 | 10.6098 | 2.5719 | 4.2552 | 6.1185 | 12.9456 | 0.00016086 | 0.00026614 | 0.00038269 | 0.0008097 | 0.0116 | 0.019192 | 0.027596 | 0.058388 | 0.009795 | 0.016206 | 0.023302 | 0.049303 | 0 | 0 | 0 | 0 | 0.018697 | 0.014622 | 0.024192 | 0.034786 | 0.0736 | 0 | 0 | 0 | 0 | 0 | 1.7
50907_G_UNT2 | NY_Zone C&E | New York | 36 | Oswego | 75 | 50907 | UNT2 | Oswego County Energy Recovery | 6064 | 1986 | 9999 | Municipal Solid Waste | [5 empty] | Non-Fossil | G | 2030 | MSW |  | 0.012782 | 0.021148 | 0.030408 | 0.064338 | 0 | 0 | 0 | 0 | 0 | 0 | 0 | 0 | 0 | 0 | 0 | 0 | 2.1078 | 3.4874 | 5.0145 | 10.6098 | 2.5719 | 4.2552 | 6.1185 | 12.9456 | 0.00016086 | 0.00026614 | 0.00038269 | 0.0008097 | 0.0116 | 0.019192 | 0.027596 | 0.058388 | 0.009795 | 0.016206 | 0.023302 | 0.049303 | 0 | 0 | 0 | 0 | 0.018697 | 0.014622 | 0.024192 | 0.034786 | 0.0736 | 0 | 0 | 0 | 0 | 0 | 1.7
50917_G_GEN1 | WECC_Pacific Northwest | Oregon | 41 | Hood River | 27 | 50917 | GEN1 | Middle Fork Irrigation District | 0 | 1986 | 9999 | Hydro | [5 empty] | Non-Fossil | G | 2030 | Hydro |  | 0 | 0 | 0 | 0 | 0 | 0 | 0 | 0 | 0 | 0 | 0 | 0 | 0 | 0 | 0 | 0 | 1.9313 | 2.4174 | 2.911 | 7.2597 | 0 | 0 | 0 | 0 | 0 | 0 | 0 | 0 | 0 | 0 | 0 | 0 | 0 | 0 | 0 | 0 | 0 | 0 | 0 | 0 | 0.031616 | 0.0026845 | 0.0033601 | 0.0040463 | 0.010091 | 0 | 0 | 0 | 0 | 0 | 2
50917_G_GEN2 | WECC_Pacific Northwest | Oregon | 41 | Hood River | 27 | 50917 | GEN2 | Middle Fork Irrigation District | 0 | 1986 | 9999 | Hydro | [5 empty] | Non-Fossil | G | 2030 | Hydro |  | 0 | 0 | 0 | 0 | 0 | 0 | 0 | 0 | 0 | 0 | 0 | 0 | 0 | 0 | 0 | 0 | 0.48283 | 0.60434 | 0.72775 | 1.8149 | 0 | 0 | 0 | 0 | 0 | 0 | 0 | 0 | 0 | 0 | 0 | 0 | 0 | 0 | 0 | 0 | 0 | 0 | 0 | 0 | 0.0079041 | 0.00067113 | 0.00084003 | 0.0010116 | 0.0025227 | 0 | 0 | 0 | 0 | 0 | 0.5
50917_G_GEN3 | WECC_Pacific Northwest | Oregon | 41 | Hood River | 27 | 50917 | GEN3 | Middle Fork Irrigation District | 0 | 1986 | 9999 | Hydro | [5 empty] | Non-Fossil | G | 2030 | Hydro |  | 0 | 0 | 0 | 0 | 0 | 0 | 0 | 0 | 0 | 0 | 0 | 0 | 0 | 0 | 0 | 0 | 0.77252 | 0.96694 | 1.1644 | 2.9039 | 0 | 0 | 0 | 0 | 0 | 0 | 0 | 0 | 0 | 0 | 0 | 0 | 0 | 0 | 0 | 0 | 0 | 0 | 0 | 0 | 0.012647 | 0.0010738 | 0.0013441 | 0.0016185 | 0.0040364 | 0 | 0 | 0 | 0 | 0 | 0.8
50921_G_GEN1 | WECC_Pacific Northwest | Oregon | 41 | Grant | 23 | 50921 | GEN1 | Co-Gen LLC | 7611 | 1986 | 9999 | Biomass | [5 empty] | Non-Fossil | G | 2030 |  | Biomass Retirement | 0 | 0 | 0 | 0 | 0 | 0 | 0 | 0 | 0 | 0 | 0 | 0 | 0 | 0 | 0 | 0 | 0 | 0 | 0 | 0 | 0 | 0 | 0 | 0 | 0 | 0 | 0 | 0 | 0 | 0 | 0 | 0 | 0 | 0 | 0 | 0 | 0 | 0 | 0 | 0 | 0 | 0 | 0 | 0 | 0 | 0 | 0 | 0 | 0 | 0 | 7.5
50931_B_BLR1 | WECC_Montana | Montana | 30 | Yellowstone | 111 | 50931 | BLR1 | Yellowstone Energy LP | 10449 | 1995 | 9999 | Coal Steam | FBC | dry | Baghouse + Reagent Injection + DSI | CF + OFA | Reagent Injection | Fossil | B | 2030 | Pet. Coke |  | 0.4792 | 0 | 0 | 0.4792 | 0 | 0 | 0 | 0 | 0 | 0 | 0 | 0 | 0 | 0 | 0 | 0 | 45.8611 | 0 | 0 | 45.8611 | 90.0935 | 0 | 0 | 90.0935 | 4.6908e-05 | 0 | 0 | 4.6908e-05 | 0.056026 | 0 | 0 | 0.056026 | 0.22494 | 0 | 0 | 0.22494 | 0.0001198 | 0 | 0 | 0.0001198 | 0.81747 | 0.35545 | 0 | 0 | 0.35545 | 0.86059 | 0 | 0 | 0.86059 | 0 | 26 | DSI
50931_B_BLR2 | WECC_Montana | Montana | 30 | Yellowstone | 111 | 50931 | BLR2 | Yellowstone Energy LP | 10449 | 1995 | 9999 | Coal Steam | FBC | dry | Baghouse + Reagent Injection + DSI | CF + OFA | Reagent Injection | Fossil | B | 2030 | Pet. Coke |  | 0.4792 | 0 | 0 | 0.4792 | 0 | 0 | 0 | 0 | 0 | 0 | 0 | 0 | 0 | 0 | 0 | 0 | 45.8611 | 0 | 0 | 45.8611 | 90.0935 | 0 | 0 | 90.0935 | 4.6908e-05 | 0 | 0 | 4.6908e-05 | 0.056026 | 0 | 0 | 0.056026 | 0.22494 | 0 | 0 | 0.22494 | 0.0001198 | 0 | 0 | 0.0001198 | 0.81747 | 0.35545 | 0 | 0 | 0.35545 | 0.86059 | 0 | 0 | 0.86059 | 0 | 26 | DSI
50936_G_EG3 | MISO_Wisconsin- Upper Michigan (WUMS) | Wisconsin | 55 | Winnebago | 139 | 50936 | EG3 | Winnebago County Landfill Gas | 13500 | 2000 | 9999 | Landfill Gas | [5 empty] | Non-Fossil | G | 2030 | LF Gas |  | 0.018991 | 0.027115 | 0.032212 | 0.078318 | 0 | 0 | 0 | 0 | 0 | 0 | 0 | 0 | 0 | 0 | 0 | 0 | 1.4232 | 2.032 | 2.414 | 5.8691 | 1.0944 | 1.5626 | 1.8564 | 4.5134 | 0 | 0 | 0 | 0 | 0.0022728 | 0.0032451 | 0.0038552 | 0.0093731 | 0 | 0 | 0 | 0 | 0 | 0 | 0 | 0 | 0.2443 | 0.0098725 | 0.014096 | 0.016746 | 0.040714 | 0 | 0 | 0 | 0 | 0 | 0.9
50936_G_EG4 | MISO_Wisconsin- Upper Michigan (WUMS) | Wisconsin | 55 | Winnebago | 139 | 50936 | EG4 | Winnebago County Landfill Gas | 7407 | 2007 | 9999 | Landfill Gas | [5 empty] | Non-Fossil | G | 2030 | LF Gas |  | 0.011713 | 0.016723 | 0.019867 | 0.048303 | 0 | 0 | 0 | 0 | 0 | 0 | 0 | 0 | 0 | 0 | 0 | 0 | 1.5813 | 2.2577 | 2.6822 | 6.5212 | 1.0287 | 1.4687 | 1.7448 | 4.2423 | 0 | 0 | 0 | 0 | 0.0021493 | 0.0030688 | 0.0036457 | 0.0088638 | 0 | 0 | 0 | 0 | 0 | 0 | 0 | 0 | 0.27119 | 0.010969 | 0.015662 | 0.018606 | 0.045238 | 0 | 0 | 0 | 0 | 0 | 1
50936_G_EG5 | MISO_Wisconsin- Upper Michigan (WUMS) | Wisconsin | 55 | Winnebago | 139 | 50936 | EG5 | Winnebago County Landfill Gas | 7407 | 2010 | 9999 | Landfill Gas | [5 empty] | Non-Fossil | G | 2030 | LF Gas |  | 0.016398 | 0.023412 | 0.027814 | 0.067624 | 0 | 0 | 0 | 0 | 0 | 0 | 0 | 0 | 0 | 0 | 0 | 0 | 2.2138 | 3.1608 | 3.755 | 9.1297 | 1.4402 | 2.0562 | 2.4428 | 5.9392 | 0 | 0 | 0 | 0 | 0.0030091 | 0.0042963 | 0.005104 | 0.012409 | 0 | 0 | 0 | 0 | 0 | 0 | 0 | 0 | 0.37967 | 0.015357 | 0.021927 | 0.026049 | 0.063333 | 0 | 0 | 0 | 0 | 0 | 1.4
50938_G_GV1 | WECC_Pacific Northwest | Oregon | 41 | Douglas | 19 | 50938 | GV1 | Galesville Project | 0 | 1987 | 9999 | Hydro | [5 empty] | Non-Fossil | G | 2030 | Hydro |  | 0 | 0 | 0 | 0 | 0 | 0 | 0 | 0 | 0 | 0 | 0 | 0 | 0 | 0 | 0 | 0 | 0.77252 | 0.96694 | 1.1644 | 2.9039 | 0 | 0 | 0 | 0 | 0 | 0 | 0 | 0 | 0 | 0 | 0 | 0 | 0 | 0 | 0 | 0 | 0 | 0 | 0 | 0 | 0.012647 | 0.0010738 | 0.0013441 | 0.0016185 | 0.0040364 | 0 | 0 | 0 | 0 | 0 | 0.8
50938_G_GV2 | WECC_Pacific Northwest | Oregon | 41 | Douglas | 19 | 50938 | GV2 | Galesville Project | 0 | 1987 | 9999 | Hydro | [5 empty] | Non-Fossil | G | 2030 | Hydro |  | 0 | 0 | 0 | 0 | 0 | 0 | 0 | 0 | 0 | 0 | 0 | 0 | 0 | 0 | 0 | 0 | 0.77252 | 0.96694 | 1.1644 | 2.9039 | 0 | 0 | 0 | 0 | 0 | 0 | 0 | 0 | 0 | 0 | 0 | 0 | 0 | 0 | 0 | 0 | 0 | 0 | 0 | 0 | 0.012647 | 0.0010738 | 0.0013441 | 0.0016185 | 0.0040364 | 0 | 0 | 0 | 0 | 0 | 0.8
50949_G_GEN1 | FRCC | Florida | 12 | Hardee | 49 | 50949 | GEN1 | Hardee Power Station | 9235 | 1993 | 9999 | Combined Cycle |  |  |  | H2O |  | Fossil | G | 2030 | NaturalGas |  | 0.019996 | 0.13313 | 0.95849 | 1.1116 | 0 | 0 | 0 | 0 | 0 | 0 | 0 | 0 | 0 | 0 | 0 | 0 | 2.1652 | 14.4157 | 103.7888 | 120.3696 | 1.1705 | 7.7934 | 56.11 | 65.0739 | 1.3997e-09 | 9.319e-09 | 6.7094e-08 | 7.7813e-08 | 0.00029781 | 0.0019828 | 0.014275 | 0.016556 | 0 | 0 | 0 | 0 | 0 | 0 | 0 | 0 | 2.6294 | 0.0085979 | 0.056775 | 0.33071 | 0.39609 | 0.060271 | 0.35343 | 3.1543 | 3.568 | 0 | 70
50949_G_GEN2 | FRCC | Florida | 12 | Hardee | 49 | 50949 | GEN2 | Hardee Power Station | 9235 | 1993 | 9999 | Combined Cycle |  |  |  | H2O |  | Fossil | G | 2030 | NaturalGas |  | 0.019996 | 0.13313 | 0.95849 | 1.1116 | 0 | 0 | 0 | 0 | 0 | 0 | 0 | 0 | 0 | 0 | 0 | 0 | 2.1652 | 14.4157 | 103.7888 | 120.3696 | 1.1705 | 7.7934 | 56.11 | 65.0739 | 1.3997e-09 | 9.319e-09 | 6.7094e-08 | 7.7813e-08 | 0.00029781 | 0.0019828 | 0.014275 | 0.016556 | 0 | 0 | 0 | 0 | 0 | 0 | 0 | 0 | 2.6294 | 0.0085979 | 0.056775 | 0.33071 | 0.39609 | 0.060271 | 0.35343 | 3.1543 | 3.568 | 0 | 70
50949_G_GEN3 | FRCC | Florida | 12 | Hardee | 49 | 50949 | GEN3 | Hardee Power Station | 9235 | 1993 | 9999 | Combined Cycle |  |  |  | H2O |  | Fossil | G | 2030 | NaturalGas |  | 0.022281 | 0.14834 | 1.068 | 1.2387 | 0 | 0 | 0 | 0 | 0 | 0 | 0 | 0 | 0 | 0 | 0 | 0 | 2.4127 | 16.0632 | 115.6503 | 134.1262 | 1.3043 | 8.684 | 62.5225 | 72.5109 | 1.5597e-09 | 1.0384e-08 | 7.4762e-08 | 8.6706e-08 | 0.00033184 | 0.0022094 | 0.015907 | 0.018448 | 0 | 0 | 0 | 0 | 0 | 0 | 0 | 0 | 2.9299 | 0.0095805 | 0.063264 | 0.36851 | 0.44135 | 0.067159 | 0.39382 | 3.5148 | 3.9758 | 0 | 78
50949_G_GEN4 | FRCC | Florida | 12 | Hardee | 49 | 50949 | GEN4 | Hardee Power Station | 13552 | 1993 | 9999 | Combustion Turbine |  |  |  | H2O |  | Fossil | G | 2030 | NaturalGas |  | 0.013772 | 0.0081011 | 0.070444 | 0.092316 | 0 | 0 | 0 | 0 | 0 | 0 | 0 | 0 | 0 | 0 | 0 | 0 | 1.0162 | 0.59778 | 5.198 | 6.812 | 0.8062 | 0.47424 | 4.1238 | 5.4042 | 9.6403e-10 | 5.6707e-10 | 4.931e-09 | 6.4621e-09 | 0.0010453 | 0.00061487 | 0.0053467 | 0.0070068 | 0 | 0 | 0 | 0 | 0 | 0 | 0 | 0 | 1.3808 | 0.0066257 | 0.0038975 | 0.033891 | 0.044414 | 0.041511 | 0.021507 | 0.23182 | 0.29484 | 0 | 70
50949_G_GEN5 | FRCC | Florida | 12 | Hardee | 49 | 50949 | GEN5 | Hardee Power Station | 13534 | 2000 | 9999 | Combustion Turbine |  |  |  | DLNB + H2O |  | Fossil | G | 2030 | NaturalGas |  | 0.016701 | 0.0098239 | 0.085425 | 0.11195 | 0 | 0 | 0 | 0 | 0 | 0 | 0 | 0 | 0 | 0 | 0 | 0 | 1.234 | 0.72587 | 6.3119 | 8.2717 | 0.97766 | 0.57509 | 5.0008 | 6.5535 | 1.169e-09 | 6.8767e-10 | 5.9797e-09 | 7.8365e-09 | 0.00020425 | 0.00012015 | 0.0010447 | 0.0013691 | 0 | 0 | 0 | 0 | 0 | 0 | 0 | 0 | 1.6766 | 0.0080455 | 0.0047327 | 0.041153 | 0.053932 | 0.050339 | 0.02608 | 0.28113 | 0.35755 | 0 | 85
50951_B_1 | WECC_Utah | Utah | 49 | Carbon | 7 | 50951 | 1 | Sunnyside Cogen Associates | 12284 | 1993 | 9999 | Coal Steam | FBC | dry | Baghouse + Wet Scrubber + DSI | CF + FU + LA | Wet Scrubber | Fossil | B | 2030 | Waste Coal |  | 1.105 | 1.498 | 0.98279 | 3.5858 | 0 | 0 | 0 | 0 | 0 | 0 | 0 | 0 | 0 | 0 | 0 | 0 | 89.9584 | 121.9436 | 80.0057 | 291.9077 | 115.2009 | 156.1612 | 102.4555 | 373.8177 | 0.00029753 | 0.00040332 | 0.00026462 | 0.00096548 | 0.094736 | 0.12842 | 0.084255 | 0.30741 | 0.85973 | 1.1654 | 0.76461 | 2.7897 | 0.00055252 | 0.00074898 | 0.0004914 | 0.0017929 | 2.1088 | 0.3758 | 0.50941 | 0.33422 | 1.2194 | 1.3758 | 1.865 | 1.2236 | 4.4644 | 0 | 51 | Scrubber / DSI | Wet Scrubber
50960_B_UNIT1 | PJM_EMAAC | New Jersey | 34 | Union | 39 | 50960 | UNIT1 | Union County Resource Recovery | 19383 | 1994 | 9999 | Municipal Solid Waste |  |  | Baghouse + Dry Scrubber + SNCR + Mercury Control | NH3 + other | Dry Scrubber | Non-Fossil | B | 2030 | MSW |  | 0.42328 | 0.55532 | 0.7358 | 1.7144 | 0 | 0 | 0 | 0 | 0 | 0 | 0 | 0 | 0 | 0 | 0 | 0 | 21.8377 | 28.6498 | 37.9612 | 88.4488 | 19.4497 | 25.5169 | 33.8101 | 78.7768 | 0.0012165 | 0.001596 | 0.0021147 | 0.0049272 | 0.03619 | 0.047479 | 0.06291 | 0.14658 | 0.017631 | 0.023131 | 0.030649 | 0.071411 | 0 | 0 | 0 | 0 | 3.2404 | 0.15149 | 0.19874 | 0.26334 | 0.61357 | 0 | 0 | 0 | 0 | 0 | 12.5 | Scrubber / SNCR / Mercury Control | Dry Scrubber
50960_B_UNIT2 | PJM_EMAAC | New Jersey | 34 | Union | 39 | 50960 | UNIT2 | Union County Resource Recovery | 19383 | 1994 | 9999 | Municipal Solid Waste |  |  | Baghouse + Dry Scrubber + SNCR + Mercury Control | NH3 + other | Dry Scrubber | Non-Fossil | B | 2030 | MSW |  | 0.42328 | 0.55532 | 0.7358 | 1.7144 | 0 | 0 | 0 | 0 | 0 | 0 | 0 | 0 | 0 | 0 | 0 | 0 | 21.8377 | 28.6498 | 37.9612 | 88.4488 | 19.4497 | 25.5169 | 33.8101 | 78.7768 | 0.0012165 | 0.001596 | 0.0021147 | 0.0049272 | 0.034074 | 0.044703 | 0.059231 | 0.13801 | 0.017631 | 0.023131 | 0.030649 | 0.071411 | 0 | 0 | 0 | 0 | 3.2404 | 0.15149 | 0.19874 | 0.26334 | 0.61357 | 0 | 0 | 0 | 0 | 0 | 12.5 | Scrubber / SNCR / Mercury Control | Dry Scrubber
50960_B_UNIT3 | PJM_EMAAC | New Jersey | 34 | Union | 39 | 50960 | UNIT3 | Union County Resource Recovery | 19383 | 1994 | 9999 | Municipal Solid Waste |  |  | Baghouse + Dry Scrubber + SNCR + Mercury Control | NH3 + other | Dry Scrubber | Non-Fossil | B | 2030 | MSW |  | 0.42328 | 0.55532 | 0.7358 | 1.7144 | 0 | 0 | 0 | 0 | 0 | 0 | 0 | 0 | 0 | 0 | 0 | 0 | 21.8377 | 28.6498 | 37.9612 | 88.4488 | 19.4497 | 25.5169 | 33.8101 | 78.7768 | 0.0012165 | 0.001596 | 0.0021147 | 0.0049272 | 0.034074 | 0.044703 | 0.059231 | 0.13801 | 0.017631 | 0.023131 | 0.030649 | 0.071411 | 0 | 0 | 0 | 0 | 3.2404 | 0.15149 | 0.19874 | 0.26334 | 0.61357 | 0 | 0 | 0 | 0 | 0 | 12.5 | Scrubber / SNCR / Mercury Control | Dry Scrubber
50961_G_GEN1 | WECC_Pacific Northwest | California | 6 | Shasta | 89 | 50961 | GEN1 | Slate Creek | 0 | 1990 | 9999 | Hydro | [5 empty] | Non-Fossil | G | 2030 | Hydro |  | 0 | 0 | 0 | 0 | 0 | 0 | 0 | 0 | 0 | 0 | 0 | 0 | 0 | 0 | 0 | 0 | 2.5727 | 4.1377 | 8.1211 | 14.8315 | 0 | 0 | 0 | 0 | 0 | 0 | 0 | 0 | 0 | 0 | 0 | 0 | 0 | 0 | 0 | 0 | 0 | 0 | 0 | 0 | 0.063233 | 0.003576 | 0.0057514 | 0.011288 | 0.020616 | 0 | 0 | 0 | 0 | 0 | 4
50964_G_IND | WECC_Northern California (not including BANC) | California | 6 | Lassen | 35 | 50964 | IND | Amedee Geothermal Venture I | 9771 | 1988 | 9999 | Geothermal | [5 empty] | Non-Fossil | G | 2030 | Geothermal |  | 0.020052 | 0.026547 | 0.034076 | 0.080675 | 0 | 0 | 0 | 0 | 0 | 0 | 0 | 0 | 0 | 0 | 0 | 0 | 2.0522 | 2.717 | 3.4874 | 8.2565 | 0 | 0 | 0 | 0 | 2.9781e-05 | 3.9428e-05 | 5.0609e-05 | 0.00011982 | 0 | 0 | 0 | 0 | 0 | 0 | 0 | 0 | 0 | 0 | 0 | 0 | 0.15 | 0.0023805 | 0.0031517 | 0.0040454 | 0.0095776 | 0 | 0 | 0 | 0 | 0 | 1.1
50964_G_SYN | WECC_Northern California (not including BANC) | California | 6 | Lassen | 35 | 50964 | SYN | Amedee Geothermal Venture I | 9771 | 1988 | 9999 | Geothermal | [5 empty] | Non-Fossil | G | 2030 | Geothermal |  | 0.020052 | 0.026547 | 0.034076 | 0.080675 | 0 | 0 | 0 | 0 | 0 | 0 | 0 | 0 | 0 | 0 | 0 | 0 | 2.0522 | 2.717 | 3.4874 | 8.2565 | 0 | 0 | 0 | 0 | 2.9781e-05 | 3.9428e-05 | 5.0609e-05 | 0.00011982 | 0 | 0 | 0 | 0 | 0 | 0 | 0 | 0 | 0 | 0 | 0 | 0 | 0.15 | 0.0023805 | 0.0031517 | 0.0040454 | 0.0095776 | 0 | 0 | 0 | 0 | 0 | 1.1
50971_G_GEN1 | FRCC | Florida | 12 | Manatee | 81 | 50971 | GEN1 | Tropicana Products Bradent | 8700 | 1990 | 9999 | Combustion Turbine | [5 empty] | Fossil | G | 2030 | NaturalGas |  | 0.016017 | 0.063841 | 0.26253 | 0.34239 | 0 | 0 | 0 | 0 | 0 | 0 | 0 | 0 | 0 | 0 | 0 | 0 | 1.8411 | 7.338 | 30.1764 | 39.3555 | 1.2929 | 5.1531 | 21.1912 | 27.6372 | 1.546e-09 | 6.1619e-09 | 2.534e-08 | 3.3048e-08 | 0.0010247 | 0.004084 | 0.016795 | 0.021903 | 0 | 0 | 0 | 0 | 0 | 0 | 0 | 0 | 1.0418 | 0.010236 | 0.040799 | 0.16778 | 0.21882 | 0.048279 | 0.16948 | 0.86398 | 1.0817 | 0 | 31
50972_G_1 | WECC_Idaho | Idaho | 16 | Bannock | 5 | 50972 | 1 | Marsh Valley Development | 0 | 1993 | 9999 | Hydro | [5 empty] | Non-Fossil | G | 2030 | Hydro |  | 0 | 0 | 0 | 0 | 0 | 0 | 0 | 0 | 0 | 0 | 0 | 0 | 0 | 0 | 0 | 0 | 1.1991 | 1.7642 | 3.0142 | 5.9775 | 0 | 0 | 0 | 0 | 0 | 0 | 0 | 0 | 0 | 0 | 0 | 0 | 0 | 0 | 0 | 0 | 0 | 0 | 0 | 0 | 0.023712 | 0.0016667 | 0.0024522 | 0.0041897 | 0.0083087 | 0 | 0 | 0 | 0 | 0 | 1.5
50974_B_UNIT 1 | PJM_PENELEC | Pennsylvania | 42 | Venango | 121 | 50974 | UNIT 1 | Scrubgrass Generating Plant | 13904 | 1993 | 9999 | Coal Steam | FBC | dry | Baghouse + Cyclone + Dry Scrubber + SNCR + DSI | CF + LA | Dry Scrubber | Fossil | B | 2030 | Waste Coal |  | 0.75679 | 0 | 0 | 0.75679 | 0 | 0 | 0 | 0 | 0 | 0 | 0 | 0 | 0 | 0 | 0 | 0 | 54.4299 | 0 | 0 | 54.4299 | 77.4579 | 0 | 0 | 77.4579 | 0.00020377 | 0 | 0 | 0.00020377 | 0.050126 | 0 | 0 | 0.050126 | 0.1472 | 0 | 0 | 0.1472 | 0.0003784 | 0 | 0 | 0.0003784 | 1.7072 | 0.2357 | 0 | 0 | 0.2357 | 1.1439 | 0 | 0 | 1.1439 | 0 | 43 | Scrubber / SNCR / DSI | Dry Scrubber
50974_B_UNIT 2 | PJM_PENELEC | Pennsylvania | 42 | Venango | 121 | 50974 | UNIT 2 | Scrubgrass Generating Plant | 13904 | 1993 | 9999 | Coal Steam | FBC | dry | Baghouse + Cyclone + Dry Scrubber + SNCR + DSI | CF + LA | Dry Scrubber | Fossil | B | 2030 | Waste Coal |  | 0.75679 | 0 | 0 | 0.75679 | 0 | 0 | 0 | 0 | 0 | 0 | 0 | 0 | 0 | 0 | 0 | 0 | 54.4299 | 0 | 0 | 54.4299 | 77.4579 | 0 | 0 | 77.4579 | 0.00020377 | 0 | 0 | 0.00020377 | 0.051182 | 0 | 0 | 0.051182 | 0.1472 | 0 | 0 | 0.1472 | 0.0003784 | 0 | 0 | 0.0003784 | 1.7072 | 0.2357 | 0 | 0 | 0.2357 | 1.1439 | 0 | 0 | 1.1439 | 0 | 43 | Scrubber / SNCR / DSI | Dry Scrubber
50978_G_GEN1 | NY_Zone C&E | New York | 36 | Onondaga | 67 | 50978 | GEN1 | Carr Street Generating Station | 8755 | 1993 | 9999 | Combined Cycle |  |  | SCR | H2O + NH3 |  | Fossil | G | 2030 | NaturalGas |  | 0.49258 | 0 | 0.70204 | 1.1946 | 0 | 0 | 0 | 0 | 0 | 0 | 0 | 0 | 0 | 0 | 0 | 0 | 56.2627 | 0 | 80.1877 | 136.4504 | 28.8356 | 0 | 41.0976 | 69.9332 | 3.4481e-08 | 0 | 4.9143e-08 | 8.3624e-08 | 0.0066649 | 0 | 0.0042123 | 0.010877 | 0 | 0 | 0 | 0 | 0 | 0 | 0 | 0 | 1.2777 | 0.12856 | 0 | 0.18323 | 0.3118 | 1.4773 | 0 | 1.2937 | 2.7711 | 0 | 32 | SCR
50978_G_GEN2 | NY_Zone C&E | New York | 36 | Onondaga | 67 | 50978 | GEN2 | Carr Street Generating Station | 8755 | 1993 | 9999 | Combined Cycle |  |  | SCR | H2O + NH3 |  | Fossil | G | 2030 | NaturalGas |  | 0.49258 | 0 | 0.70204 | 1.1946 | 0 | 0 | 0 | 0 | 0 | 0 | 0 | 0 | 0 | 0 | 0 | 0 | 56.2627 | 0 | 80.1877 | 136.4504 | 28.8356 | 0 | 41.0976 | 69.9332 | 3.4481e-08 | 0 | 4.9143e-08 | 8.3624e-08 | 0.0066649 | 0 | 0.0042123 | 0.010877 | 0 | 0 | 0 | 0 | 0 | 0 | 0 | 0 | 1.2777 | 0.12856 | 0 | 0.18323 | 0.3118 | 1.4773 | 0 | 1.2937 | 2.7711 | 0 | 32 | SCR
50978_G_GEN3 | NY_Zone C&E | New York | 36 | Onondaga | 67 | 50978 | GEN3 | Carr Street Generating Station | 8755 | 1993 | 9999 | Combined Cycle |  |  | SCR | H2O + NH3 |  | Fossil | G | 2030 | NaturalGas |  | 0.35404 | 0 | 0.50459 | 0.85864 | 0 | 0 | 0 | 0 | 0 | 0 | 0 | 0 | 0 | 0 | 0 | 0 | 40.4388 | 0 | 57.6349 | 98.0737 | 20.7256 | 0 | 29.5389 | 50.2645 | 2.4783e-08 | 0 | 3.5322e-08 | 6.0104e-08 | 0.0047904 | 0 | 0.0068275 | 0.011618 | 0 | 0 | 0 | 0 | 0 | 0 | 0 | 0 | 0.91835 | 0.092405 | 0 | 0.1317 | 0.2241 | 1.0618 | 0 | 0.92988 | 1.9917 | 0 | 23 | SCR
50980_G_GEN1 | WECC_Pacific Northwest | Oregon | 41 | Deschutes | 17 | 50980 | GEN1 | Siphon Power Project | 0 | 1989 | 9999 | Hydro | [5 empty] | Non-Fossil | G | 2030 | Hydro |  | 0 | 0 | 0 | 0 | 0 | 0 | 0 | 0 | 0 | 0 | 0 | 0 | 0 | 0 | 0 | 0 | 3.3241 | 4.0121 | 4.5064 | 11.8426 | 0 | 0 | 0 | 0 | 0 | 0 | 0 | 0 | 0 | 0 | 0 | 0 | 0 | 0 | 0 | 0 | 0 | 0 | 0 | 0 | 0.042682 | 0.0046205 | 0.0055769 | 0.0062638 | 0.016461 | 0 | 0 | 0 | 0 | 0 | 2.7
50980_G_GEN2 | WECC_Pacific Northwest | Oregon | 41 | Deschutes | 17 | 50980 | GEN2 | Siphon Power Project | 0 | 1989 | 9999 | Hydro | [5 empty] | Non-Fossil | G | 2030 | Hydro |  | 0 | 0 | 0 | 0 | 0 | 0 | 0 | 0 | 0 | 0 | 0 | 0 | 0 | 0 | 0 | 0 | 3.3241 | 4.0121 | 4.5064 | 11.8426 | 0 | 0 | 0 | 0 | 0 | 0 | 0 | 0 | 0 | 0 | 0 | 0 | 0 | 0 | 0 | 0 | 0 | 0 | 0 | 0 | 0.042682 | 0.0046205 | 0.0055769 | 0.0062638 | 0.016461 | 0 | 0 | 0 | 0 | 0 | 2.7
50987_G_GEN1 | WECC_Idaho | Idaho | 16 | Twin Falls | 83 | 50987 | GEN1 | Rock Creek I | 0 | 1983 | 9999 | Hydro | [5 empty] | Non-Fossil | G | 2030 | Hydro |  | 0 | 0 | 0 | 0 | 0 | 0 | 0 | 0 | 0 | 0 | 0 | 0 | 0 | 0 | 0 | 0 | 1.4562 | 2.0063 | 3.2504 | 6.7129 | 0 | 0 | 0 | 0 | 0 | 0 | 0 | 0 | 0 | 0 | 0 | 0 | 0 | 0 | 0 | 0 | 0 | 0 | 0 | 0 | 0.031616 | 0.0020241 | 0.0027887 | 0.0045181 | 0.0093309 | 0 | 0 | 0 | 0 | 0 | 2
50993_G_GEN1 | WECC_Pacific Northwest | Oregon | 41 | Douglas | 19 | 50993 | GEN1 | Co-Gen II LLC | 7611 | 1987 | 9999 | Biomass | [5 empty] | Non-Fossil | G | 2030 |  | Biomass Retirement | 0 | 0 | 0 | 0 | 0 | 0 | 0 | 0 | 0 | 0 | 0 | 0 | 0 | 0 | 0 | 0 | 0 | 0 | 0 | 0 | 0 | 0 | 0 | 0 | 0 | 0 | 0 | 0 | 0 | 0 | 0 | 0 | 0 | 0 | 0 | 0 | 0 | 0 | 0 | 0 | 0 | 0 | 0 | 0 | 0 | 0 | 0 | 0 | 0 | 0 | 7.8
50999_G_GEN1 | ISONE_Maine | Maine | 23 | Oxford | 17 | 50999 | GEN1 | Aziscohos Hydroelectric Project | 0 | 1988 | 9999 | Hydro | [5 empty] | Non-Fossil | G | 2030 | Hydro |  | 0 | 0 | 0 | 0 | 0 | 0 | 0 | 0 | 0 | 0 | 0 | 0 | 0 | 0 | 0 | 0 | 8.156 | 10.3911 | 11.9233 | 30.4704 | 0 | 0 | 0 | 0 | 0 | 0 | 0 | 0 | 0 | 0 | 0 | 0 | 0 | 0 | 0 | 0 | 0 | 0 | 0 | 0 | 0.1075 | 0.011337 | 0.014444 | 0.016573 | 0.042354 | 0 | 0 | 0 | 0 | 0 | 6.8
510_G_1 | WECC_Northern California (not including BANC) | California | 6 | Lake | 33 | 510 | 1 | Sonoma California Geothermal | 9771 | 1983 | 9999 | Geothermal | [5 empty] | Non-Fossil | G | 2030 | Geothermal |  | 0.91144 | 1.2067 | 1.5489 | 3.667 | 0 | 0 | 0 | 0 | 0 | 0 | 0 | 0 | 0 | 0 | 0 | 0 | 93.2805 | 123.498 | 158.5188 | 375.2973 | 0 | 0 | 0 | 0 | 0.0013537 | 0.0017922 | 0.0023004 | 0.0054463 | 0 | 0 | 0 | 0 | 0 | 0 | 0 | 0 | 0 | 0 | 0 | 0 | 6.8183 | 0.10821 | 0.14326 | 0.18388 | 0.43534 | 0 | 0 | 0 | 0 | 0 | 50
51026_B_BLR1 | ISONE_MA, VT, NH, RI (Rest of ISO New England) | Vermont | 50 | Caledonia | 5 | 51026 | BLR1 | Ryegate Power Station | 13580 | 1992 | 9999 | Biomass |  |  | ESPH + Cyclone + SNCR |  |  | Non-Fossil | B | 2030 |  | Biomass Retirement | 0 | 0 | 0 | 0 | 0 | 0 | 0 | 0 | 0 | 0 | 0 | 0 | 0 | 0 | 0 | 0 | 0 | 0 | 0 | 0 | 0 | 0 | 0 | 0 | 0 | 0 | 0 | 0 | 0 | 0 | 0 | 0 | 0 | 0 | 0 | 0 | 0 | 0 | 0 | 0 | 0 | 0 | 0 | 0 | 0 | 0 | 0 | 0 | 0 | 0 | 20 | SNCR
51030_G_GEN1 | ISONE_MA, VT, NH, RI (Rest of ISO New England) | Rhode Island | 44 | Providence | 7 | 51030 | GEN1 | Ocean State Power | 8599 | 1990 | 9999 | Combined Cycle |  |  | SCR | H2O |  | Fossil | G | 2030 | NaturalGas |  | 0 | 0 | 0.10056 | 0.10056 | 0 | 0 | 0 | 0 | 0 | 0 | 0 | 0 | 0 | 0 | 0 | 0 | 0 | 0 | 11.6943 | 11.6943 | 0 | 0 | 5.8867 | 5.8867 | 0 | 0 | 7.0391e-09 | 7.0391e-09 | 0 | 0 | 0.001354 | 0.001354 | 0 | 0 | 0 | 0 | 0 | 0 | 0 | 0 | 2.8458 | 0 | 0 | 0.048182 | 0.048182 | 0 | 0 | 0.19473 | 0.19473 | 0 | 71.2 | SCR
51030_G_GEN2 | ISONE_MA, VT, NH, RI (Rest of ISO New England) | Rhode Island | 44 | Providence | 7 | 51030 | GEN2 | Ocean State Power | 8599 | 1990 | 9999 | Combined Cycle |  |  | SCR | H2O |  | Fossil | G | 2030 | NaturalGas |  | 0 | 0 | 0.10056 | 0.10056 | 0 | 0 | 0 | 0 | 0 | 0 | 0 | 0 | 0 | 0 | 0 | 0 | 0 | 0 | 11.6943 | 11.6943 | 0 | 0 | 5.8867 | 5.8867 | 0 | 0 | 7.0391e-09 | 7.0391e-09 | 0 | 0 | 0.001354 | 0.001354 | 0 | 0 | 0 | 0 | 0 | 0 | 0 | 0 | 2.8458 | 0 | 0 | 0.048182 | 0.048182 | 0 | 0 | 0.19473 | 0.19473 | 0 | 71.2 | SCR
51030_G_GEN3 | ISONE_MA, VT, NH, RI (Rest of ISO New England) | Rhode Island | 44 | Providence | 7 | 51030 | GEN3 | Ocean State Power | 8599 | 1990 | 9999 | Combined Cycle |  |  | SCR | NH3 |  | Fossil | G | 2030 | NaturalGas |  | 0 | 0 | 0.10762 | 0.10762 | 0 | 0 | 0 | 0 | 0 | 0 | 0 | 0 | 0 | 0 | 0 | 0 | 0 | 0 | 12.5155 | 12.5155 | 0 | 0 | 6.3001 | 6.3001 | 0 | 0 | 7.5335e-09 | 7.5335e-09 | 0 | 0 | 0.0014491 | 0.0014491 | 0 | 0 | 0 | 0 | 0 | 0 | 0 | 0 | 3.0456 | 0 | 0 | 0.051565 | 0.051565 | 0 | 0 | 0.20841 | 0.20841 | 0 | 76.2 | SCR
51033_G_GEN1 | NY_Zone G-I (Downstate NY) | New York | 36 | Sullivan | 105 | 51033 | GEN1 | West Delaware Tunnel Plant | 0 | 1988 | 9999 | Hydro | [5 empty] | Non-Fossil | G | 2030 | Hydro |  | 0 | 0 | 0 | 0 | 0 | 0 | 0 | 0 | 0 | 0 | 0 | 0 | 0 | 0 | 0 | 0 | 3.2085 | 4.345 | 5.3648 | 12.9183 | 0 | 0 | 0 | 0 | 0 | 0 | 0 | 0 | 0 | 0 | 0 | 0 | 0 | 0 | 0 | 0 | 0 | 0 | 0 | 0 | 0.11066 | 0.0044598 | 0.0060395 | 0.0074571 | 0.017956 | 0 | 0 | 0 | 0 | 0 | 7
51034_G_GEN1 | NY_Zone C&E | New York | 36 | Herkimer | 43 | 51034 | GEN1 | Little Falls Hydro | 0 | 1987 | 9999 | Hydro | [5 empty] | Non-Fossil | G | 2030 | Hydro |  | 0 | 0 | 0 | 0 | 0 | 0 | 0 | 0 | 0 | 0 | 0 | 0 | 0 | 0 | 0 | 0 | 7.1262 | 9.6465 | 11.9105 | 28.6832 | 0 | 0 | 0 | 0 | 0 | 0 | 0 | 0 | 0 | 0 | 0 | 0 | 0 | 0 | 0 | 0 | 0 | 0 | 0 | 0 | 0.10275 | 0.0099055 | 0.013409 | 0.016556 | 0.03987 | 0 | 0 | 0 | 0 | 0 | 6.5
51034_G_GEN2 | NY_Zone C&E | New York | 36 | Herkimer | 43 | 51034 | GEN2 | Little Falls Hydro | 0 | 1987 | 9999 | Hydro | [5 empty] | Non-Fossil | G | 2030 | Hydro |  | 0 | 0 | 0 | 0 | 0 | 0 | 0 | 0 | 0 | 0 | 0 | 0 | 0 | 0 | 0 | 0 | 7.1262 | 9.6465 | 11.9105 | 28.6832 | 0 | 0 | 0 | 0 | 0 | 0 | 0 | 0 | 0 | 0 | 0 | 0 | 0 | 0 | 0 | 0 | 0 | 0 | 0 | 0 | 0.10275 | 0.0099055 | 0.013409 | 0.016556 | 0.03987 | 0 | 0 | 0 | 0 | 0 | 6.5
51038_B_B1 | NY_Zone K (LI) | New York | 36 | Suffolk | 103 | 51038 | B1 | MacArthur Waste to Energy Facility | 19383 | 1990 | 9999 | Municipal Solid Waste |  |  | Baghouse + Dry Scrubber + Mercury Control | LA + OFA + other | Dry Scrubber | Non-Fossil | B | 2030 | MSW |  | 0.18986 | 0.26619 | 0.35231 | 0.80835 | 0 | 0 | 0 | 0 | 0 | 0 | 0 | 0 | 0 | 0 | 0 | 0 | 9.795 | 13.7329 | 18.1764 | 41.7043 | 8.7239 | 12.2312 | 16.1888 | 37.1439 | 0.00054565 | 0.00076502 | 0.0010125 | 0.0023232 | 0.018477 | 0.025905 | 0.034287 | 0.078669 | 0.0023257 | 0.0032608 | 0.0043158 | 0.0099023 | 0 | 0 | 0 | 0 | 1.4258 | 0.067948 | 0.095265 | 0.12609 | 0.2893 | 0 | 0 | 0 | 0 | 0 | 5.5 | Scrubber / Mercury Control | Dry Scrubber
51038_B_B2 | NY_Zone K (LI) | New York | 36 | Suffolk | 103 | 51038 | B2 | MacArthur Waste to Energy Facility | 19383 | 1990 | 9999 | Municipal Solid Waste |  |  | Baghouse + Dry Scrubber + Mercury Control | LA + OFA | Dry Scrubber | Non-Fossil | B | 2030 | MSW |  | 0.18986 | 0.26619 | 0.35231 | 0.80835 | 0 | 0 | 0 | 0 | 0 | 0 | 0 | 0 | 0 | 0 | 0 | 0 | 9.795 | 13.7329 | 18.1764 | 41.7043 | 8.7239 | 12.2312 | 16.1888 | 37.1439 | 0.00054565 | 0.00076502 | 0.0010125 | 0.0023232 | 0.018856 | 0.026436 | 0.03499 | 0.080282 | 0.0023257 | 0.0032608 | 0.0043158 | 0.0099023 | 0 | 0 | 0 | 0 | 1.4258 | 0.067948 | 0.095265 | 0.12609 | 0.2893 | 0 | 0 | 0 | 0 | 0 | 5.5 | Scrubber / Mercury Control | Dry Scrubber
511_G_3 | WECC_Colorado | Colorado | 8 | Las Animas | 71 | 511 | 3 | Trinidad (CO) | 16963 | 1966 | 9999 | Combustion Turbine | [5 empty] | Fossil | G | 2030 | NaturalGas |  | 0 | 0 | 0 | 0 | 0 | 0 | 0 | 0 | 0 | 0 | 0 | 0 | 0 | 0 | 0 | 0 | 0 | 0 | 0 | 0 | 0 | 0 | 0 | 0 | 0 | 0 | 0 | 0 | 0 | 0 | 0 | 0 | 0 | 0 | 0 | 0 | 0 | 0 | 0 | 0 | 0.089682 | 0 | 0 | 0 | 0 | 0 | 0 | 0 | 0 | 0 | 1.9
511_G_4 | WECC_Colorado | Colorado | 8 | Las Animas | 71 | 511 | 4 | Trinidad (CO) | 16963 | 1966 | 9999 | Combustion Turbine | [5 empty] | Fossil | G | 2030 | NaturalGas |  | 0 | 0 | 0 | 0 | 0 | 0 | 0 | 0 | 0 | 0 | 0 | 0 | 0 | 0 | 0 | 0 | 0 | 0 | 0 | 0 | 0 | 0 | 0 | 0 | 0 | 0 | 0 | 0 | 0 | 0 | 0 | 0 | 0 | 0 | 0 | 0 | 0 | 0 | 0 | 0 | 0.089682 | 0 | 0 | 0 | 0 | 0 | 0 | 0 | 0 | 0 | 1.9
511_G_5 | WECC_Colorado | Colorado | 8 | Las Animas | 71 | 511 | 5 | Trinidad (CO) | 10745 | 1999 | 9999 | Combustion Turbine | [5 empty] | Fossil | G | 2030 | Oil |  | 0 | 0 | 0 | 0 | 0 | 0 | 0 | 0 | 0 | 0 | 0 | 0 | 0 | 0 | 0 | 0 | 0 | 0 | 0 | 0 | 0 | 0 | 0 | 0 | 0 | 0 | 0 | 0 | 0 | 0 | 0 | 0 | 0 | 0 | 0 | 0 | 0 | 0 | 0 | 0 | 0.035505 | 0 | 0 | 0 | 0 | 0 | 0 | 0 | 0 | 0 | 1.8
511_G_6 | WECC_Colorado | Colorado | 8 | Las Animas | 71 | 511 | 6 | Trinidad (CO) | 10745 | 1999 | 9999 | Combustion Turbine | [5 empty] | Fossil | G | 2030 | Oil |  | 0 | 0 | 0 | 0 | 0 | 0 | 0 | 0 | 0 | 0 | 0 | 0 | 0 | 0 | 0 | 0 | 0 | 0 | 0 | 0 | 0 | 0 | 0 | 0 | 0 | 0 | 0 | 0 | 0 | 0 | 0 | 0 | 0 | 0 | 0 | 0 | 0 | 0 | 0 | 0 | 0.035505 | 0 | 0 | 0 | 0 | 0 | 0 | 0 | 0 | 0 | 1.8
511_G_7 | WECC_Colorado | Colorado | 8 | Las Animas | 71 | 511 | 7 | Trinidad (CO) | 10745 | 1999 | 9999 | Combustion Turbine | [5 empty] | Fossil | G | 2030 | Oil |  | 0 | 0 | 0 | 0 | 0 | 0 | 0 | 0 | 0 | 0 | 0 | 0 | 0 | 0 | 0 | 0 | 0 | 0 | 0 | 0 | 0 | 0 | 0 | 0 | 0 | 0 | 0 | 0 | 0 | 0 | 0 | 0 | 0 | 0 | 0 | 0 | 0 | 0 | 0 | 0 | 0.035505 | 0 | 0 | 0 | 0 | 0 | 0 | 0 | 0 | 0 | 1.8
512_G_1 | WECC_Colorado | Colorado | 8 | Gunnison | 51 | 512 | 1 | Blue Mesa | 0 | 1967 | 9999 | Hydro | [5 empty] | Non-Fossil | G | 2030 | Hydro |  | 0 | 0 | 0 | 0 | 0 | 0 | 0 | 0 | 0 | 0 | 0 | 0 | 0 | 0 | 0 | 0 | 24.2008 | 26.0999 | 46.0018 | 96.3025 | 0 | 0 | 0 | 0 | 0 | 0 | 0 | 0 | 0 | 0 | 0 | 0 | 0 | 0 | 0 | 0 | 0 | 0 | 0 | 0 | 0.68292 | 0.033639 | 0.036279 | 0.063942 | 0.13386 | 0 | 0 | 0 | 0 | 0 | 43.2
512_G_2 | WECC_Colorado | Colorado | 8 | Gunnison | 51 | 512 | 2 | Blue Mesa | 0 | 1967 | 9999 | Hydro | [5 empty] | Non-Fossil | G | 2030 | Hydro |  | 0 | 0 | 0 | 0 | 0 | 0 | 0 | 0 | 0 | 0 | 0 | 0 | 0 | 0 | 0 | 0 | 24.2008 | 26.0999 | 46.0018 | 96.3025 | 0 | 0 | 0 | 0 | 0 | 0 | 0 | 0 | 0 | 0 | 0 | 0 | 0 | 0 | 0 | 0 | 0 | 0 | 0 | 0 | 0.68292 | 0.033639 | 0.036279 | 0.063942 | 0.13386 | 0 | 0 | 0 | 0 | 0 | 43.2
513_G_1 | WECC_Colorado | Colorado | 8 | Larimer | 69 | 513 | 1 | Estes | 0 | 1950 | 9999 | Hydro | [5 empty] | Non-Fossil | G | 2030 | Hydro |  | 0 | 0 | 0 | 0 | 0 | 0 | 0 | 0 | 0 | 0 | 0 | 0 | 0 | 0 | 0 | 0 | 9.6355 | 10.3916 | 18.3155 | 38.3427 | 0 | 0 | 0 | 0 | 0 | 0 | 0 | 0 | 0 | 0 | 0 | 0 | 0 | 0 | 0 | 0 | 0 | 0 | 0 | 0 | 0.2719 | 0.013393 | 0.014444 | 0.025459 | 0.053296 | 0 | 0 | 0 | 0 | 0 | 17.2
513_G_2 | WECC_Colorado | Colorado | 8 | Larimer | 69 | 513 | 2 | Estes | 0 | 1950 | 9999 | Hydro | [5 empty] | Non-Fossil | G | 2030 | Hydro |  | 0 | 0 | 0 | 0 | 0 | 0 | 0 | 0 | 0 | 0 | 0 | 0 | 0 | 0 | 0 | 0 | 9.6355 | 10.3916 | 18.3155 | 38.3427 | 0 | 0 | 0 | 0 | 0 | 0 | 0 | 0 | 0 | 0 | 0 | 0 | 0 | 0 | 0 | 0 | 0 | 0 | 0 | 0 | 0.2719 | 0.013393 | 0.014444 | 0.025459 | 0.053296 | 0 | 0 | 0 | 0 | 0 | 17.2
513_G_3 | WECC_Colorado | Colorado | 8 | Larimer | 69 | 513 | 3 | Estes | 0 | 1950 | 9999 | Hydro | [5 empty] | Non-Fossil | G | 2030 | Hydro |  | 0 | 0 | 0 | 0 | 0 | 0 | 0 | 0 | 0 | 0 | 0 | 0 | 0 | 0 | 0 | 0 | 9.6355 | 10.3916 | 18.3155 | 38.3427 | 0 | 0 | 0 | 0 | 0 | 0 | 0 | 0 | 0 | 0 | 0 | 0 | 0 | 0 | 0 | 0 | 0 | 0 | 0 | 0 | 0.2719 | 0.013393 | 0.014444 | 0.025459 | 0.053296 | 0 | 0 | 0 | 0 | 0 | 17.2
514_G_1 | WECC_Colorado | Colorado | 8 | Montrose | 85 | 514 | 1 | Morrow Point | 0 | 1970 | 9999 | Hydro | [5 empty] | Non-Fossil | G | 2030 | Hydro |  | 0 | 0 | 0 | 0 | 0 | 0 | 0 | 0 | 0 | 0 | 0 | 0 | 0 | 0 | 0 | 0 | 48.5137 | 52.3206 | 92.2165 | 193.0508 | 0 | 0 | 0 | 0 | 0 | 0 | 0 | 0 | 0 | 0 | 0 | 0 | 0 | 0 | 0 | 0 | 0 | 0 | 0 | 0 | 1.369 | 0.067434 | 0.072726 | 0.12818 | 0.26834 | 0 | 0 | 0 | 0 | 0 | 86.6
514_G_2 | WECC_Colorado | Colorado | 8 | Montrose | 85 | 514 | 2 | Morrow Point | 0 | 1971 | 9999 | Hydro | [5 empty] | Non-Fossil | G | 2030 | Hydro |  | 0 | 0 | 0 | 0 | 0 | 0 | 0 | 0 | 0 | 0 | 0 | 0 | 0 | 0 | 0 | 0 | 48.5137 | 52.3206 | 92.2165 | 193.0508 | 0 | 0 | 0 | 0 | 0 | 0 | 0 | 0 | 0 | 0 | 0 | 0 | 0 | 0 | 0 | 0 | 0 | 0 | 0 | 0 | 1.369 | 0.067434 | 0.072726 | 0.12818 | 0.26834 | 0 | 0 | 0 | 0 | 0 | 86.6
515_G_1 | WECC_Colorado | Colorado | 8 | Larimer | 69 | 515 | 1 | Big Thompson | 0 | 1959 | 9999 | Hydro | [5 empty] | Non-Fossil | G | 2030 | Hydro |  | 0 | 0 | 0 | 0 | 0 | 0 | 0 | 0 | 0 | 0 | 0 | 0 | 0 | 0 | 0 | 0 | 2.9131 | 3.1417 | 5.5372 | 11.592 | 0 | 0 | 0 | 0 | 0 | 0 | 0 | 0 | 0 | 0 | 0 | 0 | 0 | 0 | 0 | 0 | 0 | 0 | 0 | 0 | 0.082203 | 0.0040492 | 0.0043669 | 0.0076968 | 0.016113 | 0 | 0 | 0 | 0 | 0 | 5.2
516_G_1 | WECC_Colorado | Colorado | 8 | Summit | 117 | 516 | 1 | Green Mountain | 0 | 1943 | 9999 | Hydro | [5 empty] | Non-Fossil | G | 2030 | Hydro |  | 0 | 0 | 0 | 0 | 0 | 0 | 0 | 0 | 0 | 0 | 0 | 0 | 0 | 0 | 0 | 0 | 7.2827 | 7.8541 | 13.8431 | 28.9799 | 0 | 0 | 0 | 0 | 0 | 0 | 0 | 0 | 0 | 0 | 0 | 0 | 0 | 0 | 0 | 0 | 0 | 0 | 0 | 0 | 0.20551 | 0.010123 | 0.010917 | 0.019242 | 0.040282 | 0 | 0 | 0 | 0 | 0 | 13
516_G_2 | WECC_Colorado | Colorado | 8 | Summit | 117 | 516 | 2 | Green Mountain | 0 | 1943 | 9999 | Hydro | [5 empty] | Non-Fossil | G | 2030 | Hydro |  | 0 | 0 | 0 | 0 | 0 | 0 | 0 | 0 | 0 | 0 | 0 | 0 | 0 | 0 | 0 | 0 | 7.2827 | 7.8541 | 13.8431 | 28.9799 | 0 | 0 | 0 | 0 | 0 | 0 | 0 | 0 | 0 | 0 | 0 | 0 | 0 | 0 | 0 | 0 | 0 | 0 | 0 | 0 | 0.20551 | 0.010123 | 0.010917 | 0.019242 | 0.040282 | 0 | 0 | 0 | 0 | 0 | 13
517_G_1 | WECC_Colorado | Colorado | 8 | Larimer | 69 | 517 | 1 | Marys Lake | 0 | 1951 | 9999 | Hydro | [5 empty] | Non-Fossil | G | 2030 | Hydro |  | 0 | 0 | 0 | 0 | 0 | 0 | 0 | 0 | 0 | 0 | 0 | 0 | 0 | 0 | 0 | 0 | 9.0199 | 9.6536 | 16.4319 | 35.1055 | 0 | 0 | 0 | 0 | 0 | 0 | 0 | 0 | 0 | 0 | 0 | 0 | 0 | 0 | 0 | 0 | 0 | 0 | 0 | 0 | 0.14702 | 0.012538 | 0.013419 | 0.02284 | 0.048797 | 0 | 0 | 0 | 0 | 0 | 9.3
518_G_1 | WECC_Colorado | Colorado | 8 | Larimer | 69 | 518 | 1 | Flatiron | 0 | 1954 | 9999 | Hydro | [5 empty] | Non-Fossil | G | 2030 | Hydro |  | 0 | 0 | 0 | 0 | 0 | 0 | 0 | 0 | 0 | 0 | 0 | 0 | 0 | 0 | 0 | 0 | 24.0888 | 25.9791 | 45.7888 | 95.8567 | 0 | 0 | 0 | 0 | 0 | 0 | 0 | 0 | 0 | 0 | 0 | 0 | 0 | 0 | 0 | 0 | 0 | 0 | 0 | 0 | 0.67975 | 0.033483 | 0.036111 | 0.063646 | 0.13324 | 0 | 0 | 0 | 0 | 0 | 43
518_G_2 | WECC_Colorado | Colorado | 8 | Larimer | 69 | 518 | 2 | Flatiron | 0 | 1954 | 9999 | Hydro | [5 empty] | Non-Fossil | G | 2030 | Hydro |  | 0 | 0 | 0 | 0 | 0 | 0 | 0 | 0 | 0 | 0 | 0 | 0 | 0 | 0 | 0 | 0 | 24.0888 | 25.9791 | 45.7888 | 95.8567 | 0 | 0 | 0 | 0 | 0 | 0 | 0 | 0 | 0 | 0 | 0 | 0 | 0 | 0 | 0 | 0 | 0 | 0 | 0 | 0 | 0.67975 | 0.033483 | 0.036111 | 0.063646 | 0.13324 | 0 | 0 | 0 | 0 | 0 | 43
518_G_3 | WECC_Colorado | Colorado | 8 | Larimer | 69 | 518 | 3 | Flatiron | 0 | 1954 | 9999 | Pumped Storage | [5 empty] | Non-Fossil | G | 2030 | Pumps |  | 0 | 0 | 0 | 0 | 0 | 0 | 0 | 0 | 0 | 0 | 0 | 0 | 0 | 0 | 0 | 0 | 0.0021081 | 2.1471 | 5.0334 | 7.1826 | 0 | 0 | 0 | 0 | 0 | 0 | 0 | 0 | 0 | 0 | 0 | 0 | 0 | 0 | 0 | 0 | 0 | 0 | 0 | 0 | 0.15542 | 3.2037e-08 | 3.2629e-05 | 7.6492e-05 | 0.00010915 | 0 | 0 | 0 | 0 | 0 | 8.5
519_G_1 | WECC_Colorado | Colorado | 8 | Larimer | 69 | 519 | 1 | Pole Hill | 0 | 1954 | 9999 | Hydro | [5 empty] | Non-Fossil | G | 2030 | Hydro |  | 0 | 0 | 0 | 0 | 0 | 0 | 0 | 0 | 0 | 0 | 0 | 0 | 0 | 0 | 0 | 0 | 37.0496 | 39.6526 | 67.4945 | 144.1966 | 0 | 0 | 0 | 0 | 0 | 0 | 0 | 0 | 0 | 0 | 0 | 0 | 0 | 0 | 0 | 0 | 0 | 0 | 0 | 0 | 0.60387 | 0.051499 | 0.055117 | 0.093817 | 0.20043 | 0 | 0 | 0 | 0 | 0 | 38.2
520_G_1 | WECC_Colorado | Colorado | 8 | Mesa | 77 | 520 | 1 | Lower Molina | 0 | 1962 | 9999 | Hydro | [5 empty] | Non-Fossil | G | 2030 | Hydro |  | 0 | 0 | 0 | 0 | 0 | 0 | 0 | 0 | 0 | 0 | 0 | 0 | 0 | 0 | 0 | 0 | 3.1371 | 3.3833 | 5.9632 | 12.4837 | 0 | 0 | 0 | 0 | 0 | 0 | 0 | 0 | 0 | 0 | 0 | 0 | 0 | 0 | 0 | 0 | 0 | 0 | 0 | 0 | 0.088526 | 0.0043606 | 0.0047028 | 0.0082888 | 0.017352 | 0 | 0 | 0 | 0 | 0 | 5.6
52006_G_GEN1 | MISO_Louisiana | Louisiana | 22 | Iberville | 47 | 52006 | GEN1 | LaO Energy Systems | 8727 | 1958 | 9999 | Combined Cycle |  |  |  | STM |  | Fossil | G | 2030 | NaturalGas |  | 7.4802e-09 | 1.0371e-09 | 1.4334e-09 | 9.9507e-09 | 0 | 0 | 0 | 0 | 0 | 0 | 0 | 0 | 0 | 0 | 0 | 0 | 8.5713e-07 | 1.1884e-07 | 1.6425e-07 | 1.1402e-06 | 5.0332e-07 | 6.9786e-08 | 9.6447e-08 | 6.6955e-07 | 6.0185e-16 | 8.3447e-17 | 1.1533e-16 | 8.0062e-16 | 5.5173e-10 | 7.6498e-11 | 1.0572e-10 | 7.3395e-10 | 0 | 0 | 0 | 0 | 0 | 0 | 0 | 0 | 3.7374e-08 | 2.1977e-09 | 4.7191e-10 | 6.5221e-10 | 3.3218e-09 | 2.0126e-08 | 2.4677e-09 | 3.2247e-09 | 2.5819e-08 | 0 | 2.5098e-06
52006_G_GEN2 | MISO_Louisiana | Louisiana | 22 | Iberville | 47 | 52006 | GEN2 | LaO Energy Systems | 8727 | 1962 | 9999 | Combined Cycle |  |  |  | STM |  | Fossil | G | 2030 | NaturalGas |  | 7.4802e-09 | 1.0371e-09 | 1.4334e-09 | 9.9507e-09 | 0 | 0 | 0 | 0 | 0 | 0 | 0 | 0 | 0 | 0 | 0 | 0 | 8.5713e-07 | 1.1884e-07 | 1.6425e-07 | 1.1402e-06 | 5.0332e-07 | 6.9786e-08 | 9.6447e-08 | 6.6955e-07 | 6.0185e-16 | 8.3447e-17 | 1.1533e-16 | 8.0062e-16 | 4.0319e-10 | 5.5903e-11 | 7.7261e-11 | 5.3636e-10 | 0 | 0 | 0 | 0 | 0 | 0 | 0 | 0 | 3.7374e-08 | 2.1977e-09 | 4.7191e-10 | 6.5221e-10 | 3.3218e-09 | 2.0126e-08 | 2.4677e-09 | 3.2247e-09 | 2.5819e-08 | 0 | 2.5098e-06
52006_G_GEN3 | MISO_Louisiana | Louisiana | 22 | Iberville | 47 | 52006 | GEN3 | LaO Energy Systems | 8727 | 1966 | 9999 | Combined Cycle |  |  |  | STM |  | Fossil | G | 2030 | NaturalGas |  | 7.4802e-09 | 1.0371e-09 | 1.4334e-09 | 9.9507e-09 | 0 | 0 | 0 | 0 | 0 | 0 | 0 | 0 | 0 | 0 | 0 | 0 | 8.5713e-07 | 1.1884e-07 | 1.6425e-07 | 1.1402e-06 | 5.0332e-07 | 6.9786e-08 | 9.6447e-08 | 6.6955e-07 | 6.0185e-16 | 8.3447e-17 | 1.1533e-16 | 8.0062e-16 | 5.5173e-10 | 7.6498e-11 | 1.0572e-10 | 7.3395e-10 | 0 | 0 | 0 | 0 | 0 | 0 | 0 | 0 | 3.7374e-08 | 2.1977e-09 | 4.7191e-10 | 6.5221e-10 | 3.3218e-09 | 2.0126e-08 | 2.4677e-09 | 3.2247e-09 | 2.5819e-08 | 0 | 2.5098e-06
52006_G_GEN4 | MISO_Louisiana | Louisiana | 22 | Iberville | 47 | 52006 | GEN4 | LaO Energy Systems | 8727 | 1969 | 9999 | Combined Cycle |  |  |  | STM |  | Fossil | G | 2030 | NaturalGas |  | 0.36653 | 0.05082 | 0.070235 | 0.48758 | 0 | 0 | 0 | 0 | 0 | 0 | 0 | 0 | 0 | 0 | 0 | 0 | 41.9992 | 5.8233 | 8.048 | 55.8705 | 24.6626 | 3.4195 | 4.7259 | 32.808 | 2.9491e-08 | 4.0889e-09 | 5.6511e-09 | 3.9231e-08 | 0.019756 | 0.0027393 | 0.0037858 | 0.026281 | 0 | 0 | 0 | 0 | 0 | 0 | 0 | 0 | 1.8313 | 0.10769 | 0.023124 | 0.031958 | 0.16277 | 0.98619 | 0.12092 | 0.15801 | 1.2651 | 0 | 122.9804
52006_G_GEN5 | MISO_Louisiana | Louisiana | 22 | Iberville | 47 | 52006 | GEN5 | LaO Energy Systems | 8727 | 1978 | 9999 | Combined Cycle | [5 empty] | Fossil | G | 2030 | NaturalGas |  | 0.38897 | 0.053931 | 0.074535 | 0.51743 | 0 | 0 | 0 | 0 | 0 | 0 | 0 | 0 | 0 | 0 | 0 | 0 | 44.5706 | 6.1798 | 8.5408 | 59.2912 | 26.1725 | 3.6289 | 5.0153 | 34.8166 | 3.1296e-08 | 4.3393e-09 | 5.9971e-09 | 4.1632e-08 | 0.02869 | 0.0039779 | 0.0054976 | 0.038165 | 0 | 0 | 0 | 0 | 0 | 0 | 0 | 0 | 1.9435 | 0.11428 | 0.02454 | 0.033915 | 0.17274 | 1.0466 | 0.12832 | 0.16768 | 1.3426 | 0 | 130.5098
52006_G_GEN6 | MISO_Louisiana | Louisiana | 22 | Iberville | 47 | 52006 | GEN6 | LaO Energy Systems | 8727 | 1979 | 9999 | Combined Cycle | [5 empty] | Fossil | G | 2030 | NaturalGas |  | 0.38897 | 0.053931 | 0.074535 | 0.51743 | 0 | 0 | 0 | 0 | 0 | 0 | 0 | 0 | 0 | 0 | 0 | 0 | 44.5706 | 6.1798 | 8.5408 | 59.2912 | 26.1725 | 3.6289 | 5.0153 | 34.8166 | 3.1296e-08 | 4.3393e-09 | 5.9971e-09 | 4.1632e-08 | 0.020966 | 0.002907 | 0.0040176 | 0.027891 | 0 | 0 | 0 | 0 | 0 | 0 | 0 | 0 | 1.9435 | 0.11428 | 0.02454 | 0.033915 | 0.17274 | 1.0466 | 0.12832 | 0.16768 | 1.3426 | 0 | 130.5098
52010_B_BLR1 | FRCC | Florida | 12 | Lee | 71 | 52010 | BLR1 | Lee County Solid Waste Energy | 17531 | 1994 | 9999 | Municipal Solid Waste |  |  | Baghouse + Dry Scrubber + SNCR + Mercury Control |  | Dry Scrubber | Non-Fossil | B | 2030 | MSW |  | 0.54848 | 0.68699 | 0.87169 | 2.1072 | 0 | 0 | 0 | 0 | 0 | 0 | 0 | 0 | 0 | 0 | 0 | 0 | 31.2862 | 39.187 | 49.7226 | 120.1958 | 25.2026 | 31.567 | 40.054 | 96.8236 | 0.0015763 | 0.0019744 | 0.0025052 | 0.006056 | 0.069265 | 0.086756 | 0.11008 | 0.2661 | 0.017187 | 0.021527 | 0.027315 | 0.066029 | 0 | 0 | 0 | 0 | 5.055 | 0.21703 | 0.27184 | 0.34493 | 0.8338 | 0 | 0 | 0 | 0 | 0 | 19.5 | Scrubber / SNCR / Mercury Control | Dry Scrubber
52010_B_BLR2 | FRCC | Florida | 12 | Lee | 71 | 52010 | BLR2 | Lee County Solid Waste Energy | 17531 | 1994 | 9999 | Municipal Solid Waste |  |  | Baghouse + Dry Scrubber + SNCR + Mercury Control |  | Dry Scrubber | Non-Fossil | B | 2030 | MSW |  | 0.54848 | 0.68699 | 0.87169 | 2.1072 | 0 | 0 | 0 | 0 | 0 | 0 | 0 | 0 | 0 | 0 | 0 | 0 | 31.2862 | 39.187 | 49.7226 | 120.1958 | 25.2026 | 31.567 | 40.054 | 96.8236 | 0.0015763 | 0.0019744 | 0.0025052 | 0.006056 | 0.071302 | 0.089308 | 0.11332 | 0.27393 | 0.017187 | 0.021527 | 0.027315 | 0.066029 | 0 | 0 | 0 | 0 | 5.055 | 0.21703 | 0.27184 | 0.34493 | 0.8338 | 0 | 0 | 0 | 0 | 0 | 19.5 | Scrubber / SNCR / Mercury Control | Dry Scrubber
52010_B_BLR3 | FRCC | Florida | 12 | Lee | 71 | 52010 | BLR3 | Lee County Solid Waste Energy | 17737 | 2007 | 9999 | Municipal Solid Waste |  |  | Baghouse + Dry Scrubber + SNCR + Mercury Control |  | Dry Scrubber | Non-Fossil | B | 2030 | MSW |  | 0.45532 | 0.57031 | 0.72363 | 1.7493 | 0 | 0 | 0 | 0 | 0 | 0 | 0 | 0 | 0 | 0 | 0 | 0 | 25.6707 | 32.1534 | 40.798 | 98.6222 | 20.922 | 26.2055 | 33.251 | 80.3786 | 0.0013086 | 0.0016391 | 0.0020797 | 0.0050274 | 0.043649 | 0.054672 | 0.069371 | 0.16769 | 0.014268 | 0.017871 | 0.022675 | 0.054814 | 0 | 0 | 0 | 0 | 4.1477 | 0.17808 | 0.22305 | 0.28302 | 0.68414 | 0 | 0 | 0 | 0 | 0 | 16 | Scrubber / SNCR / Mercury Control | Dry Scrubber
52015_G_GEN1 | WECC_Northern Nevada | Nevada | 32 | Churchill | 1 | 52015 | GEN1 | Terra-Gen Dixie Valley | 9771 | 1998 | 9999 | Geothermal | [5 empty] | Non-Fossil | G | 2030 | Geothermal |  | 1.0019 | 1.2683 | 1.4707 | 3.7408 | 0 | 0 | 0 | 0 | 0 | 0 | 0 | 0 | 0 | 0 | 0 | 0 | 102.5412 | 129.798 | 150.5121 | 382.8513 | 0 | 0 | 0 | 0 | 0.0018287 | 0.0023148 | 0.0026842 | 0.0068278 | 0 | 0 | 0 | 0 | 0 | 0 | 0 | 0 | 0 | 0 | 0 | 0 | 7.6365 | 0.11895 | 0.15057 | 0.17459 | 0.44411 | 0 | 0 | 0 | 0 | 0 | 56
52015_G_GEN2 | WECC_Northern Nevada | Nevada | 32 | Churchill | 1 | 52015 | GEN2 | Terra-Gen Dixie Valley | 9771 | 2012 | 9999 | Geothermal | [5 empty] | Non-Fossil | G | 2030 | Geothermal |  | 0.044729 | 0.056619 | 0.065654 | 0.167 | 0 | 0 | 0 | 0 | 0 | 0 | 0 | 0 | 0 | 0 | 0 | 0 | 4.5777 | 5.7946 | 6.7193 | 17.0916 | 0 | 0 | 0 | 0 | 8.164e-05 | 0.00010334 | 0.00011983 | 0.00030481 | 0 | 0 | 0 | 0 | 0 | 0 | 0 | 0 | 0 | 0 | 0 | 0 | 0.34091 | 0.0053102 | 0.0067217 | 0.0077944 | 0.019826 | 0 | 0 | 0 | 0 | 0 | 2.5
52019_G_GEN1 | PJM_Dominion | Virginia | 51 | Hanover | 85 | 52019 | GEN1 | Doswell Energy Center | 8431 | 1991 | 9999 | Combined Cycle |  |  | SCR | DLNB + STM |  | Fossil | G | 2030 | NaturalGas |  | 0.54177 | 0.68921 | 2.1898 | 3.4208 | 0 | 0 | 0 | 0 | 0 | 0 | 0 | 0 | 0 | 0 | 0 | 0 | 64.2592 | 81.7475 | 259.7329 | 405.7395 | 31.7152 | 40.3465 | 128.1914 | 200.253 | 3.7924e-08 | 4.8245e-08 | 1.5329e-07 | 2.3946e-07 | 0.0086541 | 0.011009 | 0.013278 | 0.032942 | 0 | 0 | 0 | 0 | 0 | 0 | 0 | 0 | 4.2069 | 0.21434 | 0.23726 | 0.59351 | 1.0451 | 1.6256 | 1.565 | 4.4509 | 7.6415 | 0 | 104.7 | SCR
52019_G_GEN2 | PJM_Dominion | Virginia | 51 | Hanover | 85 | 52019 | GEN2 | Doswell Energy Center | 8431 | 1991 | 9999 | Combined Cycle |  |  | SCR | DLNB + STM |  | Fossil | G | 2030 | NaturalGas |  | 0.54177 | 0.68921 | 2.1898 | 3.4208 | 0 | 0 | 0 | 0 | 0 | 0 | 0 | 0 | 0 | 0 | 0 | 0 | 64.2592 | 81.7475 | 259.7329 | 405.7395 | 31.7152 | 40.3465 | 128.1914 | 200.253 | 3.7924e-08 | 4.8245e-08 | 1.5329e-07 | 2.3946e-07 | 0.0086541 | 0.011009 | 0.013278 | 0.032942 | 0 | 0 | 0 | 0 | 0 | 0 | 0 | 0 | 4.2069 | 0.21434 | 0.23726 | 0.59351 | 1.0451 | 1.6256 | 1.565 | 4.4509 | 7.6415 | 0 | 104.7 | SCR
52019_G_GEN3 | PJM_Dominion | Virginia | 51 | Hanover | 85 | 52019 | GEN3 | Doswell Energy Center | 8431 | 1991 | 9999 | Combined Cycle |  |  | SCR | NH3 |  | Fossil | G | 2030 | NaturalGas |  | 0.63646 | 0.80968 | 2.5726 | 4.0187 | 0 | 0 | 0 | 0 | 0 | 0 | 0 | 0 | 0 | 0 | 0 | 0 | 75.4907 | 96.0357 | 305.1303 | 476.6568 | 37.2585 | 47.3985 | 150.5973 | 235.2543 | 4.4552e-08 | 5.6677e-08 | 1.8008e-07 | 2.8131e-07 | 0.010167 | 0.012934 | 0.015599 | 0.0387 | 0 | 0 | 0 | 0 | 0 | 0 | 0 | 0 | 4.9422 | 0.25181 | 0.27873 | 0.69724 | 1.2278 | 1.9097 | 1.8385 | 5.2288 | 8.9771 | 0 | 123 | SCR
52019_G_GEN4 | PJM_Dominion | Virginia | 51 | Hanover | 85 | 52019 | GEN4 | Doswell Energy Center | 8431 | 1992 | 9999 | Combined Cycle |  |  | SCR | DLNB + STM |  | Fossil | G | 2030 | NaturalGas |  | 0.54177 | 0.68921 | 2.1898 | 3.4208 | 0 | 0 | 0 | 0 | 0 | 0 | 0 | 0 | 0 | 0 | 0 | 0 | 64.2592 | 81.7475 | 259.7329 | 405.7395 | 31.7152 | 40.3465 | 128.1914 | 200.253 | 3.7924e-08 | 4.8245e-08 | 1.5329e-07 | 2.3946e-07 | 0.0084722 | 0.010778 | 0.012999 | 0.032249 | 0 | 0 | 0 | 0 | 0 | 0 | 0 | 0 | 4.2069 | 0.21434 | 0.23726 | 0.59351 | 1.0451 | 1.6256 | 1.565 | 4.4509 | 7.6415 | 0 | 104.7 | SCR
52019_G_GEN5 | PJM_Dominion | Virginia | 51 | Hanover | 85 | 52019 | GEN5 | Doswell Energy Center | 8431 | 1992 | 9999 | Combined Cycle |  |  | SCR | DLNB + STM |  | Fossil | G | 2030 | NaturalGas |  | 0.54177 | 0.68921 | 2.1898 | 3.4208 | 0 | 0 | 0 | 0 | 0 | 0 | 0 | 0 | 0 | 0 | 0 | 0 | 64.2592 | 81.7475 | 259.7329 | 405.7395 | 31.7152 | 40.3465 | 128.1914 | 200.253 | 3.7924e-08 | 4.8245e-08 | 1.5329e-07 | 2.3946e-07 | 0.0084722 | 0.010778 | 0.012999 | 0.032249 | 0 | 0 | 0 | 0 | 0 | 0 | 0 | 0 | 4.2069 | 0.21434 | 0.23726 | 0.59351 | 1.0451 | 1.6256 | 1.565 | 4.4509 | 7.6415 | 0 | 104.7 | SCR
52019_G_GEN6 | PJM_Dominion | Virginia | 51 | Hanover | 85 | 52019 | GEN6 | Doswell Energy Center | 8431 | 1992 | 9999 | Combined Cycle |  |  | SCR | NH3 |  | Fossil | G | 2030 | NaturalGas |  | 0.63646 | 0.80968 | 2.5726 | 4.0187 | 0 | 0 | 0 | 0 | 0 | 0 | 0 | 0 | 0 | 0 | 0 | 0 | 75.4907 | 96.0357 | 305.1303 | 476.6568 | 37.2585 | 47.3985 | 150.5973 | 235.2543 | 4.4552e-08 | 5.6677e-08 | 1.8008e-07 | 2.8131e-07 | 0.009953 | 0.012662 | 0.015271 | 0.037886 | 0 | 0 | 0 | 0 | 0 | 0 | 0 | 0 | 4.9422 | 0.25181 | 0.27873 | 0.69724 | 1.2278 | 1.9097 | 1.8385 | 5.2288 | 8.9771 | 0 | 123 | SCR
52019_G_GEN7 | PJM_Dominion | Virginia | 51 | Hanover | 85 | 52019 | GEN7 | Doswell Energy Center | 11149 | 2001 | 9999 | Combustion Turbine |  |  |  | DLNB + H2O |  | Fossil | G | 2030 | NaturalGas |  | 0.080927 | 0.019423 | 0.15962 | 0.25997 | 0 | 0 | 0 | 0 | 0 | 0 | 0 | 0 | 0 | 0 | 0 | 0 | 7.2587 | 1.7421 | 14.3172 | 23.318 | 4.7375 | 1.137 | 9.3443 | 15.2188 | 5.6649e-09 | 1.3596e-09 | 1.1174e-08 | 1.8198e-08 | 0.0013478 | 0.00032348 | 0.0026585 | 0.0043298 | 0 | 0 | 0 | 0 | 0 | 0 | 0 | 0 | 3.3533 | 0.033463 | 0.008031 | 0.066002 | 0.1075 | 0.24282 | 0.044103 | 0.32444 | 0.61136 | 0 | 170
52019_G_GEN8 | PJM_Dominion | Virginia | 51 | Hanover | 85 | 52019 | GEN8 | Doswell Energy Center | 10745 | 2018 | 9999 | Combustion Turbine | [5 empty] | Fossil | G | 2030 | NaturalGas |  | 0.12415 | 0.10901 | 0.14931 | 0.38247 | 0 | 0 | 0 | 0 | 0 | 0 | 0 | 0 | 0 | 0 | 0 | 0 | 11.5541 | 10.1451 | 13.8961 | 35.5953 | 7.2677 | 6.3814 | 8.7408 | 22.3899 | 8.6904e-09 | 7.6306e-09 | 1.0452e-08 | 2.6773e-08 | 0.0020503 | 0.0018003 | 0.0024659 | 0.0063165 | 0 | 0 | 0 | 0 | 0 | 0 | 0 | 0 | 3.2547 | 0.053265 | 0.046769 | 0.064061 | 0.16409 | 0.37251 | 0.24753 | 0.30349 | 0.92352 | 0 | 165
52019_G_GEN9 | PJM_Dominion | Virginia | 51 | Hanover | 85 | 52019 | GEN9 | Doswell Energy Center | 10745 | 2018 | 9999 | Combustion Turbine | [5 empty] | Fossil | G | 2030 | NaturalGas |  | 0.12415 | 0.10901 | 0.14931 | 0.38247 | 0 | 0 | 0 | 0 | 0 | 0 | 0 | 0 | 0 | 0 | 0 | 0 | 11.5541 | 10.1451 | 13.8961 | 35.5953 | 7.2677 | 6.3814 | 8.7408 | 22.3899 | 8.6904e-09 | 7.6306e-09 | 1.0452e-08 | 2.6773e-08 | 0.0021472 | 0.0018853 | 0.0025824 | 0.0066149 | 0 | 0 | 0 | 0 | 0 | 0 | 0 | 0 | 3.2547 | 0.053265 | 0.046769 | 0.064061 | 0.16409 | 0.37251 | 0.24753 | 0.30349 | 0.92352 | 0 | 165
52021_G_GEN1 | PJM_ComEd | Illinois | 17 | Cook | 31 | 52021 | GEN1 | ITT Cogen Facility | 12804 | 1991 | 9999 | Combustion Turbine | [5 empty] | Fossil | G | 2030 | Oil |  | 0 | 0 | 0 | 0 | 0 | 0 | 0 | 0 | 0 | 0 | 0 | 0 | 0 | 0 | 0 | 0 | 0 | 0 | 0 | 0 | 0 | 0 | 0 | 0 | 0 | 0 | 0 | 0 | 0 | 0 | 0 | 0 | 0 | 0 | 0 | 0 | 0 | 0 | 0 | 0 | 0.092321 | 0 | 0 | 0 | 0 | 0 | 0 | 0 | 0 | 0 | 3.5
52021_G_GEN2 | PJM_ComEd | Illinois | 17 | Cook | 31 | 52021 | GEN2 | ITT Cogen Facility | 12804 | 1991 | 9999 | Combustion Turbine | [5 empty] | Fossil | G | 2030 | Oil |  | 0 | 0 | 0 | 0 | 0 | 0 | 0 | 0 | 0 | 0 | 0 | 0 | 0 | 0 | 0 | 0 | 0 | 0 | 0 | 0 | 0 | 0 | 0 | 0 | 0 | 0 | 0 | 0 | 0 | 0 | 0 | 0 | 0 | 0 | 0 | 0 | 0 | 0 | 0 | 0 | 0.092321 | 0 | 0 | 0 | 0 | 0 | 0 | 0 | 0 | 0 | 3.5
52026_G_GEN1 | ISONE_MA, VT, NH, RI (Rest of ISO New England) | Massachusetts | 25 | Bristol | 5 | 52026 | GEN1 | Dartmouth Power Associates LP | 9190 | 1992 | 9999 | Combined Cycle |  |  | SCR | H2O |  | Fossil | G | 2030 | NaturalGas |  | 0 | 0 | 0.025477 | 0.025477 | 0 | 0 | 0 | 0 | 0 | 0 | 0 | 0 | 0 | 0 | 0 | 0 | 0 | 0 | 2.7722 | 2.7722 | 0 | 0 | 1.4914 | 1.4914 | 0 | 0 | 1.7834e-09 | 1.7834e-09 | 0 | 0 | 0.00037815 | 0.00037815 | 0 | 0 | 0 | 0 | 0 | 0 | 0 | 0 | 1.4029 | 0 | 0 | 0.011422 | 0.011422 | 0 | 0 | 0.049337 | 0.049337 | 0 | 35.1 | SCR
52026_G_GEN2 | ISONE_MA, VT, NH, RI (Rest of ISO New England) | Massachusetts | 25 | Bristol | 5 | 52026 | GEN2 | Dartmouth Power Associates LP | 9190 | 1992 | 9999 | Combined Cycle |  |  | SCR | NH3 |  | Fossil | G | 2030 | NaturalGas |  | 0 | 0 | 0.019598 | 0.019598 | 0 | 0 | 0 | 0 | 0 | 0 | 0 | 0 | 0 | 0 | 0 | 0 | 0 | 0 | 2.1325 | 2.1325 | 0 | 0 | 1.1472 | 1.1472 | 0 | 0 | 1.3718e-09 | 1.3718e-09 | 0 | 0 | 0.00029088 | 0.00029088 | 0 | 0 | 0 | 0 | 0 | 0 | 0 | 0 | 1.0792 | 0 | 0 | 0.0087862 | 0.0087862 | 0 | 0 | 0.037951 | 0.037951 | 0 | 27 | SCR
52026_G_GEN3 | ISONE_MA, VT, NH, RI (Rest of ISO New England) | Massachusetts | 25 | Bristol | 5 | 52026 | GEN3 | Dartmouth Power Associates LP | 14217 | 2009 | 9999 | Combustion Turbine |  |  | SCR | H2O |  | Fossil | G | 2030 | NaturalGas |  | 0 | 0.00023642 | 0.0045208 | 0.0047572 | 0 | 0 | 0 | 0 | 0 | 0 | 0 | 0 | 0 | 0 | 0 | 0 | 0 | 0.016629 | 0.31799 | 0.33462 | 0 | 0.01384 | 0.26465 | 0.27849 | 0 | 1.6549e-11 | 3.1646e-10 | 3.3301e-10 | 0 | 1.3582e-06 | 2.5972e-05 | 2.733e-05 | 0 | 0 | 0 | 0 | 0 | 0 | 0 | 0 | 0.42815 | 0 | 8.5973e-05 | 0.001644 | 0.00173 | 0 | 0.00066457 | 0.0087547 | 0.0094193 | 0 | 19.6 | SCR
52036_G_GEN1 | PJM_PENELEC | Pennsylvania | 42 | Somerset | 111 | 52036 | GEN1 | Yough Hydro Power | 0 | 1989 | 9999 | Hydro | [5 empty] | Non-Fossil | G | 2030 | Hydro |  | 0 | 0 | 0 | 0 | 0 | 0 | 0 | 0 | 0 | 0 | 0 | 0 | 0 | 0 | 0 | 0 | 6.3175 | 9.2492 | 8.3179 | 23.8846 | 0 | 0 | 0 | 0 | 0 | 0 | 0 | 0 | 0 | 0 | 0 | 0 | 0 | 0 | 0 | 0 | 0 | 0 | 0 | 0 | 0.09643 | 0.0087813 | 0.012856 | 0.011562 | 0.0332 | 0 | 0 | 0 | 0 | 0 | 6.1
52036_G_GEN2 | PJM_PENELEC | Pennsylvania | 42 | Somerset | 111 | 52036 | GEN2 | Yough Hydro Power | 0 | 1989 | 9999 | Hydro | [5 empty] | Non-Fossil | G | 2030 | Hydro |  | 0 | 0 | 0 | 0 | 0 | 0 | 0 | 0 | 0 | 0 | 0 | 0 | 0 | 0 | 0 | 0 | 6.3175 | 9.2492 | 8.3179 | 23.8846 | 0 | 0 | 0 | 0 | 0 | 0 | 0 | 0 | 0 | 0 | 0 | 0 | 0 | 0 | 0 | 0 | 0 | 0 | 0 | 0 | 0.09643 | 0.0087813 | 0.012856 | 0.011562 | 0.0332 | 0 | 0 | 0 | 0 | 0 | 6.1
52039_G_1 | WECC_Utah | Utah | 49 | Washington | 53 | 52039 | 1 | Quail Creek Hydro Plant #1 | 0 | 1985 | 9999 | Hydro | [5 empty] | Non-Fossil | G | 2030 | Hydro |  | 0 | 0 | 0 | 0 | 0 | 0 | 0 | 0 | 0 | 0 | 0 | 0 | 0 | 0 | 0 | 0 | 1.9872 | 2.7842 | 4.3299 | 9.1013 | 0 | 0 | 0 | 0 | 0 | 0 | 0 | 0 | 0 | 0 | 0 | 0 | 0 | 0 | 0 | 0 | 0 | 0 | 0 | 0 | 0.036359 | 0.0027622 | 0.0038701 | 0.0060185 | 0.012651 | 0 | 0 | 0 | 0 | 0 | 2.3
52049_G_1H | SERC_VACAR | South Carolina | 45 | Spartanburg | 83 | 52049 | 1H | Clifton Dam 3 Power Station | 0 | 1987 | 9999 | Hydro | [5 empty] | Non-Fossil | G | 2030 | Hydro |  | 0 | 0 | 0 | 0 | 0 | 0 | 0 | 0 | 0 | 0 | 0 | 0 | 0 | 0 | 0 | 0 | 0.31296 | 0.33164 | 0.34606 | 0.99066 | 0 | 0 | 0 | 0 | 0 | 0 | 0 | 0 | 0 | 0 | 0 | 0 | 0 | 0 | 0 | 0 | 0 | 0 | 0 | 0 | 0.011066 | 0.00043502 | 0.00046097 | 0.00048103 | 0.001377 | 0 | 0 | 0 | 0 | 0 | 0.7
52049_G_2V | SERC_VACAR | South Carolina | 45 | Spartanburg | 83 | 52049 | 2V | Clifton Dam 3 Power Station | 0 | 1985 | 9999 | Hydro | [5 empty] | Non-Fossil | G | 2030 | Hydro |  | 0 | 0 | 0 | 0 | 0 | 0 | 0 | 0 | 0 | 0 | 0 | 0 | 0 | 0 | 0 | 0 | 0.22355 | 0.23688 | 0.24719 | 0.70762 | 0 | 0 | 0 | 0 | 0 | 0 | 0 | 0 | 0 | 0 | 0 | 0 | 0 | 0 | 0 | 0 | 0 | 0 | 0 | 0 | 0.0079041 | 0.00031073 | 0.00032927 | 0.00034359 | 0.00098359 | 0 | 0 | 0 | 0 | 0 | 0.5
52054_G_GEN1 | MISO_Minnesota and Western Wisconsin | Minnesota | 27 | Blue Earth | 13 | 52054 | GEN1 | Rapidan Hydro Facility | 0 | 1984 | 9999 | Hydro | [5 empty] | Non-Fossil | G | 2030 | Hydro |  | 0 | 0 | 0 | 0 | 0 | 0 | 0 | 0 | 0 | 0 | 0 | 0 | 0 | 0 | 0 | 0 | 2.0712 | 3.4245 | 4.3023 | 9.7979 | 0 | 0 | 0 | 0 | 0 | 0 | 0 | 0 | 0 | 0 | 0 | 0 | 0 | 0 | 0 | 0 | 0 | 0 | 0 | 0 | 0.050586 | 0.0028789 | 0.00476 | 0.0059801 | 0.013619 | 0 | 0 | 0 | 0 | 0 | 3.2
52054_G_GEN2 | MISO_Minnesota and Western Wisconsin | Minnesota | 27 | Blue Earth | 13 | 52054 | GEN2 | Rapidan Hydro Facility | 0 | 1984 | 9999 | Hydro | [5 empty] | Non-Fossil | G | 2030 | Hydro |  | 0 | 0 | 0 | 0 | 0 | 0 | 0 | 0 | 0 | 0 | 0 | 0 | 0 | 0 | 0 | 0 | 2.0712 | 3.4245 | 4.3023 | 9.7979 | 0 | 0 | 0 | 0 | 0 | 0 | 0 | 0 | 0 | 0 | 0 | 0 | 0 | 0 | 0 | 0 | 0 | 0 | 0 | 0 | 0.050586 | 0.0028789 | 0.00476 | 0.0059801 | 0.013619 | 0 | 0 | 0 | 0 | 0 | 3.2
52056_G_GT1 | NY_Zone K (LI) | New York | 36 | Nassau | 59 | 52056 | GT1 | Nassau Energy Corp | 5500 | 1991 | 9999 | Combined Cycle |  |  |  | STM |  | Fossil | G | 2030 | NaturalGas |  | 0.41582 | 0.56366 | 0.77943 | 1.7589 | 0 | 0 | 0 | 0 | 0 | 0 | 0 | 0 | 0 | 0 | 0 | 0 | 75.603 | 102.4841 | 141.7142 | 319.8013 | 46.6037 | 63.1739 | 87.3563 | 197.1339 | 5.5727e-08 | 7.5541e-08 | 1.0446e-07 | 2.3573e-07 | 0.054032 | 0.073243 | 0.10128 | 0.22856 | 0 | 0 | 0 | 0 | 0 | 0 | 0 | 0 | 1.6987 | 0.16148 | 0.21889 | 0.30268 | 0.68306 | 2.6843 | 1.6083 | 1.6284 | 5.921 | 0 | 43
52056_G_ST1 | NY_Zone K (LI) | New York | 36 | Nassau | 59 | 52056 | ST1 | Nassau Energy Corp | 5500 | 1991 | 9999 | Combined Cycle |  |  |  | STM |  | Fossil | G | 2030 | NaturalGas |  | 0.11604 | 0.1573 | 0.21751 | 0.49086 | 0 | 0 | 0 | 0 | 0 | 0 | 0 | 0 | 0 | 0 | 0 | 0 | 21.0985 | 28.6002 | 39.5481 | 89.2469 | 13.0057 | 17.6299 | 24.3785 | 55.0141 | 1.5552e-08 | 2.1081e-08 | 2.9151e-08 | 6.5784e-08 | 0.015079 | 0.02044 | 0.028264 | 0.063783 | 0 | 0 | 0 | 0 | 0 | 0 | 0 | 0 | 0.47405 | 0.045064 | 0.061087 | 0.08447 | 0.19062 | 0.7491 | 0.44884 | 0.45445 | 1.6524 | 0 | 12
52057_G_01 | NY_Zone C&E | New York | 36 | Herkimer | 43 | 52057 | 01 | Herkimer | 0 | 1987 | 9999 | Hydro | [5 empty] | Non-Fossil | G | 2030 | Hydro |  | 0 | 0 | 0 | 0 | 0 | 0 | 0 | 0 | 0 | 0 | 0 | 0 | 0 | 0 | 0 | 0 | 0.10963 | 0.14841 | 0.18324 | 0.44128 | 0 | 0 | 0 | 0 | 0 | 0 | 0 | 0 | 0 | 0 | 0 | 0 | 0 | 0 | 0 | 0 | 0 | 0 | 0 | 0 | 0.0015808 | 0.00015239 | 0.00020629 | 0.0002547 | 0.00061338 | 0 | 0 | 0 | 0 | 0 | 0.1
52057_G_02 | NY_Zone C&E | New York | 36 | Herkimer | 43 | 52057 | 02 | Herkimer | 0 | 1987 | 9999 | Hydro | [5 empty] | Non-Fossil | G | 2030 | Hydro |  | 0 | 0 | 0 | 0 | 0 | 0 | 0 | 0 | 0 | 0 | 0 | 0 | 0 | 0 | 0 | 0 | 0.10963 | 0.14841 | 0.18324 | 0.44128 | 0 | 0 | 0 | 0 | 0 | 0 | 0 | 0 | 0 | 0 | 0 | 0 | 0 | 0 | 0 | 0 | 0 | 0 | 0 | 0 | 0.0015808 | 0.00015239 | 0.00020629 | 0.0002547 | 0.00061338 | 0 | 0 | 0 | 0 | 0 | 0.1
52057_G_03 | NY_Zone C&E | New York | 36 | Herkimer | 43 | 52057 | 03 | Herkimer | 0 | 1987 | 9999 | Hydro | [5 empty] | Non-Fossil | G | 2030 | Hydro |  | 0 | 0 | 0 | 0 | 0 | 0 | 0 | 0 | 0 | 0 | 0 | 0 | 0 | 0 | 0 | 0 | 0.10963 | 0.14841 | 0.18324 | 0.44128 | 0 | 0 | 0 | 0 | 0 | 0 | 0 | 0 | 0 | 0 | 0 | 0 | 0 | 0 | 0 | 0 | 0 | 0 | 0 | 0 | 0.0015808 | 0.00015239 | 0.00020629 | 0.0002547 | 0.00061338 | 0 | 0 | 0 | 0 | 0 | 0.1
52057_G_04 | NY_Zone C&E | New York | 36 | Herkimer | 43 | 52057 | 04 | Herkimer | 0 | 1987 | 9999 | Hydro | [5 empty] | Non-Fossil | G | 2030 | Hydro |  | 0 | 0 | 0 | 0 | 0 | 0 | 0 | 0 | 0 | 0 | 0 | 0 | 0 | 0 | 0 | 0 | 0.10963 | 0.14841 | 0.18324 | 0.44128 | 0 | 0 | 0 | 0 | 0 | 0 | 0 | 0 | 0 | 0 | 0 | 0 | 0 | 0 | 0 | 0 | 0 | 0 | 0 | 0 | 0.0015808 | 0.00015239 | 0.00020629 | 0.0002547 | 0.00061338 | 0 | 0 | 0 | 0 | 0 | 0.1
52058_G_01 | NY_Zone C&E | New York | 36 | St Lawrence | 89 | 52058 | 01 | Ogdensburg | 0 | 1987 | 9999 | Hydro | [5 empty] | Non-Fossil | G | 2030 | Hydro |  | 0 | 0 | 0 | 0 | 0 | 0 | 0 | 0 | 0 | 0 | 0 | 0 | 0 | 0 | 0 | 0 | 0.24198 | 0.32752 | 0.40494 | 0.97443 | 0 | 0 | 0 | 0 | 0 | 0 | 0 | 0 | 0 | 0 | 0 | 0 | 0 | 0 | 0 | 0 | 0 | 0 | 0 | 0 | 0.0031616 | 0.00033635 | 0.00045525 | 0.00056286 | 0.0013545 | 0 | 0 | 0 | 0 | 0 | 0.2
52058_G_02 | NY_Zone C&E | New York | 36 | St Lawrence | 89 | 52058 | 02 | Ogdensburg | 0 | 1987 | 9999 | Hydro | [5 empty] | Non-Fossil | G | 2030 | Hydro |  | 0 | 0 | 0 | 0 | 0 | 0 | 0 | 0 | 0 | 0 | 0 | 0 | 0 | 0 | 0 | 0 | 0.24198 | 0.32752 | 0.40494 | 0.97443 | 0 | 0 | 0 | 0 | 0 | 0 | 0 | 0 | 0 | 0 | 0 | 0 | 0 | 0 | 0 | 0 | 0 | 0 | 0 | 0 | 0.0031616 | 0.00033635 | 0.00045525 | 0.00056286 | 0.0013545 | 0 | 0 | 0 | 0 | 0 | 0.2
52058_G_03 | NY_Zone C&E | New York | 36 | St Lawrence | 89 | 52058 | 03 | Ogdensburg | 0 | 1987 | 9999 | Hydro | [5 empty] | Non-Fossil | G | 2030 | Hydro |  | 0 | 0 | 0 | 0 | 0 | 0 | 0 | 0 | 0 | 0 | 0 | 0 | 0 | 0 | 0 | 0 | 0.24198 | 0.32752 | 0.40494 | 0.97443 | 0 | 0 | 0 | 0 | 0 | 0 | 0 | 0 | 0 | 0 | 0 | 0 | 0 | 0 | 0 | 0 | 0 | 0 | 0 | 0 | 0.0031616 | 0.00033635 | 0.00045525 | 0.00056286 | 0.0013545 | 0 | 0 | 0 | 0 | 0 | 0.2
52058_G_04 | NY_Zone C&E | New York | 36 | St Lawrence | 89 | 52058 | 04 | Ogdensburg | 0 | 1987 | 9999 | Hydro | [5 empty] | Non-Fossil | G | 2030 | Hydro |  | 0 | 0 | 0 | 0 | 0 | 0 | 0 | 0 | 0 | 0 | 0 | 0 | 0 | 0 | 0 | 0 | 0.24198 | 0.32752 | 0.40494 | 0.97443 | 0 | 0 | 0 | 0 | 0 | 0 | 0 | 0 | 0 | 0 | 0 | 0 | 0 | 0 | 0 | 0 | 0 | 0 | 0 | 0 | 0.0031616 | 0.00033635 | 0.00045525 | 0.00056286 | 0.0013545 | 0 | 0 | 0 | 0 | 0 | 0.2
52058_G_05 | NY_Zone C&E | New York | 36 | St Lawrence | 89 | 52058 | 05 | Ogdensburg | 0 | 1987 | 9999 | Hydro | [5 empty] | Non-Fossil | G | 2030 | Hydro |  | 0 | 0 | 0 | 0 | 0 | 0 | 0 | 0 | 0 | 0 | 0 | 0 | 0 | 0 | 0 | 0 | 0.24198 | 0.32752 | 0.40494 | 0.97443 | 0 | 0 | 0 | 0 | 0 | 0 | 0 | 0 | 0 | 0 | 0 | 0 | 0 | 0 | 0 | 0 | 0 | 0 | 0 | 0 | 0.0031616 | 0.00033635 | 0.00045525 | 0.00056286 | 0.0013545 | 0 | 0 | 0 | 0 | 0 | 0.2
52061_G_GEN4 | ISONE_Connecticut | Connecticut | 9 | Hartford | 3 | 52061 | GEN4 | Hartford Hospital Cogeneration | 8508 | 2014 | 9999 | Fuel Cell | [5 empty] | Non-Fossil | G | 2030 | NaturalGas |  | 0 | 0 | 0 | 0 | 0 | 0 | 0 | 0 | 0 | 0 | 0 | 0 | 0 | 0 | 0 | 0 | 0 | 0 | 0 | 0 | 0 | 0 | 0 | 0 | 0 | 0 | 0 | 0 | 0 | 0 | 0 | 0 | 0 | 0 | 0 | 0 | 0 | 0 | 0 | 0 | 0 | 0 | 0 | 0 | 0 | 0 | 0 | 0 | 0 | 0 | 1.4
52064_G_GEN1 | WECC_Southern California Edison | California | 6 | Los Angeles | 37 | 52064 | GEN1 | Dominguez Plant | 9117 | 1976 | 9999 | Non-Fossil Waste | [5 empty] | Non-Fossil | G | 2030 | Non-Fossil |  | 0.05157 | 0.066754 | 0.088464 | 0.20679 | 0 | 0 | 0 | 0 | 0 | 0 | 0 | 0 | 0 | 0 | 0 | 0 | 5.6565 | 7.3219 | 9.7032 | 22.6816 | 0 | 0 | 0 | 0 | 0 | 0 | 0 | 0 | 0 | 0 | 0 | 0 | 0 | 0 | 0 | 0 | 0 | 0 | 0 | 0 | 0 | 0.039239 | 0.050792 | 0.067311 | 0.15734 | 0 | 0 | 0 | 0 | 0 | 3.5
52065_G_GEN1 | ERCOT_Rest | Texas | 48 | Harris | 201 | 52065 | GEN1 | Houston Plant | 9117 | 1977 | 9999 | Non-Fossil Waste | [5 empty] | Non-Fossil | G | 2030 | Non-Fossil |  | 0.02256 | 0.030459 | 0.035792 | 0.088811 | 0 | 0 | 0 | 0 | 0 | 0 | 0 | 0 | 0 | 0 | 0 | 0 | 2.4724 | 3.3382 | 3.9227 | 9.7333 | 0 | 0 | 0 | 0 | 0 | 0 | 0 | 0 | 0 | 0 | 0 | 0 | 0 | 0 | 0 | 0 | 0 | 0 | 0 | 0 | 0 | 0.017151 | 0.023157 | 0.027211 | 0.06752 | 0 | 0 | 0 | 0 | 0 | 7
52065_G_GEN2 | ERCOT_Rest | Texas | 48 | Harris | 201 | 52065 | GEN2 | Houston Plant | 9117 | 1970 | 9999 | Non-Fossil Waste | [5 empty] | Non-Fossil | G | 2030 | Non-Fossil |  | 0.0048342 | 0.006527 | 0.0076697 | 0.019031 | 0 | 0 | 0 | 0 | 0 | 0 | 0 | 0 | 0 | 0 | 0 | 0 | 0.52981 | 0.71533 | 0.84057 | 2.0857 | 0 | 0 | 0 | 0 | 0 | 0 | 0 | 0 | 0 | 0 | 0 | 0 | 0 | 0 | 0 | 0 | 0 | 0 | 0 | 0 | 0 | 0.0036753 | 0.0049622 | 0.005831 | 0.014469 | 0 | 0 | 0 | 0 | 0 | 1.5
52068_G_GEN1 | PJM_EMAAC | New Jersey | 34 | Passaic | 31 | 52068 | GEN1 | Great Falls Hydro Project | 0 | 1985 | 9999 | Hydro | [5 empty] | Non-Fossil | G | 2030 | Hydro |  | 0 | 0 | 0 | 0 | 0 | 0 | 0 | 0 | 0 | 0 | 0 | 0 | 0 | 0 | 0 | 0 | 1.2908 | 2.0764 | 2.1068 | 5.4739 | 0 | 0 | 0 | 0 | 0 | 0 | 0 | 0 | 0 | 0 | 0 | 0 | 0 | 0 | 0 | 0 | 0 | 0 | 0 | 0 | 0.052167 | 0.0017941 | 0.0028861 | 0.0029284 | 0.0076087 | 0 | 0 | 0 | 0 | 0 | 3.3
52068_G_GEN2 | PJM_EMAAC | New Jersey | 34 | Passaic | 31 | 52068 | GEN2 | Great Falls Hydro Project | 0 | 1985 | 9999 | Hydro | [5 empty] | Non-Fossil | G | 2030 | Hydro |  | 0 | 0 | 0 | 0 | 0 | 0 | 0 | 0 | 0 | 0 | 0 | 0 | 0 | 0 | 0 | 0 | 1.2908 | 2.0764 | 2.1068 | 5.4739 | 0 | 0 | 0 | 0 | 0 | 0 | 0 | 0 | 0 | 0 | 0 | 0 | 0 | 0 | 0 | 0 | 0 | 0 | 0 | 0 | 0.052167 | 0.0017941 | 0.0028861 | 0.0029284 | 0.0076087 | 0 | 0 | 0 | 0 | 0 | 3.3
52068_G_GEN3 | PJM_EMAAC | New Jersey | 34 | Passaic | 31 | 52068 | GEN3 | Great Falls Hydro Project | 0 | 1985 | 9999 | Hydro | [5 empty] | Non-Fossil | G | 2030 | Hydro |  | 0 | 0 | 0 | 0 | 0 | 0 | 0 | 0 | 0 | 0 | 0 | 0 | 0 | 0 | 0 | 0 | 1.2908 | 2.0764 | 2.1068 | 5.4739 | 0 | 0 | 0 | 0 | 0 | 0 | 0 | 0 | 0 | 0 | 0 | 0 | 0 | 0 | 0 | 0 | 0 | 0 | 0 | 0 | 0.052167 | 0.0017941 | 0.0028861 | 0.0029284 | 0.0076087 | 0 | 0 | 0 | 0 | 0 | 3.3
52073_G_GEN1 | WECC_LADWP | California | 6 | Los Angeles | 37 | 52073 | GEN1 | UCLA So Campus Cogen Project | 5500 | 1993 | 9999 | Combined Cycle |  |  | SCR |  |  | Fossil | G | 2030 | NaturalGas |  | 0.12088 | 0.041803 | 0.0054917 | 0.16817 | 0 | 0 | 0 | 0 | 0 | 0 | 0 | 0 | 0 | 0 | 0 | 0 | 21.9776 | 7.6006 | 0.99849 | 30.5767 | 11.2729 | 3.8986 | 0.51215 | 15.6836 | 1.348e-08 | 4.6617e-09 | 6.1241e-10 | 1.8754e-08 | 0.0011038 | 0.00038173 | 5.0148e-05 | 0.0015357 | 0 | 0 | 0 | 0 | 0 | 0 | 0 | 0 | 0.50598 | 0.05022 | 0.025352 | 0.0041139 | 0.079687 | 0.41962 | 0.11423 | 0.015506 | 0.54936 | 0 | 12.5 | SCR
52073_G_GEN2 | WECC_LADWP | California | 6 | Los Angeles | 37 | 52073 | GEN2 | UCLA So Campus Cogen Project | 5500 | 1993 | 9999 | Combined Cycle |  |  | SCR |  |  | Fossil | G | 2030 | NaturalGas |  | 0.12088 | 0.041803 | 0.0054917 | 0.16817 | 0 | 0 | 0 | 0 | 0 | 0 | 0 | 0 | 0 | 0 | 0 | 0 | 21.9776 | 7.6006 | 0.99849 | 30.5767 | 11.2729 | 3.8986 | 0.51215 | 15.6836 | 1.348e-08 | 4.6617e-09 | 6.1241e-10 | 1.8754e-08 | 0.0011038 | 0.00038173 | 5.0148e-05 | 0.0015357 | 0 | 0 | 0 | 0 | 0 | 0 | 0 | 0 | 0.50598 | 0.05022 | 0.025352 | 0.0041139 | 0.079687 | 0.41962 | 0.11423 | 0.015506 | 0.54936 | 0 | 12.5 | SCR
52073_G_GEN3 | WECC_LADWP | California | 6 | Los Angeles | 37 | 52073 | GEN3 | UCLA So Campus Cogen Project | 5500 | 1993 | 9999 | Combined Cycle |  |  | SCR |  |  | Fossil | G | 2030 | NaturalGas |  | 0.10637 | 0.036787 | 0.0048327 | 0.14799 | 0 | 0 | 0 | 0 | 0 | 0 | 0 | 0 | 0 | 0 | 0 | 0 | 19.3403 | 6.6885 | 0.87867 | 26.9075 | 9.9202 | 3.4307 | 0.45069 | 13.8016 | 1.1862e-08 | 4.1023e-09 | 5.3892e-10 | 1.6503e-08 | 0.00097135 | 0.00033592 | 4.413e-05 | 0.0013514 | 0 | 0 | 0 | 0 | 0 | 0 | 0 | 0 | 0.44526 | 0.044194 | 0.02231 | 0.0036202 | 0.070124 | 0.36927 | 0.10052 | 0.013645 | 0.48344 | 0 | 11 | SCR
52076_G_UNIT1 | WECC_Southern California Edison | California | 6 | Kern | 29 | 52076 | UNIT1 | McKittrick Cogen | 11964 | 2012 | 9999 | Combustion Turbine | [5 empty] | Fossil | G | 2030 | NaturalGas |  | 0 | 0 | 0 | 0 | 0 | 0 | 0 | 0 | 0 | 0 | 0 | 0 | 0 | 0 | 0 | 0 | 0 | 0 | 0 | 0 | 0 | 0 | 0 | 0 | 0 | 0 | 0 | 0 | 0 | 0 | 0 | 0 | 0 | 0 | 0 | 0 | 0 | 0 | 0 | 0 | 0.094681 | 0 | 0 | 0 | 0 | 0 | 0 | 0 | 0 | 0 | 4.8
52076_G_UNIT2 | WECC_Southern California Edison | California | 6 | Kern | 29 | 52076 | UNIT2 | McKittrick Cogen | 11964 | 2012 | 9999 | Combustion Turbine | [5 empty] | Fossil | G | 2030 | NaturalGas |  | 0 | 0 | 0 | 0 | 0 | 0 | 0 | 0 | 0 | 0 | 0 | 0 | 0 | 0 | 0 | 0 | 0 | 0 | 0 | 0 | 0 | 0 | 0 | 0 | 0 | 0 | 0 | 0 | 0 | 0 | 0 | 0 | 0 | 0 | 0 | 0 | 0 | 0 | 0 | 0 | 0.094681 | 0 | 0 | 0 | 0 | 0 | 0 | 0 | 0 | 0 | 4.8
52077_G_GEN4 | WECC_Southern California Edison | California | 6 | Kern | 29 | 52077 | GEN4 | Lost Hills Cogeneration Plant | 8700 | 1985 | 9999 | Combustion Turbine | [5 empty] | Fossil | G | 2030 | NaturalGas |  | 1.5969e-08 | 2.1646e-08 | 1.5561e-08 | 5.3176e-08 | 0 | 0 | 0 | 0 | 0 | 0 | 0 | 0 | 0 | 0 | 0 | 0 | 1.8378e-06 | 2.4912e-06 | 1.7908e-06 | 6.1197e-06 | 1.3304e-06 | 1.8034e-06 | 1.2964e-06 | 4.4301e-06 | 1.5908e-15 | 2.1564e-15 | 1.5501e-15 | 5.2973e-15 | 5.2841e-09 | 7.1629e-09 | 5.149e-09 | 1.7596e-08 | 0 | 0 | 0 | 0 | 0 | 0 | 0 | 0 | 4.5376e-08 | 9.9894e-09 | 1.3541e-08 | 9.734e-09 | 3.3265e-08 | 5.3985e-08 | 5.7646e-08 | 4.4325e-08 | 1.5596e-07 | 0 | 1e-06
52077_G_GEN5 | WECC_Southern California Edison | California | 6 | Kern | 29 | 52077 | GEN5 | Lost Hills Cogeneration Plant | 8700 | 1985 | 9999 | Combustion Turbine | [5 empty] | Fossil | G | 2030 | NaturalGas |  | 0.043116 | 0.058445 | 0.042013 | 0.14357 | 0 | 0 | 0 | 0 | 0 | 0 | 0 | 0 | 0 | 0 | 0 | 0 | 4.962 | 6.7262 | 4.8351 | 16.5233 | 3.592 | 4.8691 | 3.5001 | 11.9612 | 4.2951e-09 | 5.8223e-09 | 4.1854e-09 | 1.4303e-08 | 0.014267 | 0.01934 | 0.013902 | 0.047509 | 0 | 0 | 0 | 0 | 0 | 0 | 0 | 0 | 0.12251 | 0.026971 | 0.036561 | 0.026282 | 0.089814 | 0.14576 | 0.15564 | 0.11968 | 0.42108 | 0 | 2.7
52077_G_GEN6 | WECC_Southern California Edison | California | 6 | Kern | 29 | 52077 | GEN6 | Lost Hills Cogeneration Plant | 8700 | 1985 | 9999 | Combustion Turbine | [5 empty] | Fossil | G | 2030 | NaturalGas |  | 0.043116 | 0.058445 | 0.042013 | 0.14357 | 0 | 0 | 0 | 0 | 0 | 0 | 0 | 0 | 0 | 0 | 0 | 0 | 4.962 | 6.7262 | 4.8351 | 16.5233 | 3.592 | 4.8691 | 3.5001 | 11.9612 | 4.2951e-09 | 5.8223e-09 | 4.1854e-09 | 1.4303e-08 | 0.014267 | 0.01934 | 0.013902 | 0.047509 | 0 | 0 | 0 | 0 | 0 | 0 | 0 | 0 | 0.12251 | 0.026971 | 0.036561 | 0.026282 | 0.089814 | 0.14576 | 0.15564 | 0.11968 | 0.42108 | 0 | 2.7
52081_G_TG1 | WECC_Northern California (not including BANC) | California | 6 | Kern | 29 | 52081 | TG1 | Cymric 31X Cogen | 8700 | 1988 | 9999 | Combustion Turbine | [5 empty] | Fossil | G | 2030 | NaturalGas |  | 0 | 0 | 0 | 0 | 0 | 0 | 0 | 0 | 0 | 0 | 0 | 0 | 0 | 0 | 0 | 0 | 0 | 0 | 0 | 0 | 0 | 0 | 0 | 0 | 0 | 0 | 0 | 0 | 0 | 0 | 0 | 0 | 0 | 0 | 0 | 0 | 0 | 0 | 0 | 0 | 0.12605 | 0 | 0 | 0 | 0 | 0 | 0 | 0 | 0 | 0 | 2.7
52081_G_TG2 | WECC_Northern California (not including BANC) | California | 6 | Kern | 29 | 52081 | TG2 | Cymric 31X Cogen | 8700 | 1988 | 9999 | Combustion Turbine | [5 empty] | Fossil | G | 2030 | NaturalGas |  | 0 | 0 | 0 | 0 | 0 | 0 | 0 | 0 | 0 | 0 | 0 | 0 | 0 | 0 | 0 | 0 | 0 | 0 | 0 | 0 | 0 | 0 | 0 | 0 | 0 | 0 | 0 | 0 | 0 | 0 | 0 | 0 | 0 | 0 | 0 | 0 | 0 | 0 | 0 | 0 | 0.12605 | 0 | 0 | 0 | 0 | 0 | 0 | 0 | 0 | 0 | 2.7
52082_G_TG1 | WECC_Northern California (not including BANC) | California | 6 | Kern | 29 | 52082 | TG1 | Cymric 6Z Cogen | 8700 | 1986 | 9999 | Combustion Turbine | [5 empty] | Fossil | G | 2030 | NaturalGas |  | 0 | 0 | 0 | 0 | 0 | 0 | 0 | 0 | 0 | 0 | 0 | 0 | 0 | 0 | 0 | 0 | 0 | 0 | 0 | 0 | 0 | 0 | 0 | 0 | 0 | 0 | 0 | 0 | 0 | 0 | 0 | 0 | 0 | 0 | 0 | 0 | 0 | 0 | 0 | 0 | 0.12605 | 0 | 0 | 0 | 0 | 0 | 0 | 0 | 0 | 0 | 2.7
52082_G_TG2 | WECC_Northern California (not including BANC) | California | 6 | Kern | 29 | 52082 | TG2 | Cymric 6Z Cogen | 8700 | 1986 | 9999 | Combustion Turbine | [5 empty] | Fossil | G | 2030 | NaturalGas |  | 0 | 0 | 0 | 0 | 0 | 0 | 0 | 0 | 0 | 0 | 0 | 0 | 0 | 0 | 0 | 0 | 0 | 0 | 0 | 0 | 0 | 0 | 0 | 0 | 0 | 0 | 0 | 0 | 0 | 0 | 0 | 0 | 0 | 0 | 0 | 0 | 0 | 0 | 0 | 0 | 0.12605 | 0 | 0 | 0 | 0 | 0 | 0 | 0 | 0 | 0 | 2.7
52085_G_TG1 | WECC_Northern California (not including BANC) | California | 6 | Kern | 29 | 52085 | TG1 | Taft 26C Cogen | 8700 | 1982 | 9999 | Combustion Turbine | [5 empty] | Fossil | G | 2030 | NaturalGas |  | 0 | 0 | 0 | 0 | 0 | 0 | 0 | 0 | 0 | 0 | 0 | 0 | 0 | 0 | 0 | 0 | 0 | 0 | 0 | 0 | 0 | 0 | 0 | 0 | 0 | 0 | 0 | 0 | 0 | 0 | 0 | 0 | 0 | 0 | 0 | 0 | 0 | 0 | 0 | 0 | 0.12605 | 0 | 0 | 0 | 0 | 0 | 0 | 0 | 0 | 0 | 2.7
52085_G_TG2 | WECC_Northern California (not including BANC) | California | 6 | Kern | 29 | 52085 | TG2 | Taft 26C Cogen | 8700 | 1982 | 9999 | Combustion Turbine | [5 empty] | Fossil | G | 2030 | NaturalGas |  | 0 | 0 | 0 | 0 | 0 | 0 | 0 | 0 | 0 | 0 | 0 | 0 | 0 | 0 | 0 | 0 | 0 | 0 | 0 | 0 | 0 | 0 | 0 | 0 | 0 | 0 | 0 | 0 | 0 | 0 | 0 | 0 | 0 | 0 | 0 | 0 | 0 | 0 | 0 | 0 | 0.12605 | 0 | 0 | 0 | 0 | 0 | 0 | 0 | 0 | 0 | 2.7
52085_G_TG3 | WECC_Northern California (not including BANC) | California | 6 | Kern | 29 | 52085 | TG3 | Taft 26C Cogen | 8700 | 1982 | 9999 | Combustion Turbine | [5 empty] | Fossil | G | 2030 | NaturalGas |  | 0 | 0 | 0 | 0 | 0 | 0 | 0 | 0 | 0 | 0 | 0 | 0 | 0 | 0 | 0 | 0 | 0 | 0 | 0 | 0 | 0 | 0 | 0 | 0 | 0 | 0 | 0 | 0 | 0 | 0 | 0 | 0 | 0 | 0 | 0 | 0 | 0 | 0 | 0 | 0 | 0.12605 | 0 | 0 | 0 | 0 | 0 | 0 | 0 | 0 | 0 | 2.7
52085_G_TG4 | WECC_Northern California (not including BANC) | California | 6 | Kern | 29 | 52085 | TG4 | Taft 26C Cogen | 8700 | 1982 | 9999 | Combustion Turbine | [5 empty] | Fossil | G | 2030 | NaturalGas |  | 0 | 0 | 0 | 0 | 0 | 0 | 0 | 0 | 0 | 0 | 0 | 0 | 0 | 0 | 0 | 0 | 0 | 0 | 0 | 0 | 0 | 0 | 0 | 0 | 0 | 0 | 0 | 0 | 0 | 0 | 0 | 0 | 0 | 0 | 0 | 0 | 0 | 0 | 0 | 0 | 0.12605 | 0 | 0 | 0 | 0 | 0 | 0 | 0 | 0 | 0 | 2.7
52086_G_TG1 | WECC_Northern California (not including BANC) | California | 6 | Fresno | 19 | 52086 | TG1 | Coalinga 25D Cogen | 8700 | 1986 | 9999 | Combustion Turbine | [5 empty] | Fossil | G | 2030 | NaturalGas |  | 0 | 0 | 0 | 0 | 0 | 0 | 0 | 0 | 0 | 0 | 0 | 0 | 0 | 0 | 0 | 0 | 0 | 0 | 0 | 0 | 0 | 0 | 0 | 0 | 0 | 0 | 0 | 0 | 0 | 0 | 0 | 0 | 0 | 0 | 0 | 0 | 0 | 0 | 0 | 0 | 0.12605 | 0 | 0 | 0 | 0 | 0 | 0 | 0 | 0 | 0 | 2.7
52086_G_TG2 | WECC_Northern California (not including BANC) | California | 6 | Fresno | 19 | 52086 | TG2 | Coalinga 25D Cogen | 8700 | 1986 | 9999 | Combustion Turbine | [5 empty] | Fossil | G | 2030 | NaturalGas |  | 0 | 0 | 0 | 0 | 0 | 0 | 0 | 0 | 0 | 0 | 0 | 0 | 0 | 0 | 0 | 0 | 0 | 0 | 0 | 0 | 0 | 0 | 0 | 0 | 0 | 0 | 0 | 0 | 0 | 0 | 0 | 0 | 0 | 0 | 0 | 0 | 0 | 0 | 0 | 0 | 0.12605 | 0 | 0 | 0 | 0 | 0 | 0 | 0 | 0 | 0 | 2.7
52086_G_TG3 | WECC_Northern California (not including BANC) | California | 6 | Fresno | 19 | 52086 | TG3 | Coalinga 25D Cogen | 8700 | 1987 | 9999 | Combustion Turbine | [5 empty] | Fossil | G | 2030 | NaturalGas |  | 0 | 0 | 0 | 0 | 0 | 0 | 0 | 0 | 0 | 0 | 0 | 0 | 0 | 0 | 0 | 0 | 0 | 0 | 0 | 0 | 0 | 0 | 0 | 0 | 0 | 0 | 0 | 0 | 0 | 0 | 0 | 0 | 0 | 0 | 0 | 0 | 0 | 0 | 0 | 0 | 0.12605 | 0 | 0 | 0 | 0 | 0 | 0 | 0 | 0 | 0 | 2.7
52086_G_TG4 | WECC_Northern California (not including BANC) | California | 6 | Fresno | 19 | 52086 | TG4 | Coalinga 25D Cogen | 8700 | 1987 | 9999 | Combustion Turbine | [5 empty] | Fossil | G | 2030 | NaturalGas |  | 0 | 0 | 0 | 0 | 0 | 0 | 0 | 0 | 0 | 0 | 0 | 0 | 0 | 0 | 0 | 0 | 0 | 0 | 0 | 0 | 0 | 0 | 0 | 0 | 0 | 0 | 0 | 0 | 0 | 0 | 0 | 0 | 0 | 0 | 0 | 0 | 0 | 0 | 0 | 0 | 0.12605 | 0 | 0 | 0 | 0 | 0 | 0 | 0 | 0 | 0 | 2.7
52087_G_GEN1 | PJM_Dominion | Virginia | 51 | Chesapeake City | 550 | 52087 | GEN1 | Elizabeth River Power Station | 12074 | 1992 | 9999 | Combustion Turbine |  |  |  | H2O |  | Fossil | G | 2030 | NaturalGas |  | 0.025117 | 0 | 0.11796 | 0.14307 | 0 | 0 | 0 | 0 | 0 | 0 | 0 | 0 | 0 | 0 | 0 | 0 | 2.0803 | 0 | 9.7694 | 11.8496 | 1.4704 | 0 | 6.9051 | 8.3755 | 1.7582e-09 | 0 | 8.2569e-09 | 1.0015e-08 | 0.0016818 | 0 | 0.0078983 | 0.0095801 | 0 | 0 | 0 | 0 | 0 | 0 | 0 | 0 | 2.2881 | 0.013563 | 0 | 0.063696 | 0.07726 | 0.075363 | 0 | 0.23975 | 0.31511 | 0 | 116
52087_G_GEN2 | PJM_Dominion | Virginia | 51 | Chesapeake City | 550 | 52087 | GEN2 | Elizabeth River Power Station | 12074 | 1992 | 9999 | Combustion Turbine |  |  |  | H2O |  | Fossil | G | 2030 | NaturalGas |  | 0.025117 | 0 | 0.11796 | 0.14307 | 0 | 0 | 0 | 0 | 0 | 0 | 0 | 0 | 0 | 0 | 0 | 0 | 2.0803 | 0 | 9.7694 | 11.8496 | 1.4704 | 0 | 6.9051 | 8.3755 | 1.7582e-09 | 0 | 8.2569e-09 | 1.0015e-08 | 0.0015363 | 0 | 0.0072147 | 0.008751 | 0 | 0 | 0 | 0 | 0 | 0 | 0 | 0 | 2.2881 | 0.013563 | 0 | 0.063696 | 0.07726 | 0.075363 | 0 | 0.23975 | 0.31511 | 0 | 116
52087_G_GEN3 | PJM_Dominion | Virginia | 51 | Chesapeake City | 550 | 52087 | GEN3 | Elizabeth River Power Station | 12074 | 1992 | 9999 | Combustion Turbine |  |  |  | H2O |  | Fossil | G | 2030 | NaturalGas |  | 0.025117 | 0 | 0.11796 | 0.14307 | 0 | 0 | 0 | 0 | 0 | 0 | 0 | 0 | 0 | 0 | 0 | 0 | 2.0803 | 0 | 9.7694 | 11.8496 | 1.4704 | 0 | 6.9051 | 8.3755 | 1.7582e-09 | 0 | 8.2569e-09 | 1.0015e-08 | 0.0018332 | 0 | 0.008609 | 0.010442 | 0 | 0 | 0 | 0 | 0 | 0 | 0 | 0 | 2.2881 | 0.013563 | 0 | 0.063696 | 0.07726 | 0.075363 | 0 | 0.23975 | 0.31511 | 0 | 116
52088_G_GEN1 | ERCOT_Rest | Texas | 48 | Galveston | 167 | 52088 | GEN1 | Texas City Power Plant | 5889 | 1987 | 9999 | Combined Cycle |  |  |  | LNB + STM |  | Fossil | G | 2030 | NaturalGas |  | 1.4392 | 1.9509 | 2.6977 | 6.0879 | 0 | 0 | 0 | 0 | 0 | 0 | 0 | 0 | 0 | 0 | 0 | 0 | 244.3912 | 331.2858 | 458.0994 | 1033.7764 | 194.0412 | 263.0337 | 363.7208 | 820.7957 | 2.3203e-07 | 3.1453e-07 | 4.3492e-07 | 9.8148e-07 | 0.096719 | 0.13111 | 0.1813 | 0.40912 | 0 | 0 | 0 | 0 | 0 | 0 | 0 | 0 | 5.2148 | 0.52199 | 0.70759 | 0.97845 | 2.208 | 3.8386 | 4.581 | 6.0261 | 14.4458 | 0 | 139
52088_G_GEN2 | ERCOT_Rest | Texas | 48 | Galveston | 167 | 52088 | GEN2 | Texas City Power Plant | 5889 | 1987 | 9999 | Combined Cycle |  |  |  | STM |  | Fossil | G | 2030 | NaturalGas |  | 1.0768 | 1.4597 | 2.0185 | 4.555 | 0 | 0 | 0 | 0 | 0 | 0 | 0 | 0 | 0 | 0 | 0 | 0 | 182.8538 | 247.8685 | 342.7506 | 773.473 | 145.1819 | 196.8022 | 272.1364 | 614.1205 | 1.736e-07 | 2.3533e-07 | 3.2541e-07 | 7.3434e-07 | 0.072366 | 0.098096 | 0.13565 | 0.30611 | 0 | 0 | 0 | 0 | 0 | 0 | 0 | 0 | 3.9017 | 0.39055 | 0.52942 | 0.73207 | 1.652 | 2.8721 | 3.4275 | 4.5088 | 10.8084 | 0 | 104
52088_G_GEN3 | ERCOT_Rest | Texas | 48 | Galveston | 167 | 52088 | GEN3 | Texas City Power Plant | 5889 | 1987 | 9999 | Combined Cycle |  |  |  | DLNB |  | Fossil | G | 2030 | NaturalGas |  | 1.0768 | 1.4597 | 2.0185 | 4.555 | 0 | 0 | 0 | 0 | 0 | 0 | 0 | 0 | 0 | 0 | 0 | 0 | 182.8538 | 247.8685 | 342.7506 | 773.473 | 145.1819 | 196.8022 | 272.1364 | 614.1205 | 1.736e-07 | 2.3533e-07 | 3.2541e-07 | 7.3434e-07 | 0.072366 | 0.098096 | 0.13565 | 0.30611 | 0 | 0 | 0 | 0 | 0 | 0 | 0 | 0 | 3.9017 | 0.39055 | 0.52942 | 0.73207 | 1.652 | 2.8721 | 3.4275 | 4.5088 | 10.8084 | 0 | 104
52088_G_GEN4 | ERCOT_Rest | Texas | 48 | Galveston | 167 | 52088 | GEN4 | Texas City Power Plant | 5889 | 1987 | 9999 | Combined Cycle |  |  |  | STM |  | Fossil | G | 2030 | NaturalGas |  | 1.0768 | 1.4597 | 2.0185 | 4.555 | 0 | 0 | 0 | 0 | 0 | 0 | 0 | 0 | 0 | 0 | 0 | 0 | 182.8538 | 247.8685 | 342.7506 | 773.473 | 145.1819 | 196.8022 | 272.1364 | 614.1205 | 1.736e-07 | 2.3533e-07 | 3.2541e-07 | 7.3434e-07 | 0.072366 | 0.098096 | 0.13565 | 0.30611 | 0 | 0 | 0 | 0 | 0 | 0 | 0 | 0 | 3.9017 | 0.39055 | 0.52942 | 0.73207 | 1.652 | 2.8721 | 3.4275 | 4.5088 | 10.8084 | 0 | 104
52091_G_01-8N | NY_Zone J (NYC) | New York | 36 | Kings | 47 | 52091 | 01-8N | New York Methodist Hospital | 10745 | 2006 | 9999 | Combustion Turbine | [5 empty] | Fossil | G | 2030 | Oil |  | 0 | 0 | 0 | 0 | 0 | 0 | 0 | 0 | 0 | 0 | 0 | 0 | 0 | 0 | 0 | 0 | 0 | 0 | 0 | 0 | 0 | 0 | 0 | 0 | 0 | 0 | 0 | 0 | 0 | 0 | 0 | 0 | 0 | 0 | 0 | 0 | 0 | 0 | 0 | 0 | 0.01578 | 0 | 0 | 0 | 0 | 0 | 0 | 0 | 0 | 0 | 0.8
52091_G_02-8P | NY_Zone J (NYC) | New York | 36 | Kings | 47 | 52091 | 02-8P | New York Methodist Hospital | 11784 | 2006 | 9999 | Combustion Turbine | [5 empty] | Fossil | G | 2030 | Oil |  | 0 | 0 | 0 | 0 | 0 | 0 | 0 | 0 | 0 | 0 | 0 | 0 | 0 | 0 | 0 | 0 | 0 | 0 | 0 | 0 | 0 | 0 | 0 | 0 | 0 | 0 | 0 | 0 | 0 | 0 | 0 | 0 | 0 | 0 | 0 | 0 | 0 | 0 | 0 | 0 | 0.019725 | 0 | 0 | 0 | 0 | 0 | 0 | 0 | 0 | 0 | 1
52091_G_03-8L | NY_Zone J (NYC) | New York | 36 | Kings | 47 | 52091 | 03-8L | New York Methodist Hospital | 10745 | 2008 | 9999 | Combustion Turbine | [5 empty] | Fossil | G | 2030 | Oil |  | 0 | 0 | 0 | 0 | 0 | 0 | 0 | 0 | 0 | 0 | 0 | 0 | 0 | 0 | 0 | 0 | 0 | 0 | 0 | 0 | 0 | 0 | 0 | 0 | 0 | 0 | 0 | 0 | 0 | 0 | 0 | 0 | 0 | 0 | 0 | 0 | 0 | 0 | 0 | 0 | 0.019725 | 0 | 0 | 0 | 0 | 0 | 0 | 0 | 0 | 0 | 1
52091_G_04-6Z | NY_Zone J (NYC) | New York | 36 | Kings | 47 | 52091 | 04-6Z | New York Methodist Hospital | 10745 | 2006 | 9999 | Combustion Turbine | [5 empty] | Fossil | G | 2030 | Oil |  | 0 | 0 | 0 | 0 | 0 | 0 | 0 | 0 | 0 | 0 | 0 | 0 | 0 | 0 | 0 | 0 | 0 | 0 | 0 | 0 | 0 | 0 | 0 | 0 | 0 | 0 | 0 | 0 | 0 | 0 | 0 | 0 | 0 | 0 | 0 | 0 | 0 | 0 | 0 | 0 | 0.01578 | 0 | 0 | 0 | 0 | 0 | 0 | 0 | 0 | 0 | 0.8
52091_G_05-6Z | NY_Zone J (NYC) | New York | 36 | Kings | 47 | 52091 | 05-6Z | New York Methodist Hospital | 10745 | 2006 | 9999 | Combustion Turbine | [5 empty] | Fossil | G | 2030 | Oil |  | 0 | 0 | 0 | 0 | 0 | 0 | 0 | 0 | 0 | 0 | 0 | 0 | 0 | 0 | 0 | 0 | 0 | 0 | 0 | 0 | 0 | 0 | 0 | 0 | 0 | 0 | 0 | 0 | 0 | 0 | 0 | 0 | 0 | 0 | 0 | 0 | 0 | 0 | 0 | 0 | 0.01578 | 0 | 0 | 0 | 0 | 0 | 0 | 0 | 0 | 0 | 0.8
52091_G_CCHEG | NY_Zone J (NYC) | New York | 36 | Kings | 47 | 52091 | CCHEG | New York Methodist Hospital | 10745 | 2020 | 9999 | Combustion Turbine | [5 empty] | Fossil | G | 2030 | Oil |  | 0 | 0 | 0 | 0 | 0 | 0 | 0 | 0 | 0 | 0 | 0 | 0 | 0 | 0 | 0 | 0 | 0 | 0 | 0 | 0 | 0 | 0 | 0 | 0 | 0 | 0 | 0 | 0 | 0 | 0 | 0 | 0 | 0 | 0 | 0 | 0 | 0 | 0 | 0 | 0 | 1.9725e-08 | 0 | 0 | 0 | 0 | 0 | 0 | 0 | 0 | 0 | 1e-06
52096_G_GEN1 | WECC_Southern California Edison | California | 6 | Los Angeles | 37 | 52096 | GEN1 | Berry Placerita Cogen | 8700 | 1990 | 9999 | Combustion Turbine | [5 empty] | Fossil | G | 2030 | NaturalGas |  | 0 | 0 | 0.0015369 | 0.0015369 | 0 | 0 | 0 | 0 | 0 | 0 | 0 | 0 | 0 | 0 | 0 | 0 | 0 | 0 | 0.17666 | 0.17666 | 0 | 0 | 0.12406 | 0.12406 | 0 | 0 | 1.4834e-10 | 1.4834e-10 | 0 | 0 | 2.9192e-05 | 2.9192e-05 | 0 | 0 | 0 | 0 | 0 | 0 | 0 | 0 | 0.90034 | 0 | 0 | 0.00098223 | 0.00098223 | 0 | 0 | 0.004378 | 0.004378 | 0 | 19.6
52096_G_GEN2 | WECC_Southern California Edison | California | 6 | Los Angeles | 37 | 52096 | GEN2 | Berry Placerita Cogen | 8700 | 1990 | 9999 | Combustion Turbine | [5 empty] | Fossil | G | 2030 | NaturalGas |  | 0 | 0 | 0.0015369 | 0.0015369 | 0 | 0 | 0 | 0 | 0 | 0 | 0 | 0 | 0 | 0 | 0 | 0 | 0 | 0 | 0.17666 | 0.17666 | 0 | 0 | 0.12406 | 0.12406 | 0 | 0 | 1.4834e-10 | 1.4834e-10 | 0 | 0 | 2.9192e-05 | 2.9192e-05 | 0 | 0 | 0 | 0 | 0 | 0 | 0 | 0 | 0.90034 | 0 | 0 | 0.00098223 | 0.00098223 | 0 | 0 | 0.004378 | 0.004378 | 0 | 19.6
521_G_1 | WECC_Colorado | Colorado | 8 | Mesa | 77 | 521 | 1 | Upper Molina | 0 | 1962 | 9999 | Hydro | [5 empty] | Non-Fossil | G | 2030 | Hydro |  | 0 | 0 | 0 | 0 | 0 | 0 | 0 | 0 | 0 | 0 | 0 | 0 | 0 | 0 | 0 | 0 | 5.546 | 5.9812 | 10.5421 | 22.0693 | 0 | 0 | 0 | 0 | 0 | 0 | 0 | 0 | 0 | 0 | 0 | 0 | 0 | 0 | 0 | 0 | 0 | 0 | 0 | 0 | 0.1565 | 0.007709 | 0.0083139 | 0.014653 | 0.030676 | 0 | 0 | 0 | 0 | 0 | 9.9
52104_G_GEN1 | WECC_Northern California (not including BANC) | California | 6 | Kern | 29 | 52104 | GEN1 | Cymric 36W Cogen | 8700 | 1982 | 9999 | Combustion Turbine | [5 empty] | Fossil | G | 2030 | NaturalGas |  | 0 | 0 | 0 | 0 | 0 | 0 | 0 | 0 | 0 | 0 | 0 | 0 | 0 | 0 | 0 | 0 | 0 | 0 | 0 | 0 | 0 | 0 | 0 | 0 | 0 | 0 | 0 | 0 | 0 | 0 | 0 | 0 | 0 | 0 | 0 | 0 | 0 | 0 | 0 | 0 | 0.12605 | 0 | 0 | 0 | 0 | 0 | 0 | 0 | 0 | 0 | 2.7
52104_G_GEN2 | WECC_Northern California (not including BANC) | California | 6 | Kern | 29 | 52104 | GEN2 | Cymric 36W Cogen | 8700 | 1982 | 9999 | Combustion Turbine | [5 empty] | Fossil | G | 2030 | NaturalGas |  | 0 | 0 | 0 | 0 | 0 | 0 | 0 | 0 | 0 | 0 | 0 | 0 | 0 | 0 | 0 | 0 | 0 | 0 | 0 | 0 | 0 | 0 | 0 | 0 | 0 | 0 | 0 | 0 | 0 | 0 | 0 | 0 | 0 | 0 | 0 | 0 | 0 | 0 | 0 | 0 | 0.12605 | 0 | 0 | 0 | 0 | 0 | 0 | 0 | 0 | 0 | 2.7
52104_G_GEN3 | WECC_Northern California (not including BANC) | California | 6 | Kern | 29 | 52104 | GEN3 | Cymric 36W Cogen | 8700 | 1982 | 9999 | Combustion Turbine | [5 empty] | Fossil | G | 2030 | NaturalGas |  | 0 | 0 | 0 | 0 | 0 | 0 | 0 | 0 | 0 | 0 | 0 | 0 | 0 | 0 | 0 | 0 | 0 | 0 | 0 | 0 | 0 | 0 | 0 | 0 | 0 | 0 | 0 | 0 | 0 | 0 | 0 | 0 | 0 | 0 | 0 | 0 | 0 | 0 | 0 | 0 | 0.12605 | 0 | 0 | 0 | 0 | 0 | 0 | 0 | 0 | 0 | 2.7
52104_G_GEN4 | WECC_Northern California (not including BANC) | California | 6 | Kern | 29 | 52104 | GEN4 | Cymric 36W Cogen | 8700 | 1982 | 9999 | Combustion Turbine | [5 empty] | Fossil | G | 2030 | NaturalGas |  | 0 | 0 | 0 | 0 | 0 | 0 | 0 | 0 | 0 | 0 | 0 | 0 | 0 | 0 | 0 | 0 | 0 | 0 | 0 | 0 | 0 | 0 | 0 | 0 | 0 | 0 | 0 | 0 | 0 | 0 | 0 | 0 | 0 | 0 | 0 | 0 | 0 | 0 | 0 | 0 | 0.12605 | 0 | 0 | 0 | 0 | 0 | 0 | 0 | 0 | 0 | 2.7
52107_G_101A | WECC_Northern California (not including BANC) | California | 6 | Kern | 29 | 52107 | 101A | Kern River Eastridge Cogen | 8700 | 1988 | 9999 | Combustion Turbine | [5 empty] | Fossil | G | 2030 | NaturalGas |  | 0 | 0 | 0 | 0 | 0 | 0 | 0 | 0 | 0 | 0 | 0 | 0 | 0 | 0 | 0 | 0 | 0 | 0 | 0 | 0 | 0 | 0 | 0 | 0 | 0 | 0 | 0 | 0 | 0 | 0 | 0 | 0 | 0 | 0 | 0 | 0 | 0 | 0 | 0 | 0 | 0.97104 | 0 | 0 | 0 | 0 | 0 | 0 | 0 | 0 | 0 | 20.8
52107_G_101B | WECC_Northern California (not including BANC) | California | 6 | Kern | 29 | 52107 | 101B | Kern River Eastridge Cogen | 8700 | 1988 | 9999 | Combustion Turbine | [5 empty] | Fossil | G | 2030 | NaturalGas |  | 0 | 0 | 0 | 0 | 0 | 0 | 0 | 0 | 0 | 0 | 0 | 0 | 0 | 0 | 0 | 0 | 0 | 0 | 0 | 0 | 0 | 0 | 0 | 0 | 0 | 0 | 0 | 0 | 0 | 0 | 0 | 0 | 0 | 0 | 0 | 0 | 0 | 0 | 0 | 0 | 0.97104 | 0 | 0 | 0 | 0 | 0 | 0 | 0 | 0 | 0 | 20.8
52122_G_GEN1 | SPP SPS (Texas Panhandle) | Texas | 48 | Yoakum | 501 | 52122 | GEN1 | Wasson CO2 Removal Plant | 9477 | 1988 | 9999 | Combustion Turbine | [5 empty] | Fossil | G | 2030 | NaturalGas |  | 0.0073953 | 0.00030185 | 0.0066493 | 0.014346 | 0 | 0 | 0 | 0 | 0 | 0 | 0 | 0 | 0 | 0 | 0 | 0 | 0.78034 | 0.031851 | 0.70163 | 1.5138 | 0.49739 | 0.020302 | 0.44721 | 0.9649 | 5.9476e-10 | 2.4276e-11 | 5.3476e-10 | 1.1538e-09 | 0.0020132 | 8.217e-05 | 0.0018101 | 0.0039054 | 0 | 0 | 0 | 0 | 0 | 0 | 0 | 0 | 0.77299 | 0.0043387 | 0.00017709 | 0.003901 | 0.0084168 | 0.020368 | 0.0007144 | 0.01458 | 0.035663 | 0 | 18.6
52132_G_GEN1 | ERCOT_Rest | Texas | 48 | Galveston | 167 | 52132 | GEN1 | Power Station 4 | 5831 | 1986 | 9999 | Combined Cycle | [5 empty] | Fossil | G | 2030 | NaturalGas |  | 0.7074 | 0.95892 | 1.326 | 2.9923 | 0 | 0 | 0 | 0 | 0 | 0 | 0 | 0 | 0 | 0 | 0 | 0 | 121.3165 | 164.4512 | 227.4018 | 513.1696 | 71.2388 | 96.5682 | 133.5337 | 301.3407 | 8.5185e-08 | 1.1547e-07 | 1.5967e-07 | 3.6033e-07 | 0.0046852 | 0.006351 | 0.0087821 | 0.019818 | 0 | 0 | 0 | 0 | 0 | 0 | 0 | 0 | 2.5887 | 0.25912 | 0.35125 | 0.4857 | 1.0961 | 1.8867 | 2.2516 | 2.9619 | 7.1003 | 0 | 69
52132_G_GEN2 | ERCOT_Rest | Texas | 48 | Galveston | 167 | 52132 | GEN2 | Power Station 4 | 5831 | 1986 | 9999 | Combined Cycle | [5 empty] | Fossil | G | 2030 | NaturalGas |  | 0.7074 | 0.95892 | 1.326 | 2.9923 | 0 | 0 | 0 | 0 | 0 | 0 | 0 | 0 | 0 | 0 | 0 | 0 | 121.3165 | 164.4512 | 227.4018 | 513.1696 | 71.2388 | 96.5682 | 133.5337 | 301.3407 | 8.5185e-08 | 1.1547e-07 | 1.5967e-07 | 3.6033e-07 | 0.0046852 | 0.006351 | 0.0087821 | 0.019818 | 0 | 0 | 0 | 0 | 0 | 0 | 0 | 0 | 2.5887 | 0.25912 | 0.35125 | 0.4857 | 1.0961 | 1.8867 | 2.2516 | 2.9619 | 7.1003 | 0 | 69
52142_G_GEN1 | WECC_Southern California Edison | California | 6 | Kern | 29 | 52142 | GEN1 | Mojave 4 | 0 | 1990 | 9999 | Onshore Wind | [5 empty] | Non-Fossil | G | 2030 | Wind |  | 0 | 0 | 0 | 0 | 0 | 0 | 0 | 0 | 0 | 0 | 0 | 0 | 0 | 0 | 0 | 0 | 8.1671 | 16.8318 | 30.1965 | 55.1953 | 0 | 0 | 0 | 0 | 0 | 0 | 0 | 0 | 0 | 0 | 0 | 0 | 0 | 0 | 0 | 0 | 0 | 0 | 0 | 0 | 1.0345 | 0 | 0 | 0 | 0 | 0 | 0 | 0 | 0 | 0 | 24.3
52143_G_GEN1 | WECC_Southern California Edison | California | 6 | Kern | 29 | 52143 | GEN1 | Mojave 3 | 0 | 1990 | 9999 | Onshore Wind | [5 empty] | Non-Fossil | G | 2030 | Wind |  | 0 | 0 | 0 | 0 | 0 | 0 | 0 | 0 | 0 | 0 | 0 | 0 | 0 | 0 | 0 | 0 | 7.6293 | 15.7235 | 28.2082 | 51.5611 | 0 | 0 | 0 | 0 | 0 | 0 | 0 | 0 | 0 | 0 | 0 | 0 | 0 | 0 | 0 | 0 | 0 | 0 | 0 | 0 | 0.96634 | 0 | 0 | 0 | 0 | 0 | 0 | 0 | 0 | 0 | 22.7
52144_G_GEN1 | WECC_Southern California Edison | California | 6 | Kern | 29 | 52144 | GEN1 | Mojave 5 | 0 | 1990 | 9999 | Onshore Wind | [5 empty] | Non-Fossil | G | 2030 | Wind |  | 0 | 0 | 0 | 0 | 0 | 0 | 0 | 0 | 0 | 0 | 0 | 0 | 0 | 0 | 0 | 0 | 6.7219 | 13.8533 | 24.8531 | 45.4282 | 0 | 0 | 0 | 0 | 0 | 0 | 0 | 0 | 0 | 0 | 0 | 0 | 0 | 0 | 0 | 0 | 0 | 0 | 0 | 0 | 0.8514 | 0 | 0 | 0 | 0 | 0 | 0 | 0 | 0 | 0 | 20
52147_G_GEN1 | WECC_San Diego Gas and Electric | California | 6 | San Diego | 73 | 52147 | GEN1 | C P Kelco San Diego Plant | 8700 | 1983 | 9999 | Combustion Turbine | [5 empty] | Fossil | G | 2030 | NaturalGas |  | 0 | 0 | 0 | 0 | 0 | 0 | 0 | 0 | 0 | 0 | 0 | 0 | 0 | 0 | 0 | 0 | 0 | 0 | 0 | 0 | 0 | 0 | 0 | 0 | 0 | 0 | 0 | 0 | 0 | 0 | 0 | 0 | 0 | 0 | 0 | 0 | 0 | 0 | 0 | 0 | 0.36399 | 0 | 0 | 0 | 0 | 0 | 0 | 0 | 0 | 0 | 8
52147_G_GEN2 | WECC_San Diego Gas and Electric | California | 6 | San Diego | 73 | 52147 | GEN2 | C P Kelco San Diego Plant | 8700 | 1983 | 9999 | Combustion Turbine | [5 empty] | Fossil | G | 2030 | NaturalGas |  | 0 | 0 | 0 | 0 | 0 | 0 | 0 | 0 | 0 | 0 | 0 | 0 | 0 | 0 | 0 | 0 | 0 | 0 | 0 | 0 | 0 | 0 | 0 | 0 | 0 | 0 | 0 | 0 | 0 | 0 | 0 | 0 | 0 | 0 | 0 | 0 | 0 | 0 | 0 | 0 | 0.42313 | 0 | 0 | 0 | 0 | 0 | 0 | 0 | 0 | 0 | 9.3
52147_G_GEN3 | WECC_San Diego Gas and Electric | California | 6 | San Diego | 73 | 52147 | GEN3 | C P Kelco San Diego Plant | 8700 | 1983 | 9999 | Combustion Turbine | [5 empty] | Fossil | G | 2030 | NaturalGas |  | 0 | 0 | 0 | 0 | 0 | 0 | 0 | 0 | 0 | 0 | 0 | 0 | 0 | 0 | 0 | 0 | 0 | 0 | 0 | 0 | 0 | 0 | 0 | 0 | 0 | 0 | 0 | 0 | 0 | 0 | 0 | 0 | 0 | 0 | 0 | 0 | 0 | 0 | 0 | 0 | 0.42313 | 0 | 0 | 0 | 0 | 0 | 0 | 0 | 0 | 0 | 9.3
52155_G_GEN1 | WECC_Pacific Northwest | Oregon | 41 | Linn | 43 | 52155 | GEN1 | Lacomb Irrigation District | 0 | 1986 | 9999 | Hydro | [5 empty] | Non-Fossil | G | 2030 | Hydro |  | 0 | 0 | 0 | 0 | 0 | 0 | 0 | 0 | 0 | 0 | 0 | 0 | 0 | 0 | 0 | 0 | 1.2312 | 1.486 | 1.669 | 4.3861 | 0 | 0 | 0 | 0 | 0 | 0 | 0 | 0 | 0 | 0 | 0 | 0 | 0 | 0 | 0 | 0 | 0 | 0 | 0 | 0 | 0.015808 | 0.0017113 | 0.0020655 | 0.0023199 | 0.0060967 | 0 | 0 | 0 | 0 | 0 | 1
52158_G_GEN1 | WECC_Northern California (not including BANC) | California | 6 | Sonoma | 97 | 52158 | GEN1 | Aidlin Geothermal Power Plant | 9771 | 1989 | 9999 | Geothermal | [5 empty] | Non-Fossil | G | 2030 | Geothermal |  | 0.16406 | 0.21721 | 0.2788 | 0.66007 | 0 | 0 | 0 | 0 | 0 | 0 | 0 | 0 | 0 | 0 | 0 | 0 | 16.7905 | 22.2296 | 28.5334 | 67.5535 | 0 | 0 | 0 | 0 | 0.00024366 | 0.00032259 | 0.00041407 | 0.00098033 | 0 | 0 | 0 | 0 | 0 | 0 | 0 | 0 | 0 | 0 | 0 | 0 | 1.2273 | 0.019477 | 0.025786 | 0.033099 | 0.078362 | 0 | 0 | 0 | 0 | 0 | 9
52158_G_GEN2 | WECC_Northern California (not including BANC) | California | 6 | Sonoma | 97 | 52158 | GEN2 | Aidlin Geothermal Power Plant | 9771 | 1989 | 9999 | Geothermal | [5 empty] | Non-Fossil | G | 2030 | Geothermal |  | 0.16406 | 0.21721 | 0.2788 | 0.66007 | 0 | 0 | 0 | 0 | 0 | 0 | 0 | 0 | 0 | 0 | 0 | 0 | 16.7905 | 22.2296 | 28.5334 | 67.5535 | 0 | 0 | 0 | 0 | 0.00024366 | 0.00032259 | 0.00041407 | 0.00098033 | 0 | 0 | 0 | 0 | 0 | 0 | 0 | 0 | 0 | 0 | 0 | 0 | 1.2273 | 0.019477 | 0.025786 | 0.033099 | 0.078362 | 0 | 0 | 0 | 0 | 0 | 9
52162_G_WGNS | WECC_Southern California Edison | California | 6 | Kern | 29 | 52162 | WGNS | 85 A | 0 | 1985 | 9999 | Onshore Wind | [5 empty] | Non-Fossil | G | 2030 | Wind |  | 0 | 0 | 0 | 0 | 0 | 0 | 0 | 0 | 0 | 0 | 0 | 0 | 0 | 0 | 0 | 0 | 4.7389 | 9.7666 | 17.5214 | 32.0269 | 0 | 0 | 0 | 0 | 0 | 0 | 0 | 0 | 0 | 0 | 0 | 0 | 0 | 0 | 0 | 0 | 0 | 0 | 0 | 0 | 0.60024 | 0 | 0 | 0 | 0 | 0 | 0 | 0 | 0 | 0 | 14.1
52163_G_WTGN | WECC_Southern California Edison | California | 6 | Kern | 29 | 52163 | WTGN | 85 B | 0 | 1985 | 9999 | Onshore Wind | [5 empty] | Non-Fossil | G | 2030 | Wind |  | 0 | 0 | 0 | 0 | 0 | 0 | 0 | 0 | 0 | 0 | 0 | 0 | 0 | 0 | 0 | 0 | 7.1252 | 14.6845 | 26.3442 | 48.1539 | 0 | 0 | 0 | 0 | 0 | 0 | 0 | 0 | 0 | 0 | 0 | 0 | 0 | 0 | 0 | 0 | 0 | 0 | 0 | 0 | 0.90249 | 0 | 0 | 0 | 0 | 0 | 0 | 0 | 0 | 0 | 21.2
52165_G_WGNS | WECC_Southern California Edison | California | 6 | Kern | 29 | 52165 | WGNS | Helzel & Schwarzhoff 88 Wind Farm | 0 | 1986 | 9999 | Onshore Wind | [5 empty] | Non-Fossil | G | 2030 | Wind |  | 0 | 0 | 0 | 0 | 0 | 0 | 0 | 0 | 0 | 0 | 0 | 0 | 0 | 0 | 0 | 0 | 3.3609e-07 | 6.9267e-07 | 1.2427e-06 | 2.2714e-06 | 0 | 0 | 0 | 0 | 0 | 0 | 0 | 0 | 0 | 0 | 0 | 0 | 0 | 0 | 0 | 0 | 0 | 0 | 0 | 0 | 4.257e-08 | 0 | 0 | 0 | 0 | 0 | 0 | 0 | 0 | 0 | 1e-06
52166_G_1 | ISONE_MA, VT, NH, RI (Rest of ISO New England) | Massachusetts | 25 | Hampden | 13 | 52166 | 1 | Collins Facility | 0 | 1985 | 9999 | Hydro | [5 empty] | Non-Fossil | G | 2030 | Hydro |  | 0 | 0 | 0 | 0 | 0 | 0 | 0 | 0 | 0 | 0 | 0 | 0 | 0 | 0 | 0 | 0 | 0.60272 | 0.8423 | 0.77199 | 2.217 | 0 | 0 | 0 | 0 | 0 | 0 | 0 | 0 | 0 | 0 | 0 | 0 | 0 | 0 | 0 | 0 | 0 | 0 | 0 | 0 | 0.012647 | 0.00083779 | 0.0011708 | 0.0010731 | 0.0030816 | 0 | 0 | 0 | 0 | 0 | 0.8
52166_G_2 | ISONE_MA, VT, NH, RI (Rest of ISO New England) | Massachusetts | 25 | Hampden | 13 | 52166 | 2 | Collins Facility | 0 | 1985 | 9999 | Hydro | [5 empty] | Non-Fossil | G | 2030 | Hydro |  | 0 | 0 | 0 | 0 | 0 | 0 | 0 | 0 | 0 | 0 | 0 | 0 | 0 | 0 | 0 | 0 | 0.60272 | 0.8423 | 0.77199 | 2.217 | 0 | 0 | 0 | 0 | 0 | 0 | 0 | 0 | 0 | 0 | 0 | 0 | 0 | 0 | 0 | 0 | 0 | 0 | 0 | 0 | 0.012647 | 0.00083779 | 0.0011708 | 0.0010731 | 0.0030816 | 0 | 0 | 0 | 0 | 0 | 0.8
52168_B_U00003 | NY_Zone J (NYC) | New York | 36 | Bronx | 5 | 52168 | U00003 | Riverbay | 8300 | 2011 | 9999 | O/G Steam |  |  |  | LNB |  | Fossil | B | 2030 | NaturalGas |  | 0.021188 | 0.013359 | 0.089969 | 0.12452 | 0 | 0 | 0 | 0 | 0 | 0 | 0 | 0 | 0 | 0 | 0 | 0 | 2.5527 | 1.6095 | 10.8396 | 15.0018 | 3.2659 | 2.0592 | 13.8681 | 19.1932 | 3.9053e-09 | 2.4623e-09 | 1.6583e-08 | 2.2951e-08 | 0.0013947 | 0.00087941 | 0.0059225 | 0.0081966 | 0 | 0 | 0 | 0 | 0 | 0 | 0 | 0 | 0.082766 | 0.0022453 | 0.0014157 | 0.0095341 | 0.013195 | 0.13677 | 0.038118 | 0.18797 | 0.36286 | 0 | 4.6
52168_B_U00004 | NY_Zone J (NYC) | New York | 36 | Bronx | 5 | 52168 | U00004 | Riverbay | 8300 | 2011 | 9999 | O/G Steam |  |  | SCR |  |  | Fossil | B | 2030 | NaturalGas |  | 0.021188 | 0.013359 | 0.089969 | 0.12452 | 0 | 0 | 0 | 0 | 0 | 0 | 0 | 0 | 0 | 0 | 0 | 0 | 2.5527 | 1.6095 | 10.8396 | 15.0018 | 3.2659 | 2.0592 | 13.8681 | 19.1932 | 3.9053e-09 | 2.4623e-09 | 1.6583e-08 | 2.2951e-08 | 7.7994e-05 | 4.9176e-05 | 0.00033119 | 0.00045836 | 0 | 0 | 0 | 0 | 0 | 0 | 0 | 0 | 0.088957 | 0.0026261 | 0.0016558 | 0.011151 | 0.015433 | 0.13677 | 0.038118 | 0.18797 | 0.36286 | 0 | 4.6 | SCR
52168_B_U00006 | NY_Zone J (NYC) | New York | 36 | Bronx | 5 | 52168 | U00006 | Riverbay | 8300 | 2011 | 9999 | O/G Steam |  |  | SCR |  |  | Fossil | B | 2030 | NaturalGas |  | 0.021188 | 0.013359 | 0.089969 | 0.12452 | 0 | 0 | 0 | 0 | 0 | 0 | 0 | 0 | 0 | 0 | 0 | 0 | 2.5527 | 1.6095 | 10.8396 | 15.0018 | 3.2659 | 2.0592 | 13.8681 | 19.1932 | 3.9053e-09 | 2.4623e-09 | 1.6583e-08 | 2.2951e-08 | 7.8831e-05 | 4.9704e-05 | 0.00033474 | 0.00046327 | 0 | 0 | 0 | 0 | 0 | 0 | 0 | 0 | 0.088957 | 0.0026261 | 0.0016558 | 0.011151 | 0.015433 | 0.13677 | 0.038118 | 0.18797 | 0.36286 | 0 | 4.6 | SCR
52168_G_GEN3 | NY_Zone J (NYC) | New York | 36 | Bronx | 5 | 52168 | GEN3 | Riverbay | 8700 | 2011 | 9999 | Combustion Turbine |  |  | SCR | DLNB |  | Fossil | G | 2030 | NaturalGas |  | 0.00018503 | 0.00037007 | 0.10043 | 0.10099 | 0 | 0 | 0 | 0 | 0 | 0 | 0 | 0 | 0 | 0 | 0 | 0 | 0.021268 | 0.042536 | 11.5442 | 11.608 | 0.015942 | 0.031883 | 8.6529 | 8.7007 | 1.9062e-11 | 3.8124e-11 | 1.0347e-08 | 1.0404e-08 | 1.3589e-06 | 2.7177e-06 | 0.00073758 | 0.00074166 | 0 | 0 | 0 | 0 | 0 | 0 | 0 | 0 | 0.26869 | 0.00010996 | 0.00021991 | 0.059683 | 0.060013 | 0.0011945 | 0.0010559 | 0.20983 | 0.21208 | 0 | 12.3 | SCR
52168_G_GEN4 | NY_Zone J (NYC) | New York | 36 | Bronx | 5 | 52168 | GEN4 | Riverbay | 8700 | 2011 | 9999 | Combustion Turbine |  |  | SCR | DLNB |  | Fossil | G | 2030 | NaturalGas |  | 0.00018503 | 0.00037007 | 0.10043 | 0.10099 | 0 | 0 | 0 | 0 | 0 | 0 | 0 | 0 | 0 | 0 | 0 | 0 | 0.021268 | 0.042536 | 11.5442 | 11.608 | 0.015942 | 0.031883 | 8.6529 | 8.7007 | 1.9062e-11 | 3.8124e-11 | 1.0347e-08 | 1.0404e-08 | 5.5485e-06 | 1.1097e-05 | 0.0030117 | 0.0030283 | 0 | 0 | 0 | 0 | 0 | 0 | 0 | 0 | 0.26869 | 0.00010996 | 0.00021991 | 0.059683 | 0.060013 | 0.0011945 | 0.0010559 | 0.20983 | 0.21208 | 0 | 12.3 | SCR
52168_G_U0007 | NY_Zone J (NYC) | New York | 36 | Bronx | 5 | 52168 | U0007 | Riverbay | 13469 | 2011 | 9999 | Combustion Turbine | [5 empty] | Fossil | G | 2030 | Oil |  | 0 | 0 | 0 | 0 | 0 | 0 | 0 | 0 | 0 | 0 | 0 | 0 | 0 | 0 | 0 | 0 | 0 | 0 | 0 | 0 | 0 | 0 | 0 | 0 | 0 | 0 | 0 | 0 | 0 | 0 | 0 | 0 | 0 | 0 | 0 | 0 | 0 | 0 | 0 | 0 | 0.071192 | 0 | 0 | 0 | 0 | 0 | 0 | 0 | 0 | 0 | 1.5
52169_G_A | WECC_Northern California (not including BANC) | California | 6 | Kern | 29 | 52169 | A | Midway Sunset Cogen | 8700 | 1989 | 9999 | Combustion Turbine | [5 empty] | Fossil | G | 2030 | NaturalGas |  | 0 | 0 | 0 | 0 | 0 | 0 | 0 | 0 | 0 | 0 | 0 | 0 | 0 | 0 | 0 | 0 | 0 | 0 | 0 | 0 | 0 | 0 | 0 | 0 | 0 | 0 | 0 | 0 | 0 | 0 | 0 | 0 | 0 | 0 | 0 | 0 | 0 | 0 | 0 | 0 | 3.2261 | 0 | 0 | 0 | 0 | 0 | 0 | 0 | 0 | 0 | 73
52169_G_B | WECC_Northern California (not including BANC) | California | 6 | Kern | 29 | 52169 | B | Midway Sunset Cogen | 8700 | 1989 | 9999 | Combustion Turbine | [5 empty] | Fossil | G | 2030 | NaturalGas |  | 0 | 0 | 0 | 0 | 0 | 0 | 0 | 0 | 0 | 0 | 0 | 0 | 0 | 0 | 0 | 0 | 0 | 0 | 0 | 0 | 0 | 0 | 0 | 0 | 0 | 0 | 0 | 0 | 0 | 0 | 0 | 0 | 0 | 0 | 0 | 0 | 0 | 0 | 0 | 0 | 3.2261 | 0 | 0 | 0 | 0 | 0 | 0 | 0 | 0 | 0 | 73
52169_G_C | WECC_Northern California (not including BANC) | California | 6 | Kern | 29 | 52169 | C | Midway Sunset Cogen | 8700 | 1989 | 9999 | Combustion Turbine | [5 empty] | Fossil | G | 2030 | NaturalGas |  | 0 | 0 | 0 | 0 | 0 | 0 | 0 | 0 | 0 | 0 | 0 | 0 | 0 | 0 | 0 | 0 | 0 | 0 | 0 | 0 | 0 | 0 | 0 | 0 | 0 | 0 | 0 | 0 | 0 | 0 | 0 | 0 | 0 | 0 | 0 | 0 | 0 | 0 | 0 | 0 | 3.2261 | 0 | 0 | 0 | 0 | 0 | 0 | 0 | 0 | 0 | 73
52171_G_GEN1 | ISONE_Maine | Maine | 23 | Androscoggin | 1 | 52171 | GEN1 | Upper Barker | 0 | 1987 | 9999 | Hydro | [5 empty] | Non-Fossil | G | 2030 | Hydro |  | 0 | 0 | 0 | 0 | 0 | 0 | 0 | 0 | 0 | 0 | 0 | 0 | 0 | 0 | 0 | 0 | 1.5597 | 2.0379 | 2.2933 | 5.8909 | 0 | 0 | 0 | 0 | 0 | 0 | 0 | 0 | 0 | 0 | 0 | 0 | 0 | 0 | 0 | 0 | 0 | 0 | 0 | 0 | 0.015808 | 0.002168 | 0.0028326 | 0.0031877 | 0.0081883 | 0 | 0 | 0 | 0 | 0 | 1
52173_G_GEN1 | PJM_PENELEC | Pennsylvania | 42 | Westmoreland | 129 | 52173 | GEN1 | Conemaugh Hydro Plant | 0 | 1989 | 9999 | Hydro | [5 empty] | Non-Fossil | G | 2030 | Hydro |  | 0 | 0 | 0 | 0 | 0 | 0 | 0 | 0 | 0 | 0 | 0 | 0 | 0 | 0 | 0 | 0 | 3.1198 | 4.2299 | 4.515 | 11.8647 | 0 | 0 | 0 | 0 | 0 | 0 | 0 | 0 | 0 | 0 | 0 | 0 | 0 | 0 | 0 | 0 | 0 | 0 | 0 | 0 | 0.031616 | 0.0043365 | 0.0058795 | 0.0062759 | 0.016492 | 0 | 0 | 0 | 0 | 0 | 2
52173_G_GEN2 | PJM_PENELEC | Pennsylvania | 42 | Westmoreland | 129 | 52173 | GEN2 | Conemaugh Hydro Plant | 0 | 1989 | 9999 | Hydro | [5 empty] | Non-Fossil | G | 2030 | Hydro |  | 0 | 0 | 0 | 0 | 0 | 0 | 0 | 0 | 0 | 0 | 0 | 0 | 0 | 0 | 0 | 0 | 3.1198 | 4.2299 | 4.515 | 11.8647 | 0 | 0 | 0 | 0 | 0 | 0 | 0 | 0 | 0 | 0 | 0 | 0 | 0 | 0 | 0 | 0 | 0 | 0 | 0 | 0 | 0.031616 | 0.0043365 | 0.0058795 | 0.0062759 | 0.016492 | 0 | 0 | 0 | 0 | 0 | 2
52174_G_OEC1 | WECC_Northern Nevada | Nevada | 32 | Churchill | 1 | 52174 | OEC1 | Soda Lake Geothermal No I II | 9771 | 1990 | 9999 | Geothermal | [5 empty] | Non-Fossil | G | 2030 | Geothermal |  | 1.7892e-08 | 2.2647e-08 | 2.6262e-08 | 6.6801e-08 | 0 | 0 | 0 | 0 | 0 | 0 | 0 | 0 | 0 | 0 | 0 | 0 | 1.8311e-06 | 2.3178e-06 | 2.6877e-06 | 6.8366e-06 | 0 | 0 | 0 | 0 | 3.2656e-11 | 4.1336e-11 | 4.7933e-11 | 1.2192e-10 | 0 | 0 | 0 | 0 | 0 | 0 | 0 | 0 | 0 | 0 | 0 | 0 | 1.3637e-07 | 2.1241e-09 | 2.6887e-09 | 3.1178e-09 | 7.9305e-09 | 0 | 0 | 0 | 0 | 0 | 1e-06
52174_G_OEC2 | WECC_Northern Nevada | Nevada | 32 | Churchill | 1 | 52174 | OEC2 | Soda Lake Geothermal No I II | 9771 | 1990 | 9999 | Geothermal | [5 empty] | Non-Fossil | G | 2030 | Geothermal |  | 1.7892e-08 | 2.2647e-08 | 2.6262e-08 | 6.6801e-08 | 0 | 0 | 0 | 0 | 0 | 0 | 0 | 0 | 0 | 0 | 0 | 0 | 1.8311e-06 | 2.3178e-06 | 2.6877e-06 | 6.8366e-06 | 0 | 0 | 0 | 0 | 3.2656e-11 | 4.1336e-11 | 4.7933e-11 | 1.2192e-10 | 0 | 0 | 0 | 0 | 0 | 0 | 0 | 0 | 0 | 0 | 0 | 0 | 1.3637e-07 | 2.1241e-09 | 2.6887e-09 | 3.1178e-09 | 7.9305e-09 | 0 | 0 | 0 | 0 | 0 | 1e-06
52174_G_OEC3 | WECC_Northern Nevada | Nevada | 32 | Churchill | 1 | 52174 | OEC3 | Soda Lake Geothermal No I II | 9771 | 1990 | 9999 | Geothermal | [5 empty] | Non-Fossil | G | 2030 | Geothermal |  | 1.7892e-08 | 2.2647e-08 | 2.6262e-08 | 6.6801e-08 | 0 | 0 | 0 | 0 | 0 | 0 | 0 | 0 | 0 | 0 | 0 | 0 | 1.8311e-06 | 2.3178e-06 | 2.6877e-06 | 6.8366e-06 | 0 | 0 | 0 | 0 | 3.2656e-11 | 4.1336e-11 | 4.7933e-11 | 1.2192e-10 | 0 | 0 | 0 | 0 | 0 | 0 | 0 | 0 | 0 | 0 | 0 | 0 | 1.3637e-07 | 2.1241e-09 | 2.6887e-09 | 3.1178e-09 | 7.9305e-09 | 0 | 0 | 0 | 0 | 0 | 1e-06
52174_G_OEC4 | WECC_Northern Nevada | Nevada | 32 | Churchill | 1 | 52174 | OEC4 | Soda Lake Geothermal No I II | 9771 | 1990 | 9999 | Geothermal | [5 empty] | Non-Fossil | G | 2030 | Geothermal |  | 0.023259 | 0.029442 | 0.03414 | 0.086841 | 0 | 0 | 0 | 0 | 0 | 0 | 0 | 0 | 0 | 0 | 0 | 0 | 2.3804 | 3.0132 | 3.494 | 8.8876 | 0 | 0 | 0 | 0 | 4.2453e-05 | 5.3737e-05 | 6.2313e-05 | 0.0001585 | 0 | 0 | 0 | 0 | 0 | 0 | 0 | 0 | 0 | 0 | 0 | 0 | 0.17727 | 0.0027613 | 0.0034953 | 0.0040531 | 0.01031 | 0 | 0 | 0 | 0 | 0 | 1.3
52174_G_OEC5 | WECC_Northern Nevada | Nevada | 32 | Churchill | 1 | 52174 | OEC5 | Soda Lake Geothermal No I II | 9771 | 1990 | 9999 | Geothermal | [5 empty] | Non-Fossil | G | 2030 | Geothermal |  | 0.023259 | 0.029442 | 0.03414 | 0.086841 | 0 | 0 | 0 | 0 | 0 | 0 | 0 | 0 | 0 | 0 | 0 | 0 | 2.3804 | 3.0132 | 3.494 | 8.8876 | 0 | 0 | 0 | 0 | 4.2453e-05 | 5.3737e-05 | 6.2313e-05 | 0.0001585 | 0 | 0 | 0 | 0 | 0 | 0 | 0 | 0 | 0 | 0 | 0 | 0 | 0.17727 | 0.0027613 | 0.0034953 | 0.0040531 | 0.01031 | 0 | 0 | 0 | 0 | 0 | 1.3
52174_G_OEC6 | WECC_Northern Nevada | Nevada | 32 | Churchill | 1 | 52174 | OEC6 | Soda Lake Geothermal No I II | 9771 | 1990 | 9999 | Geothermal | [5 empty] | Non-Fossil | G | 2030 | Geothermal |  | 0.023259 | 0.029442 | 0.03414 | 0.086841 | 0 | 0 | 0 | 0 | 0 | 0 | 0 | 0 | 0 | 0 | 0 | 0 | 2.3804 | 3.0132 | 3.494 | 8.8876 | 0 | 0 | 0 | 0 | 4.2453e-05 | 5.3737e-05 | 6.2313e-05 | 0.0001585 | 0 | 0 | 0 | 0 | 0 | 0 | 0 | 0 | 0 | 0 | 0 | 0 | 0.17727 | 0.0027613 | 0.0034953 | 0.0040531 | 0.01031 | 0 | 0 | 0 | 0 | 0 | 1.3
52176_G_GEN1 | ERCOT_West | Texas | 48 | Howard | 227 | 52176 | GEN1 | C R Wing Cogen Plant | 9048 | 1987 | 9999 | Combined Cycle |  |  |  | STM |  | Fossil | G | 2030 | NaturalGas |  | 0.018302 | 0 | 0.020757 | 0.039058 | 0 | 0 | 0 | 0 | 0 | 0 | 0 | 0 | 0 | 0 | 0 | 0 | 2.0228 | 0 | 2.2941 | 4.3168 | 1.1098 | 0 | 1.2586 | 2.3684 | 1.327e-09 | 0 | 1.505e-09 | 2.832e-09 | 0.0011413 | 0 | 0.0012944 | 0.0024357 | 0 | 0 | 0 | 0 | 0 | 0 | 0 | 0 | 1.9681 | 0.0080322 | 0 | 0.0092097 | 0.017242 | 0.048403 | 0 | 0.044851 | 0.093255 | 0 | 71
52176_G_GEN2 | ERCOT_West | Texas | 48 | Howard | 227 | 52176 | GEN2 | C R Wing Cogen Plant | 9048 | 1987 | 9999 | Combined Cycle |  |  |  | STM |  | Fossil | G | 2030 | NaturalGas |  | 0.018302 | 0 | 0.020757 | 0.039058 | 0 | 0 | 0 | 0 | 0 | 0 | 0 | 0 | 0 | 0 | 0 | 0 | 2.0228 | 0 | 2.2941 | 4.3168 | 1.1098 | 0 | 1.2586 | 2.3684 | 1.327e-09 | 0 | 1.505e-09 | 2.832e-09 | 0.0011413 | 0 | 0.0012944 | 0.0024357 | 0 | 0 | 0 | 0 | 0 | 0 | 0 | 0 | 1.9681 | 0.0080322 | 0 | 0.0092097 | 0.017242 | 0.048403 | 0 | 0.044851 | 0.093255 | 0 | 71
52176_G_GEN3 | ERCOT_West | Texas | 48 | Howard | 227 | 52176 | GEN3 | C R Wing Cogen Plant | 9048 | 1988 | 9999 | Combined Cycle |  |  |  | STM |  | Fossil | G | 2030 | NaturalGas |  | 0.018044 | 0 | 0.020464 | 0.038508 | 0 | 0 | 0 | 0 | 0 | 0 | 0 | 0 | 0 | 0 | 0 | 0 | 1.9943 | 0 | 2.2617 | 4.256 | 1.0941 | 0 | 1.2409 | 2.335 | 1.3083e-09 | 0 | 1.4838e-09 | 2.7921e-09 | 0.0011252 | 0 | 0.0012761 | 0.0024014 | 0 | 0 | 0 | 0 | 0 | 0 | 0 | 0 | 1.9404 | 0.0079191 | 0 | 0.0090799 | 0.016999 | 0.047721 | 0 | 0.04422 | 0.091941 | 0 | 70
52186_G_GEN1 | WECC_Northern California (not including BANC) | California | 6 | Sutter | 101 | 52186 | GEN1 | Yuba City Cogen Partners | 8700 | 1990 | 9999 | Combustion Turbine | [5 empty] | Fossil | G | 2030 | NaturalGas |  | 0 | 0 | 0.00038279 | 0.00038279 | 0 | 0 | 0 | 0 | 0 | 0 | 0 | 0 | 0 | 0 | 0 | 0 | 0 | 0 | 0.043999 | 0.043999 | 0 | 0 | 0.027676 | 0.027676 | 0 | 0 | 3.3094e-11 | 3.3094e-11 | 0 | 0 | 5.9734e-06 | 5.9734e-06 | 0 | 0 | 0 | 0 | 0 | 0 | 0 | 0 | 1.7273 | 0 | 0 | 0.00020768 | 0.00020768 | 0 | 0 | 0.0010727 | 0.0010727 | 0 | 48.7
52187_G_GE-1 | WECC_Pacific Northwest | Oregon | 41 | Linn | 43 | 52187 | GE-1 | Falls Creek | 0 | 1984 | 9999 | Hydro | [5 empty] | Non-Fossil | G | 2030 | Hydro |  | 0 | 0 | 0 | 0 | 0 | 0 | 0 | 0 | 0 | 0 | 0 | 0 | 0 | 0 | 0 | 0 | 3.7661 | 4.7138 | 5.6764 | 14.1563 | 0 | 0 | 0 | 0 | 0 | 0 | 0 | 0 | 0 | 0 | 0 | 0 | 0 | 0 | 0 | 0 | 0 | 0 | 0 | 0 | 0.061652 | 0.0052348 | 0.0065522 | 0.0078902 | 0.019677 | 0 | 0 | 0 | 0 | 0 | 3.9
52193_B_BLR2 | PJM_EMAAC | Delaware | 10 | New Castle | 3 | 52193 | BLR2 | Delaware City Plant | 5291 | 1956 | 9999 | Fossil Waste | wall | wet |  | FR + STM |  | Fossil | B | 2030 | Fwaste |  | 0.033978 | 0.05222 | 0.12008 | 0.20628 | 0 | 0 | 0 | 0 | 0 | 0 | 0 | 0 | 0 | 0 | 0 | 0 | 6.4219 | 9.8696 | 22.6948 | 38.9863 | 11.3238 | 17.4032 | 40.0183 | 68.7453 | 0 | 0 | 0 | 0 | 0.00051276 | 0.00078805 | 0.0018121 | 0.0031129 | 0.0028213 | 0.0043359 | 0.0099703 | 0.017127 | 0 | 0 | 0 | 0 | 6.4808 | 0.044548 | 0.068465 | 0.15743 | 0.27045 | 0 | 0 | 0 | 0 | 0 | 25
52193_B_BLR3 | PJM_EMAAC | Delaware | 10 | New Castle | 3 | 52193 | BLR3 | Delaware City Plant | 5291 | 1956 | 9999 | Fossil Waste | wall | wet | Cyclone | FR + STM |  | Fossil | B | 2030 | Fwaste |  | 0.036696 | 0.056397 | 0.12968 | 0.22278 | 0 | 0 | 0 | 0 | 0 | 0 | 0 | 0 | 0 | 0 | 0 | 0 | 6.9356 | 10.6591 | 24.5104 | 42.1052 | 12.2297 | 18.7955 | 43.2197 | 74.2449 | 0 | 0 | 0 | 0 | 0.0020182 | 0.0031017 | 0.0071324 | 0.012252 | 0.003047 | 0.0046828 | 0.010768 | 0.018498 | 0 | 0 | 0 | 0 | 6.9993 | 0.048112 | 0.073942 | 0.17003 | 0.29208 | 0 | 0 | 0 | 0 | 0 | 27
52193_B_BLR4 | PJM_EMAAC | Delaware | 10 | New Castle | 3 | 52193 | BLR4 | Delaware City Plant | 5291 | 1962 | 9999 | Fossil Waste | wall | dry |  | FR + STM |  | Fossil | B | 2030 | Fwaste |  | 0.044851 | 0.06893 | 0.1585 | 0.27228 | 0 | 0 | 0 | 0 | 0 | 0 | 0 | 0 | 0 | 0 | 0 | 0 | 8.4769 | 13.0278 | 29.9572 | 51.4619 | 14.9474 | 22.9722 | 52.8241 | 90.7438 | 0 | 0 | 0 | 0 | 0.0019561 | 0.0030062 | 0.0069127 | 0.011875 | 0.0037241 | 0.0057234 | 0.013161 | 0.022608 | 0 | 0 | 0 | 0 | 8.5546 | 0.058804 | 0.090374 | 0.20781 | 0.35699 | 0 | 0 | 0 | 0 | 0 | 33
52193_B_HRSG 1 | PJM_EMAAC | Delaware | 10 | New Castle | 3 | 52193 | HRSG 1 | Delaware City Plant | 5291 | 2000 | 9999 | Fossil Waste |  |  | SCR | STM |  | Fossil | B | 2030 | Fwaste |  | 0.033706 | 0.051802 | 0.11912 | 0.20463 | 0 | 0 | 0 | 0 | 0 | 0 | 0 | 0 | 0 | 0 | 0 | 0 | 6.3705 | 9.7906 | 22.5133 | 38.6744 | 11.2332 | 17.264 | 39.6981 | 68.1953 | 0 | 0 | 0 | 0 | 0.00059017 | 0.00090702 | 0.0020857 | 0.0035829 | 0.0027987 | 0.0043012 | 0.0098905 | 0.01699 | 0 | 0 | 0 | 0 | 6.4289 | 0.044192 | 0.067917 | 0.15617 | 0.26828 | 0 | 0 | 0 | 0 | 0 | 24.8 | SCR
52193_B_HRSG 2 | PJM_EMAAC | Delaware | 10 | New Castle | 3 | 52193 | HRSG 2 | Delaware City Plant | 5291 | 2000 | 9999 | Fossil Waste |  |  | SCR | STM |  | Fossil | B | 2030 | Fwaste |  | 0.033706 | 0.051802 | 0.11912 | 0.20463 | 0 | 0 | 0 | 0 | 0 | 0 | 0 | 0 | 0 | 0 | 0 | 0 | 6.3705 | 9.7906 | 22.5133 | 38.6744 | 11.2332 | 17.264 | 39.6981 | 68.1953 | 0 | 0 | 0 | 0 | 0.00072696 | 0.0011172 | 0.0025691 | 0.0044133 | 0.0027987 | 0.0043012 | 0.0098905 | 0.01699 | 0 | 0 | 0 | 0 | 6.4289 | 0.044192 | 0.067917 | 0.15617 | 0.26828 | 0 | 0 | 0 | 0 | 0 | 24.8 | SCR
52193_G_CT1 | PJM_EMAAC | Delaware | 10 | New Castle | 3 | 52193 | CT1 | Delaware City Plant | 8700 | 2000 | 9999 | Combustion Turbine |  |  | SNCR | STM |  | Fossil | G | 2030 | NaturalGas |  | 0.040565 | 0.015936 | 0.16183 | 0.21833 | 0 | 0 | 0 | 0 | 0 | 0 | 0 | 0 | 0 | 0 | 0 | 0 | 4.6626 | 1.8318 | 18.6006 | 25.095 | 3.4949 | 1.373 | 13.942 | 18.8098 | 4.179e-09 | 1.6418e-09 | 1.6671e-08 | 2.2492e-08 | 0.00017522 | 6.8837e-05 | 0.000699 | 0.00094306 | 0 | 0 | 0 | 0 | 0 | 0 | 0 | 0 | 1.31 | 0.022008 | 0.0086459 | 0.087795 | 0.11845 | 0.1304 | 0.038345 | 0.34098 | 0.50973 | 0 | 65 | SNCR
52193_G_CT2 | PJM_EMAAC | Delaware | 10 | New Castle | 3 | 52193 | CT2 | Delaware City Plant | 8700 | 2000 | 9999 | Combustion Turbine |  |  |  | STM |  | Fossil | G | 2030 | NaturalGas |  | 0.040565 | 0.015936 | 0.16183 | 0.21833 | 0 | 0 | 0 | 0 | 0 | 0 | 0 | 0 | 0 | 0 | 0 | 0 | 4.6626 | 1.8318 | 18.6006 | 25.095 | 3.4949 | 1.373 | 13.942 | 18.8098 | 4.179e-09 | 1.6418e-09 | 1.6671e-08 | 2.2492e-08 | 0.00014537 | 5.711e-05 | 0.00057992 | 0.0007824 | 0 | 0 | 0 | 0 | 0 | 0 | 0 | 0 | 1.2821 | 0.021495 | 0.0084444 | 0.085749 | 0.11569 | 0.1304 | 0.038345 | 0.34098 | 0.50973 | 0 | 65
52204_G_OTA2 | WECC_San Diego Gas and Electric | California | 6 | SAN DIEGO | 73 | 52204 | OTA2 | Otay Landfill Gas, LLC | 13500 | 1991 | 9999 | Landfill Gas | [5 empty] | Non-Fossil | G | 2030 | LF Gas |  | 0 | 0 | 2.2056e-08 | 2.2056e-08 | 0 | 0 | 0 | 0 | 0 | 0 | 0 | 0 | 0 | 0 | 0 | 0 | 0 | 0 | 1.7424e-06 | 1.7424e-06 | 0 | 0 | 1.2711e-06 | 1.2711e-06 | 0 | 0 | 0 | 0 | 0 | 0 | 1.4537e-09 | 1.4537e-09 | 0 | 0 | 0 | 0 | 0 | 0 | 0 | 0 | 2.722e-07 | 0 | 0 | 1.2087e-08 | 1.2087e-08 | 0 | 0 | 0 | 0 | 0 | 1e-06
52204_G_OTA3 | WECC_San Diego Gas and Electric | California | 6 | SAN DIEGO | 73 | 52204 | OTA3 | Otay Landfill Gas, LLC | 13500 | 2007 | 9999 | Landfill Gas | [5 empty] | Non-Fossil | G | 2030 | LF Gas |  | 0 | 0 | 2.2056e-08 | 2.2056e-08 | 0 | 0 | 0 | 0 | 0 | 0 | 0 | 0 | 0 | 0 | 0 | 0 | 0 | 0 | 1.7424e-06 | 1.7424e-06 | 0 | 0 | 1.2711e-06 | 1.2711e-06 | 0 | 0 | 0 | 0 | 0 | 0 | 1.4537e-09 | 1.4537e-09 | 0 | 0 | 0 | 0 | 0 | 0 | 0 | 0 | 2.722e-07 | 0 | 0 | 1.2087e-08 | 1.2087e-08 | 0 | 0 | 0 | 0 | 0 | 1e-06
52204_G_OTA5 | WECC_San Diego Gas and Electric | California | 6 | SAN DIEGO | 73 | 52204 | OTA5 | Otay Landfill Gas, LLC | 13500 | 2013 | 9999 | Landfill Gas | [5 empty] | Non-Fossil | G | 2030 | LF Gas |  | 0 | 0 | 2.2056e-08 | 2.2056e-08 | 0 | 0 | 0 | 0 | 0 | 0 | 0 | 0 | 0 | 0 | 0 | 0 | 0 | 0 | 1.7424e-06 | 1.7424e-06 | 0 | 0 | 1.2711e-06 | 1.2711e-06 | 0 | 0 | 0 | 0 | 0 | 0 | 1.4537e-09 | 1.4537e-09 | 0 | 0 | 0 | 0 | 0 | 0 | 0 | 0 | 2.722e-07 | 0 | 0 | 1.2087e-08 | 1.2087e-08 | 0 | 0 | 0 | 0 | 0 | 1e-06
52204_G_OTA6 | WECC_San Diego Gas and Electric | California | 6 | SAN DIEGO | 73 | 52204 | OTA6 | Otay Landfill Gas, LLC | 13500 | 2013 | 9999 | Landfill Gas | [5 empty] | Non-Fossil | G | 2030 | LF Gas |  | 0 | 0 | 2.2056e-08 | 2.2056e-08 | 0 | 0 | 0 | 0 | 0 | 0 | 0 | 0 | 0 | 0 | 0 | 0 | 0 | 0 | 1.7424e-06 | 1.7424e-06 | 0 | 0 | 1.2711e-06 | 1.2711e-06 | 0 | 0 | 0 | 0 | 0 | 0 | 1.4537e-09 | 1.4537e-09 | 0 | 0 | 0 | 0 | 0 | 0 | 0 | 0 | 2.722e-07 | 0 | 0 | 1.2087e-08 | 1.2087e-08 | 0 | 0 | 0 | 0 | 0 | 1e-06
525_B_H1 | WECC_Colorado | Colorado | 8 | Routt | 107 | 525 | H1 | Hayden | 10910 | 1976 | 9999 | Coal Steam | wall | dry | Baghouse + Dry Scrubber + SCR | LNBO | Dry Scrubber | Fossil | B | 2030 |  | Coal Retirement | 0 | 0 | 0 | 0 | 0 | 0 | 0 | 0 | 0 | 0 | 0 | 0 | 0 | 0 | 0 | 0 | 0 | 0 | 0 | 0 | 0 | 0 | 0 | 0 | 0 | 0 | 0 | 0 | 0 | 0 | 0 | 0 | 0 | 0 | 0 | 0 | 0 | 0 | 0 | 0 | 0 | 0 | 0 | 0 | 0 | 0 | 0 | 0 | 0 | 0 | 179 | Scrubber / SCR | Dry Scrubber
53_G_3 | SERC_Southeastern | Alabama | 1 | Covington | 39 | 53 | 3 | Gantt | 0 | 1926 | 9999 | Hydro | [5 empty] | Non-Fossil | G | 2030 | Hydro |  | 0 | 0 | 0 | 0 | 0 | 0 | 0 | 0 | 0 | 0 | 0 | 0 | 0 | 0 | 0 | 0 | 0.99938 | 1.0315 | 0.80691 | 2.8378 | 0 | 0 | 0 | 0 | 0 | 0 | 0 | 0 | 0 | 0 | 0 | 0 | 0 | 0 | 0 | 0 | 0 | 0 | 0 | 0 | 0.015808 | 0.0013891 | 0.0014339 | 0.0011216 | 0.0039446 | 0 | 0 | 0 | 0 | 0 | 1
53_G_4 | SERC_Southeastern | Alabama | 1 | Covington | 39 | 53 | 4 | Gantt | 0 | 1985 | 9999 | Hydro | [5 empty] | Non-Fossil | G | 2030 | Hydro |  | 0 | 0 | 0 | 0 | 0 | 0 | 0 | 0 | 0 | 0 | 0 | 0 | 0 | 0 | 0 | 0 | 1.7989 | 1.8568 | 1.4524 | 5.1081 | 0 | 0 | 0 | 0 | 0 | 0 | 0 | 0 | 0 | 0 | 0 | 0 | 0 | 0 | 0 | 0 | 0 | 0 | 0 | 0 | 0.028455 | 0.0025004 | 0.0025809 | 0.0020189 | 0.0071003 | 0 | 0 | 0 | 0 | 0 | 1.8
531_G_1 | WECC_Northern California (not including BANC) | California | 6 | Placer | 61 | 531 | 1 | Camp Far West | 0 | 1985 | 9999 | Hydro | [5 empty] | Non-Fossil | G | 2030 | Hydro |  | 0 | 0 | 0 | 0 | 0 | 0 | 0 | 0 | 0 | 0 | 0 | 0 | 0 | 0 | 0 | 0 | 3.5628 | 5.6816 | 10.7666 | 20.011 | 0 | 0 | 0 | 0 | 0 | 0 | 0 | 0 | 0 | 0 | 0 | 0 | 0 | 0 | 0 | 0 | 0 | 0 | 0 | 0 | 0.11382 | 0.0049523 | 0.0078975 | 0.014966 | 0.027815 | 0 | 0 | 0 | 0 | 0 | 7.2
533_G_1 | SERC_Southeastern | Alabama | 1 | Covington | 39 | 533 | 1 | McWilliams | 7534 | 1954 | 9999 | Combined Cycle |  |  |  | DLNB + H2O |  | Fossil | G | 2030 | NaturalGas |  | 0.11922 | 0.16161 | 0.22347 | 0.50429 | 0 | 0 | 0 | 0 | 0 | 0 | 0 | 0 | 0 | 0 | 0 | 0 | 15.8239 | 21.4502 | 29.6611 | 66.9352 | 6.979 | 9.4604 | 13.0817 | 29.5211 | 8.3452e-09 | 1.1312e-08 | 1.5643e-08 | 3.53e-08 | 0.002885 | 0.0039108 | 0.0054079 | 0.012204 | 0 | 0 | 0 | 0 | 0 | 0 | 0 | 0 | 0.34093 | 0.033911 | 0.045968 | 0.063564 | 0.14344 | 0.3425 | 0.40355 | 0.59694 | 1.343 | 0 | 9
533_G_2 | SERC_Southeastern | Alabama | 1 | Covington | 39 | 533 | 2 | McWilliams | 7534 | 1954 | 9999 | Combined Cycle |  |  |  | DLNB + H2O |  | Fossil | G | 2030 | NaturalGas |  | 0.11922 | 0.16161 | 0.22347 | 0.50429 | 0 | 0 | 0 | 0 | 0 | 0 | 0 | 0 | 0 | 0 | 0 | 0 | 15.8239 | 21.4502 | 29.6611 | 66.9352 | 6.979 | 9.4604 | 13.0817 | 29.5211 | 8.3452e-09 | 1.1312e-08 | 1.5643e-08 | 3.53e-08 | 0.002885 | 0.0039108 | 0.0054079 | 0.012204 | 0 | 0 | 0 | 0 | 0 | 0 | 0 | 0 | 0.34093 | 0.033911 | 0.045968 | 0.063564 | 0.14344 | 0.3425 | 0.40355 | 0.59694 | 1.343 | 0 | 9
533_G_3 | SERC_Southeastern | Alabama | 1 | Covington | 39 | 533 | 3 | McWilliams | 7534 | 1959 | 9999 | Combined Cycle |  |  |  | DLNB + H2O |  | Fossil | G | 2030 | NaturalGas |  | 0.29142 | 0.39504 | 0.54625 | 1.2327 | 0 | 0 | 0 | 0 | 0 | 0 | 0 | 0 | 0 | 0 | 0 | 0 | 38.6806 | 52.4337 | 72.5049 | 163.6193 | 17.0597 | 23.1254 | 31.9776 | 72.1627 | 2.0399e-08 | 2.7652e-08 | 3.8238e-08 | 8.629e-08 | 0.0070523 | 0.0095598 | 0.013219 | 0.029831 | 0 | 0 | 0 | 0 | 0 | 0 | 0 | 0 | 0.83338 | 0.082893 | 0.11237 | 0.15538 | 0.35064 | 0.83723 | 0.98646 | 1.4592 | 3.2829 | 0 | 22
533_G_4 | SERC_Southeastern | Alabama | 1 | Covington | 39 | 533 | 4 | McWilliams | 7534 | 1996 | 9999 | Combined Cycle |  |  |  | DLNB + H2O |  | Fossil | G | 2030 | NaturalGas |  | 1.4306 | 1.9393 | 2.6816 | 6.0515 | 0 | 0 | 0 | 0 | 0 | 0 | 0 | 0 | 0 | 0 | 0 | 0 | 189.8867 | 257.4019 | 355.9333 | 803.2219 | 83.7477 | 113.5246 | 156.981 | 354.2533 | 1.0014e-07 | 1.3575e-07 | 1.8771e-07 | 4.236e-07 | 0.03462 | 0.04693 | 0.064894 | 0.14644 | 0 | 0 | 0 | 0 | 0 | 0 | 0 | 0 | 4.0738 | 0.40694 | 0.55163 | 0.76279 | 1.7214 | 4.11 | 4.8426 | 7.1633 | 16.1159 | 0 | 108
533_G_VAN1 | SERC_Southeastern | Alabama | 1 | Covington | 39 | 533 | VAN1 | McWilliams | 7534 | 2002 | 9999 | Combined Cycle |  |  | SCR | DLNB |  | Fossil | G | 2030 | NaturalGas |  | 2.153 | 2.496 | 4.0062 | 8.6552 | 0 | 0 | 0 | 0 | 0 | 0 | 0 | 0 | 0 | 0 | 0 | 0 | 285.7765 | 331.2981 | 531.7475 | 1148.8221 | 126.039 | 146.1158 | 234.5221 | 506.6769 | 1.5071e-07 | 1.7472e-07 | 2.8043e-07 | 6.0587e-07 | 0.012145 | 0.01408 | 0.022598 | 0.048823 | 0 | 0 | 0 | 0 | 0 | 0 | 0 | 0 | 5.4797 | 0.655 | 0.75933 | 1.2188 | 2.6331 | 6.1855 | 6.2328 | 10.7016 | 23.12 | 0 | 171 | SCR
533_G_VAN2 | SERC_Southeastern | Alabama | 1 | Covington | 39 | 533 | VAN2 | McWilliams | 7534 | 2002 | 9999 | Combined Cycle |  |  | SCR | DLNB |  | Fossil | G | 2030 | NaturalGas |  | 2.1153 | 2.4522 | 3.9359 | 8.5034 | 0 | 0 | 0 | 0 | 0 | 0 | 0 | 0 | 0 | 0 | 0 | 0 | 280.7629 | 325.4858 | 522.4186 | 1128.6673 | 123.8278 | 143.5524 | 230.4077 | 497.7878 | 1.4807e-07 | 1.7165e-07 | 2.7551e-07 | 5.9524e-07 | 0.011932 | 0.013833 | 0.022202 | 0.047966 | 0 | 0 | 0 | 0 | 0 | 0 | 0 | 0 | 5.3835 | 0.64351 | 0.74601 | 1.1974 | 2.5869 | 6.077 | 6.1235 | 10.5138 | 22.7144 | 0 | 168 | SCR
533_G_VAN3 | SERC_Southeastern | Alabama | 1 | Covington | 39 | 533 | VAN3 | McWilliams | 7534 | 2002 | 9999 | Combined Cycle | other |  | SCR | DLNB |  | Fossil | G | 2030 | NaturalGas |  | 2.216 | 2.569 | 4.1233 | 8.9083 | 0 | 0 | 0 | 0 | 0 | 0 | 0 | 0 | 0 | 0 | 0 | 0 | 294.1325 | 340.9852 | 547.2957 | 1182.4134 | 129.7243 | 150.3882 | 241.3795 | 521.492 | 1.5512e-07 | 1.7983e-07 | 2.8863e-07 | 6.2358e-07 | 0.0125 | 0.014491 | 0.023259 | 0.050251 | 0 | 0 | 0 | 0 | 0 | 0 | 0 | 0 | 5.6399 | 0.67415 | 0.78153 | 1.2544 | 2.7101 | 6.3664 | 6.4151 | 11.0145 | 23.796 | 0 | 176 | SCR
534_G_1 | WECC_BANC | California | 6 | El Dorado | 17 | 534 | 1 | Jones Fork | 0 | 1985 | 9999 | Hydro | [5 empty] | Non-Fossil | G | 2030 | Hydro |  | 0 | 0 | 0 | 0 | 0 | 0 | 0 | 0 | 0 | 0 | 0 | 0 | 0 | 0 | 0 | 0 | 4.3566 | 6.4874 | 11.2379 | 22.0818 | 0 | 0 | 0 | 0 | 0 | 0 | 0 | 0 | 0 | 0 | 0 | 0 | 0 | 0 | 0 | 0 | 0 | 0 | 0 | 0 | 0.15808 | 0.0060556 | 0.0090175 | 0.015621 | 0.030694 | 0 | 0 | 0 | 0 | 0 | 10
535_G_1 | WECC_BANC | California | 6 | Sacramento | 67 | 535 | 1 | McClellan (CA) | 12783 | 1986 | 9999 | Combustion Turbine | [5 empty] | Fossil | G | 2030 | NaturalGas |  | 0 | 0 | 0 | 0 | 0 | 0 | 0 | 0 | 0 | 0 | 0 | 0 | 0 | 0 | 0 | 0 | 0 | 0 | 0 | 0 | 0 | 0 | 0 | 0 | 0 | 0 | 0 | 0 | 0 | 0 | 0 | 0 | 0 | 0 | 0 | 0 | 0 | 0 | 0 | 0 | 3.5225 | 0 | 0 | 0 | 0 | 0 | 0 | 0 | 0 | 0 | 77
537_G_1 | WECC_Northern California (not including BANC) | California | 6 | San Joaquin | 77 | 537 | 1 | Camanche | 0 | 1983 | 9999 | Hydro | [5 empty] | Non-Fossil | G | 2030 | Hydro |  | 0 | 0 | 0 | 0 | 0 | 0 | 0 | 0 | 0 | 0 | 0 | 0 | 0 | 0 | 0 | 0 | 1.7319 | 2.7619 | 5.2338 | 9.7276 | 0 | 0 | 0 | 0 | 0 | 0 | 0 | 0 | 0 | 0 | 0 | 0 | 0 | 0 | 0 | 0 | 0 | 0 | 0 | 0 | 0.055329 | 0.0024073 | 0.0038391 | 0.007275 | 0.013521 | 0 | 0 | 0 | 0 | 0 | 3.5
537_G_2 | WECC_Northern California (not including BANC) | California | 6 | San Joaquin | 77 | 537 | 2 | Camanche | 0 | 1983 | 9999 | Hydro | [5 empty] | Non-Fossil | G | 2030 | Hydro |  | 0 | 0 | 0 | 0 | 0 | 0 | 0 | 0 | 0 | 0 | 0 | 0 | 0 | 0 | 0 | 0 | 1.7319 | 2.7619 | 5.2338 | 9.7276 | 0 | 0 | 0 | 0 | 0 | 0 | 0 | 0 | 0 | 0 | 0 | 0 | 0 | 0 | 0 | 0 | 0 | 0 | 0 | 0 | 0.055329 | 0.0024073 | 0.0038391 | 0.007275 | 0.013521 | 0 | 0 | 0 | 0 | 0 | 3.5
537_G_3 | WECC_Northern California (not including BANC) | California | 6 | San Joaquin | 77 | 537 | 3 | Camanche | 0 | 1983 | 9999 | Hydro | [5 empty] | Non-Fossil | G | 2030 | Hydro |  | 0 | 0 | 0 | 0 | 0 | 0 | 0 | 0 | 0 | 0 | 0 | 0 | 0 | 0 | 0 | 0 | 1.7319 | 2.7619 | 5.2338 | 9.7276 | 0 | 0 | 0 | 0 | 0 | 0 | 0 | 0 | 0 | 0 | 0 | 0 | 0 | 0 | 0 | 0 | 0 | 0 | 0 | 0 | 0.055329 | 0.0024073 | 0.0038391 | 0.007275 | 0.013521 | 0 | 0 | 0 | 0 | 0 | 3.5
539_G_1 | ISONE_Connecticut | Connecticut | 9 | Litchfield | 5 | 539 | 1 | Rocky River (CT) | 0 | 1929 | 9999 | Pumped Storage | [5 empty] | Non-Fossil | G | 2030 | Pumps |  | 0 | 0 | 0 | 0 | 0 | 0 | 0 | 0 | 0 | 0 | 0 | 0 | 0 | 0 | 0 | 0 | 0.0059641 | 0.03817 | 0.60569 | 0.64982 | 0 | 0 | 0 | 0 | 0 | 0 | 0 | 0 | 0 | 0 | 0 | 0 | 0 | 0 | 0 | 0 | 0 | 0 | 0 | 0 | 0.036571 | 9.0636e-08 | 5.8007e-07 | 9.2046e-06 | 9.8753e-06 | 0 | 0 | 0 | 0 | 0 | 2
539_G_2 | ISONE_Connecticut | Connecticut | 9 | Litchfield | 5 | 539 | 2 | Rocky River (CT) | 0 | 1928 | 9999 | Pumped Storage | [5 empty] | Non-Fossil | G | 2030 | Pumps |  | 0 | 0 | 0 | 0 | 0 | 0 | 0 | 0 | 0 | 0 | 0 | 0 | 0 | 0 | 0 | 0 | 0.0059641 | 0.03817 | 0.60569 | 0.64982 | 0 | 0 | 0 | 0 | 0 | 0 | 0 | 0 | 0 | 0 | 0 | 0 | 0 | 0 | 0 | 0 | 0 | 0 | 0 | 0 | 0.036571 | 9.0636e-08 | 5.8007e-07 | 9.2046e-06 | 9.8753e-06 | 0 | 0 | 0 | 0 | 0 | 2
539_G_3 | ISONE_Connecticut | Connecticut | 9 | Litchfield | 5 | 539 | 3 | Rocky River (CT) | 0 | 1928 | 9999 | Pumped Storage | [5 empty] | Non-Fossil | G | 2030 | Pumps |  | 0 | 0 | 0 | 0 | 0 | 0 | 0 | 0 | 0 | 0 | 0 | 0 | 0 | 0 | 0 | 0 | 0.075744 | 0.48476 | 7.6922 | 8.2527 | 0 | 0 | 0 | 0 | 0 | 0 | 0 | 0 | 0 | 0 | 0 | 0 | 0 | 0 | 0 | 0 | 0 | 0 | 0 | 0 | 0.46445 | 1.1511e-06 | 7.3669e-06 | 0.0001169 | 0.00012542 | 0 | 0 | 0 | 0 | 0 | 25.4
54_G_GT1 | PJM West | Kentucky | 21 | Clark | 49 | 54 | GT1 | J K Smith | 12578 | 1999 | 9999 | Combustion Turbine |  |  |  | H2O |  | Fossil | G | 2030 | NaturalGas |  | 0.064791 | 0.015639 | 0.10298 | 0.18341 | 0 | 0 | 0 | 0 | 0 | 0 | 0 | 0 | 0 | 0 | 0 | 0 | 5.1511 | 1.2434 | 8.1873 | 14.5818 | 3.7928 | 0.91552 | 6.0285 | 10.7368 | 4.5354e-09 | 1.0947e-09 | 7.2086e-09 | 1.2839e-08 | 0.0018151 | 0.00043813 | 0.002885 | 0.0051382 | 0 | 0 | 0 | 0 | 0 | 0 | 0 | 0 | 2.0514 | 0.024313 | 0.0058687 | 0.038644 | 0.068826 | 0.17263 | 0.035512 | 0.20646 | 0.41461 | 0 | 104
54_G_GT10 | PJM West | Kentucky | 21 | Clark | 49 | 54 | GT10 | J K Smith | 12578 | 2010 | 9999 | Combustion Turbine |  |  | SCR | H2O |  | Fossil | G | 2030 | NaturalGas |  | 0.049415 | 0.0018904 | 0.070165 | 0.12147 | 0 | 0 | 0 | 0 | 0 | 0 | 0 | 0 | 0 | 0 | 0 | 0 | 3.9287 | 0.1503 | 5.5784 | 9.6574 | 2.8928 | 0.11067 | 4.1074 | 7.1109 | 3.4591e-09 | 1.3233e-10 | 4.9115e-09 | 8.5029e-09 | 0.00029155 | 1.1154e-05 | 0.00041397 | 0.00071667 | 0 | 0 | 0 | 0 | 0 | 0 | 0 | 0 | 1.9223 | 0.020311 | 0.00077704 | 0.02884 | 0.049929 | 0.13167 | 0.0042927 | 0.14067 | 0.27663 | 0 | 88 | SCR
54_G_GT2 | PJM West | Kentucky | 21 | Clark | 49 | 54 | GT2 | J K Smith | 12578 | 1999 | 9999 | Combustion Turbine |  |  |  | H2O |  | Fossil | G | 2030 | NaturalGas |  | 0.064791 | 0.015639 | 0.10298 | 0.18341 | 0 | 0 | 0 | 0 | 0 | 0 | 0 | 0 | 0 | 0 | 0 | 0 | 5.1511 | 1.2434 | 8.1873 | 14.5818 | 3.7928 | 0.91552 | 6.0285 | 10.7368 | 4.5354e-09 | 1.0947e-09 | 7.2086e-09 | 1.2839e-08 | 0.0025932 | 0.00062596 | 0.0041218 | 0.007341 | 0 | 0 | 0 | 0 | 0 | 0 | 0 | 0 | 2.0514 | 0.024313 | 0.0058687 | 0.038644 | 0.068826 | 0.17263 | 0.035512 | 0.20646 | 0.41461 | 0 | 104
54_G_GT3 | PJM West | Kentucky | 21 | Clark | 49 | 54 | GT3 | J K Smith | 12578 | 1999 | 9999 | Combustion Turbine |  |  |  | H2O |  | Fossil | G | 2030 | NaturalGas |  | 0.064791 | 0.015639 | 0.10298 | 0.18341 | 0 | 0 | 0 | 0 | 0 | 0 | 0 | 0 | 0 | 0 | 0 | 0 | 5.1511 | 1.2434 | 8.1873 | 14.5818 | 3.7928 | 0.91552 | 6.0285 | 10.7368 | 4.5354e-09 | 1.0947e-09 | 7.2086e-09 | 1.2839e-08 | 0.0024459 | 0.00059038 | 0.0038875 | 0.0069237 | 0 | 0 | 0 | 0 | 0 | 0 | 0 | 0 | 2.0514 | 0.024313 | 0.0058687 | 0.038644 | 0.068826 | 0.17263 | 0.035512 | 0.20646 | 0.41461 | 0 | 104
54_G_GT4 | PJM West | Kentucky | 21 | Clark | 49 | 54 | GT4 | J K Smith | 12578 | 2001 | 9999 | Combustion Turbine |  |  |  | DLNB + H2O |  | Fossil | G | 2030 | NaturalGas |  | 0.046101 | 0.011128 | 0.073275 | 0.1305 | 0 | 0 | 0 | 0 | 0 | 0 | 0 | 0 | 0 | 0 | 0 | 0 | 3.6652 | 0.88471 | 5.8256 | 10.3755 | 2.6988 | 0.65142 | 4.2895 | 7.6397 | 3.2271e-09 | 7.7895e-10 | 5.1292e-09 | 9.1352e-09 | 0.0007692 | 0.00018567 | 0.0012226 | 0.0021775 | 0 | 0 | 0 | 0 | 0 | 0 | 0 | 0 | 1.4597 | 0.0173 | 0.0041758 | 0.027497 | 0.048973 | 0.12284 | 0.025268 | 0.1469 | 0.29501 | 0 | 74
54_G_GT5 | PJM West | Kentucky | 21 | Clark | 49 | 54 | GT5 | J K Smith | 12578 | 2001 | 9999 | Combustion Turbine |  |  |  | DLNB + H2O |  | Fossil | G | 2030 | NaturalGas |  | 0.046101 | 0.011128 | 0.073275 | 0.1305 | 0 | 0 | 0 | 0 | 0 | 0 | 0 | 0 | 0 | 0 | 0 | 0 | 3.6652 | 0.88471 | 5.8256 | 10.3755 | 2.6988 | 0.65142 | 4.2895 | 7.6397 | 3.2271e-09 | 7.7895e-10 | 5.1292e-09 | 9.1352e-09 | 0.0007828 | 0.00018895 | 0.0012442 | 0.0022159 | 0 | 0 | 0 | 0 | 0 | 0 | 0 | 0 | 1.4597 | 0.0173 | 0.0041758 | 0.027497 | 0.048973 | 0.12284 | 0.025268 | 0.1469 | 0.29501 | 0 | 74
54_G_GT6 | PJM West | Kentucky | 21 | Clark | 49 | 54 | GT6 | J K Smith | 12578 | 2005 | 9999 | Combustion Turbine |  |  |  | DLNB + H2O |  | Fossil | G | 2030 | NaturalGas |  | 0.046101 | 0.011128 | 0.073275 | 0.1305 | 0 | 0 | 0 | 0 | 0 | 0 | 0 | 0 | 0 | 0 | 0 | 0 | 3.6652 | 0.88471 | 5.8256 | 10.3755 | 2.6988 | 0.65142 | 4.2895 | 7.6397 | 3.2271e-09 | 7.7895e-10 | 5.1292e-09 | 9.1352e-09 | 0.00083535 | 0.00020164 | 0.0013277 | 0.0023647 | 0 | 0 | 0 | 0 | 0 | 0 | 0 | 0 | 1.4597 | 0.0173 | 0.0041758 | 0.027497 | 0.048973 | 0.12284 | 0.025268 | 0.1469 | 0.29501 | 0 | 74
54_G_GT7 | PJM West | Kentucky | 21 | Clark | 49 | 54 | GT7 | J K Smith | 12578 | 2005 | 9999 | Combustion Turbine |  |  |  | DLNB + H2O |  | Fossil | G | 2030 | NaturalGas |  | 0.046101 | 0.011128 | 0.073275 | 0.1305 | 0 | 0 | 0 | 0 | 0 | 0 | 0 | 0 | 0 | 0 | 0 | 0 | 3.6652 | 0.88471 | 5.8256 | 10.3755 | 2.6988 | 0.65142 | 4.2895 | 7.6397 | 3.2271e-09 | 7.7895e-10 | 5.1292e-09 | 9.1352e-09 | 0.00074615 | 0.0001801 | 0.0011859 | 0.0021122 | 0 | 0 | 0 | 0 | 0 | 0 | 0 | 0 | 1.4597 | 0.0173 | 0.0041758 | 0.027497 | 0.048973 | 0.12284 | 0.025268 | 0.1469 | 0.29501 | 0 | 74
54_G_GT9 | PJM West | Kentucky | 21 | Clark | 49 | 54 | GT9 | J K Smith | 12578 | 2010 | 9999 | Combustion Turbine |  |  | SCR | H2O |  | Fossil | G | 2030 | NaturalGas |  | 0.049415 | 0.0018904 | 0.070165 | 0.12147 | 0 | 0 | 0 | 0 | 0 | 0 | 0 | 0 | 0 | 0 | 0 | 0 | 3.9287 | 0.1503 | 5.5784 | 9.6574 | 2.8928 | 0.11067 | 4.1074 | 7.1109 | 3.4591e-09 | 1.3233e-10 | 4.9115e-09 | 8.5029e-09 | 0.00030835 | 1.1796e-05 | 0.00043783 | 0.00075797 | 0 | 0 | 0 | 0 | 0 | 0 | 0 | 0 | 1.9223 | 0.020311 | 0.00077704 | 0.02884 | 0.049929 | 0.13167 | 0.0042927 | 0.14067 | 0.27663 | 0 | 88 | SCR
540_G_UN10 | ISONE_Connecticut | Connecticut | 9 | New Haven | 9 | 540 | UN10 | Branford | 13749 | 1967 | 9999 | Combustion Turbine |  |  |  | H2O |  | Fossil | G | 2030 | Oil |  | 0 | 0 | 0 | 0 | 0 | 0 | 0 | 0 | 0 | 0 | 0 | 0 | 0 | 0 | 0 | 0 | 0 | 0 | 0 | 0 | 0 | 0 | 0 | 0 | 0 | 0 | 0 | 0 | 0 | 0 | 0 | 0 | 0 | 0 | 0 | 0 | 0 | 0 | 0 | 0 | 0.80215 | 0 | 0 | 0 | 0 | 0 | 0 | 0 | 0 | 0 | 17.4
54004_B_HRSG | SERC_Southeastern | Georgia | 13 | Laurens | 175 | 54004 | HRSG | WestRock Southeast, LLC. | 4937 | 1989 | 9999 | Biomass |  |  |  | LNB |  | Non-Fossil | B | 2030 |  | Biomass Retirement | 0 | 0 | 0 | 0 | 0 | 0 | 0 | 0 | 0 | 0 | 0 | 0 | 0 | 0 | 0 | 0 | 0 | 0 | 0 | 0 | 0 | 0 | 0 | 0 | 0 | 0 | 0 | 0 | 0 | 0 | 0 | 0 | 0 | 0 | 0 | 0 | 0 | 0 | 0 | 0 | 0 | 0 | 0 | 0 | 0 | 0 | 0 | 0 | 0 | 0 | 22
54004_B_PB2 | SERC_Southeastern | Georgia | 13 | Laurens | 175 | 54004 | PB2 | WestRock Southeast, LLC. | 4937 | 1989 | 9999 | Biomass |  |  | ESPH + DSI | NH3 |  | Non-Fossil | B | 2030 |  | Biomass Retirement | 0 | 0 | 0 | 0 | 0 | 0 | 0 | 0 | 0 | 0 | 0 | 0 | 0 | 0 | 0 | 0 | 0 | 0 | 0 | 0 | 0 | 0 | 0 | 0 | 0 | 0 | 0 | 0 | 0 | 0 | 0 | 0 | 0 | 0 | 0 | 0 | 0 | 0 | 0 | 0 | 0 | 0 | 0 | 0 | 0 | 0 | 0 | 0 | 0 | 0 | 22 | DSI
54004_G_GEN2 | SERC_Southeastern | Georgia | 13 | Laurens | 175 | 54004 | GEN2 | WestRock Southeast, LLC. | 8700 | 1989 | 9999 | Combustion Turbine | [5 empty] | Fossil | G | 2030 | NaturalGas |  | 0.25008 | 0.34544 | 0.71672 | 1.3122 | 0 | 0 | 0 | 0 | 0 | 0 | 0 | 0 | 0 | 0 | 0 | 0 | 28.7447 | 39.7063 | 82.3811 | 150.8321 | 20.1858 | 27.8836 | 57.8518 | 105.9212 | 2.4137e-08 | 3.3342e-08 | 6.9177e-08 | 1.2666e-07 | 0.022239 | 0.03072 | 0.063737 | 0.1167 | 0 | 0 | 0 | 0 | 0 | 0 | 0 | 0 | 1.6409 | 0.13567 | 0.18741 | 0.38884 | 0.71193 | 0.71846 | 0.86262 | 1.9145 | 3.4956 | 0 | 40
54006_G_GEN1 | WECC_Montana | Montana | 30 | Broadwater | 7 | 54006 | GEN1 | Broadwater Power Project | 0 | 1989 | 9999 | Hydro | [5 empty] | Non-Fossil | G | 2030 | Hydro |  | 0 | 0 | 0 | 0 | 0 | 0 | 0 | 0 | 0 | 0 | 0 | 0 | 0 | 0 | 0 | 0 | 7.6054 | 10.5387 | 17.1629 | 35.3071 | 0 | 0 | 0 | 0 | 0 | 0 | 0 | 0 | 0 | 0 | 0 | 0 | 0 | 0 | 0 | 0 | 0 | 0 | 0 | 0 | 0.15334 | 0.010572 | 0.014649 | 0.023856 | 0.049077 | 0 | 0 | 0 | 0 | 0 | 9.7
54015_G_GEN2 | WECC_Southern California Edison | California | 6 | Los Angeles | 37 | 54015 | GEN2 | MM West Covina | 17039 | 1993 | 9999 | Landfill Gas | [5 empty] | Non-Fossil | G | 2030 | LF Gas |  | 0.11908 | 0.13099 | 0.15836 | 0.40842 | 0 | 0 | 0 | 0 | 0 | 0 | 0 | 0 | 0 | 0 | 0 | 0 | 6.9984 | 7.6982 | 9.3069 | 24.0035 | 6.8624 | 7.5486 | 9.126 | 23.537 | 0 | 0 | 0 | 0 | 0.00165 | 0.001815 | 0.0021943 | 0.0056593 | 0 | 0 | 0 | 0 | 0 | 0 | 0 | 0 | 1.4699 | 0.048548 | 0.053403 | 0.064562 | 0.16651 | 0 | 0 | 0 | 0 | 0 | 5.4
54017_G_U1 | WECC_Southern California Edison | California | 6 | Los Angeles | 37 | 54017 | U1 | San Gabriel Hydro Project | 0 | 1987 | 9999 | Hydro | [5 empty] | Non-Fossil | G | 2030 | Hydro |  | 0 | 0 | 0 | 0 | 0 | 0 | 0 | 0 | 0 | 0 | 0 | 0 | 0 | 0 | 0 | 0 | 1.8088 | 3.1878 | 6.8964 | 11.893 | 0 | 0 | 0 | 0 | 0 | 0 | 0 | 0 | 0 | 0 | 0 | 0 | 0 | 0 | 0 | 0 | 0 | 0 | 0 | 0 | 0.05849 | 0.0025143 | 0.004431 | 0.009586 | 0.016531 | 0 | 0 | 0 | 0 | 0 | 3.7
54017_G_U2 | WECC_Southern California Edison | California | 6 | Los Angeles | 37 | 54017 | U2 | San Gabriel Hydro Project | 0 | 1987 | 9999 | Hydro | [5 empty] | Non-Fossil | G | 2030 | Hydro |  | 0 | 0 | 0 | 0 | 0 | 0 | 0 | 0 | 0 | 0 | 0 | 0 | 0 | 0 | 0 | 0 | 0.53776 | 0.94772 | 2.0503 | 3.5358 | 0 | 0 | 0 | 0 | 0 | 0 | 0 | 0 | 0 | 0 | 0 | 0 | 0 | 0 | 0 | 0 | 0 | 0 | 0 | 0 | 0.017389 | 0.00074748 | 0.0013173 | 0.0028499 | 0.0049147 | 0 | 0 | 0 | 0 | 0 | 1.1
54034_G_GEN1 | NY_Zone F (Capital) | New York | 36 | Rensselaer | 83 | 54034 | GEN1 | Rensselaer Cogen | 8977 | 1994 | 9999 | Combined Cycle |  |  | SCR | STM |  | Fossil | G | 2030 | NaturalGas |  | 0.008065 | 0 | 0.27269 | 0.28076 | 0 | 0 | 0 | 0 | 0 | 0 | 0 | 0 | 0 | 0 | 0 | 0 | 0.8984 | 0 | 30.3767 | 31.2751 | 0.47212 | 0 | 15.9634 | 16.4355 | 5.6455e-10 | 0 | 1.9088e-08 | 1.9653e-08 | 0.00013845 | 0 | 0.0016361 | 0.0017746 | 0 | 0 | 0 | 0 | 0 | 0 | 0 | 0 | 1.8816 | 0.0037242 | 0 | 0.10382 | 0.10754 | 0.035375 | 0 | 0.5689 | 0.60428 | 0 | 47 | SCR
54034_G_GEN2 | NY_Zone F (Capital) | New York | 36 | Rensselaer | 83 | 54034 | GEN2 | Rensselaer Cogen | 8977 | 1994 | 9999 | Combined Cycle |  |  | SCR | STM |  | Fossil | G | 2030 | NaturalGas |  | 0.0057313 | 0 | 0.19379 | 0.19952 | 0 | 0 | 0 | 0 | 0 | 0 | 0 | 0 | 0 | 0 | 0 | 0 | 0.63844 | 0 | 21.5868 | 22.2253 | 0.33551 | 0 | 11.3442 | 11.6797 | 4.0119e-10 | 0 | 1.3565e-08 | 1.3966e-08 | 9.8385e-05 | 0 | 0.0011627 | 0.0012611 | 0 | 0 | 0 | 0 | 0 | 0 | 0 | 0 | 1.3371 | 0.0026465 | 0 | 0.073778 | 0.076424 | 0.025138 | 0 | 0.40428 | 0.42942 | 0 | 33.4 | SCR
54038_G_GEN1 | WECC_Imperial Irrigation District (IID) | California | 6 | Imperial | 25 | 54038 | GEN1 | Geo East Mesa II | 9771 | 1989 | 9999 | Geothermal | [5 empty] | Non-Fossil | G | 2030 | Geothermal |  | 0.22736 | 0.30341 | 0.38618 | 0.91694 | 0 | 0 | 0 | 0 | 0 | 0 | 0 | 0 | 0 | 0 | 0 | 0 | 23.2684 | 31.052 | 39.523 | 93.8434 | 0 | 0 | 0 | 0 | 0.00042061 | 0.00056131 | 0.00071443 | 0.0016963 | 0 | 0 | 0 | 0 | 0 | 0 | 0 | 0 | 0 | 0 | 0 | 0 | 1.9637 | 0.026991 | 0.03602 | 0.045847 | 0.10886 | 0 | 0 | 0 | 0 | 0 | 14.4
54041_G_GEN1 | NY_Zone A (West) | New York | 36 | Niagara | 63 | 54041 | GEN1 | Lockport Energy Associates LP | 8570 | 1992 | 9999 | Combined Cycle |  |  |  | STM |  | Fossil | G | 2030 | NaturalGas |  | 0.65696 | 0 | 0.92525 | 1.5822 | 0 | 0 | 0 | 0 | 0 | 0 | 0 | 0 | 0 | 0 | 0 | 0 | 76.658 | 0 | 107.9644 | 184.6223 | 38.4584 | 0 | 54.1644 | 92.6228 | 4.5987e-08 | 0 | 6.4768e-08 | 1.1075e-07 | 0.039992 | 0 | 0.056324 | 0.096316 | 0 | 0 | 0 | 0 | 0 | 0 | 0 | 0 | 1.6634 | 0.16373 | 0 | 0.2306 | 0.39433 | 1.6025 | 0 | 1.6473 | 3.2498 | 0 | 43.6
54041_G_GEN2 | NY_Zone A (West) | New York | 36 | Niagara | 63 | 54041 | GEN2 | Lockport Energy Associates LP | 8570 | 1992 | 9999 | Combined Cycle |  |  |  | STM |  | Fossil | G | 2030 | NaturalGas |  | 0.65696 | 0 | 0.92525 | 1.5822 | 0 | 0 | 0 | 0 | 0 | 0 | 0 | 0 | 0 | 0 | 0 | 0 | 76.658 | 0 | 107.9644 | 184.6223 | 38.4584 | 0 | 54.1644 | 92.6228 | 4.5987e-08 | 0 | 6.4768e-08 | 1.1075e-07 | 0.039992 | 0 | 0.056324 | 0.096316 | 0 | 0 | 0 | 0 | 0 | 0 | 0 | 0 | 1.6634 | 0.16373 | 0 | 0.2306 | 0.39433 | 1.6025 | 0 | 1.6473 | 3.2498 | 0 | 43.6
54041_G_GEN3 | NY_Zone A (West) | New York | 36 | Niagara | 63 | 54041 | GEN3 | Lockport Energy Associates LP | 8570 | 1992 | 9999 | Combined Cycle |  |  |  | STM |  | Fossil | G | 2030 | NaturalGas |  | 0.65696 | 0 | 0.92525 | 1.5822 | 0 | 0 | 0 | 0 | 0 | 0 | 0 | 0 | 0 | 0 | 0 | 0 | 76.658 | 0 | 107.9644 | 184.6223 | 38.4584 | 0 | 54.1644 | 92.6228 | 4.5987e-08 | 0 | 6.4768e-08 | 1.1075e-07 | 0.039992 | 0 | 0.056324 | 0.096316 | 0 | 0 | 0 | 0 | 0 | 0 | 0 | 0 | 1.6634 | 0.16373 | 0 | 0.2306 | 0.39433 | 1.6025 | 0 | 1.6473 | 3.2498 | 0 | 43.6
54041_G_GEN4 | NY_Zone A (West) | New York | 36 | Niagara | 63 | 54041 | GEN4 | Lockport Energy Associates LP | 8570 | 1992 | 9999 | Combined Cycle |  |  |  | STM |  | Fossil | G | 2030 | NaturalGas |  | 1.1753 | 0 | 1.6553 | 2.8306 | 0 | 0 | 0 | 0 | 0 | 0 | 0 | 0 | 0 | 0 | 0 | 0 | 137.1404 | 0 | 193.1472 | 330.2876 | 68.8017 | 0 | 96.8996 | 165.7013 | 8.2271e-08 | 0 | 1.1587e-07 | 1.9814e-07 | 0.071545 | 0 | 0.10076 | 0.17231 | 0 | 0 | 0 | 0 | 0 | 0 | 0 | 0 | 2.9757 | 0.29292 | 0 | 0.41254 | 0.70545 | 2.8669 | 0 | 2.947 | 5.8139 | 0 | 78
54057_G_GEN1 | MISO_Lower Michigan | Michigan | 26 | Wayne | 163 | 54057 | GEN1 | Riverview Energy Systems | 19625 | 1988 | 9999 | Landfill Gas | [5 empty] | Non-Fossil | G | 2030 | LF Gas |  | 0.082719 | 0.11962 | 0.15464 | 0.35698 | 0 | 0 | 0 | 0 | 0 | 0 | 0 | 0 | 0 | 0 | 0 | 0 | 4.23 | 6.1172 | 7.9076 | 18.2547 | 4.767 | 6.8939 | 8.9116 | 20.5724 | 0 | 0 | 0 | 0 | 0.0062192 | 0.008994 | 0.011626 | 0.02684 | 0 | 0 | 0 | 0 | 0 | 0 | 0 | 0 | 0.76013 | 0.029343 | 0.042435 | 0.054855 | 0.12663 | 0 | 0 | 0 | 0 | 0 | 2.8
54057_G_GEN2 | MISO_Lower Michigan | Michigan | 26 | Wayne | 163 | 54057 | GEN2 | Riverview Energy Systems | 19625 | 1988 | 9999 | Landfill Gas | [5 empty] | Non-Fossil | G | 2030 | LF Gas |  | 0.082719 | 0.11962 | 0.15464 | 0.35698 | 0 | 0 | 0 | 0 | 0 | 0 | 0 | 0 | 0 | 0 | 0 | 0 | 4.23 | 6.1172 | 7.9076 | 18.2547 | 4.767 | 6.8939 | 8.9116 | 20.5724 | 0 | 0 | 0 | 0 | 0.0062192 | 0.008994 | 0.011626 | 0.02684 | 0 | 0 | 0 | 0 | 0 | 0 | 0 | 0 | 0.76013 | 0.029343 | 0.042435 | 0.054855 | 0.12663 | 0 | 0 | 0 | 0 | 0 | 2.8
54076_G_GEN1 | NY_Zone A (West) | New York | 36 | Cattaraugus | 9 | 54076 | GEN1 | Indeck Olean Energy Center | 8935 | 1994 | 9999 | Combined Cycle |  |  | SCR | STM |  | Fossil | G | 2030 | NaturalGas |  | 0.5357 | 0 | 0.2092 | 0.74489 | 0 | 0 | 0 | 0 | 0 | 0 | 0 | 0 | 0 | 0 | 0 | 0 | 59.955 | 0 | 23.4131 | 83.368 | 31.3597 | 0 | 12.2463 | 43.606 | 3.7499e-08 | 0 | 1.4644e-08 | 5.2143e-08 | 0.0099186 | 0 | 0.0012552 | 0.011174 | 0 | 0 | 0 | 0 | 0 | 0 | 0 | 0 | 1.3479 | 0.137 | 0 | 0.078096 | 0.2151 | 1.3067 | 0 | 0.37245 | 1.6792 | 0 | 34.1 | SCR
54076_G_GEN2 | NY_Zone A (West) | New York | 36 | Cattaraugus | 9 | 54076 | GEN2 | Indeck Olean Energy Center | 8935 | 1994 | 9999 | Combined Cycle |  |  | SCR | STM |  | Fossil | G | 2030 | NaturalGas |  | 0.70065 | 0 | 0.27361 | 0.97426 | 0 | 0 | 0 | 0 | 0 | 0 | 0 | 0 | 0 | 0 | 0 | 0 | 78.4162 | 0 | 30.6223 | 109.0385 | 41.016 | 0 | 16.0172 | 57.0331 | 4.9045e-08 | 0 | 1.9153e-08 | 6.8198e-08 | 0.012973 | 0 | 0.0016417 | 0.014614 | 0 | 0 | 0 | 0 | 0 | 0 | 0 | 0 | 1.763 | 0.17919 | 0 | 0.10214 | 0.28133 | 1.7091 | 0 | 0.48713 | 2.1962 | 0 | 44.6 | SCR
54081_B_3A | PJM_Dominion | Virginia | 51 | Richmond City | 760 | 54081 | 3A | Spruance Genco LLC | 14500 | 1992 | 9999 | O/G Steam |  | dry | SNCR | AA + FR |  | Fossil | B | 2030 | NaturalGas |  | 0 | 0 | 0 | 0 | 0 | 0 | 0 | 0 | 0 | 0 | 0 | 0 | 0 | 0 | 0 | 0 | 0 | 0 | 0 | 0 | 0 | 0 | 0 | 0 | 0 | 0 | 0 | 0 | 0 | 0 | 0 | 0 | 0 | 0 | 0 | 0 | 0 | 0 | 0 | 0 | 0.38628 | 0 | 0 | 0 | 0 | 0 | 0 | 0 | 0 | 0 | 21.2 | SNCR
54081_B_3B | PJM_Dominion | Virginia | 51 | Richmond City | 760 | 54081 | 3B | Spruance Genco LLC | 14500 | 1992 | 9999 | O/G Steam |  | dry | SNCR | AA + FR |  | Fossil | B | 2030 | NaturalGas |  | 0 | 0 | 0 | 0 | 0 | 0 | 0 | 0 | 0 | 0 | 0 | 0 | 0 | 0 | 0 | 0 | 0 | 0 | 0 | 0 | 0 | 0 | 0 | 0 | 0 | 0 | 0 | 0 | 0 | 0 | 0 | 0 | 0 | 0 | 0 | 0 | 0 | 0 | 0 | 0 | 0.38628 | 0 | 0 | 0 | 0 | 0 | 0 | 0 | 0 | 0 | 21.2 | SNCR
54081_B_4A | PJM_Dominion | Virginia | 51 | Richmond City | 760 | 54081 | 4A | Spruance Genco LLC | 14500 | 1992 | 9999 | O/G Steam |  | dry | SNCR | AA + FR |  | Fossil | B | 2030 | NaturalGas |  | 0 | 0 | 0 | 0 | 0 | 0 | 0 | 0 | 0 | 0 | 0 | 0 | 0 | 0 | 0 | 0 | 0 | 0 | 0 | 0 | 0 | 0 | 0 | 0 | 0 | 0 | 0 | 0 | 0 | 0 | 0 | 0 | 0 | 0 | 0 | 0 | 0 | 0 | 0 | 0 | 0.11297 | 0 | 0 | 0 | 0 | 0 | 0 | 0 | 0 | 0 | 6.2 | SNCR
54081_B_4B | PJM_Dominion | Virginia | 51 | Richmond City | 760 | 54081 | 4B | Spruance Genco LLC | 14500 | 1992 | 9999 | O/G Steam |  | dry | SNCR | AA + FR |  | Fossil | B | 2030 | NaturalGas |  | 0 | 0 | 0 | 0 | 0 | 0 | 0 | 0 | 0 | 0 | 0 | 0 | 0 | 0 | 0 | 0 | 0 | 0 | 0 | 0 | 0 | 0 | 0 | 0 | 0 | 0 | 0 | 0 | 0 | 0 | 0 | 0 | 0 | 0 | 0 | 0 | 0 | 0 | 0 | 0 | 0.11297 | 0 | 0 | 0 | 0 | 0 | 0 | 0 | 0 | 0 | 6.2 | SNCR
541_G_1 | ISONE_Connecticut | Connecticut | 9 | Litchfield | 5 | 541 | 1 | Bulls Bridge | 0 | 1903 | 9999 | Hydro | [5 empty] | Non-Fossil | G | 2030 | Hydro |  | 0 | 0 | 0 | 0 | 0 | 0 | 0 | 0 | 0 | 0 | 0 | 0 | 0 | 0 | 0 | 0 | 1.3873 | 1.9831 | 2.07 | 5.4403 | 0 | 0 | 0 | 0 | 0 | 0 | 0 | 0 | 0 | 0 | 0 | 0 | 0 | 0 | 0 | 0 | 0 | 0 | 0 | 0 | 0.022132 | 0.0019283 | 0.0027565 | 0.0028773 | 0.0075621 | 0 | 0 | 0 | 0 | 0 | 1.4
541_G_2 | ISONE_Connecticut | Connecticut | 9 | Litchfield | 5 | 541 | 2 | Bulls Bridge | 0 | 1903 | 9999 | Hydro | [5 empty] | Non-Fossil | G | 2030 | Hydro |  | 0 | 0 | 0 | 0 | 0 | 0 | 0 | 0 | 0 | 0 | 0 | 0 | 0 | 0 | 0 | 0 | 1.3873 | 1.9831 | 2.07 | 5.4403 | 0 | 0 | 0 | 0 | 0 | 0 | 0 | 0 | 0 | 0 | 0 | 0 | 0 | 0 | 0 | 0 | 0 | 0 | 0 | 0 | 0.022132 | 0.0019283 | 0.0027565 | 0.0028773 | 0.0075621 | 0 | 0 | 0 | 0 | 0 | 1.4
541_G_3 | ISONE_Connecticut | Connecticut | 9 | Litchfield | 5 | 541 | 3 | Bulls Bridge | 0 | 1903 | 9999 | Hydro | [5 empty] | Non-Fossil | G | 2030 | Hydro |  | 0 | 0 | 0 | 0 | 0 | 0 | 0 | 0 | 0 | 0 | 0 | 0 | 0 | 0 | 0 | 0 | 1.3873 | 1.9831 | 2.07 | 5.4403 | 0 | 0 | 0 | 0 | 0 | 0 | 0 | 0 | 0 | 0 | 0 | 0 | 0 | 0 | 0 | 0 | 0 | 0 | 0 | 0 | 0.022132 | 0.0019283 | 0.0027565 | 0.0028773 | 0.0075621 | 0 | 0 | 0 | 0 | 0 | 1.4
541_G_4 | ISONE_Connecticut | Connecticut | 9 | Litchfield | 5 | 541 | 4 | Bulls Bridge | 0 | 1903 | 9999 | Hydro | [5 empty] | Non-Fossil | G | 2030 | Hydro |  | 0 | 0 | 0 | 0 | 0 | 0 | 0 | 0 | 0 | 0 | 0 | 0 | 0 | 0 | 0 | 0 | 1.3873 | 1.9831 | 2.07 | 5.4403 | 0 | 0 | 0 | 0 | 0 | 0 | 0 | 0 | 0 | 0 | 0 | 0 | 0 | 0 | 0 | 0 | 0 | 0 | 0 | 0 | 0.022132 | 0.0019283 | 0.0027565 | 0.0028773 | 0.0075621 | 0 | 0 | 0 | 0 | 0 | 1.4
541_G_5 | ISONE_Connecticut | Connecticut | 9 | Litchfield | 5 | 541 | 5 | Bulls Bridge | 0 | 1903 | 9999 | Hydro | [5 empty] | Non-Fossil | G | 2030 | Hydro |  | 0 | 0 | 0 | 0 | 0 | 0 | 0 | 0 | 0 | 0 | 0 | 0 | 0 | 0 | 0 | 0 | 1.3873 | 1.9831 | 2.07 | 5.4403 | 0 | 0 | 0 | 0 | 0 | 0 | 0 | 0 | 0 | 0 | 0 | 0 | 0 | 0 | 0 | 0 | 0 | 0 | 0 | 0 | 0.022132 | 0.0019283 | 0.0027565 | 0.0028773 | 0.0075621 | 0 | 0 | 0 | 0 | 0 | 1.4
541_G_6 | ISONE_Connecticut | Connecticut | 9 | Litchfield | 5 | 541 | 6 | Bulls Bridge | 0 | 1903 | 9999 | Hydro | [5 empty] | Non-Fossil | G | 2030 | Hydro |  | 0 | 0 | 0 | 0 | 0 | 0 | 0 | 0 | 0 | 0 | 0 | 0 | 0 | 0 | 0 | 0 | 1.3873 | 1.9831 | 2.07 | 5.4403 | 0 | 0 | 0 | 0 | 0 | 0 | 0 | 0 | 0 | 0 | 0 | 0 | 0 | 0 | 0 | 0 | 0 | 0 | 0 | 0 | 0.022132 | 0.0019283 | 0.0027565 | 0.0028773 | 0.0075621 | 0 | 0 | 0 | 0 | 0 | 1.4
54103_G_HG1 | MISO_Wisconsin- Upper Michigan (WUMS) | Wisconsin | 55 | Wood | 141 | 54103 | HG1 | Port Edwards Mill | 0 | 1913 | 9999 | Hydro | [5 empty] | Non-Fossil | G | 2030 | Hydro |  | 0 | 0 | 0 | 0 | 0 | 0 | 0 | 0 | 0 | 0 | 0 | 0 | 0 | 0 | 0 | 0 | 0.48672 | 0.72676 | 0.9842 | 2.1977 | 0 | 0 | 0 | 0 | 0 | 0 | 0 | 0 | 0 | 0 | 0 | 0 | 0 | 0 | 0 | 0 | 0 | 0 | 0 | 0 | 0.0063233 | 0.00067655 | 0.0010102 | 0.001368 | 0.0030548 | 0 | 0 | 0 | 0 | 0 | 0.4
54103_G_HG2 | MISO_Wisconsin- Upper Michigan (WUMS) | Wisconsin | 55 | Wood | 141 | 54103 | HG2 | Port Edwards Mill | 0 | 1913 | 9999 | Hydro | [5 empty] | Non-Fossil | G | 2030 | Hydro |  | 0 | 0 | 0 | 0 | 0 | 0 | 0 | 0 | 0 | 0 | 0 | 0 | 0 | 0 | 0 | 0 | 0.48672 | 0.72676 | 0.9842 | 2.1977 | 0 | 0 | 0 | 0 | 0 | 0 | 0 | 0 | 0 | 0 | 0 | 0 | 0 | 0 | 0 | 0 | 0 | 0 | 0 | 0 | 0.0063233 | 0.00067655 | 0.0010102 | 0.001368 | 0.0030548 | 0 | 0 | 0 | 0 | 0 | 0.4
54103_G_HG3 | MISO_Wisconsin- Upper Michigan (WUMS) | Wisconsin | 55 | Wood | 141 | 54103 | HG3 | Port Edwards Mill | 0 | 1913 | 9999 | Hydro | [5 empty] | Non-Fossil | G | 2030 | Hydro |  | 0 | 0 | 0 | 0 | 0 | 0 | 0 | 0 | 0 | 0 | 0 | 0 | 0 | 0 | 0 | 0 | 0.48672 | 0.72676 | 0.9842 | 2.1977 | 0 | 0 | 0 | 0 | 0 | 0 | 0 | 0 | 0 | 0 | 0 | 0 | 0 | 0 | 0 | 0 | 0 | 0 | 0 | 0 | 0.0063233 | 0.00067655 | 0.0010102 | 0.001368 | 0.0030548 | 0 | 0 | 0 | 0 | 0 | 0.4
54103_G_HG4 | MISO_Wisconsin- Upper Michigan (WUMS) | Wisconsin | 55 | Wood | 141 | 54103 | HG4 | Port Edwards Mill | 0 | 1913 | 9999 | Hydro | [5 empty] | Non-Fossil | G | 2030 | Hydro |  | 0 | 0 | 0 | 0 | 0 | 0 | 0 | 0 | 0 | 0 | 0 | 0 | 0 | 0 | 0 | 0 | 0.48672 | 0.72676 | 0.9842 | 2.1977 | 0 | 0 | 0 | 0 | 0 | 0 | 0 | 0 | 0 | 0 | 0 | 0 | 0 | 0 | 0 | 0 | 0 | 0 | 0 | 0 | 0.0063233 | 0.00067655 | 0.0010102 | 0.001368 | 0.0030548 | 0 | 0 | 0 | 0 | 0 | 0.4
54103_G_HG5 | MISO_Wisconsin- Upper Michigan (WUMS) | Wisconsin | 55 | Wood | 141 | 54103 | HG5 | Port Edwards Mill | 0 | 1926 | 9999 | Hydro | [5 empty] | Non-Fossil | G | 2030 | Hydro |  | 0 | 0 | 0 | 0 | 0 | 0 | 0 | 0 | 0 | 0 | 0 | 0 | 0 | 0 | 0 | 0 | 0.97345 | 1.4535 | 1.9684 | 4.3954 | 0 | 0 | 0 | 0 | 0 | 0 | 0 | 0 | 0 | 0 | 0 | 0 | 0 | 0 | 0 | 0 | 0 | 0 | 0 | 0 | 0.012647 | 0.0013531 | 0.0020204 | 0.0027361 | 0.0061095 | 0 | 0 | 0 | 0 | 0 | 0.8
54103_G_HG6 | MISO_Wisconsin- Upper Michigan (WUMS) | Wisconsin | 55 | Wood | 141 | 54103 | HG6 | Port Edwards Mill | 0 | 1926 | 9999 | Hydro | [5 empty] | Non-Fossil | G | 2030 | Hydro |  | 0 | 0 | 0 | 0 | 0 | 0 | 0 | 0 | 0 | 0 | 0 | 0 | 0 | 0 | 0 | 0 | 0.97345 | 1.4535 | 1.9684 | 4.3954 | 0 | 0 | 0 | 0 | 0 | 0 | 0 | 0 | 0 | 0 | 0 | 0 | 0 | 0 | 0 | 0 | 0 | 0 | 0 | 0 | 0.012647 | 0.0013531 | 0.0020204 | 0.0027361 | 0.0061095 | 0 | 0 | 0 | 0 | 0 | 0.8
54103_G_JHG1 | MISO_Wisconsin- Upper Michigan (WUMS) | Wisconsin | 55 | Wood | 141 | 54103 | JHG1 | Port Edwards Mill | 0 | 1926 | 9999 | Hydro | [5 empty] | Non-Fossil | G | 2030 | Hydro |  | 0 | 0 | 0 | 0 | 0 | 0 | 0 | 0 | 0 | 0 | 0 | 0 | 0 | 0 | 0 | 0 | 1.4602 | 2.1803 | 2.9526 | 6.593 | 0 | 0 | 0 | 0 | 0 | 0 | 0 | 0 | 0 | 0 | 0 | 0 | 0 | 0 | 0 | 0 | 0 | 0 | 0 | 0 | 0.01897 | 0.0020296 | 0.0030306 | 0.0041041 | 0.0091643 | 0 | 0 | 0 | 0 | 0 | 1.2
54103_G_JHG2 | MISO_Wisconsin- Upper Michigan (WUMS) | Wisconsin | 55 | Wood | 141 | 54103 | JHG2 | Port Edwards Mill | 0 | 1938 | 9999 | Hydro | [5 empty] | Non-Fossil | G | 2030 | Hydro |  | 0 | 0 | 0 | 0 | 0 | 0 | 0 | 0 | 0 | 0 | 0 | 0 | 0 | 0 | 0 | 0 | 0.73008 | 1.0901 | 1.4763 | 3.2965 | 0 | 0 | 0 | 0 | 0 | 0 | 0 | 0 | 0 | 0 | 0 | 0 | 0 | 0 | 0 | 0 | 0 | 0 | 0 | 0 | 0.0094849 | 0.0010148 | 0.0015153 | 0.0020521 | 0.0045822 | 0 | 0 | 0 | 0 | 0 | 0.6
54103_G_JHG3 | MISO_Wisconsin- Upper Michigan (WUMS) | Wisconsin | 55 | Wood | 141 | 54103 | JHG3 | Port Edwards Mill | 0 | 1939 | 9999 | Hydro | [5 empty] | Non-Fossil | G | 2030 | Hydro |  | 0 | 0 | 0 | 0 | 0 | 0 | 0 | 0 | 0 | 0 | 0 | 0 | 0 | 0 | 0 | 0 | 0.73008 | 1.0901 | 1.4763 | 3.2965 | 0 | 0 | 0 | 0 | 0 | 0 | 0 | 0 | 0 | 0 | 0 | 0 | 0 | 0 | 0 | 0 | 0 | 0 | 0 | 0 | 0.0094849 | 0.0010148 | 0.0015153 | 0.0020521 | 0.0045822 | 0 | 0 | 0 | 0 | 0 | 0.6
54103_G_JHG4 | MISO_Wisconsin- Upper Michigan (WUMS) | Wisconsin | 55 | Wood | 141 | 54103 | JHG4 | Port Edwards Mill | 0 | 1943 | 9999 | Hydro | [5 empty] | Non-Fossil | G | 2030 | Hydro |  | 0 | 0 | 0 | 0 | 0 | 0 | 0 | 0 | 0 | 0 | 0 | 0 | 0 | 0 | 0 | 0 | 0.48672 | 0.72676 | 0.9842 | 2.1977 | 0 | 0 | 0 | 0 | 0 | 0 | 0 | 0 | 0 | 0 | 0 | 0 | 0 | 0 | 0 | 0 | 0 | 0 | 0 | 0 | 0.0063233 | 0.00067655 | 0.0010102 | 0.001368 | 0.0030548 | 0 | 0 | 0 | 0 | 0 | 0.4
54103_G_JHG5 | MISO_Wisconsin- Upper Michigan (WUMS) | Wisconsin | 55 | Wood | 141 | 54103 | JHG5 | Port Edwards Mill | 0 | 1977 | 9999 | Hydro | [5 empty] | Non-Fossil | G | 2030 | Hydro |  | 0 | 0 | 0 | 0 | 0 | 0 | 0 | 0 | 0 | 0 | 0 | 0 | 0 | 0 | 0 | 0 | 0.73008 | 1.0901 | 1.4763 | 3.2965 | 0 | 0 | 0 | 0 | 0 | 0 | 0 | 0 | 0 | 0 | 0 | 0 | 0 | 0 | 0 | 0 | 0 | 0 | 0 | 0 | 0.0094849 | 0.0010148 | 0.0015153 | 0.0020521 | 0.0045822 | 0 | 0 | 0 | 0 | 0 | 0.6
54111_G_GE10 | WECC_Imperial Irrigation District (IID) | California | 6 | Imperial | 25 | 54111 | GE10 | Second Imperial Geothermal | 9771 | 1993 | 9999 | Geothermal | [5 empty] | Non-Fossil | G | 2030 | Geothermal |  | 0.059996 | 0.080066 | 0.10191 | 0.24197 | 0 | 0 | 0 | 0 | 0 | 0 | 0 | 0 | 0 | 0 | 0 | 0 | 6.1403 | 8.1943 | 10.4297 | 24.7642 | 0 | 0 | 0 | 0 | 0.00011099 | 0.00014812 | 0.00018853 | 0.00044765 | 0 | 0 | 0 | 0 | 0 | 0 | 0 | 0 | 0 | 0 | 0 | 0 | 0.51819 | 0.0071227 | 0.0095054 | 0.012098 | 0.028727 | 0 | 0 | 0 | 0 | 0 | 3.8
54111_G_GE11 | WECC_Imperial Irrigation District (IID) | California | 6 | Imperial | 25 | 54111 | GE11 | Second Imperial Geothermal | 9771 | 1993 | 9999 | Geothermal | [5 empty] | Non-Fossil | G | 2030 | Geothermal |  | 0.059996 | 0.080066 | 0.10191 | 0.24197 | 0 | 0 | 0 | 0 | 0 | 0 | 0 | 0 | 0 | 0 | 0 | 0 | 6.1403 | 8.1943 | 10.4297 | 24.7642 | 0 | 0 | 0 | 0 | 0.00011099 | 0.00014812 | 0.00018853 | 0.00044765 | 0 | 0 | 0 | 0 | 0 | 0 | 0 | 0 | 0 | 0 | 0 | 0 | 0.51819 | 0.0071227 | 0.0095054 | 0.012098 | 0.028727 | 0 | 0 | 0 | 0 | 0 | 3.8
54111_G_GE12 | WECC_Imperial Irrigation District (IID) | California | 6 | Imperial | 25 | 54111 | GE12 | Second Imperial Geothermal | 9771 | 1993 | 9999 | Geothermal | [5 empty] | Non-Fossil | G | 2030 | Geothermal |  | 0.059996 | 0.080066 | 0.10191 | 0.24197 | 0 | 0 | 0 | 0 | 0 | 0 | 0 | 0 | 0 | 0 | 0 | 0 | 6.1403 | 8.1943 | 10.4297 | 24.7642 | 0 | 0 | 0 | 0 | 0.00011099 | 0.00014812 | 0.00018853 | 0.00044765 | 0 | 0 | 0 | 0 | 0 | 0 | 0 | 0 | 0 | 0 | 0 | 0 | 0.51819 | 0.0071227 | 0.0095054 | 0.012098 | 0.028727 | 0 | 0 | 0 | 0 | 0 | 3.8
54111_G_GE13 | WECC_Imperial Irrigation District (IID) | California | 6 | Imperial | 25 | 54111 | GE13 | Second Imperial Geothermal | 9771 | 2006 | 9999 | Geothermal | [5 empty] | Non-Fossil | G | 2030 | Geothermal |  | 0.031577 | 0.04214 | 0.053636 | 0.12735 | 0 | 0 | 0 | 0 | 0 | 0 | 0 | 0 | 0 | 0 | 0 | 0 | 3.2317 | 4.3128 | 5.4893 | 13.0338 | 0 | 0 | 0 | 0 | 5.8418e-05 | 7.7959e-05 | 9.9227e-05 | 0.0002356 | 0 | 0 | 0 | 0 | 0 | 0 | 0 | 0 | 0 | 0 | 0 | 0 | 0.27273 | 0.0037488 | 0.0050028 | 0.0063676 | 0.015119 | 0 | 0 | 0 | 0 | 0 | 2
54111_G_GEN1 | WECC_Imperial Irrigation District (IID) | California | 6 | Imperial | 25 | 54111 | GEN1 | Second Imperial Geothermal | 9771 | 1993 | 9999 | Geothermal | [5 empty] | Non-Fossil | G | 2030 | Geothermal |  | 0.047366 | 0.06321 | 0.080454 | 0.19103 | 0 | 0 | 0 | 0 | 0 | 0 | 0 | 0 | 0 | 0 | 0 | 0 | 4.8476 | 6.4692 | 8.234 | 19.5507 | 0 | 0 | 0 | 0 | 8.7626e-05 | 0.00011694 | 0.00014884 | 0.00035341 | 0 | 0 | 0 | 0 | 0 | 0 | 0 | 0 | 0 | 0 | 0 | 0 | 0.4091 | 0.0056232 | 0.0075042 | 0.0095514 | 0.022679 | 0 | 0 | 0 | 0 | 0 | 3
54111_G_GEN14 | WECC_Imperial Irrigation District (IID) | California | 6 | Imperial | 25 | 54111 | GEN14 | Second Imperial Geothermal | 9771 | 2008 | 9999 | Geothermal | [5 empty] | Non-Fossil | G | 2030 | Geothermal |  | 0.18946 | 0.25284 | 0.32182 | 0.76412 | 0 | 0 | 0 | 0 | 0 | 0 | 0 | 0 | 0 | 0 | 0 | 0 | 19.3903 | 25.8766 | 32.9359 | 78.2028 | 0 | 0 | 0 | 0 | 0.00035051 | 0.00046776 | 0.00059536 | 0.0014136 | 0 | 0 | 0 | 0 | 0 | 0 | 0 | 0 | 0 | 0 | 0 | 0 | 1.6364 | 0.022493 | 0.030017 | 0.038206 | 0.090715 | 0 | 0 | 0 | 0 | 0 | 12
54111_G_GEN2 | WECC_Imperial Irrigation District (IID) | California | 6 | Imperial | 25 | 54111 | GEN2 | Second Imperial Geothermal | 9771 | 1993 | 9999 | Geothermal | [5 empty] | Non-Fossil | G | 2030 | Geothermal |  | 0.047366 | 0.06321 | 0.080454 | 0.19103 | 0 | 0 | 0 | 0 | 0 | 0 | 0 | 0 | 0 | 0 | 0 | 0 | 4.8476 | 6.4692 | 8.234 | 19.5507 | 0 | 0 | 0 | 0 | 8.7626e-05 | 0.00011694 | 0.00014884 | 0.00035341 | 0 | 0 | 0 | 0 | 0 | 0 | 0 | 0 | 0 | 0 | 0 | 0 | 0.4091 | 0.0056232 | 0.0075042 | 0.0095514 | 0.022679 | 0 | 0 | 0 | 0 | 0 | 3
54111_G_GEN3 | WECC_Imperial Irrigation District (IID) | California | 6 | Imperial | 25 | 54111 | GEN3 | Second Imperial Geothermal | 9771 | 1993 | 9999 | Geothermal | [5 empty] | Non-Fossil | G | 2030 | Geothermal |  | 0.047366 | 0.06321 | 0.080454 | 0.19103 | 0 | 0 | 0 | 0 | 0 | 0 | 0 | 0 | 0 | 0 | 0 | 0 | 4.8476 | 6.4692 | 8.234 | 19.5507 | 0 | 0 | 0 | 0 | 8.7626e-05 | 0.00011694 | 0.00014884 | 0.00035341 | 0 | 0 | 0 | 0 | 0 | 0 | 0 | 0 | 0 | 0 | 0 | 0 | 0.4091 | 0.0056232 | 0.0075042 | 0.0095514 | 0.022679 | 0 | 0 | 0 | 0 | 0 | 3
54111_G_GEN4 | WECC_Imperial Irrigation District (IID) | California | 6 | Imperial | 25 | 54111 | GEN4 | Second Imperial Geothermal | 9771 | 1993 | 9999 | Geothermal | [5 empty] | Non-Fossil | G | 2030 | Geothermal |  | 0.047366 | 0.06321 | 0.080454 | 0.19103 | 0 | 0 | 0 | 0 | 0 | 0 | 0 | 0 | 0 | 0 | 0 | 0 | 4.8476 | 6.4692 | 8.234 | 19.5507 | 0 | 0 | 0 | 0 | 8.7626e-05 | 0.00011694 | 0.00014884 | 0.00035341 | 0 | 0 | 0 | 0 | 0 | 0 | 0 | 0 | 0 | 0 | 0 | 0 | 0.4091 | 0.0056232 | 0.0075042 | 0.0095514 | 0.022679 | 0 | 0 | 0 | 0 | 0 | 3
54111_G_GEN5 | WECC_Imperial Irrigation District (IID) | California | 6 | Imperial | 25 | 54111 | GEN5 | Second Imperial Geothermal | 9771 | 1993 | 9999 | Geothermal | [5 empty] | Non-Fossil | G | 2030 | Geothermal |  | 0.047366 | 0.06321 | 0.080454 | 0.19103 | 0 | 0 | 0 | 0 | 0 | 0 | 0 | 0 | 0 | 0 | 0 | 0 | 4.8476 | 6.4692 | 8.234 | 19.5507 | 0 | 0 | 0 | 0 | 8.7626e-05 | 0.00011694 | 0.00014884 | 0.00035341 | 0 | 0 | 0 | 0 | 0 | 0 | 0 | 0 | 0 | 0 | 0 | 0 | 0.4091 | 0.0056232 | 0.0075042 | 0.0095514 | 0.022679 | 0 | 0 | 0 | 0 | 0 | 3
54111_G_GEN6 | WECC_Imperial Irrigation District (IID) | California | 6 | Imperial | 25 | 54111 | GEN6 | Second Imperial Geothermal | 9771 | 1993 | 9999 | Geothermal | [5 empty] | Non-Fossil | G | 2030 | Geothermal |  | 0.047366 | 0.06321 | 0.080454 | 0.19103 | 0 | 0 | 0 | 0 | 0 | 0 | 0 | 0 | 0 | 0 | 0 | 0 | 4.8476 | 6.4692 | 8.234 | 19.5507 | 0 | 0 | 0 | 0 | 8.7626e-05 | 0.00011694 | 0.00014884 | 0.00035341 | 0 | 0 | 0 | 0 | 0 | 0 | 0 | 0 | 0 | 0 | 0 | 0 | 0.4091 | 0.0056232 | 0.0075042 | 0.0095514 | 0.022679 | 0 | 0 | 0 | 0 | 0 | 3
54111_G_GEN7 | WECC_Imperial Irrigation District (IID) | California | 6 | Imperial | 25 | 54111 | GEN7 | Second Imperial Geothermal | 9771 | 1993 | 9999 | Geothermal | [5 empty] | Non-Fossil | G | 2030 | Geothermal |  | 0.059996 | 0.080066 | 0.10191 | 0.24197 | 0 | 0 | 0 | 0 | 0 | 0 | 0 | 0 | 0 | 0 | 0 | 0 | 6.1403 | 8.1943 | 10.4297 | 24.7642 | 0 | 0 | 0 | 0 | 0.00011099 | 0.00014812 | 0.00018853 | 0.00044765 | 0 | 0 | 0 | 0 | 0 | 0 | 0 | 0 | 0 | 0 | 0 | 0 | 0.51819 | 0.0071227 | 0.0095054 | 0.012098 | 0.028727 | 0 | 0 | 0 | 0 | 0 | 3.8
54111_G_GEN8 | WECC_Imperial Irrigation District (IID) | California | 6 | Imperial | 25 | 54111 | GEN8 | Second Imperial Geothermal | 9771 | 1993 | 9999 | Geothermal | [5 empty] | Non-Fossil | G | 2030 | Geothermal |  | 0.059996 | 0.080066 | 0.10191 | 0.24197 | 0 | 0 | 0 | 0 | 0 | 0 | 0 | 0 | 0 | 0 | 0 | 0 | 6.1403 | 8.1943 | 10.4297 | 24.7642 | 0 | 0 | 0 | 0 | 0.00011099 | 0.00014812 | 0.00018853 | 0.00044765 | 0 | 0 | 0 | 0 | 0 | 0 | 0 | 0 | 0 | 0 | 0 | 0 | 0.51819 | 0.0071227 | 0.0095054 | 0.012098 | 0.028727 | 0 | 0 | 0 | 0 | 0 | 3.8
54111_G_GEN9 | WECC_Imperial Irrigation District (IID) | California | 6 | Imperial | 25 | 54111 | GEN9 | Second Imperial Geothermal | 9771 | 1993 | 9999 | Geothermal | [5 empty] | Non-Fossil | G | 2030 | Geothermal |  | 0.059996 | 0.080066 | 0.10191 | 0.24197 | 0 | 0 | 0 | 0 | 0 | 0 | 0 | 0 | 0 | 0 | 0 | 0 | 6.1403 | 8.1943 | 10.4297 | 24.7642 | 0 | 0 | 0 | 0 | 0.00011099 | 0.00014812 | 0.00018853 | 0.00044765 | 0 | 0 | 0 | 0 | 0 | 0 | 0 | 0 | 0 | 0 | 0 | 0 | 0.51819 | 0.0071227 | 0.0095054 | 0.012098 | 0.028727 | 0 | 0 | 0 | 0 | 0 | 3.8
54114_G_GEN1 | NY_Zone J (NYC) | New York | 36 | Queens | 81 | 54114 | GEN1 | Kennedy International Airport Cogen | 8773 | 1994 | 9999 | Combined Cycle |  |  | SCR | H2O |  | Fossil | G | 2030 | NaturalGas |  | 0 | 0 | 0.72048 | 0.72048 | 0 | 0 | 0 | 0 | 0 | 0 | 0 | 0 | 0 | 0 | 0 | 0 | 0 | 0 | 82.125 | 82.125 | 0 | 0 | 42.177 | 42.177 | 0 | 0 | 5.0434e-08 | 5.0434e-08 | 0 | 0 | 0.0043229 | 0.0043229 | 0 | 0 | 0 | 0 | 0 | 0 | 0 | 0 | 2.0044 | 0 | 0 | 0.23751 | 0.23751 | 0 | 0 | 1.5053 | 1.5053 | 0 | 48.9 | SCR
54114_G_GEN2 | NY_Zone J (NYC) | New York | 36 | Queens | 81 | 54114 | GEN2 | Kennedy International Airport Cogen | 8773 | 1994 | 9999 | Combined Cycle |  |  | SCR | H2O |  | Fossil | G | 2030 | NaturalGas |  | 0 | 0 | 0.70428 | 0.70428 | 0 | 0 | 0 | 0 | 0 | 0 | 0 | 0 | 0 | 0 | 0 | 0 | 0 | 0 | 80.2776 | 80.2776 | 0 | 0 | 41.2283 | 41.2283 | 0 | 0 | 4.9299e-08 | 4.9299e-08 | 0 | 0 | 0.0042257 | 0.0042257 | 0 | 0 | 0 | 0 | 0 | 0 | 0 | 0 | 1.9593 | 0 | 0 | 0.23217 | 0.23217 | 0 | 0 | 1.4714 | 1.4714 | 0 | 47.8 | SCR
54114_G_GEN3 | NY_Zone J (NYC) | New York | 36 | Queens | 81 | 54114 | GEN3 | Kennedy International Airport Cogen | 8773 | 1995 | 9999 | Combined Cycle |  |  | SCR | H2O |  | Fossil | G | 2030 | NaturalGas |  | 0 | 0 | 0.40518 | 0.40518 | 0 | 0 | 0 | 0 | 0 | 0 | 0 | 0 | 0 | 0 | 0 | 0 | 0 | 0 | 46.1848 | 46.1848 | 0 | 0 | 23.7192 | 23.7192 | 0 | 0 | 2.8363e-08 | 2.8363e-08 | 0 | 0 | 0.0024311 | 0.0024311 | 0 | 0 | 0 | 0 | 0 | 0 | 0 | 0 | 1.1272 | 0 | 0 | 0.13357 | 0.13357 | 0 | 0 | 0.84653 | 0.84653 | 0 | 27.5 | SCR
54123_G_GEN1 | ISONE_Maine | Maine | 23 | Androscoggin | 1 | 54123 | GEN1 | Mechanic Falls | 0 | 1986 | 9999 | Hydro | [5 empty] | Non-Fossil | G | 2030 | Hydro |  | 0 | 0 | 0 | 0 | 0 | 0 | 0 | 0 | 0 | 0 | 0 | 0 | 0 | 0 | 0 | 0 | 1.5597 | 2.0379 | 2.2933 | 5.8909 | 0 | 0 | 0 | 0 | 0 | 0 | 0 | 0 | 0 | 0 | 0 | 0 | 0 | 0 | 0 | 0 | 0 | 0 | 0 | 0 | 0.015808 | 0.002168 | 0.0028326 | 0.0031877 | 0.0081883 | 0 | 0 | 0 | 0 | 0 | 1
54123_G_GEN2 | ISONE_Maine | Maine | 23 | Androscoggin | 1 | 54123 | GEN2 | Mechanic Falls | 0 | 1986 | 9999 | Hydro | [5 empty] | Non-Fossil | G | 2030 | Hydro |  | 0 | 0 | 0 | 0 | 0 | 0 | 0 | 0 | 0 | 0 | 0 | 0 | 0 | 0 | 0 | 0 | 0.62388 | 0.81514 | 0.91733 | 2.3563 | 0 | 0 | 0 | 0 | 0 | 0 | 0 | 0 | 0 | 0 | 0 | 0 | 0 | 0 | 0 | 0 | 0 | 0 | 0 | 0 | 0.0063233 | 0.00086719 | 0.001133 | 0.0012751 | 0.0032753 | 0 | 0 | 0 | 0 | 0 | 0.4
54124_G_GEN1 | ISONE_Maine | Maine | 23 | Somerset | 25 | 54124 | GEN1 | Pittsfield Hydro | 0 | 1986 | 9999 | Hydro | [5 empty] | Non-Fossil | G | 2030 | Hydro |  | 0 | 0 | 0 | 0 | 0 | 0 | 0 | 0 | 0 | 0 | 0 | 0 | 0 | 0 | 0 | 0 | 0.47976 | 0.61124 | 0.70137 | 1.7924 | 0 | 0 | 0 | 0 | 0 | 0 | 0 | 0 | 0 | 0 | 0 | 0 | 0 | 0 | 0 | 0 | 0 | 0 | 0 | 0 | 0.0063233 | 0.00066687 | 0.00084963 | 0.00097491 | 0.0024914 | 0 | 0 | 0 | 0 | 0 | 0.4
54124_G_GEN2 | ISONE_Maine | Maine | 23 | Somerset | 25 | 54124 | GEN2 | Pittsfield Hydro | 0 | 1986 | 9999 | Hydro | [5 empty] | Non-Fossil | G | 2030 | Hydro |  | 0 | 0 | 0 | 0 | 0 | 0 | 0 | 0 | 0 | 0 | 0 | 0 | 0 | 0 | 0 | 0 | 0.35982 | 0.45843 | 0.52603 | 1.3443 | 0 | 0 | 0 | 0 | 0 | 0 | 0 | 0 | 0 | 0 | 0 | 0 | 0 | 0 | 0 | 0 | 0 | 0 | 0 | 0 | 0.0047425 | 0.00050015 | 0.00063722 | 0.00073118 | 0.0018686 | 0 | 0 | 0 | 0 | 0 | 0.3
54124_G_GEN3 | ISONE_Maine | Maine | 23 | Somerset | 25 | 54124 | GEN3 | Pittsfield Hydro | 0 | 1986 | 9999 | Hydro | [5 empty] | Non-Fossil | G | 2030 | Hydro |  | 0 | 0 | 0 | 0 | 0 | 0 | 0 | 0 | 0 | 0 | 0 | 0 | 0 | 0 | 0 | 0 | 0.47976 | 0.61124 | 0.70137 | 1.7924 | 0 | 0 | 0 | 0 | 0 | 0 | 0 | 0 | 0 | 0 | 0 | 0 | 0 | 0 | 0 | 0 | 0 | 0 | 0 | 0 | 0.0063233 | 0.00066687 | 0.00084963 | 0.00097491 | 0.0024914 | 0 | 0 | 0 | 0 | 0 | 0.4
54131_G_GEN1 | NY_Zone A (West) | New York | 36 | Niagara | 63 | 54131 | GEN1 | Fortistar North Tonawanda | 7553 | 1993 | 9999 | Combined Cycle |  |  |  | STM |  | Fossil | G | 2030 | NaturalGas |  | 0.51924 | 0.70386 | 0.97329 | 2.1964 | 0 | 0 | 0 | 0 | 0 | 0 | 0 | 0 | 0 | 0 | 0 | 0 | 68.746 | 93.189 | 128.861 | 290.7961 | 34.9599 | 47.3901 | 65.5306 | 147.8806 | 4.1804e-08 | 5.6667e-08 | 7.8359e-08 | 1.7683e-07 | 0.026026 | 0.03528 | 0.048784 | 0.11009 | 0 | 0 | 0 | 0 | 0 | 0 | 0 | 0 | 1.4917 | 0.14683 | 0.19904 | 0.27523 | 0.62111 | 1.2666 | 1.4497 | 1.7328 | 4.4491 | 0 | 39.1
54131_G_GEN2 | NY_Zone A (West) | New York | 36 | Niagara | 63 | 54131 | GEN2 | Fortistar North Tonawanda | 7553 | 1993 | 9999 | Combined Cycle |  |  |  | STM |  | Fossil | G | 2030 | NaturalGas |  | 0.2656 | 0.36003 | 0.49785 | 1.1235 | 0 | 0 | 0 | 0 | 0 | 0 | 0 | 0 | 0 | 0 | 0 | 0 | 35.1642 | 47.667 | 65.9136 | 148.7448 | 17.8823 | 24.2404 | 33.5195 | 75.6422 | 2.1383e-08 | 2.8986e-08 | 4.0081e-08 | 9.045e-08 | 0.013312 | 0.018046 | 0.024954 | 0.056312 | 0 | 0 | 0 | 0 | 0 | 0 | 0 | 0 | 0.76301 | 0.075106 | 0.10181 | 0.14078 | 0.3177 | 0.64786 | 0.74155 | 0.88635 | 2.2758 | 0 | 20
54134_G_DOH2 | ISONE_Maine | Maine | 23 | Penobscot | 19 | 54134 | DOH2 | Great Lakes Hydro America - ME | 0 | 1925 | 9999 | Hydro | [5 empty] | Non-Fossil | G | 2030 | Hydro |  | 0 | 0 | 0 | 0 | 0 | 0 | 0 | 0 | 0 | 0 | 0 | 0 | 0 | 0 | 0 | 0 | 1.5592 | 1.9865 | 2.2795 | 5.8252 | 0 | 0 | 0 | 0 | 0 | 0 | 0 | 0 | 0 | 0 | 0 | 0 | 0 | 0 | 0 | 0 | 0 | 0 | 0 | 0 | 0.020551 | 0.0021673 | 0.0027613 | 0.0031684 | 0.0080971 | 0 | 0 | 0 | 0 | 0 | 1.3
54134_G_DOH5 | ISONE_Maine | Maine | 23 | Penobscot | 19 | 54134 | DOH5 | Great Lakes Hydro America - ME | 0 | 1988 | 9999 | Hydro | [5 empty] | Non-Fossil | G | 2030 | Hydro |  | 0 | 0 | 0 | 0 | 0 | 0 | 0 | 0 | 0 | 0 | 0 | 0 | 0 | 0 | 0 | 0 | 5.997 | 7.6405 | 8.7671 | 22.4047 | 0 | 0 | 0 | 0 | 0 | 0 | 0 | 0 | 0 | 0 | 0 | 0 | 0 | 0 | 0 | 0 | 0 | 0 | 0 | 0 | 0.079041 | 0.0083359 | 0.01062 | 0.012186 | 0.031143 | 0 | 0 | 0 | 0 | 0 | 5
54134_G_DOH6 | ISONE_Maine | Maine | 23 | Penobscot | 19 | 54134 | DOH6 | Great Lakes Hydro America - ME | 0 | 1975 | 9999 | Hydro | [5 empty] | Non-Fossil | G | 2030 | Hydro |  | 0 | 0 | 0 | 0 | 0 | 0 | 0 | 0 | 0 | 0 | 0 | 0 | 0 | 0 | 0 | 0 | 4.6777 | 5.9596 | 6.8384 | 17.4757 | 0 | 0 | 0 | 0 | 0 | 0 | 0 | 0 | 0 | 0 | 0 | 0 | 0 | 0 | 0 | 0 | 0 | 0 | 0 | 0 | 0.061652 | 0.006502 | 0.0082839 | 0.0095053 | 0.024291 | 0 | 0 | 0 | 0 | 0 | 3.9
54134_G_DOH7 | ISONE_Maine | Maine | 23 | Penobscot | 19 | 54134 | DOH7 | Great Lakes Hydro America - ME | 0 | 1975 | 9999 | Hydro | [5 empty] | Non-Fossil | G | 2030 | Hydro |  | 0 | 0 | 0 | 0 | 0 | 0 | 0 | 0 | 0 | 0 | 0 | 0 | 0 | 0 | 0 | 0 | 4.6777 | 5.9596 | 6.8384 | 17.4757 | 0 | 0 | 0 | 0 | 0 | 0 | 0 | 0 | 0 | 0 | 0 | 0 | 0 | 0 | 0 | 0 | 0 | 0 | 0 | 0 | 0.061652 | 0.006502 | 0.0082839 | 0.0095053 | 0.024291 | 0 | 0 | 0 | 0 | 0 | 3.9
54134_G_DOH8 | ISONE_Maine | Maine | 23 | Penobscot | 19 | 54134 | DOH8 | Great Lakes Hydro America - ME | 0 | 1930 | 9999 | Hydro | [5 empty] | Non-Fossil | G | 2030 | Hydro |  | 0 | 0 | 0 | 0 | 0 | 0 | 0 | 0 | 0 | 0 | 0 | 0 | 0 | 0 | 0 | 0 | 4.078 | 5.1956 | 5.9617 | 15.2352 | 0 | 0 | 0 | 0 | 0 | 0 | 0 | 0 | 0 | 0 | 0 | 0 | 0 | 0 | 0 | 0 | 0 | 0 | 0 | 0 | 0.053748 | 0.0056684 | 0.0072218 | 0.0082867 | 0.021177 | 0 | 0 | 0 | 0 | 0 | 3.4
54134_G_EMH1 | ISONE_Maine | Maine | 23 | Penobscot | 19 | 54134 | EMH1 | Great Lakes Hydro America - ME | 0 | 1948 | 9999 | Hydro | [5 empty] | Non-Fossil | G | 2030 | Hydro |  | 0 | 0 | 0 | 0 | 0 | 0 | 0 | 0 | 0 | 0 | 0 | 0 | 0 | 0 | 0 | 0 | 1.7991 | 2.2922 | 2.6301 | 6.7214 | 0 | 0 | 0 | 0 | 0 | 0 | 0 | 0 | 0 | 0 | 0 | 0 | 0 | 0 | 0 | 0 | 0 | 0 | 0 | 0 | 0.023712 | 0.0025008 | 0.0031861 | 0.0036559 | 0.0093428 | 0 | 0 | 0 | 0 | 0 | 1.5
54134_G_EMH2 | ISONE_Maine | Maine | 23 | Penobscot | 19 | 54134 | EMH2 | Great Lakes Hydro America - ME | 0 | 1948 | 9999 | Hydro | [5 empty] | Non-Fossil | G | 2030 | Hydro |  | 0 | 0 | 0 | 0 | 0 | 0 | 0 | 0 | 0 | 0 | 0 | 0 | 0 | 0 | 0 | 0 | 1.7991 | 2.2922 | 2.6301 | 6.7214 | 0 | 0 | 0 | 0 | 0 | 0 | 0 | 0 | 0 | 0 | 0 | 0 | 0 | 0 | 0 | 0 | 0 | 0 | 0 | 0 | 0.023712 | 0.0025008 | 0.0031861 | 0.0036559 | 0.0093428 | 0 | 0 | 0 | 0 | 0 | 1.5
54134_G_EMH3 | ISONE_Maine | Maine | 23 | Penobscot | 19 | 54134 | EMH3 | Great Lakes Hydro America - ME | 0 | 1948 | 9999 | Hydro | [5 empty] | Non-Fossil | G | 2030 | Hydro |  | 0 | 0 | 0 | 0 | 0 | 0 | 0 | 0 | 0 | 0 | 0 | 0 | 0 | 0 | 0 | 0 | 1.7991 | 2.2922 | 2.6301 | 6.7214 | 0 | 0 | 0 | 0 | 0 | 0 | 0 | 0 | 0 | 0 | 0 | 0 | 0 | 0 | 0 | 0 | 0 | 0 | 0 | 0 | 0.023712 | 0.0025008 | 0.0031861 | 0.0036559 | 0.0093428 | 0 | 0 | 0 | 0 | 0 | 1.5
54134_G_EMH4 | ISONE_Maine | Maine | 23 | Penobscot | 19 | 54134 | EMH4 | Great Lakes Hydro America - ME | 0 | 1948 | 9999 | Hydro | [5 empty] | Non-Fossil | G | 2030 | Hydro |  | 0 | 0 | 0 | 0 | 0 | 0 | 0 | 0 | 0 | 0 | 0 | 0 | 0 | 0 | 0 | 0 | 1.7991 | 2.2922 | 2.6301 | 6.7214 | 0 | 0 | 0 | 0 | 0 | 0 | 0 | 0 | 0 | 0 | 0 | 0 | 0 | 0 | 0 | 0 | 0 | 0 | 0 | 0 | 0.023712 | 0.0025008 | 0.0031861 | 0.0036559 | 0.0093428 | 0 | 0 | 0 | 0 | 0 | 1.5
54134_G_EMH5 | ISONE_Maine | Maine | 23 | Penobscot | 19 | 54134 | EMH5 | Great Lakes Hydro America - ME | 0 | 1948 | 9999 | Hydro | [5 empty] | Non-Fossil | G | 2030 | Hydro |  | 0 | 0 | 0 | 0 | 0 | 0 | 0 | 0 | 0 | 0 | 0 | 0 | 0 | 0 | 0 | 0 | 1.7991 | 2.2922 | 2.6301 | 6.7214 | 0 | 0 | 0 | 0 | 0 | 0 | 0 | 0 | 0 | 0 | 0 | 0 | 0 | 0 | 0 | 0 | 0 | 0 | 0 | 0 | 0.023712 | 0.0025008 | 0.0031861 | 0.0036559 | 0.0093428 | 0 | 0 | 0 | 0 | 0 | 1.5
54134_G_EMH6 | ISONE_Maine | Maine | 23 | Penobscot | 19 | 54134 | EMH6 | Great Lakes Hydro America - ME | 0 | 1948 | 9999 | Hydro | [5 empty] | Non-Fossil | G | 2030 | Hydro |  | 0 | 0 | 0 | 0 | 0 | 0 | 0 | 0 | 0 | 0 | 0 | 0 | 0 | 0 | 0 | 0 | 1.7991 | 2.2922 | 2.6301 | 6.7214 | 0 | 0 | 0 | 0 | 0 | 0 | 0 | 0 | 0 | 0 | 0 | 0 | 0 | 0 | 0 | 0 | 0 | 0 | 0 | 0 | 0.023712 | 0.0025008 | 0.0031861 | 0.0036559 | 0.0093428 | 0 | 0 | 0 | 0 | 0 | 1.5
54134_G_MCH1 | ISONE_Maine | Maine | 23 | Penobscot | 19 | 54134 | MCH1 | Great Lakes Hydro America - ME | 0 | 1953 | 9999 | Hydro | [5 empty] | Non-Fossil | G | 2030 | Hydro |  | 0 | 0 | 0 | 0 | 0 | 0 | 0 | 0 | 0 | 0 | 0 | 0 | 0 | 0 | 0 | 0 | 13.9132 | 17.7261 | 20.3398 | 51.979 | 0 | 0 | 0 | 0 | 0 | 0 | 0 | 0 | 0 | 0 | 0 | 0 | 0 | 0 | 0 | 0 | 0 | 0 | 0 | 0 | 0.18338 | 0.019339 | 0.024639 | 0.028272 | 0.072251 | 0 | 0 | 0 | 0 | 0 | 11.6
54134_G_MCH2 | ISONE_Maine | Maine | 23 | Penobscot | 19 | 54134 | MCH2 | Great Lakes Hydro America - ME | 0 | 1953 | 9999 | Hydro | [5 empty] | Non-Fossil | G | 2030 | Hydro |  | 0 | 0 | 0 | 0 | 0 | 0 | 0 | 0 | 0 | 0 | 0 | 0 | 0 | 0 | 0 | 0 | 13.9132 | 17.7261 | 20.3398 | 51.979 | 0 | 0 | 0 | 0 | 0 | 0 | 0 | 0 | 0 | 0 | 0 | 0 | 0 | 0 | 0 | 0 | 0 | 0 | 0 | 0 | 0.18338 | 0.019339 | 0.024639 | 0.028272 | 0.072251 | 0 | 0 | 0 | 0 | 0 | 11.6
54134_G_MCH3 | ISONE_Maine | Maine | 23 | Penobscot | 19 | 54134 | MCH3 | Great Lakes Hydro America - ME | 0 | 1967 | 9999 | Hydro | [5 empty] | Non-Fossil | G | 2030 | Hydro |  | 0 | 0 | 0 | 0 | 0 | 0 | 0 | 0 | 0 | 0 | 0 | 0 | 0 | 0 | 0 | 0 | 14.9926 | 19.1014 | 21.9179 | 56.0118 | 0 | 0 | 0 | 0 | 0 | 0 | 0 | 0 | 0 | 0 | 0 | 0 | 0 | 0 | 0 | 0 | 0 | 0 | 0 | 0 | 0.1976 | 0.02084 | 0.026551 | 0.030466 | 0.077856 | 0 | 0 | 0 | 0 | 0 | 12.5
54134_G_MIH2 | ISONE_Maine | Maine | 23 | Penobscot | 19 | 54134 | MIH2 | Great Lakes Hydro America - ME | 0 | 1917 | 9999 | Hydro | [5 empty] | Non-Fossil | G | 2030 | Hydro |  | 0 | 0 | 0 | 0 | 0 | 0 | 0 | 0 | 0 | 0 | 0 | 0 | 0 | 0 | 0 | 0 | 6.3569 | 8.099 | 9.2932 | 23.749 | 0 | 0 | 0 | 0 | 0 | 0 | 0 | 0 | 0 | 0 | 0 | 0 | 0 | 0 | 0 | 0 | 0 | 0 | 0 | 0 | 0.083784 | 0.0088361 | 0.011258 | 0.012918 | 0.033011 | 0 | 0 | 0 | 0 | 0 | 5.3
54134_G_MIH3 | ISONE_Maine | Maine | 23 | Penobscot | 19 | 54134 | MIH3 | Great Lakes Hydro America - ME | 0 | 1917 | 9999 | Hydro | [5 empty] | Non-Fossil | G | 2030 | Hydro |  | 0 | 0 | 0 | 0 | 0 | 0 | 0 | 0 | 0 | 0 | 0 | 0 | 0 | 0 | 0 | 0 | 6.3569 | 8.099 | 9.2932 | 23.749 | 0 | 0 | 0 | 0 | 0 | 0 | 0 | 0 | 0 | 0 | 0 | 0 | 0 | 0 | 0 | 0 | 0 | 0 | 0 | 0 | 0.083784 | 0.0088361 | 0.011258 | 0.012918 | 0.033011 | 0 | 0 | 0 | 0 | 0 | 5.3
54134_G_MIH4 | ISONE_Maine | Maine | 23 | Penobscot | 19 | 54134 | MIH4 | Great Lakes Hydro America - ME | 0 | 1917 | 9999 | Hydro | [5 empty] | Non-Fossil | G | 2030 | Hydro |  | 0 | 0 | 0 | 0 | 0 | 0 | 0 | 0 | 0 | 0 | 0 | 0 | 0 | 0 | 0 | 0 | 6.5968 | 8.4046 | 9.6439 | 24.6452 | 0 | 0 | 0 | 0 | 0 | 0 | 0 | 0 | 0 | 0 | 0 | 0 | 0 | 0 | 0 | 0 | 0 | 0 | 0 | 0 | 0.086945 | 0.0091695 | 0.011682 | 0.013405 | 0.034257 | 0 | 0 | 0 | 0 | 0 | 5.5
54134_G_MIH5 | ISONE_Maine | Maine | 23 | Penobscot | 19 | 54134 | MIH5 | Great Lakes Hydro America - ME | 0 | 1921 | 9999 | Hydro | [5 empty] | Non-Fossil | G | 2030 | Hydro |  | 0 | 0 | 0 | 0 | 0 | 0 | 0 | 0 | 0 | 0 | 0 | 0 | 0 | 0 | 0 | 0 | 5.8771 | 7.4877 | 8.5918 | 21.9566 | 0 | 0 | 0 | 0 | 0 | 0 | 0 | 0 | 0 | 0 | 0 | 0 | 0 | 0 | 0 | 0 | 0 | 0 | 0 | 0 | 0.07746 | 0.0081692 | 0.010408 | 0.011943 | 0.03052 | 0 | 0 | 0 | 0 | 0 | 4.9
54134_G_MIH6 | ISONE_Maine | Maine | 23 | Penobscot | 19 | 54134 | MIH6 | Great Lakes Hydro America - ME | 0 | 1921 | 9999 | Hydro | [5 empty] | Non-Fossil | G | 2030 | Hydro |  | 0 | 0 | 0 | 0 | 0 | 0 | 0 | 0 | 0 | 0 | 0 | 0 | 0 | 0 | 0 | 0 | 5.8771 | 7.4877 | 8.5918 | 21.9566 | 0 | 0 | 0 | 0 | 0 | 0 | 0 | 0 | 0 | 0 | 0 | 0 | 0 | 0 | 0 | 0 | 0 | 0 | 0 | 0 | 0.07746 | 0.0081692 | 0.010408 | 0.011943 | 0.03052 | 0 | 0 | 0 | 0 | 0 | 4.9
54134_G_MIH7 | ISONE_Maine | Maine | 23 | Penobscot | 19 | 54134 | MIH7 | Great Lakes Hydro America - ME | 0 | 1921 | 9999 | Hydro | [5 empty] | Non-Fossil | G | 2030 | Hydro |  | 0 | 0 | 0 | 0 | 0 | 0 | 0 | 0 | 0 | 0 | 0 | 0 | 0 | 0 | 0 | 0 | 6.5968 | 8.4046 | 9.6439 | 24.6452 | 0 | 0 | 0 | 0 | 0 | 0 | 0 | 0 | 0 | 0 | 0 | 0 | 0 | 0 | 0 | 0 | 0 | 0 | 0 | 0 | 0.086945 | 0.0091695 | 0.011682 | 0.013405 | 0.034257 | 0 | 0 | 0 | 0 | 0 | 5.5
54134_G_MIH8 | ISONE_Maine | Maine | 23 | Penobscot | 19 | 54134 | MIH8 | Great Lakes Hydro America - ME | 0 | 1987 | 9999 | Hydro | [5 empty] | Non-Fossil | G | 2030 | Hydro |  | 0 | 0 | 0 | 0 | 0 | 0 | 0 | 0 | 0 | 0 | 0 | 0 | 0 | 0 | 0 | 0 | 6.117 | 7.7934 | 8.9425 | 22.8528 | 0 | 0 | 0 | 0 | 0 | 0 | 0 | 0 | 0 | 0 | 0 | 0 | 0 | 0 | 0 | 0 | 0 | 0 | 0 | 0 | 0.080622 | 0.0085026 | 0.010833 | 0.01243 | 0.031765 | 0 | 0 | 0 | 0 | 0 | 5.1
54134_G_MIHI | ISONE_Maine | Maine | 23 | Penobscot | 19 | 54134 | MIHI | Great Lakes Hydro America - ME | 0 | 1987 | 9999 | Hydro | [5 empty] | Non-Fossil | G | 2030 | Hydro |  | 0 | 0 | 0 | 0 | 0 | 0 | 0 | 0 | 0 | 0 | 0 | 0 | 0 | 0 | 0 | 0 | 6.117 | 7.7934 | 8.9425 | 22.8528 | 0 | 0 | 0 | 0 | 0 | 0 | 0 | 0 | 0 | 0 | 0 | 0 | 0 | 0 | 0 | 0 | 0 | 0 | 0 | 0 | 0.080622 | 0.0085026 | 0.010833 | 0.01243 | 0.031765 | 0 | 0 | 0 | 0 | 0 | 5.1
54134_G_NOH1 | ISONE_Maine | Maine | 23 | Penobscot | 19 | 54134 | NOH1 | Great Lakes Hydro America - ME | 0 | 1986 | 9999 | Hydro | [5 empty] | Non-Fossil | G | 2030 | Hydro |  | 0 | 0 | 0 | 0 | 0 | 0 | 0 | 0 | 0 | 0 | 0 | 0 | 0 | 0 | 0 | 0 | 3.5982 | 4.5843 | 5.2603 | 13.4428 | 0 | 0 | 0 | 0 | 0 | 0 | 0 | 0 | 0 | 0 | 0 | 0 | 0 | 0 | 0 | 0 | 0 | 0 | 0 | 0 | 0.047425 | 0.0050015 | 0.0063722 | 0.0073118 | 0.018686 | 0 | 0 | 0 | 0 | 0 | 3
54134_G_NOH2 | ISONE_Maine | Maine | 23 | Penobscot | 19 | 54134 | NOH2 | Great Lakes Hydro America - ME | 0 | 1986 | 9999 | Hydro | [5 empty] | Non-Fossil | G | 2030 | Hydro |  | 0 | 0 | 0 | 0 | 0 | 0 | 0 | 0 | 0 | 0 | 0 | 0 | 0 | 0 | 0 | 0 | 3.5982 | 4.5843 | 5.2603 | 13.4428 | 0 | 0 | 0 | 0 | 0 | 0 | 0 | 0 | 0 | 0 | 0 | 0 | 0 | 0 | 0 | 0 | 0 | 0 | 0 | 0 | 0.047425 | 0.0050015 | 0.0063722 | 0.0073118 | 0.018686 | 0 | 0 | 0 | 0 | 0 | 3
54134_G_NOH3 | ISONE_Maine | Maine | 23 | Penobscot | 19 | 54134 | NOH3 | Great Lakes Hydro America - ME | 0 | 1986 | 9999 | Hydro | [5 empty] | Non-Fossil | G | 2030 | Hydro |  | 0 | 0 | 0 | 0 | 0 | 0 | 0 | 0 | 0 | 0 | 0 | 0 | 0 | 0 | 0 | 0 | 3.5982 | 4.5843 | 5.2603 | 13.4428 | 0 | 0 | 0 | 0 | 0 | 0 | 0 | 0 | 0 | 0 | 0 | 0 | 0 | 0 | 0 | 0 | 0 | 0 | 0 | 0 | 0.047425 | 0.0050015 | 0.0063722 | 0.0073118 | 0.018686 | 0 | 0 | 0 | 0 | 0 | 3
54134_G_WEH1 | ISONE_Maine | Maine | 23 | Penobscot | 19 | 54134 | WEH1 | Great Lakes Hydro America - ME | 0 | 1940 | 9999 | Hydro | [5 empty] | Non-Fossil | G | 2030 | Hydro |  | 0 | 0 | 0 | 0 | 0 | 0 | 0 | 0 | 0 | 0 | 0 | 0 | 0 | 0 | 0 | 0 | 5.5173 | 7.0293 | 8.0658 | 20.6124 | 0 | 0 | 0 | 0 | 0 | 0 | 0 | 0 | 0 | 0 | 0 | 0 | 0 | 0 | 0 | 0 | 0 | 0 | 0 | 0 | 0.072718 | 0.007669 | 0.0097707 | 0.011211 | 0.028651 | 0 | 0 | 0 | 0 | 0 | 4.6
54134_G_WEH2 | ISONE_Maine | Maine | 23 | Penobscot | 19 | 54134 | WEH2 | Great Lakes Hydro America - ME | 0 | 1940 | 9999 | Hydro | [5 empty] | Non-Fossil | G | 2030 | Hydro |  | 0 | 0 | 0 | 0 | 0 | 0 | 0 | 0 | 0 | 0 | 0 | 0 | 0 | 0 | 0 | 0 | 5.5173 | 7.0293 | 8.0658 | 20.6124 | 0 | 0 | 0 | 0 | 0 | 0 | 0 | 0 | 0 | 0 | 0 | 0 | 0 | 0 | 0 | 0 | 0 | 0 | 0 | 0 | 0.072718 | 0.007669 | 0.0097707 | 0.011211 | 0.028651 | 0 | 0 | 0 | 0 | 0 | 4.6
54134_G_WEH3 | ISONE_Maine | Maine | 23 | Penobscot | 19 | 54134 | WEH3 | Great Lakes Hydro America - ME | 0 | 1940 | 9999 | Hydro | [5 empty] | Non-Fossil | G | 2030 | Hydro |  | 0 | 0 | 0 | 0 | 0 | 0 | 0 | 0 | 0 | 0 | 0 | 0 | 0 | 0 | 0 | 0 | 5.5173 | 7.0293 | 8.0658 | 20.6124 | 0 | 0 | 0 | 0 | 0 | 0 | 0 | 0 | 0 | 0 | 0 | 0 | 0 | 0 | 0 | 0 | 0 | 0 | 0 | 0 | 0.072718 | 0.007669 | 0.0097707 | 0.011211 | 0.028651 | 0 | 0 | 0 | 0 | 0 | 4.6
54134_G_WEH4 | ISONE_Maine | Maine | 23 | Penobscot | 19 | 54134 | WEH4 | Great Lakes Hydro America - ME | 0 | 1940 | 9999 | Hydro | [5 empty] | Non-Fossil | G | 2030 | Hydro |  | 0 | 0 | 0 | 0 | 0 | 0 | 0 | 0 | 0 | 0 | 0 | 0 | 0 | 0 | 0 | 0 | 5.5173 | 7.0293 | 8.0658 | 20.6124 | 0 | 0 | 0 | 0 | 0 | 0 | 0 | 0 | 0 | 0 | 0 | 0 | 0 | 0 | 0 | 0 | 0 | 0 | 0 | 0 | 0.072718 | 0.007669 | 0.0097707 | 0.011211 | 0.028651 | 0 | 0 | 0 | 0 | 0 | 4.6
54142_G_GEN1 | WECC_Colorado | Colorado | 8 | Denver | 31 | 54142 | GEN1 | Hillcrest Pump Station | 0 | 1993 | 9999 | Hydro | [5 empty] | Non-Fossil | G | 2030 | Hydro |  | 0 | 0 | 0 | 0 | 0 | 0 | 0 | 0 | 0 | 0 | 0 | 0 | 0 | 0 | 0 | 0 | 1.9398 | 2.0761 | 3.5337 | 7.5496 | 0 | 0 | 0 | 0 | 0 | 0 | 0 | 0 | 0 | 0 | 0 | 0 | 0 | 0 | 0 | 0 | 0 | 0 | 0 | 0 | 0.031616 | 0.0026963 | 0.0028857 | 0.0049119 | 0.010494 | 0 | 0 | 0 | 0 | 0 | 2
54148_G_GEN1 | ISONE_Maine | Maine | 23 | Kennebec | 11 | 54148 | GEN1 | Hydro Kennebec Project | 0 | 1989 | 9999 | Hydro | [5 empty] | Non-Fossil | G | 2030 | Hydro |  | 0 | 0 | 0 | 0 | 0 | 0 | 0 | 0 | 0 | 0 | 0 | 0 | 0 | 0 | 0 | 0 | 12.0097 | 15.6915 | 17.6586 | 45.3597 | 0 | 0 | 0 | 0 | 0 | 0 | 0 | 0 | 0 | 0 | 0 | 0 | 0 | 0 | 0 | 0 | 0 | 0 | 0 | 0 | 0.12172 | 0.016693 | 0.021811 | 0.024545 | 0.06305 | 0 | 0 | 0 | 0 | 0 | 7.7
54148_G_GEN2 | ISONE_Maine | Maine | 23 | Kennebec | 11 | 54148 | GEN2 | Hydro Kennebec Project | 0 | 1989 | 9999 | Hydro | [5 empty] | Non-Fossil | G | 2030 | Hydro |  | 0 | 0 | 0 | 0 | 0 | 0 | 0 | 0 | 0 | 0 | 0 | 0 | 0 | 0 | 0 | 0 | 12.0097 | 15.6915 | 17.6586 | 45.3597 | 0 | 0 | 0 | 0 | 0 | 0 | 0 | 0 | 0 | 0 | 0 | 0 | 0 | 0 | 0 | 0 | 0 | 0 | 0 | 0 | 0.12172 | 0.016693 | 0.021811 | 0.024545 | 0.06305 | 0 | 0 | 0 | 0 | 0 | 7.7
54149_G_GEN1 | NY_Zone K (LI) | New York | 36 | Suffolk | 103 | 54149 | GEN1 | Stony Brook Cogen Plant | 8700 | 1995 | 9999 | Combustion Turbine |  |  |  | H2O |  | Fossil | G | 2030 | NaturalGas |  | 0.0016423 | 0.013467 | 0.36779 | 0.3829 | 0 | 0 | 0 | 0 | 0 | 0 | 0 | 0 | 0 | 0 | 0 | 0 | 0.18877 | 1.548 | 42.2749 | 44.0116 | 0.1227 | 1.0061 | 27.4774 | 28.6062 | 1.4672e-10 | 1.2031e-09 | 3.2856e-08 | 3.4206e-08 | 8.2256e-05 | 0.0006745 | 0.018421 | 0.019177 | 0 | 0 | 0 | 0 | 0 | 0 | 0 | 0 | 0.87777 | 0.0010496 | 0.0086066 | 0.23505 | 0.2447 | 0.010602 | 0.038427 | 0.76842 | 0.81744 | 0 | 44.5
542_G_UN10 | ISONE_Connecticut | Connecticut | 9 | Fairfield | 1 | 542 | UN10 | Cos Cob | 13246 | 1969 | 9999 | Combustion Turbine |  |  |  | H2O |  | Fossil | G | 2030 | Oil |  | 0 | 0 | 0 | 0 | 0 | 0 | 0 | 0 | 0 | 0 | 0 | 0 | 0 | 0 | 0 | 0 | 0 | 0 | 0 | 0 | 0 | 0 | 0 | 0 | 0 | 0 | 0 | 0 | 0 | 0 | 0 | 0 | 0 | 0 | 0 | 0 | 0 | 0 | 0 | 0 | 0.88052 | 0 | 0 | 0 | 0 | 0 | 0 | 0 | 0 | 0 | 19.1
542_G_UN11 | ISONE_Connecticut | Connecticut | 9 | Fairfield | 1 | 542 | UN11 | Cos Cob | 13244 | 1969 | 9999 | Combustion Turbine |  |  |  | H2O |  | Fossil | G | 2030 | Oil |  | 0 | 0 | 0 | 0 | 0 | 0 | 0 | 0 | 0 | 0 | 0 | 0 | 0 | 0 | 0 | 0 | 0 | 0 | 0 | 0 | 0 | 0 | 0 | 0 | 0 | 0 | 0 | 0 | 0 | 0 | 0 | 0 | 0 | 0 | 0 | 0 | 0 | 0 | 0 | 0 | 0.86208 | 0 | 0 | 0 | 0 | 0 | 0 | 0 | 0 | 0 | 18.7
542_G_UN12 | ISONE_Connecticut | Connecticut | 9 | Fairfield | 1 | 542 | UN12 | Cos Cob | 13246 | 1969 | 9999 | Combustion Turbine |  |  |  | H2O |  | Fossil | G | 2030 | Oil |  | 0 | 0 | 0 | 0 | 0 | 0 | 0 | 0 | 0 | 0 | 0 | 0 | 0 | 0 | 0 | 0 | 0 | 0 | 0 | 0 | 0 | 0 | 0 | 0 | 0 | 0 | 0 | 0 | 0 | 0 | 0 | 0 | 0 | 0 | 0 | 0 | 0 | 0 | 0 | 0 | 0.88052 | 0 | 0 | 0 | 0 | 0 | 0 | 0 | 0 | 0 | 19.1
542_G_UN13 | ISONE_Connecticut | Connecticut | 9 | Fairfield | 1 | 542 | UN13 | Cos Cob | 13246 | 2008 | 9999 | Combustion Turbine |  |  |  | H2O |  | Fossil | G | 2030 | Oil |  | 0 | 0 | 0 | 0 | 0 | 0 | 0 | 0 | 0 | 0 | 0 | 0 | 0 | 0 | 0 | 0 | 0 | 0 | 0 | 0 | 0 | 0 | 0 | 0 | 0 | 0 | 0 | 0 | 0 | 0 | 0 | 0 | 0 | 0 | 0 | 0 | 0 | 0 | 0 | 0 | 0.88052 | 0 | 0 | 0 | 0 | 0 | 0 | 0 | 0 | 0 | 19.1
542_G_un14 | ISONE_Connecticut | Connecticut | 9 | Fairfield | 1 | 542 | un14 | Cos Cob | 13243 | 2008 | 9999 | Combustion Turbine |  |  |  | H2O |  | Fossil | G | 2030 | Oil |  | 0 | 0 | 0 | 0 | 0 | 0 | 0 | 0 | 0 | 0 | 0 | 0 | 0 | 0 | 0 | 0 | 0 | 0 | 0 | 0 | 0 | 0 | 0 | 0 | 0 | 0 | 0 | 0 | 0 | 0 | 0 | 0 | 0 | 0 | 0 | 0 | 0 | 0 | 0 | 0 | 0.90357 | 0 | 0 | 0 | 0 | 0 | 0 | 0 | 0 | 0 | 19.6
54207_B_1 | PJM_ATSI | Ohio | 39 | Trumbull | 155 | 54207 | 1 | ArcelorMittal Warren | 6603 | 1965 | 9999 | Fossil Waste |  |  |  | LA |  | Fossil | B | 2030 | Fwaste |  | 0.0074013 | 0.011567 | 0.015057 | 0.034025 | 0 | 0 | 0 | 0 | 0 | 0 | 0 | 0 | 0 | 0 | 0 | 0 | 1.1209 | 1.7518 | 2.2803 | 5.1529 | 1.9765 | 3.0889 | 4.0208 | 9.0862 | 0 | 0 | 0 | 0 | 0.00032944 | 0.00051485 | 0.00067018 | 0.0015145 | 0.00049243 | 0.00076958 | 0.0010018 | 0.0022638 | 0 | 0 | 0 | 0 | 0.72585 | 0.0077757 | 0.012152 | 0.015818 | 0.035746 | 0 | 0 | 0 | 0 | 0 | 2.8
54207_B_2 | PJM_ATSI | Ohio | 39 | Trumbull | 155 | 54207 | 2 | ArcelorMittal Warren | 6603 | 1972 | 9999 | Fossil Waste |  |  |  | LA |  | Fossil | B | 2030 | Fwaste |  | 0.018503 | 0.028917 | 0.037641 | 0.085062 | 0 | 0 | 0 | 0 | 0 | 0 | 0 | 0 | 0 | 0 | 0 | 0 | 2.8022 | 4.3794 | 5.7007 | 12.8823 | 4.9413 | 7.7223 | 10.0521 | 22.7156 | 0 | 0 | 0 | 0 | 0.0023235 | 0.0036312 | 0.0047268 | 0.010682 | 0.0012311 | 0.001924 | 0.0025044 | 0.0056595 | 0 | 0 | 0 | 0 | 1.8146 | 0.019439 | 0.03038 | 0.039546 | 0.089364 | 0 | 0 | 0 | 0 | 0 | 7
54207_B_3 | PJM_ATSI | Ohio | 39 | Trumbull | 155 | 54207 | 3 | ArcelorMittal Warren | 6603 | 1981 | 9999 | Fossil Waste |  |  |  | LA |  | Fossil | B | 2030 | Fwaste |  | 0.024583 | 0.038418 | 0.050009 | 0.11301 | 0 | 0 | 0 | 0 | 0 | 0 | 0 | 0 | 0 | 0 | 0 | 0 | 3.723 | 5.8183 | 7.5737 | 17.1151 | 6.5648 | 10.2596 | 13.3549 | 30.1793 | 0 | 0 | 0 | 0 | 0.0020725 | 0.0032389 | 0.0042161 | 0.0095275 | 0.0016356 | 0.0025561 | 0.0033273 | 0.007519 | 0 | 0 | 0 | 0 | 2.4109 | 0.025826 | 0.040362 | 0.052539 | 0.11873 | 0 | 0 | 0 | 0 | 0 | 9.3
54224_G_DG4 | MISO_Minnesota and Western Wisconsin | Minnesota | 27 | Olmsted | 109 | 54224 | DG4 | Franklin Heating Station | 13469 | 2009 | 9999 | Combustion Turbine | [5 empty] | Fossil | G | 2030 | Oil |  | 0 | 0 | 0 | 0 | 0 | 0 | 0 | 0 | 0 | 0 | 0 | 0 | 0 | 0 | 0 | 0 | 0 | 0 | 0 | 0 | 0 | 0 | 0 | 0 | 0 | 0 | 0 | 0 | 0 | 0 | 0 | 0 | 0 | 0 | 0 | 0 | 0 | 0 | 0 | 0 | 0.086372 | 0 | 0 | 0 | 0 | 0 | 0 | 0 | 0 | 0 | 2
54224_G_DG5 | MISO_Minnesota and Western Wisconsin | Minnesota | 27 | Olmsted | 109 | 54224 | DG5 | Franklin Heating Station | 13469 | 2011 | 9999 | Combustion Turbine | [5 empty] | Fossil | G | 2030 | Oil |  | 0 | 0 | 0 | 0 | 0 | 0 | 0 | 0 | 0 | 0 | 0 | 0 | 0 | 0 | 0 | 0 | 0 | 0 | 0 | 0 | 0 | 0 | 0 | 0 | 0 | 0 | 0 | 0 | 0 | 0 | 0 | 0 | 0 | 0 | 0 | 0 | 0 | 0 | 0 | 0 | 0.086372 | 0 | 0 | 0 | 0 | 0 | 0 | 0 | 0 | 0 | 2
54224_G_DG6 | MISO_Minnesota and Western Wisconsin | Minnesota | 27 | Olmsted | 109 | 54224 | DG6 | Franklin Heating Station | 14286 | 1982 | 9999 | Combustion Turbine | [5 empty] | Fossil | G | 2030 | Oil |  | 0 | 0 | 0 | 0 | 0 | 0 | 0 | 0 | 0 | 0 | 0 | 0 | 0 | 0 | 0 | 0 | 0 | 0 | 0 | 0 | 0 | 0 | 0 | 0 | 0 | 0 | 0 | 0 | 0 | 0 | 0 | 0 | 0 | 0 | 0 | 0 | 0 | 0 | 0 | 0 | 4.3186e-08 | 0 | 0 | 0 | 0 | 0 | 0 | 0 | 0 | 0 | 1e-06
54224_G_DG7 | MISO_Minnesota and Western Wisconsin | Minnesota | 27 | Olmsted | 109 | 54224 | DG7 | Franklin Heating Station | 14286 | 1982 | 9999 | Combustion Turbine | [5 empty] | Fossil | G | 2030 | Oil |  | 0 | 0 | 0 | 0 | 0 | 0 | 0 | 0 | 0 | 0 | 0 | 0 | 0 | 0 | 0 | 0 | 0 | 0 | 0 | 0 | 0 | 0 | 0 | 0 | 0 | 0 | 0 | 0 | 0 | 0 | 0 | 0 | 0 | 0 | 0 | 0 | 0 | 0 | 0 | 0 | 4.3186e-08 | 0 | 0 | 0 | 0 | 0 | 0 | 0 | 0 | 0 | 1e-06
54224_G_EG1 | MISO_Minnesota and Western Wisconsin | Minnesota | 27 | Olmsted | 109 | 54224 | EG1 | Franklin Heating Station | 13469 | 2001 | 9999 | Combustion Turbine | [5 empty] | Fossil | G | 2030 | Oil |  | 0 | 0 | 0 | 0 | 0 | 0 | 0 | 0 | 0 | 0 | 0 | 0 | 0 | 0 | 0 | 0 | 0 | 0 | 0 | 0 | 0 | 0 | 0 | 0 | 0 | 0 | 0 | 0 | 0 | 0 | 0 | 0 | 0 | 0 | 0 | 0 | 0 | 0 | 0 | 0 | 0.086372 | 0 | 0 | 0 | 0 | 0 | 0 | 0 | 0 | 0 | 2
54224_G_EG2 | MISO_Minnesota and Western Wisconsin | Minnesota | 27 | Olmsted | 109 | 54224 | EG2 | Franklin Heating Station | 13469 | 2001 | 9999 | Combustion Turbine | [5 empty] | Fossil | G | 2030 | Oil |  | 0 | 0 | 0 | 0 | 0 | 0 | 0 | 0 | 0 | 0 | 0 | 0 | 0 | 0 | 0 | 0 | 0 | 0 | 0 | 0 | 0 | 0 | 0 | 0 | 0 | 0 | 0 | 0 | 0 | 0 | 0 | 0 | 0 | 0 | 0 | 0 | 0 | 0 | 0 | 0 | 0.086372 | 0 | 0 | 0 | 0 | 0 | 0 | 0 | 0 | 0 | 2
54224_G_EG3 | MISO_Minnesota and Western Wisconsin | Minnesota | 27 | Olmsted | 109 | 54224 | EG3 | Franklin Heating Station | 13469 | 2001 | 9999 | Combustion Turbine | [5 empty] | Fossil | G | 2030 | Oil |  | 0 | 0 | 0 | 0 | 0 | 0 | 0 | 0 | 0 | 0 | 0 | 0 | 0 | 0 | 0 | 0 | 0 | 0 | 0 | 0 | 0 | 0 | 0 | 0 | 0 | 0 | 0 | 0 | 0 | 0 | 0 | 0 | 0 | 0 | 0 | 0 | 0 | 0 | 0 | 0 | 0.086372 | 0 | 0 | 0 | 0 | 0 | 0 | 0 | 0 | 0 | 2
54224_G_GEN1 | MISO_Minnesota and Western Wisconsin | Minnesota | 27 | Olmsted | 109 | 54224 | GEN1 | Franklin Heating Station | 8300 | 1951 | 9999 | O/G Steam | [5 empty] | Fossil | G | 2030 | NaturalGas |  | 0.0075175 | 0.0027143 | 0.039116 | 0.049348 | 0 | 0 | 0 | 0 | 0 | 0 | 0 | 0 | 0 | 0 | 0 | 0 | 0.90572 | 0.32702 | 4.7128 | 5.9455 | 0.6314 | 0.22797 | 3.2854 | 4.1448 | 7.55e-10 | 2.726e-10 | 3.9286e-09 | 4.9562e-09 | 0.0012438 | 0.00044907 | 0.0064717 | 0.0081646 | 0 | 0 | 0 | 0 | 0 | 0 | 0 | 0 | 0.10227 | 0.00079663 | 0.00028763 | 0.0041452 | 0.0052295 | 0.024249 | 0.0077795 | 0.095564 | 0.12759 | 0 | 2
54224_G_GEN2 | MISO_Minnesota and Western Wisconsin | Minnesota | 27 | Olmsted | 109 | 54224 | GEN2 | Franklin Heating Station | 8300 | 1951 | 9999 | O/G Steam | [5 empty] | Fossil | G | 2030 | NaturalGas |  | 0.0075175 | 0.0027143 | 0.039116 | 0.049348 | 0 | 0 | 0 | 0 | 0 | 0 | 0 | 0 | 0 | 0 | 0 | 0 | 0.90572 | 0.32702 | 4.7128 | 5.9455 | 0.6314 | 0.22797 | 3.2854 | 4.1448 | 7.55e-10 | 2.726e-10 | 3.9286e-09 | 4.9562e-09 | 0.0012438 | 0.00044907 | 0.0064717 | 0.0081646 | 0 | 0 | 0 | 0 | 0 | 0 | 0 | 0 | 0.10227 | 0.00079663 | 0.00028763 | 0.0041452 | 0.0052295 | 0.024249 | 0.0077795 | 0.095564 | 0.12759 | 0 | 2
54224_G_GEN3 | MISO_Minnesota and Western Wisconsin | Minnesota | 27 | Olmsted | 109 | 54224 | GEN3 | Franklin Heating Station | 8300 | 1968 | 9999 | O/G Steam | [5 empty] | Fossil | G | 2030 | NaturalGas |  | 0.022928 | 0.0082785 | 0.1193 | 0.15051 | 0 | 0 | 0 | 0 | 0 | 0 | 0 | 0 | 0 | 0 | 0 | 0 | 2.7624 | 0.99741 | 14.374 | 18.1338 | 1.9258 | 0.69532 | 10.0205 | 12.6415 | 2.3028e-09 | 8.3144e-10 | 1.1982e-08 | 1.5116e-08 | 0.0037935 | 0.0013697 | 0.019739 | 0.024902 | 0 | 0 | 0 | 0 | 0 | 0 | 0 | 0 | 0.31192 | 0.0024297 | 0.00087728 | 0.012643 | 0.01595 | 0.07396 | 0.023727 | 0.29147 | 0.38916 | 0 | 6.1
54224_G_GEN6 | MISO_Minnesota and Western Wisconsin | Minnesota | 27 | Olmsted | 109 | 54224 | GEN6 | Franklin Heating Station | 9187 | 2006 | 9999 | Non-Fossil Waste | [5 empty] | Non-Fossil | G | 2030 | Non-Fossil |  | 0.020277 | 0.027745 | 0.038465 | 0.086487 | 0 | 0 | 0 | 0 | 0 | 0 | 0 | 0 | 0 | 0 | 0 | 0 | 2.2071 | 3.0201 | 4.1869 | 9.4141 | 0 | 0 | 0 | 0 | 0 | 0 | 0 | 0 | 0 | 0 | 0 | 0 | 0 | 0 | 0 | 0 | 0 | 0 | 0 | 0 | 0.72585 | 0.015311 | 0.02095 | 0.029045 | 0.065306 | 0 | 0 | 0 | 0 | 0 | 2.8
54225_B_2 | ISONE_MA, VT, NH, RI (Rest of ISO New England) | Massachusetts | 25 | Suffolk | 25 | 54225 | 2 | Gillette SBMC | 8300 | 1971 | 9999 | O/G Steam | [5 empty] | Fossil | B | 2030 | NaturalGas |  | 0 | 0.0031423 | 0.029331 | 0.032473 | 0 | 0 | 0 | 0 | 0 | 0 | 0 | 0 | 0 | 0 | 0 | 0 | 0 | 0.37859 | 3.5338 | 3.9124 | 0 | 0.2779 | 2.5939 | 2.8718 | 0 | 3.323e-10 | 3.1017e-09 | 3.434e-09 | 0 | 0.00075717 | 0.0070675 | 0.0078247 | 0 | 0 | 0 | 0 | 0 | 0 | 0 | 0 | 0.13012 | 0 | 0.00033299 | 0.0031082 | 0.0034412 | 0 | 0.0088331 | 0.056799 | 0.065632 | 0 | 2.5
54225_B_3 | ISONE_MA, VT, NH, RI (Rest of ISO New England) | Massachusetts | 25 | Suffolk | 25 | 54225 | 3 | Gillette SBMC | 8300 | 1971 | 9999 | O/G Steam | [5 empty] | Fossil | B | 2030 | NaturalGas |  | 0 | 0.0031423 | 0.029331 | 0.032473 | 0 | 0 | 0 | 0 | 0 | 0 | 0 | 0 | 0 | 0 | 0 | 0 | 0 | 0.37859 | 3.5338 | 3.9124 | 0 | 0.2779 | 2.5939 | 2.8718 | 0 | 3.323e-10 | 3.1017e-09 | 3.434e-09 | 0 | 1.8989e-06 | 1.7724e-05 | 1.9623e-05 | 0 | 0 | 0 | 0 | 0 | 0 | 0 | 0 | 0.13012 | 0 | 0.00033299 | 0.0031082 | 0.0034412 | 0 | 0.0088331 | 0.056799 | 0.065632 | 0 | 2.5
54225_G_CTG3 | ISONE_MA, VT, NH, RI (Rest of ISO New England) | Massachusetts | 25 | Suffolk | 25 | 54225 | CTG3 | Gillette SBMC | 8700 | 2011 | 9999 | Combustion Turbine | [5 empty] | Fossil | G | 2030 | NaturalGas |  | 0 | 5.4156e-05 | 0.0099199 | 0.0099741 | 0 | 0 | 0 | 0 | 0 | 0 | 0 | 0 | 0 | 0 | 0 | 0 | 0 | 0.0062249 | 1.1402 | 1.1464 | 0 | 0.0046658 | 0.85465 | 0.85931 | 0 | 5.5792e-12 | 1.022e-09 | 1.0275e-09 | 0 | 9.5221e-06 | 0.0017442 | 0.0017537 | 0 | 0 | 0 | 0 | 0 | 0 | 0 | 0 | 0.14202 | 0 | 2.8794e-05 | 0.0052743 | 0.0053031 | 0 | 0.00015223 | 0.01921 | 0.019362 | 0 | 7.2
54225_G_DG | ISONE_MA, VT, NH, RI (Rest of ISO New England) | Massachusetts | 25 | Suffolk | 25 | 54225 | DG | Gillette SBMC | 13469 | 1991 | 9999 | Combustion Turbine | [5 empty] | Fossil | G | 2030 | Oil |  | 0 | 0 | 0 | 0 | 0 | 0 | 0 | 0 | 0 | 0 | 0 | 0 | 0 | 0 | 0 | 0 | 0 | 0 | 0 | 0 | 0 | 0 | 0 | 0 | 0 | 0 | 0 | 0 | 0 | 0 | 0 | 0 | 0 | 0 | 0 | 0 | 0 | 0 | 0 | 0 | 0.022581 | 0 | 0 | 0 | 0 | 0 | 0 | 0 | 0 | 0 | 0.5
54225_G_DG2 | ISONE_MA, VT, NH, RI (Rest of ISO New England) | Massachusetts | 25 | Suffolk | 25 | 54225 | DG2 | Gillette SBMC | 13469 | 1997 | 9999 | Combustion Turbine | [5 empty] | Fossil | G | 2030 | Oil |  | 0 | 0 | 0 | 0 | 0 | 0 | 0 | 0 | 0 | 0 | 0 | 0 | 0 | 0 | 0 | 0 | 0 | 0 | 0 | 0 | 0 | 0 | 0 | 0 | 0 | 0 | 0 | 0 | 0 | 0 | 0 | 0 | 0 | 0 | 0 | 0 | 0 | 0 | 0 | 0 | 0.022581 | 0 | 0 | 0 | 0 | 0 | 0 | 0 | 0 | 0 | 0.5
54225_G_DG3 | ISONE_MA, VT, NH, RI (Rest of ISO New England) | Massachusetts | 25 | Suffolk | 25 | 54225 | DG3 | Gillette SBMC | 13469 | 2000 | 9999 | Combustion Turbine | [5 empty] | Fossil | G | 2030 | Oil |  | 0 | 0 | 0 | 0 | 0 | 0 | 0 | 0 | 0 | 0 | 0 | 0 | 0 | 0 | 0 | 0 | 0 | 0 | 0 | 0 | 0 | 0 | 0 | 0 | 0 | 0 | 0 | 0 | 0 | 0 | 0 | 0 | 0 | 0 | 0 | 0 | 0 | 0 | 0 | 0 | 0.045162 | 0 | 0 | 0 | 0 | 0 | 0 | 0 | 0 | 0 | 1
54228_B_2 | ISONE_MA, VT, NH, RI (Rest of ISO New England) | Massachusetts | 25 | Franklin | 11 | 54228 | 2 | Erving Paper Mills | 8300 | 2013 | 9999 | O/G Steam | [5 empty] | Fossil | B | 2030 | NaturalGas |  | 0.0042868 | 0.0058109 | 0.0035197 | 0.013617 | 0 | 0 | 0 | 0 | 0 | 0 | 0 | 0 | 0 | 0 | 0 | 0 | 0.51648 | 0.70011 | 0.42406 | 1.6406 | 0.66078 | 0.89572 | 0.54253 | 2.099 | 7.9013e-10 | 1.0711e-09 | 6.4874e-10 | 2.5099e-09 | 0.0013016 | 0.0017644 | 0.0010687 | 0.0041348 | 0 | 0 | 0 | 0 | 0 | 0 | 0 | 0 | 0.0053978 | 0.00045427 | 0.00061579 | 0.00037298 | 0.001443 | 0.028198 | 0.016335 | 0.0068159 | 0.051349 | 0 | 0.3
54228_G_3 | ISONE_MA, VT, NH, RI (Rest of ISO New England) | Massachusetts | 25 | Franklin | 11 | 54228 | 3 | Erving Paper Mills | 8700 | 2015 | 9999 | Combustion Turbine | [5 empty] | Fossil | G | 2030 | NaturalGas |  | 0 | 4.2121e-05 | 0.0077155 | 0.0077576 | 0 | 0 | 0 | 0 | 0 | 0 | 0 | 0 | 0 | 0 | 0 | 0 | 0 | 0.0048416 | 0.88684 | 0.89168 | 0 | 0.003629 | 0.66473 | 0.66835 | 0 | 4.3394e-12 | 7.9485e-10 | 7.9919e-10 | 0 | 3.4095e-07 | 6.2453e-05 | 6.2794e-05 | 0 | 0 | 0 | 0 | 0 | 0 | 0 | 0 | 0.11046 | 0 | 2.2395e-05 | 0.0041022 | 0.0041246 | 0 | 0.0001184 | 0.014941 | 0.01506 | 0 | 5.6
54238_B_BIOMS1 | WECC_Northern California (not including BANC) | California | 6 | San Joaquin | 77 | 54238 | BIOMS1 | Stockton Biomass | 8275 | 2014 | 9999 | Biomass | stoker/SPR |  | ESPH + Wet Scrubber + SCR + DSI |  | Wet Scrubber | Non-Fossil | B | 2030 |  | Biomass Retirement | 0 | 0 | 0 | 0 | 0 | 0 | 0 | 0 | 0 | 0 | 0 | 0 | 0 | 0 | 0 | 0 | 0 | 0 | 0 | 0 | 0 | 0 | 0 | 0 | 0 | 0 | 0 | 0 | 0 | 0 | 0 | 0 | 0 | 0 | 0 | 0 | 0 | 0 | 0 | 0 | 0 | 0 | 0 | 0 | 0 | 0 | 0 | 0 | 0 | 0 | 45 | Scrubber / SCR / DSI | Wet Scrubber
54239_G_3023 | SERC_Southeastern | Georgia | 13 | Camden | 39 | 54239 | 3023 | Naval Submarine Base Kings Bay | 14775 | 1984 | 9999 | Combustion Turbine | [5 empty] | Fossil | G | 2030 | Oil |  | 0 | 0 | 0 | 0 | 0 | 0 | 0 | 0 | 0 | 0 | 0 | 0 | 0 | 0 | 0 | 0 | 0 | 0 | 0 | 0 | 0 | 0 | 0 | 0 | 0 | 0 | 0 | 0 | 0 | 0 | 0 | 0 | 0 | 0 | 0 | 0 | 0 | 0 | 0 | 0 | 0.10798 | 0 | 0 | 0 | 0 | 0 | 0 | 0 | 0 | 0 | 2.5
54239_G_3024 | SERC_Southeastern | Georgia | 13 | Camden | 39 | 54239 | 3024 | Naval Submarine Base Kings Bay | 14775 | 1984 | 9999 | Combustion Turbine | [5 empty] | Fossil | G | 2030 | Oil |  | 0 | 0 | 0 | 0 | 0 | 0 | 0 | 0 | 0 | 0 | 0 | 0 | 0 | 0 | 0 | 0 | 0 | 0 | 0 | 0 | 0 | 0 | 0 | 0 | 0 | 0 | 0 | 0 | 0 | 0 | 0 | 0 | 0 | 0 | 0 | 0 | 0 | 0 | 0 | 0 | 0.10798 | 0 | 0 | 0 | 0 | 0 | 0 | 0 | 0 | 0 | 2.5
54239_G_3025 | SERC_Southeastern | Georgia | 13 | Camden | 39 | 54239 | 3025 | Naval Submarine Base Kings Bay | 14775 | 1984 | 9999 | Combustion Turbine | [5 empty] | Fossil | G | 2030 | Oil |  | 0 | 0 | 0 | 0 | 0 | 0 | 0 | 0 | 0 | 0 | 0 | 0 | 0 | 0 | 0 | 0 | 0 | 0 | 0 | 0 | 0 | 0 | 0 | 0 | 0 | 0 | 0 | 0 | 0 | 0 | 0 | 0 | 0 | 0 | 0 | 0 | 0 | 0 | 0 | 0 | 0.10798 | 0 | 0 | 0 | 0 | 0 | 0 | 0 | 0 | 0 | 2.5
54239_G_3027 | SERC_Southeastern | Georgia | 13 | Camden | 39 | 54239 | 3027 | Naval Submarine Base Kings Bay | 14775 | 1988 | 9999 | Combustion Turbine | [5 empty] | Fossil | G | 2030 | Oil |  | 0 | 0 | 0 | 0 | 0 | 0 | 0 | 0 | 0 | 0 | 0 | 0 | 0 | 0 | 0 | 0 | 0 | 0 | 0 | 0 | 0 | 0 | 0 | 0 | 0 | 0 | 0 | 0 | 0 | 0 | 0 | 0 | 0 | 0 | 0 | 0 | 0 | 0 | 0 | 0 | 0.10798 | 0 | 0 | 0 | 0 | 0 | 0 | 0 | 0 | 0 | 2.5
54239_G_3028 | SERC_Southeastern | Georgia | 13 | Camden | 39 | 54239 | 3028 | Naval Submarine Base Kings Bay | 14775 | 1988 | 9999 | Combustion Turbine | [5 empty] | Fossil | G | 2030 | Oil |  | 0 | 0 | 0 | 0 | 0 | 0 | 0 | 0 | 0 | 0 | 0 | 0 | 0 | 0 | 0 | 0 | 0 | 0 | 0 | 0 | 0 | 0 | 0 | 0 | 0 | 0 | 0 | 0 | 0 | 0 | 0 | 0 | 0 | 0 | 0 | 0 | 0 | 0 | 0 | 0 | 0.10798 | 0 | 0 | 0 | 0 | 0 | 0 | 0 | 0 | 0 | 2.5
54239_G_3029 | SERC_Southeastern | Georgia | 13 | Camden | 39 | 54239 | 3029 | Naval Submarine Base Kings Bay | 14775 | 1989 | 9999 | Combustion Turbine | [5 empty] | Fossil | G | 2030 | Oil |  | 0 | 0 | 0 | 0 | 0 | 0 | 0 | 0 | 0 | 0 | 0 | 0 | 0 | 0 | 0 | 0 | 0 | 0 | 0 | 0 | 0 | 0 | 0 | 0 | 0 | 0 | 0 | 0 | 0 | 0 | 0 | 0 | 0 | 0 | 0 | 0 | 0 | 0 | 0 | 0 | 0.10798 | 0 | 0 | 0 | 0 | 0 | 0 | 0 | 0 | 0 | 2.5
54239_G_5876 | SERC_Southeastern | Georgia | 13 | Camden | 39 | 54239 | 5876 | Naval Submarine Base Kings Bay | 14775 | 1988 | 9999 | Combustion Turbine | [5 empty] | Fossil | G | 2030 | Oil |  | 0 | 0 | 0 | 0 | 0 | 0 | 0 | 0 | 0 | 0 | 0 | 0 | 0 | 0 | 0 | 0 | 0 | 0 | 0 | 0 | 0 | 0 | 0 | 0 | 0 | 0 | 0 | 0 | 0 | 0 | 0 | 0 | 0 | 0 | 0 | 0 | 0 | 0 | 0 | 0 | 0.10798 | 0 | 0 | 0 | 0 | 0 | 0 | 0 | 0 | 0 | 2.5
54239_G_5877 | SERC_Southeastern | Georgia | 13 | Camden | 39 | 54239 | 5877 | Naval Submarine Base Kings Bay | 14775 | 1989 | 9999 | Combustion Turbine | [5 empty] | Fossil | G | 2030 | Oil |  | 0 | 0 | 0 | 0 | 0 | 0 | 0 | 0 | 0 | 0 | 0 | 0 | 0 | 0 | 0 | 0 | 0 | 0 | 0 | 0 | 0 | 0 | 0 | 0 | 0 | 0 | 0 | 0 | 0 | 0 | 0 | 0 | 0 | 0 | 0 | 0 | 0 | 0 | 0 | 0 | 0.10798 | 0 | 0 | 0 | 0 | 0 | 0 | 0 | 0 | 0 | 2.5
54239_G_5878 | SERC_Southeastern | Georgia | 13 | Camden | 39 | 54239 | 5878 | Naval Submarine Base Kings Bay | 14775 | 1989 | 9999 | Combustion Turbine | [5 empty] | Fossil | G | 2030 | Oil |  | 0 | 0 | 0 | 0 | 0 | 0 | 0 | 0 | 0 | 0 | 0 | 0 | 0 | 0 | 0 | 0 | 0 | 0 | 0 | 0 | 0 | 0 | 0 | 0 | 0 | 0 | 0 | 0 | 0 | 0 | 0 | 0 | 0 | 0 | 0 | 0 | 0 | 0 | 0 | 0 | 0.10798 | 0 | 0 | 0 | 0 | 0 | 0 | 0 | 0 | 0 | 2.5
54239_G_5879 | SERC_Southeastern | Georgia | 13 | Camden | 39 | 54239 | 5879 | Naval Submarine Base Kings Bay | 14775 | 1989 | 9999 | Combustion Turbine | [5 empty] | Fossil | G | 2030 | Oil |  | 0 | 0 | 0 | 0 | 0 | 0 | 0 | 0 | 0 | 0 | 0 | 0 | 0 | 0 | 0 | 0 | 0 | 0 | 0 | 0 | 0 | 0 | 0 | 0 | 0 | 0 | 0 | 0 | 0 | 0 | 0 | 0 | 0 | 0 | 0 | 0 | 0 | 0 | 0 | 0 | 0.10798 | 0 | 0 | 0 | 0 | 0 | 0 | 0 | 0 | 0 | 2.5
54239_G_5880 | SERC_Southeastern | Georgia | 13 | Camden | 39 | 54239 | 5880 | Naval Submarine Base Kings Bay | 14775 | 1989 | 9999 | Combustion Turbine | [5 empty] | Fossil | G | 2030 | Oil |  | 0 | 0 | 0 | 0 | 0 | 0 | 0 | 0 | 0 | 0 | 0 | 0 | 0 | 0 | 0 | 0 | 0 | 0 | 0 | 0 | 0 | 0 | 0 | 0 | 0 | 0 | 0 | 0 | 0 | 0 | 0 | 0 | 0 | 0 | 0 | 0 | 0 | 0 | 0 | 0 | 0.10798 | 0 | 0 | 0 | 0 | 0 | 0 | 0 | 0 | 0 | 2.5
54239_G_5881 | SERC_Southeastern | Georgia | 13 | Camden | 39 | 54239 | 5881 | Naval Submarine Base Kings Bay | 14775 | 1988 | 9999 | Combustion Turbine | [5 empty] | Fossil | G | 2030 | Oil |  | 0 | 0 | 0 | 0 | 0 | 0 | 0 | 0 | 0 | 0 | 0 | 0 | 0 | 0 | 0 | 0 | 0 | 0 | 0 | 0 | 0 | 0 | 0 | 0 | 0 | 0 | 0 | 0 | 0 | 0 | 0 | 0 | 0 | 0 | 0 | 0 | 0 | 0 | 0 | 0 | 0.10798 | 0 | 0 | 0 | 0 | 0 | 0 | 0 | 0 | 0 | 2.5
54249_G_GEN1 | WECC_Pacific Northwest | Idaho | 16 | Boundary | 21 | 54249 | GEN1 | Smith Falls Hydro Project | 0 | 1990 | 9999 | Hydro | [5 empty] | Non-Fossil | G | 2030 | Hydro |  | 0 | 0 | 0 | 0 | 0 | 0 | 0 | 0 | 0 | 0 | 0 | 0 | 0 | 0 | 0 | 0 | 6.2161 | 9.3526 | 16.0914 | 31.6601 | 0 | 0 | 0 | 0 | 0 | 0 | 0 | 0 | 0 | 0 | 0 | 0 | 0 | 0 | 0 | 0 | 0 | 0 | 0 | 0 | 0.14227 | 0.0086404 | 0.013 | 0.022367 | 0.044008 | 0 | 0 | 0 | 0 | 0 | 9
54249_G_GEN2 | WECC_Pacific Northwest | Idaho | 16 | Boundary | 21 | 54249 | GEN2 | Smith Falls Hydro Project | 0 | 1990 | 9999 | Hydro | [5 empty] | Non-Fossil | G | 2030 | Hydro |  | 0 | 0 | 0 | 0 | 0 | 0 | 0 | 0 | 0 | 0 | 0 | 0 | 0 | 0 | 0 | 0 | 6.2161 | 9.3526 | 16.0914 | 31.6601 | 0 | 0 | 0 | 0 | 0 | 0 | 0 | 0 | 0 | 0 | 0 | 0 | 0 | 0 | 0 | 0 | 0 | 0 | 0 | 0 | 0.14227 | 0.0086404 | 0.013 | 0.022367 | 0.044008 | 0 | 0 | 0 | 0 | 0 | 9
54249_G_GEN3 | WECC_Pacific Northwest | Idaho | 16 | Boundary | 21 | 54249 | GEN3 | Smith Falls Hydro Project | 0 | 1989 | 9999 | Hydro | [5 empty] | Non-Fossil | G | 2030 | Hydro |  | 0 | 0 | 0 | 0 | 0 | 0 | 0 | 0 | 0 | 0 | 0 | 0 | 0 | 0 | 0 | 0 | 1.4504 | 2.1823 | 3.7547 | 7.3874 | 0 | 0 | 0 | 0 | 0 | 0 | 0 | 0 | 0 | 0 | 0 | 0 | 0 | 0 | 0 | 0 | 0 | 0 | 0 | 0 | 0.033197 | 0.0020161 | 0.0030334 | 0.005219 | 0.010268 | 0 | 0 | 0 | 0 | 0 | 2.1
54251_G_1 | WECC_Pacific Northwest | Oregon | 41 | Jefferson | 31 | 54251 | 1 | Opal Springs Hydro | 0 | 1985 | 9999 | Hydro | [5 empty] | Non-Fossil | G | 2030 | Hydro |  | 0 | 0 | 0 | 0 | 0 | 0 | 0 | 0 | 0 | 0 | 0 | 0 | 0 | 0 | 0 | 0 | 4.0628 | 4.9037 | 5.5078 | 14.4743 | 0 | 0 | 0 | 0 | 0 | 0 | 0 | 0 | 0 | 0 | 0 | 0 | 0 | 0 | 0 | 0 | 0 | 0 | 0 | 0 | 0.052167 | 0.0056473 | 0.0068162 | 0.0076558 | 0.020119 | 0 | 0 | 0 | 0 | 0 | 3.3
54261_G_3385 | WECC_Northern California (not including BANC) | California | 6 | Sonoma | 97 | 54261 | 3385 | Warm Springs Hydro Project | 0 | 1988 | 9999 | Hydro | [5 empty] | Non-Fossil | G | 2030 | Hydro |  | 0 | 0 | 0 | 0 | 0 | 0 | 0 | 0 | 0 | 0 | 0 | 0 | 0 | 0 | 0 | 0 | 0.5938 | 0.94694 | 1.7944 | 3.3352 | 0 | 0 | 0 | 0 | 0 | 0 | 0 | 0 | 0 | 0 | 0 | 0 | 0 | 0 | 0 | 0 | 0 | 0 | 0 | 0 | 0.01897 | 0.00082538 | 0.0013162 | 0.0024943 | 0.0046359 | 0 | 0 | 0 | 0 | 0 | 1.2
54262_G_1 | MISO_Minnesota and Western Wisconsin | Minnesota | 27 | Olmsted | 109 | 54262 | 1 | Saint Marys Hospital Power Plant | 8700 | 1996 | 9999 | Combustion Turbine | [5 empty] | Fossil | G | 2030 | NaturalGas |  | 0.0015231 | 0 | 0.007566 | 0.0090892 | 0 | 0 | 0 | 0 | 0 | 0 | 0 | 0 | 0 | 0 | 0 | 0 | 0.17507 | 0 | 0.86966 | 1.0447 | 0.13123 | 0 | 0.65185 | 0.78308 | 1.5691e-10 | 0 | 7.7946e-10 | 9.3637e-10 | 0.00011841 | 0 | 0.00058821 | 0.00070663 | 0 | 0 | 0 | 0 | 0 | 0 | 0 | 0 | 0.088763 | 0.0011415 | 0 | 0.0056702 | 0.0068117 | 0.0049132 | 0 | 0.018485 | 0.023398 | 0 | 4.5
54262_G_4 | MISO_Minnesota and Western Wisconsin | Minnesota | 27 | Olmsted | 109 | 54262 | 4 | Saint Marys Hospital Power Plant | 8300 | 1971 | 9999 | O/G Steam | [5 empty] | Fossil | G | 2030 | NaturalGas |  | 0.030859 | 0.02772 | 0.063547 | 0.12213 | 0 | 0 | 0 | 0 | 0 | 0 | 0 | 0 | 0 | 0 | 0 | 0 | 3.718 | 3.3397 | 7.6562 | 14.7139 | 2.7291 | 2.4515 | 5.6199 | 10.8005 | 3.2634e-09 | 2.9314e-09 | 6.7201e-09 | 1.2915e-08 | 0.0024627 | 0.0022121 | 0.0050713 | 0.0097461 | 0 | 0 | 0 | 0 | 0 | 0 | 0 | 0 | 0.041951 | 0.0032702 | 0.0029375 | 0.0067341 | 0.012942 | 0.099543 | 0.079448 | 0.15525 | 0.33424 | 0 | 2.7
54262_G_5 | MISO_Minnesota and Western Wisconsin | Minnesota | 27 | Olmsted | 109 | 54262 | 5 | Saint Marys Hospital Power Plant | 14775 | 1978 | 9999 | Combustion Turbine | [5 empty] | Fossil | G | 2030 | Oil |  | 0 | 0 | 0 | 0 | 0 | 0 | 0 | 0 | 0 | 0 | 0 | 0 | 0 | 0 | 0 | 0 | 0 | 0 | 0 | 0 | 0 | 0 | 0 | 0 | 0 | 0 | 0 | 0 | 0 | 0 | 0 | 0 | 0 | 0 | 0 | 0 | 0 | 0 | 0 | 0 | 0.10796 | 0 | 0 | 0 | 0 | 0 | 0 | 0 | 0 | 0 | 2.5
54262_G_7 | MISO_Minnesota and Western Wisconsin | Minnesota | 27 | Olmsted | 109 | 54262 | 7 | Saint Marys Hospital Power Plant | 13469 | 2011 | 9999 | Combustion Turbine | [5 empty] | Fossil | G | 2030 | Oil |  | 0 | 0 | 0 | 0 | 0 | 0 | 0 | 0 | 0 | 0 | 0 | 0 | 0 | 0 | 0 | 0 | 0 | 0 | 0 | 0 | 0 | 0 | 0 | 0 | 0 | 0 | 0 | 0 | 0 | 0 | 0 | 0 | 0 | 0 | 0 | 0 | 0 | 0 | 0 | 0 | 0.10796 | 0 | 0 | 0 | 0 | 0 | 0 | 0 | 0 | 0 | 2.5
54267_G_GEN1 | WECC_Pacific Northwest | Washington | 53 | Whatcom | 73 | 54267 | GEN1 | Koma Kulshan Associates | 0 | 1990 | 9999 | Hydro | [5 empty] | Non-Fossil | G | 2030 | Hydro |  | 0 | 0 | 0 | 0 | 0 | 0 | 0 | 0 | 0 | 0 | 0 | 0 | 0 | 0 | 0 | 0 | 10.1062 | 13.9866 | 17.6375 | 41.7303 | 0 | 0 | 0 | 0 | 0 | 0 | 0 | 0 | 0 | 0 | 0 | 0 | 0 | 0 | 0 | 0 | 0 | 0 | 0 | 0 | 0.19602 | 0.014048 | 0.019441 | 0.024516 | 0.058005 | 0 | 0 | 0 | 0 | 0 | 12.4
54268_G_GTG1 | WECC_Pacific Northwest | Washington | 53 | Skagit | 57 | 54268 | GTG1 | March Point Cogeneration | 8700 | 1991 | 9999 | Combustion Turbine | [5 empty] | Fossil | G | 2030 | NaturalGas |  | 0.39818 | 0 | 0.58182 | 0.98 | 0 | 0 | 0 | 0 | 0 | 0 | 0 | 0 | 0 | 0 | 0 | 0 | 45.7679 | 0 | 66.8761 | 112.644 | 33.7827 | 0 | 49.3633 | 83.146 | 4.0396e-08 | 0 | 5.9027e-08 | 9.9423e-08 | 0.068945 | 0 | 0.10074 | 0.16969 | 0 | 0 | 0 | 0 | 0 | 0 | 0 | 0 | 1.0659 | 0.21099 | 0 | 0.3083 | 0.51929 | 1.1852 | 0 | 1.1776 | 2.3627 | 0 | 39.6
54268_G_GTG2 | WECC_Pacific Northwest | Washington | 53 | Skagit | 57 | 54268 | GTG2 | March Point Cogeneration | 8700 | 1991 | 9999 | Combustion Turbine | [5 empty] | Fossil | G | 2030 | NaturalGas |  | 0.4022 | 0 | 0.5877 | 0.9899 | 0 | 0 | 0 | 0 | 0 | 0 | 0 | 0 | 0 | 0 | 0 | 0 | 46.2302 | 0 | 67.5516 | 113.7818 | 34.1239 | 0 | 49.862 | 83.9859 | 4.0804e-08 | 0 | 5.9623e-08 | 1.0043e-07 | 0.069641 | 0 | 0.10176 | 0.1714 | 0 | 0 | 0 | 0 | 0 | 0 | 0 | 0 | 1.0767 | 0.21312 | 0 | 0.31141 | 0.52453 | 1.1972 | 0 | 1.1895 | 2.3866 | 0 | 40
54268_G_GTG3 | WECC_Pacific Northwest | Washington | 53 | Skagit | 57 | 54268 | GTG3 | March Point Cogeneration | 8700 | 1993 | 9999 | Combustion Turbine | [5 empty] | Fossil | G | 2030 | NaturalGas |  | 0.40824 | 0 | 0.59651 | 1.0048 | 0 | 0 | 0 | 0 | 0 | 0 | 0 | 0 | 0 | 0 | 0 | 0 | 46.9236 | 0 | 68.5649 | 115.4885 | 34.6358 | 0 | 50.6099 | 85.2456 | 4.1416e-08 | 0 | 6.0517e-08 | 1.0193e-07 | 0.070686 | 0 | 0.10329 | 0.17397 | 0 | 0 | 0 | 0 | 0 | 0 | 0 | 0 | 1.0929 | 0.21632 | 0 | 0.31608 | 0.5324 | 1.2151 | 0 | 1.2073 | 2.4224 | 0 | 40.6
54271_G_CTG1 | WECC_Southern Nevada | Nevada | 32 | Clark | 3 | 54271 | CTG1 | Saguaro Power | 6824 | 1991 | 9999 | Combined Cycle |  |  | SCR |  |  | Fossil | G | 2030 | NaturalGas |  | 0.43193 | 0.5855 | 0.80963 | 1.8271 | 0 | 0 | 0 | 0 | 0 | 0 | 0 | 0 | 0 | 0 | 0 | 0 | 63.2956 | 85.8006 | 118.6444 | 267.7406 | 34.3669 | 46.5862 | 64.419 | 145.3721 | 4.1095e-08 | 5.5706e-08 | 7.703e-08 | 1.7383e-07 | 0.0070419 | 0.0095456 | 0.0066026 | 0.02319 | 0 | 0 | 0 | 0 | 0 | 0 | 0 | 0 | 1.1432 | 0.14463 | 0.19606 | 0.27111 | 0.6118 | 1.3442 | 1.4366 | 2.0837 | 4.8645 | 0 | 36 | SCR
54271_G_CTG2 | WECC_Southern Nevada | Nevada | 32 | Clark | 3 | 54271 | CTG2 | Saguaro Power | 6824 | 1991 | 9999 | Combined Cycle |  |  | SCR |  |  | Fossil | G | 2030 | NaturalGas |  | 0.43193 | 0.5855 | 0.80963 | 1.8271 | 0 | 0 | 0 | 0 | 0 | 0 | 0 | 0 | 0 | 0 | 0 | 0 | 63.2956 | 85.8006 | 118.6444 | 267.7406 | 34.3669 | 46.5862 | 64.419 | 145.3721 | 4.1095e-08 | 5.5706e-08 | 7.703e-08 | 1.7383e-07 | 0.0070419 | 0.0095456 | 0.0066026 | 0.02319 | 0 | 0 | 0 | 0 | 0 | 0 | 0 | 0 | 1.1432 | 0.14463 | 0.19606 | 0.27111 | 0.6118 | 1.3442 | 1.4366 | 2.0837 | 4.8645 | 0 | 36 | SCR
54271_G_STG | WECC_Southern Nevada | Nevada | 32 | Clark | 3 | 54271 | STG | Saguaro Power | 6824 | 1991 | 9999 | Combined Cycle |  |  | SCR | NH3 |  | Fossil | G | 2030 | NaturalGas |  | 0.34794 | 0.47166 | 0.6522 | 1.4718 | 0 | 0 | 0 | 0 | 0 | 0 | 0 | 0 | 0 | 0 | 0 | 0 | 50.9881 | 69.1172 | 95.5747 | 215.68 | 27.6844 | 37.5278 | 51.8931 | 117.1053 | 3.3104e-08 | 4.4874e-08 | 6.2052e-08 | 1.4003e-07 | 0.0056726 | 0.0076895 | 0.0053187 | 0.018681 | 0 | 0 | 0 | 0 | 0 | 0 | 0 | 0 | 0.92095 | 0.11651 | 0.15794 | 0.21839 | 0.49284 | 1.0828 | 1.1572 | 1.6785 | 3.9186 | 0 | 29 | SCR
54283_G_0209 | SPP West (Oklahoma, Arkansas, Louisiana) | Arkansas | 5 | Crawford | 33 | 54283 | 0209 | Lee Creek Water Treatment Facility | 0 | 1992 | 9999 | Hydro | [5 empty] | Non-Fossil | G | 2030 | Hydro |  | 0 | 0 | 0 | 0 | 0 | 0 | 0 | 0 | 0 | 0 | 0 | 0 | 0 | 0 | 0 | 0 | 0.80768 | 1.1616 | 1.6524 | 3.6216 | 0 | 0 | 0 | 0 | 0 | 0 | 0 | 0 | 0 | 0 | 0 | 0 | 0 | 0 | 0 | 0 | 0 | 0 | 0 | 0 | 0.020551 | 0.0011227 | 0.0016146 | 0.0022968 | 0.0050341 | 0 | 0 | 0 | 0 | 0 | 1.3
54285_G_1 | MISO_Minnesota and Western Wisconsin | Minnesota | 27 | Dakota | 37 | 54285 | 1 | Hastings City Hydroelectric | 0 | 1992 | 9999 | Hydro | [5 empty] | Non-Fossil | G | 2030 | Hydro |  | 0 | 0 | 0 | 0 | 0 | 0 | 0 | 0 | 0 | 0 | 0 | 0 | 0 | 0 | 0 | 0 | 2.1295 | 3.6063 | 4.9803 | 10.7161 | 0 | 0 | 0 | 0 | 0 | 0 | 0 | 0 | 0 | 0 | 0 | 0 | 0 | 0 | 0 | 0 | 0 | 0 | 0 | 0 | 0.031616 | 0.00296 | 0.0050127 | 0.0069227 | 0.014895 | 0 | 0 | 0 | 0 | 0 | 2
54285_G_2 | MISO_Minnesota and Western Wisconsin | Minnesota | 27 | Dakota | 37 | 54285 | 2 | Hastings City Hydroelectric | 0 | 1992 | 9999 | Hydro | [5 empty] | Non-Fossil | G | 2030 | Hydro |  | 0 | 0 | 0 | 0 | 0 | 0 | 0 | 0 | 0 | 0 | 0 | 0 | 0 | 0 | 0 | 0 | 2.1295 | 3.6063 | 4.9803 | 10.7161 | 0 | 0 | 0 | 0 | 0 | 0 | 0 | 0 | 0 | 0 | 0 | 0 | 0 | 0 | 0 | 0 | 0 | 0 | 0 | 0 | 0.031616 | 0.00296 | 0.0050127 | 0.0069227 | 0.014895 | 0 | 0 | 0 | 0 | 0 | 2
54294_G_1 | MISO_Minnesota and Western Wisconsin | Minnesota | 27 | Dakota | 37 | 54294 | 1 | West Group Data Center | 13469 | 2005 | 9999 | Combustion Turbine | [5 empty] | Fossil | G | 2030 | Oil |  | 0 | 0 | 0 | 0 | 0 | 0 | 0 | 0 | 0 | 0 | 0 | 0 | 0 | 0 | 0 | 0 | 0 | 0 | 0 | 0 | 0 | 0 | 0 | 0 | 0 | 0 | 0 | 0 | 0 | 0 | 0 | 0 | 0 | 0 | 0 | 0 | 0 | 0 | 0 | 0 | 0.025912 | 0 | 0 | 0 | 0 | 0 | 0 | 0 | 0 | 0 | 0.6
54294_G_2 | MISO_Minnesota and Western Wisconsin | Minnesota | 27 | Dakota | 37 | 54294 | 2 | West Group Data Center | 13469 | 2005 | 9999 | Combustion Turbine | [5 empty] | Fossil | G | 2030 | Oil |  | 0 | 0 | 0 | 0 | 0 | 0 | 0 | 0 | 0 | 0 | 0 | 0 | 0 | 0 | 0 | 0 | 0 | 0 | 0 | 0 | 0 | 0 | 0 | 0 | 0 | 0 | 0 | 0 | 0 | 0 | 0 | 0 | 0 | 0 | 0 | 0 | 0 | 0 | 0 | 0 | 0.025912 | 0 | 0 | 0 | 0 | 0 | 0 | 0 | 0 | 0 | 0.6
54294_G_3 | MISO_Minnesota and Western Wisconsin | Minnesota | 27 | Dakota | 37 | 54294 | 3 | West Group Data Center | 13469 | 2005 | 9999 | Combustion Turbine | [5 empty] | Fossil | G | 2030 | Oil |  | 0 | 0 | 0 | 0 | 0 | 0 | 0 | 0 | 0 | 0 | 0 | 0 | 0 | 0 | 0 | 0 | 0 | 0 | 0 | 0 | 0 | 0 | 0 | 0 | 0 | 0 | 0 | 0 | 0 | 0 | 0 | 0 | 0 | 0 | 0 | 0 | 0 | 0 | 0 | 0 | 0.025912 | 0 | 0 | 0 | 0 | 0 | 0 | 0 | 0 | 0 | 0.6
54294_G_4 | MISO_Minnesota and Western Wisconsin | Minnesota | 27 | Dakota | 37 | 54294 | 4 | West Group Data Center | 13469 | 2005 | 9999 | Combustion Turbine | [5 empty] | Fossil | G | 2030 | Oil |  | 0 | 0 | 0 | 0 | 0 | 0 | 0 | 0 | 0 | 0 | 0 | 0 | 0 | 0 | 0 | 0 | 0 | 0 | 0 | 0 | 0 | 0 | 0 | 0 | 0 | 0 | 0 | 0 | 0 | 0 | 0 | 0 | 0 | 0 | 0 | 0 | 0 | 0 | 0 | 0 | 0.025912 | 0 | 0 | 0 | 0 | 0 | 0 | 0 | 0 | 0 | 0.6
54298_G_GEWE | WECC_Southern California Edison | California | 6 | Kern | 29 | 54298 | GEWE | Coram Energy LLC (ECT) | 0 | 2005 | 9999 | Onshore Wind | [5 empty] | Non-Fossil | G | 2030 | Wind |  | 0 | 0 | 0 | 0 | 0 | 0 | 0 | 0 | 0 | 0 | 0 | 0 | 0 | 0 | 0 | 0 | 2.5207 | 5.195 | 9.3199 | 17.0356 | 0 | 0 | 0 | 0 | 0 | 0 | 0 | 0 | 0 | 0 | 0 | 0 | 0 | 0 | 0 | 0 | 0 | 0 | 0 | 0 | 0.31928 | 0 | 0 | 0 | 0 | 0 | 0 | 0 | 0 | 0 | 7.5
54299_G_GEWE | WECC_Southern California Edison | California | 6 | Kern | 29 | 54299 | GEWE | Coram Energy LLC | 0 | 2005 | 9999 | Onshore Wind | [5 empty] | Non-Fossil | G | 2030 | Wind |  | 0 | 0 | 0 | 0 | 0 | 0 | 0 | 0 | 0 | 0 | 0 | 0 | 0 | 0 | 0 | 0 | 1.0083 | 2.078 | 3.728 | 6.8142 | 0 | 0 | 0 | 0 | 0 | 0 | 0 | 0 | 0 | 0 | 0 | 0 | 0 | 0 | 0 | 0 | 0 | 0 | 0 | 0 | 0.12771 | 0 | 0 | 0 | 0 | 0 | 0 | 0 | 0 | 0 | 3
54300_G_GEWE | WECC_Southern California Edison | California | 6 | Kern | 29 | 54300 | GEWE | CTV Power Purchase Contract Trust | 0 | 2004 | 9999 | Onshore Wind | [5 empty] | Non-Fossil | G | 2030 | Wind |  | 0 | 0 | 0 | 0 | 0 | 0 | 0 | 0 | 0 | 0 | 0 | 0 | 0 | 0 | 0 | 0 | 1.5124 | 3.117 | 5.5919 | 10.2214 | 0 | 0 | 0 | 0 | 0 | 0 | 0 | 0 | 0 | 0 | 0 | 0 | 0 | 0 | 0 | 0 | 0 | 0 | 0 | 0 | 0.19157 | 0 | 0 | 0 | 0 | 0 | 0 | 0 | 0 | 0 | 4.5
54301_G_BK1 | ISONE_Connecticut | Connecticut | 9 | Litchfield | 5 | 54301 | BK1 | Colebrook Hydroelectric | 0 | 1988 | 9999 | Hydro | [5 empty] | Non-Fossil | G | 2030 | Hydro |  | 0 | 0 | 0 | 0 | 0 | 0 | 0 | 0 | 0 | 0 | 0 | 0 | 0 | 0 | 0 | 0 | 8.5556e-07 | 1.226e-06 | 1.266e-06 | 3.3475e-06 | 0 | 0 | 0 | 0 | 0 | 0 | 0 | 0 | 0 | 0 | 0 | 0 | 0 | 0 | 0 | 0 | 0 | 0 | 0 | 0 | 1.5808e-08 | 1.1892e-09 | 1.7041e-09 | 1.7597e-09 | 4.653e-09 | 0 | 0 | 0 | 0 | 0 | 1e-06
54301_G_BK2 | ISONE_Connecticut | Connecticut | 9 | Litchfield | 5 | 54301 | BK2 | Colebrook Hydroelectric | 0 | 1988 | 9999 | Hydro | [5 empty] | Non-Fossil | G | 2030 | Hydro |  | 0 | 0 | 0 | 0 | 0 | 0 | 0 | 0 | 0 | 0 | 0 | 0 | 0 | 0 | 0 | 0 | 8.5556e-07 | 1.226e-06 | 1.266e-06 | 3.3475e-06 | 0 | 0 | 0 | 0 | 0 | 0 | 0 | 0 | 0 | 0 | 0 | 0 | 0 | 0 | 0 | 0 | 0 | 0 | 0 | 0 | 1.5808e-08 | 1.1892e-09 | 1.7041e-09 | 1.7597e-09 | 4.653e-09 | 0 | 0 | 0 | 0 | 0 | 1e-06
54302_G_G1 | ISONE_Connecticut | Connecticut | 9 | Hartford | 3 | 54302 | G1 | Goodwin Hydroelectric | 0 | 1986 | 9999 | Hydro | [5 empty] | Non-Fossil | G | 2030 | Hydro |  | 0 | 0 | 0 | 0 | 0 | 0 | 0 | 0 | 0 | 0 | 0 | 0 | 0 | 0 | 0 | 0 | 1.3689 | 1.9615 | 2.0256 | 5.356 | 0 | 0 | 0 | 0 | 0 | 0 | 0 | 0 | 0 | 0 | 0 | 0 | 0 | 0 | 0 | 0 | 0 | 0 | 0 | 0 | 0.025293 | 0.0019028 | 0.0027265 | 0.0028156 | 0.0074449 | 0 | 0 | 0 | 0 | 0 | 1.6
54302_G_G2 | ISONE_Connecticut | Connecticut | 9 | Hartford | 3 | 54302 | G2 | Goodwin Hydroelectric | 0 | 1986 | 9999 | Hydro | [5 empty] | Non-Fossil | G | 2030 | Hydro |  | 0 | 0 | 0 | 0 | 0 | 0 | 0 | 0 | 0 | 0 | 0 | 0 | 0 | 0 | 0 | 0 | 1.3689 | 1.9615 | 2.0256 | 5.356 | 0 | 0 | 0 | 0 | 0 | 0 | 0 | 0 | 0 | 0 | 0 | 0 | 0 | 0 | 0 | 0 | 0 | 0 | 0 | 0 | 0.025293 | 0.0019028 | 0.0027265 | 0.0028156 | 0.0074449 | 0 | 0 | 0 | 0 | 0 | 1.6
54306_G_1 | WECC_Idaho | Idaho | 16 | Jerome | 53 | 54306 | 1 | Wilson Lake Hydroelectric Project | 0 | 1993 | 9999 | Hydro | [5 empty] | Non-Fossil | G | 2030 | Hydro |  | 0 | 0 | 0 | 0 | 0 | 0 | 0 | 0 | 0 | 0 | 0 | 0 | 0 | 0 | 0 | 0 | 3.3575 | 4.9397 | 8.4397 | 16.7369 | 0 | 0 | 0 | 0 | 0 | 0 | 0 | 0 | 0 | 0 | 0 | 0 | 0 | 0 | 0 | 0 | 0 | 0 | 0 | 0 | 0.066395 | 0.0046669 | 0.0068662 | 0.011731 | 0.023264 | 0 | 0 | 0 | 0 | 0 | 4.2
54306_G_2 | WECC_Idaho | Idaho | 16 | Jerome | 53 | 54306 | 2 | Wilson Lake Hydroelectric Project | 0 | 1993 | 9999 | Hydro | [5 empty] | Non-Fossil | G | 2030 | Hydro |  | 0 | 0 | 0 | 0 | 0 | 0 | 0 | 0 | 0 | 0 | 0 | 0 | 0 | 0 | 0 | 0 | 3.3575 | 4.9397 | 8.4397 | 16.7369 | 0 | 0 | 0 | 0 | 0 | 0 | 0 | 0 | 0 | 0 | 0 | 0 | 0 | 0 | 0 | 0 | 0 | 0 | 0 | 0 | 0.066395 | 0.0046669 | 0.0068662 | 0.011731 | 0.023264 | 0 | 0 | 0 | 0 | 0 | 4.2
54308_G_1 | WECC_Northern California (not including BANC) | California | 6 | Trinity | 105 | 54308 | 1 | Three Forks Water Power Project | 0 | 1984 | 9999 | Hydro | [5 empty] | Non-Fossil | G | 2030 | Hydro |  | 0 | 0 | 0 | 0 | 0 | 0 | 0 | 0 | 0 | 0 | 0 | 0 | 0 | 0 | 0 | 0 | 0.60482 | 0.94141 | 1.8463 | 3.3925 | 0 | 0 | 0 | 0 | 0 | 0 | 0 | 0 | 0 | 0 | 0 | 0 | 0 | 0 | 0 | 0 | 0 | 0 | 0 | 0 | 0.01897 | 0.0008407 | 0.0013086 | 0.0025663 | 0.0047156 | 0 | 0 | 0 | 0 | 0 | 1.2
54321_B_3B101 | MISO_WOTAB (including Western) | Texas | 48 | Jefferson | 245 | 54321 | 3B101 | Goodyear Beaumont Chemical Plant | 8300 | 1962 | 9999 | O/G Steam |  |  |  | FR |  | Fossil | B | 2030 | NaturalGas |  | 0.01339 | 0.0090816 | 0.041725 | 0.064196 | 0 | 0 | 0 | 0 | 0 | 0 | 0 | 0 | 0 | 0 | 0 | 0 | 1.6132 | 1.0942 | 5.0271 | 7.7344 | 1.1841 | 0.80315 | 3.69 | 5.6773 | 1.4159e-09 | 9.6038e-10 | 4.4124e-09 | 6.7887e-09 | 0.00060684 | 0.00041159 | 0.001891 | 0.0029095 | 0 | 0 | 0 | 0 | 0 | 0 | 0 | 0 | 0.080575 | 0.0014189 | 0.00096239 | 0.0044216 | 0.0068029 | 0.037685 | 0.022754 | 0.099031 | 0.15947 | 0 | 1.6
54321_B_3B102 | MISO_WOTAB (including Western) | Texas | 48 | Jefferson | 245 | 54321 | 3B102 | Goodyear Beaumont Chemical Plant | 8300 | 1962 | 9999 | O/G Steam |  |  |  | FR |  | Fossil | B | 2030 | NaturalGas |  | 0.01339 | 0.0090816 | 0.041725 | 0.064196 | 0 | 0 | 0 | 0 | 0 | 0 | 0 | 0 | 0 | 0 | 0 | 0 | 1.6132 | 1.0942 | 5.0271 | 7.7344 | 1.1841 | 0.80315 | 3.69 | 5.6773 | 1.4159e-09 | 9.6038e-10 | 4.4124e-09 | 6.7887e-09 | 0.0003732 | 0.00025313 | 0.001163 | 0.0017893 | 0 | 0 | 0 | 0 | 0 | 0 | 0 | 0 | 0.080575 | 0.0014189 | 0.00096239 | 0.0044216 | 0.0068029 | 0.037685 | 0.022754 | 0.099031 | 0.15947 | 0 | 1.6
54321_B_3B103 | MISO_WOTAB (including Western) | Texas | 48 | Jefferson | 245 | 54321 | 3B103 | Goodyear Beaumont Chemical Plant | 8300 | 1962 | 9999 | O/G Steam |  |  |  | FR |  | Fossil | B | 2030 | NaturalGas |  | 0.01339 | 0.0090816 | 0.041725 | 0.064196 | 0 | 0 | 0 | 0 | 0 | 0 | 0 | 0 | 0 | 0 | 0 | 0 | 1.6132 | 1.0942 | 5.0271 | 7.7344 | 1.1841 | 0.80315 | 3.69 | 5.6773 | 1.4159e-09 | 9.6038e-10 | 4.4124e-09 | 6.7887e-09 | 0.00060684 | 0.00041159 | 0.001891 | 0.0029095 | 0 | 0 | 0 | 0 | 0 | 0 | 0 | 0 | 0.080575 | 0.0014189 | 0.00096239 | 0.0044216 | 0.0068029 | 0.037685 | 0.022754 | 0.099031 | 0.15947 | 0 | 1.6
54321_B_3B104 | MISO_WOTAB (including Western) | Texas | 48 | Jefferson | 245 | 54321 | 3B104 | Goodyear Beaumont Chemical Plant | 8300 | 1962 | 9999 | O/G Steam |  |  |  | FR |  | Fossil | B | 2030 | NaturalGas |  | 0.01339 | 0.0090816 | 0.041725 | 0.064196 | 0 | 0 | 0 | 0 | 0 | 0 | 0 | 0 | 0 | 0 | 0 | 0 | 1.6132 | 1.0942 | 5.0271 | 7.7344 | 1.1841 | 0.80315 | 3.69 | 5.6773 | 1.4159e-09 | 9.6038e-10 | 4.4124e-09 | 6.7887e-09 | 0.0002129 | 0.0001444 | 0.00066344 | 0.0010207 | 0 | 0 | 0 | 0 | 0 | 0 | 0 | 0 | 0.080575 | 0.0014189 | 0.00096239 | 0.0044216 | 0.0068029 | 0.037685 | 0.022754 | 0.099031 | 0.15947 | 0 | 1.6
54321_B_3B105 | MISO_WOTAB (including Western) | Texas | 48 | Jefferson | 245 | 54321 | 3B105 | Goodyear Beaumont Chemical Plant | 8300 | 1962 | 9999 | O/G Steam |  |  |  | FR |  | Fossil | B | 2030 | NaturalGas |  | 0.01339 | 0.0090816 | 0.041725 | 0.064196 | 0 | 0 | 0 | 0 | 0 | 0 | 0 | 0 | 0 | 0 | 0 | 0 | 1.6132 | 1.0942 | 5.0271 | 7.7344 | 1.1841 | 0.80315 | 3.69 | 5.6773 | 1.4159e-09 | 9.6038e-10 | 4.4124e-09 | 6.7887e-09 | 0.00060684 | 0.00041159 | 0.001891 | 0.0029095 | 0 | 0 | 0 | 0 | 0 | 0 | 0 | 0 | 0.080575 | 0.0014189 | 0.00096239 | 0.0044216 | 0.0068029 | 0.037685 | 0.022754 | 0.099031 | 0.15947 | 0 | 1.6
54321_B_3B106 | MISO_WOTAB (including Western) | Texas | 48 | Jefferson | 245 | 54321 | 3B106 | Goodyear Beaumont Chemical Plant | 8300 | 1962 | 9999 | O/G Steam |  |  |  | FR |  | Fossil | B | 2030 | NaturalGas |  | 0.01339 | 0.0090816 | 0.041725 | 0.064196 | 0 | 0 | 0 | 0 | 0 | 0 | 0 | 0 | 0 | 0 | 0 | 0 | 1.6132 | 1.0942 | 5.0271 | 7.7344 | 1.1841 | 0.80315 | 3.69 | 5.6773 | 1.4159e-09 | 9.6038e-10 | 4.4124e-09 | 6.7887e-09 | 0.0001955 | 0.0001326 | 0.00060923 | 0.00093733 | 0 | 0 | 0 | 0 | 0 | 0 | 0 | 0 | 0.080575 | 0.0014189 | 0.00096239 | 0.0044216 | 0.0068029 | 0.037685 | 0.022754 | 0.099031 | 0.15947 | 0 | 1.6
54321_B_3B107 | MISO_WOTAB (including Western) | Texas | 48 | Jefferson | 245 | 54321 | 3B107 | Goodyear Beaumont Chemical Plant | 8300 | 1962 | 9999 | O/G Steam |  |  |  | FR |  | Fossil | B | 2030 | NaturalGas |  | 0.01339 | 0.0090816 | 0.041725 | 0.064196 | 0 | 0 | 0 | 0 | 0 | 0 | 0 | 0 | 0 | 0 | 0 | 0 | 1.6132 | 1.0942 | 5.0271 | 7.7344 | 1.1841 | 0.80315 | 3.69 | 5.6773 | 1.4159e-09 | 9.6038e-10 | 4.4124e-09 | 6.7887e-09 | 0.00060684 | 0.00041159 | 0.001891 | 0.0029095 | 0 | 0 | 0 | 0 | 0 | 0 | 0 | 0 | 0.080575 | 0.0014189 | 0.00096239 | 0.0044216 | 0.0068029 | 0.037685 | 0.022754 | 0.099031 | 0.15947 | 0 | 1.6
54321_B_3B108 | MISO_WOTAB (including Western) | Texas | 48 | Jefferson | 245 | 54321 | 3B108 | Goodyear Beaumont Chemical Plant | 8300 | 1962 | 9999 | O/G Steam |  |  |  | FR |  | Fossil | B | 2030 | NaturalGas |  | 0.01339 | 0.0090816 | 0.041725 | 0.064196 | 0 | 0 | 0 | 0 | 0 | 0 | 0 | 0 | 0 | 0 | 0 | 0 | 1.6132 | 1.0942 | 5.0271 | 7.7344 | 1.1841 | 0.80315 | 3.69 | 5.6773 | 1.4159e-09 | 9.6038e-10 | 4.4124e-09 | 6.7887e-09 | 0.00019156 | 0.00012993 | 0.00059693 | 0.00091842 | 0 | 0 | 0 | 0 | 0 | 0 | 0 | 0 | 0.080575 | 0.0014189 | 0.00096239 | 0.0044216 | 0.0068029 | 0.037685 | 0.022754 | 0.099031 | 0.15947 | 0 | 1.6
54321_G_2N80 | MISO_WOTAB (including Western) | Texas | 48 | Jefferson | 245 | 54321 | 2N80 | Goodyear Beaumont Chemical Plant | 8700 | 1999 | 9999 | Combustion Turbine | [5 empty] | Fossil | G | 2030 | NaturalGas |  | 0.0065288 | 0.0028282 | 0.052744 | 0.062101 | 0 | 0 | 0 | 0 | 0 | 0 | 0 | 0 | 0 | 0 | 0 | 0 | 0.75044 | 0.32508 | 6.0626 | 7.1381 | 0.56249 | 0.24366 | 4.5442 | 5.3503 | 6.726e-10 | 2.9136e-10 | 5.4338e-09 | 6.3977e-09 | 0.00060818 | 0.00026345 | 0.0049133 | 0.0057849 | 0 | 0 | 0 | 0 | 0 | 0 | 0 | 0 | 0.078901 | 0.0035421 | 0.0015344 | 0.028615 | 0.033692 | 0.018376 | 0.0070859 | 0.12519 | 0.15065 | 0 | 4
54321_G_N802 | MISO_WOTAB (including Western) | Texas | 48 | Jefferson | 245 | 54321 | N802 | Goodyear Beaumont Chemical Plant | 8700 | 1999 | 9999 | Combustion Turbine | [5 empty] | Fossil | G | 2030 | NaturalGas |  | 0.0065288 | 0.0028282 | 0.052744 | 0.062101 | 0 | 0 | 0 | 0 | 0 | 0 | 0 | 0 | 0 | 0 | 0 | 0 | 0.75044 | 0.32508 | 6.0626 | 7.1381 | 0.56249 | 0.24366 | 4.5442 | 5.3503 | 6.726e-10 | 2.9136e-10 | 5.4338e-09 | 6.3977e-09 | 0.00060818 | 0.00026345 | 0.0049133 | 0.0057849 | 0 | 0 | 0 | 0 | 0 | 0 | 0 | 0 | 0.078901 | 0.0035421 | 0.0015344 | 0.028615 | 0.033692 | 0.018376 | 0.0070859 | 0.12519 | 0.15065 | 0 | 4
54321_G_N803 | MISO_WOTAB (including Western) | Texas | 48 | Jefferson | 245 | 54321 | N803 | Goodyear Beaumont Chemical Plant | 8700 | 1999 | 9999 | Combustion Turbine | [5 empty] | Fossil | G | 2030 | NaturalGas |  | 0.0065288 | 0.0028282 | 0.052744 | 0.062101 | 0 | 0 | 0 | 0 | 0 | 0 | 0 | 0 | 0 | 0 | 0 | 0 | 0.75044 | 0.32508 | 6.0626 | 7.1381 | 0.56249 | 0.24366 | 4.5442 | 5.3503 | 6.726e-10 | 2.9136e-10 | 5.4338e-09 | 6.3977e-09 | 0.00060818 | 0.00026345 | 0.0049133 | 0.0057849 | 0 | 0 | 0 | 0 | 0 | 0 | 0 | 0 | 0.078901 | 0.0035421 | 0.0015344 | 0.028615 | 0.033692 | 0.018376 | 0.0070859 | 0.12519 | 0.15065 | 0 | 4
54321_G_N804 | MISO_WOTAB (including Western) | Texas | 48 | Jefferson | 245 | 54321 | N804 | Goodyear Beaumont Chemical Plant | 8700 | 1999 | 9999 | Combustion Turbine | [5 empty] | Fossil | G | 2030 | NaturalGas |  | 0.0065288 | 0.0028282 | 0.052744 | 0.062101 | 0 | 0 | 0 | 0 | 0 | 0 | 0 | 0 | 0 | 0 | 0 | 0 | 0.75044 | 0.32508 | 6.0626 | 7.1381 | 0.56249 | 0.24366 | 4.5442 | 5.3503 | 6.726e-10 | 2.9136e-10 | 5.4338e-09 | 6.3977e-09 | 0.00060818 | 0.00026345 | 0.0049133 | 0.0057849 | 0 | 0 | 0 | 0 | 0 | 0 | 0 | 0 | 0.078901 | 0.0035421 | 0.0015344 | 0.028615 | 0.033692 | 0.018376 | 0.0070859 | 0.12519 | 0.15065 | 0 | 4
54322_G_2 | SERC_Southeastern | Georgia | 13 | Richmond | 245 | 54322 | 2 | Sibley Mill | 0 | 1946 | 9999 | Hydro | [5 empty] | Non-Fossil | G | 2030 | Hydro |  | 0 | 0 | 0 | 0 | 0 | 0 | 0 | 0 | 0 | 0 | 0 | 0 | 0 | 0 | 0 | 0 | 0.48485 | 0.53508 | 0.65823 | 1.6782 | 0 | 0 | 0 | 0 | 0 | 0 | 0 | 0 | 0 | 0 | 0 | 0 | 0 | 0 | 0 | 0 | 0 | 0 | 0 | 0 | 0.0094849 | 0.00067394 | 0.00074377 | 0.00091494 | 0.0023326 | 0 | 0 | 0 | 0 | 0 | 0.6
54322_G_3 | SERC_Southeastern | Georgia | 13 | Richmond | 245 | 54322 | 3 | Sibley Mill | 0 | 1946 | 9999 | Hydro | [5 empty] | Non-Fossil | G | 2030 | Hydro |  | 0 | 0 | 0 | 0 | 0 | 0 | 0 | 0 | 0 | 0 | 0 | 0 | 0 | 0 | 0 | 0 | 0.56566 | 0.62426 | 0.76794 | 1.9579 | 0 | 0 | 0 | 0 | 0 | 0 | 0 | 0 | 0 | 0 | 0 | 0 | 0 | 0 | 0 | 0 | 0 | 0 | 0 | 0 | 0.011066 | 0.00078626 | 0.00086773 | 0.0010674 | 0.0027214 | 0 | 0 | 0 | 0 | 0 | 0.7
54322_G_4 | SERC_Southeastern | Georgia | 13 | Richmond | 245 | 54322 | 4 | Sibley Mill | 0 | 1946 | 9999 | Hydro | [5 empty] | Non-Fossil | G | 2030 | Hydro |  | 0 | 0 | 0 | 0 | 0 | 0 | 0 | 0 | 0 | 0 | 0 | 0 | 0 | 0 | 0 | 0 | 0.64646 | 0.71344 | 0.87764 | 2.2376 | 0 | 0 | 0 | 0 | 0 | 0 | 0 | 0 | 0 | 0 | 0 | 0 | 0 | 0 | 0 | 0 | 0 | 0 | 0 | 0 | 0.012647 | 0.00089858 | 0.00099169 | 0.0012199 | 0.0031102 | 0 | 0 | 0 | 0 | 0 | 0.8
54324_G_GEN1 | ISONE_MA, VT, NH, RI (Rest of ISO New England) | Rhode Island | 44 | Providence | 7 | 54324 | GEN1 | Ocean State Power II | 8983 | 1991 | 9999 | Combined Cycle |  |  | SCR | H2O |  | Fossil | G | 2030 | NaturalGas |  | 0 | 0 | 0.084216 | 0.084216 | 0 | 0 | 0 | 0 | 0 | 0 | 0 | 0 | 0 | 0 | 0 | 0 | 0 | 0 | 9.375 | 9.375 | 0 | 0 | 4.93 | 4.93 | 0 | 0 | 5.8951e-09 | 5.8951e-09 | 0 | 0 | 0.0011826 | 0.0011826 | 0 | 0 | 0 | 0 | 0 | 0 | 0 | 0 | 2.8458 | 0 | 0 | 0.038626 | 0.038626 | 0 | 0 | 0.16309 | 0.16309 | 0 | 71.2 | SCR
54324_G_GEN2 | ISONE_MA, VT, NH, RI (Rest of ISO New England) | Rhode Island | 44 | Providence | 7 | 54324 | GEN2 | Ocean State Power II | 8983 | 1991 | 9999 | Combined Cycle |  |  | SCR | H2O |  | Fossil | G | 2030 | NaturalGas |  | 0 | 0 | 0.084216 | 0.084216 | 0 | 0 | 0 | 0 | 0 | 0 | 0 | 0 | 0 | 0 | 0 | 0 | 0 | 0 | 9.375 | 9.375 | 0 | 0 | 4.93 | 4.93 | 0 | 0 | 5.8951e-09 | 5.8951e-09 | 0 | 0 | 0.0011826 | 0.0011826 | 0 | 0 | 0 | 0 | 0 | 0 | 0 | 0 | 2.8458 | 0 | 0 | 0.038626 | 0.038626 | 0 | 0 | 0.16309 | 0.16309 | 0 | 71.2 | SCR
54324_G_GEN3 | ISONE_MA, VT, NH, RI (Rest of ISO New England) | Rhode Island | 44 | Providence | 7 | 54324 | GEN3 | Ocean State Power II | 8983 | 1991 | 9999 | Combined Cycle |  |  | SCR | NH3 |  | Fossil | G | 2030 | NaturalGas |  | 0 | 0 | 0.09013 | 0.09013 | 0 | 0 | 0 | 0 | 0 | 0 | 0 | 0 | 0 | 0 | 0 | 0 | 0 | 0 | 10.0334 | 10.0334 | 0 | 0 | 5.2762 | 5.2762 | 0 | 0 | 6.3091e-09 | 6.3091e-09 | 0 | 0 | 0.0012656 | 0.0012656 | 0 | 0 | 0 | 0 | 0 | 0 | 0 | 0 | 3.0456 | 0 | 0 | 0.041339 | 0.041339 | 0 | 0 | 0.17454 | 0.17454 | 0 | 76.2 | SCR
54333_G_G001 | PJM_Western MAAC | Pennsylvania | 42 | Union | 119 | 54333 | G001 | Bucknell University | 5500 | 1998 | 9999 | Combined Cycle | [5 empty] | Fossil | G | 2030 | NaturalGas |  | 0.048678 | 0.056436 | 0.070777 | 0.17589 | 0 | 0 | 0 | 0 | 0 | 0 | 0 | 0 | 0 | 0 | 0 | 0 | 8.8505 | 10.2611 | 12.8685 | 31.9801 | 4.5397 | 5.2632 | 6.6006 | 16.4035 | 5.4284e-09 | 6.2936e-09 | 7.8927e-09 | 1.9615e-08 | 0.00042652 | 0.00049449 | 0.00062014 | 0.0015412 | 0 | 0 | 0 | 0 | 0 | 0 | 0 | 0 | 0.16693 | 0.018904 | 0.021917 | 0.027485 | 0.068306 | 0.11245 | 0.10774 | 0.11432 | 0.33451 | 0 | 4.3
54333_G_G502 | PJM_Western MAAC | Pennsylvania | 42 | Union | 119 | 54333 | G502 | Bucknell University | 5500 | 1991 | 9999 | Combined Cycle | [5 empty] | Fossil | G | 2030 | NaturalGas |  | 0.0090564 | 0.0105 | 0.013168 | 0.032724 | 0 | 0 | 0 | 0 | 0 | 0 | 0 | 0 | 0 | 0 | 0 | 0 | 1.6466 | 1.909 | 2.3941 | 5.9498 | 0.84459 | 0.9792 | 1.228 | 3.0518 | 1.0099e-09 | 1.1709e-09 | 1.4684e-09 | 3.6492e-09 | 7.9352e-05 | 9.1999e-05 | 0.00011538 | 0.00028673 | 0 | 0 | 0 | 0 | 0 | 0 | 0 | 0 | 0.031057 | 0.003517 | 0.0040775 | 0.0051136 | 0.012708 | 0.020921 | 0.020044 | 0.021269 | 0.062234 | 0 | 0.8
54338_B_1 | ERCOT_Rest | Texas | 48 | Hidalgo | 215 | 54338 | 1 | Rio Grande Valley Sugar Growers | 21107 | 1973 | 9999 | Biomass |  |  | Cyclone |  |  | Non-Fossil | B | 2030 |  | Biomass Retirement | 0 | 0 | 0 | 0 | 0 | 0 | 0 | 0 | 0 | 0 | 0 | 0 | 0 | 0 | 0 | 0 | 0 | 0 | 0 | 0 | 0 | 0 | 0 | 0 | 0 | 0 | 0 | 0 | 0 | 0 | 0 | 0 | 0 | 0 | 0 | 0 | 0 | 0 | 0 | 0 | 0 | 0 | 0 | 0 | 0 | 0 | 0 | 0 | 0 | 0 | 3.5
54338_B_2 | ERCOT_Rest | Texas | 48 | Hidalgo | 215 | 54338 | 2 | Rio Grande Valley Sugar Growers | 21107 | 1973 | 9999 | Biomass |  |  | Cyclone |  |  | Non-Fossil | B | 2030 |  | Biomass Retirement | 0 | 0 | 0 | 0 | 0 | 0 | 0 | 0 | 0 | 0 | 0 | 0 | 0 | 0 | 0 | 0 | 0 | 0 | 0 | 0 | 0 | 0 | 0 | 0 | 0 | 0 | 0 | 0 | 0 | 0 | 0 | 0 | 0 | 0 | 0 | 0 | 0 | 0 | 0 | 0 | 0 | 0 | 0 | 0 | 0 | 0 | 0 | 0 | 0 | 0 | 3.5
54338_B_3 | ERCOT_Rest | Texas | 48 | Hidalgo | 215 | 54338 | 3 | Rio Grande Valley Sugar Growers | 21107 | 1973 | 9999 | Biomass |  |  | Cyclone |  |  | Non-Fossil | B | 2030 |  | Biomass Retirement | 0 | 0 | 0 | 0 | 0 | 0 | 0 | 0 | 0 | 0 | 0 | 0 | 0 | 0 | 0 | 0 | 0 | 0 | 0 | 0 | 0 | 0 | 0 | 0 | 0 | 0 | 0 | 0 | 0 | 0 | 0 | 0 | 0 | 0 | 0 | 0 | 0 | 0 | 0 | 0 | 0 | 0 | 0 | 0 | 0 | 0 | 0 | 0 | 0 | 0 | 3.5
54338_B_4 | ERCOT_Rest | Texas | 48 | Hidalgo | 215 | 54338 | 4 | Rio Grande Valley Sugar Growers | 21107 | 1973 | 9999 | Biomass |  |  | Cyclone |  |  | Non-Fossil | B | 2030 |  | Biomass Retirement | 0 | 0 | 0 | 0 | 0 | 0 | 0 | 0 | 0 | 0 | 0 | 0 | 0 | 0 | 0 | 0 | 0 | 0 | 0 | 0 | 0 | 0 | 0 | 0 | 0 | 0 | 0 | 0 | 0 | 0 | 0 | 0 | 0 | 0 | 0 | 0 | 0 | 0 | 0 | 0 | 0 | 0 | 0 | 0 | 0 | 0 | 0 | 0 | 0 | 0 | 3.5
54338_B_6 | ERCOT_Rest | Texas | 48 | Hidalgo | 215 | 54338 | 6 | Rio Grande Valley Sugar Growers | 21107 | 2009 | 9999 | Biomass |  |  | ESPH + Cyclone |  |  | Non-Fossil | B | 2030 |  | Biomass Retirement | 0 | 0 | 0 | 0 | 0 | 0 | 0 | 0 | 0 | 0 | 0 | 0 | 0 | 0 | 0 | 0 | 0 | 0 | 0 | 0 | 0 | 0 | 0 | 0 | 0 | 0 | 0 | 0 | 0 | 0 | 0 | 0 | 0 | 0 | 0 | 0 | 0 | 0 | 0 | 0 | 0 | 0 | 0 | 0 | 0 | 0 | 0 | 0 | 0 | 0 | 3.5
54338_G_GENE | ERCOT_Rest | Texas | 48 | Hidalgo | 215 | 54338 | GENE | Rio Grande Valley Sugar Growers | 13469 | 2011 | 9999 | Combustion Turbine | [5 empty] | Fossil | G | 2030 | Oil |  | 0 | 0 | 0 | 0 | 0 | 0 | 0 | 0 | 0 | 0 | 0 | 0 | 0 | 0 | 0 | 0 | 0 | 0 | 0 | 0 | 0 | 0 | 0 | 0 | 0 | 0 | 0 | 0 | 0 | 0 | 0 | 0 | 0 | 0 | 0 | 0 | 0 | 0 | 0 | 0 | 0.027615 | 0 | 0 | 0 | 0 | 0 | 0 | 0 | 0 | 0 | 1.4
54340_G_1 | MISO_Lower Michigan | Michigan | 26 | Alpena | 7 | 54340 | 1 | Norway Point Hydropower Project | 0 | 1990 | 9999 | Hydro | [5 empty] | Non-Fossil | G | 2030 | Hydro |  | 0 | 0 | 0 | 0 | 0 | 0 | 0 | 0 | 0 | 0 | 0 | 0 | 0 | 0 | 0 | 0 | 3.4874 | 5.6703 | 5.0232 | 14.1808 | 0 | 0 | 0 | 0 | 0 | 0 | 0 | 0 | 0 | 0 | 0 | 0 | 0 | 0 | 0 | 0 | 0 | 0 | 0 | 0 | 0.044263 | 0.0048475 | 0.0078817 | 0.0069822 | 0.019711 | 0 | 0 | 0 | 0 | 0 | 2.8
54340_G_2 | MISO_Lower Michigan | Michigan | 26 | Alpena | 7 | 54340 | 2 | Norway Point Hydropower Project | 0 | 1990 | 9999 | Hydro | [5 empty] | Non-Fossil | G | 2030 | Hydro |  | 0 | 0 | 0 | 0 | 0 | 0 | 0 | 0 | 0 | 0 | 0 | 0 | 0 | 0 | 0 | 0 | 1.4946 | 2.4301 | 2.1528 | 6.0775 | 0 | 0 | 0 | 0 | 0 | 0 | 0 | 0 | 0 | 0 | 0 | 0 | 0 | 0 | 0 | 0 | 0 | 0 | 0 | 0 | 0.01897 | 0.0020775 | 0.0033779 | 0.0029924 | 0.0084477 | 0 | 0 | 0 | 0 | 0 | 1.2
54341_G_1 | MISO_Lower Michigan | Michigan | 26 | Alpena | 7 | 54341 | 1 | Four Mile Hydropower Project | 0 | 1990 | 9999 | Hydro | [5 empty] | Non-Fossil | G | 2030 | Hydro |  | 0 | 0 | 0 | 0 | 0 | 0 | 0 | 0 | 0 | 0 | 0 | 0 | 0 | 0 | 0 | 0 | 0.7473 | 1.2151 | 1.0764 | 3.0387 | 0 | 0 | 0 | 0 | 0 | 0 | 0 | 0 | 0 | 0 | 0 | 0 | 0 | 0 | 0 | 0 | 0 | 0 | 0 | 0 | 0.0094849 | 0.0010387 | 0.0016889 | 0.0014962 | 0.0042239 | 0 | 0 | 0 | 0 | 0 | 0.6
54341_G_2 | MISO_Lower Michigan | Michigan | 26 | Alpena | 7 | 54341 | 2 | Four Mile Hydropower Project | 0 | 1990 | 9999 | Hydro | [5 empty] | Non-Fossil | G | 2030 | Hydro |  | 0 | 0 | 0 | 0 | 0 | 0 | 0 | 0 | 0 | 0 | 0 | 0 | 0 | 0 | 0 | 0 | 0.7473 | 1.2151 | 1.0764 | 3.0387 | 0 | 0 | 0 | 0 | 0 | 0 | 0 | 0 | 0 | 0 | 0 | 0 | 0 | 0 | 0 | 0 | 0 | 0 | 0 | 0 | 0.0094849 | 0.0010387 | 0.0016889 | 0.0014962 | 0.0042239 | 0 | 0 | 0 | 0 | 0 | 0.6
54341_G_3 | MISO_Lower Michigan | Michigan | 26 | Alpena | 7 | 54341 | 3 | Four Mile Hydropower Project | 0 | 1990 | 9999 | Hydro | [5 empty] | Non-Fossil | G | 2030 | Hydro |  | 0 | 0 | 0 | 0 | 0 | 0 | 0 | 0 | 0 | 0 | 0 | 0 | 0 | 0 | 0 | 0 | 0.7473 | 1.2151 | 1.0764 | 3.0387 | 0 | 0 | 0 | 0 | 0 | 0 | 0 | 0 | 0 | 0 | 0 | 0 | 0 | 0 | 0 | 0 | 0 | 0 | 0 | 0 | 0.0094849 | 0.0010387 | 0.0016889 | 0.0014962 | 0.0042239 | 0 | 0 | 0 | 0 | 0 | 0.6
54341_G_4 | MISO_Lower Michigan | Michigan | 26 | Alpena | 7 | 54341 | 4 | Four Mile Hydropower Project | 0 | 2005 | 9999 | Hydro | [5 empty] | Non-Fossil | G | 2030 | Hydro |  | 0 | 0 | 0 | 0 | 0 | 0 | 0 | 0 | 0 | 0 | 0 | 0 | 0 | 0 | 0 | 0 | 0.2491 | 0.40502 | 0.3588 | 1.0129 | 0 | 0 | 0 | 0 | 0 | 0 | 0 | 0 | 0 | 0 | 0 | 0 | 0 | 0 | 0 | 0 | 0 | 0 | 0 | 0 | 0.0031616 | 0.00034625 | 0.00056298 | 0.00049873 | 0.001408 | 0 | 0 | 0 | 0 | 0 | 0.2
54342_G_1 | MISO_Lower Michigan | Michigan | 26 | Alpena | 7 | 54342 | 1 | Ninth Street Hydropower Project | 0 | 1990 | 9999 | Hydro | [5 empty] | Non-Fossil | G | 2030 | Hydro |  | 0 | 0 | 0 | 0 | 0 | 0 | 0 | 0 | 0 | 0 | 0 | 0 | 0 | 0 | 0 | 0 | 0.4982 | 0.81004 | 0.71759 | 2.0258 | 0 | 0 | 0 | 0 | 0 | 0 | 0 | 0 | 0 | 0 | 0 | 0 | 0 | 0 | 0 | 0 | 0 | 0 | 0 | 0 | 0.0063233 | 0.0006925 | 0.001126 | 0.00099745 | 0.0028159 | 0 | 0 | 0 | 0 | 0 | 0.4
54342_G_2 | MISO_Lower Michigan | Michigan | 26 | Alpena | 7 | 54342 | 2 | Ninth Street Hydropower Project | 0 | 1990 | 9999 | Hydro | [5 empty] | Non-Fossil | G | 2030 | Hydro |  | 0 | 0 | 0 | 0 | 0 | 0 | 0 | 0 | 0 | 0 | 0 | 0 | 0 | 0 | 0 | 0 | 0.4982 | 0.81004 | 0.71759 | 2.0258 | 0 | 0 | 0 | 0 | 0 | 0 | 0 | 0 | 0 | 0 | 0 | 0 | 0 | 0 | 0 | 0 | 0 | 0 | 0 | 0 | 0.0063233 | 0.0006925 | 0.001126 | 0.00099745 | 0.0028159 | 0 | 0 | 0 | 0 | 0 | 0.4
54342_G_3 | MISO_Lower Michigan | Michigan | 26 | Alpena | 7 | 54342 | 3 | Ninth Street Hydropower Project | 0 | 1990 | 9999 | Hydro | [5 empty] | Non-Fossil | G | 2030 | Hydro |  | 0 | 0 | 0 | 0 | 0 | 0 | 0 | 0 | 0 | 0 | 0 | 0 | 0 | 0 | 0 | 0 | 0.4982 | 0.81004 | 0.71759 | 2.0258 | 0 | 0 | 0 | 0 | 0 | 0 | 0 | 0 | 0 | 0 | 0 | 0 | 0 | 0 | 0 | 0 | 0 | 0 | 0 | 0 | 0.0063233 | 0.0006925 | 0.001126 | 0.00099745 | 0.0028159 | 0 | 0 | 0 | 0 | 0 | 0.4
54343_G_GEN1 | WECC_Southern California Edison | California | 6 | Tulare | 107 | 54343 | GEN1 | Terminus Hydroelectric Project | 0 | 1990 | 9999 | Hydro | [5 empty] | Non-Fossil | G | 2030 | Hydro |  | 0 | 0 | 0 | 0 | 0 | 0 | 0 | 0 | 0 | 0 | 0 | 0 | 0 | 0 | 0 | 0 | 9.7774 | 17.2313 | 37.2779 | 64.2865 | 0 | 0 | 0 | 0 | 0 | 0 | 0 | 0 | 0 | 0 | 0 | 0 | 0 | 0 | 0 | 0 | 0 | 0 | 0 | 0 | 0.31616 | 0.013591 | 0.023951 | 0.051816 | 0.089358 | 0 | 0 | 0 | 0 | 0 | 20
54355_G_GEN1 | ISONE_MA, VT, NH, RI (Rest of ISO New England) | Vermont | 50 | Chittenden | 7 | 54355 | GEN1 | Chace Mill Winooski One | 0 | 1993 | 9999 | Hydro | [5 empty] | Non-Fossil | G | 2030 | Hydro |  | 0 | 0 | 0 | 0 | 0 | 0 | 0 | 0 | 0 | 0 | 0 | 0 | 0 | 0 | 0 | 0 | 2.6476 | 3.772 | 3.7276 | 10.1472 | 0 | 0 | 0 | 0 | 0 | 0 | 0 | 0 | 0 | 0 | 0 | 0 | 0 | 0 | 0 | 0 | 0 | 0 | 0 | 0 | 0.039521 | 0.0036801 | 0.005243 | 0.0051814 | 0.014105 | 0 | 0 | 0 | 0 | 0 | 2.5
54355_G_GEN2 | ISONE_MA, VT, NH, RI (Rest of ISO New England) | Vermont | 50 | Chittenden | 7 | 54355 | GEN2 | Chace Mill Winooski One | 0 | 1993 | 9999 | Hydro | [5 empty] | Non-Fossil | G | 2030 | Hydro |  | 0 | 0 | 0 | 0 | 0 | 0 | 0 | 0 | 0 | 0 | 0 | 0 | 0 | 0 | 0 | 0 | 2.6476 | 3.772 | 3.7276 | 10.1472 | 0 | 0 | 0 | 0 | 0 | 0 | 0 | 0 | 0 | 0 | 0 | 0 | 0 | 0 | 0 | 0 | 0 | 0 | 0 | 0 | 0.039521 | 0.0036801 | 0.005243 | 0.0051814 | 0.014105 | 0 | 0 | 0 | 0 | 0 | 2.5
54355_G_GEN3 | ISONE_MA, VT, NH, RI (Rest of ISO New England) | Vermont | 50 | Chittenden | 7 | 54355 | GEN3 | Chace Mill Winooski One | 0 | 1993 | 9999 | Hydro | [5 empty] | Non-Fossil | G | 2030 | Hydro |  | 0 | 0 | 0 | 0 | 0 | 0 | 0 | 0 | 0 | 0 | 0 | 0 | 0 | 0 | 0 | 0 | 2.6476 | 3.772 | 3.7276 | 10.1472 | 0 | 0 | 0 | 0 | 0 | 0 | 0 | 0 | 0 | 0 | 0 | 0 | 0 | 0 | 0 | 0 | 0 | 0 | 0 | 0 | 0.039521 | 0.0036801 | 0.005243 | 0.0051814 | 0.014105 | 0 | 0 | 0 | 0 | 0 | 2.5
54365_G_APC1 | FRCC | Florida | 12 | Polk | 105 | 54365 | APC1 | Orange Cogeneration Facility | 7328 | 1995 | 9999 | Combined Cycle |  |  |  | DLNB + H2O |  | Fossil | G | 2030 | NaturalGas |  | 0.43167 | 0.59095 | 0.77943 | 1.8021 | 0 | 0 | 0 | 0 | 0 | 0 | 0 | 0 | 0 | 0 | 0 | 0 | 58.9074 | 80.6432 | 106.3628 | 245.9134 | 28.2324 | 38.6496 | 50.9762 | 117.8582 | 3.3759e-08 | 4.6216e-08 | 6.0955e-08 | 1.4093e-07 | 0.012102 | 0.016568 | 0.021852 | 0.050522 | 0 | 0 | 0 | 0 | 0 | 0 | 0 | 0 | 1.6118 | 0.12582 | 0.17224 | 0.22718 | 0.52524 | 1.3011 | 1.5689 | 2.565 | 5.435 | 0 | 43
54365_G_APC2 | FRCC | Florida | 12 | Polk | 105 | 54365 | APC2 | Orange Cogeneration Facility | 7328 | 1995 | 9999 | Combined Cycle |  |  |  | DLNB + H2O |  | Fossil | G | 2030 | NaturalGas |  | 0.43167 | 0.59095 | 0.77943 | 1.8021 | 0 | 0 | 0 | 0 | 0 | 0 | 0 | 0 | 0 | 0 | 0 | 0 | 58.9074 | 80.6432 | 106.3628 | 245.9134 | 28.2324 | 38.6496 | 50.9762 | 117.8582 | 3.3759e-08 | 4.6216e-08 | 6.0955e-08 | 1.4093e-07 | 0.012102 | 0.016568 | 0.021852 | 0.050522 | 0 | 0 | 0 | 0 | 0 | 0 | 0 | 0 | 1.6118 | 0.12582 | 0.17224 | 0.22718 | 0.52524 | 1.3011 | 1.5689 | 2.565 | 5.435 | 0 | 43
54365_G_APC3 | FRCC | Florida | 12 | Polk | 105 | 54365 | APC3 | Orange Cogeneration Facility | 7328 | 1995 | 9999 | Combined Cycle |  |  |  | LNB |  | Fossil | G | 2030 | NaturalGas |  | 0.24696 | 0.33808 | 0.4459 | 1.0309 | 0 | 0 | 0 | 0 | 0 | 0 | 0 | 0 | 0 | 0 | 0 | 0 | 33.7005 | 46.1354 | 60.8494 | 140.6854 | 16.1515 | 22.1112 | 29.1631 | 67.4258 | 1.9313e-08 | 2.644e-08 | 3.4872e-08 | 8.0625e-08 | 0.0069237 | 0.0094784 | 0.012501 | 0.028903 | 0 | 0 | 0 | 0 | 0 | 0 | 0 | 0 | 0.17977 | 0.07198 | 0.09854 | 0.12997 | 0.30049 | 0.74437 | 0.89753 | 1.4674 | 3.1093 | 0 | 24.6
54372_G_GT1 | WECC_Colorado | Colorado | 8 | Boulder | 13 | 54372 | GT1 | University of Colorado | 5885 | 1992 | 9999 | Combined Cycle | [5 empty] | Fossil | G | 2030 | NaturalGas |  | 0.15521 | 0.21039 | 0.29093 | 0.65652 | 0 | 0 | 0 | 0 | 0 | 0 | 0 | 0 | 0 | 0 | 0 | 0 | 26.3731 | 35.7503 | 49.4352 | 111.5586 | 13.5275 | 18.3373 | 25.3567 | 57.2215 | 1.6176e-08 | 2.1927e-08 | 3.0321e-08 | 6.8423e-08 | 0.01464 | 0.019846 | 0.027442 | 0.061928 | 0 | 0 | 0 | 0 | 0 | 0 | 0 | 0 | 0.58311 | 0.05633 | 0.076358 | 0.10559 | 0.23828 | 0.45331 | 0.50479 | 0.62796 | 1.5861 | 0 | 15
54372_G_GT2 | WECC_Colorado | Colorado | 8 | Boulder | 13 | 54372 | GT2 | University of Colorado | 5885 | 1992 | 9999 | Combined Cycle | [5 empty] | Fossil | G | 2030 | NaturalGas |  | 0.15521 | 0.21039 | 0.29093 | 0.65652 | 0 | 0 | 0 | 0 | 0 | 0 | 0 | 0 | 0 | 0 | 0 | 0 | 26.3731 | 35.7503 | 49.4352 | 111.5586 | 13.5275 | 18.3373 | 25.3567 | 57.2215 | 1.6176e-08 | 2.1927e-08 | 3.0321e-08 | 6.8423e-08 | 0.01464 | 0.019846 | 0.027442 | 0.061928 | 0 | 0 | 0 | 0 | 0 | 0 | 0 | 0 | 0.58311 | 0.05633 | 0.076358 | 0.10559 | 0.23828 | 0.45331 | 0.50479 | 0.62796 | 1.5861 | 0 | 15
54372_G_ST1 | WECC_Colorado | Colorado | 8 | Boulder | 13 | 54372 | ST1 | University of Colorado | 5885 | 1992 | 9999 | Combined Cycle | [5 empty] | Fossil | G | 2030 | NaturalGas |  | 0.010347 | 0.014026 | 0.019395 | 0.043768 | 0 | 0 | 0 | 0 | 0 | 0 | 0 | 0 | 0 | 0 | 0 | 0 | 1.7582 | 2.3834 | 3.2957 | 7.4372 | 0.90183 | 1.2225 | 1.6904 | 3.8148 | 1.0784e-09 | 1.4618e-09 | 2.0214e-09 | 4.5616e-09 | 0.00097601 | 0.001323 | 0.0018295 | 0.0041285 | 0 | 0 | 0 | 0 | 0 | 0 | 0 | 0 | 0.038874 | 0.0037553 | 0.0050906 | 0.0070392 | 0.015885 | 0.03022 | 0.033653 | 0.041864 | 0.10574 | 0 | 1
54384_G_GEN1 | ISONE_MA, VT, NH, RI (Rest of ISO New England) | New Hampshire | 33 | Merrimack | 13 | 54384 | GEN1 | EHC West Hopkinton | 0 | 1985 | 9999 | Hydro | [5 empty] | Non-Fossil | G | 2030 | Hydro |  | 0 | 0 | 0 | 0 | 0 | 0 | 0 | 0 | 0 | 0 | 0 | 0 | 0 | 0 | 0 | 0 | 0.56117 | 0.90632 | 0.87538 | 2.3429 | 0 | 0 | 0 | 0 | 0 | 0 | 0 | 0 | 0 | 0 | 0 | 0 | 0 | 0 | 0 | 0 | 0 | 0 | 0 | 0 | 0.015808 | 0.00078002 | 0.0012598 | 0.0012168 | 0.0032566 | 0 | 0 | 0 | 0 | 0 | 1
54385_G_GEN1 | ISONE_Connecticut | Connecticut | 9 | New Haven | 9 | 54385 | GEN1 | Kinneytown New Old | 0 | 1986 | 9999 | Hydro | [5 empty] | Non-Fossil | G | 2030 | Hydro |  | 0 | 0 | 0 | 0 | 0 | 0 | 0 | 0 | 0 | 0 | 0 | 0 | 0 | 0 | 0 | 0 | 0.79273 | 1.1332 | 1.1828 | 3.1088 | 0 | 0 | 0 | 0 | 0 | 0 | 0 | 0 | 0 | 0 | 0 | 0 | 0 | 0 | 0 | 0 | 0 | 0 | 0 | 0 | 0.012647 | 0.0011019 | 0.0015751 | 0.0016441 | 0.0043212 | 0 | 0 | 0 | 0 | 0 | 0.8
54385_G_GEN2 | ISONE_Connecticut | Connecticut | 9 | New Haven | 9 | 54385 | GEN2 | Kinneytown New Old | 0 | 1995 | 9999 | Hydro | [5 empty] | Non-Fossil | G | 2030 | Hydro |  | 0 | 0 | 0 | 0 | 0 | 0 | 0 | 0 | 0 | 0 | 0 | 0 | 0 | 0 | 0 | 0 | 1.3873 | 1.9831 | 2.07 | 5.4403 | 0 | 0 | 0 | 0 | 0 | 0 | 0 | 0 | 0 | 0 | 0 | 0 | 0 | 0 | 0 | 0 | 0 | 0 | 0 | 0 | 0.022132 | 0.0019283 | 0.0027565 | 0.0028773 | 0.0075621 | 0 | 0 | 0 | 0 | 0 | 1.4
54386_G_GEN1 | WECC_Idaho | Idaho | 16 | Blaine | 13 | 54386 | GEN1 | Little Wood Hydro Project | 0 | 1985 | 9999 | Hydro | [5 empty] | Non-Fossil | G | 2030 | Hydro |  | 0 | 0 | 0 | 0 | 0 | 0 | 0 | 0 | 0 | 0 | 0 | 0 | 0 | 0 | 0 | 0 | 1.7474 | 2.4075 | 3.9005 | 8.0555 | 0 | 0 | 0 | 0 | 0 | 0 | 0 | 0 | 0 | 0 | 0 | 0 | 0 | 0 | 0 | 0 | 0 | 0 | 0 | 0 | 0.03794 | 0.0024289 | 0.0033465 | 0.0054217 | 0.011197 | 0 | 0 | 0 | 0 | 0 | 2.4
54387_G_GEN1 | WECC_Pacific Northwest | Washington | 53 | King | 33 | 54387 | GEN1 | Weeks Falls | 0 | 1990 | 9999 | Hydro | [5 empty] | Non-Fossil | G | 2030 | Hydro |  | 0 | 0 | 0 | 0 | 0 | 0 | 0 | 0 | 0 | 0 | 0 | 0 | 0 | 0 | 0 | 0 | 3.4231 | 4.7374 | 5.974 | 14.1345 | 0 | 0 | 0 | 0 | 0 | 0 | 0 | 0 | 0 | 0 | 0 | 0 | 0 | 0 | 0 | 0 | 0 | 0 | 0 | 0 | 0.066395 | 0.004758 | 0.006585 | 0.0083039 | 0.019647 | 0 | 0 | 0 | 0 | 0 | 4.2
54391_G_1 | NY_Zone D (North) | New York | 36 | Clinton | 19 | 54391 | 1 | Alice Falls Hydro Project | 0 | 1991 | 9999 | Hydro | [5 empty] | Non-Fossil | G | 2030 | Hydro |  | 0 | 0 | 0 | 0 | 0 | 0 | 0 | 0 | 0 | 0 | 0 | 0 | 0 | 0 | 0 | 0 | 1.595 | 2.154 | 2.6509 | 6.3999 | 0 | 0 | 0 | 0 | 0 | 0 | 0 | 0 | 0 | 0 | 0 | 0 | 0 | 0 | 0 | 0 | 0 | 0 | 0 | 0 | 0.023712 | 0.002217 | 0.0029941 | 0.0036847 | 0.0088959 | 0 | 0 | 0 | 0 | 0 | 1.5
54391_G_2 | NY_Zone D (North) | New York | 36 | Clinton | 19 | 54391 | 2 | Alice Falls Hydro Project | 0 | 1991 | 9999 | Hydro | [5 empty] | Non-Fossil | G | 2030 | Hydro |  | 0 | 0 | 0 | 0 | 0 | 0 | 0 | 0 | 0 | 0 | 0 | 0 | 0 | 0 | 0 | 0 | 0.74433 | 1.0052 | 1.2371 | 2.9866 | 0 | 0 | 0 | 0 | 0 | 0 | 0 | 0 | 0 | 0 | 0 | 0 | 0 | 0 | 0 | 0 | 0 | 0 | 0 | 0 | 0.011066 | 0.0010346 | 0.0013973 | 0.0017195 | 0.0041514 | 0 | 0 | 0 | 0 | 0 | 0.7
54392_G_GEN1 | SERC_Southeastern | Georgia | 13 | Gwinnett | 135 | 54392 | GEN1 | BJ Gas Recovery | 14103 | 1993 | 9999 | Landfill Gas | [5 empty] | Non-Fossil | G | 2030 | LF Gas |  | 1.8817e-08 | 2.5288e-08 | 3.4176e-08 | 7.8282e-08 | 0 | 0 | 0 | 0 | 0 | 0 | 0 | 0 | 0 | 0 | 0 | 0 | 1.3325e-06 | 1.7907e-06 | 2.4202e-06 | 5.5434e-06 | 1.0844e-06 | 1.4573e-06 | 1.9695e-06 | 4.5113e-06 | 0 | 0 | 0 | 0 | 2.2658e-09 | 3.0449e-09 | 4.1152e-09 | 9.4259e-09 | 0 | 0 | 0 | 0 | 0 | 0 | 0 | 0 | 2.706e-07 | 9.2437e-09 | 1.2422e-08 | 1.6789e-08 | 3.8455e-08 | 0 | 0 | 0 | 0 | 0 | 1e-06
54392_G_GEN3 | SERC_Southeastern | Georgia | 13 | Gwinnett | 135 | 54392 | GEN3 | BJ Gas Recovery | 14103 | 1993 | 9999 | Landfill Gas | [5 empty] | Non-Fossil | G | 2030 | LF Gas |  | 1.8817e-08 | 2.5288e-08 | 3.4176e-08 | 7.8282e-08 | 0 | 0 | 0 | 0 | 0 | 0 | 0 | 0 | 0 | 0 | 0 | 0 | 1.3325e-06 | 1.7907e-06 | 2.4202e-06 | 5.5434e-06 | 1.0844e-06 | 1.4573e-06 | 1.9695e-06 | 4.5113e-06 | 0 | 0 | 0 | 0 | 2.2658e-09 | 3.0449e-09 | 4.1152e-09 | 9.4259e-09 | 0 | 0 | 0 | 0 | 0 | 0 | 0 | 0 | 2.706e-07 | 9.2437e-09 | 1.2422e-08 | 1.6789e-08 | 3.8455e-08 | 0 | 0 | 0 | 0 | 0 | 1e-06
54394_G_GEN1 | WECC_Idaho | Idaho | 16 | Butte | 23 | 54394 | GEN1 | Dry Creek Project | 0 | 1987 | 9999 | Hydro | [5 empty] | Non-Fossil | G | 2030 | Hydro |  | 0 | 0 | 0 | 0 | 0 | 0 | 0 | 0 | 0 | 0 | 0 | 0 | 0 | 0 | 0 | 0 | 1.7587 | 2.5875 | 4.4208 | 8.7669 | 0 | 0 | 0 | 0 | 0 | 0 | 0 | 0 | 0 | 0 | 0 | 0 | 0 | 0 | 0 | 0 | 0 | 0 | 0 | 0 | 0.034778 | 0.0024445 | 0.0035966 | 0.0061449 | 0.012186 | 0 | 0 | 0 | 0 | 0 | 2.2
54395_G_1 | NY_Zone F (Capital) | New York | 36 | Saratoga | 91 | 54395 | 1 | Stillwater Hydro Electric Project | 0 | 1993 | 9999 | Hydro | [5 empty] | Non-Fossil | G | 2030 | Hydro |  | 0 | 0 | 0 | 0 | 0 | 0 | 0 | 0 | 0 | 0 | 0 | 0 | 0 | 0 | 0 | 0 | 2.1201 | 2.8659 | 3.5177 | 8.5038 | 0 | 0 | 0 | 0 | 0 | 0 | 0 | 0 | 0 | 0 | 0 | 0 | 0 | 0 | 0 | 0 | 0 | 0 | 0 | 0 | 0.026874 | 0.002947 | 0.0039836 | 0.0048897 | 0.01182 | 0 | 0 | 0 | 0 | 0 | 1.7
54395_G_2 | NY_Zone F (Capital) | New York | 36 | Saratoga | 91 | 54395 | 2 | Stillwater Hydro Electric Project | 0 | 1993 | 9999 | Hydro | [5 empty] | Non-Fossil | G | 2030 | Hydro |  | 0 | 0 | 0 | 0 | 0 | 0 | 0 | 0 | 0 | 0 | 0 | 0 | 0 | 0 | 0 | 0 | 2.1201 | 2.8659 | 3.5177 | 8.5038 | 0 | 0 | 0 | 0 | 0 | 0 | 0 | 0 | 0 | 0 | 0 | 0 | 0 | 0 | 0 | 0 | 0 | 0 | 0 | 0 | 0.026874 | 0.002947 | 0.0039836 | 0.0048897 | 0.01182 | 0 | 0 | 0 | 0 | 0 | 1.7
544_G_10 | ISONE_Connecticut | Connecticut | 9 | New Haven | 9 | 544 | 10 | Devon Station | 10783 | 1985 | 9999 | Combustion Turbine | [5 empty] | Fossil | G | 2030 | Oil |  | 0 | 0 | 0 | 0 | 0 | 0 | 0 | 0 | 0 | 0 | 0 | 0 | 0 | 0 | 0 | 0 | 0 | 0 | 0 | 0 | 0 | 0 | 0 | 0 | 0 | 0 | 0 | 0 | 0 | 0 | 0 | 0 | 0 | 0 | 0 | 0 | 0 | 0 | 0 | 0 | 0.65573 | 0 | 0 | 0 | 0 | 0 | 0 | 0 | 0 | 0 | 14.4
544_G_11 | ISONE_Connecticut | Connecticut | 9 | New Haven | 9 | 544 | 11 | Devon Station | 10782 | 1996 | 9999 | Combustion Turbine |  |  |  | H2O |  | Fossil | G | 2030 | NaturalGas |  | 0 | 0 | 0.0071185 | 0.0071185 | 0 | 0 | 0 | 0 | 0 | 0 | 0 | 0 | 0 | 0 | 0 | 0 | 0 | 0 | 0.66022 | 0.66022 | 0 | 0 | 0.41672 | 0.41672 | 0 | 0 | 4.9829e-10 | 4.9829e-10 | 0 | 0 | 0.00053389 | 0.00053389 | 0 | 0 | 0 | 0 | 0 | 0 | 0 | 0 | 0.57795 | 0 | 0 | 0.0036708 | 0.0036708 | 0 | 0 | 0.013936 | 0.013936 | 0 | 29.3
544_G_12 | ISONE_Connecticut | Connecticut | 9 | New Haven | 9 | 544 | 12 | Devon Station | 10783 | 1996 | 9999 | Combustion Turbine |  |  |  | H2O |  | Fossil | G | 2030 | NaturalGas |  | 0 | 0 | 0.0070949 | 0.0070949 | 0 | 0 | 0 | 0 | 0 | 0 | 0 | 0 | 0 | 0 | 0 | 0 | 0 | 0 | 0.65797 | 0.65797 | 0 | 0 | 0.41533 | 0.41533 | 0 | 0 | 4.9664e-10 | 4.9664e-10 | 0 | 0 | 0.00053211 | 0.00053211 | 0 | 0 | 0 | 0 | 0 | 0 | 0 | 0 | 0.57598 | 0 | 0 | 0.0036583 | 0.0036583 | 0 | 0 | 0.01389 | 0.01389 | 0 | 29.2
544_G_13 | ISONE_Connecticut | Connecticut | 9 | New Haven | 9 | 544 | 13 | Devon Station | 10782 | 1996 | 9999 | Combustion Turbine |  |  |  | H2O |  | Fossil | G | 2030 | NaturalGas |  | 0 | 0 | 0.0072643 | 0.0072643 | 0 | 0 | 0 | 0 | 0 | 0 | 0 | 0 | 0 | 0 | 0 | 0 | 0 | 0 | 0.67374 | 0.67374 | 0 | 0 | 0.42525 | 0.42525 | 0 | 0 | 5.085e-10 | 5.085e-10 | 0 | 0 | 0.00054482 | 0.00054482 | 0 | 0 | 0 | 0 | 0 | 0 | 0 | 0 | 0.58978 | 0 | 0 | 0.003746 | 0.003746 | 0 | 0 | 0.014222 | 0.014222 | 0 | 29.9
544_G_14 | ISONE_Connecticut | Connecticut | 9 | New Haven | 9 | 544 | 14 | Devon Station | 10782 | 1996 | 9999 | Combustion Turbine |  |  |  | H2O |  | Fossil | G | 2030 | NaturalGas |  | 0 | 0 | 0.0072157 | 0.0072157 | 0 | 0 | 0 | 0 | 0 | 0 | 0 | 0 | 0 | 0 | 0 | 0 | 0 | 0 | 0.66923 | 0.66923 | 0 | 0 | 0.42241 | 0.42241 | 0 | 0 | 5.051e-10 | 5.051e-10 | 0 | 0 | 0.00054118 | 0.00054118 | 0 | 0 | 0 | 0 | 0 | 0 | 0 | 0 | 0.58584 | 0 | 0 | 0.0037209 | 0.0037209 | 0 | 0 | 0.014127 | 0.014127 | 0 | 29.7
54406_G_P31 | MISO_Wisconsin- Upper Michigan (WUMS) | Wisconsin | 55 | Dane | 25 | 54406 | P31 | Capitol Heat and Power | 13469 | 2011 | 9999 | Combustion Turbine | [5 empty] | Fossil | G | 2030 | Oil |  | 0 | 0 | 0 | 0 | 0 | 0 | 0 | 0 | 0 | 0 | 0 | 0 | 0 | 0 | 0 | 0 | 0 | 0 | 0 | 0 | 0 | 0 | 0 | 0 | 0 | 0 | 0 | 0 | 0 | 0 | 0 | 0 | 0 | 0 | 0 | 0 | 0 | 0 | 0 | 0 | 0.043465 | 0 | 0 | 0 | 0 | 0 | 0 | 0 | 0 | 0 | 1
54406_G_P32 | MISO_Wisconsin- Upper Michigan (WUMS) | Wisconsin | 55 | Dane | 25 | 54406 | P32 | Capitol Heat and Power | 13469 | 2011 | 9999 | Combustion Turbine | [5 empty] | Fossil | G | 2030 | Oil |  | 0 | 0 | 0 | 0 | 0 | 0 | 0 | 0 | 0 | 0 | 0 | 0 | 0 | 0 | 0 | 0 | 0 | 0 | 0 | 0 | 0 | 0 | 0 | 0 | 0 | 0 | 0 | 0 | 0 | 0 | 0 | 0 | 0 | 0 | 0 | 0 | 0 | 0 | 0 | 0 | 0.043465 | 0 | 0 | 0 | 0 | 0 | 0 | 0 | 0 | 0 | 1
54407_G_1 | MISO_Wisconsin- Upper Michigan (WUMS) | Wisconsin | 55 | Dodge | 27 | 54407 | 1 | Waupun Correctional Central Heating Plt | 10947 | 1951 | 9999 | O/G Steam | [5 empty] | Fossil | G | 2030 | NaturalGas |  | 0.00094762 | 0.00069316 | 0.01405 | 0.015691 | 0 | 0 | 0 | 0 | 0 | 0 | 0 | 0 | 0 | 0 | 0 | 0 | 0.086564 | 0.06332 | 1.2834 | 1.4333 | 0.055474 | 0.040578 | 0.82248 | 0.91853 | 6.6334e-11 | 4.8522e-11 | 9.8349e-10 | 1.0983e-09 | 0.00010927 | 7.9932e-05 | 0.0016202 | 0.0018094 | 0 | 0 | 0 | 0 | 0 | 0 | 0 | 0 | 0.016008 | 7.6138e-05 | 5.5694e-05 | 0.0011289 | 0.0012607 | 0.0028524 | 0.0018546 | 0.031607 | 0.036315 | 0 | 1
54407_G_2 | MISO_Wisconsin- Upper Michigan (WUMS) | Wisconsin | 55 | Dodge | 27 | 54407 | 2 | Waupun Correctional Central Heating Plt | 10947 | 1951 | 9999 | O/G Steam | [5 empty] | Fossil | G | 2030 | NaturalGas |  | 0.00047381 | 0.00034658 | 0.0070249 | 0.0078453 | 0 | 0 | 0 | 0 | 0 | 0 | 0 | 0 | 0 | 0 | 0 | 0 | 0.043282 | 0.03166 | 0.64172 | 0.71666 | 0.027737 | 0.020289 | 0.41124 | 0.45926 | 3.3167e-11 | 2.4261e-11 | 4.9174e-10 | 5.4917e-10 | 5.4637e-05 | 3.9966e-05 | 0.00081008 | 0.00090468 | 0 | 0 | 0 | 0 | 0 | 0 | 0 | 0 | 0.0080041 | 3.8069e-05 | 2.7847e-05 | 0.00056443 | 0.00063035 | 0.0014262 | 0.00092731 | 0.015804 | 0.018157 | 0 | 0.5
54407_G_3 | MISO_Wisconsin- Upper Michigan (WUMS) | Wisconsin | 55 | Dodge | 27 | 54407 | 3 | Waupun Correctional Central Heating Plt | 13469 | 1991 | 9999 | Combustion Turbine | [5 empty] | Fossil | G | 2030 | Oil |  | 0 | 0 | 0 | 0 | 0 | 0 | 0 | 0 | 0 | 0 | 0 | 0 | 0 | 0 | 0 | 0 | 0 | 0 | 0 | 0 | 0 | 0 | 0 | 0 | 0 | 0 | 0 | 0 | 0 | 0 | 0 | 0 | 0 | 0 | 0 | 0 | 0 | 0 | 0 | 0 | 0.034772 | 0 | 0 | 0 | 0 | 0 | 0 | 0 | 0 | 0 | 0.8
54407_G_4 | MISO_Wisconsin- Upper Michigan (WUMS) | Wisconsin | 55 | Dodge | 27 | 54407 | 4 | Waupun Correctional Central Heating Plt | 13469 | 1998 | 9999 | Combustion Turbine | [5 empty] | Fossil | G | 2030 | Oil |  | 0 | 0 | 0 | 0 | 0 | 0 | 0 | 0 | 0 | 0 | 0 | 0 | 0 | 0 | 0 | 0 | 0 | 0 | 0 | 0 | 0 | 0 | 0 | 0 | 0 | 0 | 0 | 0 | 0 | 0 | 0 | 0 | 0 | 0 | 0 | 0 | 0 | 0 | 0 | 0 | 0.065197 | 0 | 0 | 0 | 0 | 0 | 0 | 0 | 0 | 0 | 1.5
54408_B_B05 | MISO_Wisconsin- Upper Michigan (WUMS) | Wisconsin | 55 | Dane | 25 | 54408 | B05 | UW Madison Charter Street Plant | 8300 | 2013 | 9999 | O/G Steam | [5 empty] | Fossil | B | 2030 | NaturalGas |  | 0.020362 | 0.027602 | 0.049548 | 0.097512 | 0 | 0 | 0 | 0 | 0 | 0 | 0 | 0 | 0 | 0 | 0 | 0 | 2.4533 | 3.3255 | 5.9696 | 11.7484 | 3.1387 | 4.2547 | 7.6375 | 15.0309 | 3.7531e-09 | 5.0876e-09 | 9.1326e-09 | 1.7973e-08 | 0.0061827 | 0.0083811 | 0.015045 | 0.029609 | 0 | 0 | 0 | 0 | 0 | 0 | 0 | 0 | 0 | 0.0021578 | 0.002925 | 0.0052507 | 0.010333 | 0.061292 | 0.073851 | 0.11147 | 0.24661 | 0 | 1.9
54408_B_B06 | MISO_Wisconsin- Upper Michigan (WUMS) | Wisconsin | 55 | Dane | 25 | 54408 | B06 | UW Madison Charter Street Plant | 8300 | 2013 | 9999 | O/G Steam | [5 empty] | Fossil | B | 2030 | NaturalGas |  | 0.020362 | 0.027602 | 0.049548 | 0.097512 | 0 | 0 | 0 | 0 | 0 | 0 | 0 | 0 | 0 | 0 | 0 | 0 | 2.4533 | 3.3255 | 5.9696 | 11.7484 | 3.1387 | 4.2547 | 7.6375 | 15.0309 | 3.7531e-09 | 5.0876e-09 | 9.1326e-09 | 1.7973e-08 | 0.0061827 | 0.0083811 | 0.015045 | 0.029609 | 0 | 0 | 0 | 0 | 0 | 0 | 0 | 0 | 0 | 0.0021578 | 0.002925 | 0.0052507 | 0.010333 | 0.061292 | 0.073851 | 0.11147 | 0.24661 | 0 | 1.9
54408_B_B07 | MISO_Wisconsin- Upper Michigan (WUMS) | Wisconsin | 55 | Dane | 25 | 54408 | B07 | UW Madison Charter Street Plant | 8300 | 2013 | 9999 | O/G Steam | [5 empty] | Fossil | B | 2030 | NaturalGas |  | 0.020362 | 0.027602 | 0.049548 | 0.097512 | 0 | 0 | 0 | 0 | 0 | 0 | 0 | 0 | 0 | 0 | 0 | 0 | 2.4533 | 3.3255 | 5.9696 | 11.7484 | 3.1387 | 4.2547 | 7.6375 | 15.0309 | 3.7531e-09 | 5.0876e-09 | 9.1326e-09 | 1.7973e-08 | 0.0061827 | 0.0083811 | 0.015045 | 0.029609 | 0 | 0 | 0 | 0 | 0 | 0 | 0 | 0 | 0 | 0.0021578 | 0.002925 | 0.0052507 | 0.010333 | 0.061292 | 0.073851 | 0.11147 | 0.24661 | 0 | 1.9
54408_B_B08 | MISO_Wisconsin- Upper Michigan (WUMS) | Wisconsin | 55 | Dane | 25 | 54408 | B08 | UW Madison Charter Street Plant | 8300 | 2013 | 9999 | O/G Steam | [5 empty] | Fossil | B | 2030 | NaturalGas |  | 0.020362 | 0.027602 | 0.049548 | 0.097512 | 0 | 0 | 0 | 0 | 0 | 0 | 0 | 0 | 0 | 0 | 0 | 0 | 2.4533 | 3.3255 | 5.9696 | 11.7484 | 3.1387 | 4.2547 | 7.6375 | 15.0309 | 3.7531e-09 | 5.0876e-09 | 9.1326e-09 | 1.7973e-08 | 0.0061827 | 0.0083811 | 0.015045 | 0.029609 | 0 | 0 | 0 | 0 | 0 | 0 | 0 | 0 | 0 | 0.0021578 | 0.002925 | 0.0052507 | 0.010333 | 0.061292 | 0.073851 | 0.11147 | 0.24661 | 0 | 1.9
54408_B_B09 | MISO_Wisconsin- Upper Michigan (WUMS) | Wisconsin | 55 | Dane | 25 | 54408 | B09 | UW Madison Charter Street Plant | 8300 | 2012 | 9999 | O/G Steam | [5 empty] | Fossil | B | 2030 | NaturalGas |  | 0.020362 | 0.027602 | 0.049548 | 0.097512 | 0 | 0 | 0 | 0 | 0 | 0 | 0 | 0 | 0 | 0 | 0 | 0 | 2.4533 | 3.3255 | 5.9696 | 11.7484 | 3.1387 | 4.2547 | 7.6375 | 15.0309 | 3.7531e-09 | 5.0876e-09 | 9.1326e-09 | 1.7973e-08 | 0.0061827 | 0.0083811 | 0.015045 | 0.029609 | 0 | 0 | 0 | 0 | 0 | 0 | 0 | 0 | 0 | 0.0021578 | 0.002925 | 0.0052507 | 0.010333 | 0.061292 | 0.073851 | 0.11147 | 0.24661 | 0 | 1.9
54408_G_3 | MISO_Wisconsin- Upper Michigan (WUMS) | Wisconsin | 55 | Dane | 25 | 54408 | 3 | UW Madison Charter Street Plant | 14775 | 1965 | 9999 | Combustion Turbine | [5 empty] | Fossil | G | 2030 | Oil |  | 0 | 0 | 0 | 0 | 0 | 0 | 0 | 0 | 0 | 0 | 0 | 0 | 0 | 0 | 0 | 0 | 0 | 0 | 0 | 0 | 0 | 0 | 0 | 0 | 0 | 0 | 0 | 0 | 0 | 0 | 0 | 0 | 0 | 0 | 0 | 0 | 0 | 0 | 0 | 0 | 0.056504 | 0 | 0 | 0 | 0 | 0 | 0 | 0 | 0 | 0 | 1.3
54410_G_CTG | WECC_Northern California (not including BANC) | California | 6 | Kern | 29 | 54410 | CTG | Western Power & Steam Inc | 8700 | 1990 | 9999 | Combustion Turbine | [5 empty] | Fossil | G | 2030 | NaturalGas |  | 0 | 0 | 0 | 0 | 0 | 0 | 0 | 0 | 0 | 0 | 0 | 0 | 0 | 0 | 0 | 0 | 0 | 0 | 0 | 0 | 0 | 0 | 0 | 0 | 0 | 0 | 0 | 0 | 0 | 0 | 0 | 0 | 0 | 0 | 0 | 0 | 0 | 0 | 0 | 0 | 0.69519 | 0 | 0 | 0 | 0 | 0 | 0 | 0 | 0 | 0 | 19.6
54415_B_101613 | MISO_Lower Michigan | Michigan | 26 | Wexford | 165 | 54415 | 101613 | Cadillac Renewable Energy | 16278 | 1993 | 9999 | Biomass | stoker/SPR |  | ESPC + SNCR | NH3 |  | Non-Fossil | B | 2030 |  | Biomass Retirement | 0 | 0 | 0 | 0 | 0 | 0 | 0 | 0 | 0 | 0 | 0 | 0 | 0 | 0 | 0 | 0 | 0 | 0 | 0 | 0 | 0 | 0 | 0 | 0 | 0 | 0 | 0 | 0 | 0 | 0 | 0 | 0 | 0 | 0 | 0 | 0 | 0 | 0 | 0 | 0 | 0 | 0 | 0 | 0 | 0 | 0 | 0 | 0 | 0 | 0 | 38 | SNCR
54418_G_GEN1 | ISONE_MA, VT, NH, RI (Rest of ISO New England) | New Hampshire | 33 | Strafford | 17 | 54418 | GEN1 | Rollinsford | 0 | 1986 | 9999 | Hydro | [5 empty] | Non-Fossil | G | 2030 | Hydro |  | 0 | 0 | 0 | 0 | 0 | 0 | 0 | 0 | 0 | 0 | 0 | 0 | 0 | 0 | 0 | 0 | 0.83473 | 1.2865 | 1.2249 | 3.3462 | 0 | 0 | 0 | 0 | 0 | 0 | 0 | 0 | 0 | 0 | 0 | 0 | 0 | 0 | 0 | 0 | 0 | 0 | 0 | 0 | 0.011066 | 0.0011603 | 0.0017882 | 0.0017027 | 0.0046512 | 0 | 0 | 0 | 0 | 0 | 0.7
54418_G_GEN2 | ISONE_MA, VT, NH, RI (Rest of ISO New England) | New Hampshire | 33 | Strafford | 17 | 54418 | GEN2 | Rollinsford | 0 | 1995 | 9999 | Hydro | [5 empty] | Non-Fossil | G | 2030 | Hydro |  | 0 | 0 | 0 | 0 | 0 | 0 | 0 | 0 | 0 | 0 | 0 | 0 | 0 | 0 | 0 | 0 | 0.83473 | 1.2865 | 1.2249 | 3.3462 | 0 | 0 | 0 | 0 | 0 | 0 | 0 | 0 | 0 | 0 | 0 | 0 | 0 | 0 | 0 | 0 | 0 | 0 | 0 | 0 | 0.011066 | 0.0011603 | 0.0017882 | 0.0017027 | 0.0046512 | 0 | 0 | 0 | 0 | 0 | 0.7
54426_G_GT1 | FRCC | Florida | 12 | Polk | 105 | 54426 | GT1 | Mulberry Cogeneration Facility | 7782 | 1994 | 9999 | Combined Cycle |  |  |  | DLNB |  | Fossil | G | 2030 | NaturalGas |  | 0.073657 | 0.29318 | 0.87691 | 1.2438 | 0 | 0 | 0 | 0 | 0 | 0 | 0 | 0 | 0 | 0 | 0 | 0 | 9.465 | 37.6745 | 112.6849 | 159.8245 | 4.9485 | 19.697 | 58.914 | 83.5596 | 5.9173e-09 | 2.3553e-08 | 7.0447e-08 | 9.9917e-08 | 0.0015687 | 0.0062439 | 0.018676 | 0.026488 | 0 | 0 | 0 | 0 | 0 | 0 | 0 | 0 | 2.1015 | 0.037277 | 0.12005 | 0.35906 | 0.51638 | 0.22202 | 0.77834 | 2.8859 | 3.8862 | 0 | 76
54426_G_ST1 | FRCC | Florida | 12 | Polk | 105 | 54426 | ST1 | Mulberry Cogeneration Facility | 7782 | 1994 | 9999 | Combined Cycle | other | dry |  | DLNB |  | Fossil | G | 2030 | NaturalGas |  | 0.035859 | 0.14273 | 0.42692 | 0.60551 | 0 | 0 | 0 | 0 | 0 | 0 | 0 | 0 | 0 | 0 | 0 | 0 | 4.608 | 18.3415 | 54.8598 | 77.8093 | 2.4091 | 9.5893 | 28.6818 | 40.6803 | 2.8808e-09 | 1.1467e-08 | 3.4297e-08 | 4.8644e-08 | 0.00076369 | 0.0030398 | 0.009092 | 0.012895 | 0 | 0 | 0 | 0 | 0 | 0 | 0 | 0 | 1.0231 | 0.018148 | 0.058444 | 0.17481 | 0.2514 | 0.10809 | 0.37893 | 1.405 | 1.892 | 0 | 37
54429_B_PB2 | SERC_Southeastern | Alabama | 1 | Monroe | 99 | 54429 | PB2 | Alabama Pine Pulp | 11843 | 1991 | 9999 | Non-Fossil Waste |  |  | ESPC | FR |  | Non-Fossil | B | 2030 | Non-Fossil |  | 0.30287 | 0.35455 | 0.4929 | 1.1503 | 0 | 0 | 0 | 0 | 0 | 0 | 0 | 0 | 0 | 0 | 0 | 0 | 25.5737 | 29.9371 | 41.6198 | 97.1306 | 0 | 0 | 0 | 0 | 0 | 0 | 0 | 0 | 0.053946 | 0.063151 | 0.087795 | 0.20489 | 0 | 0 | 0 | 0 | 0 | 0 | 0 | 0 | 8.8139 | 0.1774 | 0.20767 | 0.28872 | 0.67379 | 0 | 0 | 0 | 0 | 0 | 34
54429_B_RB2 | SERC_Southeastern | Alabama | 1 | Monroe | 99 | 54429 | RB2 | Alabama Pine Pulp | 11843 | 1991 | 9999 | Non-Fossil Waste |  |  | ESPC | other |  | Non-Fossil | B | 2030 | Non-Fossil |  | 0.30287 | 0.35455 | 0.4929 | 1.1503 | 0 | 0 | 0 | 0 | 0 | 0 | 0 | 0 | 0 | 0 | 0 | 0 | 25.5737 | 29.9371 | 41.6198 | 97.1306 | 0 | 0 | 0 | 0 | 0 | 0 | 0 | 0 | 0.028146 | 0.032948 | 0.045806 | 0.1069 | 0 | 0 | 0 | 0 | 0 | 0 | 0 | 0 | 8.8139 | 0.1774 | 0.20767 | 0.28872 | 0.67379 | 0 | 0 | 0 | 0 | 0 | 34
54447_G_TI | WECC_Northern California (not including BANC) | California | 6 | Kern | 29 | 54447 | TI | Welport Lease Project | 8700 | 1990 | 9999 | Combustion Turbine | [5 empty] | Fossil | G | 2030 | NaturalGas |  | 0 | 0 | 0 | 0 | 0 | 0 | 0 | 0 | 0 | 0 | 0 | 0 | 0 | 0 | 0 | 0 | 0 | 0 | 0 | 0 | 0 | 0 | 0 | 0 | 0 | 0 | 0 | 0 | 0 | 0 | 0 | 0 | 0 | 0 | 0 | 0 | 0 | 0 | 0 | 0 | 0.18674 | 0 | 0 | 0 | 0 | 0 | 0 | 0 | 0 | 0 | 4
54449_G_T1 | WECC_Northern California (not including BANC) | California | 6 | Kern | 29 | 54449 | T1 | Dome Project | 8700 | 1988 | 9999 | Combustion Turbine | [5 empty] | Fossil | G | 2030 | NaturalGas |  | 0 | 0 | 0 | 0 | 0 | 0 | 0 | 0 | 0 | 0 | 0 | 0 | 0 | 0 | 0 | 0 | 0 | 0 | 0 | 0 | 0 | 0 | 0 | 0 | 0 | 0 | 0 | 0 | 0 | 0 | 0 | 0 | 0 | 0 | 0 | 0 | 0 | 0 | 0 | 0 | 0.11671 | 0 | 0 | 0 | 0 | 0 | 0 | 0 | 0 | 0 | 2.5
54449_G_T2 | WECC_Northern California (not including BANC) | California | 6 | Kern | 29 | 54449 | T2 | Dome Project | 8700 | 1988 | 9999 | Combustion Turbine | [5 empty] | Fossil | G | 2030 | NaturalGas |  | 0 | 0 | 0 | 0 | 0 | 0 | 0 | 0 | 0 | 0 | 0 | 0 | 0 | 0 | 0 | 0 | 0 | 0 | 0 | 0 | 0 | 0 | 0 | 0 | 0 | 0 | 0 | 0 | 0 | 0 | 0 | 0 | 0 | 0 | 0 | 0 | 0 | 0 | 0 | 0 | 0.11671 | 0 | 0 | 0 | 0 | 0 | 0 | 0 | 0 | 0 | 2.5
54453_G_GEN2 | WECC_Northern California (not including BANC) | California | 6 | Solano | 95 | 54453 | GEN2 | EDF Renewable Windfarm V Inc | 0 | 1990 | 9999 | Onshore Wind | [5 empty] | Non-Fossil | G | 2030 | Wind |  | 0 | 0 | 0 | 0 | 0 | 0 | 0 | 0 | 0 | 0 | 0 | 0 | 0 | 0 | 0 | 0 | 5.0143 | 9.9343 | 25.7892 | 40.7378 | 0 | 0 | 0 | 0 | 0 | 0 | 0 | 0 | 0 | 0 | 0 | 0 | 0 | 0 | 0 | 0 | 0 | 0 | 0 | 0 | 0.66226 | 0 | 0 | 0 | 0 | 0 | 0 | 0 | 0 | 0 | 15.5
54454_G_GEN11 | WECC_Southern California Edison | California | 6 | Riverside | 65 | 54454 | GEN11 | San Gorgonio Windplant WPP1993 | 0 | 2011 | 9999 | Onshore Wind | [5 empty] | Non-Fossil | G | 2030 | Wind |  | 0 | 0 | 0 | 0 | 0 | 0 | 0 | 0 | 0 | 0 | 0 | 0 | 0 | 0 | 0 | 0 | 16.6366 | 34.287 | 61.5113 | 112.4349 | 0 | 0 | 0 | 0 | 0 | 0 | 0 | 0 | 0 | 0 | 0 | 0 | 0 | 0 | 0 | 0 | 0 | 0 | 0 | 0 | 2.1072 | 0 | 0 | 0 | 0 | 0 | 0 | 0 | 0 | 0 | 49.5
54457_G_ALF1 | SERC_Southeastern | Georgia | 13 | Fulton | 121 | 54457 | ALF1 | Hewlett Packard Enterprise | 14775 | 1989 | 9999 | Combustion Turbine | [5 empty] | Fossil | G | 2030 | Oil |  | 0 | 0 | 0 | 0 | 0 | 0 | 0 | 0 | 0 | 0 | 0 | 0 | 0 | 0 | 0 | 0 | 0 | 0 | 0 | 0 | 0 | 0 | 0 | 0 | 0 | 0 | 0 | 0 | 0 | 0 | 0 | 0 | 0 | 0 | 0 | 0 | 0 | 0 | 0 | 0 | 0.043193 | 0 | 0 | 0 | 0 | 0 | 0 | 0 | 0 | 0 | 1
54457_G_ALF2 | SERC_Southeastern | Georgia | 13 | Fulton | 121 | 54457 | ALF2 | Hewlett Packard Enterprise | 14775 | 1989 | 9999 | Combustion Turbine | [5 empty] | Fossil | G | 2030 | Oil |  | 0 | 0 | 0 | 0 | 0 | 0 | 0 | 0 | 0 | 0 | 0 | 0 | 0 | 0 | 0 | 0 | 0 | 0 | 0 | 0 | 0 | 0 | 0 | 0 | 0 | 0 | 0 | 0 | 0 | 0 | 0 | 0 | 0 | 0 | 0 | 0 | 0 | 0 | 0 | 0 | 0.043193 | 0 | 0 | 0 | 0 | 0 | 0 | 0 | 0 | 0 | 1
54457_G_ALF3 | SERC_Southeastern | Georgia | 13 | Fulton | 121 | 54457 | ALF3 | Hewlett Packard Enterprise | 14775 | 1989 | 9999 | Combustion Turbine | [5 empty] | Fossil | G | 2030 | Oil |  | 0 | 0 | 0 | 0 | 0 | 0 | 0 | 0 | 0 | 0 | 0 | 0 | 0 | 0 | 0 | 0 | 0 | 0 | 0 | 0 | 0 | 0 | 0 | 0 | 0 | 0 | 0 | 0 | 0 | 0 | 0 | 0 | 0 | 0 | 0 | 0 | 0 | 0 | 0 | 0 | 0.043193 | 0 | 0 | 0 | 0 | 0 | 0 | 0 | 0 | 0 | 1
54457_G_ALF4 | SERC_Southeastern | Georgia | 13 | Fulton | 121 | 54457 | ALF4 | Hewlett Packard Enterprise | 14775 | 1989 | 9999 | Combustion Turbine | [5 empty] | Fossil | G | 2030 | Oil |  | 0 | 0 | 0 | 0 | 0 | 0 | 0 | 0 | 0 | 0 | 0 | 0 | 0 | 0 | 0 | 0 | 0 | 0 | 0 | 0 | 0 | 0 | 0 | 0 | 0 | 0 | 0 | 0 | 0 | 0 | 0 | 0 | 0 | 0 | 0 | 0 | 0 | 0 | 0 | 0 | 0.043193 | 0 | 0 | 0 | 0 | 0 | 0 | 0 | 0 | 0 | 1
54457_G_ALF5 | SERC_Southeastern | Georgia | 13 | Fulton | 121 | 54457 | ALF5 | Hewlett Packard Enterprise | 13469 | 1991 | 9999 | Combustion Turbine | [5 empty] | Fossil | G | 2030 | Oil |  | 0 | 0 | 0 | 0 | 0 | 0 | 0 | 0 | 0 | 0 | 0 | 0 | 0 | 0 | 0 | 0 | 0 | 0 | 0 | 0 | 0 | 0 | 0 | 0 | 0 | 0 | 0 | 0 | 0 | 0 | 0 | 0 | 0 | 0 | 0 | 0 | 0 | 0 | 0 | 0 | 0.043193 | 0 | 0 | 0 | 0 | 0 | 0 | 0 | 0 | 0 | 1
54457_G_B1GN1 | SERC_Southeastern | Georgia | 13 | Fulton | 121 | 54457 | B1GN1 | Hewlett Packard Enterprise | 13469 | 2005 | 9999 | Combustion Turbine | [5 empty] | Fossil | G | 2030 | Oil |  | 0 | 0 | 0 | 0 | 0 | 0 | 0 | 0 | 0 | 0 | 0 | 0 | 0 | 0 | 0 | 0 | 0 | 0 | 0 | 0 | 0 | 0 | 0 | 0 | 0 | 0 | 0 | 0 | 0 | 0 | 0 | 0 | 0 | 0 | 0 | 0 | 0 | 0 | 0 | 0 | 0.06047 | 0 | 0 | 0 | 0 | 0 | 0 | 0 | 0 | 0 | 1.4
54457_G_B1GN2 | SERC_Southeastern | Georgia | 13 | Fulton | 121 | 54457 | B1GN2 | Hewlett Packard Enterprise | 13469 | 2005 | 9999 | Combustion Turbine | [5 empty] | Fossil | G | 2030 | Oil |  | 0 | 0 | 0 | 0 | 0 | 0 | 0 | 0 | 0 | 0 | 0 | 0 | 0 | 0 | 0 | 0 | 0 | 0 | 0 | 0 | 0 | 0 | 0 | 0 | 0 | 0 | 0 | 0 | 0 | 0 | 0 | 0 | 0 | 0 | 0 | 0 | 0 | 0 | 0 | 0 | 0.06047 | 0 | 0 | 0 | 0 | 0 | 0 | 0 | 0 | 0 | 1.4
54462_G_1 | SERC_Southeastern | Georgia | 13 | Richmond | 245 | 54462 | 1 | Graniteville Enterprise Division | 0 | 1921 | 9999 | Hydro | [5 empty] | Non-Fossil | G | 2030 | Hydro |  | 0 | 0 | 0 | 0 | 0 | 0 | 0 | 0 | 0 | 0 | 0 | 0 | 0 | 0 | 0 | 0 | 0.40404 | 0.4459 | 0.54853 | 1.3985 | 0 | 0 | 0 | 0 | 0 | 0 | 0 | 0 | 0 | 0 | 0 | 0 | 0 | 0 | 0 | 0 | 0 | 0 | 0 | 0 | 0.0079041 | 0.00056162 | 0.0006198 | 0.00076245 | 0.0019439 | 0 | 0 | 0 | 0 | 0 | 0.5
54462_G_2 | SERC_Southeastern | Georgia | 13 | Richmond | 245 | 54462 | 2 | Graniteville Enterprise Division | 0 | 1921 | 9999 | Hydro | [5 empty] | Non-Fossil | G | 2030 | Hydro |  | 0 | 0 | 0 | 0 | 0 | 0 | 0 | 0 | 0 | 0 | 0 | 0 | 0 | 0 | 0 | 0 | 0.40404 | 0.4459 | 0.54853 | 1.3985 | 0 | 0 | 0 | 0 | 0 | 0 | 0 | 0 | 0 | 0 | 0 | 0 | 0 | 0 | 0 | 0 | 0 | 0 | 0 | 0 | 0.0079041 | 0.00056162 | 0.0006198 | 0.00076245 | 0.0019439 | 0 | 0 | 0 | 0 | 0 | 0.5
54464_B_B002 | SERC_Southeastern | Georgia | 13 | Bibb | 21 | 54464 | B002 | Riverwood International Macon Mill | 8300 | 1948 | 9999 | O/G Steam | [5 empty] | Fossil | B | 2030 | NaturalGas |  | 0.13198 | 0.11221 | 0.24057 | 0.48476 | 0 | 0 | 0 | 0 | 0 | 0 | 0 | 0 | 0 | 0 | 0 | 0 | 15.9013 | 13.519 | 28.9841 | 58.4045 | 10.1901 | 8.6635 | 18.5741 | 37.4278 | 1.2185e-08 | 1.0359e-08 | 2.221e-08 | 4.4755e-08 | 0.023405 | 0.019898 | 0.042661 | 0.085964 | 0 | 0 | 0 | 0 | 0 | 0 | 0 | 0 | 0.62284 | 0.013986 | 0.011891 | 0.025493 | 0.05137 | 0.37917 | 0.2802 | 0.64262 | 1.302 | 0 | 12.3
54464_B_B003 | SERC_Southeastern | Georgia | 13 | Bibb | 21 | 54464 | B003 | Riverwood International Macon Mill | 4883 | 1980 | 9999 | Biomass |  |  | Wet Scrubber |  | Wet Scrubber | Non-Fossil | B | 2030 |  | Biomass Retirement | 0 | 0 | 0 | 0 | 0 | 0 | 0 | 0 | 0 | 0 | 0 | 0 | 0 | 0 | 0 | 0 | 0 | 0 | 0 | 0 | 0 | 0 | 0 | 0 | 0 | 0 | 0 | 0 | 0 | 0 | 0 | 0 | 0 | 0 | 0 | 0 | 0 | 0 | 0 | 0 | 0 | 0 | 0 | 0 | 0 | 0 | 0 | 0 | 0 | 0 | 12.3 | Scrubber | Wet Scrubber
54464_B_B004 | SERC_Southeastern | Georgia | 13 | Bibb | 21 | 54464 | B004 | Riverwood International Macon Mill | 4883 | 2013 | 9999 | Biomass |  |  | Baghouse |  |  | Non-Fossil | B | 2030 |  | Biomass Retirement | 0 | 0 | 0 | 0 | 0 | 0 | 0 | 0 | 0 | 0 | 0 | 0 | 0 | 0 | 0 | 0 | 0 | 0 | 0 | 0 | 0 | 0 | 0 | 0 | 0 | 0 | 0 | 0 | 0 | 0 | 0 | 0 | 0 | 0 | 0 | 0 | 0 | 0 | 0 | 0 | 0 | 0 | 0 | 0 | 0 | 0 | 0 | 0 | 0 | 0 | 40
54464_B_D001 | SERC_Southeastern | Georgia | 13 | Bibb | 21 | 54464 | D001 | Riverwood International Macon Mill | 4883 | 1994 | 9999 | Non-Fossil Waste |  |  | ESPH |  |  | Non-Fossil | B | 2030 | Non-Fossil |  | 0.064804 | 0.08754 | 0.11425 | 0.26659 | 0 | 0 | 0 | 0 | 0 | 0 | 0 | 0 | 0 | 0 | 0 | 0 | 13.2713 | 17.9274 | 23.3968 | 54.5955 | 0 | 0 | 0 | 0 | 0 | 0 | 0 | 0 | 0.0068747 | 0.0092867 | 0.01212 | 0.028281 | 0 | 0 | 0 | 0 | 0 | 0 | 0 | 0 | 2.0765 | 0.092063 | 0.12436 | 0.1623 | 0.37873 | 0 | 0 | 0 | 0 | 0 | 12.3
54466_G_GEN1 | FRCC | Florida | 12 | Orange | 95 | 54466 | GEN1 | Orlando Cogen LP | 7694 | 1993 | 9999 | Combined Cycle |  |  |  | LNB |  | Fossil | G | 2030 | NaturalGas |  | 0.11499 | 0.45769 | 1.3689 | 1.9416 | 0 | 0 | 0 | 0 | 0 | 0 | 0 | 0 | 0 | 0 | 0 | 0 | 14.9448 | 59.4861 | 177.9236 | 252.3545 | 7.1066 | 28.2869 | 84.6063 | 119.9997 | 8.4978e-09 | 3.3824e-08 | 1.0117e-07 | 1.4349e-07 | 0.0030422 | 0.012109 | 0.036218 | 0.051369 | 0 | 0 | 0 | 0 | 0 | 0 | 0 | 0 | 4.5076 | 0.058859 | 0.18955 | 0.56694 | 0.81534 | 0.34659 | 1.2151 | 4.5051 | 6.0667 | 0 | 120
54471_G_01 | ISONE_MA, VT, NH, RI (Rest of ISO New England) | New Hampshire | 33 | Grafton | 9 | 54471 | 01 | Mascoma Hydro | 0 | 1988 | 9999 | Hydro | [5 empty] | Non-Fossil | G | 2030 | Hydro |  | 0 | 0 | 0 | 0 | 0 | 0 | 0 | 0 | 0 | 0 | 0 | 0 | 0 | 0 | 0 | 0 | 0.59624 | 0.91891 | 0.87496 | 2.3901 | 0 | 0 | 0 | 0 | 0 | 0 | 0 | 0 | 0 | 0 | 0 | 0 | 0 | 0 | 0 | 0 | 0 | 0 | 0 | 0 | 0.0079041 | 0.00082877 | 0.0012773 | 0.0012162 | 0.0033223 | 0 | 0 | 0 | 0 | 0 | 0.5
54471_G_02 | ISONE_MA, VT, NH, RI (Rest of ISO New England) | New Hampshire | 33 | Grafton | 9 | 54471 | 02 | Mascoma Hydro | 0 | 1988 | 9999 | Hydro | [5 empty] | Non-Fossil | G | 2030 | Hydro |  | 0 | 0 | 0 | 0 | 0 | 0 | 0 | 0 | 0 | 0 | 0 | 0 | 0 | 0 | 0 | 0 | 0.59624 | 0.91891 | 0.87496 | 2.3901 | 0 | 0 | 0 | 0 | 0 | 0 | 0 | 0 | 0 | 0 | 0 | 0 | 0 | 0 | 0 | 0 | 0 | 0 | 0 | 0 | 0.0079041 | 0.00082877 | 0.0012773 | 0.0012162 | 0.0033223 | 0 | 0 | 0 | 0 | 0 | 0.5
54471_G_03 | ISONE_MA, VT, NH, RI (Rest of ISO New England) | New Hampshire | 33 | Grafton | 9 | 54471 | 03 | Mascoma Hydro | 0 | 1988 | 9999 | Hydro | [5 empty] | Non-Fossil | G | 2030 | Hydro |  | 0 | 0 | 0 | 0 | 0 | 0 | 0 | 0 | 0 | 0 | 0 | 0 | 0 | 0 | 0 | 0 | 0.59624 | 0.91891 | 0.87496 | 2.3901 | 0 | 0 | 0 | 0 | 0 | 0 | 0 | 0 | 0 | 0 | 0 | 0 | 0 | 0 | 0 | 0 | 0 | 0 | 0 | 0 | 0.0079041 | 0.00082877 | 0.0012773 | 0.0012162 | 0.0033223 | 0 | 0 | 0 | 0 | 0 | 0.5
54476_G_GEN1 | WECC_Pacific Northwest | Washington | 53 | Whatcom | 73 | 54476 | GEN1 | Sumas Power Plant | 8150 | 1993 | 9999 | Combined Cycle |  |  | SCR | STM |  | Fossil | G | 2030 | NaturalGas |  | 1.4208 | 0 | 0.052321 | 1.4732 | 0 | 0 | 0 | 0 | 0 | 0 | 0 | 0 | 0 | 0 | 0 | 0 | 174.335 | 0 | 6.4198 | 180.7548 | 83.1754 | 0 | 3.0629 | 86.2383 | 9.9458e-08 | 0 | 3.6625e-09 | 1.0312e-07 | 0.012309 | 0 | 0.00045328 | 0.012762 | 0 | 0 | 0 | 0 | 0 | 0 | 0 | 0 | 3.3903 | 0.39837 | 0 | 0.02645 | 0.42482 | 4.2291 | 0 | 0.10589 | 4.335 | 0 | 84.7 | SCR
54476_G_GEN2 | WECC_Pacific Northwest | Washington | 53 | Whatcom | 73 | 54476 | GEN2 | Sumas Power Plant | 8150 | 1993 | 9999 | Combined Cycle |  |  | SCR | STM |  | Fossil | G | 2030 | NaturalGas |  | 0.68441 | 0 | 0.025203 | 0.70962 | 0 | 0 | 0 | 0 | 0 | 0 | 0 | 0 | 0 | 0 | 0 | 0 | 83.9772 | 0 | 3.0924 | 87.0696 | 40.0656 | 0 | 1.4754 | 41.541 | 4.7909e-08 | 0 | 1.7642e-09 | 4.9673e-08 | 0.0059293 | 0 | 0.00021834 | 0.0061476 | 0 | 0 | 0 | 0 | 0 | 0 | 0 | 0 | 1.6331 | 0.19189 | 0 | 0.012741 | 0.20463 | 2.0372 | 0 | 0.051009 | 2.0882 | 0 | 40.8 | SCR
54477_G_GEN1 | WECC_Northern California (not including BANC) | California | 6 | Butte | 7 | 54477 | GEN1 | Oroville Cogeneration LP | 13392 | 1990 | 9999 | Combustion Turbine | [5 empty] | Fossil | G | 2030 | NaturalGas |  | 0 | 0 | 0 | 0 | 0 | 0 | 0 | 0 | 0 | 0 | 0 | 0 | 0 | 0 | 0 | 0 | 0 | 0 | 0 | 0 | 0 | 0 | 0 | 0 | 0 | 0 | 0 | 0 | 0 | 0 | 0 | 0 | 0 | 0 | 0 | 0 | 0 | 0 | 0 | 0 | 1.9725e-08 | 0 | 0 | 0 | 0 | 0 | 0 | 0 | 0 | 0 | 1e-06
54477_G_GEN2 | WECC_Northern California (not including BANC) | California | 6 | Butte | 7 | 54477 | GEN2 | Oroville Cogeneration LP | 13392 | 1990 | 9999 | Combustion Turbine | [5 empty] | Fossil | G | 2030 | NaturalGas |  | 0 | 0 | 0 | 0 | 0 | 0 | 0 | 0 | 0 | 0 | 0 | 0 | 0 | 0 | 0 | 0 | 0 | 0 | 0 | 0 | 0 | 0 | 0 | 0 | 0 | 0 | 0 | 0 | 0 | 0 | 0 | 0 | 0 | 0 | 0 | 0 | 0 | 0 | 0 | 0 | 1.9725e-08 | 0 | 0 | 0 | 0 | 0 | 0 | 0 | 0 | 0 | 1e-06
54477_G_GEN3 | WECC_Northern California (not including BANC) | California | 6 | Butte | 7 | 54477 | GEN3 | Oroville Cogeneration LP | 13392 | 1990 | 9999 | Combustion Turbine | [5 empty] | Fossil | G | 2030 | NaturalGas |  | 0 | 0 | 0 | 0 | 0 | 0 | 0 | 0 | 0 | 0 | 0 | 0 | 0 | 0 | 0 | 0 | 0 | 0 | 0 | 0 | 0 | 0 | 0 | 0 | 0 | 0 | 0 | 0 | 0 | 0 | 0 | 0 | 0 | 0 | 0 | 0 | 0 | 0 | 0 | 0 | 1.9725e-08 | 0 | 0 | 0 | 0 | 0 | 0 | 0 | 0 | 0 | 1e-06
54477_G_GEN4 | WECC_Northern California (not including BANC) | California | 6 | Butte | 7 | 54477 | GEN4 | Oroville Cogeneration LP | 13392 | 1990 | 9999 | Combustion Turbine | [5 empty] | Fossil | G | 2030 | NaturalGas |  | 0 | 0 | 0 | 0 | 0 | 0 | 0 | 0 | 0 | 0 | 0 | 0 | 0 | 0 | 0 | 0 | 0 | 0 | 0 | 0 | 0 | 0 | 0 | 0 | 0 | 0 | 0 | 0 | 0 | 0 | 0 | 0 | 0 | 0 | 0 | 0 | 0 | 0 | 0 | 0 | 1.9725e-08 | 0 | 0 | 0 | 0 | 0 | 0 | 0 | 0 | 0 | 1e-06
54477_G_GEN5 | WECC_Northern California (not including BANC) | California | 6 | Butte | 7 | 54477 | GEN5 | Oroville Cogeneration LP | 13392 | 1990 | 9999 | Combustion Turbine | [5 empty] | Fossil | G | 2030 | NaturalGas |  | 0 | 0 | 0 | 0 | 0 | 0 | 0 | 0 | 0 | 0 | 0 | 0 | 0 | 0 | 0 | 0 | 0 | 0 | 0 | 0 | 0 | 0 | 0 | 0 | 0 | 0 | 0 | 0 | 0 | 0 | 0 | 0 | 0 | 0 | 0 | 0 | 0 | 0 | 0 | 0 | 1.9725e-08 | 0 | 0 | 0 | 0 | 0 | 0 | 0 | 0 | 0 | 1e-06
54477_G_GEN6 | WECC_Northern California (not including BANC) | California | 6 | Butte | 7 | 54477 | GEN6 | Oroville Cogeneration LP | 13392 | 1990 | 9999 | Combustion Turbine | [5 empty] | Fossil | G | 2030 | NaturalGas |  | 0 | 0 | 0 | 0 | 0 | 0 | 0 | 0 | 0 | 0 | 0 | 0 | 0 | 0 | 0 | 0 | 0 | 0 | 0 | 0 | 0 | 0 | 0 | 0 | 0 | 0 | 0 | 0 | 0 | 0 | 0 | 0 | 0 | 0 | 0 | 0 | 0 | 0 | 0 | 0 | 1.9725e-08 | 0 | 0 | 0 | 0 | 0 | 0 | 0 | 0 | 0 | 1e-06
54477_G_GEN7 | WECC_Northern California (not including BANC) | California | 6 | Butte | 7 | 54477 | GEN7 | Oroville Cogeneration LP | 13392 | 1990 | 9999 | Combustion Turbine | [5 empty] | Fossil | G | 2030 | NaturalGas |  | 0 | 0 | 0 | 0 | 0 | 0 | 0 | 0 | 0 | 0 | 0 | 0 | 0 | 0 | 0 | 0 | 0 | 0 | 0 | 0 | 0 | 0 | 0 | 0 | 0 | 0 | 0 | 0 | 0 | 0 | 0 | 0 | 0 | 0 | 0 | 0 | 0 | 0 | 0 | 0 | 1.9725e-08 | 0 | 0 | 0 | 0 | 0 | 0 | 0 | 0 | 0 | 1e-06
54514_G_1 | WECC_Idaho | Idaho | 16 | Gooding | 47 | 54514 | 1 | Blind Canyon Hydro | 0 | 1992 | 9999 | Hydro | [5 empty] | Non-Fossil | G | 2030 | Hydro |  | 0 | 0 | 0 | 0 | 0 | 0 | 0 | 0 | 0 | 0 | 0 | 0 | 0 | 0 | 0 | 0 | 1.0392 | 1.529 | 2.6123 | 5.1805 | 0 | 0 | 0 | 0 | 0 | 0 | 0 | 0 | 0 | 0 | 0 | 0 | 0 | 0 | 0 | 0 | 0 | 0 | 0 | 0 | 0.020551 | 0.0014445 | 0.0021253 | 0.0036311 | 0.0072008 | 0 | 0 | 0 | 0 | 0 | 1.3
54515_G_GEN1 | ISONE_MA, VT, NH, RI (Rest of ISO New England) | New Hampshire | 33 | Hillsborough | 11 | 54515 | GEN1 | Crotched Mountain Rehabilitation Center | 8700 | 1990 | 9999 | Combustion Turbine | [5 empty] | Fossil | G | 2030 | Oil |  | 0 | 0 | 0 | 0 | 0 | 0 | 0 | 0 | 0 | 0 | 0 | 0 | 0 | 0 | 0 | 0 | 0 | 0 | 0 | 0 | 0 | 0 | 0 | 0 | 0 | 0 | 0 | 0 | 0 | 0 | 0 | 0 | 0 | 0 | 0 | 0 | 0 | 0 | 0 | 0 | 0.024206 | 0 | 0 | 0 | 0 | 0 | 0 | 0 | 0 | 0 | 0.7
54515_G_GEN2 | ISONE_MA, VT, NH, RI (Rest of ISO New England) | New Hampshire | 33 | Hillsborough | 11 | 54515 | GEN2 | Crotched Mountain Rehabilitation Center | 8700 | 1990 | 9999 | Combustion Turbine | [5 empty] | Fossil | G | 2030 | Oil |  | 0 | 0 | 0 | 0 | 0 | 0 | 0 | 0 | 0 | 0 | 0 | 0 | 0 | 0 | 0 | 0 | 0 | 0 | 0 | 0 | 0 | 0 | 0 | 0 | 0 | 0 | 0 | 0 | 0 | 0 | 0 | 0 | 0 | 0 | 0 | 0 | 0 | 0 | 0 | 0 | 0.024206 | 0 | 0 | 0 | 0 | 0 | 0 | 0 | 0 | 0 | 0.7
54515_G_GEN3 | ISONE_MA, VT, NH, RI (Rest of ISO New England) | New Hampshire | 33 | Hillsborough | 11 | 54515 | GEN3 | Crotched Mountain Rehabilitation Center | 8700 | 1990 | 9999 | Combustion Turbine | [5 empty] | Fossil | G | 2030 | Oil |  | 0 | 0 | 0 | 0 | 0 | 0 | 0 | 0 | 0 | 0 | 0 | 0 | 0 | 0 | 0 | 0 | 0 | 0 | 0 | 0 | 0 | 0 | 0 | 0 | 0 | 0 | 0 | 0 | 0 | 0 | 0 | 0 | 0 | 0 | 0 | 0 | 0 | 0 | 0 | 0 | 0.024206 | 0 | 0 | 0 | 0 | 0 | 0 | 0 | 0 | 0 | 0.7
54517_G_GEN3 | WECC_Northern California (not including BANC) | California | 6 | Tuolumne | 109 | 54517 | GEN3 | Sierra Pacific Sonora | 15307 | 2018 | 9999 | Biomass | [5 empty] | Non-Fossil | G | 2030 |  | Biomass Retirement | 0 | 0 | 0 | 0 | 0 | 0 | 0 | 0 | 0 | 0 | 0 | 0 | 0 | 0 | 0 | 0 | 0 | 0 | 0 | 0 | 0 | 0 | 0 | 0 | 0 | 0 | 0 | 0 | 0 | 0 | 0 | 0 | 0 | 0 | 0 | 0 | 0 | 0 | 0 | 0 | 0 | 0 | 0 | 0 | 0 | 0 | 0 | 0 | 0 | 0 | 6
54518_B_HRSG2 | MISO_Louisiana | Louisiana | 22 | East Baton Rouge | 33 | 54518 | HRSG2 | Formosa Plastics | 8300 | 1990 | 9999 | O/G Steam |  |  |  | LNB |  | Fossil | B | 2030 | NaturalGas |  | 0.11431 | 0.045461 | 0.20862 | 0.3684 | 0 | 0 | 0 | 0 | 0 | 0 | 0 | 0 | 0 | 0 | 0 | 0 | 13.7727 | 5.4772 | 25.1353 | 44.3852 | 17.6207 | 7.0075 | 32.1579 | 56.7861 | 2.107e-08 | 8.3793e-09 | 3.8453e-08 | 6.7903e-08 | 0.015113 | 0.0060104 | 0.027582 | 0.048706 | 0 | 0 | 0 | 0 | 0 | 0 | 0 | 0 | 0.21512 | 0.012114 | 0.0048175 | 0.022108 | 0.03904 | 0.30758 | 0.10817 | 0.46934 | 0.88509 | 0 | 8
54518_B_HRSG3 | MISO_Louisiana | Louisiana | 22 | East Baton Rouge | 33 | 54518 | HRSG3 | Formosa Plastics | 8300 | 1996 | 9999 | O/G Steam |  |  |  | LNB |  | Fossil | B | 2030 | NaturalGas |  | 0.11431 | 0.045461 | 0.20862 | 0.3684 | 0 | 0 | 0 | 0 | 0 | 0 | 0 | 0 | 0 | 0 | 0 | 0 | 13.7727 | 5.4772 | 25.1353 | 44.3852 | 17.6207 | 7.0075 | 32.1579 | 56.7861 | 2.107e-08 | 8.3793e-09 | 3.8453e-08 | 6.7903e-08 | 0.015113 | 0.0060104 | 0.027582 | 0.048706 | 0 | 0 | 0 | 0 | 0 | 0 | 0 | 0 | 0.21512 | 0.012114 | 0.0048175 | 0.022108 | 0.03904 | 0.30758 | 0.10817 | 0.46934 | 0.88509 | 0 | 8
54518_G_GT2 | MISO_Louisiana | Louisiana | 22 | East Baton Rouge | 33 | 54518 | GT2 | Formosa Plastics | 8700 | 1990 | 9999 | Combustion Turbine | [5 empty] | Fossil | G | 2030 | NaturalGas |  | 0.17952 | 0.022897 | 0.052789 | 0.25521 | 0 | 0 | 0 | 0 | 0 | 0 | 0 | 0 | 0 | 0 | 0 | 0 | 20.6346 | 2.6318 | 6.0677 | 29.3341 | 14.9785 | 1.9104 | 4.4045 | 21.2935 | 1.7911e-08 | 2.2844e-09 | 5.2668e-09 | 2.5462e-08 | 0.0040069 | 0.00051106 | 0.0011783 | 0.0056962 | 0 | 0 | 0 | 0 | 0 | 0 | 0 | 0 | 1.1 | 0.11473 | 0.014633 | 0.033737 | 0.1631 | 0.48303 | 0.054479 | 0.11876 | 0.65627 | 0 | 33
54518_G_GT3 | MISO_Louisiana | Louisiana | 22 | East Baton Rouge | 33 | 54518 | GT3 | Formosa Plastics | 8700 | 1996 | 9999 | Combustion Turbine | [5 empty] | Fossil | G | 2030 | NaturalGas |  | 0.17952 | 0.022897 | 0.052789 | 0.25521 | 0 | 0 | 0 | 0 | 0 | 0 | 0 | 0 | 0 | 0 | 0 | 0 | 20.6346 | 2.6318 | 6.0677 | 29.3341 | 14.9785 | 1.9104 | 4.4045 | 21.2935 | 1.7911e-08 | 2.2844e-09 | 5.2668e-09 | 2.5462e-08 | 0.0096309 | 0.0012284 | 0.002832 | 0.013691 | 0 | 0 | 0 | 0 | 0 | 0 | 0 | 0 | 1.1 | 0.11473 | 0.014633 | 0.033737 | 0.1631 | 0.48303 | 0.054479 | 0.11876 | 0.65627 | 0 | 33
54524_G_GEN1 | WECC_Idaho | Idaho | 16 | Boise | 15 | 54524 | GEN1 | Horseshoe Bend Hydroelectric Co | 0 | 1995 | 9999 | Hydro | [5 empty] | Non-Fossil | G | 2030 | Hydro |  | 0 | 0 | 0 | 0 | 0 | 0 | 0 | 0 | 0 | 0 | 0 | 0 | 0 | 0 | 0 | 0 | 3.7571 | 5.5278 | 9.4444 | 18.7294 | 0 | 0 | 0 | 0 | 0 | 0 | 0 | 0 | 0 | 0 | 0 | 0 | 0 | 0 | 0 | 0 | 0 | 0 | 0 | 0 | 0.074299 | 0.0052224 | 0.0076837 | 0.013128 | 0.026034 | 0 | 0 | 0 | 0 | 0 | 4.7
54524_G_GEN2 | WECC_Idaho | Idaho | 16 | Boise | 15 | 54524 | GEN2 | Horseshoe Bend Hydroelectric Co | 0 | 1995 | 9999 | Hydro | [5 empty] | Non-Fossil | G | 2030 | Hydro |  | 0 | 0 | 0 | 0 | 0 | 0 | 0 | 0 | 0 | 0 | 0 | 0 | 0 | 0 | 0 | 0 | 3.7571 | 5.5278 | 9.4444 | 18.7294 | 0 | 0 | 0 | 0 | 0 | 0 | 0 | 0 | 0 | 0 | 0 | 0 | 0 | 0 | 0 | 0 | 0 | 0 | 0 | 0 | 0.074299 | 0.0052224 | 0.0076837 | 0.013128 | 0.026034 | 0 | 0 | 0 | 0 | 0 | 4.7
54525_G_1 | PJM_ComEd | Illinois | 17 | Kankakee | 91 | 54525 | 1 | Kankakee Hydro Facility | 0 | 1991 | 9999 | Hydro | [5 empty] | Non-Fossil | G | 2030 | Hydro |  | 0 | 0 | 0 | 0 | 0 | 0 | 0 | 0 | 0 | 0 | 0 | 0 | 0 | 0 | 0 | 0 | 0.32712 | 0.49551 | 0.71115 | 1.5338 | 0 | 0 | 0 | 0 | 0 | 0 | 0 | 0 | 0 | 0 | 0 | 0 | 0 | 0 | 0 | 0 | 0 | 0 | 0 | 0 | 0.0063233 | 0.00045469 | 0.00068875 | 0.00098849 | 0.0021319 | 0 | 0 | 0 | 0 | 0 | 0.4
54525_G_2 | PJM_ComEd | Illinois | 17 | Kankakee | 91 | 54525 | 2 | Kankakee Hydro Facility | 0 | 1991 | 9999 | Hydro | [5 empty] | Non-Fossil | G | 2030 | Hydro |  | 0 | 0 | 0 | 0 | 0 | 0 | 0 | 0 | 0 | 0 | 0 | 0 | 0 | 0 | 0 | 0 | 0.32712 | 0.49551 | 0.71115 | 1.5338 | 0 | 0 | 0 | 0 | 0 | 0 | 0 | 0 | 0 | 0 | 0 | 0 | 0 | 0 | 0 | 0 | 0 | 0 | 0 | 0 | 0.0063233 | 0.00045469 | 0.00068875 | 0.00098849 | 0.0021319 | 0 | 0 | 0 | 0 | 0 | 0.4
54525_G_3 | PJM_ComEd | Illinois | 17 | Kankakee | 91 | 54525 | 3 | Kankakee Hydro Facility | 0 | 1991 | 9999 | Hydro | [5 empty] | Non-Fossil | G | 2030 | Hydro |  | 0 | 0 | 0 | 0 | 0 | 0 | 0 | 0 | 0 | 0 | 0 | 0 | 0 | 0 | 0 | 0 | 0.32712 | 0.49551 | 0.71115 | 1.5338 | 0 | 0 | 0 | 0 | 0 | 0 | 0 | 0 | 0 | 0 | 0 | 0 | 0 | 0 | 0 | 0 | 0 | 0 | 0 | 0 | 0.0063233 | 0.00045469 | 0.00068875 | 0.00098849 | 0.0021319 | 0 | 0 | 0 | 0 | 0 | 0.4
54536_G_0202 | MISO_Lower Michigan | Michigan | 26 | Wayne | 163 | 54536 | 0202 | Sumpter Energy Associates | 14103 | 1998 | 9999 | Landfill Gas | [5 empty] | Non-Fossil | G | 2030 | LF Gas |  | 0.016984 | 0.024561 | 0.03175 | 0.073296 | 0 | 0 | 0 | 0 | 0 | 0 | 0 | 0 | 0 | 0 | 0 | 0 | 1.2086 | 1.7478 | 2.2593 | 5.2156 | 0.97877 | 1.4155 | 1.8297 | 4.224 | 0 | 0 | 0 | 0 | 0.002045 | 0.0029574 | 0.003823 | 0.0088255 | 0 | 0 | 0 | 0 | 0 | 0 | 0 | 0 | 0.21718 | 0.0083838 | 0.012124 | 0.015673 | 0.036181 | 0 | 0 | 0 | 0 | 0 | 0.8
54536_G_0203 | MISO_Lower Michigan | Michigan | 26 | Wayne | 163 | 54536 | 0203 | Sumpter Energy Associates | 14103 | 1998 | 9999 | Landfill Gas | [5 empty] | Non-Fossil | G | 2030 | LF Gas |  | 0.016984 | 0.024561 | 0.03175 | 0.073296 | 0 | 0 | 0 | 0 | 0 | 0 | 0 | 0 | 0 | 0 | 0 | 0 | 1.2086 | 1.7478 | 2.2593 | 5.2156 | 0.97877 | 1.4155 | 1.8297 | 4.224 | 0 | 0 | 0 | 0 | 0.002045 | 0.0029574 | 0.003823 | 0.0088255 | 0 | 0 | 0 | 0 | 0 | 0 | 0 | 0 | 0.21718 | 0.0083838 | 0.012124 | 0.015673 | 0.036181 | 0 | 0 | 0 | 0 | 0 | 0.8
54536_G_0204 | MISO_Lower Michigan | Michigan | 26 | Wayne | 163 | 54536 | 0204 | Sumpter Energy Associates | 14103 | 1998 | 9999 | Landfill Gas | [5 empty] | Non-Fossil | G | 2030 | LF Gas |  | 0.016984 | 0.024561 | 0.03175 | 0.073296 | 0 | 0 | 0 | 0 | 0 | 0 | 0 | 0 | 0 | 0 | 0 | 0 | 1.2086 | 1.7478 | 2.2593 | 5.2156 | 0.97877 | 1.4155 | 1.8297 | 4.224 | 0 | 0 | 0 | 0 | 0.002045 | 0.0029574 | 0.003823 | 0.0088255 | 0 | 0 | 0 | 0 | 0 | 0 | 0 | 0 | 0.21718 | 0.0083838 | 0.012124 | 0.015673 | 0.036181 | 0 | 0 | 0 | 0 | 0 | 0.8
54536_G_0205 | MISO_Lower Michigan | Michigan | 26 | Wayne | 163 | 54536 | 0205 | Sumpter Energy Associates | 14103 | 1998 | 9999 | Landfill Gas | [5 empty] | Non-Fossil | G | 2030 | LF Gas |  | 0.016984 | 0.024561 | 0.03175 | 0.073296 | 0 | 0 | 0 | 0 | 0 | 0 | 0 | 0 | 0 | 0 | 0 | 0 | 1.2086 | 1.7478 | 2.2593 | 5.2156 | 0.97877 | 1.4155 | 1.8297 | 4.224 | 0 | 0 | 0 | 0 | 0.002045 | 0.0029574 | 0.003823 | 0.0088255 | 0 | 0 | 0 | 0 | 0 | 0 | 0 | 0 | 0.21718 | 0.0083838 | 0.012124 | 0.015673 | 0.036181 | 0 | 0 | 0 | 0 | 0 | 0.8
54536_G_0386 | MISO_Lower Michigan | Michigan | 26 | Wayne | 163 | 54536 | 0386 | Sumpter Energy Associates | 14103 | 1992 | 9999 | Landfill Gas | [5 empty] | Non-Fossil | G | 2030 | LF Gas |  | 0.016984 | 0.024561 | 0.03175 | 0.073296 | 0 | 0 | 0 | 0 | 0 | 0 | 0 | 0 | 0 | 0 | 0 | 0 | 1.2086 | 1.7478 | 2.2593 | 5.2156 | 0.97877 | 1.4155 | 1.8297 | 4.224 | 0 | 0 | 0 | 0 | 0.002045 | 0.0029574 | 0.003823 | 0.0088255 | 0 | 0 | 0 | 0 | 0 | 0 | 0 | 0 | 0.21718 | 0.0083838 | 0.012124 | 0.015673 | 0.036181 | 0 | 0 | 0 | 0 | 0 | 0.8
54536_G_0388 | MISO_Lower Michigan | Michigan | 26 | Wayne | 163 | 54536 | 0388 | Sumpter Energy Associates | 14103 | 1992 | 9999 | Landfill Gas | [5 empty] | Non-Fossil | G | 2030 | LF Gas |  | 0.016984 | 0.024561 | 0.03175 | 0.073296 | 0 | 0 | 0 | 0 | 0 | 0 | 0 | 0 | 0 | 0 | 0 | 0 | 1.2086 | 1.7478 | 2.2593 | 5.2156 | 0.97877 | 1.4155 | 1.8297 | 4.224 | 0 | 0 | 0 | 0 | 0.002045 | 0.0029574 | 0.003823 | 0.0088255 | 0 | 0 | 0 | 0 | 0 | 0 | 0 | 0 | 0.21718 | 0.0083838 | 0.012124 | 0.015673 | 0.036181 | 0 | 0 | 0 | 0 | 0 | 0.8
54536_G_0389 | MISO_Lower Michigan | Michigan | 26 | Wayne | 163 | 54536 | 0389 | Sumpter Energy Associates | 14103 | 1992 | 9999 | Landfill Gas | [5 empty] | Non-Fossil | G | 2030 | LF Gas |  | 0.016984 | 0.024561 | 0.03175 | 0.073296 | 0 | 0 | 0 | 0 | 0 | 0 | 0 | 0 | 0 | 0 | 0 | 0 | 1.2086 | 1.7478 | 2.2593 | 5.2156 | 0.97877 | 1.4155 | 1.8297 | 4.224 | 0 | 0 | 0 | 0 | 0.002045 | 0.0029574 | 0.003823 | 0.0088255 | 0 | 0 | 0 | 0 | 0 | 0 | 0 | 0 | 0.21718 | 0.0083838 | 0.012124 | 0.015673 | 0.036181 | 0 | 0 | 0 | 0 | 0 | 0.8
54536_G_0392 | MISO_Lower Michigan | Michigan | 26 | Wayne | 163 | 54536 | 0392 | Sumpter Energy Associates | 14103 | 1992 | 9999 | Landfill Gas | [5 empty] | Non-Fossil | G | 2030 | LF Gas |  | 0.016984 | 0.024561 | 0.03175 | 0.073296 | 0 | 0 | 0 | 0 | 0 | 0 | 0 | 0 | 0 | 0 | 0 | 0 | 1.2086 | 1.7478 | 2.2593 | 5.2156 | 0.97877 | 1.4155 | 1.8297 | 4.224 | 0 | 0 | 0 | 0 | 0.002045 | 0.0029574 | 0.003823 | 0.0088255 | 0 | 0 | 0 | 0 | 0 | 0 | 0 | 0 | 0.21718 | 0.0083838 | 0.012124 | 0.015673 | 0.036181 | 0 | 0 | 0 | 0 | 0 | 0.8
54536_G_0435 | MISO_Lower Michigan | Michigan | 26 | Wayne | 163 | 54536 | 0435 | Sumpter Energy Associates | 14103 | 1992 | 9999 | Landfill Gas | [5 empty] | Non-Fossil | G | 2030 | LF Gas |  | 0.016984 | 0.024561 | 0.03175 | 0.073296 | 0 | 0 | 0 | 0 | 0 | 0 | 0 | 0 | 0 | 0 | 0 | 0 | 1.2086 | 1.7478 | 2.2593 | 5.2156 | 0.97877 | 1.4155 | 1.8297 | 4.224 | 0 | 0 | 0 | 0 | 0.002045 | 0.0029574 | 0.003823 | 0.0088255 | 0 | 0 | 0 | 0 | 0 | 0 | 0 | 0 | 0.21718 | 0.0083838 | 0.012124 | 0.015673 | 0.036181 | 0 | 0 | 0 | 0 | 0 | 0.8
54536_G_0437 | MISO_Lower Michigan | Michigan | 26 | Wayne | 163 | 54536 | 0437 | Sumpter Energy Associates | 14103 | 1992 | 9999 | Landfill Gas | [5 empty] | Non-Fossil | G | 2030 | LF Gas |  | 0.016984 | 0.024561 | 0.03175 | 0.073296 | 0 | 0 | 0 | 0 | 0 | 0 | 0 | 0 | 0 | 0 | 0 | 0 | 1.2086 | 1.7478 | 2.2593 | 5.2156 | 0.97877 | 1.4155 | 1.8297 | 4.224 | 0 | 0 | 0 | 0 | 0.002045 | 0.0029574 | 0.003823 | 0.0088255 | 0 | 0 | 0 | 0 | 0 | 0 | 0 | 0 | 0.21718 | 0.0083838 | 0.012124 | 0.015673 | 0.036181 | 0 | 0 | 0 | 0 | 0 | 0.8
54536_G_0440 | MISO_Lower Michigan | Michigan | 26 | Wayne | 163 | 54536 | 0440 | Sumpter Energy Associates | 14103 | 1992 | 9999 | Landfill Gas | [5 empty] | Non-Fossil | G | 2030 | LF Gas |  | 0.016984 | 0.024561 | 0.03175 | 0.073296 | 0 | 0 | 0 | 0 | 0 | 0 | 0 | 0 | 0 | 0 | 0 | 0 | 1.2086 | 1.7478 | 2.2593 | 5.2156 | 0.97877 | 1.4155 | 1.8297 | 4.224 | 0 | 0 | 0 | 0 | 0.002045 | 0.0029574 | 0.003823 | 0.0088255 | 0 | 0 | 0 | 0 | 0 | 0 | 0 | 0 | 0.21718 | 0.0083838 | 0.012124 | 0.015673 | 0.036181 | 0 | 0 | 0 | 0 | 0 | 0.8
54536_G_0447 | MISO_Lower Michigan | Michigan | 26 | Wayne | 163 | 54536 | 0447 | Sumpter Energy Associates | 14103 | 1992 | 9999 | Landfill Gas | [5 empty] | Non-Fossil | G | 2030 | LF Gas |  | 0.016984 | 0.024561 | 0.03175 | 0.073296 | 0 | 0 | 0 | 0 | 0 | 0 | 0 | 0 | 0 | 0 | 0 | 0 | 1.2086 | 1.7478 | 2.2593 | 5.2156 | 0.97877 | 1.4155 | 1.8297 | 4.224 | 0 | 0 | 0 | 0 | 0.002045 | 0.0029574 | 0.003823 | 0.0088255 | 0 | 0 | 0 | 0 | 0 | 0 | 0 | 0 | 0.21718 | 0.0083838 | 0.012124 | 0.015673 | 0.036181 | 0 | 0 | 0 | 0 | 0 | 0.8
54536_G_0464 | MISO_Lower Michigan | Michigan | 26 | Wayne | 163 | 54536 | 0464 | Sumpter Energy Associates | 14103 | 1992 | 9999 | Landfill Gas | [5 empty] | Non-Fossil | G | 2030 | LF Gas |  | 0.016984 | 0.024561 | 0.03175 | 0.073296 | 0 | 0 | 0 | 0 | 0 | 0 | 0 | 0 | 0 | 0 | 0 | 0 | 1.2086 | 1.7478 | 2.2593 | 5.2156 | 0.97877 | 1.4155 | 1.8297 | 4.224 | 0 | 0 | 0 | 0 | 0.002045 | 0.0029574 | 0.003823 | 0.0088255 | 0 | 0 | 0 | 0 | 0 | 0 | 0 | 0 | 0.21718 | 0.0083838 | 0.012124 | 0.015673 | 0.036181 | 0 | 0 | 0 | 0 | 0 | 0.8
54536_G_0467 | MISO_Lower Michigan | Michigan | 26 | Wayne | 163 | 54536 | 0467 | Sumpter Energy Associates | 14103 | 1992 | 9999 | Landfill Gas | [5 empty] | Non-Fossil | G | 2030 | LF Gas |  | 0.016984 | 0.024561 | 0.03175 | 0.073296 | 0 | 0 | 0 | 0 | 0 | 0 | 0 | 0 | 0 | 0 | 0 | 0 | 1.2086 | 1.7478 | 2.2593 | 5.2156 | 0.97877 | 1.4155 | 1.8297 | 4.224 | 0 | 0 | 0 | 0 | 0.002045 | 0.0029574 | 0.003823 | 0.0088255 | 0 | 0 | 0 | 0 | 0 | 0 | 0 | 0 | 0.21718 | 0.0083838 | 0.012124 | 0.015673 | 0.036181 | 0 | 0 | 0 | 0 | 0 | 0.8
54537_G_CT1A | WECC_Pacific Northwest | Washington | 53 | Whatcom | 73 | 54537 | CT1A | Ferndale Generating Station | 7539 | 1994 | 9999 | Combined Cycle |  |  | SCR | STM |  | Fossil | G | 2030 | NaturalGas |  | 1.3345 | 1.5472 | 0.049142 | 2.9308 | 0 | 0 | 0 | 0 | 0 | 0 | 0 | 0 | 0 | 0 | 0 | 0 | 177.0107 | 205.2226 | 6.5183 | 388.7516 | 78.1207 | 90.5715 | 2.8768 | 171.569 | 9.3414e-08 | 1.083e-07 | 3.4399e-09 | 2.0516e-07 | 0.015984 | 0.018532 | 0.0005886 | 0.035104 | 0 | 0 | 0 | 0 | 0 | 0 | 0 | 0 | 3.4393 | 0.40448 | 0.46895 | 0.026856 | 0.90028 | 3.9721 | 3.6496 | 0.099459 | 7.7211 | 0 | 86 | SCR
54537_G_CT1B | WECC_Pacific Northwest | Washington | 53 | Whatcom | 73 | 54537 | CT1B | Ferndale Generating Station | 7539 | 1994 | 9999 | Combined Cycle |  |  | SCR | STM |  | Fossil | G | 2030 | NaturalGas |  | 1.3345 | 1.5472 | 0.049142 | 2.9308 | 0 | 0 | 0 | 0 | 0 | 0 | 0 | 0 | 0 | 0 | 0 | 0 | 177.0107 | 205.2226 | 6.5183 | 388.7516 | 78.1207 | 90.5715 | 2.8768 | 171.569 | 9.3414e-08 | 1.083e-07 | 3.4399e-09 | 2.0516e-07 | 0.015984 | 0.018532 | 0.0005886 | 0.035104 | 0 | 0 | 0 | 0 | 0 | 0 | 0 | 0 | 3.4393 | 0.40448 | 0.46895 | 0.026856 | 0.90028 | 3.9721 | 3.6496 | 0.099459 | 7.7211 | 0 | 86 | SCR
54537_G_ST1 | WECC_Pacific Northwest | Washington | 53 | Whatcom | 73 | 54537 | ST1 | Ferndale Generating Station | 7539 | 1994 | 9999 | Combined Cycle |  |  | SCR | STM |  | Fossil | G | 2030 | NaturalGas |  | 1.5207 | 1.7631 | 0.055999 | 3.3397 | 0 | 0 | 0 | 0 | 0 | 0 | 0 | 0 | 0 | 0 | 0 | 0 | 201.7099 | 233.8583 | 7.4279 | 442.9961 | 89.0212 | 103.2094 | 3.2782 | 195.5088 | 1.0645e-07 | 1.2341e-07 | 3.9199e-09 | 2.3378e-07 | 0.018214 | 0.021117 | 0.00067074 | 0.040002 | 0 | 0 | 0 | 0 | 0 | 0 | 0 | 0 | 3.9192 | 0.46092 | 0.53438 | 0.030604 | 1.0259 | 4.5263 | 4.1588 | 0.11334 | 8.7985 | 0 | 98 | SCR
54538_G_MAG1 | SERC_Southeastern | Georgia | 13 | Hart | 147 | 54538 | MAG1 | Hartwell Energy Facility | 12906 | 1994 | 9999 | Combustion Turbine |  |  |  | H2O |  | Fossil | G | 2030 | NaturalGas |  | 0.034601 | 0.10051 | 0 | 0.13511 | 0 | 0 | 0 | 0 | 0 | 0 | 0 | 0 | 0 | 0 | 0 | 0 | 2.681 | 7.7877 | 0 | 10.4688 | 2.0256 | 5.8838 | 0 | 7.9093 | 2.4221e-09 | 7.0356e-09 | 0 | 9.4577e-09 | 0.0010555 | 0.003066 | 0 | 0.0041215 | 0 | 0 | 0 | 0 | 0 | 0 | 0 | 0 | 2.9489 | 0.01236 | 0.035901 | 0 | 0.048261 | 0.099407 | 0.25098 | 0 | 0.35039 | 0 | 149.5
54538_G_MAG2 | SERC_Southeastern | Georgia | 13 | Hart | 147 | 54538 | MAG2 | Hartwell Energy Facility | 12910 | 1994 | 9999 | Combustion Turbine |  |  |  | H2O |  | Fossil | G | 2030 | NaturalGas |  | 0.034404 | 0.099934 | 0 | 0.13434 | 0 | 0 | 0 | 0 | 0 | 0 | 0 | 0 | 0 | 0 | 0 | 0 | 2.6649 | 7.7408 | 0 | 10.4057 | 2.014 | 5.8502 | 0 | 7.8641 | 2.4083e-09 | 6.9954e-09 | 0 | 9.4037e-09 | 0.0012248 | 0.0035577 | 0 | 0.0047824 | 0 | 0 | 0 | 0 | 0 | 0 | 0 | 0 | 2.9312 | 0.012285 | 0.035685 | 0 | 0.04797 | 0.098839 | 0.24955 | 0 | 0.34839 | 0 | 148.6
54539_G_GEN1 | MISO_Lower Michigan | Michigan | 26 | Shiawassee | 155 | 54539 | GEN1 | Venice Resources Gas Recovery | 13500 | 1992 | 9999 | Landfill Gas | [5 empty] | Non-Fossil | G | 2030 | LF Gas |  | 0.016258 | 0.023511 | 0.030393 | 0.070162 | 0 | 0 | 0 | 0 | 0 | 0 | 0 | 0 | 0 | 0 | 0 | 0 | 1.2086 | 1.7478 | 2.2593 | 5.2156 | 0.93692 | 1.3549 | 1.7515 | 4.0434 | 0 | 0 | 0 | 0 | 0.0019576 | 0.002831 | 0.0036596 | 0.0084482 | 0 | 0 | 0 | 0 | 0 | 0 | 0 | 0 | 0.21718 | 0.0083838 | 0.012124 | 0.015673 | 0.036181 | 0 | 0 | 0 | 0 | 0 | 0.8
54539_G_GEN2 | MISO_Lower Michigan | Michigan | 26 | Shiawassee | 155 | 54539 | GEN2 | Venice Resources Gas Recovery | 13500 | 1992 | 9999 | Landfill Gas | [5 empty] | Non-Fossil | G | 2030 | LF Gas |  | 0.016258 | 0.023511 | 0.030393 | 0.070162 | 0 | 0 | 0 | 0 | 0 | 0 | 0 | 0 | 0 | 0 | 0 | 0 | 1.2086 | 1.7478 | 2.2593 | 5.2156 | 0.93692 | 1.3549 | 1.7515 | 4.0434 | 0 | 0 | 0 | 0 | 0.0019576 | 0.002831 | 0.0036596 | 0.0084482 | 0 | 0 | 0 | 0 | 0 | 0 | 0 | 0 | 0.21718 | 0.0083838 | 0.012124 | 0.015673 | 0.036181 | 0 | 0 | 0 | 0 | 0 | 0.8
54547_G_1 | NY_Zone C&E | New York | 36 | Oswego | 75 | 54547 | 1 | Sithe Independence Station | 6744 | 1994 | 9999 | Combined Cycle |  |  | SCR | DLNB |  | Fossil | G | 2030 | NaturalGas |  | 1.8414 | 2.4962 | 3.4517 | 7.7893 | 0 | 0 | 0 | 0 | 0 | 0 | 0 | 0 | 0 | 0 | 0 | 0 | 273.05 | 370.1344 | 511.8189 | 1155.0034 | 120.2023 | 162.9409 | 225.3133 | 508.4565 | 1.4373e-07 | 1.9484e-07 | 2.6942e-07 | 6.0799e-07 | 0.018116 | 0.024558 | 0.022464 | 0.065138 | 0 | 0 | 0 | 0 | 0 | 0 | 0 | 0 | 6.1954 | 0.62394 | 0.84578 | 1.1695 | 2.6393 | 5.5228 | 5.5432 | 6.3609 | 17.4269 | 0 | 155.3 | SCR
54547_G_2 | NY_Zone C&E | New York | 36 | Oswego | 75 | 54547 | 2 | Sithe Independence Station | 6744 | 1994 | 9999 | Combined Cycle |  |  | SCR | DLNB |  | Fossil | G | 2030 | NaturalGas |  | 1.8414 | 2.4962 | 3.4517 | 7.7893 | 0 | 0 | 0 | 0 | 0 | 0 | 0 | 0 | 0 | 0 | 0 | 0 | 273.05 | 370.1344 | 511.8189 | 1155.0034 | 120.2023 | 162.9409 | 225.3133 | 508.4565 | 1.4373e-07 | 1.9484e-07 | 2.6942e-07 | 6.0799e-07 | 0.018116 | 0.024558 | 0.022464 | 0.065138 | 0 | 0 | 0 | 0 | 0 | 0 | 0 | 0 | 6.1954 | 0.62394 | 0.84578 | 1.1695 | 2.6393 | 5.5228 | 5.5432 | 6.3609 | 17.4269 | 0 | 155.3 | SCR
54547_G_3 | NY_Zone C&E | New York | 36 | Oswego | 75 | 54547 | 3 | Sithe Independence Station | 6744 | 1994 | 9999 | Combined Cycle |  |  | SCR | DLNB |  | Fossil | G | 2030 | NaturalGas |  | 1.8414 | 2.4962 | 3.4517 | 7.7893 | 0 | 0 | 0 | 0 | 0 | 0 | 0 | 0 | 0 | 0 | 0 | 0 | 273.05 | 370.1344 | 511.8189 | 1155.0034 | 120.2023 | 162.9409 | 225.3133 | 508.4565 | 1.4373e-07 | 1.9484e-07 | 2.6942e-07 | 6.0799e-07 | 0.019132 | 0.025934 | 0.023723 | 0.068788 | 0 | 0 | 0 | 0 | 0 | 0 | 0 | 0 | 6.1954 | 0.62394 | 0.84578 | 1.1695 | 2.6393 | 5.5228 | 5.5432 | 6.3609 | 17.4269 | 0 | 155.3 | SCR
54547_G_4 | NY_Zone C&E | New York | 36 | Oswego | 75 | 54547 | 4 | Sithe Independence Station | 6744 | 1994 | 9999 | Combined Cycle |  |  | SCR | DLNB |  | Fossil | G | 2030 | NaturalGas |  | 1.8414 | 2.4962 | 3.4517 | 7.7893 | 0 | 0 | 0 | 0 | 0 | 0 | 0 | 0 | 0 | 0 | 0 | 0 | 273.05 | 370.1344 | 511.8189 | 1155.0034 | 120.2023 | 162.9409 | 225.3133 | 508.4565 | 1.4373e-07 | 1.9484e-07 | 2.6942e-07 | 6.0799e-07 | 0.019132 | 0.025934 | 0.023723 | 0.068788 | 0 | 0 | 0 | 0 | 0 | 0 | 0 | 0 | 6.1954 | 0.62394 | 0.84578 | 1.1695 | 2.6393 | 5.5228 | 5.5432 | 6.3609 | 17.4269 | 0 | 155.3 | SCR
54547_G_5 | NY_Zone C&E | New York | 36 | Oswego | 75 | 54547 | 5 | Sithe Independence Station | 6744 | 1994 | 9999 | Combined Cycle |  |  | SCR | DLNB |  | Fossil | G | 2030 | NaturalGas |  | 1.9861 | 2.6923 | 3.7229 | 8.4013 | 0 | 0 | 0 | 0 | 0 | 0 | 0 | 0 | 0 | 0 | 0 | 0 | 294.5002 | 399.2113 | 552.0262 | 1245.7377 | 129.6451 | 175.7411 | 243.0134 | 548.3996 | 1.5502e-07 | 2.1014e-07 | 2.9059e-07 | 6.5576e-07 | 0.019539 | 0.026487 | 0.024229 | 0.070255 | 0 | 0 | 0 | 0 | 0 | 0 | 0 | 0 | 6.6821 | 0.67295 | 0.91222 | 1.2614 | 2.8466 | 5.9566 | 5.9786 | 6.8606 | 18.7959 | 0 | 167.5 | SCR
54547_G_6 | NY_Zone C&E | New York | 36 | Oswego | 75 | 54547 | 6 | Sithe Independence Station | 6744 | 1994 | 9999 | Combined Cycle |  |  | SCR | DLNB |  | Fossil | G | 2030 | NaturalGas |  | 1.9861 | 2.6923 | 3.7229 | 8.4013 | 0 | 0 | 0 | 0 | 0 | 0 | 0 | 0 | 0 | 0 | 0 | 0 | 294.5002 | 399.2113 | 552.0262 | 1245.7377 | 129.6451 | 175.7411 | 243.0134 | 548.3996 | 1.5502e-07 | 2.1014e-07 | 2.9059e-07 | 6.5576e-07 | 0.020634 | 0.027971 | 0.025586 | 0.074192 | 0 | 0 | 0 | 0 | 0 | 0 | 0 | 0 | 6.6821 | 0.67295 | 0.91222 | 1.2614 | 2.8466 | 5.9566 | 5.9786 | 6.8606 | 18.7959 | 0 | 167.5 | SCR
54548_G_1 | NY_Zone C&E | New York | 36 | Jefferson | 45 | 54548 | 1 | Longfalls Facility | 0 | 1991 | 9999 | Hydro | [5 empty] | Non-Fossil | G | 2030 | Hydro |  | 0 | 0 | 0 | 0 | 0 | 0 | 0 | 0 | 0 | 0 | 0 | 0 | 0 | 0 | 0 | 0 | 3.6297 | 4.9128 | 6.074 | 14.6165 | 0 | 0 | 0 | 0 | 0 | 0 | 0 | 0 | 0 | 0 | 0 | 0 | 0 | 0 | 0 | 0 | 0 | 0 | 0 | 0 | 0.047425 | 0.0050453 | 0.0068287 | 0.0084429 | 0.020317 | 0 | 0 | 0 | 0 | 0 | 3
54549_G_1-1 | MISO_Lower Michigan | Michigan | 26 | Clinton | 37 | 54549 | 1-1 | Wood Road | 13500 | 1993 | 9999 | Landfill Gas | [5 empty] | Non-Fossil | G | 2030 | LF Gas |  | 2.0322e-08 | 2.9389e-08 | 3.7991e-08 | 8.7702e-08 | 0 | 0 | 0 | 0 | 0 | 0 | 0 | 0 | 0 | 0 | 0 | 0 | 1.5107e-06 | 2.1847e-06 | 2.8241e-06 | 6.5195e-06 | 1.1712e-06 | 1.6937e-06 | 2.1894e-06 | 5.0542e-06 | 0 | 0 | 0 | 0 | 2.447e-09 | 3.5387e-09 | 4.5745e-09 | 1.056e-08 | 0 | 0 | 0 | 0 | 0 | 0 | 0 | 0 | 2.7147e-07 | 1.048e-08 | 1.5155e-08 | 1.9591e-08 | 4.5226e-08 | 0 | 0 | 0 | 0 | 0 | 1e-06
54549_G_1-2 | MISO_Lower Michigan | Michigan | 26 | Clinton | 37 | 54549 | 1-2 | Wood Road | 13500 | 1993 | 9999 | Landfill Gas | [5 empty] | Non-Fossil | G | 2030 | LF Gas |  | 2.0322e-08 | 2.9389e-08 | 3.7991e-08 | 8.7702e-08 | 0 | 0 | 0 | 0 | 0 | 0 | 0 | 0 | 0 | 0 | 0 | 0 | 1.5107e-06 | 2.1847e-06 | 2.8241e-06 | 6.5195e-06 | 1.1712e-06 | 1.6937e-06 | 2.1894e-06 | 5.0542e-06 | 0 | 0 | 0 | 0 | 2.447e-09 | 3.5387e-09 | 4.5745e-09 | 1.056e-08 | 0 | 0 | 0 | 0 | 0 | 0 | 0 | 0 | 2.7147e-07 | 1.048e-08 | 1.5155e-08 | 1.9591e-08 | 4.5226e-08 | 0 | 0 | 0 | 0 | 0 | 1e-06
54549_G_1-3 | MISO_Lower Michigan | Michigan | 26 | Clinton | 37 | 54549 | 1-3 | Wood Road | 13500 | 1994 | 9999 | Landfill Gas | [5 empty] | Non-Fossil | G | 2030 | LF Gas |  | 2.0322e-08 | 2.9389e-08 | 3.7991e-08 | 8.7702e-08 | 0 | 0 | 0 | 0 | 0 | 0 | 0 | 0 | 0 | 0 | 0 | 0 | 1.5107e-06 | 2.1847e-06 | 2.8241e-06 | 6.5195e-06 | 1.1712e-06 | 1.6937e-06 | 2.1894e-06 | 5.0542e-06 | 0 | 0 | 0 | 0 | 2.447e-09 | 3.5387e-09 | 4.5745e-09 | 1.056e-08 | 0 | 0 | 0 | 0 | 0 | 0 | 0 | 0 | 2.7147e-07 | 1.048e-08 | 1.5155e-08 | 1.9591e-08 | 4.5226e-08 | 0 | 0 | 0 | 0 | 0 | 1e-06
54549_G_1-4 | MISO_Lower Michigan | Michigan | 26 | Clinton | 37 | 54549 | 1-4 | Wood Road | 13500 | 1997 | 9999 | Landfill Gas | [5 empty] | Non-Fossil | G | 2030 | LF Gas |  | 2.0322e-08 | 2.9389e-08 | 3.7991e-08 | 8.7702e-08 | 0 | 0 | 0 | 0 | 0 | 0 | 0 | 0 | 0 | 0 | 0 | 0 | 1.5107e-06 | 2.1847e-06 | 2.8241e-06 | 6.5195e-06 | 1.1712e-06 | 1.6937e-06 | 2.1894e-06 | 5.0542e-06 | 0 | 0 | 0 | 0 | 2.447e-09 | 3.5387e-09 | 4.5745e-09 | 1.056e-08 | 0 | 0 | 0 | 0 | 0 | 0 | 0 | 0 | 2.7147e-07 | 1.048e-08 | 1.5155e-08 | 1.9591e-08 | 4.5226e-08 | 0 | 0 | 0 | 0 | 0 | 1e-06
54549_G_1-5 | MISO_Lower Michigan | Michigan | 26 | Clinton | 37 | 54549 | 1-5 | Wood Road | 13500 | 2008 | 9999 | Landfill Gas | [5 empty] | Non-Fossil | G | 2030 | LF Gas |  | 2.0322e-08 | 2.9389e-08 | 3.7991e-08 | 8.7702e-08 | 0 | 0 | 0 | 0 | 0 | 0 | 0 | 0 | 0 | 0 | 0 | 0 | 1.5107e-06 | 2.1847e-06 | 2.8241e-06 | 6.5195e-06 | 1.1712e-06 | 1.6937e-06 | 2.1894e-06 | 5.0542e-06 | 0 | 0 | 0 | 0 | 1.3078e-09 | 1.8913e-09 | 2.4449e-09 | 5.6441e-09 | 0 | 0 | 0 | 0 | 0 | 0 | 0 | 0 | 2.7147e-07 | 1.048e-08 | 1.5155e-08 | 1.9591e-08 | 4.5226e-08 | 0 | 0 | 0 | 0 | 0 | 1e-06
54549_G_1-6 | MISO_Lower Michigan | Michigan | 26 | Clinton | 37 | 54549 | 1-6 | Wood Road | 13500 | 2008 | 9999 | Landfill Gas | [5 empty] | Non-Fossil | G | 2030 | LF Gas |  | 2.0322e-08 | 2.9389e-08 | 3.7991e-08 | 8.7702e-08 | 0 | 0 | 0 | 0 | 0 | 0 | 0 | 0 | 0 | 0 | 0 | 0 | 1.5107e-06 | 2.1847e-06 | 2.8241e-06 | 6.5195e-06 | 1.1712e-06 | 1.6937e-06 | 2.1894e-06 | 5.0542e-06 | 0 | 0 | 0 | 0 | 1.3078e-09 | 1.8913e-09 | 2.4449e-09 | 5.6441e-09 | 0 | 0 | 0 | 0 | 0 | 0 | 0 | 0 | 2.7147e-07 | 1.048e-08 | 1.5155e-08 | 1.9591e-08 | 4.5226e-08 | 0 | 0 | 0 | 0 | 0 | 1e-06
54549_G_1-7 | MISO_Lower Michigan | Michigan | 26 | Clinton | 37 | 54549 | 1-7 | Wood Road | 13500 | 2008 | 9999 | Landfill Gas | [5 empty] | Non-Fossil | G | 2030 | LF Gas |  | 2.0322e-08 | 2.9389e-08 | 3.7991e-08 | 8.7702e-08 | 0 | 0 | 0 | 0 | 0 | 0 | 0 | 0 | 0 | 0 | 0 | 0 | 1.5107e-06 | 2.1847e-06 | 2.8241e-06 | 6.5195e-06 | 1.1712e-06 | 1.6937e-06 | 2.1894e-06 | 5.0542e-06 | 0 | 0 | 0 | 0 | 1.3078e-09 | 1.8913e-09 | 2.4449e-09 | 5.6441e-09 | 0 | 0 | 0 | 0 | 0 | 0 | 0 | 0 | 2.7147e-07 | 1.048e-08 | 1.5155e-08 | 1.9591e-08 | 4.5226e-08 | 0 | 0 | 0 | 0 | 0 | 1e-06
54550_G_901 | SERC_Southeastern | Alabama | 1 | Mobile | 97 | 54550 | 901 | ExxonMobil Mobile Bay Onshore | 5500 | 1993 | 9999 | Combined Cycle | [5 empty] | Fossil | G | 2030 | NaturalGas |  | 0.0087031 | 0.011798 | 0.016314 | 0.036814 | 0 | 0 | 0 | 0 | 0 | 0 | 0 | 0 | 0 | 0 | 0 | 0 | 1.5824 | 2.145 | 2.9661 | 6.6935 | 0.81165 | 1.1002 | 1.5214 | 3.4333 | 9.7054e-10 | 1.3156e-09 | 1.8192e-09 | 4.1054e-09 | 0.00017035 | 0.00023092 | 0.00031931 | 0.00072058 | 0 | 0 | 0 | 0 | 0 | 0 | 0 | 0 | 0.031468 | 0.0033798 | 0.0045815 | 0.0063353 | 0.014297 | 0.025004 | 0.02946 | 0.043578 | 0.098042 | 0 | 0.9
54550_G_901A | SERC_Southeastern | Alabama | 1 | Mobile | 97 | 54550 | 901A | ExxonMobil Mobile Bay Onshore | 5500 | 1993 | 9999 | Combined Cycle | [5 empty] | Fossil | G | 2030 | NaturalGas |  | 0.032879 | 0.044569 | 0.061629 | 0.13908 | 0 | 0 | 0 | 0 | 0 | 0 | 0 | 0 | 0 | 0 | 0 | 0 | 5.9779 | 8.1034 | 11.2053 | 25.2866 | 3.0662 | 4.1565 | 5.7475 | 12.9702 | 3.6665e-09 | 4.9701e-09 | 6.8727e-09 | 1.5509e-08 | 0.00064354 | 0.00087236 | 0.0012063 | 0.0027222 | 0 | 0 | 0 | 0 | 0 | 0 | 0 | 0 | 0.11888 | 0.012768 | 0.017308 | 0.023933 | 0.054009 | 0.094458 | 0.11129 | 0.16463 | 0.37038 | 0 | 3.4
54550_G_901B | SERC_Southeastern | Alabama | 1 | Mobile | 97 | 54550 | 901B | ExxonMobil Mobile Bay Onshore | 5500 | 1993 | 9999 | Combined Cycle | [5 empty] | Fossil | G | 2030 | NaturalGas |  | 0.032879 | 0.044569 | 0.061629 | 0.13908 | 0 | 0 | 0 | 0 | 0 | 0 | 0 | 0 | 0 | 0 | 0 | 0 | 5.9779 | 8.1034 | 11.2053 | 25.2866 | 3.0662 | 4.1565 | 5.7475 | 12.9702 | 3.6665e-09 | 4.9701e-09 | 6.8727e-09 | 1.5509e-08 | 0.00064354 | 0.00087236 | 0.0012063 | 0.0027222 | 0 | 0 | 0 | 0 | 0 | 0 | 0 | 0 | 0.11888 | 0.012768 | 0.017308 | 0.023933 | 0.054009 | 0.094458 | 0.11129 | 0.16463 | 0.37038 | 0 | 3.4
54550_G_901C | SERC_Southeastern | Alabama | 1 | Mobile | 97 | 54550 | 901C | ExxonMobil Mobile Bay Onshore | 5500 | 1993 | 9999 | Combined Cycle | [5 empty] | Fossil | G | 2030 | NaturalGas |  | 0.032879 | 0.044569 | 0.061629 | 0.13908 | 0 | 0 | 0 | 0 | 0 | 0 | 0 | 0 | 0 | 0 | 0 | 0 | 5.9779 | 8.1034 | 11.2053 | 25.2866 | 3.0662 | 4.1565 | 5.7475 | 12.9702 | 3.6665e-09 | 4.9701e-09 | 6.8727e-09 | 1.5509e-08 | 0.00064354 | 0.00087236 | 0.0012063 | 0.0027222 | 0 | 0 | 0 | 0 | 0 | 0 | 0 | 0 | 0.11888 | 0.012768 | 0.017308 | 0.023933 | 0.054009 | 0.094458 | 0.11129 | 0.16463 | 0.37038 | 0 | 3.4
54554_G_GEN1 | WECC_Northern California (not including BANC) | California | 6 | Tuolumne | 109 | 54554 | GEN1 | Spicer Meadow Project | 0 | 1989 | 9999 | Hydro | [5 empty] | Non-Fossil | G | 2030 | Hydro |  | 0 | 0 | 0 | 0 | 0 | 0 | 0 | 0 | 0 | 0 | 0 | 0 | 0 | 0 | 0 | 0 | 1.2371 | 1.9728 | 3.7384 | 6.9483 | 0 | 0 | 0 | 0 | 0 | 0 | 0 | 0 | 0 | 0 | 0 | 0 | 0 | 0 | 0 | 0 | 0 | 0 | 0 | 0 | 0.039521 | 0.0017195 | 0.0027422 | 0.0051964 | 0.0096581 | 0 | 0 | 0 | 0 | 0 | 2.5
54554_G_GEN2 | WECC_Northern California (not including BANC) | California | 6 | Tuolumne | 109 | 54554 | GEN2 | Spicer Meadow Project | 0 | 1989 | 9999 | Hydro | [5 empty] | Non-Fossil | G | 2030 | Hydro |  | 0 | 0 | 0 | 0 | 0 | 0 | 0 | 0 | 0 | 0 | 0 | 0 | 0 | 0 | 0 | 0 | 1.2371 | 1.9728 | 3.7384 | 6.9483 | 0 | 0 | 0 | 0 | 0 | 0 | 0 | 0 | 0 | 0 | 0 | 0 | 0 | 0 | 0 | 0 | 0 | 0 | 0 | 0 | 0.039521 | 0.0017195 | 0.0027422 | 0.0051964 | 0.0096581 | 0 | 0 | 0 | 0 | 0 | 2.5
54554_G_GEN3 | WECC_Northern California (not including BANC) | California | 6 | Tuolumne | 109 | 54554 | GEN3 | Spicer Meadow Project | 0 | 1989 | 9999 | Hydro | [5 empty] | Non-Fossil | G | 2030 | Hydro |  | 0 | 0 | 0 | 0 | 0 | 0 | 0 | 0 | 0 | 0 | 0 | 0 | 0 | 0 | 0 | 0 | 0.24741 | 0.39456 | 0.74768 | 1.3897 | 0 | 0 | 0 | 0 | 0 | 0 | 0 | 0 | 0 | 0 | 0 | 0 | 0 | 0 | 0 | 0 | 0 | 0 | 0 | 0 | 0.0079041 | 0.00034391 | 0.00054844 | 0.0010393 | 0.0019316 | 0 | 0 | 0 | 0 | 0 | 0.5
54555_G_GEN1 | WECC_Northern California (not including BANC) | California | 6 | Calaveras | 9 | 54555 | GEN1 | Collierville Powerhouse | 0 | 1989 | 9999 | Hydro | [5 empty] | Non-Fossil | G | 2030 | Hydro |  | 0 | 0 | 0 | 0 | 0 | 0 | 0 | 0 | 0 | 0 | 0 | 0 | 0 | 0 | 0 | 0 | 62.5959 | 99.8232 | 189.1638 | 351.583 | 0 | 0 | 0 | 0 | 0 | 0 | 0 | 0 | 0 | 0 | 0 | 0 | 0 | 0 | 0 | 0 | 0 | 0 | 0 | 0 | 1.9997 | 0.087008 | 0.13875 | 0.26294 | 0.4887 | 0 | 0 | 0 | 0 | 0 | 126.5
54555_G_GEN2 | WECC_Northern California (not including BANC) | California | 6 | Calaveras | 9 | 54555 | GEN2 | Collierville Powerhouse | 0 | 1989 | 9999 | Hydro | [5 empty] | Non-Fossil | G | 2030 | Hydro |  | 0 | 0 | 0 | 0 | 0 | 0 | 0 | 0 | 0 | 0 | 0 | 0 | 0 | 0 | 0 | 0 | 62.5959 | 99.8232 | 189.1638 | 351.583 | 0 | 0 | 0 | 0 | 0 | 0 | 0 | 0 | 0 | 0 | 0 | 0 | 0 | 0 | 0 | 0 | 0 | 0 | 0 | 0 | 1.9997 | 0.087008 | 0.13875 | 0.26294 | 0.4887 | 0 | 0 | 0 | 0 | 0 | 126.5
54556_B_BLR10 | PJM_ComEd | Illinois | 17 | Cook | 31 | 54556 | BLR10 | Ingredion Incorporated | 10986 | 2006 | 9999 | Coal Steam | FBC | dry | Baghouse + Reagent Injection + SNCR + Mercury Control | CF | Reagent Injection | Fossil | B | 2030 | Coal |  | 0.11175 | 0 | 0 | 0.11175 | 0.11175 | 0 | 0 | 0.11175 | 0 | 0 | 0 | 0 | 0 | 0 | 0 | 0 | 10.1722 | 0 | 0 | 10.1722 | 11.3782 | 0 | 0 | 11.3782 | 4.4865e-05 | 0 | 0 | 4.4865e-05 | 0.0065291 | 0 | 0 | 0.0065291 | 0.016731 | 0 | 0 | 0.016731 | 0.00010945 | 0 | 0 | 0.00010945 | 0.30478 | 0.039255 | 0 | 0 | 0.039255 | 0.23139 | 0 | 0 | 0.23139 | 0 | 10.6 | SNCR / Mercury Control
54556_B_BLR6 | PJM_ComEd | Illinois | 17 | Cook | 31 | 54556 | BLR6 | Ingredion Incorporated | 10986 | 2003 | 9999 | Coal Steam | other |  |  | FR |  | Fossil | B | 2030 |  | Coal Retirement | 0 | 0 | 0 | 0 | 0 | 0 | 0 | 0 | 0 | 0 | 0 | 0 | 0 | 0 | 0 | 0 | 0 | 0 | 0 | 0 | 0 | 0 | 0 | 0 | 0 | 0 | 0 | 0 | 0 | 0 | 0 | 0 | 0 | 0 | 0 | 0 | 0 | 0 | 0 | 0 | 0 | 0 | 0 | 0 | 0 | 0 | 0 | 0 | 0 | 0 | 10.6
54556_B_BLR7 | PJM_ComEd | Illinois | 17 | Cook | 31 | 54556 | BLR7 | Ingredion Incorporated | 10986 | 2004 | 9999 | Coal Steam | other |  |  | LNB |  | Fossil | B | 2030 |  | Coal Retirement | 0 | 0 | 0 | 0 | 0 | 0 | 0 | 0 | 0 | 0 | 0 | 0 | 0 | 0 | 0 | 0 | 0 | 0 | 0 | 0 | 0 | 0 | 0 | 0 | 0 | 0 | 0 | 0 | 0 | 0 | 0 | 0 | 0 | 0 | 0 | 0 | 0 | 0 | 0 | 0 | 0 | 0 | 0 | 0 | 0 | 0 | 0 | 0 | 0 | 0 | 10.6
54556_G_TG03 | PJM_ComEd | Illinois | 17 | Cook | 31 | 54556 | TG03 | Ingredion Incorporated | 12369 | 1996 | 9999 | Combustion Turbine | [5 empty] | Fossil | G | 2030 | NaturalGas |  | 0 | 0 | 0.00063301 | 0.00063301 | 0 | 0 | 0 | 0 | 0 | 0 | 0 | 0 | 0 | 0 | 0 | 0 | 0 | 0 | 0.051177 | 0.051177 | 0 | 0 | 0.037057 | 0.037057 | 0 | 0 | 4.4311e-11 | 4.4311e-11 | 0 | 0 | 5.1853e-05 | 5.1853e-05 | 0 | 0 | 0 | 0 | 0 | 0 | 0 | 0 | 0.086791 | 0 | 0 | 0.00028455 | 0.00028455 | 0 | 0 | 0.0013676 | 0.0013676 | 0 | 4.4
54556_G_TG04 | PJM_ComEd | Illinois | 17 | Cook | 31 | 54556 | TG04 | Ingredion Incorporated | 12369 | 1996 | 9999 | Combustion Turbine | [5 empty] | Fossil | G | 2030 | NaturalGas |  | 0 | 0 | 0.00063301 | 0.00063301 | 0 | 0 | 0 | 0 | 0 | 0 | 0 | 0 | 0 | 0 | 0 | 0 | 0 | 0 | 0.051177 | 0.051177 | 0 | 0 | 0.037057 | 0.037057 | 0 | 0 | 4.4311e-11 | 4.4311e-11 | 0 | 0 | 5.6829e-05 | 5.6829e-05 | 0 | 0 | 0 | 0 | 0 | 0 | 0 | 0 | 0.086791 | 0 | 0 | 0.00028455 | 0.00028455 | 0 | 0 | 0.0013676 | 0.0013676 | 0 | 4.4
54558_G_U1 | WECC_Idaho | Idaho | 16 | Jerome | 53 | 54558 | U1 | Hazelton B Hydro | 0 | 1993 | 9999 | Hydro | [5 empty] | Non-Fossil | G | 2030 | Hydro |  | 0 | 0 | 0 | 0 | 0 | 0 | 0 | 0 | 0 | 0 | 0 | 0 | 0 | 0 | 0 | 0 | 3.0377 | 4.4693 | 7.6359 | 15.1429 | 0 | 0 | 0 | 0 | 0 | 0 | 0 | 0 | 0 | 0 | 0 | 0 | 0 | 0 | 0 | 0 | 0 | 0 | 0 | 0 | 0.060071 | 0.0042224 | 0.0062123 | 0.010614 | 0.021049 | 0 | 0 | 0 | 0 | 0 | 3.8
54558_G_U2 | WECC_Idaho | Idaho | 16 | Jerome | 53 | 54558 | U2 | Hazelton B Hydro | 0 | 1993 | 9999 | Hydro | [5 empty] | Non-Fossil | G | 2030 | Hydro |  | 0 | 0 | 0 | 0 | 0 | 0 | 0 | 0 | 0 | 0 | 0 | 0 | 0 | 0 | 0 | 0 | 3.0377 | 4.4693 | 7.6359 | 15.1429 | 0 | 0 | 0 | 0 | 0 | 0 | 0 | 0 | 0 | 0 | 0 | 0 | 0 | 0 | 0 | 0 | 0 | 0 | 0 | 0 | 0.060071 | 0.0042224 | 0.0062123 | 0.010614 | 0.021049 | 0 | 0 | 0 | 0 | 0 | 3.8
54562_B_PB20 | WECC_Pacific Northwest | Washington | 53 | Cowlitz | 15 | 54562 | PB20 | Longview Fibre | 5686 | 1976 | 9999 | Non-Fossil Waste |  |  | ESPC + Cyclone + Wet Scrubber + SNCR |  | Wet Scrubber | Non-Fossil | B | 2030 | Non-Fossil |  | 0.079292 | 0.11494 | 0.14446 | 0.3387 | 0 | 0 | 0 | 0 | 0 | 0 | 0 | 0 | 0 | 0 | 0 | 0 | 13.9451 | 20.2147 | 25.4071 | 59.5669 | 0 | 0 | 0 | 0 | 0 | 0 | 0 | 0 | 0.025579 | 0.03708 | 0.046604 | 0.10926 | 0 | 0 | 0 | 0 | 0 | 0 | 0 | 0 | 4.0699 | 0.096737 | 0.14023 | 0.17625 | 0.41322 | 0 | 0 | 0 | 0 | 0 | 15.7 | Scrubber / SNCR | Wet Scrubber
54562_B_RF19 | WECC_Pacific Northwest | Washington | 53 | Cowlitz | 15 | 54562 | RF19 | Longview Fibre | 5686 | 1976 | 9999 | Non-Fossil Waste |  |  | ESPC |  |  | Non-Fossil | B | 2030 | Non-Fossil |  | 0.079292 | 0.11494 | 0.14446 | 0.3387 | 0 | 0 | 0 | 0 | 0 | 0 | 0 | 0 | 0 | 0 | 0 | 0 | 13.9451 | 20.2147 | 25.4071 | 59.5669 | 0 | 0 | 0 | 0 | 0 | 0 | 0 | 0 | 0.0070619 | 0.010237 | 0.012866 | 0.030165 | 0 | 0 | 0 | 0 | 0 | 0 | 0 | 0 | 4.0699 | 0.096737 | 0.14023 | 0.17625 | 0.41322 | 0 | 0 | 0 | 0 | 0 | 15.7
54562_B_RF22 | WECC_Pacific Northwest | Washington | 53 | Cowlitz | 15 | 54562 | RF22 | Longview Fibre | 5686 | 1992 | 9999 | Non-Fossil Waste |  |  | ESPC |  |  | Non-Fossil | B | 2030 | Non-Fossil |  | 0.079292 | 0.11494 | 0.14446 | 0.3387 | 0 | 0 | 0 | 0 | 0 | 0 | 0 | 0 | 0 | 0 | 0 | 0 | 13.9451 | 20.2147 | 25.4071 | 59.5669 | 0 | 0 | 0 | 0 | 0 | 0 | 0 | 0 | 0.0082088 | 0.011899 | 0.014956 | 0.035064 | 0 | 0 | 0 | 0 | 0 | 0 | 0 | 0 | 4.0699 | 0.096737 | 0.14023 | 0.17625 | 0.41322 | 0 | 0 | 0 | 0 | 0 | 15.7
54567_G_1 | WECC_Northern California (not including BANC) | California | 6 | Yolo | 113 | 54567 | 1 | MM Yolo Power | 13500 | 1990 | 9999 | Landfill Gas | [5 empty] | Non-Fossil | G | 2030 | LF Gas |  | 0.0083049 | 0 | 0.01144 | 0.019745 | 0 | 0 | 0 | 0 | 0 | 0 | 0 | 0 | 0 | 0 | 0 | 0 | 0.5841 | 0 | 0.8046 | 1.3887 | 0.4786 | 0 | 0.65928 | 1.1379 | 0 | 0 | 0 | 0 | 0.00071318 | 0 | 0.00098241 | 0.0016956 | 0 | 0 | 0 | 0 | 0 | 0 | 0 | 0 | 0.1361 | 0.0040519 | 0 | 0.0055815 | 0.0096334 | 0 | 0 | 0 | 0 | 0 | 0.5
54567_G_2 | WECC_Northern California (not including BANC) | California | 6 | Yolo | 113 | 54567 | 2 | MM Yolo Power | 13500 | 1990 | 9999 | Landfill Gas | [5 empty] | Non-Fossil | G | 2030 | LF Gas |  | 0.0083049 | 0 | 0.01144 | 0.019745 | 0 | 0 | 0 | 0 | 0 | 0 | 0 | 0 | 0 | 0 | 0 | 0 | 0.5841 | 0 | 0.8046 | 1.3887 | 0.4786 | 0 | 0.65928 | 1.1379 | 0 | 0 | 0 | 0 | 0.00071318 | 0 | 0.00098241 | 0.0016956 | 0 | 0 | 0 | 0 | 0 | 0 | 0 | 0 | 0.1361 | 0.0040519 | 0 | 0.0055815 | 0.0096334 | 0 | 0 | 0 | 0 | 0 | 0.5
54567_G_3 | WECC_Northern California (not including BANC) | California | 6 | Yolo | 113 | 54567 | 3 | MM Yolo Power | 13500 | 1990 | 9999 | Landfill Gas | [5 empty] | Non-Fossil | G | 2030 | LF Gas |  | 0.0083049 | 0 | 0.01144 | 0.019745 | 0 | 0 | 0 | 0 | 0 | 0 | 0 | 0 | 0 | 0 | 0 | 0 | 0.5841 | 0 | 0.8046 | 1.3887 | 0.4786 | 0 | 0.65928 | 1.1379 | 0 | 0 | 0 | 0 | 0.00071318 | 0 | 0.00098241 | 0.0016956 | 0 | 0 | 0 | 0 | 0 | 0 | 0 | 0 | 0.1361 | 0.0040519 | 0 | 0.0055815 | 0.0096334 | 0 | 0 | 0 | 0 | 0 | 0.5
54567_G_4 | WECC_Northern California (not including BANC) | California | 6 | Yolo | 113 | 54567 | 4 | MM Yolo Power | 13500 | 1993 | 9999 | Landfill Gas | [5 empty] | Non-Fossil | G | 2030 | LF Gas |  | 0.0099658 | 0 | 0.013728 | 0.023694 | 0 | 0 | 0 | 0 | 0 | 0 | 0 | 0 | 0 | 0 | 0 | 0 | 0.70092 | 0 | 0.96552 | 1.6664 | 0.57432 | 0 | 0.79113 | 1.3655 | 0 | 0 | 0 | 0 | 0.00085582 | 0 | 0.0011789 | 0.0020347 | 0 | 0 | 0 | 0 | 0 | 0 | 0 | 0 | 0.16332 | 0.0048623 | 0 | 0.0066978 | 0.01156 | 0 | 0 | 0 | 0 | 0 | 0.6
54567_G_5 | WECC_Northern California (not including BANC) | California | 6 | Yolo | 113 | 54567 | 5 | MM Yolo Power | 13500 | 1998 | 9999 | Landfill Gas | [5 empty] | Non-Fossil | G | 2030 | LF Gas |  | 0.008882 | 0.01149 | 0.014814 | 0.035186 | 0 | 0 | 0 | 0 | 0 | 0 | 0 | 0 | 0 | 0 | 0 | 0 | 0.65793 | 0.85108 | 1.0973 | 2.6063 | 0.51186 | 0.66213 | 0.85372 | 2.0277 | 0 | 0 | 0 | 0 | 0.00076274 | 0.00098667 | 0.0012722 | 0.0030216 | 0 | 0 | 0 | 0 | 0 | 0 | 0 | 0 | 0.10888 | 0.004564 | 0.0059039 | 0.0076122 | 0.01808 | 0 | 0 | 0 | 0 | 0 | 0.4
54572_G_UNT1 | ISONE_MA, VT, NH, RI (Rest of ISO New England) | New Hampshire | 33 | Belknap | 1 | 54572 | UNT1 | Lochmere Hydroelectric Plant | 0 | 1984 | 9999 | Hydro | [5 empty] | Non-Fossil | G | 2030 | Hydro |  | 0 | 0 | 0 | 0 | 0 | 0 | 0 | 0 | 0 | 0 | 0 | 0 | 0 | 0 | 0 | 0 | 0.16835 | 0.2719 | 0.26261 | 0.70286 | 0 | 0 | 0 | 0 | 0 | 0 | 0 | 0 | 0 | 0 | 0 | 0 | 0 | 0 | 0 | 0 | 0 | 0 | 0 | 0 | 0.0047425 | 0.00023401 | 0.00037793 | 0.00036503 | 0.00097697 | 0 | 0 | 0 | 0 | 0 | 0.3
54572_G_UNT2 | ISONE_MA, VT, NH, RI (Rest of ISO New England) | New Hampshire | 33 | Belknap | 1 | 54572 | UNT2 | Lochmere Hydroelectric Plant | 0 | 1984 | 9999 | Hydro | [5 empty] | Non-Fossil | G | 2030 | Hydro |  | 0 | 0 | 0 | 0 | 0 | 0 | 0 | 0 | 0 | 0 | 0 | 0 | 0 | 0 | 0 | 0 | 0.16835 | 0.2719 | 0.26261 | 0.70286 | 0 | 0 | 0 | 0 | 0 | 0 | 0 | 0 | 0 | 0 | 0 | 0 | 0 | 0 | 0 | 0 | 0 | 0 | 0 | 0 | 0.0047425 | 0.00023401 | 0.00037793 | 0.00036503 | 0.00097697 | 0 | 0 | 0 | 0 | 0 | 0.3
54572_G_UNT3 | ISONE_MA, VT, NH, RI (Rest of ISO New England) | New Hampshire | 33 | Belknap | 1 | 54572 | UNT3 | Lochmere Hydroelectric Plant | 0 | 1984 | 9999 | Hydro | [5 empty] | Non-Fossil | G | 2030 | Hydro |  | 0 | 0 | 0 | 0 | 0 | 0 | 0 | 0 | 0 | 0 | 0 | 0 | 0 | 0 | 0 | 0 | 0.16835 | 0.2719 | 0.26261 | 0.70286 | 0 | 0 | 0 | 0 | 0 | 0 | 0 | 0 | 0 | 0 | 0 | 0 | 0 | 0 | 0 | 0 | 0 | 0 | 0 | 0 | 0.0047425 | 0.00023401 | 0.00037793 | 0.00036503 | 0.00097697 | 0 | 0 | 0 | 0 | 0 | 0.3
54572_G_UNT4 | ISONE_MA, VT, NH, RI (Rest of ISO New England) | New Hampshire | 33 | Belknap | 1 | 54572 | UNT4 | Lochmere Hydroelectric Plant | 0 | 1984 | 9999 | Hydro | [5 empty] | Non-Fossil | G | 2030 | Hydro |  | 0 | 0 | 0 | 0 | 0 | 0 | 0 | 0 | 0 | 0 | 0 | 0 | 0 | 0 | 0 | 0 | 0.16835 | 0.2719 | 0.26261 | 0.70286 | 0 | 0 | 0 | 0 | 0 | 0 | 0 | 0 | 0 | 0 | 0 | 0 | 0 | 0 | 0 | 0 | 0 | 0 | 0 | 0 | 0.0047425 | 0.00023401 | 0.00037793 | 0.00036503 | 0.00097697 | 0 | 0 | 0 | 0 | 0 | 0.3
54573_G_1 | NY_Zone G-I (Downstate NY) | New York | 36 | Dutchess | 27 | 54573 | 1 | Wappinger Falls Hydroelectric | 0 | 1988 | 9999 | Hydro | [5 empty] | Non-Fossil | G | 2030 | Hydro |  | 0 | 0 | 0 | 0 | 0 | 0 | 0 | 0 | 0 | 0 | 0 | 0 | 0 | 0 | 0 | 0 | 1.0393 | 1.4049 | 1.7295 | 4.1738 | 0 | 0 | 0 | 0 | 0 | 0 | 0 | 0 | 0 | 0 | 0 | 0 | 0 | 0 | 0 | 0 | 0 | 0 | 0 | 0 | 0.015808 | 0.0014446 | 0.0019529 | 0.0024041 | 0.0058015 | 0 | 0 | 0 | 0 | 0 | 1
54573_G_2 | NY_Zone G-I (Downstate NY) | New York | 36 | Dutchess | 27 | 54573 | 2 | Wappinger Falls Hydroelectric | 0 | 1988 | 9999 | Hydro | [5 empty] | Non-Fossil | G | 2030 | Hydro |  | 0 | 0 | 0 | 0 | 0 | 0 | 0 | 0 | 0 | 0 | 0 | 0 | 0 | 0 | 0 | 0 | 1.0393 | 1.4049 | 1.7295 | 4.1738 | 0 | 0 | 0 | 0 | 0 | 0 | 0 | 0 | 0 | 0 | 0 | 0 | 0 | 0 | 0 | 0 | 0 | 0 | 0 | 0 | 0.015808 | 0.0014446 | 0.0019529 | 0.0024041 | 0.0058015 | 0 | 0 | 0 | 0 | 0 | 1
54574_G_GEN1 | NY_Zone D (North) | New York | 36 | Clinton | 19 | 54574 | GEN1 | Saranac Facility | 9097 | 1994 | 9999 | Combined Cycle |  |  | SCR |  |  | Fossil | G | 2030 | NaturalGas |  | 0 | 0 | 0.021966 | 0.021966 | 0 | 0 | 0 | 0 | 0 | 0 | 0 | 0 | 0 | 0 | 0 | 0 | 0 | 0 | 2.4147 | 2.4147 | 0 | 0 | 1.2859 | 1.2859 | 0 | 0 | 1.5376e-09 | 1.5376e-09 | 0 | 0 | 0.0001318 | 0.0001318 | 0 | 0 | 0 | 0 | 0 | 0 | 0 | 0 | 3.2625 | 0 | 0 | 0.010054 | 0.010054 | 0 | 0 | 0.045827 | 0.045827 | 0 | 82.3 | SCR
54574_G_GEN2 | NY_Zone D (North) | New York | 36 | Clinton | 19 | 54574 | GEN2 | Saranac Facility | 9097 | 1994 | 9999 | Combined Cycle |  |  | SCR |  |  | Fossil | G | 2030 | NaturalGas |  | 0 | 0 | 0.021886 | 0.021886 | 0 | 0 | 0 | 0 | 0 | 0 | 0 | 0 | 0 | 0 | 0 | 0 | 0 | 0 | 2.4059 | 2.4059 | 0 | 0 | 1.2812 | 1.2812 | 0 | 0 | 1.532e-09 | 1.532e-09 | 0 | 0 | 0.00013132 | 0.00013132 | 0 | 0 | 0 | 0 | 0 | 0 | 0 | 0 | 3.2506 | 0 | 0 | 0.010017 | 0.010017 | 0 | 0 | 0.04566 | 0.04566 | 0 | 82 | SCR
54574_G_GEN3 | NY_Zone D (North) | New York | 36 | Clinton | 19 | 54574 | GEN3 | Saranac Facility | 9097 | 1994 | 9999 | Combined Cycle |  |  | SCR | LNB + NH3 |  | Fossil | G | 2030 | NaturalGas |  | 0 | 0 | 0.022847 | 0.022847 | 0 | 0 | 0 | 0 | 0 | 0 | 0 | 0 | 0 | 0 | 0 | 0 | 0 | 0 | 2.5115 | 2.5115 | 0 | 0 | 1.3375 | 1.3375 | 0 | 0 | 1.5993e-09 | 1.5993e-09 | 0 | 0 | 0.00013708 | 0.00013708 | 0 | 0 | 0 | 0 | 0 | 0 | 0 | 0 | 3.3933 | 0 | 0 | 0.010457 | 0.010457 | 0 | 0 | 0.047665 | 0.047665 | 0 | 85.6 | SCR
54580_G_C1 | NY_Zone F (Capital) | New York | 36 | Saratoga | 91 | 54580 | C1 | Curtis Palmer Hydroelectric | 0 | 1986 | 9999 | Hydro | [5 empty] | Non-Fossil | G | 2030 | Hydro |  | 0 | 0 | 0 | 0 | 0 | 0 | 0 | 0 | 0 | 0 | 0 | 0 | 0 | 0 | 0 | 0 | 2.78 | 3.7398 | 4.3013 | 10.821 | 0 | 0 | 0 | 0 | 0 | 0 | 0 | 0 | 0 | 0 | 0 | 0 | 0 | 0 | 0 | 0 | 0 | 0 | 0 | 0 | 0.039521 | 0.0038641 | 0.0051984 | 0.0059788 | 0.015041 | 0 | 0 | 0 | 0 | 0 | 2.5
54580_G_C2 | NY_Zone F (Capital) | New York | 36 | Saratoga | 91 | 54580 | C2 | Curtis Palmer Hydroelectric | 0 | 1986 | 9999 | Hydro | [5 empty] | Non-Fossil | G | 2030 | Hydro |  | 0 | 0 | 0 | 0 | 0 | 0 | 0 | 0 | 0 | 0 | 0 | 0 | 0 | 0 | 0 | 0 | 2.78 | 3.7398 | 4.3013 | 10.821 | 0 | 0 | 0 | 0 | 0 | 0 | 0 | 0 | 0 | 0 | 0 | 0 | 0 | 0 | 0 | 0 | 0 | 0 | 0 | 0 | 0.039521 | 0.0038641 | 0.0051984 | 0.0059788 | 0.015041 | 0 | 0 | 0 | 0 | 0 | 2.5
54580_G_C3 | NY_Zone F (Capital) | New York | 36 | Saratoga | 91 | 54580 | C3 | Curtis Palmer Hydroelectric | 0 | 1985 | 9999 | Hydro | [5 empty] | Non-Fossil | G | 2030 | Hydro |  | 0 | 0 | 0 | 0 | 0 | 0 | 0 | 0 | 0 | 0 | 0 | 0 | 0 | 0 | 0 | 0 | 2.6688 | 3.5902 | 4.1292 | 10.3882 | 0 | 0 | 0 | 0 | 0 | 0 | 0 | 0 | 0 | 0 | 0 | 0 | 0 | 0 | 0 | 0 | 0 | 0 | 0 | 0 | 0.03794 | 0.0037096 | 0.0049904 | 0.0057396 | 0.01444 | 0 | 0 | 0 | 0 | 0 | 2.4
54580_G_C4 | NY_Zone F (Capital) | New York | 36 | Saratoga | 91 | 54580 | C4 | Curtis Palmer Hydroelectric | 0 | 1985 | 9999 | Hydro | [5 empty] | Non-Fossil | G | 2030 | Hydro |  | 0 | 0 | 0 | 0 | 0 | 0 | 0 | 0 | 0 | 0 | 0 | 0 | 0 | 0 | 0 | 0 | 1.2232 | 1.6455 | 1.8926 | 4.7613 | 0 | 0 | 0 | 0 | 0 | 0 | 0 | 0 | 0 | 0 | 0 | 0 | 0 | 0 | 0 | 0 | 0 | 0 | 0 | 0 | 0.017389 | 0.0017002 | 0.0022873 | 0.0026307 | 0.0066182 | 0 | 0 | 0 | 0 | 0 | 1.1
54580_G_C5 | NY_Zone F (Capital) | New York | 36 | Saratoga | 91 | 54580 | C5 | Curtis Palmer Hydroelectric | 0 | 1985 | 9999 | Hydro | [5 empty] | Non-Fossil | G | 2030 | Hydro |  | 0 | 0 | 0 | 0 | 0 | 0 | 0 | 0 | 0 | 0 | 0 | 0 | 0 | 0 | 0 | 0 | 1.2232 | 1.6455 | 1.8926 | 4.7613 | 0 | 0 | 0 | 0 | 0 | 0 | 0 | 0 | 0 | 0 | 0 | 0 | 0 | 0 | 0 | 0 | 0 | 0 | 0 | 0 | 0.017389 | 0.0017002 | 0.0022873 | 0.0026307 | 0.0066182 | 0 | 0 | 0 | 0 | 0 | 1.1
54580_G_P1 | NY_Zone F (Capital) | New York | 36 | Saratoga | 91 | 54580 | P1 | Curtis Palmer Hydroelectric | 0 | 1986 | 9999 | Hydro | [5 empty] | Non-Fossil | G | 2030 | Hydro |  | 0 | 0 | 0 | 0 | 0 | 0 | 0 | 0 | 0 | 0 | 0 | 0 | 0 | 0 | 0 | 0 | 27.7995 | 37.3983 | 43.0126 | 108.2105 | 0 | 0 | 0 | 0 | 0 | 0 | 0 | 0 | 0 | 0 | 0 | 0 | 0 | 0 | 0 | 0 | 0 | 0 | 0 | 0 | 0.39521 | 0.038641 | 0.051984 | 0.059788 | 0.15041 | 0 | 0 | 0 | 0 | 0 | 25
54580_G_P2 | NY_Zone F (Capital) | New York | 36 | Saratoga | 91 | 54580 | P2 | Curtis Palmer Hydroelectric | 0 | 1986 | 9999 | Hydro | [5 empty] | Non-Fossil | G | 2030 | Hydro |  | 0 | 0 | 0 | 0 | 0 | 0 | 0 | 0 | 0 | 0 | 0 | 0 | 0 | 0 | 0 | 0 | 27.7995 | 37.3983 | 43.0126 | 108.2105 | 0 | 0 | 0 | 0 | 0 | 0 | 0 | 0 | 0 | 0 | 0 | 0 | 0 | 0 | 0 | 0 | 0 | 0 | 0 | 0 | 0.39521 | 0.038641 | 0.051984 | 0.059788 | 0.15041 | 0 | 0 | 0 | 0 | 0 | 25
54586_G_TRENT | ISONE_MA, VT, NH, RI (Rest of ISO New England) | Massachusetts | 25 | Middlesex | 17 | 54586 | TRENT | Tanner Street Generation | 8545 | 2008 | 9999 | Combined Cycle |  |  | SCR | H2O |  | Fossil | G | 2030 | NaturalGas |  | 0 | 0 | 0.081402 | 0.081402 | 0 | 0 | 0 | 0 | 0 | 0 | 0 | 0 | 0 | 0 | 0 | 0 | 0 | 0 | 9.5262 | 9.5262 | 0 | 0 | 4.7653 | 4.7653 | 0 | 0 | 5.6981e-09 | 5.6981e-09 | 0 | 0 | 0.0016184 | 0.0016184 | 0 | 0 | 0 | 0 | 0 | 0 | 0 | 0 | 1.8321 | 0 | 0 | 0.039249 | 0.039249 | 0 | 0 | 0.15764 | 0.15764 | 0 | 58 | SCR
54586_G_VAX | ISONE_MA, VT, NH, RI (Rest of ISO New England) | Massachusetts | 25 | Middlesex | 17 | 54586 | VAX | Tanner Street Generation | 8545 | 1992 | 9999 | Combined Cycle |  |  | SCR | NH3 |  | Fossil | G | 2030 | NaturalGas |  | 0 | 0 | 0.023859 | 0.023859 | 0 | 0 | 0 | 0 | 0 | 0 | 0 | 0 | 0 | 0 | 0 | 0 | 0 | 0 | 2.7922 | 2.7922 | 0 | 0 | 1.3967 | 1.3967 | 0 | 0 | 1.6701e-09 | 1.6701e-09 | 0 | 0 | 0.00047435 | 0.00047435 | 0 | 0 | 0 | 0 | 0 | 0 | 0 | 0 | 0.67947 | 0 | 0 | 0.011504 | 0.011504 | 0 | 0 | 0.046204 | 0.046204 | 0 | 17 | SCR
54592_G_GEN1 | NY_Zone D (North) | New York | 36 | St Lawrence | 89 | 54592 | GEN1 | Massena Energy Facility | 9766 | 1992 | 9999 | Combined Cycle |  |  | SCR | STM |  | Fossil | G | 2030 | NaturalGas |  | 0 | 0 | 0.0051258 | 0.0051258 | 0 | 0 | 0 | 0 | 0 | 0 | 0 | 0 | 0 | 0 | 0 | 0 | 0 | 0 | 0.52486 | 0.52486 | 0 | 0 | 0.30006 | 0.30006 | 0 | 0 | 3.588e-10 | 3.588e-10 | 0 | 0 | 3.0755e-05 | 3.0755e-05 | 0 | 0 | 0 | 0 | 0 | 0 | 0 | 0 | 1.8251 | 0 | 0 | 0.0021854 | 0.0021854 | 0 | 0 | 0.010694 | 0.010694 | 0 | 46 | SCR
54592_G_GEN2 | NY_Zone D (North) | New York | 36 | St Lawrence | 89 | 54592 | GEN2 | Massena Energy Facility | 9766 | 1992 | 9999 | Combined Cycle |  |  | SCR | STM |  | Fossil | G | 2030 | NaturalGas |  | 0 | 0 | 0.0039 | 0.0039 | 0 | 0 | 0 | 0 | 0 | 0 | 0 | 0 | 0 | 0 | 0 | 0 | 0 | 0 | 0.39935 | 0.39935 | 0 | 0 | 0.22831 | 0.22831 | 0 | 0 | 2.73e-10 | 2.73e-10 | 0 | 0 | 2.34e-05 | 2.34e-05 | 0 | 0 | 0 | 0 | 0 | 0 | 0 | 0 | 1.3886 | 0 | 0 | 0.0016628 | 0.0016628 | 0 | 0 | 0.0081364 | 0.0081364 | 0 | 35 | SCR
54592_G_IC | NY_Zone D (North) | New York | 36 | St Lawrence | 89 | 54592 | IC | Massena Energy Facility | 12283 | 1992 | 9999 | Combustion Turbine | [5 empty] | Fossil | G | 2030 | Oil |  | 0 | 0 | 0 | 0 | 0 | 0 | 0 | 0 | 0 | 0 | 0 | 0 | 0 | 0 | 0 | 0 | 0 | 0 | 0 | 0 | 0 | 0 | 0 | 0 | 0 | 0 | 0 | 0 | 0 | 0 | 0 | 0 | 0 | 0 | 0 | 0 | 0 | 0 | 0 | 0 | 0.089703 | 0 | 0 | 0 | 0 | 0 | 0 | 0 | 0 | 0 | 2
54593_G_GEN1 | NY_Zone B (Genesee) | New York | 36 | Genesee | 37 | 54593 | GEN1 | Batavia Power Plant | 9166 | 1992 | 9999 | Combined Cycle |  |  |  | STM |  | Fossil | G | 2030 | NaturalGas |  | 0.55277 | 0 | 0.77795 | 1.3307 | 0 | 0 | 0 | 0 | 0 | 0 | 0 | 0 | 0 | 0 | 0 | 0 | 60.3066 | 0 | 84.8737 | 145.1803 | 32.3592 | 0 | 45.5413 | 77.9005 | 3.8694e-08 | 0 | 5.4457e-08 | 9.3151e-08 | 0.041236 | 0 | 0.058034 | 0.09927 | 0 | 0 | 0 | 0 | 0 | 0 | 0 | 0 | 1.3124 | 0.12881 | 0 | 0.18128 | 0.31009 | 1.2745 | 0 | 1.339 | 2.6134 | 0 | 34.3
54593_G_GEN2 | NY_Zone B (Genesee) | New York | 36 | Genesee | 37 | 54593 | GEN2 | Batavia Power Plant | 9166 | 1992 | 9999 | Combined Cycle |  |  |  | STM |  | Fossil | G | 2030 | NaturalGas |  | 0.23368 | 0 | 0.32887 | 0.56255 | 0 | 0 | 0 | 0 | 0 | 0 | 0 | 0 | 0 | 0 | 0 | 0 | 25.494 | 0 | 35.8795 | 61.3736 | 13.6795 | 0 | 19.2522 | 32.9317 | 1.6357e-08 | 0 | 2.3021e-08 | 3.9379e-08 | 0.017432 | 0 | 0.024533 | 0.041965 | 0 | 0 | 0 | 0 | 0 | 0 | 0 | 0 | 0.5548 | 0.054452 | 0 | 0.076634 | 0.13109 | 0.53878 | 0 | 0.56603 | 1.1048 | 0 | 14.5
54593_G_GEN3 | NY_Zone B (Genesee) | New York | 36 | Genesee | 37 | 54593 | GEN3 | Batavia Power Plant | 17500 | 1992 | 9999 | Combustion Turbine | [5 empty] | Fossil | G | 2030 | Oil |  | 0 | 0 | 0 | 0 | 0 | 0 | 0 | 0 | 0 | 0 | 0 | 0 | 0 | 0 | 0 | 0 | 0 | 0 | 0 | 0 | 0 | 0 | 0 | 0 | 0 | 0 | 0 | 0 | 0 | 0 | 0 | 0 | 0 | 0 | 0 | 0 | 0 | 0 | 0 | 0 | 0.019725 | 0 | 0 | 0 | 0 | 0 | 0 | 0 | 0 | 0 | 1
546_B_5 | ISONE_Connecticut | Connecticut | 9 | New London | 11 | 546 | 5 | Montville Station | 12434 | 1954 | 9999 | O/G Steam | tangential | dry | ESPC | BF |  | Fossil | B | 2030 |  | O/G Retirement | 0 | 0 | 0 | 0 | 0 | 0 | 0 | 0 | 0 | 0 | 0 | 0 | 0 | 0 | 0 | 0 | 0 | 0 | 0 | 0 | 0 | 0 | 0 | 0 | 0 | 0 | 0 | 0 | 0 | 0 | 0 | 0 | 0 | 0 | 0 | 0 | 0 | 0 | 0 | 0 | 0 | 0 | 0 | 0 | 0 | 0 | 0 | 0 | 0 | 0 | 81
546_B_6 | ISONE_Connecticut | Connecticut | 9 | New London | 11 | 546 | 6 | Montville Station | 12513 | 1971 | 9999 | O/G Steam | tangential | dry |  | BF |  | Fossil | B | 2030 |  | O/G Retirement | 0 | 0 | 0 | 0 | 0 | 0 | 0 | 0 | 0 | 0 | 0 | 0 | 0 | 0 | 0 | 0 | 0 | 0 | 0 | 0 | 0 | 0 | 0 | 0 | 0 | 0 | 0 | 0 | 0 | 0 | 0 | 0 | 0 | 0 | 0 | 0 | 0 | 0 | 0 | 0 | 0 | 0 | 0 | 0 | 0 | 0 | 0 | 0 | 0 | 0 | 410
546_G_10 | ISONE_Connecticut | Connecticut | 9 | New London | 11 | 546 | 10 | Montville Station | 11367 | 1967 | 9999 | Combustion Turbine | [5 empty] | Fossil | G | 2030 | Oil |  | 0 | 0 | 0 | 0 | 0 | 0 | 0 | 0 | 0 | 0 | 0 | 0 | 0 | 0 | 0 | 0 | 0 | 0 | 0 | 0 | 0 | 0 | 0 | 0 | 0 | 0 | 0 | 0 | 0 | 0 | 0 | 0 | 0 | 0 | 0 | 0 | 0 | 0 | 0 | 0 | 0.12447 | 0 | 0 | 0 | 0 | 0 | 0 | 0 | 0 | 0 | 2.7
546_G_11 | ISONE_Connecticut | Connecticut | 9 | New London | 11 | 546 | 11 | Montville Station | 11422 | 1967 | 9999 | Combustion Turbine | [5 empty] | Fossil | G | 2030 | Oil |  | 0 | 0 | 0 | 0 | 0 | 0 | 0 | 0 | 0 | 0 | 0 | 0 | 0 | 0 | 0 | 0 | 0 | 0 | 0 | 0 | 0 | 0 | 0 | 0 | 0 | 0 | 0 | 0 | 0 | 0 | 0 | 0 | 0 | 0 | 0 | 0 | 0 | 0 | 0 | 0 | 0.12447 | 0 | 0 | 0 | 0 | 0 | 0 | 0 | 0 | 0 | 2.7
54620_B_B1 | ISONE_MA, VT, NH, RI (Rest of ISO New England) | Massachusetts | 25 | Worcester | 27 | 54620 | B1 | Pinetree Power Fitchburg | 17659 | 1992 | 9999 | Biomass |  |  | Baghouse + Cyclone + SCR | NH3 |  | Non-Fossil | B | 2030 |  | Biomass Retirement | 0 | 0 | 0 | 0 | 0 | 0 | 0 | 0 | 0 | 0 | 0 | 0 | 0 | 0 | 0 | 0 | 0 | 0 | 0 | 0 | 0 | 0 | 0 | 0 | 0 | 0 | 0 | 0 | 0 | 0 | 0 | 0 | 0 | 0 | 0 | 0 | 0 | 0 | 0 | 0 | 0 | 0 | 0 | 0 | 0 | 0 | 0 | 0 | 0 | 0 | 16 | SCR
54625_B_1 | PJM_EMAAC | Pennsylvania | 42 | Montgomery | 91 | 54625 | 1 | Covanta Plymouth Renewable Energy | 19383 | 1992 | 9999 | Municipal Solid Waste |  |  | Baghouse + Dry Scrubber + SNCR + Mercury Control |  | Dry Scrubber | Non-Fossil | B | 2030 | MSW |  | 0.47342 | 0.66956 | 0.84537 | 1.9883 | 0 | 0 | 0 | 0 | 0 | 0 | 0 | 0 | 0 | 0 | 0 | 0 | 24.4243 | 34.5437 | 43.614 | 102.5819 | 21.7535 | 30.7663 | 38.8447 | 91.3645 | 0.0015921 | 0.0022517 | 0.002843 | 0.0066868 | 0.081993 | 0.11596 | 0.14641 | 0.34437 | 0.010527 | 0.014888 | 0.018797 | 0.044212 | 0 | 0 | 0 | 0 | 3.6292 | 0.16943 | 0.23963 | 0.30255 | 0.71161 | 0 | 0 | 0 | 0 | 0 | 14 | Scrubber / SNCR / Mercury Control | Dry Scrubber
54625_B_2 | PJM_EMAAC | Pennsylvania | 42 | Montgomery | 91 | 54625 | 2 | Covanta Plymouth Renewable Energy | 19383 | 1992 | 9999 | Municipal Solid Waste |  |  | Baghouse + Dry Scrubber + SNCR + Mercury Control |  | Dry Scrubber | Non-Fossil | B | 2030 | MSW |  | 0.47342 | 0.66956 | 0.84537 | 1.9883 | 0 | 0 | 0 | 0 | 0 | 0 | 0 | 0 | 0 | 0 | 0 | 0 | 24.4243 | 34.5437 | 43.614 | 102.5819 | 21.7535 | 30.7663 | 38.8447 | 91.3645 | 0.0015921 | 0.0022517 | 0.002843 | 0.0066868 | 0.070842 | 0.10019 | 0.1265 | 0.29754 | 0.010527 | 0.014888 | 0.018797 | 0.044212 | 0 | 0 | 0 | 0 | 3.6292 | 0.16943 | 0.23963 | 0.30255 | 0.71161 | 0 | 0 | 0 | 0 | 0 | 14 | Scrubber / SNCR / Mercury Control | Dry Scrubber
54626_B_BL01 | WECC_Northern California (not including BANC) | California | 6 | Kern | 29 | 54626 | BL01 | Mt Poso Cogeneration | 15588 | 1989 | 9999 | Biomass |  |  | Baghouse + SNCR | CF + LA + NH3 |  | Non-Fossil | B | 2030 |  | Biomass Retirement | 0 | 0 | 0 | 0 | 0 | 0 | 0 | 0 | 0 | 0 | 0 | 0 | 0 | 0 | 0 | 0 | 0 | 0 | 0 | 0 | 0 | 0 | 0 | 0 | 0 | 0 | 0 | 0 | 0 | 0 | 0 | 0 | 0 | 0 | 0 | 0 | 0 | 0 | 0 | 0 | 0 | 0 | 0 | 0 | 0 | 0 | 0 | 0 | 0 | 0 | 42 | SNCR
54627_B_A | FRCC | Florida | 12 | Palm Beach | 99 | 54627 | A | Okeelanta Cogeneration | 10723 | 1995 | 9999 | Biomass | stoker/SPR | dry | ESPH + Cyclone + SNCR | LNB + OFA |  | Non-Fossil | B | 2030 |  | Biomass Retirement | 0 | 0 | 0 | 0 | 0 | 0 | 0 | 0 | 0 | 0 | 0 | 0 | 0 | 0 | 0 | 0 | 0 | 0 | 0 | 0 | 0 | 0 | 0 | 0 | 0 | 0 | 0 | 0 | 0 | 0 | 0 | 0 | 0 | 0 | 0 | 0 | 0 | 0 | 0 | 0 | 0 | 0 | 0 | 0 | 0 | 0 | 0 | 0 | 0 | 0 | 35 | SNCR
54627_B_B | FRCC | Florida | 12 | Palm Beach | 99 | 54627 | B | Okeelanta Cogeneration | 10723 | 1995 | 9999 | Biomass | stoker/SPR | dry | ESPH + Cyclone + SNCR | LNB + OFA |  | Non-Fossil | B | 2030 |  | Biomass Retirement | 0 | 0 | 0 | 0 | 0 | 0 | 0 | 0 | 0 | 0 | 0 | 0 | 0 | 0 | 0 | 0 | 0 | 0 | 0 | 0 | 0 | 0 | 0 | 0 | 0 | 0 | 0 | 0 | 0 | 0 | 0 | 0 | 0 | 0 | 0 | 0 | 0 | 0 | 0 | 0 | 0 | 0 | 0 | 0 | 0 | 0 | 0 | 0 | 0 | 0 | 35 | SNCR
54627_B_C | FRCC | Florida | 12 | Palm Beach | 99 | 54627 | C | Okeelanta Cogeneration | 10723 | 1995 | 9999 | Biomass | stoker/SPR | dry | ESPH + Cyclone + SNCR | LNB + OFA |  | Non-Fossil | B | 2030 |  | Biomass Retirement | 0 | 0 | 0 | 0 | 0 | 0 | 0 | 0 | 0 | 0 | 0 | 0 | 0 | 0 | 0 | 0 | 0 | 0 | 0 | 0 | 0 | 0 | 0 | 0 | 0 | 0 | 0 | 0 | 0 | 0 | 0 | 0 | 0 | 0 | 0 | 0 | 0 | 0 | 0 | 0 | 0 | 0 | 0 | 0 | 0 | 0 | 0 | 0 | 0 | 0 | 35 | SNCR
54630_G_D-1 | WECC_Colorado | Colorado | 8 | Eagle | 37 | 54630 | D-1 | American Gypsum Cogeneration | 14775 | 1990 | 9999 | Combustion Turbine | [5 empty] | Fossil | G | 2030 | Oil |  | 0 | 0 | 0 | 0 | 0 | 0 | 0 | 0 | 0 | 0 | 0 | 0 | 0 | 0 | 0 | 0 | 0 | 0 | 0 | 0 | 0 | 0 | 0 | 0 | 0 | 0 | 0 | 0 | 0 | 0 | 0 | 0 | 0 | 0 | 0 | 0 | 0 | 0 | 0 | 0 | 0.056641 | 0 | 0 | 0 | 0 | 0 | 0 | 0 | 0 | 0 | 1.2
54630_G_D-2 | WECC_Colorado | Colorado | 8 | Eagle | 37 | 54630 | D-2 | American Gypsum Cogeneration | 14775 | 1990 | 9999 | Combustion Turbine | [5 empty] | Fossil | G | 2030 | Oil |  | 0 | 0 | 0 | 0 | 0 | 0 | 0 | 0 | 0 | 0 | 0 | 0 | 0 | 0 | 0 | 0 | 0 | 0 | 0 | 0 | 0 | 0 | 0 | 0 | 0 | 0 | 0 | 0 | 0 | 0 | 0 | 0 | 0 | 0 | 0 | 0 | 0 | 0 | 0 | 0 | 0.056641 | 0 | 0 | 0 | 0 | 0 | 0 | 0 | 0 | 0 | 1.2
54630_G_T-1 | WECC_Colorado | Colorado | 8 | Eagle | 37 | 54630 | T-1 | American Gypsum Cogeneration | 11996 | 1990 | 9999 | Combustion Turbine | [5 empty] | Fossil | G | 2030 | NaturalGas |  | 0 | 0 | 0 | 0 | 0 | 0 | 0 | 0 | 0 | 0 | 0 | 0 | 0 | 0 | 0 | 0 | 0 | 0 | 0 | 0 | 0 | 0 | 0 | 0 | 0 | 0 | 0 | 0 | 0 | 0 | 0 | 0 | 0 | 0 | 0 | 0 | 0 | 0 | 0 | 0 | 0.093004 | 0 | 0 | 0 | 0 | 0 | 0 | 0 | 0 | 0 | 2.6
54630_G_T-2 | WECC_Colorado | Colorado | 8 | Eagle | 37 | 54630 | T-2 | American Gypsum Cogeneration | 11996 | 1990 | 9999 | Combustion Turbine | [5 empty] | Fossil | G | 2030 | NaturalGas |  | 0 | 0 | 0 | 0 | 0 | 0 | 0 | 0 | 0 | 0 | 0 | 0 | 0 | 0 | 0 | 0 | 0 | 0 | 0 | 0 | 0 | 0 | 0 | 0 | 0 | 0 | 0 | 0 | 0 | 0 | 0 | 0 | 0 | 0 | 0 | 0 | 0 | 0 | 0 | 0 | 0.093004 | 0 | 0 | 0 | 0 | 0 | 0 | 0 | 0 | 0 | 2.6
54634_B_1 | PJM_Western MAAC | Pennsylvania | 42 | Schuylkill | 107 | 54634 | 1 | St Nicholas Cogen Project | 14500 | 1990 | 9999 | Coal Steam | FBC | dry | Baghouse + Reagent Injection + DSI | OFA | Reagent Injection | Fossil | B | 2030 | Waste Coal |  | 0 | 0 | 0 | 0 | 0 | 0 | 0 | 0 | 0 | 0 | 0 | 0 | 0 | 0 | 0 | 0 | 0 | 0 | 0 | 0 | 0 | 0 | 0 | 0 | 0 | 0 | 0 | 0 | 0 | 0 | 0 | 0 | 0 | 0 | 0 | 0 | 0 | 0 | 0 | 0 | 3.7298 | 0 | 0 | 0 | 0 | 0 | 0 | 0 | 0 | 0 | 86 | DSI
54637_G_GCG1 | MISO_WOTAB (including Western) | Texas | 48 | Jefferson | 245 | 54637 | GCG1 | JCO Oxides Olefins Plant | 8700 | 1992 | 9999 | Combustion Turbine | [5 empty] | Fossil | G | 2030 | NaturalGas |  | 0.030618 | 0.021162 | 0.2571 | 0.30888 | 0 | 0 | 0 | 0 | 0 | 0 | 0 | 0 | 0 | 0 | 0 | 0 | 3.5193 | 2.4324 | 29.5522 | 35.5039 | 2.6379 | 1.8232 | 22.1507 | 26.6118 | 3.1543e-09 | 2.1801e-09 | 2.6487e-08 | 3.1821e-08 | 0.0013602 | 0.00094011 | 0.011422 | 0.013722 | 0 | 0 | 0 | 0 | 0 | 0 | 0 | 0 | 0.60162 | 0.019567 | 0.013524 | 0.16431 | 0.1974 | 0.086174 | 0.053022 | 0.61022 | 0.74942 | 0 | 30.5
54637_G_GCG2 | MISO_WOTAB (including Western) | Texas | 48 | Jefferson | 245 | 54637 | GCG2 | JCO Oxides Olefins Plant | 8700 | 1992 | 9999 | Combustion Turbine | [5 empty] | Fossil | G | 2030 | NaturalGas |  | 0.030618 | 0.021162 | 0.2571 | 0.30888 | 0 | 0 | 0 | 0 | 0 | 0 | 0 | 0 | 0 | 0 | 0 | 0 | 3.5193 | 2.4324 | 29.5522 | 35.5039 | 2.6379 | 1.8232 | 22.1507 | 26.6118 | 3.1543e-09 | 2.1801e-09 | 2.6487e-08 | 3.1821e-08 | 0.001587 | 0.0010969 | 0.013327 | 0.016011 | 0 | 0 | 0 | 0 | 0 | 0 | 0 | 0 | 0.60162 | 0.019567 | 0.013524 | 0.16431 | 0.1974 | 0.086174 | 0.053022 | 0.61022 | 0.74942 | 0 | 30.5
54639_G_CAS1 | ISONE_MA, VT, NH, RI (Rest of ISO New England) | New Hampshire | 33 | Coos | 7 | 54639 | CAS1 | Berlin Gorham | 0 | 1914 | 9999 | Hydro | [5 empty] | Non-Fossil | G | 2030 | Hydro |  | 0 | 0 | 0 | 0 | 0 | 0 | 0 | 0 | 0 | 0 | 0 | 0 | 0 | 0 | 0 | 0 | 2.8619 | 4.4108 | 4.1998 | 11.4725 | 0 | 0 | 0 | 0 | 0 | 0 | 0 | 0 | 0 | 0 | 0 | 0 | 0 | 0 | 0 | 0 | 0 | 0 | 0 | 0 | 0.03794 | 0.0039781 | 0.006131 | 0.0058377 | 0.015947 | 0 | 0 | 0 | 0 | 0 | 2.4
54639_G_CAS2 | ISONE_MA, VT, NH, RI (Rest of ISO New England) | New Hampshire | 33 | Coos | 7 | 54639 | CAS2 | Berlin Gorham | 0 | 1916 | 9999 | Hydro | [5 empty] | Non-Fossil | G | 2030 | Hydro |  | 0 | 0 | 0 | 0 | 0 | 0 | 0 | 0 | 0 | 0 | 0 | 0 | 0 | 0 | 0 | 0 | 2.8619 | 4.4108 | 4.1998 | 11.4725 | 0 | 0 | 0 | 0 | 0 | 0 | 0 | 0 | 0 | 0 | 0 | 0 | 0 | 0 | 0 | 0 | 0 | 0 | 0 | 0 | 0.03794 | 0.0039781 | 0.006131 | 0.0058377 | 0.015947 | 0 | 0 | 0 | 0 | 0 | 2.4
54639_G_CAS3 | ISONE_MA, VT, NH, RI (Rest of ISO New England) | New Hampshire | 33 | Coos | 7 | 54639 | CAS3 | Berlin Gorham | 0 | 1918 | 9999 | Hydro | [5 empty] | Non-Fossil | G | 2030 | Hydro |  | 0 | 0 | 0 | 0 | 0 | 0 | 0 | 0 | 0 | 0 | 0 | 0 | 0 | 0 | 0 | 0 | 3.6967 | 5.6973 | 5.4248 | 14.8187 | 0 | 0 | 0 | 0 | 0 | 0 | 0 | 0 | 0 | 0 | 0 | 0 | 0 | 0 | 0 | 0 | 0 | 0 | 0 | 0 | 0.049006 | 0.0051384 | 0.0079192 | 0.0075404 | 0.020598 | 0 | 0 | 0 | 0 | 0 | 3.1
54639_G_GOR1 | ISONE_MA, VT, NH, RI (Rest of ISO New England) | New Hampshire | 33 | Coos | 7 | 54639 | GOR1 | Berlin Gorham | 0 | 1920 | 9999 | Hydro | [5 empty] | Non-Fossil | G | 2030 | Hydro |  | 0 | 0 | 0 | 0 | 0 | 0 | 0 | 0 | 0 | 0 | 0 | 0 | 0 | 0 | 0 | 0 | 1.431 | 2.2054 | 2.0999 | 5.7363 | 0 | 0 | 0 | 0 | 0 | 0 | 0 | 0 | 0 | 0 | 0 | 0 | 0 | 0 | 0 | 0 | 0 | 0 | 0 | 0 | 0.01897 | 0.0019891 | 0.0030655 | 0.0029189 | 0.0079734 | 0 | 0 | 0 | 0 | 0 | 1.2
54639_G_GOR2 | ISONE_MA, VT, NH, RI (Rest of ISO New England) | New Hampshire | 33 | Coos | 7 | 54639 | GOR2 | Berlin Gorham | 0 | 1920 | 9999 | Hydro | [5 empty] | Non-Fossil | G | 2030 | Hydro |  | 0 | 0 | 0 | 0 | 0 | 0 | 0 | 0 | 0 | 0 | 0 | 0 | 0 | 0 | 0 | 0 | 1.431 | 2.2054 | 2.0999 | 5.7363 | 0 | 0 | 0 | 0 | 0 | 0 | 0 | 0 | 0 | 0 | 0 | 0 | 0 | 0 | 0 | 0 | 0 | 0 | 0 | 0 | 0.01897 | 0.0019891 | 0.0030655 | 0.0029189 | 0.0079734 | 0 | 0 | 0 | 0 | 0 | 1.2
54639_G_GOR3 | ISONE_MA, VT, NH, RI (Rest of ISO New England) | New Hampshire | 33 | Coos | 7 | 54639 | GOR3 | Berlin Gorham | 0 | 1920 | 9999 | Hydro | [5 empty] | Non-Fossil | G | 2030 | Hydro |  | 0 | 0 | 0 | 0 | 0 | 0 | 0 | 0 | 0 | 0 | 0 | 0 | 0 | 0 | 0 | 0 | 1.431 | 2.2054 | 2.0999 | 5.7363 | 0 | 0 | 0 | 0 | 0 | 0 | 0 | 0 | 0 | 0 | 0 | 0 | 0 | 0 | 0 | 0 | 0 | 0 | 0 | 0 | 0.01897 | 0.0019891 | 0.0030655 | 0.0029189 | 0.0079734 | 0 | 0 | 0 | 0 | 0 | 1.2
54639_G_GOR4 | ISONE_MA, VT, NH, RI (Rest of ISO New England) | New Hampshire | 33 | Coos | 7 | 54639 | GOR4 | Berlin Gorham | 0 | 1920 | 9999 | Hydro | [5 empty] | Non-Fossil | G | 2030 | Hydro |  | 0 | 0 | 0 | 0 | 0 | 0 | 0 | 0 | 0 | 0 | 0 | 0 | 0 | 0 | 0 | 0 | 1.431 | 2.2054 | 2.0999 | 5.7363 | 0 | 0 | 0 | 0 | 0 | 0 | 0 | 0 | 0 | 0 | 0 | 0 | 0 | 0 | 0 | 0 | 0 | 0 | 0 | 0 | 0.01897 | 0.0019891 | 0.0030655 | 0.0029189 | 0.0079734 | 0 | 0 | 0 | 0 | 0 | 1.2
54639_G_RS1 | ISONE_MA, VT, NH, RI (Rest of ISO New England) | New Hampshire | 33 | Coos | 7 | 54639 | RS1 | Berlin Gorham | 0 | 1920 | 9999 | Hydro | [5 empty] | Non-Fossil | G | 2030 | Hydro |  | 0 | 0 | 0 | 0 | 0 | 0 | 0 | 0 | 0 | 0 | 0 | 0 | 0 | 0 | 0 | 0 | 4.5314 | 6.9837 | 6.6497 | 18.1649 | 0 | 0 | 0 | 0 | 0 | 0 | 0 | 0 | 0 | 0 | 0 | 0 | 0 | 0 | 0 | 0 | 0 | 0 | 0 | 0 | 0.060071 | 0.0062987 | 0.0097074 | 0.0092431 | 0.025249 | 0 | 0 | 0 | 0 | 0 | 3.8
54639_G_RS3 | ISONE_MA, VT, NH, RI (Rest of ISO New England) | New Hampshire | 33 | Coos | 7 | 54639 | RS3 | Berlin Gorham | 0 | 1920 | 9999 | Hydro | [5 empty] | Non-Fossil | G | 2030 | Hydro |  | 0 | 0 | 0 | 0 | 0 | 0 | 0 | 0 | 0 | 0 | 0 | 0 | 0 | 0 | 0 | 0 | 4.8892 | 7.5351 | 7.1747 | 19.5989 | 0 | 0 | 0 | 0 | 0 | 0 | 0 | 0 | 0 | 0 | 0 | 0 | 0 | 0 | 0 | 0 | 0 | 0 | 0 | 0 | 0.064814 | 0.0067959 | 0.010474 | 0.0099728 | 0.027243 | 0 | 0 | 0 | 0 | 0 | 4.1
54639_G_SH2 | ISONE_MA, VT, NH, RI (Rest of ISO New England) | New Hampshire | 33 | Coos | 7 | 54639 | SH2 | Berlin Gorham | 0 | 1916 | 9999 | Hydro | [5 empty] | Non-Fossil | G | 2030 | Hydro |  | 0 | 0 | 0 | 0 | 0 | 0 | 0 | 0 | 0 | 0 | 0 | 0 | 0 | 0 | 0 | 0 | 1.0732 | 1.654 | 1.5749 | 4.3022 | 0 | 0 | 0 | 0 | 0 | 0 | 0 | 0 | 0 | 0 | 0 | 0 | 0 | 0 | 0 | 0 | 0 | 0 | 0 | 0 | 0.014227 | 0.0014918 | 0.0022991 | 0.0021892 | 0.0059801 | 0 | 0 | 0 | 0 | 0 | 0.9
54639_G_SHL1 | ISONE_MA, VT, NH, RI (Rest of ISO New England) | New Hampshire | 33 | Coos | 7 | 54639 | SHL1 | Berlin Gorham | 0 | 1916 | 9999 | Hydro | [5 empty] | Non-Fossil | G | 2030 | Hydro |  | 0 | 0 | 0 | 0 | 0 | 0 | 0 | 0 | 0 | 0 | 0 | 0 | 0 | 0 | 0 | 0 | 1.0732 | 1.654 | 1.5749 | 4.3022 | 0 | 0 | 0 | 0 | 0 | 0 | 0 | 0 | 0 | 0 | 0 | 0 | 0 | 0 | 0 | 0 | 0 | 0 | 0 | 0 | 0.014227 | 0.0014918 | 0.0022991 | 0.0021892 | 0.0059801 | 0 | 0 | 0 | 0 | 0 | 0.9
54639_G_SHL3 | ISONE_MA, VT, NH, RI (Rest of ISO New England) | New Hampshire | 33 | Coos | 7 | 54639 | SHL3 | Berlin Gorham | 0 | 1929 | 9999 | Hydro | [5 empty] | Non-Fossil | G | 2030 | Hydro |  | 0 | 0 | 0 | 0 | 0 | 0 | 0 | 0 | 0 | 0 | 0 | 0 | 0 | 0 | 0 | 0 | 2.1465 | 3.3081 | 3.1499 | 8.6044 | 0 | 0 | 0 | 0 | 0 | 0 | 0 | 0 | 0 | 0 | 0 | 0 | 0 | 0 | 0 | 0 | 0 | 0 | 0 | 0 | 0.028455 | 0.0029836 | 0.0045982 | 0.0043783 | 0.01196 | 0 | 0 | 0 | 0 | 0 | 1.8
54639_G_SM1 | ISONE_MA, VT, NH, RI (Rest of ISO New England) | New Hampshire | 33 | Coos | 7 | 54639 | SM1 | Berlin Gorham | 0 | 1980 | 9999 | Hydro | [5 empty] | Non-Fossil | G | 2030 | Hydro |  | 0 | 0 | 0 | 0 | 0 | 0 | 0 | 0 | 0 | 0 | 0 | 0 | 0 | 0 | 0 | 0 | 0.95398 | 1.4703 | 1.3999 | 3.8242 | 0 | 0 | 0 | 0 | 0 | 0 | 0 | 0 | 0 | 0 | 0 | 0 | 0 | 0 | 0 | 0 | 0 | 0 | 0 | 0 | 0.012647 | 0.001326 | 0.0020437 | 0.0019459 | 0.0053156 | 0 | 0 | 0 | 0 | 0 | 0.8
54639_G_SM2 | ISONE_MA, VT, NH, RI (Rest of ISO New England) | New Hampshire | 33 | Coos | 7 | 54639 | SM2 | Berlin Gorham | 0 | 1980 | 9999 | Hydro | [5 empty] | Non-Fossil | G | 2030 | Hydro |  | 0 | 0 | 0 | 0 | 0 | 0 | 0 | 0 | 0 | 0 | 0 | 0 | 0 | 0 | 0 | 0 | 0.95398 | 1.4703 | 1.3999 | 3.8242 | 0 | 0 | 0 | 0 | 0 | 0 | 0 | 0 | 0 | 0 | 0 | 0 | 0 | 0 | 0 | 0 | 0 | 0 | 0 | 0 | 0.012647 | 0.001326 | 0.0020437 | 0.0019459 | 0.0053156 | 0 | 0 | 0 | 0 | 0 | 0.8
54639_G_SM3 | ISONE_MA, VT, NH, RI (Rest of ISO New England) | New Hampshire | 33 | Coos | 7 | 54639 | SM3 | Berlin Gorham | 0 | 1980 | 9999 | Hydro | [5 empty] | Non-Fossil | G | 2030 | Hydro |  | 0 | 0 | 0 | 0 | 0 | 0 | 0 | 0 | 0 | 0 | 0 | 0 | 0 | 0 | 0 | 0 | 0.95398 | 1.4703 | 1.3999 | 3.8242 | 0 | 0 | 0 | 0 | 0 | 0 | 0 | 0 | 0 | 0 | 0 | 0 | 0 | 0 | 0 | 0 | 0 | 0 | 0 | 0 | 0.012647 | 0.001326 | 0.0020437 | 0.0019459 | 0.0053156 | 0 | 0 | 0 | 0 | 0 | 0.8
54639_G_SM4 | ISONE_MA, VT, NH, RI (Rest of ISO New England) | New Hampshire | 33 | Coos | 7 | 54639 | SM4 | Berlin Gorham | 0 | 1980 | 9999 | Hydro | [5 empty] | Non-Fossil | G | 2030 | Hydro |  | 0 | 0 | 0 | 0 | 0 | 0 | 0 | 0 | 0 | 0 | 0 | 0 | 0 | 0 | 0 | 0 | 0.95398 | 1.4703 | 1.3999 | 3.8242 | 0 | 0 | 0 | 0 | 0 | 0 | 0 | 0 | 0 | 0 | 0 | 0 | 0 | 0 | 0 | 0 | 0 | 0 | 0 | 0 | 0.012647 | 0.001326 | 0.0020437 | 0.0019459 | 0.0053156 | 0 | 0 | 0 | 0 | 0 | 0.8
54639_G_XP1 | ISONE_MA, VT, NH, RI (Rest of ISO New England) | New Hampshire | 33 | Coos | 7 | 54639 | XP1 | Berlin Gorham | 0 | 1921 | 9999 | Hydro | [5 empty] | Non-Fossil | G | 2030 | Hydro |  | 0 | 0 | 0 | 0 | 0 | 0 | 0 | 0 | 0 | 0 | 0 | 0 | 0 | 0 | 0 | 0 | 0.71549 | 1.1027 | 1.05 | 2.8681 | 0 | 0 | 0 | 0 | 0 | 0 | 0 | 0 | 0 | 0 | 0 | 0 | 0 | 0 | 0 | 0 | 0 | 0 | 0 | 0 | 0.0094849 | 0.00099453 | 0.0015327 | 0.0014594 | 0.0039867 | 0 | 0 | 0 | 0 | 0 | 0.6
54639_G_XP2 | ISONE_MA, VT, NH, RI (Rest of ISO New England) | New Hampshire | 33 | Coos | 7 | 54639 | XP2 | Berlin Gorham | 0 | 1921 | 9999 | Hydro | [5 empty] | Non-Fossil | G | 2030 | Hydro |  | 0 | 0 | 0 | 0 | 0 | 0 | 0 | 0 | 0 | 0 | 0 | 0 | 0 | 0 | 0 | 0 | 0.71549 | 1.1027 | 1.05 | 2.8681 | 0 | 0 | 0 | 0 | 0 | 0 | 0 | 0 | 0 | 0 | 0 | 0 | 0 | 0 | 0 | 0 | 0 | 0 | 0 | 0 | 0.0094849 | 0.00099453 | 0.0015327 | 0.0014594 | 0.0039867 | 0 | 0 | 0 | 0 | 0 | 0.6
54639_G_XP3 | ISONE_MA, VT, NH, RI (Rest of ISO New England) | New Hampshire | 33 | Coos | 7 | 54639 | XP3 | Berlin Gorham | 0 | 1921 | 9999 | Hydro | [5 empty] | Non-Fossil | G | 2030 | Hydro |  | 0 | 0 | 0 | 0 | 0 | 0 | 0 | 0 | 0 | 0 | 0 | 0 | 0 | 0 | 0 | 0 | 0.71549 | 1.1027 | 1.05 | 2.8681 | 0 | 0 | 0 | 0 | 0 | 0 | 0 | 0 | 0 | 0 | 0 | 0 | 0 | 0 | 0 | 0 | 0 | 0 | 0 | 0 | 0.0094849 | 0.00099453 | 0.0015327 | 0.0014594 | 0.0039867 | 0 | 0 | 0 | 0 | 0 | 0.6
54639_G_XP4 | ISONE_MA, VT, NH, RI (Rest of ISO New England) | New Hampshire | 33 | Coos | 7 | 54639 | XP4 | Berlin Gorham | 0 | 1921 | 9999 | Hydro | [5 empty] | Non-Fossil | G | 2030 | Hydro |  | 0 | 0 | 0 | 0 | 0 | 0 | 0 | 0 | 0 | 0 | 0 | 0 | 0 | 0 | 0 | 0 | 0.59624 | 0.91891 | 0.87496 | 2.3901 | 0 | 0 | 0 | 0 | 0 | 0 | 0 | 0 | 0 | 0 | 0 | 0 | 0 | 0 | 0 | 0 | 0 | 0 | 0 | 0 | 0.0079041 | 0.00082877 | 0.0012773 | 0.0012162 | 0.0033223 | 0 | 0 | 0 | 0 | 0 | 0.5
54639_G_XP5 | ISONE_MA, VT, NH, RI (Rest of ISO New England) | New Hampshire | 33 | Coos | 7 | 54639 | XP5 | Berlin Gorham | 0 | 1924 | 9999 | Hydro | [5 empty] | Non-Fossil | G | 2030 | Hydro |  | 0 | 0 | 0 | 0 | 0 | 0 | 0 | 0 | 0 | 0 | 0 | 0 | 0 | 0 | 0 | 0 | 0.83473 | 1.2865 | 1.2249 | 3.3462 | 0 | 0 | 0 | 0 | 0 | 0 | 0 | 0 | 0 | 0 | 0 | 0 | 0 | 0 | 0 | 0 | 0 | 0 | 0 | 0 | 0.011066 | 0.0011603 | 0.0017882 | 0.0017027 | 0.0046512 | 0 | 0 | 0 | 0 | 0 | 0.7
54640_G_GEN1 | PJM_EMAAC | New Jersey | 34 | Ocean | 29 | 54640 | GEN1 | NAEA Lakewood LLC | 8217 | 1994 | 9999 | Combined Cycle |  |  | SCR | H2O |  | Fossil | G | 2030 | NaturalGas |  | 0.23426 | 0.082614 | 1.0968 | 1.4137 | 0 | 0 | 0 | 0 | 0 | 0 | 0 | 0 | 0 | 0 | 0 | 0 | 28.5094 | 10.054 | 133.4847 | 172.0481 | 13.7137 | 4.8362 | 64.2092 | 82.7591 | 1.6398e-08 | 5.783e-09 | 7.6779e-08 | 9.896e-08 | 0.0022517 | 0.00079409 | 0.0065811 | 0.0096269 | 0 | 0 | 0 | 0 | 0 | 0 | 0 | 0 | 3.4376 | 0.095095 | 0.041424 | 0.36217 | 0.49869 | 0.75308 | 0.19878 | 2.3112 | 3.263 | 0 | 84.6 | SCR
54640_G_GEN2 | PJM_EMAAC | New Jersey | 34 | Ocean | 29 | 54640 | GEN2 | NAEA Lakewood LLC | 8217 | 1994 | 9999 | Combined Cycle |  |  | SCR | H2O |  | Fossil | G | 2030 | NaturalGas |  | 0.23149 | 0.081637 | 1.0839 | 1.397 | 0 | 0 | 0 | 0 | 0 | 0 | 0 | 0 | 0 | 0 | 0 | 0 | 28.1724 | 9.9352 | 131.9069 | 170.0144 | 13.5516 | 4.7791 | 63.4503 | 81.7809 | 1.6204e-08 | 5.7146e-09 | 7.5872e-08 | 9.7791e-08 | 0.0022251 | 0.0007847 | 0.0065033 | 0.0095131 | 0 | 0 | 0 | 0 | 0 | 0 | 0 | 0 | 3.397 | 0.093971 | 0.040934 | 0.35789 | 0.4928 | 0.74417 | 0.19643 | 2.2838 | 3.2244 | 0 | 83.6 | SCR
54640_G_GEN3 | PJM_EMAAC | New Jersey | 34 | Ocean | 29 | 54640 | GEN3 | NAEA Lakewood LLC | 8217 | 1994 | 9999 | Combined Cycle |  |  | SCR | NH3 |  | Fossil | G | 2030 | NaturalGas |  | 0.22069 | 0.077829 | 1.0333 | 1.3318 | 0 | 0 | 0 | 0 | 0 | 0 | 0 | 0 | 0 | 0 | 0 | 0 | 26.8581 | 9.4717 | 125.7533 | 162.0831 | 12.9194 | 4.5561 | 60.4903 | 77.9657 | 1.5449e-08 | 5.448e-09 | 7.2332e-08 | 9.3229e-08 | 0.0021213 | 0.0007481 | 0.0061999 | 0.0090693 | 0 | 0 | 0 | 0 | 0 | 0 | 0 | 0 | 3.2385 | 0.089588 | 0.039025 | 0.3412 | 0.46981 | 0.70946 | 0.18727 | 2.1773 | 3.074 | 0 | 79.7 | SCR
54647_G_EXIS | WECC_Southern California Edison | California | 6 | Kern | 29 | 54647 | EXIS | TPC Windfarms LLC | 0 | 1986 | 9999 | Onshore Wind | [5 empty] | Non-Fossil | G | 2030 | Wind |  | 0 | 0 | 0 | 0 | 0 | 0 | 0 | 0 | 0 | 0 | 0 | 0 | 0 | 0 | 0 | 0 | 9.6459 | 19.8795 | 35.6641 | 65.1895 | 0 | 0 | 0 | 0 | 0 | 0 | 0 | 0 | 0 | 0 | 0 | 0 | 0 | 0 | 0 | 0 | 0 | 0 | 0 | 0 | 1.2218 | 0 | 0 | 0 | 0 | 0 | 0 | 0 | 0 | 0 | 28.7
54650_G_EXI2 | WECC_Southern California Edison | California | 6 | Riverside | 65 | 54650 | EXI2 | Swanmill Windfarm I | 0 | 1989 | 9999 | Onshore Wind | [5 empty] | Non-Fossil | G | 2030 | Wind |  | 0 | 0 | 0 | 0 | 0 | 0 | 0 | 0 | 0 | 0 | 0 | 0 | 0 | 0 | 0 | 0 | 3.0585 | 6.3033 | 11.3081 | 20.6699 | 0 | 0 | 0 | 0 | 0 | 0 | 0 | 0 | 0 | 0 | 0 | 0 | 0 | 0 | 0 | 0 | 0 | 0 | 0 | 0 | 0.38739 | 0 | 0 | 0 | 0 | 0 | 0 | 0 | 0 | 0 | 9.1
54650_G_EXIS | WECC_Southern California Edison | California | 6 | Riverside | 65 | 54650 | EXIS | Swanmill Windfarm I | 0 | 1988 | 9999 | Onshore Wind | [5 empty] | Non-Fossil | G | 2030 | Wind |  | 0 | 0 | 0 | 0 | 0 | 0 | 0 | 0 | 0 | 0 | 0 | 0 | 0 | 0 | 0 | 0 | 3.2265 | 6.6496 | 11.9295 | 21.8056 | 0 | 0 | 0 | 0 | 0 | 0 | 0 | 0 | 0 | 0 | 0 | 0 | 0 | 0 | 0 | 0 | 0 | 0 | 0 | 0 | 0.40867 | 0 | 0 | 0 | 0 | 0 | 0 | 0 | 0 | 0 | 9.6
54653_G_KAN1 | WECC_Northern California (not including BANC) | California | 6 | Butte | 7 | 54653 | KAN1 | Kanaka | 0 | 1988 | 9999 | Hydro | [5 empty] | Non-Fossil | G | 2030 | Hydro |  | 0 | 0 | 0 | 0 | 0 | 0 | 0 | 0 | 0 | 0 | 0 | 0 | 0 | 0 | 0 | 0 | 0.55442 | 0.86296 | 1.6924 | 3.1098 | 0 | 0 | 0 | 0 | 0 | 0 | 0 | 0 | 0 | 0 | 0 | 0 | 0 | 0 | 0 | 0 | 0 | 0 | 0 | 0 | 0.017389 | 0.00077064 | 0.0011995 | 0.0023524 | 0.0043226 | 0 | 0 | 0 | 0 | 0 | 1.1
54654_G_KEK1 | WECC_Northern California (not including BANC) | California | 6 | Trinity | 105 | 54654 | KEK1 | Kekawaka Power House | 0 | 1989 | 9999 | Hydro | [5 empty] | Non-Fossil | G | 2030 | Hydro |  | 0 | 0 | 0 | 0 | 0 | 0 | 0 | 0 | 0 | 0 | 0 | 0 | 0 | 0 | 0 | 0 | 2.4697 | 3.8441 | 7.5389 | 13.8527 | 0 | 0 | 0 | 0 | 0 | 0 | 0 | 0 | 0 | 0 | 0 | 0 | 0 | 0 | 0 | 0 | 0 | 0 | 0 | 0 | 0.07746 | 0.0034329 | 0.0053433 | 0.010479 | 0.019255 | 0 | 0 | 0 | 0 | 0 | 4.9
54655_G_SCH1 | PJM_Dominion | Virginia | 51 | Pittsylvania | 143 | 54655 | SCH1 | Schoolfield Dam | 0 | 1990 | 9999 | Hydro | [5 empty] | Non-Fossil | G | 2030 | Hydro |  | 0 | 0 | 0 | 0 | 0 | 0 | 0 | 0 | 0 | 0 | 0 | 0 | 0 | 0 | 0 | 0 | 1.2518 | 1.4293 | 1.8662 | 4.5473 | 0 | 0 | 0 | 0 | 0 | 0 | 0 | 0 | 0 | 0 | 0 | 0 | 0 | 0 | 0 | 0 | 0 | 0 | 0 | 0 | 0.023712 | 0.00174 | 0.0019867 | 0.002594 | 0.0063207 | 0 | 0 | 0 | 0 | 0 | 1.5
54655_G_SCH2 | PJM_Dominion | Virginia | 51 | Pittsylvania | 143 | 54655 | SCH2 | Schoolfield Dam | 0 | 1990 | 9999 | Hydro | [5 empty] | Non-Fossil | G | 2030 | Hydro |  | 0 | 0 | 0 | 0 | 0 | 0 | 0 | 0 | 0 | 0 | 0 | 0 | 0 | 0 | 0 | 0 | 1.2518 | 1.4293 | 1.8662 | 4.5473 | 0 | 0 | 0 | 0 | 0 | 0 | 0 | 0 | 0 | 0 | 0 | 0 | 0 | 0 | 0 | 0 | 0 | 0 | 0 | 0 | 0.023712 | 0.00174 | 0.0019867 | 0.002594 | 0.0063207 | 0 | 0 | 0 | 0 | 0 | 1.5
54655_G_SCH3 | PJM_Dominion | Virginia | 51 | Pittsylvania | 143 | 54655 | SCH3 | Schoolfield Dam | 0 | 1990 | 9999 | Hydro | [5 empty] | Non-Fossil | G | 2030 | Hydro |  | 0 | 0 | 0 | 0 | 0 | 0 | 0 | 0 | 0 | 0 | 0 | 0 | 0 | 0 | 0 | 0 | 1.2518 | 1.4293 | 1.8662 | 4.5473 | 0 | 0 | 0 | 0 | 0 | 0 | 0 | 0 | 0 | 0 | 0 | 0 | 0 | 0 | 0 | 0 | 0 | 0 | 0 | 0 | 0.023712 | 0.00174 | 0.0019867 | 0.002594 | 0.0063207 | 0 | 0 | 0 | 0 | 0 | 1.5
54661_G_GE10 | MISO_Wisconsin- Upper Michigan (WUMS) | Wisconsin | 55 | Kenosha | 59 | 54661 | GE10 | Pheasant Run Landfill Gas Recovery | 13500 | 2002 | 9999 | Landfill Gas | [5 empty] | Non-Fossil | G | 2030 | LF Gas |  | 0.016881 | 0.024102 | 0.028633 | 0.069616 | 0 | 0 | 0 | 0 | 0 | 0 | 0 | 0 | 0 | 0 | 0 | 0 | 1.265 | 1.8062 | 2.1457 | 5.217 | 0.97283 | 1.389 | 1.6501 | 4.0119 | 0 | 0 | 0 | 0 | 0.0020203 | 0.0028845 | 0.0034268 | 0.0083316 | 0 | 0 | 0 | 0 | 0 | 0 | 0 | 0 | 0.21716 | 0.0087756 | 0.012529 | 0.014885 | 0.03619 | 0 | 0 | 0 | 0 | 0 | 0.8
54661_G_GE11 | MISO_Wisconsin- Upper Michigan (WUMS) | Wisconsin | 55 | Kenosha | 59 | 54661 | GE11 | Pheasant Run Landfill Gas Recovery | 13500 | 2002 | 9999 | Landfill Gas | [5 empty] | Non-Fossil | G | 2030 | LF Gas |  | 0.016881 | 0.024102 | 0.028633 | 0.069616 | 0 | 0 | 0 | 0 | 0 | 0 | 0 | 0 | 0 | 0 | 0 | 0 | 1.265 | 1.8062 | 2.1457 | 5.217 | 0.97283 | 1.389 | 1.6501 | 4.0119 | 0 | 0 | 0 | 0 | 0.0020203 | 0.0028845 | 0.0034268 | 0.0083316 | 0 | 0 | 0 | 0 | 0 | 0 | 0 | 0 | 0.21716 | 0.0087756 | 0.012529 | 0.014885 | 0.03619 | 0 | 0 | 0 | 0 | 0 | 0.8
54661_G_GEN1 | MISO_Wisconsin- Upper Michigan (WUMS) | Wisconsin | 55 | Kenosha | 59 | 54661 | GEN1 | Pheasant Run Landfill Gas Recovery | 13500 | 1992 | 9999 | Landfill Gas | [5 empty] | Non-Fossil | G | 2030 | LF Gas |  | 0.016881 | 0.024102 | 0.028633 | 0.069616 | 0 | 0 | 0 | 0 | 0 | 0 | 0 | 0 | 0 | 0 | 0 | 0 | 1.265 | 1.8062 | 2.1457 | 5.217 | 0.97283 | 1.389 | 1.6501 | 4.0119 | 0 | 0 | 0 | 0 | 0.0020203 | 0.0028845 | 0.0034268 | 0.0083316 | 0 | 0 | 0 | 0 | 0 | 0 | 0 | 0 | 0.21716 | 0.0087756 | 0.012529 | 0.014885 | 0.03619 | 0 | 0 | 0 | 0 | 0 | 0.8
54661_G_GEN2 | MISO_Wisconsin- Upper Michigan (WUMS) | Wisconsin | 55 | Kenosha | 59 | 54661 | GEN2 | Pheasant Run Landfill Gas Recovery | 13500 | 1992 | 9999 | Landfill Gas | [5 empty] | Non-Fossil | G | 2030 | LF Gas |  | 0.016881 | 0.024102 | 0.028633 | 0.069616 | 0 | 0 | 0 | 0 | 0 | 0 | 0 | 0 | 0 | 0 | 0 | 0 | 1.265 | 1.8062 | 2.1457 | 5.217 | 0.97283 | 1.389 | 1.6501 | 4.0119 | 0 | 0 | 0 | 0 | 0.0020203 | 0.0028845 | 0.0034268 | 0.0083316 | 0 | 0 | 0 | 0 | 0 | 0 | 0 | 0 | 0.21716 | 0.0087756 | 0.012529 | 0.014885 | 0.03619 | 0 | 0 | 0 | 0 | 0 | 0.8
54661_G_GEN3 | MISO_Wisconsin- Upper Michigan (WUMS) | Wisconsin | 55 | Kenosha | 59 | 54661 | GEN3 | Pheasant Run Landfill Gas Recovery | 13500 | 1996 | 9999 | Landfill Gas | [5 empty] | Non-Fossil | G | 2030 | LF Gas |  | 0.016881 | 0.024102 | 0.028633 | 0.069616 | 0 | 0 | 0 | 0 | 0 | 0 | 0 | 0 | 0 | 0 | 0 | 0 | 1.265 | 1.8062 | 2.1457 | 5.217 | 0.97283 | 1.389 | 1.6501 | 4.0119 | 0 | 0 | 0 | 0 | 0.0020203 | 0.0028845 | 0.0034268 | 0.0083316 | 0 | 0 | 0 | 0 | 0 | 0 | 0 | 0 | 0.21716 | 0.0087756 | 0.012529 | 0.014885 | 0.03619 | 0 | 0 | 0 | 0 | 0 | 0.8
54661_G_GEN4 | MISO_Wisconsin- Upper Michigan (WUMS) | Wisconsin | 55 | Kenosha | 59 | 54661 | GEN4 | Pheasant Run Landfill Gas Recovery | 13500 | 2000 | 9999 | Landfill Gas | [5 empty] | Non-Fossil | G | 2030 | LF Gas |  | 0.016881 | 0.024102 | 0.028633 | 0.069616 | 0 | 0 | 0 | 0 | 0 | 0 | 0 | 0 | 0 | 0 | 0 | 0 | 1.265 | 1.8062 | 2.1457 | 5.217 | 0.97283 | 1.389 | 1.6501 | 4.0119 | 0 | 0 | 0 | 0 | 0.0020203 | 0.0028845 | 0.0034268 | 0.0083316 | 0 | 0 | 0 | 0 | 0 | 0 | 0 | 0 | 0.21716 | 0.0087756 | 0.012529 | 0.014885 | 0.03619 | 0 | 0 | 0 | 0 | 0 | 0.8
54661_G_GEN5 | MISO_Wisconsin- Upper Michigan (WUMS) | Wisconsin | 55 | Kenosha | 59 | 54661 | GEN5 | Pheasant Run Landfill Gas Recovery | 13500 | 2000 | 9999 | Landfill Gas | [5 empty] | Non-Fossil | G | 2030 | LF Gas |  | 0.016881 | 0.024102 | 0.028633 | 0.069616 | 0 | 0 | 0 | 0 | 0 | 0 | 0 | 0 | 0 | 0 | 0 | 0 | 1.265 | 1.8062 | 2.1457 | 5.217 | 0.97283 | 1.389 | 1.6501 | 4.0119 | 0 | 0 | 0 | 0 | 0.0020203 | 0.0028845 | 0.0034268 | 0.0083316 | 0 | 0 | 0 | 0 | 0 | 0 | 0 | 0 | 0.21716 | 0.0087756 | 0.012529 | 0.014885 | 0.03619 | 0 | 0 | 0 | 0 | 0 | 0.8
54661_G_GEN6 | MISO_Wisconsin- Upper Michigan (WUMS) | Wisconsin | 55 | Kenosha | 59 | 54661 | GEN6 | Pheasant Run Landfill Gas Recovery | 13500 | 2000 | 9999 | Landfill Gas | [5 empty] | Non-Fossil | G | 2030 | LF Gas |  | 0.016881 | 0.024102 | 0.028633 | 0.069616 | 0 | 0 | 0 | 0 | 0 | 0 | 0 | 0 | 0 | 0 | 0 | 0 | 1.265 | 1.8062 | 2.1457 | 5.217 | 0.97283 | 1.389 | 1.6501 | 4.0119 | 0 | 0 | 0 | 0 | 0.0020203 | 0.0028845 | 0.0034268 | 0.0083316 | 0 | 0 | 0 | 0 | 0 | 0 | 0 | 0 | 0.21716 | 0.0087756 | 0.012529 | 0.014885 | 0.03619 | 0 | 0 | 0 | 0 | 0 | 0.8
54661_G_GEN7 | MISO_Wisconsin- Upper Michigan (WUMS) | Wisconsin | 55 | Kenosha | 59 | 54661 | GEN7 | Pheasant Run Landfill Gas Recovery | 13500 | 2000 | 9999 | Landfill Gas | [5 empty] | Non-Fossil | G | 2030 | LF Gas |  | 0.016881 | 0.024102 | 0.028633 | 0.069616 | 0 | 0 | 0 | 0 | 0 | 0 | 0 | 0 | 0 | 0 | 0 | 0 | 1.265 | 1.8062 | 2.1457 | 5.217 | 0.97283 | 1.389 | 1.6501 | 4.0119 | 0 | 0 | 0 | 0 | 0.0020203 | 0.0028845 | 0.0034268 | 0.0083316 | 0 | 0 | 0 | 0 | 0 | 0 | 0 | 0 | 0.21716 | 0.0087756 | 0.012529 | 0.014885 | 0.03619 | 0 | 0 | 0 | 0 | 0 | 0.8
54661_G_GEN8 | MISO_Wisconsin- Upper Michigan (WUMS) | Wisconsin | 55 | Kenosha | 59 | 54661 | GEN8 | Pheasant Run Landfill Gas Recovery | 13500 | 2002 | 9999 | Landfill Gas | [5 empty] | Non-Fossil | G | 2030 | LF Gas |  | 0.016881 | 0.024102 | 0.028633 | 0.069616 | 0 | 0 | 0 | 0 | 0 | 0 | 0 | 0 | 0 | 0 | 0 | 0 | 1.265 | 1.8062 | 2.1457 | 5.217 | 0.97283 | 1.389 | 1.6501 | 4.0119 | 0 | 0 | 0 | 0 | 0.0020203 | 0.0028845 | 0.0034268 | 0.0083316 | 0 | 0 | 0 | 0 | 0 | 0 | 0 | 0 | 0.21716 | 0.0087756 | 0.012529 | 0.014885 | 0.03619 | 0 | 0 | 0 | 0 | 0 | 0.8
54661_G_GEN9 | MISO_Wisconsin- Upper Michigan (WUMS) | Wisconsin | 55 | Kenosha | 59 | 54661 | GEN9 | Pheasant Run Landfill Gas Recovery | 13500 | 2002 | 9999 | Landfill Gas | [5 empty] | Non-Fossil | G | 2030 | LF Gas |  | 0.016881 | 0.024102 | 0.028633 | 0.069616 | 0 | 0 | 0 | 0 | 0 | 0 | 0 | 0 | 0 | 0 | 0 | 0 | 1.265 | 1.8062 | 2.1457 | 5.217 | 0.97283 | 1.389 | 1.6501 | 4.0119 | 0 | 0 | 0 | 0 | 0.0020203 | 0.0028845 | 0.0034268 | 0.0083316 | 0 | 0 | 0 | 0 | 0 | 0 | 0 | 0 | 0.21716 | 0.0087756 | 0.012529 | 0.014885 | 0.03619 | 0 | 0 | 0 | 0 | 0 | 0.8
54662_G_GEN1 | PJM_ComEd | Illinois | 17 | Kane | 89 | 54662 | GEN1 | Woodland Landfill Gas Recovery | 13500 | 1992 | 9999 | Landfill Gas | [5 empty] | Non-Fossil | G | 2030 | LF Gas |  | 0.015046 | 0.020357 | 0.025975 | 0.061378 | 0 | 0 | 0 | 0 | 0 | 0 | 0 | 0 | 0 | 0 | 0 | 0 | 1.1069 | 1.4975 | 1.9108 | 4.5152 | 0.8671 | 1.1732 | 1.4969 | 3.5372 | 0 | 0 | 0 | 0 | 0.0017684 | 0.0023926 | 0.0030529 | 0.0072139 | 0 | 0 | 0 | 0 | 0 | 0 | 0 | 0 | 0.21716 | 0.0076782 | 0.010388 | 0.013255 | 0.031322 | 0 | 0 | 0 | 0 | 0 | 0.8
54662_G_GEN2 | PJM_ComEd | Illinois | 17 | Kane | 89 | 54662 | GEN2 | Woodland Landfill Gas Recovery | 13500 | 1992 | 9999 | Landfill Gas | [5 empty] | Non-Fossil | G | 2030 | LF Gas |  | 0.015046 | 0.020357 | 0.025975 | 0.061378 | 0 | 0 | 0 | 0 | 0 | 0 | 0 | 0 | 0 | 0 | 0 | 0 | 1.1069 | 1.4975 | 1.9108 | 4.5152 | 0.8671 | 1.1732 | 1.4969 | 3.5372 | 0 | 0 | 0 | 0 | 0.0017684 | 0.0023926 | 0.0030529 | 0.0072139 | 0 | 0 | 0 | 0 | 0 | 0 | 0 | 0 | 0.21716 | 0.0076782 | 0.010388 | 0.013255 | 0.031322 | 0 | 0 | 0 | 0 | 0 | 0.8
54662_G_GEN3 | PJM_ComEd | Illinois | 17 | Kane | 89 | 54662 | GEN3 | Woodland Landfill Gas Recovery | 13500 | 2010 | 9999 | Landfill Gas | [5 empty] | Non-Fossil | G | 2030 | LF Gas |  | 0.030093 | 0.040714 | 0.05195 | 0.12276 | 0 | 0 | 0 | 0 | 0 | 0 | 0 | 0 | 0 | 0 | 0 | 0 | 2.2137 | 2.9951 | 3.8216 | 9.0303 | 1.7342 | 2.3463 | 2.9938 | 7.0743 | 0 | 0 | 0 | 0 | 0.0035368 | 0.0047852 | 0.0061058 | 0.014428 | 0 | 0 | 0 | 0 | 0 | 0 | 0 | 0 | 0.43432 | 0.015356 | 0.020777 | 0.02651 | 0.062644 | 0 | 0 | 0 | 0 | 0 | 1.6
54662_G_GEN4 | PJM_ComEd | Illinois | 17 | Kane | 89 | 54662 | GEN4 | Woodland Landfill Gas Recovery | 13500 | 2010 | 9999 | Landfill Gas | [5 empty] | Non-Fossil | G | 2030 | LF Gas |  | 0.030093 | 0.040714 | 0.05195 | 0.12276 | 0 | 0 | 0 | 0 | 0 | 0 | 0 | 0 | 0 | 0 | 0 | 0 | 2.2137 | 2.9951 | 3.8216 | 9.0303 | 1.7342 | 2.3463 | 2.9938 | 7.0743 | 0 | 0 | 0 | 0 | 0.0035368 | 0.0047852 | 0.0061058 | 0.014428 | 0 | 0 | 0 | 0 | 0 | 0 | 0 | 0 | 0.43432 | 0.015356 | 0.020777 | 0.02651 | 0.062644 | 0 | 0 | 0 | 0 | 0 | 1.6
54663_G_GEN1 | ISONE_MA, VT, NH, RI (Rest of ISO New England) | New Hampshire | 33 | Strafford | 17 | 54663 | GEN1 | Turnkey Landfill Gas Recovery | 13500 | 1992 | 9999 | Landfill Gas | [5 empty] | Non-Fossil | G | 2030 | LF Gas |  | 0.011504 | 0.015228 | 0.019171 | 0.045903 | 0 | 0 | 0 | 0 | 0 | 0 | 0 | 0 | 0 | 0 | 0 | 0 | 0.85218 | 1.128 | 1.4201 | 3.4002 | 0.66299 | 0.87757 | 1.1048 | 2.6454 | 0 | 0 | 0 | 0 | 0.00020731 | 0.00027441 | 0.00034546 | 0.00082718 | 0 | 0 | 0 | 0 | 0 | 0 | 0 | 0 | 0.2173 | 0.0059116 | 0.0078249 | 0.009851 | 0.023588 | 0 | 0 | 0 | 0 | 0 | 0.8
54663_G_GEN2 | ISONE_MA, VT, NH, RI (Rest of ISO New England) | New Hampshire | 33 | Strafford | 17 | 54663 | GEN2 | Turnkey Landfill Gas Recovery | 13500 | 1992 | 9999 | Landfill Gas | [5 empty] | Non-Fossil | G | 2030 | LF Gas |  | 0.011504 | 0.015228 | 0.019171 | 0.045903 | 0 | 0 | 0 | 0 | 0 | 0 | 0 | 0 | 0 | 0 | 0 | 0 | 0.85218 | 1.128 | 1.4201 | 3.4002 | 0.66299 | 0.87757 | 1.1048 | 2.6454 | 0 | 0 | 0 | 0 | 0.00015876 | 0.00021014 | 0.00026456 | 0.00063347 | 0 | 0 | 0 | 0 | 0 | 0 | 0 | 0 | 0.2173 | 0.0059116 | 0.0078249 | 0.009851 | 0.023588 | 0 | 0 | 0 | 0 | 0 | 0.8
54663_G_GEN3 | ISONE_MA, VT, NH, RI (Rest of ISO New England) | New Hampshire | 33 | Strafford | 17 | 54663 | GEN3 | Turnkey Landfill Gas Recovery | 13500 | 1992 | 9999 | Landfill Gas | [5 empty] | Non-Fossil | G | 2030 | LF Gas |  | 0.011504 | 0.015228 | 0.019171 | 0.045903 | 0 | 0 | 0 | 0 | 0 | 0 | 0 | 0 | 0 | 0 | 0 | 0 | 0.85218 | 1.128 | 1.4201 | 3.4002 | 0.66299 | 0.87757 | 1.1048 | 2.6454 | 0 | 0 | 0 | 0 | 0.00015485 | 0.00020497 | 0.00025804 | 0.00061786 | 0 | 0 | 0 | 0 | 0 | 0 | 0 | 0 | 0.2173 | 0.0059116 | 0.0078249 | 0.009851 | 0.023588 | 0 | 0 | 0 | 0 | 0 | 0.8
54663_G_GEN4 | ISONE_MA, VT, NH, RI (Rest of ISO New England) | New Hampshire | 33 | Strafford | 17 | 54663 | GEN4 | Turnkey Landfill Gas Recovery | 13500 | 1993 | 9999 | Landfill Gas | [5 empty] | Non-Fossil | G | 2030 | LF Gas |  | 0.011504 | 0.015228 | 0.019171 | 0.045903 | 0 | 0 | 0 | 0 | 0 | 0 | 0 | 0 | 0 | 0 | 0 | 0 | 0.85218 | 1.128 | 1.4201 | 3.4002 | 0.66299 | 0.87757 | 1.1048 | 2.6454 | 0 | 0 | 0 | 0 | 0.00099652 | 0.001319 | 0.0016606 | 0.0039761 | 0 | 0 | 0 | 0 | 0 | 0 | 0 | 0 | 0.2173 | 0.0059116 | 0.0078249 | 0.009851 | 0.023588 | 0 | 0 | 0 | 0 | 0 | 0.8
54663_G_GEN5 | ISONE_MA, VT, NH, RI (Rest of ISO New England) | New Hampshire | 33 | Strafford | 17 | 54663 | GEN5 | Turnkey Landfill Gas Recovery | 19558 | 1997 | 9999 | Landfill Gas | [5 empty] | Non-Fossil | G | 2030 | LF Gas |  | 0.060418 | 0.079972 | 0.10068 | 0.24107 | 0 | 0 | 0 | 0 | 0 | 0 | 0 | 0 | 0 | 0 | 0 | 0 | 3.0892 | 4.089 | 5.1478 | 12.3259 | 3.4818 | 4.6087 | 5.8021 | 13.8926 | 0 | 0 | 0 | 0 | 0.0023204 | 0.0030713 | 0.0038666 | 0.0092583 | 0 | 0 | 0 | 0 | 0 | 0 | 0 | 0 | 0.78772 | 0.02143 | 0.028365 | 0.03571 | 0.085505 | 0 | 0 | 0 | 0 | 0 | 2.9
54663_G_GEN6 | ISONE_MA, VT, NH, RI (Rest of ISO New England) | New Hampshire | 33 | Strafford | 17 | 54663 | GEN6 | Turnkey Landfill Gas Recovery | 19558 | 1997 | 9999 | Landfill Gas | [5 empty] | Non-Fossil | G | 2030 | LF Gas |  | 0.060418 | 0.079972 | 0.10068 | 0.24107 | 0 | 0 | 0 | 0 | 0 | 0 | 0 | 0 | 0 | 0 | 0 | 0 | 3.0892 | 4.089 | 5.1478 | 12.3259 | 3.4818 | 4.6087 | 5.8021 | 13.8926 | 0 | 0 | 0 | 0 | 0.004689 | 0.0062066 | 0.0078138 | 0.018709 | 0 | 0 | 0 | 0 | 0 | 0 | 0 | 0 | 0.78772 | 0.02143 | 0.028365 | 0.03571 | 0.085505 | 0 | 0 | 0 | 0 | 0 | 2.9
54665_G_T201 | WECC_Northern Nevada | Nevada | 32 | Washoe | 31 | 54665 | T201 | Steamboat II | 9771 | 1992 | 9999 | Geothermal | [5 empty] | Non-Fossil | G | 2030 | Geothermal |  | 0.096615 | 0.1223 | 0.14181 | 0.36072 | 0 | 0 | 0 | 0 | 0 | 0 | 0 | 0 | 0 | 0 | 0 | 0 | 9.8879 | 12.5162 | 14.5137 | 36.9178 | 0 | 0 | 0 | 0 | 0.00017634 | 0.00022322 | 0.00025884 | 0.00065839 | 0 | 0 | 0 | 0 | 0 | 0 | 0 | 0 | 0 | 0 | 0 | 0 | 0.73637 | 0.01147 | 0.014519 | 0.016836 | 0.042825 | 0 | 0 | 0 | 0 | 0 | 5.4
54665_G_T202 | WECC_Northern Nevada | Nevada | 32 | Washoe | 31 | 54665 | T202 | Steamboat II | 9771 | 1992 | 9999 | Geothermal | [5 empty] | Non-Fossil | G | 2030 | Geothermal |  | 0.096615 | 0.1223 | 0.14181 | 0.36072 | 0 | 0 | 0 | 0 | 0 | 0 | 0 | 0 | 0 | 0 | 0 | 0 | 9.8879 | 12.5162 | 14.5137 | 36.9178 | 0 | 0 | 0 | 0 | 0.00017634 | 0.00022322 | 0.00025884 | 0.00065839 | 0 | 0 | 0 | 0 | 0 | 0 | 0 | 0 | 0 | 0 | 0 | 0 | 0.73637 | 0.01147 | 0.014519 | 0.016836 | 0.042825 | 0 | 0 | 0 | 0 | 0 | 5.4
54666_G_T301 | WECC_Northern Nevada | Nevada | 32 | Washoe | 31 | 54666 | T301 | Steamboat III | 9771 | 1992 | 9999 | Geothermal | [5 empty] | Non-Fossil | G | 2030 | Geothermal |  | 0.096615 | 0.1223 | 0.14181 | 0.36072 | 0 | 0 | 0 | 0 | 0 | 0 | 0 | 0 | 0 | 0 | 0 | 0 | 9.8879 | 12.5162 | 14.5137 | 36.9178 | 0 | 0 | 0 | 0 | 0.00017634 | 0.00022322 | 0.00025884 | 0.00065839 | 0 | 0 | 0 | 0 | 0 | 0 | 0 | 0 | 0 | 0 | 0 | 0 | 0.73637 | 0.01147 | 0.014519 | 0.016836 | 0.042825 | 0 | 0 | 0 | 0 | 0 | 5.4
54666_G_T302 | WECC_Northern Nevada | Nevada | 32 | Washoe | 31 | 54666 | T302 | Steamboat III | 9771 | 1992 | 9999 | Geothermal | [5 empty] | Non-Fossil | G | 2030 | Geothermal |  | 0.096615 | 0.1223 | 0.14181 | 0.36072 | 0 | 0 | 0 | 0 | 0 | 0 | 0 | 0 | 0 | 0 | 0 | 0 | 9.8879 | 12.5162 | 14.5137 | 36.9178 | 0 | 0 | 0 | 0 | 0.00017634 | 0.00022322 | 0.00025884 | 0.00065839 | 0 | 0 | 0 | 0 | 0 | 0 | 0 | 0 | 0 | 0 | 0 | 0 | 0.73637 | 0.01147 | 0.014519 | 0.016836 | 0.042825 | 0 | 0 | 0 | 0 | 0 | 5.4
54668_G_1 | WECC_Idaho | Idaho | 16 | Fremont | 43 | 54668 | 1 | Falls River Hydro | 0 | 1993 | 9999 | Hydro | [5 empty] | Non-Fossil | G | 2030 | Hydro |  | 0 | 0 | 0 | 0 | 0 | 0 | 0 | 0 | 0 | 0 | 0 | 0 | 0 | 0 | 0 | 0 | 3.2764 | 4.5141 | 7.3135 | 15.104 | 0 | 0 | 0 | 0 | 0 | 0 | 0 | 0 | 0 | 0 | 0 | 0 | 0 | 0 | 0 | 0 | 0 | 0 | 0 | 0 | 0.071137 | 0.0045541 | 0.0062747 | 0.010166 | 0.020995 | 0 | 0 | 0 | 0 | 0 | 4.5
54668_G_2 | WECC_Idaho | Idaho | 16 | Fremont | 43 | 54668 | 2 | Falls River Hydro | 0 | 1993 | 9999 | Hydro | [5 empty] | Non-Fossil | G | 2030 | Hydro |  | 0 | 0 | 0 | 0 | 0 | 0 | 0 | 0 | 0 | 0 | 0 | 0 | 0 | 0 | 0 | 0 | 3.2764 | 4.5141 | 7.3135 | 15.104 | 0 | 0 | 0 | 0 | 0 | 0 | 0 | 0 | 0 | 0 | 0 | 0 | 0 | 0 | 0 | 0 | 0 | 0 | 0 | 0 | 0.071137 | 0.0045541 | 0.0062747 | 0.010166 | 0.020995 | 0 | 0 | 0 | 0 | 0 | 4.5
54674_G_GEN1 | WECC_Pacific Northwest | Idaho | 16 | Clearwater | 35 | 54674 | GEN1 | Ford Hydro LP | 0 | 1988 | 9999 | Hydro | [5 empty] | Non-Fossil | G | 2030 | Hydro |  | 0 | 0 | 0 | 0 | 0 | 0 | 0 | 0 | 0 | 0 | 0 | 0 | 0 | 0 | 0 | 0 | 0.13814 | 0.20784 | 0.35759 | 0.70356 | 0 | 0 | 0 | 0 | 0 | 0 | 0 | 0 | 0 | 0 | 0 | 0 | 0 | 0 | 0 | 0 | 0 | 0 | 0 | 0 | 0.0031616 | 0.00019201 | 0.00028889 | 0.00049705 | 0.00097795 | 0 | 0 | 0 | 0 | 0 | 0.2
54674_G_GEN2 | WECC_Pacific Northwest | Idaho | 16 | Clearwater | 35 | 54674 | GEN2 | Ford Hydro LP | 0 | 1988 | 9999 | Hydro | [5 empty] | Non-Fossil | G | 2030 | Hydro |  | 0 | 0 | 0 | 0 | 0 | 0 | 0 | 0 | 0 | 0 | 0 | 0 | 0 | 0 | 0 | 0 | 0.13814 | 0.20784 | 0.35759 | 0.70356 | 0 | 0 | 0 | 0 | 0 | 0 | 0 | 0 | 0 | 0 | 0 | 0 | 0 | 0 | 0 | 0 | 0 | 0 | 0 | 0 | 0.0031616 | 0.00019201 | 0.00028889 | 0.00049705 | 0.00097795 | 0 | 0 | 0 | 0 | 0 | 0.2
54674_G_GEN3 | WECC_Pacific Northwest | Idaho | 16 | Clearwater | 35 | 54674 | GEN3 | Ford Hydro LP | 0 | 1988 | 9999 | Hydro | [5 empty] | Non-Fossil | G | 2030 | Hydro |  | 0 | 0 | 0 | 0 | 0 | 0 | 0 | 0 | 0 | 0 | 0 | 0 | 0 | 0 | 0 | 0 | 0.13814 | 0.20784 | 0.35759 | 0.70356 | 0 | 0 | 0 | 0 | 0 | 0 | 0 | 0 | 0 | 0 | 0 | 0 | 0 | 0 | 0 | 0 | 0 | 0 | 0 | 0 | 0.0031616 | 0.00019201 | 0.00028889 | 0.00049705 | 0.00097795 | 0 | 0 | 0 | 0 | 0 | 0.2
54676_G_G81 | ERCOT_Rest | Texas | 48 | Brazoria | 39 | 54676 | G81 | Oyster Creek Unit VIII | 6281 | 1994 | 9999 | Combined Cycle | [5 empty] | Fossil | G | 2030 | NaturalGas |  | 0.80616 | 1.0928 | 1.5111 | 3.4101 | 0 | 0 | 0 | 0 | 0 | 0 | 0 | 0 | 0 | 0 | 0 | 0 | 128.3493 | 173.9846 | 240.5846 | 542.9185 | 83.9942 | 113.8588 | 157.443 | 355.296 | 1.0044e-07 | 1.3615e-07 | 1.8826e-07 | 4.2485e-07 | 0.014621 | 0.019819 | 0.027406 | 0.061846 | 0 | 0 | 0 | 0 | 0 | 0 | 0 | 0 | 2.7364 | 0.27414 | 0.37161 | 0.51386 | 1.1596 | 2.1502 | 2.566 | 3.3755 | 8.0917 | 0 | 73
54676_G_G82 | ERCOT_Rest | Texas | 48 | Brazoria | 39 | 54676 | G82 | Oyster Creek Unit VIII | 6281 | 1994 | 9999 | Combined Cycle | [5 empty] | Fossil | G | 2030 | NaturalGas |  | 0.80616 | 1.0928 | 1.5111 | 3.4101 | 0 | 0 | 0 | 0 | 0 | 0 | 0 | 0 | 0 | 0 | 0 | 0 | 128.3493 | 173.9846 | 240.5846 | 542.9185 | 83.9942 | 113.8588 | 157.443 | 355.296 | 1.0044e-07 | 1.3615e-07 | 1.8826e-07 | 4.2485e-07 | 0.014621 | 0.019819 | 0.027406 | 0.061846 | 0 | 0 | 0 | 0 | 0 | 0 | 0 | 0 | 2.7364 | 0.27414 | 0.37161 | 0.51386 | 1.1596 | 2.1502 | 2.566 | 3.3755 | 8.0917 | 0 | 73
54676_G_G83 | ERCOT_Rest | Texas | 48 | Brazoria | 39 | 54676 | G83 | Oyster Creek Unit VIII | 6281 | 1994 | 9999 | Combined Cycle | [5 empty] | Fossil | G | 2030 | NaturalGas |  | 0.80616 | 1.0928 | 1.5111 | 3.4101 | 0 | 0 | 0 | 0 | 0 | 0 | 0 | 0 | 0 | 0 | 0 | 0 | 128.3493 | 173.9846 | 240.5846 | 542.9185 | 83.9942 | 113.8588 | 157.443 | 355.296 | 1.0044e-07 | 1.3615e-07 | 1.8826e-07 | 4.2485e-07 | 0.014621 | 0.019819 | 0.027406 | 0.061846 | 0 | 0 | 0 | 0 | 0 | 0 | 0 | 0 | 2.7364 | 0.27414 | 0.37161 | 0.51386 | 1.1596 | 2.1502 | 2.566 | 3.3755 | 8.0917 | 0 | 73
54676_G_G84 | ERCOT_Rest | Texas | 48 | Brazoria | 39 | 54676 | G84 | Oyster Creek Unit VIII | 6281 | 1994 | 9999 | Combined Cycle | [5 empty] | Fossil | G | 2030 | NaturalGas |  | 1.7669 | 2.3952 | 3.312 | 7.4741 | 0 | 0 | 0 | 0 | 0 | 0 | 0 | 0 | 0 | 0 | 0 | 0 | 281.3136 | 381.3362 | 527.3086 | 1189.9584 | 184.0969 | 249.5535 | 345.0806 | 778.731 | 2.2014e-07 | 2.9841e-07 | 4.1263e-07 | 9.3118e-07 | 0.032046 | 0.04344 | 0.060068 | 0.13555 | 0 | 0 | 0 | 0 | 0 | 0 | 0 | 0 | 5.9977 | 0.60085 | 0.81449 | 1.1263 | 2.5416 | 4.7127 | 5.6241 | 7.3983 | 17.7351 | 0 | 160
54677_B_HRB | MISO_Amite South (including DSG) | Louisiana | 22 | St Bernard | 87 | 54677 | HRB | CII Carbon LLC | 9196 | 1981 | 9999 | Non-Fossil Waste |  |  | Baghouse + Dry Scrubber + DSI | other | Dry Scrubber | Non-Fossil | B | 2030 | Non-Fossil |  | 0.047718 | 0.084162 | 0.13111 | 0.26299 | 0 | 0 | 0 | 0 | 0 | 0 | 0 | 0 | 0 | 0 | 0 | 0 | 5.189 | 9.152 | 14.2572 | 28.5983 | 0 | 0 | 0 | 0 | 0 | 0 | 0 | 0 | 0 | 0 | 0 | 0 | 0 | 0 | 0 | 0 | 0 | 0 | 0 | 0 | 0 | 0.035996 | 0.063488 | 0.098903 | 0.19839 | 0 | 0 | 0 | 0 | 0 | 46 | Scrubber / DSI | Dry Scrubber
54678_G_01 | MISO_Louisiana | Louisiana | 22 | Concordia | 29 | 54678 | 01 | Sidney A Murray Jr Hydroelectric | 0 | 1990 | 9999 | Hydro | [5 empty] | Non-Fossil | G | 2030 | Hydro |  | 0 | 0 | 0 | 0 | 0 | 0 | 0 | 0 | 0 | 0 | 0 | 0 | 0 | 0 | 0 | 0 | 29.2471 | 44.1971 | 56.706 | 130.1503 | 0 | 0 | 0 | 0 | 0 | 0 | 0 | 0 | 0 | 0 | 0 | 0 | 0 | 0 | 0 | 0 | 0 | 0 | 0 | 0 | 0.3794 | 0.040654 | 0.061434 | 0.078821 | 0.18091 | 0 | 0 | 0 | 0 | 0 | 24
54678_G_02 | MISO_Louisiana | Louisiana | 22 | Concordia | 29 | 54678 | 02 | Sidney A Murray Jr Hydroelectric | 0 | 1990 | 9999 | Hydro | [5 empty] | Non-Fossil | G | 2030 | Hydro |  | 0 | 0 | 0 | 0 | 0 | 0 | 0 | 0 | 0 | 0 | 0 | 0 | 0 | 0 | 0 | 0 | 29.2471 | 44.1971 | 56.706 | 130.1503 | 0 | 0 | 0 | 0 | 0 | 0 | 0 | 0 | 0 | 0 | 0 | 0 | 0 | 0 | 0 | 0 | 0 | 0 | 0 | 0 | 0.3794 | 0.040654 | 0.061434 | 0.078821 | 0.18091 | 0 | 0 | 0 | 0 | 0 | 24
54678_G_03 | MISO_Louisiana | Louisiana | 22 | Concordia | 29 | 54678 | 03 | Sidney A Murray Jr Hydroelectric | 0 | 1990 | 9999 | Hydro | [5 empty] | Non-Fossil | G | 2030 | Hydro |  | 0 | 0 | 0 | 0 | 0 | 0 | 0 | 0 | 0 | 0 | 0 | 0 | 0 | 0 | 0 | 0 | 29.2471 | 44.1971 | 56.706 | 130.1503 | 0 | 0 | 0 | 0 | 0 | 0 | 0 | 0 | 0 | 0 | 0 | 0 | 0 | 0 | 0 | 0 | 0 | 0 | 0 | 0 | 0.3794 | 0.040654 | 0.061434 | 0.078821 | 0.18091 | 0 | 0 | 0 | 0 | 0 | 24
54678_G_04 | MISO_Louisiana | Louisiana | 22 | Concordia | 29 | 54678 | 04 | Sidney A Murray Jr Hydroelectric | 0 | 1990 | 9999 | Hydro | [5 empty] | Non-Fossil | G | 2030 | Hydro |  | 0 | 0 | 0 | 0 | 0 | 0 | 0 | 0 | 0 | 0 | 0 | 0 | 0 | 0 | 0 | 0 | 29.2471 | 44.1971 | 56.706 | 130.1503 | 0 | 0 | 0 | 0 | 0 | 0 | 0 | 0 | 0 | 0 | 0 | 0 | 0 | 0 | 0 | 0 | 0 | 0 | 0 | 0 | 0.3794 | 0.040654 | 0.061434 | 0.078821 | 0.18091 | 0 | 0 | 0 | 0 | 0 | 24
54678_G_05 | MISO_Louisiana | Louisiana | 22 | Concordia | 29 | 54678 | 05 | Sidney A Murray Jr Hydroelectric | 0 | 1990 | 9999 | Hydro | [5 empty] | Non-Fossil | G | 2030 | Hydro |  | 0 | 0 | 0 | 0 | 0 | 0 | 0 | 0 | 0 | 0 | 0 | 0 | 0 | 0 | 0 | 0 | 29.2471 | 44.1971 | 56.706 | 130.1503 | 0 | 0 | 0 | 0 | 0 | 0 | 0 | 0 | 0 | 0 | 0 | 0 | 0 | 0 | 0 | 0 | 0 | 0 | 0 | 0 | 0.3794 | 0.040654 | 0.061434 | 0.078821 | 0.18091 | 0 | 0 | 0 | 0 | 0 | 24
54678_G_06 | MISO_Louisiana | Louisiana | 22 | Concordia | 29 | 54678 | 06 | Sidney A Murray Jr Hydroelectric | 0 | 1990 | 9999 | Hydro | [5 empty] | Non-Fossil | G | 2030 | Hydro |  | 0 | 0 | 0 | 0 | 0 | 0 | 0 | 0 | 0 | 0 | 0 | 0 | 0 | 0 | 0 | 0 | 29.2471 | 44.1971 | 56.706 | 130.1503 | 0 | 0 | 0 | 0 | 0 | 0 | 0 | 0 | 0 | 0 | 0 | 0 | 0 | 0 | 0 | 0 | 0 | 0 | 0 | 0 | 0.3794 | 0.040654 | 0.061434 | 0.078821 | 0.18091 | 0 | 0 | 0 | 0 | 0 | 24
54678_G_07 | MISO_Louisiana | Louisiana | 22 | Concordia | 29 | 54678 | 07 | Sidney A Murray Jr Hydroelectric | 0 | 1990 | 9999 | Hydro | [5 empty] | Non-Fossil | G | 2030 | Hydro |  | 0 | 0 | 0 | 0 | 0 | 0 | 0 | 0 | 0 | 0 | 0 | 0 | 0 | 0 | 0 | 0 | 29.2471 | 44.1971 | 56.706 | 130.1503 | 0 | 0 | 0 | 0 | 0 | 0 | 0 | 0 | 0 | 0 | 0 | 0 | 0 | 0 | 0 | 0 | 0 | 0 | 0 | 0 | 0.3794 | 0.040654 | 0.061434 | 0.078821 | 0.18091 | 0 | 0 | 0 | 0 | 0 | 24
54678_G_08 | MISO_Louisiana | Louisiana | 22 | Concordia | 29 | 54678 | 08 | Sidney A Murray Jr Hydroelectric | 0 | 1990 | 9999 | Hydro | [5 empty] | Non-Fossil | G | 2030 | Hydro |  | 0 | 0 | 0 | 0 | 0 | 0 | 0 | 0 | 0 | 0 | 0 | 0 | 0 | 0 | 0 | 0 | 29.2471 | 44.1971 | 56.706 | 130.1503 | 0 | 0 | 0 | 0 | 0 | 0 | 0 | 0 | 0 | 0 | 0 | 0 | 0 | 0 | 0 | 0 | 0 | 0 | 0 | 0 | 0.3794 | 0.040654 | 0.061434 | 0.078821 | 0.18091 | 0 | 0 | 0 | 0 | 0 | 24
54679_G_0001 | WECC_Colorado | Colorado | 8 | Boulder | 13 | 54679 | 0001 | Boulder City Lakewood Hydro | 0 | 2004 | 9999 | Hydro | [5 empty] | Non-Fossil | G | 2030 | Hydro |  | 0 | 0 | 0 | 0 | 0 | 0 | 0 | 0 | 0 | 0 | 0 | 0 | 0 | 0 | 0 | 0 | 3.3946 | 3.6331 | 6.184 | 13.2117 | 0 | 0 | 0 | 0 | 0 | 0 | 0 | 0 | 0 | 0 | 0 | 0 | 0 | 0 | 0 | 0 | 0 | 0 | 0 | 0 | 0.055329 | 0.0047185 | 0.00505 | 0.0085958 | 0.018364 | 0 | 0 | 0 | 0 | 0 | 3.5
54680_G_0001 | WECC_Colorado | Colorado | 8 | Boulder | 13 | 54680 | 0001 | Boulder City Betasso Hydro Plant | 0 | 1987 | 9999 | Hydro | [5 empty] | Non-Fossil | G | 2030 | Hydro |  | 0 | 0 | 0 | 0 | 0 | 0 | 0 | 0 | 0 | 0 | 0 | 0 | 0 | 0 | 0 | 0 | 2.9097 | 3.1141 | 5.3006 | 11.3243 | 0 | 0 | 0 | 0 | 0 | 0 | 0 | 0 | 0 | 0 | 0 | 0 | 0 | 0 | 0 | 0 | 0 | 0 | 0 | 0 | 0.047425 | 0.0040444 | 0.0043286 | 0.0073679 | 0.015741 | 0 | 0 | 0 | 0 | 0 | 3
54686_G_EXIS | WECC_Southern California Edison | California | 6 | Kern | 29 | 54686 | EXIS | Difwind Farms Ltd VI | 0 | 1987 | 9999 | Onshore Wind | [5 empty] | Non-Fossil | G | 2030 | Wind |  | 0 | 0 | 0 | 0 | 0 | 0 | 0 | 0 | 0 | 0 | 0 | 0 | 0 | 0 | 0 | 0 | 8.5032 | 17.5244 | 31.4391 | 57.4667 | 0 | 0 | 0 | 0 | 0 | 0 | 0 | 0 | 0 | 0 | 0 | 0 | 0 | 0 | 0 | 0 | 0 | 0 | 0 | 0 | 1.077 | 0 | 0 | 0 | 0 | 0 | 0 | 0 | 0 | 0 | 25.3
54689_G_1 | WECC_Imperial Irrigation District (IID) | California | 6 | Imperial | 25 | 54689 | 1 | Heber Geothermal | 9771 | 1985 | 9999 | Geothermal | [5 empty] | Non-Fossil | G | 2030 | Geothermal |  | 0.59996 | 0.80066 | 1.0191 | 2.4197 | 0 | 0 | 0 | 0 | 0 | 0 | 0 | 0 | 0 | 0 | 0 | 0 | 61.4026 | 81.9427 | 104.2969 | 247.6422 | 0 | 0 | 0 | 0 | 0.0011099 | 0.0014812 | 0.0018853 | 0.0044765 | 0 | 0 | 0 | 0 | 0 | 0 | 0 | 0 | 0 | 0 | 0 | 0 | 5.1984 | 0.071227 | 0.095054 | 0.12098 | 0.28727 | 0 | 0 | 0 | 0 | 0 | 38
54689_G_2 | WECC_Imperial Irrigation District (IID) | California | 6 | Imperial | 25 | 54689 | 2 | Heber Geothermal | 9771 | 2006 | 9999 | Geothermal | [5 empty] | Non-Fossil | G | 2030 | Geothermal |  | 0.078943 | 0.10535 | 0.13409 | 0.31838 | 0 | 0 | 0 | 0 | 0 | 0 | 0 | 0 | 0 | 0 | 0 | 0 | 8.0793 | 10.7819 | 13.7233 | 32.5845 | 0 | 0 | 0 | 0 | 0.00014604 | 0.0001949 | 0.00024807 | 0.00058901 | 0 | 0 | 0 | 0 | 0 | 0 | 0 | 0 | 0 | 0 | 0 | 0 | 0.684 | 0.009372 | 0.012507 | 0.015919 | 0.037798 | 0 | 0 | 0 | 0 | 0 | 5
54689_G_3 | WECC_Imperial Irrigation District (IID) | California | 6 | Imperial | 25 | 54689 | 3 | Heber Geothermal | 9771 | 2006 | 9999 | Geothermal | [5 empty] | Non-Fossil | G | 2030 | Geothermal |  | 0.039471 | 0.052675 | 0.067045 | 0.15919 | 0 | 0 | 0 | 0 | 0 | 0 | 0 | 0 | 0 | 0 | 0 | 0 | 4.0396 | 5.391 | 6.8616 | 16.2923 | 0 | 0 | 0 | 0 | 7.3022e-05 | 9.7449e-05 | 0.00012403 | 0.0002945 | 0 | 0 | 0 | 0 | 0 | 0 | 0 | 0 | 0 | 0 | 0 | 0 | 0.342 | 0.004686 | 0.0062535 | 0.0079595 | 0.018899 | 0 | 0 | 0 | 0 | 0 | 2.5
54689_G_4 | WECC_Imperial Irrigation District (IID) | California | 6 | Imperial | 25 | 54689 | 4 | Heber Geothermal | 9760 | 2018 | 9999 | Geothermal | [5 empty] | Non-Fossil | G | 2030 | Geothermal |  | 0.25233 | 0.33674 | 0.42861 | 1.0177 | 0 | 0 | 0 | 0 | 0 | 0 | 0 | 0 | 0 | 0 | 0 | 0 | 25.8537 | 34.5022 | 43.9145 | 104.2704 | 0 | 0 | 0 | 0 | 0.00046682 | 0.00062297 | 0.00079292 | 0.0018827 | 0 | 0 | 0 | 0 | 0 | 0 | 0 | 0 | 0 | 0 | 0 | 0 | 2.1818 | 0.02999 | 0.040023 | 0.050941 | 0.12095 | 0 | 0 | 0 | 0 | 0 | 16
54691_G_2G | NY_Zone C&E | New York | 36 | Lewis | 49 | 54691 | 2G | Lower Beaver Falls Project | 0 | 1979 | 9999 | Hydro | [5 empty] | Non-Fossil | G | 2030 | Hydro |  | 0 | 0 | 0 | 0 | 0 | 0 | 0 | 0 | 0 | 0 | 0 | 0 | 0 | 0 | 0 | 0 | 0.54817 | 0.74204 | 0.91619 | 2.2064 | 0 | 0 | 0 | 0 | 0 | 0 | 0 | 0 | 0 | 0 | 0 | 0 | 0 | 0 | 0 | 0 | 0 | 0 | 0 | 0 | 0.0079041 | 0.00076196 | 0.0010314 | 0.0012735 | 0.0030669 | 0 | 0 | 0 | 0 | 0 | 0.5
54691_G_3G | NY_Zone C&E | New York | 36 | Lewis | 49 | 54691 | 3G | Lower Beaver Falls Project | 0 | 1979 | 9999 | Hydro | [5 empty] | Non-Fossil | G | 2030 | Hydro |  | 0 | 0 | 0 | 0 | 0 | 0 | 0 | 0 | 0 | 0 | 0 | 0 | 0 | 0 | 0 | 0 | 0.54817 | 0.74204 | 0.91619 | 2.2064 | 0 | 0 | 0 | 0 | 0 | 0 | 0 | 0 | 0 | 0 | 0 | 0 | 0 | 0 | 0 | 0 | 0 | 0 | 0 | 0 | 0.0079041 | 0.00076196 | 0.0010314 | 0.0012735 | 0.0030669 | 0 | 0 | 0 | 0 | 0 | 0.5
54694_G_GEN1 | WECC_Arizona | Arizona | 4 | Yuma | 27 | 54694 | GEN1 | Yuma Cogeneration Associates | 8037 | 1994 | 9999 | Combined Cycle |  |  |  | STM |  | Fossil | G | 2030 | NaturalGas |  | 0 | 0 | 0.0045574 | 0.0045574 | 0 | 0 | 0 | 0 | 0 | 0 | 0 | 0 | 0 | 0 | 0 | 0 | 0 | 0 | 0.56705 | 0.56705 | 0 | 0 | 0.31177 | 0.31177 | 0 | 0 | 3.728e-10 | 3.728e-10 | 0 | 0 | 0.00023369 | 0.00023369 | 0 | 0 | 0 | 0 | 0 | 0 | 0 | 0 | 1.3709 | 0 | 0 | 0.0022765 | 0.0022765 | 0 | 0 | 0.011968 | 0.011968 | 0 | 35.1
54694_G_GEN2 | WECC_Arizona | Arizona | 4 | Yuma | 27 | 54694 | GEN2 | Yuma Cogeneration Associates | 8037 | 1994 | 9999 | Combined Cycle |  |  |  | STM |  | Fossil | G | 2030 | NaturalGas |  | 0 | 0 | 0.019199 | 0.019199 | 0 | 0 | 0 | 0 | 0 | 0 | 0 | 0 | 0 | 0 | 0 | 0 | 0 | 0 | 2.3888 | 2.3888 | 0 | 0 | 1.3134 | 1.3134 | 0 | 0 | 1.5705e-09 | 1.5705e-09 | 0 | 0 | 0.00098446 | 0.00098446 | 0 | 0 | 0 | 0 | 0 | 0 | 0 | 0 | 0.66788 | 0 | 0 | 0.0094195 | 0.0094195 | 0 | 0 | 0.050418 | 0.050418 | 0 | 17.1
547_G_1 | ISONE_MA, VT, NH, RI (Rest of ISO New England) | Massachusetts | 25 | Franklin | 11 | 547 | 1 | Northfield Mountain | 0 | 1973 | 9999 | Pumped Storage | [5 empty] | Non-Fossil | G | 2030 | Pumps |  | 0 | 0 | 0 | 0 | 0 | 0 | 0 | 0 | 0 | 0 | 0 | 0 | 0 | 0 | 0 | 0 | 2.1944 | 3.9879 | 118.5188 | 124.7012 | 0 | 0 | 0 | 0 | 0 | 0 | 0 | 0 | 0 | 0 | 0 | 0 | 0 | 0 | 0 | 0 | 0 | 0 | 0 | 0 | 5.3393 | 3.3348e-05 | 6.0604e-05 | 0.0018011 | 0.0018951 | 0 | 0 | 0 | 0 | 0 | 292
547_G_2 | ISONE_MA, VT, NH, RI (Rest of ISO New England) | Massachusetts | 25 | Franklin | 11 | 547 | 2 | Northfield Mountain | 0 | 1973 | 9999 | Pumped Storage | [5 empty] | Non-Fossil | G | 2030 | Pumps |  | 0 | 0 | 0 | 0 | 0 | 0 | 0 | 0 | 0 | 0 | 0 | 0 | 0 | 0 | 0 | 0 | 2.1944 | 3.9879 | 118.5188 | 124.7012 | 0 | 0 | 0 | 0 | 0 | 0 | 0 | 0 | 0 | 0 | 0 | 0 | 0 | 0 | 0 | 0 | 0 | 0 | 0 | 0 | 5.3393 | 3.3348e-05 | 6.0604e-05 | 0.0018011 | 0.0018951 | 0 | 0 | 0 | 0 | 0 | 292
547_G_3 | ISONE_MA, VT, NH, RI (Rest of ISO New England) | Massachusetts | 25 | Franklin | 11 | 547 | 3 | Northfield Mountain | 0 | 1973 | 9999 | Pumped Storage | [5 empty] | Non-Fossil | G | 2030 | Pumps |  | 0 | 0 | 0 | 0 | 0 | 0 | 0 | 0 | 0 | 0 | 0 | 0 | 0 | 0 | 0 | 0 | 2.1944 | 3.9879 | 118.5188 | 124.7012 | 0 | 0 | 0 | 0 | 0 | 0 | 0 | 0 | 0 | 0 | 0 | 0 | 0 | 0 | 0 | 0 | 0 | 0 | 0 | 0 | 5.3393 | 3.3348e-05 | 6.0604e-05 | 0.0018011 | 0.0018951 | 0 | 0 | 0 | 0 | 0 | 292
547_G_4 | ISONE_MA, VT, NH, RI (Rest of ISO New England) | Massachusetts | 25 | Franklin | 11 | 547 | 4 | Northfield Mountain | 0 | 1972 | 9999 | Pumped Storage | [5 empty] | Non-Fossil | G | 2030 | Pumps |  | 0 | 0 | 0 | 0 | 0 | 0 | 0 | 0 | 0 | 0 | 0 | 0 | 0 | 0 | 0 | 0 | 2.1944 | 3.9879 | 118.5188 | 124.7012 | 0 | 0 | 0 | 0 | 0 | 0 | 0 | 0 | 0 | 0 | 0 | 0 | 0 | 0 | 0 | 0 | 0 | 0 | 0 | 0 | 5.3393 | 3.3348e-05 | 6.0604e-05 | 0.0018011 | 0.0018951 | 0 | 0 | 0 | 0 | 0 | 292
54700_G_GEN1 | MISO_Iowa-MidAmerican | Iowa | 19 | Polk | 153 | 54700 | GEN1 | Metro Methane Recovery Facility | 13500 | 1998 | 9999 | Landfill Gas | [5 empty] | Non-Fossil | G | 2030 | LF Gas |  | 0.020641 | 0.02846 | 0.035692 | 0.084793 | 0 | 0 | 0 | 0 | 0 | 0 | 0 | 0 | 0 | 0 | 0 | 0 | 1.529 | 2.1082 | 2.6438 | 6.281 | 1.1895 | 1.6401 | 2.0569 | 4.8866 | 0 | 0 | 0 | 0 | 0.0024854 | 0.0034269 | 0.0042977 | 0.01021 | 0 | 0 | 0 | 0 | 0 | 0 | 0 | 0 | 0.2169 | 0.010607 | 0.014624 | 0.01834 | 0.043571 | 0 | 0 | 0 | 0 | 0 | 0.8
54700_G_GEN10 | MISO_Iowa-MidAmerican | Iowa | 19 | Polk | 153 | 54700 | GEN10 | Metro Methane Recovery Facility | 13500 | 2014 | 9999 | Landfill Gas | [5 empty] | Non-Fossil | G | 2030 | LF Gas |  | 0.041283 | 0.05692 | 0.071384 | 0.16959 | 0 | 0 | 0 | 0 | 0 | 0 | 0 | 0 | 0 | 0 | 0 | 0 | 3.058 | 4.2163 | 5.2877 | 12.562 | 2.3791 | 3.2803 | 4.1138 | 9.7731 | 0 | 0 | 0 | 0 | 0.0049709 | 0.0068538 | 0.0085953 | 0.02042 | 0 | 0 | 0 | 0 | 0 | 0 | 0 | 0 | 0.4338 | 0.021213 | 0.029249 | 0.036681 | 0.087142 | 0 | 0 | 0 | 0 | 0 | 1.6
54700_G_GEN11 | MISO_Iowa-MidAmerican | Iowa | 19 | Polk | 153 | 54700 | GEN11 | Metro Methane Recovery Facility | 13500 | 2014 | 9999 | Landfill Gas | [5 empty] | Non-Fossil | G | 2030 | LF Gas |  | 0.041283 | 0.05692 | 0.071384 | 0.16959 | 0 | 0 | 0 | 0 | 0 | 0 | 0 | 0 | 0 | 0 | 0 | 0 | 3.058 | 4.2163 | 5.2877 | 12.562 | 2.3791 | 3.2803 | 4.1138 | 9.7731 | 0 | 0 | 0 | 0 | 0.0049709 | 0.0068538 | 0.0085953 | 0.02042 | 0 | 0 | 0 | 0 | 0 | 0 | 0 | 0 | 0.4338 | 0.021213 | 0.029249 | 0.036681 | 0.087142 | 0 | 0 | 0 | 0 | 0 | 1.6
54700_G_GEN12 | MISO_Iowa-MidAmerican | Iowa | 19 | Polk | 153 | 54700 | GEN12 | Metro Methane Recovery Facility | 13500 | 2014 | 9999 | Landfill Gas | [5 empty] | Non-Fossil | G | 2030 | LF Gas |  | 0.041283 | 0.05692 | 0.071384 | 0.16959 | 0 | 0 | 0 | 0 | 0 | 0 | 0 | 0 | 0 | 0 | 0 | 0 | 3.058 | 4.2163 | 5.2877 | 12.562 | 2.3791 | 3.2803 | 4.1138 | 9.7731 | 0 | 0 | 0 | 0 | 0.0049709 | 0.0068538 | 0.0085953 | 0.02042 | 0 | 0 | 0 | 0 | 0 | 0 | 0 | 0 | 0.4338 | 0.021213 | 0.029249 | 0.036681 | 0.087142 | 0 | 0 | 0 | 0 | 0 | 1.6
54700_G_GEN2 | MISO_Iowa-MidAmerican | Iowa | 19 | Polk | 153 | 54700 | GEN2 | Metro Methane Recovery Facility | 13500 | 1998 | 9999 | Landfill Gas | [5 empty] | Non-Fossil | G | 2030 | LF Gas |  | 0.020641 | 0.02846 | 0.035692 | 0.084793 | 0 | 0 | 0 | 0 | 0 | 0 | 0 | 0 | 0 | 0 | 0 | 0 | 1.529 | 2.1082 | 2.6438 | 6.281 | 1.1895 | 1.6401 | 2.0569 | 4.8866 | 0 | 0 | 0 | 0 | 0.0024854 | 0.0034269 | 0.0042977 | 0.01021 | 0 | 0 | 0 | 0 | 0 | 0 | 0 | 0 | 0.2169 | 0.010607 | 0.014624 | 0.01834 | 0.043571 | 0 | 0 | 0 | 0 | 0 | 0.8
54700_G_GEN3 | MISO_Iowa-MidAmerican | Iowa | 19 | Polk | 153 | 54700 | GEN3 | Metro Methane Recovery Facility | 13500 | 1998 | 9999 | Landfill Gas | [5 empty] | Non-Fossil | G | 2030 | LF Gas |  | 0.020641 | 0.02846 | 0.035692 | 0.084793 | 0 | 0 | 0 | 0 | 0 | 0 | 0 | 0 | 0 | 0 | 0 | 0 | 1.529 | 2.1082 | 2.6438 | 6.281 | 1.1895 | 1.6401 | 2.0569 | 4.8866 | 0 | 0 | 0 | 0 | 0.0024854 | 0.0034269 | 0.0042977 | 0.01021 | 0 | 0 | 0 | 0 | 0 | 0 | 0 | 0 | 0.2169 | 0.010607 | 0.014624 | 0.01834 | 0.043571 | 0 | 0 | 0 | 0 | 0 | 0.8
54700_G_GEN4 | MISO_Iowa-MidAmerican | Iowa | 19 | Polk | 153 | 54700 | GEN4 | Metro Methane Recovery Facility | 13500 | 1998 | 9999 | Landfill Gas | [5 empty] | Non-Fossil | G | 2030 | LF Gas |  | 0.020641 | 0.02846 | 0.035692 | 0.084793 | 0 | 0 | 0 | 0 | 0 | 0 | 0 | 0 | 0 | 0 | 0 | 0 | 1.529 | 2.1082 | 2.6438 | 6.281 | 1.1895 | 1.6401 | 2.0569 | 4.8866 | 0 | 0 | 0 | 0 | 0.0024854 | 0.0034269 | 0.0042977 | 0.01021 | 0 | 0 | 0 | 0 | 0 | 0 | 0 | 0 | 0.2169 | 0.010607 | 0.014624 | 0.01834 | 0.043571 | 0 | 0 | 0 | 0 | 0 | 0.8
54700_G_GEN5 | MISO_Iowa-MidAmerican | Iowa | 19 | Polk | 153 | 54700 | GEN5 | Metro Methane Recovery Facility | 13500 | 1998 | 9999 | Landfill Gas | [5 empty] | Non-Fossil | G | 2030 | LF Gas |  | 0.020641 | 0.02846 | 0.035692 | 0.084793 | 0 | 0 | 0 | 0 | 0 | 0 | 0 | 0 | 0 | 0 | 0 | 0 | 1.529 | 2.1082 | 2.6438 | 6.281 | 1.1895 | 1.6401 | 2.0569 | 4.8866 | 0 | 0 | 0 | 0 | 0.0024854 | 0.0034269 | 0.0042977 | 0.01021 | 0 | 0 | 0 | 0 | 0 | 0 | 0 | 0 | 0.2169 | 0.010607 | 0.014624 | 0.01834 | 0.043571 | 0 | 0 | 0 | 0 | 0 | 0.8
54700_G_GEN6 | MISO_Iowa-MidAmerican | Iowa | 19 | Polk | 153 | 54700 | GEN6 | Metro Methane Recovery Facility | 13500 | 1998 | 9999 | Landfill Gas | [5 empty] | Non-Fossil | G | 2030 | LF Gas |  | 0.020641 | 0.02846 | 0.035692 | 0.084793 | 0 | 0 | 0 | 0 | 0 | 0 | 0 | 0 | 0 | 0 | 0 | 0 | 1.529 | 2.1082 | 2.6438 | 6.281 | 1.1895 | 1.6401 | 2.0569 | 4.8866 | 0 | 0 | 0 | 0 | 0.0024854 | 0.0034269 | 0.0042977 | 0.01021 | 0 | 0 | 0 | 0 | 0 | 0 | 0 | 0 | 0.2169 | 0.010607 | 0.014624 | 0.01834 | 0.043571 | 0 | 0 | 0 | 0 | 0 | 0.8
54700_G_GEN7 | MISO_Iowa-MidAmerican | Iowa | 19 | Polk | 153 | 54700 | GEN7 | Metro Methane Recovery Facility | 13500 | 1998 | 9999 | Landfill Gas | [5 empty] | Non-Fossil | G | 2030 | LF Gas |  | 0.020641 | 0.02846 | 0.035692 | 0.084793 | 0 | 0 | 0 | 0 | 0 | 0 | 0 | 0 | 0 | 0 | 0 | 0 | 1.529 | 2.1082 | 2.6438 | 6.281 | 1.1895 | 1.6401 | 2.0569 | 4.8866 | 0 | 0 | 0 | 0 | 0.0024854 | 0.0034269 | 0.0042977 | 0.01021 | 0 | 0 | 0 | 0 | 0 | 0 | 0 | 0 | 0.2169 | 0.010607 | 0.014624 | 0.01834 | 0.043571 | 0 | 0 | 0 | 0 | 0 | 0.8
54700_G_GEN8 | MISO_Iowa-MidAmerican | Iowa | 19 | Polk | 153 | 54700 | GEN8 | Metro Methane Recovery Facility | 13500 | 1998 | 9999 | Landfill Gas | [5 empty] | Non-Fossil | G | 2030 | LF Gas |  | 0.020641 | 0.02846 | 0.035692 | 0.084793 | 0 | 0 | 0 | 0 | 0 | 0 | 0 | 0 | 0 | 0 | 0 | 0 | 1.529 | 2.1082 | 2.6438 | 6.281 | 1.1895 | 1.6401 | 2.0569 | 4.8866 | 0 | 0 | 0 | 0 | 0.0024854 | 0.0034269 | 0.0042977 | 0.01021 | 0 | 0 | 0 | 0 | 0 | 0 | 0 | 0 | 0.2169 | 0.010607 | 0.014624 | 0.01834 | 0.043571 | 0 | 0 | 0 | 0 | 0 | 0.8
54705_G_EG-1 | MISO_Amite South (including DSG) | Louisiana | 22 | St Bernard | 87 | 54705 | EG-1 | Toca Plant | 14286 | 1958 | 9999 | Combustion Turbine | [5 empty] | Fossil | G | 2030 | NaturalGas |  | 6.4439e-10 | 1.6426e-10 | 1.335e-09 | 2.1436e-09 | 0 | 0 | 0 | 0 | 0 | 0 | 0 | 0 | 0 | 0 | 0 | 0 | 4.598e-08 | 1.172e-08 | 9.5254e-08 | 1.5295e-07 | 3.7723e-08 | 9.6156e-09 | 7.8148e-08 | 1.2549e-07 | 4.5107e-17 | 1.1498e-17 | 9.3447e-17 | 1.5005e-16 | 3.4183e-10 | 8.7134e-11 | 7.0816e-10 | 1.1371e-09 | 0 | 0 | 0 | 0 | 0 | 0 | 0 | 0 | 4.3071e-08 | 2.1702e-10 | 5.532e-11 | 4.496e-10 | 7.2194e-10 | 1.7951e-09 | 4.0333e-10 | 3.1822e-09 | 5.3807e-09 | 0 | 1e-06
54705_G_EG2A | MISO_Amite South (including DSG) | Louisiana | 22 | St Bernard | 87 | 54705 | EG2A | Toca Plant | 11686 | 2001 | 9999 | Combustion Turbine | [5 empty] | Fossil | G | 2030 | NaturalGas |  | 5.2711e-10 | 1.3436e-10 | 1.092e-09 | 1.7535e-09 | 0 | 0 | 0 | 0 | 0 | 0 | 0 | 0 | 0 | 0 | 0 | 0 | 4.598e-08 | 1.172e-08 | 9.5254e-08 | 1.5295e-07 | 3.0857e-08 | 7.8656e-09 | 6.3925e-08 | 1.0265e-07 | 3.6898e-17 | 9.4054e-18 | 7.644e-17 | 1.2274e-16 | 2.7962e-10 | 7.1276e-11 | 5.7928e-10 | 9.3017e-10 | 0 | 0 | 0 | 0 | 0 | 0 | 0 | 0 | 4.3071e-08 | 2.1702e-10 | 5.532e-11 | 4.496e-10 | 7.2194e-10 | 1.4684e-09 | 3.2993e-10 | 2.6031e-09 | 4.4014e-09 | 0 | 1e-06
54705_G_EG-3 | MISO_Amite South (including DSG) | Louisiana | 22 | St Bernard | 87 | 54705 | EG-3 | Toca Plant | 14286 | 1958 | 9999 | Combustion Turbine | [5 empty] | Fossil | G | 2030 | NaturalGas |  | 6.4439e-10 | 1.6426e-10 | 1.335e-09 | 2.1436e-09 | 0 | 0 | 0 | 0 | 0 | 0 | 0 | 0 | 0 | 0 | 0 | 0 | 4.598e-08 | 1.172e-08 | 9.5254e-08 | 1.5295e-07 | 3.7723e-08 | 9.6156e-09 | 7.8148e-08 | 1.2549e-07 | 4.5107e-17 | 1.1498e-17 | 9.3447e-17 | 1.5005e-16 | 3.4183e-10 | 8.7134e-11 | 7.0816e-10 | 1.1371e-09 | 0 | 0 | 0 | 0 | 0 | 0 | 0 | 0 | 4.3071e-08 | 2.1702e-10 | 5.532e-11 | 4.496e-10 | 7.2194e-10 | 1.7951e-09 | 4.0333e-10 | 3.1822e-09 | 5.3807e-09 | 0 | 1e-06
54705_G_EG-4 | MISO_Amite South (including DSG) | Louisiana | 22 | St Bernard | 87 | 54705 | EG-4 | Toca Plant | 11686 | 1997 | 9999 | Combustion Turbine | [5 empty] | Fossil | G | 2030 | NaturalGas |  | 5.2711e-10 | 1.3436e-10 | 1.092e-09 | 1.7535e-09 | 0 | 0 | 0 | 0 | 0 | 0 | 0 | 0 | 0 | 0 | 0 | 0 | 4.598e-08 | 1.172e-08 | 9.5254e-08 | 1.5295e-07 | 3.0857e-08 | 7.8656e-09 | 6.3925e-08 | 1.0265e-07 | 3.6898e-17 | 9.4054e-18 | 7.644e-17 | 1.2274e-16 | 2.7962e-10 | 7.1276e-11 | 5.7928e-10 | 9.3017e-10 | 0 | 0 | 0 | 0 | 0 | 0 | 0 | 0 | 4.3071e-08 | 2.1702e-10 | 5.532e-11 | 4.496e-10 | 7.2194e-10 | 1.4684e-09 | 3.2993e-10 | 2.6031e-09 | 4.4014e-09 | 0 | 1e-06
54710_G_0001 | MISO_Iowa | Iowa | 19 | Dubuque | 61 | 54710 | 0001 | Alliant SBD 9205 A Y McDonald | 25000 | 1993 | 9999 | Combustion Turbine | [5 empty] | Fossil | G | 2030 | Oil |  | 0 | 0 | 0 | 0 | 0 | 0 | 0 | 0 | 0 | 0 | 0 | 0 | 0 | 0 | 0 | 0 | 0 | 0 | 0 | 0 | 0 | 0 | 0 | 0 | 0 | 0 | 0 | 0 | 0 | 0 | 0 | 0 | 0 | 0 | 0 | 0 | 0 | 0 | 0 | 0 | 0.064689 | 0 | 0 | 0 | 0 | 0 | 0 | 0 | 0 | 0 | 1.5
54710_G_0002 | MISO_Iowa | Iowa | 19 | Dubuque | 61 | 54710 | 0002 | Alliant SBD 9205 A Y McDonald | 25000 | 1990 | 9999 | Combustion Turbine | [5 empty] | Fossil | G | 2030 | Oil |  | 0 | 0 | 0 | 0 | 0 | 0 | 0 | 0 | 0 | 0 | 0 | 0 | 0 | 0 | 0 | 0 | 0 | 0 | 0 | 0 | 0 | 0 | 0 | 0 | 0 | 0 | 0 | 0 | 0 | 0 | 0 | 0 | 0 | 0 | 0 | 0 | 0 | 0 | 0 | 0 | 0.069002 | 0 | 0 | 0 | 0 | 0 | 0 | 0 | 0 | 0 | 1.6
54710_G_0003 | MISO_Iowa | Iowa | 19 | Dubuque | 61 | 54710 | 0003 | Alliant SBD 9205 A Y McDonald | 25000 | 2016 | 9999 | Combustion Turbine | [5 empty] | Fossil | G | 2030 | Oil |  | 0 | 0 | 0 | 0 | 0 | 0 | 0 | 0 | 0 | 0 | 0 | 0 | 0 | 0 | 0 | 0 | 0 | 0 | 0 | 0 | 0 | 0 | 0 | 0 | 0 | 0 | 0 | 0 | 0 | 0 | 0 | 0 | 0 | 0 | 0 | 0 | 0 | 0 | 0 | 0 | 0.021563 | 0 | 0 | 0 | 0 | 0 | 0 | 0 | 0 | 0 | 0.5
54712_G_0002 | MISO_Iowa | Iowa | 19 | Allamakee | 5 | 54712 | 0002 | Alliant SBD 9201 Norplex | 25000 | 2014 | 9999 | Combustion Turbine | [5 empty] | Fossil | G | 2030 | Oil |  | 0 | 0 | 0 | 0 | 0 | 0 | 0 | 0 | 0 | 0 | 0 | 0 | 0 | 0 | 0 | 0 | 0 | 0 | 0 | 0 | 0 | 0 | 0 | 0 | 0 | 0 | 0 | 0 | 0 | 0 | 0 | 0 | 0 | 0 | 0 | 0 | 0 | 0 | 0 | 0 | 0.043126 | 0 | 0 | 0 | 0 | 0 | 0 | 0 | 0 | 0 | 1
54712_G_0044 | MISO_Iowa | Iowa | 19 | Allamakee | 5 | 54712 | 0044 | Alliant SBD 9201 Norplex | 25000 | 1988 | 9999 | Combustion Turbine | [5 empty] | Fossil | G | 2030 | Oil |  | 0 | 0 | 0 | 0 | 0 | 0 | 0 | 0 | 0 | 0 | 0 | 0 | 0 | 0 | 0 | 0 | 0 | 0 | 0 | 0 | 0 | 0 | 0 | 0 | 0 | 0 | 0 | 0 | 0 | 0 | 0 | 0 | 0 | 0 | 0 | 0 | 0 | 0 | 0 | 0 | 0.047439 | 0 | 0 | 0 | 0 | 0 | 0 | 0 | 0 | 0 | 1.1
54714_G_1265 | MISO_Iowa | Iowa | 19 | Linn | 113 | 54714 | 1265 | Alliant SBD 8501 Aegon LI | 25000 | 1985 | 9999 | Combustion Turbine | [5 empty] | Fossil | G | 2030 | Oil |  | 0 | 0 | 0 | 0 | 0 | 0 | 0 | 0 | 0 | 0 | 0 | 0 | 0 | 0 | 0 | 0 | 0 | 0 | 0 | 0 | 0 | 0 | 0 | 0 | 0 | 0 | 0 | 0 | 0 | 0 | 0 | 0 | 0 | 0 | 0 | 0 | 0 | 0 | 0 | 0 | 4.3126e-08 | 0 | 0 | 0 | 0 | 0 | 0 | 0 | 0 | 0 | 1e-06
54714_G_1270 | MISO_Iowa | Iowa | 19 | Linn | 113 | 54714 | 1270 | Alliant SBD 8501 Aegon LI | 25000 | 1985 | 9999 | Combustion Turbine | [5 empty] | Fossil | G | 2030 | Oil |  | 0 | 0 | 0 | 0 | 0 | 0 | 0 | 0 | 0 | 0 | 0 | 0 | 0 | 0 | 0 | 0 | 0 | 0 | 0 | 0 | 0 | 0 | 0 | 0 | 0 | 0 | 0 | 0 | 0 | 0 | 0 | 0 | 0 | 0 | 0 | 0 | 0 | 0 | 0 | 0 | 4.3126e-08 | 0 | 0 | 0 | 0 | 0 | 0 | 0 | 0 | 0 | 1e-06
54714_G_1794 | MISO_Iowa | Iowa | 19 | Linn | 113 | 54714 | 1794 | Alliant SBD 8501 Aegon LI | 25000 | 1987 | 9999 | Combustion Turbine | [5 empty] | Fossil | G | 2030 | Oil |  | 0 | 0 | 0 | 0 | 0 | 0 | 0 | 0 | 0 | 0 | 0 | 0 | 0 | 0 | 0 | 0 | 0 | 0 | 0 | 0 | 0 | 0 | 0 | 0 | 0 | 0 | 0 | 0 | 0 | 0 | 0 | 0 | 0 | 0 | 0 | 0 | 0 | 0 | 0 | 0 | 4.3126e-08 | 0 | 0 | 0 | 0 | 0 | 0 | 0 | 0 | 0 | 1e-06
54715_G_2665 | MISO_Iowa | Iowa | 19 | Marshall | 127 | 54715 | 2665 | Alliant SBD 9107 JBS USA | 25000 | 1992 | 9999 | Combustion Turbine | [5 empty] | Fossil | G | 2030 | Oil |  | 0 | 0 | 0 | 0 | 0 | 0 | 0 | 0 | 0 | 0 | 0 | 0 | 0 | 0 | 0 | 0 | 0 | 0 | 0 | 0 | 0 | 0 | 0 | 0 | 0 | 0 | 0 | 0 | 0 | 0 | 0 | 0 | 0 | 0 | 0 | 0 | 0 | 0 | 0 | 0 | 0.069002 | 0 | 0 | 0 | 0 | 0 | 0 | 0 | 0 | 0 | 1.6
54715_G_2688 | MISO_Iowa | Iowa | 19 | Marshall | 127 | 54715 | 2688 | Alliant SBD 9107 JBS USA | 25000 | 1992 | 9999 | Combustion Turbine | [5 empty] | Fossil | G | 2030 | Oil |  | 0 | 0 | 0 | 0 | 0 | 0 | 0 | 0 | 0 | 0 | 0 | 0 | 0 | 0 | 0 | 0 | 0 | 0 | 0 | 0 | 0 | 0 | 0 | 0 | 0 | 0 | 0 | 0 | 0 | 0 | 0 | 0 | 0 | 0 | 0 | 0 | 0 | 0 | 0 | 0 | 0.069002 | 0 | 0 | 0 | 0 | 0 | 0 | 0 | 0 | 0 | 1.6
54715_G_2689 | MISO_Iowa | Iowa | 19 | Marshall | 127 | 54715 | 2689 | Alliant SBD 9107 JBS USA | 25000 | 1992 | 9999 | Combustion Turbine | [5 empty] | Fossil | G | 2030 | Oil |  | 0 | 0 | 0 | 0 | 0 | 0 | 0 | 0 | 0 | 0 | 0 | 0 | 0 | 0 | 0 | 0 | 0 | 0 | 0 | 0 | 0 | 0 | 0 | 0 | 0 | 0 | 0 | 0 | 0 | 0 | 0 | 0 | 0 | 0 | 0 | 0 | 0 | 0 | 0 | 0 | 0.069002 | 0 | 0 | 0 | 0 | 0 | 0 | 0 | 0 | 0 | 1.6
54715_G_4644 | MISO_Iowa | Iowa | 19 | Marshall | 127 | 54715 | 4644 | Alliant SBD 9107 JBS USA | 25000 | 1994 | 9999 | Combustion Turbine | [5 empty] | Fossil | G | 2030 | Oil |  | 0 | 0 | 0 | 0 | 0 | 0 | 0 | 0 | 0 | 0 | 0 | 0 | 0 | 0 | 0 | 0 | 0 | 0 | 0 | 0 | 0 | 0 | 0 | 0 | 0 | 0 | 0 | 0 | 0 | 0 | 0 | 0 | 0 | 0 | 0 | 0 | 0 | 0 | 0 | 0 | 0.069002 | 0 | 0 | 0 | 0 | 0 | 0 | 0 | 0 | 0 | 1.6
54715_G_4658 | MISO_Iowa | Iowa | 19 | Marshall | 127 | 54715 | 4658 | Alliant SBD 9107 JBS USA | 25000 | 1996 | 9999 | Combustion Turbine | [5 empty] | Fossil | G | 2030 | Oil |  | 0 | 0 | 0 | 0 | 0 | 0 | 0 | 0 | 0 | 0 | 0 | 0 | 0 | 0 | 0 | 0 | 0 | 0 | 0 | 0 | 0 | 0 | 0 | 0 | 0 | 0 | 0 | 0 | 0 | 0 | 0 | 0 | 0 | 0 | 0 | 0 | 0 | 0 | 0 | 0 | 0.069002 | 0 | 0 | 0 | 0 | 0 | 0 | 0 | 0 | 0 | 1.6
54715_G_4659 | MISO_Iowa | Iowa | 19 | Marshall | 127 | 54715 | 4659 | Alliant SBD 9107 JBS USA | 25000 | 1998 | 9999 | Combustion Turbine | [5 empty] | Fossil | G | 2030 | Oil |  | 0 | 0 | 0 | 0 | 0 | 0 | 0 | 0 | 0 | 0 | 0 | 0 | 0 | 0 | 0 | 0 | 0 | 0 | 0 | 0 | 0 | 0 | 0 | 0 | 0 | 0 | 0 | 0 | 0 | 0 | 0 | 0 | 0 | 0 | 0 | 0 | 0 | 0 | 0 | 0 | 0.069002 | 0 | 0 | 0 | 0 | 0 | 0 | 0 | 0 | 0 | 1.6
54715_G_4660 | MISO_Iowa | Iowa | 19 | Marshall | 127 | 54715 | 4660 | Alliant SBD 9107 JBS USA | 25000 | 2000 | 9999 | Combustion Turbine | [5 empty] | Fossil | G | 2030 | Oil |  | 0 | 0 | 0 | 0 | 0 | 0 | 0 | 0 | 0 | 0 | 0 | 0 | 0 | 0 | 0 | 0 | 0 | 0 | 0 | 0 | 0 | 0 | 0 | 0 | 0 | 0 | 0 | 0 | 0 | 0 | 0 | 0 | 0 | 0 | 0 | 0 | 0 | 0 | 0 | 0 | 0.077627 | 0 | 0 | 0 | 0 | 0 | 0 | 0 | 0 | 0 | 1.8
54716_G_1536 | MISO_Iowa | Iowa | 19 | Linn | 113 | 54716 | 1536 | Alliant SBD 8602 Marion Sub | 21488 | 1986 | 9999 | Combustion Turbine | [5 empty] | Fossil | G | 2030 | Oil |  | 0 | 0 | 0 | 0 | 0 | 0 | 0 | 0 | 0 | 0 | 0 | 0 | 0 | 0 | 0 | 0 | 0 | 0 | 0 | 0 | 0 | 0 | 0 | 0 | 0 | 0 | 0 | 0 | 0 | 0 | 0 | 0 | 0 | 0 | 0 | 0 | 0 | 0 | 0 | 0 | 0.064689 | 0 | 0 | 0 | 0 | 0 | 0 | 0 | 0 | 0 | 1.5
54716_G_2734 | MISO_Iowa | Iowa | 19 | Linn | 113 | 54716 | 2734 | Alliant SBD 8602 Marion Sub | 21949 | 1986 | 9999 | Combustion Turbine | [5 empty] | Fossil | G | 2030 | Oil |  | 0 | 0 | 0 | 0 | 0 | 0 | 0 | 0 | 0 | 0 | 0 | 0 | 0 | 0 | 0 | 0 | 0 | 0 | 0 | 0 | 0 | 0 | 0 | 0 | 0 | 0 | 0 | 0 | 0 | 0 | 0 | 0 | 0 | 0 | 0 | 0 | 0 | 0 | 0 | 0 | 0.064689 | 0 | 0 | 0 | 0 | 0 | 0 | 0 | 0 | 0 | 1.5
54716_G_2741 | MISO_Iowa | Iowa | 19 | Linn | 113 | 54716 | 2741 | Alliant SBD 8602 Marion Sub | 22721 | 1986 | 9999 | Combustion Turbine | [5 empty] | Fossil | G | 2030 | Oil |  | 0 | 0 | 0 | 0 | 0 | 0 | 0 | 0 | 0 | 0 | 0 | 0 | 0 | 0 | 0 | 0 | 0 | 0 | 0 | 0 | 0 | 0 | 0 | 0 | 0 | 0 | 0 | 0 | 0 | 0 | 0 | 0 | 0 | 0 | 0 | 0 | 0 | 0 | 0 | 0 | 0.047439 | 0 | 0 | 0 | 0 | 0 | 0 | 0 | 0 | 0 | 1.1
54716_G_2785 | MISO_Iowa | Iowa | 19 | Linn | 113 | 54716 | 2785 | Alliant SBD 8602 Marion Sub | 21949 | 1986 | 9999 | Combustion Turbine | [5 empty] | Fossil | G | 2030 | Oil |  | 0 | 0 | 0 | 0 | 0 | 0 | 0 | 0 | 0 | 0 | 0 | 0 | 0 | 0 | 0 | 0 | 0 | 0 | 0 | 0 | 0 | 0 | 0 | 0 | 0 | 0 | 0 | 0 | 0 | 0 | 0 | 0 | 0 | 0 | 0 | 0 | 0 | 0 | 0 | 0 | 0.064689 | 0 | 0 | 0 | 0 | 0 | 0 | 0 | 0 | 0 | 1.5
54717_G_2671 | MISO_Iowa | Iowa | 19 | Linn | 113 | 54717 | 2671 | Alliant SBD 9106 Rockwell CR | 24323 | 1992 | 9999 | Combustion Turbine | [5 empty] | Fossil | G | 2030 | Oil |  | 0 | 0 | 0 | 0 | 0 | 0 | 0 | 0 | 0 | 0 | 0 | 0 | 0 | 0 | 0 | 0 | 0 | 0 | 0 | 0 | 0 | 0 | 0 | 0 | 0 | 0 | 0 | 0 | 0 | 0 | 0 | 0 | 0 | 0 | 0 | 0 | 0 | 0 | 0 | 0 | 0.069002 | 0 | 0 | 0 | 0 | 0 | 0 | 0 | 0 | 0 | 1.6
54717_G_2672 | MISO_Iowa | Iowa | 19 | Linn | 113 | 54717 | 2672 | Alliant SBD 9106 Rockwell CR | 25000 | 1992 | 9999 | Combustion Turbine | [5 empty] | Fossil | G | 2030 | Oil |  | 0 | 0 | 0 | 0 | 0 | 0 | 0 | 0 | 0 | 0 | 0 | 0 | 0 | 0 | 0 | 0 | 0 | 0 | 0 | 0 | 0 | 0 | 0 | 0 | 0 | 0 | 0 | 0 | 0 | 0 | 0 | 0 | 0 | 0 | 0 | 0 | 0 | 0 | 0 | 0 | 0.069002 | 0 | 0 | 0 | 0 | 0 | 0 | 0 | 0 | 0 | 1.6
54717_G_2675 | MISO_Iowa | Iowa | 19 | Linn | 113 | 54717 | 2675 | Alliant SBD 9106 Rockwell CR | 25000 | 1992 | 9999 | Combustion Turbine | [5 empty] | Fossil | G | 2030 | Oil |  | 0 | 0 | 0 | 0 | 0 | 0 | 0 | 0 | 0 | 0 | 0 | 0 | 0 | 0 | 0 | 0 | 0 | 0 | 0 | 0 | 0 | 0 | 0 | 0 | 0 | 0 | 0 | 0 | 0 | 0 | 0 | 0 | 0 | 0 | 0 | 0 | 0 | 0 | 0 | 0 | 0.069002 | 0 | 0 | 0 | 0 | 0 | 0 | 0 | 0 | 0 | 1.6
54717_G_2678 | MISO_Iowa | Iowa | 19 | Linn | 113 | 54717 | 2678 | Alliant SBD 9106 Rockwell CR | 25000 | 1992 | 9999 | Combustion Turbine | [5 empty] | Fossil | G | 2030 | Oil |  | 0 | 0 | 0 | 0 | 0 | 0 | 0 | 0 | 0 | 0 | 0 | 0 | 0 | 0 | 0 | 0 | 0 | 0 | 0 | 0 | 0 | 0 | 0 | 0 | 0 | 0 | 0 | 0 | 0 | 0 | 0 | 0 | 0 | 0 | 0 | 0 | 0 | 0 | 0 | 0 | 0.069002 | 0 | 0 | 0 | 0 | 0 | 0 | 0 | 0 | 0 | 1.6
54717_G_2679 | MISO_Iowa | Iowa | 19 | Linn | 113 | 54717 | 2679 | Alliant SBD 9106 Rockwell CR | 25000 | 1992 | 9999 | Combustion Turbine | [5 empty] | Fossil | G | 2030 | Oil |  | 0 | 0 | 0 | 0 | 0 | 0 | 0 | 0 | 0 | 0 | 0 | 0 | 0 | 0 | 0 | 0 | 0 | 0 | 0 | 0 | 0 | 0 | 0 | 0 | 0 | 0 | 0 | 0 | 0 | 0 | 0 | 0 | 0 | 0 | 0 | 0 | 0 | 0 | 0 | 0 | 0.069002 | 0 | 0 | 0 | 0 | 0 | 0 | 0 | 0 | 0 | 1.6
54717_G_2682 | MISO_Iowa | Iowa | 19 | Linn | 113 | 54717 | 2682 | Alliant SBD 9106 Rockwell CR | 25000 | 1992 | 9999 | Combustion Turbine | [5 empty] | Fossil | G | 2030 | Oil |  | 0 | 0 | 0 | 0 | 0 | 0 | 0 | 0 | 0 | 0 | 0 | 0 | 0 | 0 | 0 | 0 | 0 | 0 | 0 | 0 | 0 | 0 | 0 | 0 | 0 | 0 | 0 | 0 | 0 | 0 | 0 | 0 | 0 | 0 | 0 | 0 | 0 | 0 | 0 | 0 | 0.069002 | 0 | 0 | 0 | 0 | 0 | 0 | 0 | 0 | 0 | 1.6
54717_G_2683 | MISO_Iowa | Iowa | 19 | Linn | 113 | 54717 | 2683 | Alliant SBD 9106 Rockwell CR | 25000 | 1992 | 9999 | Combustion Turbine | [5 empty] | Fossil | G | 2030 | Oil |  | 0 | 0 | 0 | 0 | 0 | 0 | 0 | 0 | 0 | 0 | 0 | 0 | 0 | 0 | 0 | 0 | 0 | 0 | 0 | 0 | 0 | 0 | 0 | 0 | 0 | 0 | 0 | 0 | 0 | 0 | 0 | 0 | 0 | 0 | 0 | 0 | 0 | 0 | 0 | 0 | 0.069002 | 0 | 0 | 0 | 0 | 0 | 0 | 0 | 0 | 0 | 1.6
54717_G_2684 | MISO_Iowa | Iowa | 19 | Linn | 113 | 54717 | 2684 | Alliant SBD 9106 Rockwell CR | 25000 | 1992 | 9999 | Combustion Turbine | [5 empty] | Fossil | G | 2030 | Oil |  | 0 | 0 | 0 | 0 | 0 | 0 | 0 | 0 | 0 | 0 | 0 | 0 | 0 | 0 | 0 | 0 | 0 | 0 | 0 | 0 | 0 | 0 | 0 | 0 | 0 | 0 | 0 | 0 | 0 | 0 | 0 | 0 | 0 | 0 | 0 | 0 | 0 | 0 | 0 | 0 | 0.069002 | 0 | 0 | 0 | 0 | 0 | 0 | 0 | 0 | 0 | 1.6
54717_G_2685 | MISO_Iowa | Iowa | 19 | Linn | 113 | 54717 | 2685 | Alliant SBD 9106 Rockwell CR | 25000 | 1992 | 9999 | Combustion Turbine | [5 empty] | Fossil | G | 2030 | Oil |  | 0 | 0 | 0 | 0 | 0 | 0 | 0 | 0 | 0 | 0 | 0 | 0 | 0 | 0 | 0 | 0 | 0 | 0 | 0 | 0 | 0 | 0 | 0 | 0 | 0 | 0 | 0 | 0 | 0 | 0 | 0 | 0 | 0 | 0 | 0 | 0 | 0 | 0 | 0 | 0 | 0.069002 | 0 | 0 | 0 | 0 | 0 | 0 | 0 | 0 | 0 | 1.6
54717_G_2690 | MISO_Iowa | Iowa | 19 | Linn | 113 | 54717 | 2690 | Alliant SBD 9106 Rockwell CR | 25000 | 1992 | 9999 | Combustion Turbine | [5 empty] | Fossil | G | 2030 | Oil |  | 0 | 0 | 0 | 0 | 0 | 0 | 0 | 0 | 0 | 0 | 0 | 0 | 0 | 0 | 0 | 0 | 0 | 0 | 0 | 0 | 0 | 0 | 0 | 0 | 0 | 0 | 0 | 0 | 0 | 0 | 0 | 0 | 0 | 0 | 0 | 0 | 0 | 0 | 0 | 0 | 0.069002 | 0 | 0 | 0 | 0 | 0 | 0 | 0 | 0 | 0 | 1.6
54718_G_4632 | MISO_Iowa | Iowa | 19 | Howard | 89 | 54718 | 4632 | Alliant SBD 9206 Donaldson | 21205 | 1995 | 9999 | Combustion Turbine | [5 empty] | Fossil | G | 2030 | Oil |  | 0 | 0 | 0 | 0 | 0 | 0 | 0 | 0 | 0 | 0 | 0 | 0 | 0 | 0 | 0 | 0 | 0 | 0 | 0 | 0 | 0 | 0 | 0 | 0 | 0 | 0 | 0 | 0 | 0 | 0 | 0 | 0 | 0 | 0 | 0 | 0 | 0 | 0 | 0 | 0 | 0.069002 | 0 | 0 | 0 | 0 | 0 | 0 | 0 | 0 | 0 | 1.6
54719_G_6916 | MISO_Iowa | Iowa | 19 | Linn | 113 | 54719 | 6916 | Alliant SBD 9203 Profol | 11158 | 1996 | 9999 | Combustion Turbine | [5 empty] | Fossil | G | 2030 | Oil |  | 0 | 0 | 0 | 0 | 0 | 0 | 0 | 0 | 0 | 0 | 0 | 0 | 0 | 0 | 0 | 0 | 0 | 0 | 0 | 0 | 0 | 0 | 0 | 0 | 0 | 0 | 0 | 0 | 0 | 0 | 0 | 0 | 0 | 0 | 0 | 0 | 0 | 0 | 0 | 0 | 0.077627 | 0 | 0 | 0 | 0 | 0 | 0 | 0 | 0 | 0 | 1.8
54719_G_6917 | MISO_Iowa | Iowa | 19 | Linn | 113 | 54719 | 6917 | Alliant SBD 9203 Profol | 11158 | 2001 | 9999 | Combustion Turbine | [5 empty] | Fossil | G | 2030 | Oil |  | 0 | 0 | 0 | 0 | 0 | 0 | 0 | 0 | 0 | 0 | 0 | 0 | 0 | 0 | 0 | 0 | 0 | 0 | 0 | 0 | 0 | 0 | 0 | 0 | 0 | 0 | 0 | 0 | 0 | 0 | 0 | 0 | 0 | 0 | 0 | 0 | 0 | 0 | 0 | 0 | 0.077627 | 0 | 0 | 0 | 0 | 0 | 0 | 0 | 0 | 0 | 1.8
54719_G_6918 | MISO_Iowa | Iowa | 19 | Linn | 113 | 54719 | 6918 | Alliant SBD 9203 Profol | 10745 | 2012 | 9999 | Combustion Turbine | [5 empty] | Fossil | G | 2030 | Oil |  | 0 | 0 | 0 | 0 | 0 | 0 | 0 | 0 | 0 | 0 | 0 | 0 | 0 | 0 | 0 | 0 | 0 | 0 | 0 | 0 | 0 | 0 | 0 | 0 | 0 | 0 | 0 | 0 | 0 | 0 | 0 | 0 | 0 | 0 | 0 | 0 | 0 | 0 | 0 | 0 | 0.086252 | 0 | 0 | 0 | 0 | 0 | 0 | 0 | 0 | 0 | 2
54720_G_2736 | MISO_Iowa | Iowa | 19 | Iowa | 95 | 54720 | 2736 | Alliant SBD 8601 Quad Graphics | 12283 | 1986 | 9999 | Combustion Turbine | [5 empty] | Fossil | G | 2030 | Oil |  | 0 | 0 | 0 | 0 | 0 | 0 | 0 | 0 | 0 | 0 | 0 | 0 | 0 | 0 | 0 | 0 | 0 | 0 | 0 | 0 | 0 | 0 | 0 | 0 | 0 | 0 | 0 | 0 | 0 | 0 | 0 | 0 | 0 | 0 | 0 | 0 | 0 | 0 | 0 | 0 | 0.064689 | 0 | 0 | 0 | 0 | 0 | 0 | 0 | 0 | 0 | 1.5
54720_G_3489 | MISO_Iowa | Iowa | 19 | Iowa | 95 | 54720 | 3489 | Alliant SBD 8601 Quad Graphics | 12283 | 1991 | 9999 | Combustion Turbine | [5 empty] | Fossil | G | 2030 | Oil |  | 0 | 0 | 0 | 0 | 0 | 0 | 0 | 0 | 0 | 0 | 0 | 0 | 0 | 0 | 0 | 0 | 0 | 0 | 0 | 0 | 0 | 0 | 0 | 0 | 0 | 0 | 0 | 0 | 0 | 0 | 0 | 0 | 0 | 0 | 0 | 0 | 0 | 0 | 0 | 0 | 0.043126 | 0 | 0 | 0 | 0 | 0 | 0 | 0 | 0 | 0 | 1
54720_G_7164 | MISO_Iowa | Iowa | 19 | Iowa | 95 | 54720 | 7164 | Alliant SBD 8601 Quad Graphics | 12283 | 1996 | 9999 | Combustion Turbine | [5 empty] | Fossil | G | 2030 | Oil |  | 0 | 0 | 0 | 0 | 0 | 0 | 0 | 0 | 0 | 0 | 0 | 0 | 0 | 0 | 0 | 0 | 0 | 0 | 0 | 0 | 0 | 0 | 0 | 0 | 0 | 0 | 0 | 0 | 0 | 0 | 0 | 0 | 0 | 0 | 0 | 0 | 0 | 0 | 0 | 0 | 0.047439 | 0 | 0 | 0 | 0 | 0 | 0 | 0 | 0 | 0 | 1.1
54721_G_0001 | WECC_Pacific Northwest | Oregon | 41 | Jefferson | 31 | 54721 | 0001 | Warm Springs Power Enterprises | 0 | 1982 | 9999 | Hydro | [5 empty] | Non-Fossil | G | 2030 | Hydro |  | 0 | 0 | 0 | 0 | 0 | 0 | 0 | 0 | 0 | 0 | 0 | 0 | 0 | 0 | 0 | 0 | 22.7763 | 27.4906 | 30.8769 | 81.1437 | 0 | 0 | 0 | 0 | 0 | 0 | 0 | 0 | 0 | 0 | 0 | 0 | 0 | 0 | 0 | 0 | 0 | 0 | 0 | 0 | 0.29245 | 0.031659 | 0.038212 | 0.042919 | 0.11279 | 0 | 0 | 0 | 0 | 0 | 18.5
54723_G_UNT1 | PJM_Dominion | Virginia | 51 | Fairfax | 59 | 54723 | UNT1 | I 95 Landfill Phase II | 13500 | 1993 | 9999 | Landfill Gas | [5 empty] | Non-Fossil | G | 2030 | LF Gas | Landfill Gas Retirement | 0 | 0 | 0 | 0 | 0 | 0 | 0 | 0 | 0 | 0 | 0 | 0 | 0 | 0 | 0 | 0 | 0 | 0 | 0 | 0 | 0 | 0 | 0 | 0 | 0 | 0 | 0 | 0 | 0 | 0 | 0 | 0 | 0 | 0 | 0 | 0 | 0 | 0 | 0 | 0 | 0 | 0 | 0 | 0 | 0 | 0 | 0 | 0 | 0 | 0 | 0.8
54723_G_UNT2 | PJM_Dominion | Virginia | 51 | Fairfax | 59 | 54723 | UNT2 | I 95 Landfill Phase II | 13500 | 1993 | 9999 | Landfill Gas | [5 empty] | Non-Fossil | G | 2030 | LF Gas | Landfill Gas Retirement | 0 | 0 | 0 | 0 | 0 | 0 | 0 | 0 | 0 | 0 | 0 | 0 | 0 | 0 | 0 | 0 | 0 | 0 | 0 | 0 | 0 | 0 | 0 | 0 | 0 | 0 | 0 | 0 | 0 | 0 | 0 | 0 | 0 | 0 | 0 | 0 | 0 | 0 | 0 | 0 | 0 | 0 | 0 | 0 | 0 | 0 | 0 | 0 | 0 | 0 | 0.8
54723_G_UNT3 | PJM_Dominion | Virginia | 51 | Fairfax | 59 | 54723 | UNT3 | I 95 Landfill Phase II | 13500 | 1993 | 9999 | Landfill Gas | [5 empty] | Non-Fossil | G | 2030 |  | Landfill Gas Retirement | 0 | 0 | 0 | 0 | 0 | 0 | 0 | 0 | 0 | 0 | 0 | 0 | 0 | 0 | 0 | 0 | 0 | 0 | 0 | 0 | 0 | 0 | 0 | 0 | 0 | 0 | 0 | 0 | 0 | 0 | 0 | 0 | 0 | 0 | 0 | 0 | 0 | 0 | 0 | 0 | 0 | 0 | 0 | 0 | 0 | 0 | 0 | 0 | 0 | 0 | 0.8
54723_G_UNT4 | PJM_Dominion | Virginia | 51 | Fairfax | 59 | 54723 | UNT4 | I 95 Landfill Phase II | 13500 | 1993 | 9999 | Landfill Gas | [5 empty] | Non-Fossil | G | 2030 |  | Landfill Gas Retirement | 0 | 0 | 0 | 0 | 0 | 0 | 0 | 0 | 0 | 0 | 0 | 0 | 0 | 0 | 0 | 0 | 0 | 0 | 0 | 0 | 0 | 0 | 0 | 0 | 0 | 0 | 0 | 0 | 0 | 0 | 0 | 0 | 0 | 0 | 0 | 0 | 0 | 0 | 0 | 0 | 0 | 0 | 0 | 0 | 0 | 0 | 0 | 0 | 0 | 0 | 0.8
54724_G_OEC21 | WECC_Imperial Irrigation District (IID) | California | 6 | Imperial | 25 | 54724 | OEC21 | Ormesa II | 9771 | 1989 | 9999 | Geothermal | [5 empty] | Non-Fossil | G | 2030 | Geothermal |  | 0.12631 | 0.16856 | 0.21454 | 0.50941 | 0 | 0 | 0 | 0 | 0 | 0 | 0 | 0 | 0 | 0 | 0 | 0 | 12.9269 | 17.2511 | 21.9572 | 52.1352 | 0 | 0 | 0 | 0 | 0.00023367 | 0.00031184 | 0.00039691 | 0.00094241 | 0 | 0 | 0 | 0 | 0 | 0 | 0 | 0 | 0 | 0 | 0 | 0 | 1.0909 | 0.014995 | 0.020011 | 0.02547 | 0.060477 | 0 | 0 | 0 | 0 | 0 | 8
54724_G_OEC22 | WECC_Imperial Irrigation District (IID) | California | 6 | Imperial | 25 | 54724 | OEC22 | Ormesa II | 9771 | 2007 | 9999 | Geothermal | [5 empty] | Non-Fossil | G | 2030 | Geothermal |  | 0.12631 | 0.16856 | 0.21454 | 0.50941 | 0 | 0 | 0 | 0 | 0 | 0 | 0 | 0 | 0 | 0 | 0 | 0 | 12.9269 | 17.2511 | 21.9572 | 52.1352 | 0 | 0 | 0 | 0 | 0.00023367 | 0.00031184 | 0.00039691 | 0.00094241 | 0 | 0 | 0 | 0 | 0 | 0 | 0 | 0 | 0 | 0 | 0 | 0 | 1.0909 | 0.014995 | 0.020011 | 0.02547 | 0.060477 | 0 | 0 | 0 | 0 | 0 | 8
54729_G_COX1 | WECC_Colorado | Colorado | 8 | Rio Blanco | 103 | 54729 | COX1 | Taylor Draw Hydroelectric Facility | 0 | 1993 | 9999 | Hydro | [5 empty] | Non-Fossil | G | 2030 | Hydro |  | 0 | 0 | 0 | 0 | 0 | 0 | 0 | 0 | 0 | 0 | 0 | 0 | 0 | 0 | 0 | 0 | 1.9398 | 2.0761 | 3.5337 | 7.5496 | 0 | 0 | 0 | 0 | 0 | 0 | 0 | 0 | 0 | 0 | 0 | 0 | 0 | 0 | 0 | 0 | 0 | 0 | 0 | 0 | 0.031616 | 0.0026963 | 0.0028857 | 0.0049119 | 0.010494 | 0 | 0 | 0 | 0 | 0 | 2
54735_G_0079 | MISO_Iowa | Iowa | 19 | Dubuque | 61 | 54735 | 0079 | Alliant SBD 9301 Prairie Farms | 25000 | 1993 | 9999 | Combustion Turbine | [5 empty] | Fossil | G | 2030 | Oil |  | 0 | 0 | 0 | 0 | 0 | 0 | 0 | 0 | 0 | 0 | 0 | 0 | 0 | 0 | 0 | 0 | 0 | 0 | 0 | 0 | 0 | 0 | 0 | 0 | 0 | 0 | 0 | 0 | 0 | 0 | 0 | 0 | 0 | 0 | 0 | 0 | 0 | 0 | 0 | 0 | 0.077627 | 0 | 0 | 0 | 0 | 0 | 0 | 0 | 0 | 0 | 1.8
54735_G_0080 | MISO_Iowa | Iowa | 19 | Dubuque | 61 | 54735 | 0080 | Alliant SBD 9301 Prairie Farms | 25000 | 1998 | 9999 | Combustion Turbine | [5 empty] | Fossil | G | 2030 | Oil |  | 0 | 0 | 0 | 0 | 0 | 0 | 0 | 0 | 0 | 0 | 0 | 0 | 0 | 0 | 0 | 0 | 0 | 0 | 0 | 0 | 0 | 0 | 0 | 0 | 0 | 0 | 0 | 0 | 0 | 0 | 0 | 0 | 0 | 0 | 0 | 0 | 0 | 0 | 0 | 0 | 0.047439 | 0 | 0 | 0 | 0 | 0 | 0 | 0 | 0 | 0 | 1.1
54746_B_1 | PJM_EMAAC | Pennsylvania | 42 | Bucks | 17 | 54746 | 1 | Wheelabrator Falls | 16529 | 1994 | 9999 | Municipal Solid Waste |  |  | Baghouse + Dry Scrubber + SNCR + Mercury Control |  | Dry Scrubber | Non-Fossil | B | 2030 | MSW |  | 0.6344 | 0.89724 | 1.1328 | 2.6645 | 0 | 0 | 0 | 0 | 0 | 0 | 0 | 0 | 0 | 0 | 0 | 0 | 38.381 | 54.2829 | 68.5362 | 161.2002 | 29.1507 | 41.2283 | 52.0538 | 122.4327 | 0.0021335 | 0.0030174 | 0.0038097 | 0.0089606 | 0.077003 | 0.10891 | 0.1375 | 0.32341 | 0.014106 | 0.019951 | 0.025189 | 0.059246 | 0 | 0 | 0 | 0 | 5.7031 | 0.26625 | 0.37656 | 0.47544 | 1.1182 | 0 | 0 | 0 | 0 | 0 | 22 | Scrubber / SNCR / Mercury Control | Dry Scrubber
54746_B_2 | PJM_EMAAC | Pennsylvania | 42 | Bucks | 17 | 54746 | 2 | Wheelabrator Falls | 16529 | 1994 | 9999 | Municipal Solid Waste |  |  | Baghouse + Dry Scrubber + SNCR + Mercury Control |  | Dry Scrubber | Non-Fossil | B | 2030 | MSW |  | 0.6344 | 0.89724 | 1.1328 | 2.6645 | 0 | 0 | 0 | 0 | 0 | 0 | 0 | 0 | 0 | 0 | 0 | 0 | 38.381 | 54.2829 | 68.5362 | 161.2002 | 29.1507 | 41.2283 | 52.0538 | 122.4327 | 0.0021335 | 0.0030174 | 0.0038097 | 0.0089606 | 0.077349 | 0.1094 | 0.13812 | 0.32487 | 0.014106 | 0.019951 | 0.025189 | 0.059246 | 0 | 0 | 0 | 0 | 5.7031 | 0.26625 | 0.37656 | 0.47544 | 1.1182 | 0 | 0 | 0 | 0 | 0 | 22 | Scrubber / SNCR / Mercury Control | Dry Scrubber
54748_G_G1 | MISO_WOTAB (including Western) | Texas | 48 | Jefferson | 245 | 54748 | G1 | Port Neches Plant | 8700 | 1994 | 9999 | Combustion Turbine | [5 empty] | Fossil | G | 2030 | NaturalGas |  | 0.027708 | 0.022203 | 0.26975 | 0.31966 | 0 | 0 | 0 | 0 | 0 | 0 | 0 | 0 | 0 | 0 | 0 | 0 | 3.1848 | 2.5521 | 31.0056 | 36.7424 | 2.3871 | 1.9129 | 23.2401 | 27.5402 | 2.8545e-09 | 2.2874e-09 | 2.779e-08 | 3.2932e-08 | 0.00081637 | 0.00065419 | 0.0079479 | 0.0094184 | 0 | 0 | 0 | 0 | 0 | 0 | 0 | 0 | 0.63121 | 0.017707 | 0.014189 | 0.17239 | 0.20429 | 0.077984 | 0.055629 | 0.64023 | 0.77384 | 0 | 32
54749_G_CTG | WECC_San Diego Gas and Electric | California | 6 | San Diego | 73 | 54749 | CTG | Goal Line LP | 7749 | 1994 | 9999 | Combined Cycle |  |  | SCR | H2O |  | Fossil | G | 2030 | NaturalGas |  | 0.14028 | 0 | 0.0063985 | 0.14668 | 0 | 0 | 0 | 0 | 0 | 0 | 0 | 0 | 0 | 0 | 0 | 0 | 18.1031 | 0 | 0.82571 | 18.9288 | 9.5219 | 0 | 0.43431 | 9.9562 | 1.1386e-08 | 0 | 5.1933e-10 | 1.1905e-08 | 0.001136 | 0 | 5.1815e-05 | 0.0011878 | 0 | 0 | 0 | 0 | 0 | 0 | 0 | 0 | 1.609 | 0.060384 | 0 | 0.0034381 | 0.063822 | 0.48619 | 0 | 0.018854 | 0.50505 | 0 | 40 | SCR
54749_G_STG | WECC_San Diego Gas and Electric | California | 6 | San Diego | 73 | 54749 | STG | Goal Line LP | 7749 | 1994 | 9999 | Combined Cycle |  |  | SCR | H2O |  | Fossil | G | 2030 | NaturalGas |  | 0.032966 | 0 | 0.0015036 | 0.03447 | 0 | 0 | 0 | 0 | 0 | 0 | 0 | 0 | 0 | 0 | 0 | 0 | 4.2542 | 0 | 0.19404 | 4.4483 | 2.2376 | 0 | 0.10206 | 2.3397 | 2.6757e-09 | 0 | 1.2204e-10 | 2.7977e-09 | 0.00026696 | 0 | 1.2177e-05 | 0.00027914 | 0 | 0 | 0 | 0 | 0 | 0 | 0 | 0 | 0.37812 | 0.01419 | 0 | 0.00080795 | 0.014998 | 0.11426 | 0 | 0.0044307 | 0.11869 | 0 | 9.4 | SCR
54750_G_VW1 | WECC_Southern California Edison | California | 6 | Kern | 29 | 54750 | VW1 | Coram Tehachapi | 0 | 1992 | 9999 | Onshore Wind | [5 empty] | Non-Fossil | G | 2030 | Wind |  | 0 | 0 | 0 | 0 | 0 | 0 | 0 | 0 | 0 | 0 | 0 | 0 | 0 | 0 | 0 | 0 | 2.1846 | 4.5023 | 8.0772 | 14.7642 | 0 | 0 | 0 | 0 | 0 | 0 | 0 | 0 | 0 | 0 | 0 | 0 | 0 | 0 | 0 | 0 | 0 | 0 | 0 | 0 | 0.27671 | 0 | 0 | 0 | 0 | 0 | 0 | 0 | 0 | 0 | 6.5
54751_B_BLR1 | MISO_Lower Michigan | Michigan | 26 | Genesee | 49 | 54751 | BLR1 | Genesee Power Station LP | 15324 | 1995 | 9999 | Biomass |  |  | ESPC + SNCR |  |  | Non-Fossil | B | 2030 |  | Biomass Retirement | 0 | 0 | 0 | 0 | 0 | 0 | 0 | 0 | 0 | 0 | 0 | 0 | 0 | 0 | 0 | 0 | 0 | 0 | 0 | 0 | 0 | 0 | 0 | 0 | 0 | 0 | 0 | 0 | 0 | 0 | 0 | 0 | 0 | 0 | 0 | 0 | 0 | 0 | 0 | 0 | 0 | 0 | 0 | 0 | 0 | 0 | 0 | 0 | 0 | 0 | 35 | SNCR
54753_G_GEN1 | WECC_Idaho | Idaho | 16 | Twin Falls | 83 | 54753 | GEN1 | Lateral 10 Ventures | 0 | 1984 | 9999 | Hydro | [5 empty] | Non-Fossil | G | 2030 | Hydro |  | 0 | 0 | 0 | 0 | 0 | 0 | 0 | 0 | 0 | 0 | 0 | 0 | 0 | 0 | 0 | 0 | 1.6746 | 2.3072 | 3.738 | 7.7198 | 0 | 0 | 0 | 0 | 0 | 0 | 0 | 0 | 0 | 0 | 0 | 0 | 0 | 0 | 0 | 0 | 0 | 0 | 0 | 0 | 0.036359 | 0.0023277 | 0.0032071 | 0.0051958 | 0.010731 | 0 | 0 | 0 | 0 | 0 | 2.3
54756_G_3-1 | MISO_Lower Michigan | Michigan | 26 | Ottawa | 139 | 54756 | 3-1 | Coopersville | 13500 | 1994 | 9999 | Landfill Gas | [5 empty] | Non-Fossil | G | 2030 | LF Gas |  | 0.016258 | 0.023511 | 0.030393 | 0.070162 | 0 | 0 | 0 | 0 | 0 | 0 | 0 | 0 | 0 | 0 | 0 | 0 | 1.2086 | 1.7478 | 2.2593 | 5.2156 | 0.93692 | 1.3549 | 1.7515 | 4.0434 | 0 | 0 | 0 | 0 | 0.0019576 | 0.002831 | 0.0036596 | 0.0084482 | 0 | 0 | 0 | 0 | 0 | 0 | 0 | 0 | 0.21718 | 0.0083838 | 0.012124 | 0.015673 | 0.036181 | 0 | 0 | 0 | 0 | 0 | 0.8
54756_G_3-2 | MISO_Lower Michigan | Michigan | 26 | Ottawa | 139 | 54756 | 3-2 | Coopersville | 13500 | 1994 | 9999 | Landfill Gas | [5 empty] | Non-Fossil | G | 2030 | LF Gas |  | 0.016258 | 0.023511 | 0.030393 | 0.070162 | 0 | 0 | 0 | 0 | 0 | 0 | 0 | 0 | 0 | 0 | 0 | 0 | 1.2086 | 1.7478 | 2.2593 | 5.2156 | 0.93692 | 1.3549 | 1.7515 | 4.0434 | 0 | 0 | 0 | 0 | 0.0019576 | 0.002831 | 0.0036596 | 0.0084482 | 0 | 0 | 0 | 0 | 0 | 0 | 0 | 0 | 0.21718 | 0.0083838 | 0.012124 | 0.015673 | 0.036181 | 0 | 0 | 0 | 0 | 0 | 0.8
54756_G_3-3 | MISO_Lower Michigan | Michigan | 26 | Ottawa | 139 | 54756 | 3-3 | Coopersville | 13500 | 1994 | 9999 | Landfill Gas | [5 empty] | Non-Fossil | G | 2030 | LF Gas |  | 0.016258 | 0.023511 | 0.030393 | 0.070162 | 0 | 0 | 0 | 0 | 0 | 0 | 0 | 0 | 0 | 0 | 0 | 0 | 1.2086 | 1.7478 | 2.2593 | 5.2156 | 0.93692 | 1.3549 | 1.7515 | 4.0434 | 0 | 0 | 0 | 0 | 0.0019576 | 0.002831 | 0.0036596 | 0.0084482 | 0 | 0 | 0 | 0 | 0 | 0 | 0 | 0 | 0.21718 | 0.0083838 | 0.012124 | 0.015673 | 0.036181 | 0 | 0 | 0 | 0 | 0 | 0.8
54756_G_3-4 | MISO_Lower Michigan | Michigan | 26 | Ottawa | 139 | 54756 | 3-4 | Coopersville | 13500 | 1994 | 9999 | Landfill Gas | [5 empty] | Non-Fossil | G | 2030 | LF Gas |  | 0.016258 | 0.023511 | 0.030393 | 0.070162 | 0 | 0 | 0 | 0 | 0 | 0 | 0 | 0 | 0 | 0 | 0 | 0 | 1.2086 | 1.7478 | 2.2593 | 5.2156 | 0.93692 | 1.3549 | 1.7515 | 4.0434 | 0 | 0 | 0 | 0 | 0.0019576 | 0.002831 | 0.0036596 | 0.0084482 | 0 | 0 | 0 | 0 | 0 | 0 | 0 | 0 | 0.21718 | 0.0083838 | 0.012124 | 0.015673 | 0.036181 | 0 | 0 | 0 | 0 | 0 | 0.8
54756_G_3-5 | MISO_Lower Michigan | Michigan | 26 | Ottawa | 139 | 54756 | 3-5 | Coopersville | 13500 | 1994 | 9999 | Landfill Gas | [5 empty] | Non-Fossil | G | 2030 | LF Gas |  | 0.016258 | 0.023511 | 0.030393 | 0.070162 | 0 | 0 | 0 | 0 | 0 | 0 | 0 | 0 | 0 | 0 | 0 | 0 | 1.2086 | 1.7478 | 2.2593 | 5.2156 | 0.93692 | 1.3549 | 1.7515 | 4.0434 | 0 | 0 | 0 | 0 | 0.0019576 | 0.002831 | 0.0036596 | 0.0084482 | 0 | 0 | 0 | 0 | 0 | 0 | 0 | 0 | 0.21718 | 0.0083838 | 0.012124 | 0.015673 | 0.036181 | 0 | 0 | 0 | 0 | 0 | 0.8
54756_G_3-6 | MISO_Lower Michigan | Michigan | 26 | Ottawa | 139 | 54756 | 3-6 | Coopersville | 13500 | 1994 | 9999 | Landfill Gas | [5 empty] | Non-Fossil | G | 2030 | LF Gas |  | 0.016258 | 0.023511 | 0.030393 | 0.070162 | 0 | 0 | 0 | 0 | 0 | 0 | 0 | 0 | 0 | 0 | 0 | 0 | 1.2086 | 1.7478 | 2.2593 | 5.2156 | 0.93692 | 1.3549 | 1.7515 | 4.0434 | 0 | 0 | 0 | 0 | 0.0019576 | 0.002831 | 0.0036596 | 0.0084482 | 0 | 0 | 0 | 0 | 0 | 0 | 0 | 0 | 0.21718 | 0.0083838 | 0.012124 | 0.015673 | 0.036181 | 0 | 0 | 0 | 0 | 0 | 0.8
54756_G_3-7 | MISO_Lower Michigan | Michigan | 26 | Ottawa | 139 | 54756 | 3-7 | Coopersville | 13500 | 2006 | 9999 | Landfill Gas | [5 empty] | Non-Fossil | G | 2030 | LF Gas |  | 0.032516 | 0.047023 | 0.060785 | 0.14032 | 0 | 0 | 0 | 0 | 0 | 0 | 0 | 0 | 0 | 0 | 0 | 0 | 2.4171 | 3.4955 | 4.5186 | 10.4312 | 1.8738 | 2.7099 | 3.503 | 8.0867 | 0 | 0 | 0 | 0 | 0.001605 | 0.002321 | 0.0030004 | 0.0069264 | 0 | 0 | 0 | 0 | 0 | 0 | 0 | 0 | 0.43436 | 0.016768 | 0.024248 | 0.031346 | 0.072362 | 0 | 0 | 0 | 0 | 0 | 1.6
54757_G_4-1 | MISO_Lower Michigan | Michigan | 26 | Genesee | 49 | 54757 | 4-1 | Grand Blanc Generating Station | 13500 | 1994 | 9999 | Landfill Gas | [5 empty] | Non-Fossil | G | 2030 | LF Gas |  | 0.016258 | 0.023511 | 0.030393 | 0.070162 | 0 | 0 | 0 | 0 | 0 | 0 | 0 | 0 | 0 | 0 | 0 | 0 | 1.2086 | 1.7478 | 2.2593 | 5.2156 | 0.93692 | 1.3549 | 1.7515 | 4.0434 | 0 | 0 | 0 | 0 | 0.0019576 | 0.002831 | 0.0036596 | 0.0084482 | 0 | 0 | 0 | 0 | 0 | 0 | 0 | 0 | 0.21718 | 0.0083838 | 0.012124 | 0.015673 | 0.036181 | 0 | 0 | 0 | 0 | 0 | 0.8
54757_G_4-2 | MISO_Lower Michigan | Michigan | 26 | Genesee | 49 | 54757 | 4-2 | Grand Blanc Generating Station | 13500 | 1994 | 9999 | Landfill Gas | [5 empty] | Non-Fossil | G | 2030 | LF Gas |  | 0.016258 | 0.023511 | 0.030393 | 0.070162 | 0 | 0 | 0 | 0 | 0 | 0 | 0 | 0 | 0 | 0 | 0 | 0 | 1.2086 | 1.7478 | 2.2593 | 5.2156 | 0.93692 | 1.3549 | 1.7515 | 4.0434 | 0 | 0 | 0 | 0 | 0.0019576 | 0.002831 | 0.0036596 | 0.0084482 | 0 | 0 | 0 | 0 | 0 | 0 | 0 | 0 | 0.21718 | 0.0083838 | 0.012124 | 0.015673 | 0.036181 | 0 | 0 | 0 | 0 | 0 | 0.8
54757_G_4-3 | MISO_Lower Michigan | Michigan | 26 | Genesee | 49 | 54757 | 4-3 | Grand Blanc Generating Station | 13500 | 1994 | 9999 | Landfill Gas | [5 empty] | Non-Fossil | G | 2030 | LF Gas |  | 0.016258 | 0.023511 | 0.030393 | 0.070162 | 0 | 0 | 0 | 0 | 0 | 0 | 0 | 0 | 0 | 0 | 0 | 0 | 1.2086 | 1.7478 | 2.2593 | 5.2156 | 0.93692 | 1.3549 | 1.7515 | 4.0434 | 0 | 0 | 0 | 0 | 0.0019576 | 0.002831 | 0.0036596 | 0.0084482 | 0 | 0 | 0 | 0 | 0 | 0 | 0 | 0 | 0.21718 | 0.0083838 | 0.012124 | 0.015673 | 0.036181 | 0 | 0 | 0 | 0 | 0 | 0.8
54757_G_4-4 | MISO_Lower Michigan | Michigan | 26 | Genesee | 49 | 54757 | 4-4 | Grand Blanc Generating Station | 13500 | 2000 | 9999 | Landfill Gas | [5 empty] | Non-Fossil | G | 2030 | LF Gas |  | 0.016258 | 0.023511 | 0.030393 | 0.070162 | 0 | 0 | 0 | 0 | 0 | 0 | 0 | 0 | 0 | 0 | 0 | 0 | 1.2086 | 1.7478 | 2.2593 | 5.2156 | 0.93692 | 1.3549 | 1.7515 | 4.0434 | 0 | 0 | 0 | 0 | 0.0019576 | 0.002831 | 0.0036596 | 0.0084482 | 0 | 0 | 0 | 0 | 0 | 0 | 0 | 0 | 0.21718 | 0.0083838 | 0.012124 | 0.015673 | 0.036181 | 0 | 0 | 0 | 0 | 0 | 0.8
54757_G_4-5 | MISO_Lower Michigan | Michigan | 26 | Genesee | 49 | 54757 | 4-5 | Grand Blanc Generating Station | 13500 | 2003 | 9999 | Landfill Gas | [5 empty] | Non-Fossil | G | 2030 | LF Gas |  | 0.016258 | 0.023511 | 0.030393 | 0.070162 | 0 | 0 | 0 | 0 | 0 | 0 | 0 | 0 | 0 | 0 | 0 | 0 | 1.2086 | 1.7478 | 2.2593 | 5.2156 | 0.93692 | 1.3549 | 1.7515 | 4.0434 | 0 | 0 | 0 | 0 | 0.0019576 | 0.002831 | 0.0036596 | 0.0084482 | 0 | 0 | 0 | 0 | 0 | 0 | 0 | 0 | 0.21718 | 0.0083838 | 0.012124 | 0.015673 | 0.036181 | 0 | 0 | 0 | 0 | 0 | 0.8
54757_G_4-7 | MISO_Lower Michigan | Michigan | 26 | Genesee | 49 | 54757 | 4-7 | Grand Blanc Generating Station | 13500 | 2012 | 9999 | Landfill Gas | [5 empty] | Non-Fossil | G | 2030 | LF Gas |  | 0.032516 | 0.047023 | 0.060785 | 0.14032 | 0 | 0 | 0 | 0 | 0 | 0 | 0 | 0 | 0 | 0 | 0 | 0 | 2.4171 | 3.4955 | 4.5186 | 10.4312 | 1.8738 | 2.7099 | 3.503 | 8.0867 | 0 | 0 | 0 | 0 | 0.0039152 | 0.005662 | 0.0073192 | 0.016896 | 0 | 0 | 0 | 0 | 0 | 0 | 0 | 0 | 0.43436 | 0.016768 | 0.024248 | 0.031346 | 0.072362 | 0 | 0 | 0 | 0 | 0 | 1.6
54757_G_4-8 | MISO_Lower Michigan | Michigan | 26 | Genesee | 49 | 54757 | 4-8 | Grand Blanc Generating Station | 13500 | 2012 | 9999 | Landfill Gas | [5 empty] | Non-Fossil | G | 2030 | LF Gas |  | 0.032516 | 0.047023 | 0.060785 | 0.14032 | 0 | 0 | 0 | 0 | 0 | 0 | 0 | 0 | 0 | 0 | 0 | 0 | 2.4171 | 3.4955 | 4.5186 | 10.4312 | 1.8738 | 2.7099 | 3.503 | 8.0867 | 0 | 0 | 0 | 0 | 0.0039152 | 0.005662 | 0.0073192 | 0.016896 | 0 | 0 | 0 | 0 | 0 | 0 | 0 | 0 | 0.43436 | 0.016768 | 0.024248 | 0.031346 | 0.072362 | 0 | 0 | 0 | 0 | 0 | 1.6
54757_G_CIB | MISO_Lower Michigan | Michigan | 26 | Genesee | 49 | 54757 | CIB | Grand Blanc Generating Station | 13500 | 2010 | 9999 | Landfill Gas | [5 empty] | Non-Fossil | G | 2030 | LF Gas |  | 0.012193 | 0.017633 | 0.022794 | 0.052621 | 0 | 0 | 0 | 0 | 0 | 0 | 0 | 0 | 0 | 0 | 0 | 0 | 0.90642 | 1.3108 | 1.6945 | 3.9117 | 0.70269 | 1.0162 | 1.3136 | 3.0325 | 0 | 0 | 0 | 0 | 0.0014682 | 0.0021232 | 0.0027447 | 0.0063361 | 0 | 0 | 0 | 0 | 0 | 0 | 0 | 0 | 0.16288 | 0.0062878 | 0.0090932 | 0.011755 | 0.027136 | 0 | 0 | 0 | 0 | 0 | 0.6
54758_B_BW1 | ISONE_Connecticut | Connecticut | 9 | New London | 11 | 54758 | BW1 | Wheelabrator Lisbon | 18362 | 1995 | 9999 | Municipal Solid Waste |  |  | Baghouse + Dry Scrubber + SNCR + Mercury Control |  | Dry Scrubber | Non-Fossil | B | 2030 | MSW |  | 0.21974 | 0.30997 | 0.40009 | 0.92981 | 0 | 0 | 0 | 0 | 0 | 0 | 0 | 0 | 0 | 0 | 0 | 0 | 11.9674 | 16.8812 | 21.7892 | 50.6378 | 10.0973 | 14.2432 | 18.3843 | 42.7248 | 0.00063155 | 0.00089086 | 0.0011499 | 0.0026723 | 0.029178 | 0.041158 | 0.053124 | 0.12346 | 0.0096138 | 0.013561 | 0.017504 | 0.040679 | 0 | 0 | 0 | 0 | 1.8146 | 0.083018 | 0.1171 | 0.15115 | 0.35127 | 0 | 0 | 0 | 0 | 0 | 7 | Scrubber / SNCR / Mercury Control | Dry Scrubber
54758_B_BW2 | ISONE_Connecticut | Connecticut | 9 | New London | 11 | 54758 | BW2 | Wheelabrator Lisbon | 18362 | 1995 | 9999 | Municipal Solid Waste |  |  | Baghouse + Dry Scrubber + SNCR + Mercury Control |  | Dry Scrubber | Non-Fossil | B | 2030 | MSW |  | 0.21974 | 0.30997 | 0.40009 | 0.92981 | 0 | 0 | 0 | 0 | 0 | 0 | 0 | 0 | 0 | 0 | 0 | 0 | 11.9674 | 16.8812 | 21.7892 | 50.6378 | 10.0973 | 14.2432 | 18.3843 | 42.7248 | 0.00063155 | 0.00089086 | 0.0011499 | 0.0026723 | 0.029024 | 0.040941 | 0.052844 | 0.12281 | 0.0096138 | 0.013561 | 0.017504 | 0.040679 | 0 | 0 | 0 | 0 | 1.8146 | 0.083018 | 0.1171 | 0.15115 | 0.35127 | 0 | 0 | 0 | 0 | 0 | 7 | Scrubber / SNCR / Mercury Control | Dry Scrubber
54761_G_GEN1 | WECC_Pacific Northwest | Oregon | 41 | Umatilla | 59 | 54761 | GEN1 | Hermiston Generating Plant | 7407 | 1996 | 9999 | Combined Cycle |  |  | SCR |  |  | Fossil | G | 2030 | NaturalGas |  | 0 | 0 | 0 | 0 | 0 | 0 | 0 | 0 | 0 | 0 | 0 | 0 | 0 | 0 | 0 | 0 | 0 | 0 | 0 | 0 | 0 | 0 | 0 | 0 | 0 | 0 | 0 | 0 | 0 | 0 | 0 | 0 | 0 | 0 | 0 | 0 | 0 | 0 | 0 | 0 | 3.1868 | 0 | 0 | 0 | 0 | 0 | 0 | 0 | 0 | 0 | 80 | SCR
54761_G_GEN2 | WECC_Pacific Northwest | Oregon | 41 | Umatilla | 59 | 54761 | GEN2 | Hermiston Generating Plant | 7407 | 1996 | 9999 | Combined Cycle |  |  | SCR |  |  | Fossil | G | 2030 | NaturalGas |  | 0 | 0 | 0 | 0 | 0 | 0 | 0 | 0 | 0 | 0 | 0 | 0 | 0 | 0 | 0 | 0 | 0 | 0 | 0 | 0 | 0 | 0 | 0 | 0 | 0 | 0 | 0 | 0 | 0 | 0 | 0 | 0 | 0 | 0 | 0 | 0 | 0 | 0 | 0 | 0 | 6.055 | 0 | 0 | 0 | 0 | 0 | 0 | 0 | 0 | 0 | 152 | SCR
54761_G_GEN3 | WECC_Pacific Northwest | Oregon | 41 | Umatilla | 59 | 54761 | GEN3 | Hermiston Generating Plant | 7407 | 1996 | 9999 | Combined Cycle |  |  | SCR |  |  | Fossil | G | 2030 | NaturalGas |  | 0 | 0 | 0 | 0 | 0 | 0 | 0 | 0 | 0 | 0 | 0 | 0 | 0 | 0 | 0 | 0 | 0 | 0 | 0 | 0 | 0 | 0 | 0 | 0 | 0 | 0 | 0 | 0 | 0 | 0 | 0 | 0 | 0 | 0 | 0 | 0 | 0 | 0 | 0 | 0 | 3.1868 | 0 | 0 | 0 | 0 | 0 | 0 | 0 | 0 | 0 | 80 | SCR
54761_G_GEN4 | WECC_Pacific Northwest | Oregon | 41 | Umatilla | 59 | 54761 | GEN4 | Hermiston Generating Plant | 7407 | 1996 | 9999 | Combined Cycle |  |  | SCR |  |  | Fossil | G | 2030 | NaturalGas |  | 0 | 0 | 0 | 0 | 0 | 0 | 0 | 0 | 0 | 0 | 0 | 0 | 0 | 0 | 0 | 0 | 0 | 0 | 0 | 0 | 0 | 0 | 0 | 0 | 0 | 0 | 0 | 0 | 0 | 0 | 0 | 0 | 0 | 0 | 0 | 0 | 0 | 0 | 0 | 0 | 6.055 | 0 | 0 | 0 | 0 | 0 | 0 | 0 | 0 | 0 | 152 | SCR
54768_G_GEN1 | WECC_Northern California (not including BANC) | California | 6 | Kern | 29 | 54768 | GEN1 | Live Oak Limited | 8700 | 1992 | 9999 | Combustion Turbine | [5 empty] | Fossil | G | 2030 | NaturalGas |  | 0 | 0 | 0.00036071 | 0.00036071 | 0 | 0 | 0 | 0 | 0 | 0 | 0 | 0 | 0 | 0 | 0 | 0 | 0 | 0 | 0.041461 | 0.041461 | 0 | 0 | 0.026079 | 0.026079 | 0 | 0 | 3.1185e-11 | 3.1185e-11 | 0 | 0 | 0.00017597 | 0.00017597 | 0 | 0 | 0 | 0 | 0 | 0 | 0 | 0 | 0.90736 | 0 | 0 | 0.0001957 | 0.0001957 | 0 | 0 | 0.0010108 | 0.0010108 | 0 | 46
54769_G_GEN1 | NY_Zone J (NYC) | New York | 36 | Kings | 47 | 54769 | GEN1 | NYU Luthern Medical Center | 8700 | 1994 | 9999 | Combustion Turbine | [5 empty] | Fossil | G | 2030 | NaturalGas |  | 1.255e-05 | 2.5099e-05 | 0.006752 | 0.0067896 | 0 | 0 | 0 | 0 | 0 | 0 | 0 | 0 | 0 | 0 | 0 | 0 | 0.0014425 | 0.002885 | 0.77609 | 0.78042 | 0.0011009 | 0.0022018 | 0.5923 | 0.5956 | 1.3164e-12 | 2.6328e-12 | 7.0825e-10 | 7.122e-10 | 9.976e-06 | 1.9952e-05 | 0.0053673 | 0.0053972 | 0 | 0 | 0 | 0 | 0 | 0 | 0 | 0 | 0.01578 | 6.8086e-06 | 1.3617e-05 | 0.0036631 | 0.0036836 | 8.1014e-05 | 7.1618e-05 | 0.014107 | 0.014259 | 0 | 0.8
54769_G_GEN2 | NY_Zone J (NYC) | New York | 36 | Kings | 47 | 54769 | GEN2 | NYU Luthern Medical Center | 8700 | 1994 | 9999 | Combustion Turbine | [5 empty] | Fossil | G | 2030 | NaturalGas |  | 1.255e-05 | 2.5099e-05 | 0.006752 | 0.0067896 | 0 | 0 | 0 | 0 | 0 | 0 | 0 | 0 | 0 | 0 | 0 | 0 | 0.0014425 | 0.002885 | 0.77609 | 0.78042 | 0.0011009 | 0.0022018 | 0.5923 | 0.5956 | 1.3164e-12 | 2.6328e-12 | 7.0825e-10 | 7.122e-10 | 9.976e-06 | 1.9952e-05 | 0.0053673 | 0.0053972 | 0 | 0 | 0 | 0 | 0 | 0 | 0 | 0 | 0.01578 | 6.8086e-06 | 1.3617e-05 | 0.0036631 | 0.0036836 | 8.1014e-05 | 7.1618e-05 | 0.014107 | 0.014259 | 0 | 0.8
54769_G_GEN3 | NY_Zone J (NYC) | New York | 36 | Kings | 47 | 54769 | GEN3 | NYU Luthern Medical Center | 13469 | 2006 | 9999 | Combustion Turbine | [5 empty] | Fossil | G | 2030 | Oil |  | 0 | 0 | 0 | 0 | 0 | 0 | 0 | 0 | 0 | 0 | 0 | 0 | 0 | 0 | 0 | 0 | 0 | 0 | 0 | 0 | 0 | 0 | 0 | 0 | 0 | 0 | 0 | 0 | 0 | 0 | 0 | 0 | 0 | 0 | 0 | 0 | 0 | 0 | 0 | 0 | 0.029588 | 0 | 0 | 0 | 0 | 0 | 0 | 0 | 0 | 0 | 1.5
54769_G_GEN4 | NY_Zone J (NYC) | New York | 36 | Kings | 47 | 54769 | GEN4 | NYU Luthern Medical Center | 13469 | 2006 | 9999 | Combustion Turbine | [5 empty] | Fossil | G | 2030 | Oil |  | 0 | 0 | 0 | 0 | 0 | 0 | 0 | 0 | 0 | 0 | 0 | 0 | 0 | 0 | 0 | 0 | 0 | 0 | 0 | 0 | 0 | 0 | 0 | 0 | 0 | 0 | 0 | 0 | 0 | 0 | 0 | 0 | 0 | 0 | 0 | 0 | 0 | 0 | 0 | 0 | 0.029588 | 0 | 0 | 0 | 0 | 0 | 0 | 0 | 0 | 0 | 1.5
54772_G_GEN1 | NY_Zone F (Capital) | New York | 36 | Saratoga | 91 | 54772 | GEN1 | South Glens Falls Hydroelectric | 0 | 1994 | 9999 | Hydro | [5 empty] | Non-Fossil | G | 2030 | Hydro |  | 0 | 0 | 0 | 0 | 0 | 0 | 0 | 0 | 0 | 0 | 0 | 0 | 0 | 0 | 0 | 0 | 8.6052 | 11.6321 | 14.2779 | 34.5152 | 0 | 0 | 0 | 0 | 0 | 0 | 0 | 0 | 0 | 0 | 0 | 0 | 0 | 0 | 0 | 0 | 0 | 0 | 0 | 0 | 0.10908 | 0.011961 | 0.016169 | 0.019846 | 0.047976 | 0 | 0 | 0 | 0 | 0 | 6.9
54772_G_GEN2 | NY_Zone F (Capital) | New York | 36 | Saratoga | 91 | 54772 | GEN2 | South Glens Falls Hydroelectric | 0 | 1994 | 9999 | Hydro | [5 empty] | Non-Fossil | G | 2030 | Hydro |  | 0 | 0 | 0 | 0 | 0 | 0 | 0 | 0 | 0 | 0 | 0 | 0 | 0 | 0 | 0 | 0 | 8.6052 | 11.6321 | 14.2779 | 34.5152 | 0 | 0 | 0 | 0 | 0 | 0 | 0 | 0 | 0 | 0 | 0 | 0 | 0 | 0 | 0 | 0 | 0 | 0 | 0 | 0 | 0.10908 | 0.011961 | 0.016169 | 0.019846 | 0.047976 | 0 | 0 | 0 | 0 | 0 | 6.9
54775_B_BLR10 | MISO_Iowa-MidAmerican | Iowa | 19 | Johnson | 103 | 54775 | BLR10 | University of Iowa Main Power Plant | 8300 | 1987 | 9999 | O/G Steam |  |  | ESPC + Cyclone | LA + OFA |  | Fossil | B | 2030 | NaturalGas |  | 0.021445 | 0.0067239 | 0.15076 | 0.17893 | 0 | 0 | 0 | 0 | 0 | 0 | 0 | 0 | 0 | 0 | 0 | 0 | 2.5837 | 0.8101 | 18.1643 | 21.5582 | 1.2554 | 0.39362 | 8.8257 | 10.4747 | 8.7067e-10 | 2.7299e-10 | 6.121e-09 | 7.2647e-09 | 0.0053808 | 0.0016871 | 0.037828 | 0.044896 | 0 | 0 | 0 | 0 | 0 | 0 | 0 | 0 | 0.35469 | 0.0072392 | 0.0022698 | 0.050894 | 0.060403 | 0.061332 | 0.016867 | 0.31765 | 0.39585 | 0 | 7.7
54775_B_BLR11 | MISO_Iowa-MidAmerican | Iowa | 19 | Johnson | 103 | 54775 | BLR11 | University of Iowa Main Power Plant | 8300 | 1987 | 9999 | O/G Steam |  |  | Baghouse | CF |  | Fossil | B | 2030 | NaturalGas |  | 0.0055013 | 0.0006622 | 0.087057 | 0.09322 | 0 | 0 | 0 | 0 | 0 | 0 | 0 | 0 | 0 | 0 | 0 | 0 | 0.66281 | 0.079783 | 10.4888 | 11.2314 | 0.32205 | 0.038765 | 5.0963 | 5.4571 | 1.5532e-10 | 1.8696e-11 | 2.4579e-09 | 2.6319e-09 | 0.00061098 | 7.3544e-05 | 0.0096685 | 0.010353 | 0 | 0 | 0 | 0 | 0 | 0 | 0 | 0 | 0.35469 | 0.0042441 | 0.00051087 | 0.067162 | 0.071917 | 0.015734 | 0.0016612 | 0.18342 | 0.20082 | 0 | 7.7
54775_B_BLR7 | MISO_Iowa-MidAmerican | Iowa | 19 | Johnson | 103 | 54775 | BLR7 | University of Iowa Main Power Plant | 8300 | 1991 | 9999 | O/G Steam |  |  |  | FR + LNB |  | Fossil | B | 2030 | NaturalGas |  | 0.06464 | 0.072165 | 0.2008 | 0.3376 | 0 | 0 | 0 | 0 | 0 | 0 | 0 | 0 | 0 | 0 | 0 | 0 | 7.7879 | 8.6946 | 24.1927 | 40.6752 | 3.784 | 4.2245 | 11.7548 | 19.7634 | 3.1673e-09 | 3.5361e-09 | 9.8392e-09 | 1.6543e-08 | 0.0011782 | 0.0013154 | 0.0036601 | 0.0061537 | 0 | 0 | 0 | 0 | 0 | 0 | 0 | 0 | 0.25414 | 0.0094988 | 0.010605 | 0.029507 | 0.049611 | 0.18487 | 0.18103 | 0.42307 | 0.78897 | 0 | 7.7
54775_B_BLR8 | MISO_Iowa-MidAmerican | Iowa | 19 | Johnson | 103 | 54775 | BLR8 | University of Iowa Main Power Plant | 8300 | 1991 | 9999 | O/G Steam |  |  |  | FR + LNB |  | Fossil | B | 2030 | NaturalGas |  | 0.06464 | 0.072165 | 0.2008 | 0.3376 | 0 | 0 | 0 | 0 | 0 | 0 | 0 | 0 | 0 | 0 | 0 | 0 | 7.7879 | 8.6946 | 24.1927 | 40.6752 | 3.784 | 4.2245 | 11.7548 | 19.7634 | 3.1673e-09 | 3.5361e-09 | 9.8392e-09 | 1.6543e-08 | 0.00126 | 0.0014067 | 0.0039141 | 0.0065808 | 0 | 0 | 0 | 0 | 0 | 0 | 0 | 0 | 0.25414 | 0.0094988 | 0.010605 | 0.029507 | 0.049611 | 0.18487 | 0.18103 | 0.42307 | 0.78897 | 0 | 7.7
54775_G_DG7 | MISO_Iowa-MidAmerican | Iowa | 19 | Johnson | 103 | 54775 | DG7 | University of Iowa Main Power Plant | 13469 | 1998 | 9999 | Combustion Turbine | [5 empty] | Fossil | G | 2030 | Oil |  | 0 | 0 | 0 | 0 | 0 | 0 | 0 | 0 | 0 | 0 | 0 | 0 | 0 | 0 | 0 | 0 | 0 | 0 | 0 | 0 | 0 | 0 | 0 | 0 | 0 | 0 | 0 | 0 | 0 | 0 | 0 | 0 | 0 | 0 | 0 | 0 | 0 | 0 | 0 | 0 | 0.033533 | 0 | 0 | 0 | 0 | 0 | 0 | 0 | 0 | 0 | 1.7
54775_G_GEN10 | MISO_Iowa-MidAmerican | Iowa | 19 | Johnson | 103 | 54775 | GEN10 | University of Iowa Main Power Plant | 11686 | 2014 | 9999 | Combustion Turbine | [5 empty] | Fossil | G | 2030 | NaturalGas |  | 8.4285e-05 | 0 | 0.0038473 | 0.0039316 | 0 | 0 | 0 | 0 | 0 | 0 | 0 | 0 | 0 | 0 | 0 | 0 | 0.0072125 | 0 | 0.32923 | 0.33644 | 0.0049341 | 0 | 0.22522 | 0.23016 | 5.9e-12 | 0 | 2.6931e-10 | 2.7521e-10 | 4.4711e-05 | 0 | 0.0020409 | 0.0020856 | 0 | 0 | 0 | 0 | 0 | 0 | 0 | 0 | 0.03945 | 3.4043e-05 | 0 | 0.001554 | 0.001588 | 0.00024105 | 0 | 0.0081061 | 0.0083472 | 0 | 2
54775_G_GEN12 | MISO_Iowa-MidAmerican | Iowa | 19 | Johnson | 103 | 54775 | GEN12 | University of Iowa Main Power Plant | 8300 | 2021 | 9999 | O/G Steam | [5 empty] | Fossil | G | 2030 | NaturalGas |  | 0.04869 | 0.054358 | 0.15125 | 0.2543 | 0 | 0 | 0 | 0 | 0 | 0 | 0 | 0 | 0 | 0 | 0 | 0 | 5.8662 | 6.5492 | 18.2231 | 30.6385 | 2.8503 | 3.1821 | 8.8543 | 14.8867 | 2.3858e-09 | 2.6635e-09 | 7.4113e-09 | 1.2461e-08 | 0.0056146 | 0.0062683 | 0.017442 | 0.029325 | 0 | 0 | 0 | 0 | 0 | 0 | 0 | 0 | 0.19143 | 0.0071549 | 0.0079879 | 0.022226 | 0.037369 | 0.13925 | 0.13636 | 0.31868 | 0.59429 | 0 | 5.8
54775_G_GEN13 | MISO_Iowa-MidAmerican | Iowa | 19 | Johnson | 103 | 54775 | GEN13 | University of Iowa Main Power Plant | 8300 | 2021 | 9999 | O/G Steam | [5 empty] | Fossil | G | 2030 | NaturalGas |  | 0.083948 | 0.093721 | 0.26078 | 0.43845 | 0 | 0 | 0 | 0 | 0 | 0 | 0 | 0 | 0 | 0 | 0 | 0 | 10.1142 | 11.2917 | 31.4191 | 52.825 | 4.9143 | 5.4864 | 15.266 | 25.6667 | 4.1134e-09 | 4.5923e-09 | 1.2778e-08 | 2.1484e-08 | 0.0096804 | 0.010807 | 0.030072 | 0.05056 | 0 | 0 | 0 | 0 | 0 | 0 | 0 | 0 | 0.33006 | 0.012336 | 0.013772 | 0.038321 | 0.06443 | 0.24009 | 0.2351 | 0.54944 | 1.0246 | 0 | 10
54775_G_GEN7 | MISO_Iowa-MidAmerican | Iowa | 19 | Johnson | 103 | 54775 | GEN7 | University of Iowa Main Power Plant | 11686 | 2014 | 9999 | Combustion Turbine | [5 empty] | Fossil | G | 2030 | NaturalGas |  | 8.4285e-05 | 0 | 0.0038473 | 0.0039316 | 0 | 0 | 0 | 0 | 0 | 0 | 0 | 0 | 0 | 0 | 0 | 0 | 0.0072125 | 0 | 0.32923 | 0.33644 | 0.0049341 | 0 | 0.22522 | 0.23016 | 5.9e-12 | 0 | 2.6931e-10 | 2.7521e-10 | 4.4711e-05 | 0 | 0.0020409 | 0.0020856 | 0 | 0 | 0 | 0 | 0 | 0 | 0 | 0 | 0.03945 | 3.4043e-05 | 0 | 0.001554 | 0.001588 | 0.00024105 | 0 | 0.0081061 | 0.0083472 | 0 | 2
54775_G_GEN8 | MISO_Iowa-MidAmerican | Iowa | 19 | Johnson | 103 | 54775 | GEN8 | University of Iowa Main Power Plant | 11686 | 2014 | 9999 | Combustion Turbine | [5 empty] | Fossil | G | 2030 | NaturalGas |  | 8.4285e-05 | 0 | 0.0038473 | 0.0039316 | 0 | 0 | 0 | 0 | 0 | 0 | 0 | 0 | 0 | 0 | 0 | 0 | 0.0072125 | 0 | 0.32923 | 0.33644 | 0.0049341 | 0 | 0.22522 | 0.23016 | 5.9e-12 | 0 | 2.6931e-10 | 2.7521e-10 | 4.4711e-05 | 0 | 0.0020409 | 0.0020856 | 0 | 0 | 0 | 0 | 0 | 0 | 0 | 0 | 0.03945 | 3.4043e-05 | 0 | 0.001554 | 0.001588 | 0.00024105 | 0 | 0.0081061 | 0.0083472 | 0 | 2
54775_G_GEN9 | MISO_Iowa-MidAmerican | Iowa | 19 | Johnson | 103 | 54775 | GEN9 | University of Iowa Main Power Plant | 11686 | 2014 | 9999 | Combustion Turbine | [5 empty] | Fossil | G | 2030 | NaturalGas |  | 8.4285e-05 | 0 | 0.0038473 | 0.0039316 | 0 | 0 | 0 | 0 | 0 | 0 | 0 | 0 | 0 | 0 | 0 | 0 | 0.0072125 | 0 | 0.32923 | 0.33644 | 0.0049341 | 0 | 0.22522 | 0.23016 | 5.9e-12 | 0 | 2.6931e-10 | 2.7521e-10 | 4.4711e-05 | 0 | 0.0020409 | 0.0020856 | 0 | 0 | 0 | 0 | 0 | 0 | 0 | 0 | 0.03945 | 3.4043e-05 | 0 | 0.001554 | 0.001588 | 0.00024105 | 0 | 0.0081061 | 0.0083472 | 0 | 2
54781_G_SU1 | PJM_Dominion | Virginia | 51 | Suffolk City | 800 | 54781 | SU1 | Suffolk Energy Partners LP | 15307 | 1994 | 9999 | Landfill Gas | [5 empty] | Non-Fossil | G | 2030 |  | Landfill Gas Retirement | 0 | 0 | 0 | 0 | 0 | 0 | 0 | 0 | 0 | 0 | 0 | 0 | 0 | 0 | 0 | 0 | 0 | 0 | 0 | 0 | 0 | 0 | 0 | 0 | 0 | 0 | 0 | 0 | 0 | 0 | 0 | 0 | 0 | 0 | 0 | 0 | 0 | 0 | 0 | 0 | 0 | 0 | 0 | 0 | 0 | 0 | 0 | 0 | 0 | 0 | 1e-06
54781_G_SU2 | PJM_Dominion | Virginia | 51 | Suffolk City | 800 | 54781 | SU2 | Suffolk Energy Partners LP | 15308 | 1994 | 9999 | Landfill Gas | [5 empty] | Non-Fossil | G | 2030 |  | Landfill Gas Retirement | 0 | 0 | 0 | 0 | 0 | 0 | 0 | 0 | 0 | 0 | 0 | 0 | 0 | 0 | 0 | 0 | 0 | 0 | 0 | 0 | 0 | 0 | 0 | 0 | 0 | 0 | 0 | 0 | 0 | 0 | 0 | 0 | 0 | 0 | 0 | 0 | 0 | 0 | 0 | 0 | 0 | 0 | 0 | 0 | 0 | 0 | 0 | 0 | 0 | 0 | 1e-06
54781_G_SU3 | PJM_Dominion | Virginia | 51 | Suffolk City | 800 | 54781 | SU3 | Suffolk Energy Partners LP | 15308 | 1994 | 9999 | Landfill Gas | [5 empty] | Non-Fossil | G | 2030 |  | Landfill Gas Retirement | 0 | 0 | 0 | 0 | 0 | 0 | 0 | 0 | 0 | 0 | 0 | 0 | 0 | 0 | 0 | 0 | 0 | 0 | 0 | 0 | 0 | 0 | 0 | 0 | 0 | 0 | 0 | 0 | 0 | 0 | 0 | 0 | 0 | 0 | 0 | 0 | 0 | 0 | 0 | 0 | 0 | 0 | 0 | 0 | 0 | 0 | 0 | 0 | 0 | 0 | 1e-06
54781_G_SU4 | PJM_Dominion | Virginia | 51 | Suffolk City | 800 | 54781 | SU4 | Suffolk Energy Partners LP | 15308 | 1994 | 9999 | Landfill Gas | [5 empty] | Non-Fossil | G | 2030 | LF Gas | Landfill Gas Retirement | 0 | 0 | 0 | 0 | 0 | 0 | 0 | 0 | 0 | 0 | 0 | 0 | 0 | 0 | 0 | 0 | 0 | 0 | 0 | 0 | 0 | 0 | 0 | 0 | 0 | 0 | 0 | 0 | 0 | 0 | 0 | 0 | 0 | 0 | 0 | 0 | 0 | 0 | 0 | 0 | 0 | 0 | 0 | 0 | 0 | 0 | 0 | 0 | 0 | 0 | 1e-06
54782_G_GE10 | NY_Zone C&E | New York | 36 | Seneca | 99 | 54782 | GE10 | Seneca Energy | 13500 | 1998 | 9999 | Landfill Gas | [5 empty] | Non-Fossil | G | 2030 | LF Gas |  | 0.017842 | 0.025591 | 0.033693 | 0.077126 | 0 | 0 | 0 | 0 | 0 | 0 | 0 | 0 | 0 | 0 | 0 | 0 | 1.3216 | 1.8957 | 2.4958 | 5.7131 | 1.0282 | 1.4748 | 1.9417 | 4.4447 | 0 | 0 | 0 | 0 | 0.0024512 | 0.0035159 | 0.0046289 | 0.010596 | 0 | 0 | 0 | 0 | 0 | 0 | 0 | 0 | 0.2172 | 0.0091682 | 0.01315 | 0.017313 | 0.039631 | 0 | 0 | 0 | 0 | 0 | 0.8
54782_G_GE11 | NY_Zone C&E | New York | 36 | Seneca | 99 | 54782 | GE11 | Seneca Energy | 13500 | 1998 | 9999 | Landfill Gas | [5 empty] | Non-Fossil | G | 2030 | LF Gas |  | 0.017842 | 0.025591 | 0.033693 | 0.077126 | 0 | 0 | 0 | 0 | 0 | 0 | 0 | 0 | 0 | 0 | 0 | 0 | 1.3216 | 1.8957 | 2.4958 | 5.7131 | 1.0282 | 1.4748 | 1.9417 | 4.4447 | 0 | 0 | 0 | 0 | 0.0024512 | 0.0035159 | 0.0046289 | 0.010596 | 0 | 0 | 0 | 0 | 0 | 0 | 0 | 0 | 0.2172 | 0.0091682 | 0.01315 | 0.017313 | 0.039631 | 0 | 0 | 0 | 0 | 0 | 0.8
54782_G_GE12 | NY_Zone C&E | New York | 36 | Seneca | 99 | 54782 | GE12 | Seneca Energy | 13500 | 1998 | 9999 | Landfill Gas | [5 empty] | Non-Fossil | G | 2030 | LF Gas |  | 0.017842 | 0.025591 | 0.033693 | 0.077126 | 0 | 0 | 0 | 0 | 0 | 0 | 0 | 0 | 0 | 0 | 0 | 0 | 1.3216 | 1.8957 | 2.4958 | 5.7131 | 1.0282 | 1.4748 | 1.9417 | 4.4447 | 0 | 0 | 0 | 0 | 0.0024512 | 0.0035159 | 0.0046289 | 0.010596 | 0 | 0 | 0 | 0 | 0 | 0 | 0 | 0 | 0.2172 | 0.0091682 | 0.01315 | 0.017313 | 0.039631 | 0 | 0 | 0 | 0 | 0 | 0.8
54782_G_GE13 | NY_Zone C&E | New York | 36 | Seneca | 99 | 54782 | GE13 | Seneca Energy | 13500 | 1998 | 9999 | Landfill Gas | [5 empty] | Non-Fossil | G | 2030 | LF Gas |  | 0.017842 | 0.025591 | 0.033693 | 0.077126 | 0 | 0 | 0 | 0 | 0 | 0 | 0 | 0 | 0 | 0 | 0 | 0 | 1.3216 | 1.8957 | 2.4958 | 5.7131 | 1.0282 | 1.4748 | 1.9417 | 4.4447 | 0 | 0 | 0 | 0 | 0.0024512 | 0.0035159 | 0.0046289 | 0.010596 | 0 | 0 | 0 | 0 | 0 | 0 | 0 | 0 | 0.2172 | 0.0091682 | 0.01315 | 0.017313 | 0.039631 | 0 | 0 | 0 | 0 | 0 | 0.8
54782_G_GE14 | NY_Zone C&E | New York | 36 | Seneca | 99 | 54782 | GE14 | Seneca Energy | 13500 | 1998 | 9999 | Landfill Gas | [5 empty] | Non-Fossil | G | 2030 | LF Gas |  | 0.017842 | 0.025591 | 0.033693 | 0.077126 | 0 | 0 | 0 | 0 | 0 | 0 | 0 | 0 | 0 | 0 | 0 | 0 | 1.3216 | 1.8957 | 2.4958 | 5.7131 | 1.0282 | 1.4748 | 1.9417 | 4.4447 | 0 | 0 | 0 | 0 | 0.0024512 | 0.0035159 | 0.0046289 | 0.010596 | 0 | 0 | 0 | 0 | 0 | 0 | 0 | 0 | 0.2172 | 0.0091682 | 0.01315 | 0.017313 | 0.039631 | 0 | 0 | 0 | 0 | 0 | 0.8
54782_G_GE15 | NY_Zone C&E | New York | 36 | Seneca | 99 | 54782 | GE15 | Seneca Energy | 13500 | 2007 | 9999 | Landfill Gas | [5 empty] | Non-Fossil | G | 2030 | LF Gas |  | 0.035684 | 0.051183 | 0.067386 | 0.15425 | 0 | 0 | 0 | 0 | 0 | 0 | 0 | 0 | 0 | 0 | 0 | 0 | 2.6433 | 3.7913 | 4.9916 | 11.4261 | 2.0564 | 2.9496 | 3.8834 | 8.8894 | 0 | 0 | 0 | 0 | 0.0049025 | 0.0070317 | 0.0092578 | 0.021192 | 0 | 0 | 0 | 0 | 0 | 0 | 0 | 0 | 0.43441 | 0.018336 | 0.0263 | 0.034626 | 0.079263 | 0 | 0 | 0 | 0 | 0 | 1.6
54782_G_GE16 | NY_Zone C&E | New York | 36 | Seneca | 99 | 54782 | GE16 | Seneca Energy | 13500 | 2007 | 9999 | Landfill Gas | [5 empty] | Non-Fossil | G | 2030 | LF Gas |  | 0.035684 | 0.051183 | 0.067386 | 0.15425 | 0 | 0 | 0 | 0 | 0 | 0 | 0 | 0 | 0 | 0 | 0 | 0 | 2.6433 | 3.7913 | 4.9916 | 11.4261 | 2.0564 | 2.9496 | 3.8834 | 8.8894 | 0 | 0 | 0 | 0 | 0.0049025 | 0.0070317 | 0.0092578 | 0.021192 | 0 | 0 | 0 | 0 | 0 | 0 | 0 | 0 | 0.43441 | 0.018336 | 0.0263 | 0.034626 | 0.079263 | 0 | 0 | 0 | 0 | 0 | 1.6
54782_G_GE17 | NY_Zone C&E | New York | 36 | Seneca | 99 | 54782 | GE17 | Seneca Energy | 13500 | 2007 | 9999 | Landfill Gas | [5 empty] | Non-Fossil | G | 2030 | LF Gas |  | 0.035684 | 0.051183 | 0.067386 | 0.15425 | 0 | 0 | 0 | 0 | 0 | 0 | 0 | 0 | 0 | 0 | 0 | 0 | 2.6433 | 3.7913 | 4.9916 | 11.4261 | 2.0564 | 2.9496 | 3.8834 | 8.8894 | 0 | 0 | 0 | 0 | 0.0049025 | 0.0070317 | 0.0092578 | 0.021192 | 0 | 0 | 0 | 0 | 0 | 0 | 0 | 0 | 0.43441 | 0.018336 | 0.0263 | 0.034626 | 0.079263 | 0 | 0 | 0 | 0 | 0 | 1.6
54782_G_GE18 | NY_Zone C&E | New York | 36 | Seneca | 99 | 54782 | GE18 | Seneca Energy | 13500 | 2007 | 9999 | Landfill Gas | [5 empty] | Non-Fossil | G | 2030 | LF Gas |  | 0.035684 | 0.051183 | 0.067386 | 0.15425 | 0 | 0 | 0 | 0 | 0 | 0 | 0 | 0 | 0 | 0 | 0 | 0 | 2.6433 | 3.7913 | 4.9916 | 11.4261 | 2.0564 | 2.9496 | 3.8834 | 8.8894 | 0 | 0 | 0 | 0 | 0.0049025 | 0.0070317 | 0.0092578 | 0.021192 | 0 | 0 | 0 | 0 | 0 | 0 | 0 | 0 | 0.43441 | 0.018336 | 0.0263 | 0.034626 | 0.079263 | 0 | 0 | 0 | 0 | 0 | 1.6
54782_G_GEN1 | NY_Zone C&E | New York | 36 | Seneca | 99 | 54782 | GEN1 | Seneca Energy | 13500 | 1996 | 9999 | Landfill Gas | [5 empty] | Non-Fossil | G | 2030 | LF Gas |  | 0.017842 | 0.025591 | 0.033693 | 0.077126 | 0 | 0 | 0 | 0 | 0 | 0 | 0 | 0 | 0 | 0 | 0 | 0 | 1.3216 | 1.8957 | 2.4958 | 5.7131 | 1.0282 | 1.4748 | 1.9417 | 4.4447 | 0 | 0 | 0 | 0 | 0.0024512 | 0.0035159 | 0.0046289 | 0.010596 | 0 | 0 | 0 | 0 | 0 | 0 | 0 | 0 | 0.2172 | 0.0091682 | 0.01315 | 0.017313 | 0.039631 | 0 | 0 | 0 | 0 | 0 | 0.8
54782_G_GEN2 | NY_Zone C&E | New York | 36 | Seneca | 99 | 54782 | GEN2 | Seneca Energy | 13500 | 1996 | 9999 | Landfill Gas | [5 empty] | Non-Fossil | G | 2030 | LF Gas |  | 0.017842 | 0.025591 | 0.033693 | 0.077126 | 0 | 0 | 0 | 0 | 0 | 0 | 0 | 0 | 0 | 0 | 0 | 0 | 1.3216 | 1.8957 | 2.4958 | 5.7131 | 1.0282 | 1.4748 | 1.9417 | 4.4447 | 0 | 0 | 0 | 0 | 0.0024512 | 0.0035159 | 0.0046289 | 0.010596 | 0 | 0 | 0 | 0 | 0 | 0 | 0 | 0 | 0.2172 | 0.0091682 | 0.01315 | 0.017313 | 0.039631 | 0 | 0 | 0 | 0 | 0 | 0.8
54782_G_GEN3 | NY_Zone C&E | New York | 36 | Seneca | 99 | 54782 | GEN3 | Seneca Energy | 13500 | 1996 | 9999 | Landfill Gas | [5 empty] | Non-Fossil | G | 2030 | LF Gas |  | 0.017842 | 0.025591 | 0.033693 | 0.077126 | 0 | 0 | 0 | 0 | 0 | 0 | 0 | 0 | 0 | 0 | 0 | 0 | 1.3216 | 1.8957 | 2.4958 | 5.7131 | 1.0282 | 1.4748 | 1.9417 | 4.4447 | 0 | 0 | 0 | 0 | 0.0024512 | 0.0035159 | 0.0046289 | 0.010596 | 0 | 0 | 0 | 0 | 0 | 0 | 0 | 0 | 0.2172 | 0.0091682 | 0.01315 | 0.017313 | 0.039631 | 0 | 0 | 0 | 0 | 0 | 0.8
54782_G_GEN4 | NY_Zone C&E | New York | 36 | Seneca | 99 | 54782 | GEN4 | Seneca Energy | 13500 | 1996 | 9999 | Landfill Gas | [5 empty] | Non-Fossil | G | 2030 | LF Gas |  | 0.017842 | 0.025591 | 0.033693 | 0.077126 | 0 | 0 | 0 | 0 | 0 | 0 | 0 | 0 | 0 | 0 | 0 | 0 | 1.3216 | 1.8957 | 2.4958 | 5.7131 | 1.0282 | 1.4748 | 1.9417 | 4.4447 | 0 | 0 | 0 | 0 | 0.0024512 | 0.0035159 | 0.0046289 | 0.010596 | 0 | 0 | 0 | 0 | 0 | 0 | 0 | 0 | 0.2172 | 0.0091682 | 0.01315 | 0.017313 | 0.039631 | 0 | 0 | 0 | 0 | 0 | 0.8
54782_G_GEN5 | NY_Zone C&E | New York | 36 | Seneca | 99 | 54782 | GEN5 | Seneca Energy | 13500 | 1996 | 9999 | Landfill Gas | [5 empty] | Non-Fossil | G | 2030 | LF Gas |  | 0.017842 | 0.025591 | 0.033693 | 0.077126 | 0 | 0 | 0 | 0 | 0 | 0 | 0 | 0 | 0 | 0 | 0 | 0 | 1.3216 | 1.8957 | 2.4958 | 5.7131 | 1.0282 | 1.4748 | 1.9417 | 4.4447 | 0 | 0 | 0 | 0 | 0.0024512 | 0.0035159 | 0.0046289 | 0.010596 | 0 | 0 | 0 | 0 | 0 | 0 | 0 | 0 | 0.2172 | 0.0091682 | 0.01315 | 0.017313 | 0.039631 | 0 | 0 | 0 | 0 | 0 | 0.8
54782_G_GEN6 | NY_Zone C&E | New York | 36 | Seneca | 99 | 54782 | GEN6 | Seneca Energy | 13500 | 1997 | 9999 | Landfill Gas | [5 empty] | Non-Fossil | G | 2030 | LF Gas |  | 0.017842 | 0.025591 | 0.033693 | 0.077126 | 0 | 0 | 0 | 0 | 0 | 0 | 0 | 0 | 0 | 0 | 0 | 0 | 1.3216 | 1.8957 | 2.4958 | 5.7131 | 1.0282 | 1.4748 | 1.9417 | 4.4447 | 0 | 0 | 0 | 0 | 0.0024512 | 0.0035159 | 0.0046289 | 0.010596 | 0 | 0 | 0 | 0 | 0 | 0 | 0 | 0 | 0.2172 | 0.0091682 | 0.01315 | 0.017313 | 0.039631 | 0 | 0 | 0 | 0 | 0 | 0.8
54782_G_GEN7 | NY_Zone C&E | New York | 36 | Seneca | 99 | 54782 | GEN7 | Seneca Energy | 13500 | 1997 | 9999 | Landfill Gas | [5 empty] | Non-Fossil | G | 2030 | LF Gas |  | 0.017842 | 0.025591 | 0.033693 | 0.077126 | 0 | 0 | 0 | 0 | 0 | 0 | 0 | 0 | 0 | 0 | 0 | 0 | 1.3216 | 1.8957 | 2.4958 | 5.7131 | 1.0282 | 1.4748 | 1.9417 | 4.4447 | 0 | 0 | 0 | 0 | 0.0024512 | 0.0035159 | 0.0046289 | 0.010596 | 0 | 0 | 0 | 0 | 0 | 0 | 0 | 0 | 0.2172 | 0.0091682 | 0.01315 | 0.017313 | 0.039631 | 0 | 0 | 0 | 0 | 0 | 0.8
54782_G_GEN8 | NY_Zone C&E | New York | 36 | Seneca | 99 | 54782 | GEN8 | Seneca Energy | 13500 | 1998 | 9999 | Landfill Gas | [5 empty] | Non-Fossil | G | 2030 | LF Gas |  | 0.017842 | 0.025591 | 0.033693 | 0.077126 | 0 | 0 | 0 | 0 | 0 | 0 | 0 | 0 | 0 | 0 | 0 | 0 | 1.3216 | 1.8957 | 2.4958 | 5.7131 | 1.0282 | 1.4748 | 1.9417 | 4.4447 | 0 | 0 | 0 | 0 | 0.0024512 | 0.0035159 | 0.0046289 | 0.010596 | 0 | 0 | 0 | 0 | 0 | 0 | 0 | 0 | 0.2172 | 0.0091682 | 0.01315 | 0.017313 | 0.039631 | 0 | 0 | 0 | 0 | 0 | 0.8
54782_G_GEN9 | NY_Zone C&E | New York | 36 | Seneca | 99 | 54782 | GEN9 | Seneca Energy | 13500 | 1998 | 9999 | Landfill Gas | [5 empty] | Non-Fossil | G | 2030 | LF Gas |  | 0.017842 | 0.025591 | 0.033693 | 0.077126 | 0 | 0 | 0 | 0 | 0 | 0 | 0 | 0 | 0 | 0 | 0 | 0 | 1.3216 | 1.8957 | 2.4958 | 5.7131 | 1.0282 | 1.4748 | 1.9417 | 4.4447 | 0 | 0 | 0 | 0 | 0.0024512 | 0.0035159 | 0.0046289 | 0.010596 | 0 | 0 | 0 | 0 | 0 | 0 | 0 | 0 | 0.2172 | 0.0091682 | 0.01315 | 0.017313 | 0.039631 | 0 | 0 | 0 | 0 | 0 | 0.8
54785_B_1CT | PJM_EMAAC | Pennsylvania | 42 | Philadelphia | 101 | 54785 | 1CT | Grays Ferry Cogeneration | 5500 | 1997 | 9999 | Combined Cycle |  |  | SCR |  |  | Fossil | B | 2030 | NaturalGas |  | 0.26109 | 0.35393 | 0.48941 | 1.1044 | 0 | 0 | 0 | 0 | 0 | 0 | 0 | 0 | 0 | 0 | 0 | 0 | 47.4717 | 64.3505 | 88.9833 | 200.8055 | 40.3649 | 54.7168 | 75.6619 | 170.7436 | 4.8267e-08 | 6.5428e-08 | 9.0474e-08 | 2.0417e-07 | 0.010827 | 0.014676 | 0.0077549 | 0.033258 | 0 | 0 | 0 | 0 | 0 | 0 | 0 | 0 | 1.0683 | 0.10475 | 0.14199 | 0.19635 | 0.44309 | 0.83933 | 0.8516 | 1.0312 | 2.7222 | 0 | 27 | SCR
54785_B_B25 | PJM_EMAAC | Pennsylvania | 42 | Philadelphia | 101 | 54785 | B25 | Grays Ferry Cogeneration | 5500 | 1997 | 9999 | Combined Cycle | wall | dry | SCR | FR + LNB |  | Fossil | B | 2030 | NaturalGas |  | 0.2901 | 0.39325 | 0.54379 | 1.2271 | 0 | 0 | 0 | 0 | 0 | 0 | 0 | 0 | 0 | 0 | 0 | 0 | 52.7463 | 71.5005 | 98.8704 | 223.1172 | 44.8498 | 60.7964 | 84.0688 | 189.7151 | 5.363e-08 | 7.2698e-08 | 1.0053e-07 | 2.2685e-07 | 0.01203 | 0.016307 | 0.0086166 | 0.036954 | 0 | 0 | 0 | 0 | 0 | 0 | 0 | 0 | 1.187 | 0.11639 | 0.15777 | 0.21816 | 0.49232 | 0.93259 | 0.94623 | 1.1458 | 3.0246 | 0 | 30 | SCR
54785_G_GEN2 | PJM_EMAAC | Pennsylvania | 42 | Philadelphia | 101 | 54785 | GEN2 | Grays Ferry Cogeneration | 5500 | 1997 | 9999 | Combined Cycle |  |  | SCR |  |  | Fossil | G | 2030 | NaturalGas |  | 1.1024 | 1.4944 | 2.0664 | 4.6631 | 0 | 0 | 0 | 0 | 0 | 0 | 0 | 0 | 0 | 0 | 0 | 0 | 200.4359 | 271.702 | 375.7074 | 847.8454 | 170.4294 | 231.0265 | 319.4615 | 720.9174 | 2.0379e-07 | 2.7625e-07 | 3.82e-07 | 8.6205e-07 | 0.045714 | 0.061967 | 0.032743 | 0.14042 | 0 | 0 | 0 | 0 | 0 | 0 | 0 | 0 | 4.7474 | 0.46246 | 0.62689 | 0.86686 | 1.9562 | 3.5439 | 3.5957 | 4.3541 | 11.4936 | 0 | 114 | SCR
54788_G_GEN1 | PJM_ComEd | Illinois | 17 | Cook | 31 | 54788 | GEN1 | Evanston Township High School | 11686 | 1992 | 9999 | Combustion Turbine | [5 empty] | Fossil | G | 2030 | NaturalGas |  | 0 | 0 | 0.00031125 | 0.00031125 | 0 | 0 | 0 | 0 | 0 | 0 | 0 | 0 | 0 | 0 | 0 | 0 | 0 | 0 | 0.026634 | 0.026634 | 0 | 0 | 0.01822 | 0.01822 | 0 | 0 | 2.1787e-11 | 2.1787e-11 | 0 | 0 | 0.00016511 | 0.00016511 | 0 | 0 | 0 | 0 | 0 | 0 | 0 | 0 | 0.01578 | 0 | 0 | 0.00012571 | 0.00012571 | 0 | 0 | 0.00067244 | 0.00067244 | 0 | 0.8
54788_G_GEN2 | PJM_ComEd | Illinois | 17 | Cook | 31 | 54788 | GEN2 | Evanston Township High School | 11686 | 1992 | 9999 | Combustion Turbine | [5 empty] | Fossil | G | 2030 | NaturalGas |  | 0 | 0 | 0.00031125 | 0.00031125 | 0 | 0 | 0 | 0 | 0 | 0 | 0 | 0 | 0 | 0 | 0 | 0 | 0 | 0 | 0.026634 | 0.026634 | 0 | 0 | 0.01822 | 0.01822 | 0 | 0 | 2.1787e-11 | 2.1787e-11 | 0 | 0 | 0.00016511 | 0.00016511 | 0 | 0 | 0 | 0 | 0 | 0 | 0 | 0 | 0.01578 | 0 | 0 | 0.00012571 | 0.00012571 | 0 | 0 | 0.00067244 | 0.00067244 | 0 | 0.8
54788_G_GEN3 | PJM_ComEd | Illinois | 17 | Cook | 31 | 54788 | GEN3 | Evanston Township High School | 11686 | 1992 | 9999 | Combustion Turbine | [5 empty] | Fossil | G | 2030 | NaturalGas |  | 0 | 0 | 0.00031125 | 0.00031125 | 0 | 0 | 0 | 0 | 0 | 0 | 0 | 0 | 0 | 0 | 0 | 0 | 0 | 0 | 0.026634 | 0.026634 | 0 | 0 | 0.01822 | 0.01822 | 0 | 0 | 2.1787e-11 | 2.1787e-11 | 0 | 0 | 0.00016511 | 0.00016511 | 0 | 0 | 0 | 0 | 0 | 0 | 0 | 0 | 0.01578 | 0 | 0 | 0.00012571 | 0.00012571 | 0 | 0 | 0.00067244 | 0.00067244 | 0 | 0.8
54793_G_2 | MISO_Iowa-MidAmerican | Iowa | 19 | Buena Vista | 21 | 54793 | 2 | Storm Lake 1 | 0 | 1999 | 9999 | Onshore Wind | [5 empty] | Non-Fossil | G | 2030 | Wind |  | 0 | 0 | 0 | 0 | 0 | 0 | 0 | 0 | 0 | 0 | 0 | 0 | 0 | 0 | 0 | 0 | 0.5907 | 0.83172 | 0.67347 | 2.0959 | 0 | 0 | 0 | 0 | 0 | 0 | 0 | 0 | 0 | 0 | 0 | 0 | 0 | 0 | 0 | 0 | 0 | 0 | 0 | 0 | 0.029519 | 0 | 0 | 0 | 0 | 0 | 0 | 0 | 0 | 0 | 0.7
54793_G_3 | MISO_Iowa-MidAmerican | Iowa | 19 | Buena Vista | 21 | 54793 | 3 | Storm Lake 1 | 0 | 1999 | 9999 | Onshore Wind | [5 empty] | Non-Fossil | G | 2030 | Wind |  | 0 | 0 | 0 | 0 | 0 | 0 | 0 | 0 | 0 | 0 | 0 | 0 | 0 | 0 | 0 | 0 | 0.5907 | 0.83172 | 0.67347 | 2.0959 | 0 | 0 | 0 | 0 | 0 | 0 | 0 | 0 | 0 | 0 | 0 | 0 | 0 | 0 | 0 | 0 | 0 | 0 | 0 | 0 | 0.029519 | 0 | 0 | 0 | 0 | 0 | 0 | 0 | 0 | 0 | 0.7
54793_G_EXIS | MISO_Iowa-MidAmerican | Iowa | 19 | Buena Vista | 21 | 54793 | EXIS | Storm Lake 1 | 0 | 1999 | 9999 | Onshore Wind | [5 empty] | Non-Fossil | G | 2030 | Wind |  | 0 | 0 | 0 | 0 | 0 | 0 | 0 | 0 | 0 | 0 | 0 | 0 | 0 | 0 | 0 | 0 | 91.1358 | 128.3229 | 103.9064 | 323.3651 | 0 | 0 | 0 | 0 | 0 | 0 | 0 | 0 | 0 | 0 | 0 | 0 | 0 | 0 | 0 | 0 | 0 | 0 | 0 | 0 | 4.5544 | 0 | 0 | 0 | 0 | 0 | 0 | 0 | 0 | 0 | 108
54801_G_GEN1 | SERC_VACAR | North Carolina | 37 | ROCKINGHAM | 157 | 54801 | GEN1 | Avalon Hydropower | 0 | 1997 | 9999 | Hydro | [5 empty] | Non-Fossil | G | 2030 | Hydro |  | 0 | 0 | 0 | 0 | 0 | 0 | 0 | 0 | 0 | 0 | 0 | 0 | 0 | 0 | 0 | 0 | 0.27916 | 0.2908 | 0.34998 | 0.91994 | 0 | 0 | 0 | 0 | 0 | 0 | 0 | 0 | 0 | 0 | 0 | 0 | 0 | 0 | 0 | 0 | 0 | 0 | 0 | 0 | 0.012647 | 0.00038804 | 0.00040421 | 0.00048647 | 0.0012787 | 0 | 0 | 0 | 0 | 0 | 0.8
54801_G_GEN2 | SERC_VACAR | North Carolina | 37 | ROCKINGHAM | 157 | 54801 | GEN2 | Avalon Hydropower | 0 | 2000 | 9999 | Hydro | [5 empty] | Non-Fossil | G | 2030 | Hydro |  | 0 | 0 | 0 | 0 | 0 | 0 | 0 | 0 | 0 | 0 | 0 | 0 | 0 | 0 | 0 | 0 | 0.10469 | 0.10905 | 0.13124 | 0.34498 | 0 | 0 | 0 | 0 | 0 | 0 | 0 | 0 | 0 | 0 | 0 | 0 | 0 | 0 | 0 | 0 | 0 | 0 | 0 | 0 | 0.0047425 | 0.00014551 | 0.00015158 | 0.00018243 | 0.00047952 | 0 | 0 | 0 | 0 | 0 | 0.3
54801_G_GEN3 | SERC_VACAR | North Carolina | 37 | ROCKINGHAM | 157 | 54801 | GEN3 | Avalon Hydropower | 0 | 2000 | 9999 | Hydro | [5 empty] | Non-Fossil | G | 2030 | Hydro |  | 0 | 0 | 0 | 0 | 0 | 0 | 0 | 0 | 0 | 0 | 0 | 0 | 0 | 0 | 0 | 0 | 0.034895 | 0.03635 | 0.043748 | 0.11499 | 0 | 0 | 0 | 0 | 0 | 0 | 0 | 0 | 0 | 0 | 0 | 0 | 0 | 0 | 0 | 0 | 0 | 0 | 0 | 0 | 0.0015808 | 4.8504e-05 | 5.0526e-05 | 6.0809e-05 | 0.00015984 | 0 | 0 | 0 | 0 | 0 | 0.1
54803_G_A | ISONE_MA, VT, NH, RI (Rest of ISO New England) | New Hampshire | 33 | Grafton | 9 | 54803 | A | Plymouth State College Cogeneration | 9000 | 1994 | 9999 | Combustion Turbine |  |  | SCR |  |  | Fossil | G | 2030 | Oil |  | 0 | 0 | 0 | 0 | 0 | 0 | 0 | 0 | 0 | 0 | 0 | 0 | 0 | 0 | 0 | 0 | 0 | 0 | 0 | 0 | 0 | 0 | 0 | 0 | 0 | 0 | 0 | 0 | 0 | 0 | 0 | 0 | 0 | 0 | 0 | 0 | 0 | 0 | 0 | 0 | 0.026213 | 0 | 0 | 0 | 0 | 0 | 0 | 0 | 0 | 0 | 1.2 | SCR
54803_G_B | ISONE_MA, VT, NH, RI (Rest of ISO New England) | New Hampshire | 33 | Grafton | 9 | 54803 | B | Plymouth State College Cogeneration | 13469 | 2000 | 9999 | Combustion Turbine | [5 empty] | Fossil | G | 2030 | Oil |  | 0 | 0 | 0 | 0 | 0 | 0 | 0 | 0 | 0 | 0 | 0 | 0 | 0 | 0 | 0 | 0 | 0 | 0 | 0 | 0 | 0 | 0 | 0 | 0 | 0 | 0 | 0 | 0 | 0 | 0 | 0 | 0 | 0 | 0 | 0 | 0 | 0 | 0 | 0 | 0 | 0.03156 | 0 | 0 | 0 | 0 | 0 | 0 | 0 | 0 | 0 | 1.6
54805_G_GT-1 | ISONE_MA, VT, NH, RI (Rest of ISO New England) | Massachusetts | 25 | Worcester | 27 | 54805 | GT-1 | Milford Power LP | 8382 | 1993 | 9999 | Combined Cycle |  |  | SCR | STM |  | Fossil | G | 2030 | NaturalGas |  | 0 | 0 | 0.16933 | 0.16933 | 0 | 0 | 0 | 0 | 0 | 0 | 0 | 0 | 0 | 0 | 0 | 0 | 0 | 0 | 20.2022 | 20.2022 | 0 | 0 | 9.9129 | 9.9129 | 0 | 0 | 1.1853e-08 | 1.1853e-08 | 0 | 0 | 0.0021678 | 0.0021678 | 0 | 0 | 0 | 0 | 0 | 0 | 0 | 0 | 4.9162 | 0 | 0 | 0.083235 | 0.083235 | 0 | 0 | 0.32792 | 0.32792 | 0 | 123 | SCR
54805_G_ST-1 | ISONE_MA, VT, NH, RI (Rest of ISO New England) | Massachusetts | 25 | Worcester | 27 | 54805 | ST-1 | Milford Power LP | 8382 | 1993 | 9999 | Combined Cycle |  |  | SCR | NH3 + STM |  | Fossil | G | 2030 | NaturalGas |  | 0 | 0 | 0.11261 | 0.11261 | 0 | 0 | 0 | 0 | 0 | 0 | 0 | 0 | 0 | 0 | 0 | 0 | 0 | 0 | 13.4353 | 13.4353 | 0 | 0 | 6.5925 | 6.5925 | 0 | 0 | 7.883e-09 | 7.883e-09 | 0 | 0 | 0.0014417 | 0.0014417 | 0 | 0 | 0 | 0 | 0 | 0 | 0 | 0 | 3.2695 | 0 | 0 | 0.055355 | 0.055355 | 0 | 0 | 0.21808 | 0.21808 | 0 | 81.8 | SCR
54808_G_GT1 | NY_Zone J (NYC) | New York | 36 | New York | 61 | 54808 | GT1 | New York University Central Plant | 9964 | 2010 | 9999 | Combined Cycle | [5 empty] | Fossil | G | 2030 | NaturalGas |  | 0 | 0 | 0.027052 | 0.027052 | 0 | 0 | 0 | 0 | 0 | 0 | 0 | 0 | 0 | 0 | 0 | 0 | 0 | 0 | 2.715 | 2.715 | 0 | 0 | 1.5943 | 1.5943 | 0 | 0 | 1.9064e-09 | 1.9064e-09 | 0 | 0 | 0.00033461 | 0.00033461 | 0 | 0 | 0 | 0 | 0 | 0 | 0 | 0 | 0.2179 | 0 | 0 | 0.010693 | 0.010693 | 0 | 0 | 0.056519 | 0.056519 | 0 | 5.5
54808_G_GT2 | NY_Zone J (NYC) | New York | 36 | New York | 61 | 54808 | GT2 | New York University Central Plant | 9964 | 2010 | 9999 | Combined Cycle | [5 empty] | Fossil | G | 2030 | NaturalGas |  | 0 | 0 | 0.027052 | 0.027052 | 0 | 0 | 0 | 0 | 0 | 0 | 0 | 0 | 0 | 0 | 0 | 0 | 0 | 0 | 2.715 | 2.715 | 0 | 0 | 1.5943 | 1.5943 | 0 | 0 | 1.9064e-09 | 1.9064e-09 | 0 | 0 | 0.00033461 | 0.00033461 | 0 | 0 | 0 | 0 | 0 | 0 | 0 | 0 | 0.2179 | 0 | 0 | 0.010693 | 0.010693 | 0 | 0 | 0.056519 | 0.056519 | 0 | 5.5
54808_G_T1 | NY_Zone J (NYC) | New York | 36 | New York | 61 | 54808 | T1 | New York University Central Plant | 9964 | 1984 | 9999 | Combined Cycle | [5 empty] | Fossil | G | 2030 | NaturalGas |  | 0 | 0 | 0.0088534 | 0.0088534 | 0 | 0 | 0 | 0 | 0 | 0 | 0 | 0 | 0 | 0 | 0 | 0 | 0 | 0 | 0.88854 | 0.88854 | 0 | 0 | 0.52176 | 0.52176 | 0 | 0 | 6.2391e-10 | 6.2391e-10 | 0 | 0 | 0.00010951 | 0.00010951 | 0 | 0 | 0 | 0 | 0 | 0 | 0 | 0 | 0.071312 | 0 | 0 | 0.0034994 | 0.0034994 | 0 | 0 | 0.018497 | 0.018497 | 0 | 1.8
54812_G_1 | WECC_Idaho | Idaho | 16 | Jerome | 53 | 54812 | 1 | Mile 28 Water Power Project | 0 | 1994 | 9999 | Hydro | [5 empty] | Non-Fossil | G | 2030 | Hydro |  | 0 | 0 | 0 | 0 | 0 | 0 | 0 | 0 | 0 | 0 | 0 | 0 | 0 | 0 | 0 | 0 | 0.55958 | 0.82329 | 1.4066 | 2.7895 | 0 | 0 | 0 | 0 | 0 | 0 | 0 | 0 | 0 | 0 | 0 | 0 | 0 | 0 | 0 | 0 | 0 | 0 | 0 | 0 | 0.011066 | 0.00077781 | 0.0011444 | 0.0019552 | 0.0038774 | 0 | 0 | 0 | 0 | 0 | 0.7
54812_G_2 | WECC_Idaho | Idaho | 16 | Jerome | 53 | 54812 | 2 | Mile 28 Water Power Project | 0 | 1994 | 9999 | Hydro | [5 empty] | Non-Fossil | G | 2030 | Hydro |  | 0 | 0 | 0 | 0 | 0 | 0 | 0 | 0 | 0 | 0 | 0 | 0 | 0 | 0 | 0 | 0 | 0.55958 | 0.82329 | 1.4066 | 2.7895 | 0 | 0 | 0 | 0 | 0 | 0 | 0 | 0 | 0 | 0 | 0 | 0 | 0 | 0 | 0 | 0 | 0 | 0 | 0 | 0 | 0.011066 | 0.00077781 | 0.0011444 | 0.0019552 | 0.0038774 | 0 | 0 | 0 | 0 | 0 | 0.7
54813_G_1 | SERC_Southeastern | Georgia | 13 | Fulton | 121 | 54813 | 1 | Shepherd Center | 12283 | 1992 | 9999 | Combustion Turbine | [5 empty] | Fossil | G | 2030 | Oil |  | 0 | 0 | 0 | 0 | 0 | 0 | 0 | 0 | 0 | 0 | 0 | 0 | 0 | 0 | 0 | 0 | 0 | 0 | 0 | 0 | 0 | 0 | 0 | 0 | 0 | 0 | 0 | 0 | 0 | 0 | 0 | 0 | 0 | 0 | 0 | 0 | 0 | 0 | 0 | 0 | 0.025916 | 0 | 0 | 0 | 0 | 0 | 0 | 0 | 0 | 0 | 0.6
54813_G_2 | SERC_Southeastern | Georgia | 13 | Fulton | 121 | 54813 | 2 | Shepherd Center | 12283 | 1992 | 9999 | Combustion Turbine | [5 empty] | Fossil | G | 2030 | Oil |  | 0 | 0 | 0 | 0 | 0 | 0 | 0 | 0 | 0 | 0 | 0 | 0 | 0 | 0 | 0 | 0 | 0 | 0 | 0 | 0 | 0 | 0 | 0 | 0 | 0 | 0 | 0 | 0 | 0 | 0 | 0 | 0 | 0 | 0 | 0 | 0 | 0 | 0 | 0 | 0 | 0.025916 | 0 | 0 | 0 | 0 | 0 | 0 | 0 | 0 | 0 | 0.6
54813_G_3 | SERC_Southeastern | Georgia | 13 | Fulton | 121 | 54813 | 3 | Shepherd Center | 12283 | 1989 | 9999 | Combustion Turbine | [5 empty] | Fossil | G | 2030 | Oil |  | 0 | 0 | 0 | 0 | 0 | 0 | 0 | 0 | 0 | 0 | 0 | 0 | 0 | 0 | 0 | 0 | 0 | 0 | 0 | 0 | 0 | 0 | 0 | 0 | 0 | 0 | 0 | 0 | 0 | 0 | 0 | 0 | 0 | 0 | 0 | 0 | 0 | 0 | 0 | 0 | 0.0086385 | 0 | 0 | 0 | 0 | 0 | 0 | 0 | 0 | 0 | 0.2
54813_G_4 | SERC_Southeastern | Georgia | 13 | Fulton | 121 | 54813 | 4 | Shepherd Center | 12283 | 1981 | 9999 | Combustion Turbine | [5 empty] | Fossil | G | 2030 | Oil |  | 0 | 0 | 0 | 0 | 0 | 0 | 0 | 0 | 0 | 0 | 0 | 0 | 0 | 0 | 0 | 0 | 0 | 0 | 0 | 0 | 0 | 0 | 0 | 0 | 0 | 0 | 0 | 0 | 0 | 0 | 0 | 0 | 0 | 0 | 0 | 0 | 0 | 0 | 0 | 0 | 0.012958 | 0 | 0 | 0 | 0 | 0 | 0 | 0 | 0 | 0 | 0.3
54817_G_GT-1 | ERCOT_Rest | Texas | 48 | Johnson | 251 | 54817 | GT-1 | Johnson County | 8158 | 1996 | 9999 | Combined Cycle |  |  | SCR |  |  | Fossil | G | 2030 | NaturalGas |  | 0.015154 | 0 | 0.93449 | 0.94964 | 0 | 0 | 0 | 0 | 0 | 0 | 0 | 0 | 0 | 0 | 0 | 0 | 1.8575 | 0 | 114.5491 | 116.4066 | 0.88709 | 0 | 54.7051 | 55.5922 | 1.0608e-09 | 0 | 6.5414e-08 | 6.6475e-08 | 0.00026207 | 0 | 0.0056069 | 0.005869 | 0 | 0 | 0 | 0 | 0 | 0 | 0 | 0 | 6.3182 | 0.0077343 | 0 | 0.38209 | 0.38982 | 0.040417 | 0 | 2.0874 | 2.1279 | 0 | 163 | SCR
54817_G_ST-1 | ERCOT_Rest | Texas | 48 | Johnson | 251 | 54817 | ST-1 | Johnson County | 8158 | 1996 | 9999 | Combined Cycle |  |  | SCR |  |  | Fossil | G | 2030 | NaturalGas |  | 0.0096686 | 0 | 0.59624 | 0.60591 | 0 | 0 | 0 | 0 | 0 | 0 | 0 | 0 | 0 | 0 | 0 | 0 | 1.1852 | 0 | 73.0865 | 74.2717 | 0.566 | 0 | 34.9039 | 35.4699 | 6.768e-10 | 0 | 4.1737e-08 | 4.2414e-08 | 0.00016721 | 0 | 0.0035774 | 0.0037446 | 0 | 0 | 0 | 0 | 0 | 0 | 0 | 0 | 4.0312 | 0.0049347 | 0 | 0.24379 | 0.24872 | 0.025788 | 0 | 1.3319 | 1.3576 | 0 | 104 | SCR
54832_G_1 | PJM_SWMAAC | Maryland | 24 | Prince Georges | 33 | 54832 | 1 | Brandywine Power Facility | 8306 | 1996 | 9999 | Combined Cycle |  |  |  | H2O |  | Fossil | G | 2030 | NaturalGas |  | 0.37837 | 0.25539 | 1.6166 | 2.2504 | 0 | 0 | 0 | 0 | 0 | 0 | 0 | 0 | 0 | 0 | 0 | 0 | 45.5533 | 30.7473 | 194.633 | 270.9336 | 22.1495 | 14.9504 | 94.637 | 131.7369 | 2.6486e-08 | 1.7877e-08 | 1.1316e-07 | 1.5753e-07 | 0.0056242 | 0.0037962 | 0.02403 | 0.033451 | 0 | 0 | 0 | 0 | 0 | 0 | 0 | 0 | 3.0386 | 0.14515 | 0.10609 | 0.41571 | 0.66695 | 1.1626 | 0.58501 | 3.131 | 4.8785 | 0 | 78.6
54832_G_2 | PJM_SWMAAC | Maryland | 24 | Prince Georges | 33 | 54832 | 2 | Brandywine Power Facility | 8306 | 1996 | 9999 | Combined Cycle |  |  |  | H2O |  | Fossil | G | 2030 | NaturalGas |  | 0.37837 | 0.25539 | 1.6166 | 2.2504 | 0 | 0 | 0 | 0 | 0 | 0 | 0 | 0 | 0 | 0 | 0 | 0 | 45.5533 | 30.7473 | 194.633 | 270.9336 | 22.1495 | 14.9504 | 94.637 | 131.7369 | 2.6486e-08 | 1.7877e-08 | 1.1316e-07 | 1.5753e-07 | 0.0056242 | 0.0037962 | 0.02403 | 0.033451 | 0 | 0 | 0 | 0 | 0 | 0 | 0 | 0 | 3.0386 | 0.14515 | 0.10609 | 0.41571 | 0.66695 | 1.1626 | 0.58501 | 3.131 | 4.8785 | 0 | 78.6
54832_G_3 | PJM_SWMAAC | Maryland | 24 | Prince Georges | 33 | 54832 | 3 | Brandywine Power Facility | 8306 | 1996 | 9999 | Combined Cycle |  |  |  | H2O |  | Fossil | G | 2030 | NaturalGas |  | 0.35045 | 0.23654 | 1.4973 | 2.0843 | 0 | 0 | 0 | 0 | 0 | 0 | 0 | 0 | 0 | 0 | 0 | 0 | 42.1918 | 28.4785 | 180.2708 | 250.941 | 20.5151 | 13.8472 | 87.6536 | 122.0159 | 2.4531e-08 | 1.6558e-08 | 1.0481e-07 | 1.459e-07 | 0.0052092 | 0.0035161 | 0.022257 | 0.030983 | 0 | 0 | 0 | 0 | 0 | 0 | 0 | 0 | 2.8144 | 0.13444 | 0.098262 | 0.38504 | 0.61774 | 1.0768 | 0.54184 | 2.8999 | 4.5186 | 0 | 72.8
54839_G_GEN1 | SERC_Southeastern | Georgia | 13 | Lowndes | 185 | 54839 | GEN1 | Valdosta Water Treatment Plant | 13469 | 1993 | 9999 | Combustion Turbine | [5 empty] | Fossil | G | 2030 | Oil |  | 0 | 0 | 0 | 0 | 0 | 0 | 0 | 0 | 0 | 0 | 0 | 0 | 0 | 0 | 0 | 0 | 0 | 0 | 0 | 0 | 0 | 0 | 0 | 0 | 0 | 0 | 0 | 0 | 0 | 0 | 0 | 0 | 0 | 0 | 0 | 0 | 0 | 0 | 0 | 0 | 0.073428 | 0 | 0 | 0 | 0 | 0 | 0 | 0 | 0 | 0 | 1.7
54839_G_GEN2 | SERC_Southeastern | Georgia | 13 | Lowndes | 185 | 54839 | GEN2 | Valdosta Water Treatment Plant | 13469 | 2008 | 9999 | Combustion Turbine | [5 empty] | Fossil | G | 2030 | Oil |  | 0 | 0 | 0 | 0 | 0 | 0 | 0 | 0 | 0 | 0 | 0 | 0 | 0 | 0 | 0 | 0 | 0 | 0 | 0 | 0 | 0 | 0 | 0 | 0 | 0 | 0 | 0 | 0 | 0 | 0 | 0 | 0 | 0 | 0 | 0 | 0 | 0 | 0 | 0 | 0 | 0.073428 | 0 | 0 | 0 | 0 | 0 | 0 | 0 | 0 | 0 | 1.7
54842_G_G1 | MISO_Wisconsin- Upper Michigan (WUMS) | Wisconsin | 55 | Outagamie | 87 | 54842 | G1 | Outagamie County Co-Generation Facility | 8769 | 2007 | 9999 | Landfill Gas | [5 empty] | Non-Fossil | G | 2030 | LF Gas |  | 0.022186 | 0.031677 | 0.037632 | 0.091495 | 0 | 0 | 0 | 0 | 0 | 0 | 0 | 0 | 0 | 0 | 0 | 0 | 2.5301 | 3.6124 | 4.2915 | 10.4339 | 1.9485 | 2.7821 | 3.3051 | 8.0357 | 0 | 0 | 0 | 0 | 0.0040713 | 0.0058129 | 0.0069057 | 0.01679 | 0 | 0 | 0 | 0 | 0 | 0 | 0 | 0 | 0.4339 | 0.017551 | 0.025059 | 0.02977 | 0.07238 | 0 | 0 | 0 | 0 | 0 | 1.6
54842_G_G2 | MISO_Wisconsin- Upper Michigan (WUMS) | Wisconsin | 55 | Outagamie | 87 | 54842 | G2 | Outagamie County Co-Generation Facility | 8769 | 2007 | 9999 | Landfill Gas | [5 empty] | Non-Fossil | G | 2030 | LF Gas |  | 0.022186 | 0.031677 | 0.037632 | 0.091495 | 0 | 0 | 0 | 0 | 0 | 0 | 0 | 0 | 0 | 0 | 0 | 0 | 2.5301 | 3.6124 | 4.2915 | 10.4339 | 1.9485 | 2.7821 | 3.3051 | 8.0357 | 0 | 0 | 0 | 0 | 0.0040713 | 0.0058129 | 0.0069057 | 0.01679 | 0 | 0 | 0 | 0 | 0 | 0 | 0 | 0 | 0.4339 | 0.017551 | 0.025059 | 0.02977 | 0.07238 | 0 | 0 | 0 | 0 | 0 | 1.6
54842_G_G3 | MISO_Wisconsin- Upper Michigan (WUMS) | Wisconsin | 55 | Outagamie | 87 | 54842 | G3 | Outagamie County Co-Generation Facility | 8769 | 2007 | 9999 | Landfill Gas | [5 empty] | Non-Fossil | G | 2030 | LF Gas |  | 0.022186 | 0.031677 | 0.037632 | 0.091495 | 0 | 0 | 0 | 0 | 0 | 0 | 0 | 0 | 0 | 0 | 0 | 0 | 2.5301 | 3.6124 | 4.2915 | 10.4339 | 1.9485 | 2.7821 | 3.3051 | 8.0357 | 0 | 0 | 0 | 0 | 0.0040713 | 0.0058129 | 0.0069057 | 0.01679 | 0 | 0 | 0 | 0 | 0 | 0 | 0 | 0 | 0.4339 | 0.017551 | 0.025059 | 0.02977 | 0.07238 | 0 | 0 | 0 | 0 | 0 | 1.6
54842_G_G4 | MISO_Wisconsin- Upper Michigan (WUMS) | Wisconsin | 55 | Outagamie | 87 | 54842 | G4 | Outagamie County Co-Generation Facility | 13500 | 2016 | 9999 | Landfill Gas | [5 empty] | Non-Fossil | G | 2030 | LF Gas |  | 0.033762 | 0.048204 | 0.057266 | 0.13923 | 0 | 0 | 0 | 0 | 0 | 0 | 0 | 0 | 0 | 0 | 0 | 0 | 2.5301 | 3.6124 | 4.2915 | 10.4339 | 1.9457 | 2.7779 | 3.3002 | 8.0238 | 0 | 0 | 0 | 0 | 0.0040406 | 0.005769 | 0.0068536 | 0.016663 | 0 | 0 | 0 | 0 | 0 | 0 | 0 | 0 | 0.43432 | 0.017551 | 0.025059 | 0.02977 | 0.07238 | 0 | 0 | 0 | 0 | 0 | 1.6
54844_G_GOR1 | PJM_Dominion | Virginia | 51 | Louisa | 109 | 54844 | GOR1 | Gordonsville Energy LP | 8858 | 1994 | 9999 | Combined Cycle |  |  | SCR | DLNB + H2O |  | Fossil | G | 2030 | NaturalGas |  | 0.21453 | 0.072005 | 0.93532 | 1.2219 | 0 | 0 | 0 | 0 | 0 | 0 | 0 | 0 | 0 | 0 | 0 | 0 | 24.2193 | 8.1288 | 105.591 | 137.9391 | 12.5589 | 4.2152 | 54.7539 | 71.5279 | 1.5017e-08 | 5.0403e-09 | 6.5473e-08 | 8.5531e-08 | 0.0028374 | 0.00095232 | 0.0055775 | 0.0093672 | 0 | 0 | 0 | 0 | 0 | 0 | 0 | 0 | 2.7459 | 0.080786 | 0.033492 | 0.28649 | 0.40077 | 0.64371 | 0.1635 | 1.9011 | 2.7083 | 0 | 68.4 | SCR
54844_G_GOR2 | PJM_Dominion | Virginia | 51 | Louisa | 109 | 54844 | GOR2 | Gordonsville Energy LP | 8858 | 1994 | 9999 | Combined Cycle |  |  | SCR | DLNB + H2O |  | Fossil | G | 2030 | NaturalGas |  | 0.21453 | 0.072005 | 0.93532 | 1.2219 | 0 | 0 | 0 | 0 | 0 | 0 | 0 | 0 | 0 | 0 | 0 | 0 | 24.2193 | 8.1288 | 105.591 | 137.9391 | 12.5589 | 4.2152 | 54.7539 | 71.5279 | 1.5017e-08 | 5.0403e-09 | 6.5473e-08 | 8.5531e-08 | 0.0028725 | 0.00096411 | 0.0056464 | 0.0094831 | 0 | 0 | 0 | 0 | 0 | 0 | 0 | 0 | 2.7459 | 0.080786 | 0.033492 | 0.28649 | 0.40077 | 0.64371 | 0.1635 | 1.9011 | 2.7083 | 0 | 68.4 | SCR
54844_G_GOR3 | PJM_Dominion | Virginia | 51 | Louisa | 109 | 54844 | GOR3 | Gordonsville Energy LP | 8858 | 1994 | 9999 | Combined Cycle |  |  | SCR | DLNB + H2O |  | Fossil | G | 2030 | NaturalGas |  | 0.12734 | 0.04274 | 0.55518 | 0.72526 | 0 | 0 | 0 | 0 | 0 | 0 | 0 | 0 | 0 | 0 | 0 | 0 | 14.3758 | 4.825 | 62.6753 | 81.8761 | 7.4545 | 2.502 | 32.5001 | 42.4566 | 8.9139e-09 | 2.9918e-09 | 3.8862e-08 | 5.0768e-08 | 0.0016842 | 0.00056527 | 0.0033106 | 0.0055601 | 0 | 0 | 0 | 0 | 0 | 0 | 0 | 0 | 1.6298 | 0.047952 | 0.01988 | 0.17005 | 0.23788 | 0.38208 | 0.097049 | 1.1284 | 1.6076 | 0 | 40.6 | SCR
54844_G_GOR4 | PJM_Dominion | Virginia | 51 | Louisa | 109 | 54844 | GOR4 | Gordonsville Energy LP | 8858 | 1994 | 9999 | Combined Cycle |  |  | SCR | DLNB + H2O |  | Fossil | G | 2030 | NaturalGas |  | 0.12734 | 0.04274 | 0.55518 | 0.72526 | 0 | 0 | 0 | 0 | 0 | 0 | 0 | 0 | 0 | 0 | 0 | 0 | 14.3758 | 4.825 | 62.6753 | 81.8761 | 7.4545 | 2.502 | 32.5001 | 42.4566 | 8.9139e-09 | 2.9918e-09 | 3.8862e-08 | 5.0768e-08 | 0.001705 | 0.00057226 | 0.0033515 | 0.0056288 | 0 | 0 | 0 | 0 | 0 | 0 | 0 | 0 | 1.6298 | 0.047952 | 0.01988 | 0.17005 | 0.23788 | 0.38208 | 0.097049 | 1.1284 | 1.6076 | 0 | 40.6 | SCR
54848_G_GEN 7 | SERC_Southeastern | Georgia | 13 | Lowndes | 185 | 54848 | GEN 7 | South Georgia Medical Center | 13469 | 2008 | 9999 | Combustion Turbine | [5 empty] | Fossil | G | 2030 | Oil |  | 0 | 0 | 0 | 0 | 0 | 0 | 0 | 0 | 0 | 0 | 0 | 0 | 0 | 0 | 0 | 0 | 0 | 0 | 0 | 0 | 0 | 0 | 0 | 0 | 0 | 0 | 0 | 0 | 0 | 0 | 0 | 0 | 0 | 0 | 0 | 0 | 0 | 0 | 0 | 0 | 0.034554 | 0 | 0 | 0 | 0 | 0 | 0 | 0 | 0 | 0 | 0.8
54848_G_GEN1A | SERC_Southeastern | Georgia | 13 | Lowndes | 185 | 54848 | GEN1A | South Georgia Medical Center | 13469 | 2013 | 9999 | Combustion Turbine | [5 empty] | Fossil | G | 2030 | Oil |  | 0 | 0 | 0 | 0 | 0 | 0 | 0 | 0 | 0 | 0 | 0 | 0 | 0 | 0 | 0 | 0 | 0 | 0 | 0 | 0 | 0 | 0 | 0 | 0 | 0 | 0 | 0 | 0 | 0 | 0 | 0 | 0 | 0 | 0 | 0 | 0 | 0 | 0 | 0 | 0 | 0.086385 | 0 | 0 | 0 | 0 | 0 | 0 | 0 | 0 | 0 | 2
54848_G_GEN2A | SERC_Southeastern | Georgia | 13 | Lowndes | 185 | 54848 | GEN2A | South Georgia Medical Center | 13469 | 2013 | 9999 | Combustion Turbine | [5 empty] | Fossil | G | 2030 | Oil |  | 0 | 0 | 0 | 0 | 0 | 0 | 0 | 0 | 0 | 0 | 0 | 0 | 0 | 0 | 0 | 0 | 0 | 0 | 0 | 0 | 0 | 0 | 0 | 0 | 0 | 0 | 0 | 0 | 0 | 0 | 0 | 0 | 0 | 0 | 0 | 0 | 0 | 0 | 0 | 0 | 0.086385 | 0 | 0 | 0 | 0 | 0 | 0 | 0 | 0 | 0 | 2
54848_G_GEN4 | SERC_Southeastern | Georgia | 13 | Lowndes | 185 | 54848 | GEN4 | South Georgia Medical Center | 13469 | 2001 | 9999 | Combustion Turbine | [5 empty] | Fossil | G | 2030 | Oil |  | 0 | 0 | 0 | 0 | 0 | 0 | 0 | 0 | 0 | 0 | 0 | 0 | 0 | 0 | 0 | 0 | 0 | 0 | 0 | 0 | 0 | 0 | 0 | 0 | 0 | 0 | 0 | 0 | 0 | 0 | 0 | 0 | 0 | 0 | 0 | 0 | 0 | 0 | 0 | 0 | 0.030235 | 0 | 0 | 0 | 0 | 0 | 0 | 0 | 0 | 0 | 0.7
54850_G_01 | PJM West | Kentucky | 21 | Taylor | 217 | 54850 | 01 | Cox Waste to Energy | 20712 | 1995 | 9999 | Biomass | [5 empty] | Non-Fossil | G | 2030 | Biomass |  | 0 | 0 | 0 | 0 | 0 | 0 | 0 | 0 | 0 | 0 | 0 | 0 | 0 | 0 | 0 | 0 | 0 | 0 | 0 | 0 | 0 | 0 | 0 | 0 | 0 | 0 | 0 | 0 | 0 | 0 | 0 | 0 | 0 | 0 | 0 | 0 | 0 | 0 | 0 | 0 | 0 | 0 | 0 | 0 | 0 | 0 | 0 | 0 | 0 | 0 | 3
54850_G_02 | PJM West | Kentucky | 21 | Taylor | 217 | 54850 | 02 | Cox Waste to Energy | 20712 | 2002 | 9999 | Biomass | [5 empty] | Non-Fossil | G | 2030 | Biomass |  | 0 | 0 | 0 | 0 | 0 | 0 | 0 | 0 | 0 | 0 | 0 | 0 | 0 | 0 | 0 | 0 | 0 | 0 | 0 | 0 | 0 | 0 | 0 | 0 | 0 | 0 | 0 | 0 | 0 | 0 | 0 | 0 | 0 | 0 | 0 | 0 | 0 | 0 | 0 | 0 | 0 | 0 | 0 | 0 | 0 | 0 | 0 | 0 | 0 | 0 | 0.3
54854_G_5657 | WECC_Southern Nevada | Nevada | 32 | Clark | 3 | 54854 | 5657 | Sun Peak Generating Station | 12323 | 1991 | 9999 | Combustion Turbine |  |  |  | H2O |  | Fossil | G | 2030 | NaturalGas |  | 0 | 0 | 0.0018256 | 0.0018256 | 0 | 0 | 0 | 0 | 0 | 0 | 0 | 0 | 0 | 0 | 0 | 0 | 0 | 0 | 0.14814 | 0.14814 | 0 | 0 | 0.10687 | 0.10687 | 0 | 0 | 1.2779e-10 | 1.2779e-10 | 0 | 0 | 0.00012742 | 0.00012742 | 0 | 0 | 0 | 0 | 0 | 0 | 0 | 0 | 2.0451 | 0 | 0 | 0.0009659 | 0.0009659 | 0 | 0 | 0.0046984 | 0.0046984 | 0 | 74
54854_G_5658 | WECC_Southern Nevada | Nevada | 32 | Clark | 3 | 54854 | 5658 | Sun Peak Generating Station | 12323 | 1991 | 9999 | Combustion Turbine |  |  |  | H2O |  | Fossil | G | 2030 | NaturalGas |  | 0 | 0 | 0.0018256 | 0.0018256 | 0 | 0 | 0 | 0 | 0 | 0 | 0 | 0 | 0 | 0 | 0 | 0 | 0 | 0 | 0.14814 | 0.14814 | 0 | 0 | 0.10687 | 0.10687 | 0 | 0 | 1.2779e-10 | 1.2779e-10 | 0 | 0 | 0.0001287 | 0.0001287 | 0 | 0 | 0 | 0 | 0 | 0 | 0 | 0 | 2.0451 | 0 | 0 | 0.0009659 | 0.0009659 | 0 | 0 | 0.0046984 | 0.0046984 | 0 | 74
54854_G_5659 | WECC_Southern Nevada | Nevada | 32 | Clark | 3 | 54854 | 5659 | Sun Peak Generating Station | 12323 | 1991 | 9999 | Combustion Turbine |  |  |  | H2O |  | Fossil | G | 2030 | NaturalGas |  | 0 | 0 | 0.0018256 | 0.0018256 | 0 | 0 | 0 | 0 | 0 | 0 | 0 | 0 | 0 | 0 | 0 | 0 | 0 | 0 | 0.14814 | 0.14814 | 0 | 0 | 0.10687 | 0.10687 | 0 | 0 | 1.2779e-10 | 1.2779e-10 | 0 | 0 | 0.00012745 | 0.00012745 | 0 | 0 | 0 | 0 | 0 | 0 | 0 | 0 | 2.0451 | 0 | 0 | 0.0009659 | 0.0009659 | 0 | 0 | 0.0046984 | 0.0046984 | 0 | 74
54858_G_E/G1 | MISO_Missouri | Missouri | 29 | St Louis City | 510 | 54858 | E/G1 | Southwestern Bell Telephone | 13469 | 1992 | 9999 | Combustion Turbine | [5 empty] | Fossil | G | 2030 | Oil |  | 0 | 0 | 0 | 0 | 0 | 0 | 0 | 0 | 0 | 0 | 0 | 0 | 0 | 0 | 0 | 0 | 0 | 0 | 0 | 0 | 0 | 0 | 0 | 0 | 0 | 0 | 0 | 0 | 0 | 0 | 0 | 0 | 0 | 0 | 0 | 0 | 0 | 0 | 0 | 0 | 0.086158 | 0 | 0 | 0 | 0 | 0 | 0 | 0 | 0 | 0 | 2
54858_G_E/G2 | MISO_Missouri | Missouri | 29 | St Louis City | 510 | 54858 | E/G2 | Southwestern Bell Telephone | 13469 | 1992 | 9999 | Combustion Turbine | [5 empty] | Fossil | G | 2030 | Oil |  | 0 | 0 | 0 | 0 | 0 | 0 | 0 | 0 | 0 | 0 | 0 | 0 | 0 | 0 | 0 | 0 | 0 | 0 | 0 | 0 | 0 | 0 | 0 | 0 | 0 | 0 | 0 | 0 | 0 | 0 | 0 | 0 | 0 | 0 | 0 | 0 | 0 | 0 | 0 | 0 | 0.086158 | 0 | 0 | 0 | 0 | 0 | 0 | 0 | 0 | 0 | 2
54858_G_E/G3 | MISO_Missouri | Missouri | 29 | St Louis City | 510 | 54858 | E/G3 | Southwestern Bell Telephone | 13469 | 1992 | 9999 | Combustion Turbine | [5 empty] | Fossil | G | 2030 | Oil |  | 0 | 0 | 0 | 0 | 0 | 0 | 0 | 0 | 0 | 0 | 0 | 0 | 0 | 0 | 0 | 0 | 0 | 0 | 0 | 0 | 0 | 0 | 0 | 0 | 0 | 0 | 0 | 0 | 0 | 0 | 0 | 0 | 0 | 0 | 0 | 0 | 0 | 0 | 0 | 0 | 0.086158 | 0 | 0 | 0 | 0 | 0 | 0 | 0 | 0 | 0 | 2
54858_G_E/G4 | MISO_Missouri | Missouri | 29 | St Louis City | 510 | 54858 | E/G4 | Southwestern Bell Telephone | 13469 | 2005 | 9999 | Combustion Turbine | [5 empty] | Fossil | G | 2030 | Oil |  | 0 | 0 | 0 | 0 | 0 | 0 | 0 | 0 | 0 | 0 | 0 | 0 | 0 | 0 | 0 | 0 | 0 | 0 | 0 | 0 | 0 | 0 | 0 | 0 | 0 | 0 | 0 | 0 | 0 | 0 | 0 | 0 | 0 | 0 | 0 | 0 | 0 | 0 | 0 | 0 | 0.12062 | 0 | 0 | 0 | 0 | 0 | 0 | 0 | 0 | 0 | 2.8
54858_G_E/G5 | MISO_Missouri | Missouri | 29 | St Louis City | 510 | 54858 | E/G5 | Southwestern Bell Telephone | 13469 | 2008 | 9999 | Combustion Turbine | [5 empty] | Fossil | G | 2030 | Oil |  | 0 | 0 | 0 | 0 | 0 | 0 | 0 | 0 | 0 | 0 | 0 | 0 | 0 | 0 | 0 | 0 | 0 | 0 | 0 | 0 | 0 | 0 | 0 | 0 | 0 | 0 | 0 | 0 | 0 | 0 | 0 | 0 | 0 | 0 | 0 | 0 | 0 | 0 | 0 | 0 | 0.12062 | 0 | 0 | 0 | 0 | 0 | 0 | 0 | 0 | 0 | 2.8
54858_G_E/G6 | MISO_Missouri | Missouri | 29 | St Louis City | 510 | 54858 | E/G6 | Southwestern Bell Telephone | 13469 | 2011 | 9999 | Combustion Turbine | [5 empty] | Fossil | G | 2030 | Oil |  | 0 | 0 | 0 | 0 | 0 | 0 | 0 | 0 | 0 | 0 | 0 | 0 | 0 | 0 | 0 | 0 | 0 | 0 | 0 | 0 | 0 | 0 | 0 | 0 | 0 | 0 | 0 | 0 | 0 | 0 | 0 | 0 | 0 | 0 | 0 | 0 | 0 | 0 | 0 | 0 | 0.12062 | 0 | 0 | 0 | 0 | 0 | 0 | 0 | 0 | 0 | 2.8
54858_G_E/G7 | MISO_Missouri | Missouri | 29 | St Louis City | 510 | 54858 | E/G7 | Southwestern Bell Telephone | 13469 | 2011 | 9999 | Combustion Turbine | [5 empty] | Fossil | G | 2030 | Oil |  | 0 | 0 | 0 | 0 | 0 | 0 | 0 | 0 | 0 | 0 | 0 | 0 | 0 | 0 | 0 | 0 | 0 | 0 | 0 | 0 | 0 | 0 | 0 | 0 | 0 | 0 | 0 | 0 | 0 | 0 | 0 | 0 | 0 | 0 | 0 | 0 | 0 | 0 | 0 | 0 | 0.12062 | 0 | 0 | 0 | 0 | 0 | 0 | 0 | 0 | 0 | 2.8
54860_G_GEN1 | WECC_Pacific Northwest | Washington | 53 | King | 33 | 54860 | GEN1 | Black Creek | 0 | 1994 | 9999 | Hydro | [5 empty] | Non-Fossil | G | 2030 | Hydro |  | 0 | 0 | 0 | 0 | 0 | 0 | 0 | 0 | 0 | 0 | 0 | 0 | 0 | 0 | 0 | 0 | 3.0155 | 4.1734 | 5.2628 | 12.4518 | 0 | 0 | 0 | 0 | 0 | 0 | 0 | 0 | 0 | 0 | 0 | 0 | 0 | 0 | 0 | 0 | 0 | 0 | 0 | 0 | 0.05849 | 0.0041916 | 0.0058011 | 0.0073153 | 0.017308 | 0 | 0 | 0 | 0 | 0 | 3.7
54865_G_1-02 | NY_Zone C&E | New York | 36 | Oswego | 75 | 54865 | 1-02 | Phoenix Hydro Project | 0 | 1991 | 9999 | Hydro | [5 empty] | Non-Fossil | G | 2030 | Hydro |  | 0 | 0 | 0 | 0 | 0 | 0 | 0 | 0 | 0 | 0 | 0 | 0 | 0 | 0 | 0 | 0 | 1.4519 | 1.9651 | 2.4296 | 5.8466 | 0 | 0 | 0 | 0 | 0 | 0 | 0 | 0 | 0 | 0 | 0 | 0 | 0 | 0 | 0 | 0 | 0 | 0 | 0 | 0 | 0.01897 | 0.0020181 | 0.0027315 | 0.0033772 | 0.0081268 | 0 | 0 | 0 | 0 | 0 | 1.2
54865_G_2-01 | NY_Zone C&E | New York | 36 | Oswego | 75 | 54865 | 2-01 | Phoenix Hydro Project | 0 | 1991 | 9999 | Hydro | [5 empty] | Non-Fossil | G | 2030 | Hydro |  | 0 | 0 | 0 | 0 | 0 | 0 | 0 | 0 | 0 | 0 | 0 | 0 | 0 | 0 | 0 | 0 | 1.4519 | 1.9651 | 2.4296 | 5.8466 | 0 | 0 | 0 | 0 | 0 | 0 | 0 | 0 | 0 | 0 | 0 | 0 | 0 | 0 | 0 | 0 | 0 | 0 | 0 | 0 | 0.01897 | 0.0020181 | 0.0027315 | 0.0033772 | 0.0081268 | 0 | 0 | 0 | 0 | 0 | 1.2
54872_G_GEN1 | SERC_Southeastern | Georgia | 13 | Rockdale | 247 | 54872 | GEN1 | Milstead | 0 | 1994 | 9999 | Hydro | [5 empty] | Non-Fossil | G | 2030 | Hydro |  | 0 | 0 | 0 | 0 | 0 | 0 | 0 | 0 | 0 | 0 | 0 | 0 | 0 | 0 | 0 | 0 | 0.4333 | 0.4708 | 0.57576 | 1.4799 | 0 | 0 | 0 | 0 | 0 | 0 | 0 | 0 | 0 | 0 | 0 | 0 | 0 | 0 | 0 | 0 | 0 | 0 | 0 | 0 | 0.015808 | 0.00060228 | 0.00065441 | 0.0008003 | 0.002057 | 0 | 0 | 0 | 0 | 0 | 1
54877_G_BUG | SERC_Southeastern | Georgia | 13 | Fulton | 121 | 54877 | BUG | Atlanta Gift Mart LP | 13469 | 1991 | 9999 | Combustion Turbine | [5 empty] | Fossil | G | 2030 | Oil |  | 0 | 0 | 0 | 0 | 0 | 0 | 0 | 0 | 0 | 0 | 0 | 0 | 0 | 0 | 0 | 0 | 0 | 0 | 0 | 0 | 0 | 0 | 0 | 0 | 0 | 0 | 0 | 0 | 0 | 0 | 0 | 0 | 0 | 0 | 0 | 0 | 0 | 0 | 0 | 0 | 0.051831 | 0 | 0 | 0 | 0 | 0 | 0 | 0 | 0 | 0 | 1.2
54882_G_GEN1 | SERC_VACAR | North Carolina | 37 | Franklin | 69 | 54882 | GEN1 | CenturyLink Regional HQ | 13469 | 1993 | 9999 | Combustion Turbine | [5 empty] | Fossil | G | 2030 | Oil |  | 0 | 0 | 0 | 0 | 0 | 0 | 0 | 0 | 0 | 0 | 0 | 0 | 0 | 0 | 0 | 0 | 0 | 0 | 0 | 0 | 0 | 0 | 0 | 0 | 0 | 0 | 0 | 0 | 0 | 0 | 0 | 0 | 0 | 0 | 0 | 0 | 0 | 0 | 0 | 0 | 2.6592e-08 | 0 | 0 | 0 | 0 | 0 | 0 | 0 | 0 | 0 | 1e-06
54882_G_GEN2 | SERC_VACAR | North Carolina | 37 | Franklin | 69 | 54882 | GEN2 | CenturyLink Regional HQ | 13469 | 1993 | 9999 | Combustion Turbine | [5 empty] | Fossil | G | 2030 | Oil |  | 0 | 0 | 0 | 0 | 0 | 0 | 0 | 0 | 0 | 0 | 0 | 0 | 0 | 0 | 0 | 0 | 0 | 0 | 0 | 0 | 0 | 0 | 0 | 0 | 0 | 0 | 0 | 0 | 0 | 0 | 0 | 0 | 0 | 0 | 0 | 0 | 0 | 0 | 0 | 0 | 0.015955 | 0 | 0 | 0 | 0 | 0 | 0 | 0 | 0 | 0 | 0.6
54885_G_1H | MISO_Wisconsin- Upper Michigan (WUMS) | Wisconsin | 55 | Outagamie | 87 | 54885 | 1H | Kimberly Mill | 0 | 1926 | 9999 | Hydro | [5 empty] | Non-Fossil | G | 2030 | Hydro |  | 0 | 0 | 0 | 0 | 0 | 0 | 0 | 0 | 0 | 0 | 0 | 0 | 0 | 0 | 0 | 0 | 0.85177 | 1.2718 | 1.7223 | 3.8459 | 0 | 0 | 0 | 0 | 0 | 0 | 0 | 0 | 0 | 0 | 0 | 0 | 0 | 0 | 0 | 0 | 0 | 0 | 0 | 0 | 0.011066 | 0.001184 | 0.0017678 | 0.0023941 | 0.0053459 | 0 | 0 | 0 | 0 | 0 | 0.7
54885_G_2H | MISO_Wisconsin- Upper Michigan (WUMS) | Wisconsin | 55 | Outagamie | 87 | 54885 | 2H | Kimberly Mill | 0 | 1927 | 9999 | Hydro | [5 empty] | Non-Fossil | G | 2030 | Hydro |  | 0 | 0 | 0 | 0 | 0 | 0 | 0 | 0 | 0 | 0 | 0 | 0 | 0 | 0 | 0 | 0 | 0.85177 | 1.2718 | 1.7223 | 3.8459 | 0 | 0 | 0 | 0 | 0 | 0 | 0 | 0 | 0 | 0 | 0 | 0 | 0 | 0 | 0 | 0 | 0 | 0 | 0 | 0 | 0.011066 | 0.001184 | 0.0017678 | 0.0023941 | 0.0053459 | 0 | 0 | 0 | 0 | 0 | 0.7
54885_G_3H | MISO_Wisconsin- Upper Michigan (WUMS) | Wisconsin | 55 | Outagamie | 87 | 54885 | 3H | Kimberly Mill | 0 | 1927 | 9999 | Hydro | [5 empty] | Non-Fossil | G | 2030 | Hydro |  | 0 | 0 | 0 | 0 | 0 | 0 | 0 | 0 | 0 | 0 | 0 | 0 | 0 | 0 | 0 | 0 | 0.85177 | 1.2718 | 1.7223 | 3.8459 | 0 | 0 | 0 | 0 | 0 | 0 | 0 | 0 | 0 | 0 | 0 | 0 | 0 | 0 | 0 | 0 | 0 | 0 | 0 | 0 | 0.011066 | 0.001184 | 0.0017678 | 0.0023941 | 0.0053459 | 0 | 0 | 0 | 0 | 0 | 0.7
54886_G_GEN1 | PJM_ComEd | Illinois | 17 | Cook | 31 | 54886 | GEN1 | Presence Saint Mary of Nazareth Hospital | 11686 | 1993 | 9999 | Combustion Turbine | [5 empty] | Fossil | G | 2030 | NaturalGas |  | 0 | 0 | 0.00031125 | 0.00031125 | 0 | 0 | 0 | 0 | 0 | 0 | 0 | 0 | 0 | 0 | 0 | 0 | 0 | 0 | 0.026634 | 0.026634 | 0 | 0 | 0.01822 | 0.01822 | 0 | 0 | 2.1787e-11 | 2.1787e-11 | 0 | 0 | 0.00016511 | 0.00016511 | 0 | 0 | 0 | 0 | 0 | 0 | 0 | 0 | 0.01578 | 0 | 0 | 0.00012571 | 0.00012571 | 0 | 0 | 0.00067244 | 0.00067244 | 0 | 0.8
54886_G_GEN3 | PJM_ComEd | Illinois | 17 | Cook | 31 | 54886 | GEN3 | Presence Saint Mary of Nazareth Hospital | 11686 | 1993 | 9999 | Combustion Turbine | [5 empty] | Fossil | G | 2030 | NaturalGas |  | 0 | 0 | 0.00031125 | 0.00031125 | 0 | 0 | 0 | 0 | 0 | 0 | 0 | 0 | 0 | 0 | 0 | 0 | 0 | 0 | 0.026634 | 0.026634 | 0 | 0 | 0.01822 | 0.01822 | 0 | 0 | 2.1787e-11 | 2.1787e-11 | 0 | 0 | 0.00016511 | 0.00016511 | 0 | 0 | 0 | 0 | 0 | 0 | 0 | 0 | 0.01578 | 0 | 0 | 0.00012571 | 0.00012571 | 0 | 0 | 0.00067244 | 0.00067244 | 0 | 0.8
54886_G_GEN4 | PJM_ComEd | Illinois | 17 | Cook | 31 | 54886 | GEN4 | Presence Saint Mary of Nazareth Hospital | 13469 | 1993 | 9999 | Combustion Turbine | [5 empty] | Fossil | G | 2030 |  |  | 0 | 0 | 0 | 0 | 0 | 0 | 0 | 0 | 0 | 0 | 0 | 0 | 0 | 0 | 0 | 0 | 0 | 0 | 0 | 0 | 0 | 0 | 0 | 0 | 0 | 0 | 0 | 0 | 0 | 0 | 0 | 0 | 0 | 0 | 0 | 0 | 0 | 0 | 0 | 0 | 0.016548 | 0 | 0 | 0 | 0 | 0 | 0 | 0 | 0 | 0 | 0.9
54886_G_GEN5 | PJM_ComEd | Illinois | 17 | Cook | 31 | 54886 | GEN5 | Presence Saint Mary of Nazareth Hospital | 13469 | 1993 | 9999 | Combustion Turbine | [5 empty] | Fossil | G | 2030 |  |  | 0 | 0 | 0 | 0 | 0 | 0 | 0 | 0 | 0 | 0 | 0 | 0 | 0 | 0 | 0 | 0 | 0 | 0 | 0 | 0 | 0 | 0 | 0 | 0 | 0 | 0 | 0 | 0 | 0 | 0 | 0 | 0 | 0 | 0 | 0 | 0 | 0 | 0 | 0 | 0 | 0.016548 | 0 | 0 | 0 | 0 | 0 | 0 | 0 | 0 | 0 | 0.9
54886_G_GEN6 | PJM_ComEd | Illinois | 17 | Cook | 31 | 54886 | GEN6 | Presence Saint Mary of Nazareth Hospital | 13469 | 2006 | 9999 | Combustion Turbine | [5 empty] | Fossil | G | 2030 |  |  | 0 | 0 | 0 | 0 | 0 | 0 | 0 | 0 | 0 | 0 | 0 | 0 | 0 | 0 | 0 | 0 | 0 | 0 | 0 | 0 | 0 | 0 | 0 | 0 | 0 | 0 | 0 | 0 | 0 | 0 | 0 | 0 | 0 | 0 | 0 | 0 | 0 | 0 | 0 | 0 | 0.014709 | 0 | 0 | 0 | 0 | 0 | 0 | 0 | 0 | 0 | 0.8
54890_G_GEN1 | MISO_Lower Michigan | Michigan | 26 | Saginaw | 145 | 54890 | GEN1 | Peoples Generating Station | 13500 | 1995 | 9999 | Landfill Gas | [5 empty] | Non-Fossil | G | 2030 | LF Gas |  | 0.044709 | 0.064656 | 0.08358 | 0.19294 | 0 | 0 | 0 | 0 | 0 | 0 | 0 | 0 | 0 | 0 | 0 | 0 | 3.3235 | 4.8064 | 6.2131 | 14.343 | 2.5765 | 3.7261 | 4.8166 | 11.1192 | 0 | 0 | 0 | 0 | 0.0076455 | 0.011057 | 0.014293 | 0.032995 | 0 | 0 | 0 | 0 | 0 | 0 | 0 | 0 | 0.59724 | 0.023055 | 0.033342 | 0.0431 | 0.099497 | 0 | 0 | 0 | 0 | 0 | 2.2
54894_G_YN1 | SERC_VACAR | North Carolina | 37 | Stanly | 167 | 54894 | YN1 | Narrows (NC) | 0 | 1917 | 9999 | Hydro | [5 empty] | Non-Fossil | G | 2030 | Hydro |  | 0 | 0 | 0 | 0 | 0 | 0 | 0 | 0 | 0 | 0 | 0 | 0 | 0 | 0 | 0 | 0 | 28.832 | 32.449 | 35.4864 | 96.7675 | 0 | 0 | 0 | 0 | 0 | 0 | 0 | 0 | 0 | 0 | 0 | 0 | 0 | 0 | 0 | 0 | 0 | 0 | 0 | 0 | 0.47425 | 0.040076 | 0.045104 | 0.049326 | 0.13451 | 0 | 0 | 0 | 0 | 0 | 30
54894_G_YN2 | SERC_VACAR | North Carolina | 37 | Stanly | 167 | 54894 | YN2 | Narrows (NC) | 0 | 1917 | 9999 | Hydro | [5 empty] | Non-Fossil | G | 2030 | Hydro |  | 0 | 0 | 0 | 0 | 0 | 0 | 0 | 0 | 0 | 0 | 0 | 0 | 0 | 0 | 0 | 0 | 28.832 | 32.449 | 35.4864 | 96.7675 | 0 | 0 | 0 | 0 | 0 | 0 | 0 | 0 | 0 | 0 | 0 | 0 | 0 | 0 | 0 | 0 | 0 | 0 | 0 | 0 | 0.47425 | 0.040076 | 0.045104 | 0.049326 | 0.13451 | 0 | 0 | 0 | 0 | 0 | 30
54894_G_YN3 | SERC_VACAR | North Carolina | 37 | Stanly | 167 | 54894 | YN3 | Narrows (NC) | 0 | 1917 | 9999 | Hydro | [5 empty] | Non-Fossil | G | 2030 | Hydro |  | 0 | 0 | 0 | 0 | 0 | 0 | 0 | 0 | 0 | 0 | 0 | 0 | 0 | 0 | 0 | 0 | 28.832 | 32.449 | 35.4864 | 96.7675 | 0 | 0 | 0 | 0 | 0 | 0 | 0 | 0 | 0 | 0 | 0 | 0 | 0 | 0 | 0 | 0 | 0 | 0 | 0 | 0 | 0.47425 | 0.040076 | 0.045104 | 0.049326 | 0.13451 | 0 | 0 | 0 | 0 | 0 | 30
54894_G_YN4 | SERC_VACAR | North Carolina | 37 | Stanly | 167 | 54894 | YN4 | Narrows (NC) | 0 | 1924 | 9999 | Hydro | [5 empty] | Non-Fossil | G | 2030 | Hydro |  | 0 | 0 | 0 | 0 | 0 | 0 | 0 | 0 | 0 | 0 | 0 | 0 | 0 | 0 | 0 | 0 | 27.8709 | 31.3674 | 34.3036 | 93.5419 | 0 | 0 | 0 | 0 | 0 | 0 | 0 | 0 | 0 | 0 | 0 | 0 | 0 | 0 | 0 | 0 | 0 | 0 | 0 | 0 | 0.45844 | 0.038741 | 0.043601 | 0.047682 | 0.13002 | 0 | 0 | 0 | 0 | 0 | 29
54895_G_YF1 | SERC_VACAR | North Carolina | 37 | Stanly | 167 | 54895 | YF1 | Falls Hydro | 0 | 1922 | 9999 | Hydro | [5 empty] | Non-Fossil | G | 2030 | Hydro |  | 0 | 0 | 0 | 0 | 0 | 0 | 0 | 0 | 0 | 0 | 0 | 0 | 0 | 0 | 0 | 0 | 8.6496 | 9.7347 | 10.6459 | 29.0302 | 0 | 0 | 0 | 0 | 0 | 0 | 0 | 0 | 0 | 0 | 0 | 0 | 0 | 0 | 0 | 0 | 0 | 0 | 0 | 0 | 0.14227 | 0.012023 | 0.013531 | 0.014798 | 0.040352 | 0 | 0 | 0 | 0 | 0 | 9
54895_G_YF2 | SERC_VACAR | North Carolina | 37 | Stanly | 167 | 54895 | YF2 | Falls Hydro | 0 | 1919 | 9999 | Hydro | [5 empty] | Non-Fossil | G | 2030 | Hydro |  | 0 | 0 | 0 | 0 | 0 | 0 | 0 | 0 | 0 | 0 | 0 | 0 | 0 | 0 | 0 | 0 | 9.6107 | 10.8163 | 11.8288 | 32.2558 | 0 | 0 | 0 | 0 | 0 | 0 | 0 | 0 | 0 | 0 | 0 | 0 | 0 | 0 | 0 | 0 | 0 | 0 | 0 | 0 | 0.15808 | 0.013359 | 0.015035 | 0.016442 | 0.044836 | 0 | 0 | 0 | 0 | 0 | 10
54895_G_YF3 | SERC_VACAR | North Carolina | 37 | Stanly | 167 | 54895 | YF3 | Falls Hydro | 0 | 1919 | 9999 | Hydro | [5 empty] | Non-Fossil | G | 2030 | Hydro |  | 0 | 0 | 0 | 0 | 0 | 0 | 0 | 0 | 0 | 0 | 0 | 0 | 0 | 0 | 0 | 0 | 10.5717 | 11.898 | 13.0117 | 35.4814 | 0 | 0 | 0 | 0 | 0 | 0 | 0 | 0 | 0 | 0 | 0 | 0 | 0 | 0 | 0 | 0 | 0 | 0 | 0 | 0 | 0.17389 | 0.014695 | 0.016538 | 0.018086 | 0.049319 | 0 | 0 | 0 | 0 | 0 | 11
54896_G_HR1 | SERC_VACAR | North Carolina | 37 | Davidson | 57 | 54896 | HR1 | High Rock Hydro | 0 | 1927 | 9999 | Hydro | [5 empty] | Non-Fossil | G | 2030 | Hydro |  | 0 | 0 | 0 | 0 | 0 | 0 | 0 | 0 | 0 | 0 | 0 | 0 | 0 | 0 | 0 | 0 | 12.4939 | 14.0612 | 15.3775 | 41.9326 | 0 | 0 | 0 | 0 | 0 | 0 | 0 | 0 | 0 | 0 | 0 | 0 | 0 | 0 | 0 | 0 | 0 | 0 | 0 | 0 | 0.20551 | 0.017366 | 0.019545 | 0.021375 | 0.058286 | 0 | 0 | 0 | 0 | 0 | 13
54896_G_HR2 | SERC_VACAR | North Carolina | 37 | Davidson | 57 | 54896 | HR2 | High Rock Hydro | 0 | 1927 | 9999 | Hydro | [5 empty] | Non-Fossil | G | 2030 | Hydro |  | 0 | 0 | 0 | 0 | 0 | 0 | 0 | 0 | 0 | 0 | 0 | 0 | 0 | 0 | 0 | 0 | 12.4939 | 14.0612 | 15.3775 | 41.9326 | 0 | 0 | 0 | 0 | 0 | 0 | 0 | 0 | 0 | 0 | 0 | 0 | 0 | 0 | 0 | 0 | 0 | 0 | 0 | 0 | 0.20551 | 0.017366 | 0.019545 | 0.021375 | 0.058286 | 0 | 0 | 0 | 0 | 0 | 13
54896_G_HR3 | SERC_VACAR | North Carolina | 37 | Davidson | 57 | 54896 | HR3 | High Rock Hydro | 0 | 1927 | 9999 | Hydro | [5 empty] | Non-Fossil | G | 2030 | Hydro |  | 0 | 0 | 0 | 0 | 0 | 0 | 0 | 0 | 0 | 0 | 0 | 0 | 0 | 0 | 0 | 0 | 12.4939 | 14.0612 | 15.3775 | 41.9326 | 0 | 0 | 0 | 0 | 0 | 0 | 0 | 0 | 0 | 0 | 0 | 0 | 0 | 0 | 0 | 0 | 0 | 0 | 0 | 0 | 0.20551 | 0.017366 | 0.019545 | 0.021375 | 0.058286 | 0 | 0 | 0 | 0 | 0 | 13
54897_G_TT1 | SERC_VACAR | North Carolina | 37 | Montgomery | 123 | 54897 | TT1 | Tuckertown Hydro | 0 | 1962 | 9999 | Hydro | [5 empty] | Non-Fossil | G | 2030 | Hydro |  | 0 | 0 | 0 | 0 | 0 | 0 | 0 | 0 | 0 | 0 | 0 | 0 | 0 | 0 | 0 | 0 | 12.4939 | 14.0612 | 15.3775 | 41.9326 | 0 | 0 | 0 | 0 | 0 | 0 | 0 | 0 | 0 | 0 | 0 | 0 | 0 | 0 | 0 | 0 | 0 | 0 | 0 | 0 | 0.20551 | 0.017366 | 0.019545 | 0.021375 | 0.058286 | 0 | 0 | 0 | 0 | 0 | 13
54897_G_TT2 | SERC_VACAR | North Carolina | 37 | Montgomery | 123 | 54897 | TT2 | Tuckertown Hydro | 0 | 1962 | 9999 | Hydro | [5 empty] | Non-Fossil | G | 2030 | Hydro |  | 0 | 0 | 0 | 0 | 0 | 0 | 0 | 0 | 0 | 0 | 0 | 0 | 0 | 0 | 0 | 0 | 12.4939 | 14.0612 | 15.3775 | 41.9326 | 0 | 0 | 0 | 0 | 0 | 0 | 0 | 0 | 0 | 0 | 0 | 0 | 0 | 0 | 0 | 0 | 0 | 0 | 0 | 0 | 0.20551 | 0.017366 | 0.019545 | 0.021375 | 0.058286 | 0 | 0 | 0 | 0 | 0 | 13
54897_G_TT3 | SERC_VACAR | North Carolina | 37 | Montgomery | 123 | 54897 | TT3 | Tuckertown Hydro | 0 | 1962 | 9999 | Hydro | [5 empty] | Non-Fossil | G | 2030 | Hydro |  | 0 | 0 | 0 | 0 | 0 | 0 | 0 | 0 | 0 | 0 | 0 | 0 | 0 | 0 | 0 | 0 | 12.4939 | 14.0612 | 15.3775 | 41.9326 | 0 | 0 | 0 | 0 | 0 | 0 | 0 | 0 | 0 | 0 | 0 | 0 | 0 | 0 | 0 | 0 | 0 | 0 | 0 | 0 | 0.20551 | 0.017366 | 0.019545 | 0.021375 | 0.058286 | 0 | 0 | 0 | 0 | 0 | 13
54898_G_1 | SERC_Central_TVA | North Carolina | 37 | Graham | 75 | 54898 | 1 | Santeetlah | 0 | 1928 | 9999 | Hydro | [5 empty] | Non-Fossil | G | 2030 | Hydro |  | 0 | 0 | 0 | 0 | 0 | 0 | 0 | 0 | 0 | 0 | 0 | 0 | 0 | 0 | 0 | 0 | 19.8776 | 18.4363 | 23.2152 | 61.5291 | 0 | 0 | 0 | 0 | 0 | 0 | 0 | 0 | 0 | 0 | 0 | 0 | 0 | 0 | 0 | 0 | 0 | 0 | 0 | 0 | 0.31616 | 0.02763 | 0.025627 | 0.032269 | 0.085525 | 0 | 0 | 0 | 0 | 0 | 20
54898_G_2 | SERC_Central_TVA | North Carolina | 37 | Graham | 75 | 54898 | 2 | Santeetlah | 0 | 1928 | 9999 | Hydro | [5 empty] | Non-Fossil | G | 2030 | Hydro |  | 0 | 0 | 0 | 0 | 0 | 0 | 0 | 0 | 0 | 0 | 0 | 0 | 0 | 0 | 0 | 0 | 19.8776 | 18.4363 | 23.2152 | 61.5291 | 0 | 0 | 0 | 0 | 0 | 0 | 0 | 0 | 0 | 0 | 0 | 0 | 0 | 0 | 0 | 0 | 0 | 0 | 0 | 0 | 0.31616 | 0.02763 | 0.025627 | 0.032269 | 0.085525 | 0 | 0 | 0 | 0 | 0 | 20
54899_G_1A | SERC_Central_TVA | North Carolina | 37 | Graham | 75 | 54899 | 1A | Cheoah | 0 | 2012 | 9999 | Hydro | [5 empty] | Non-Fossil | G | 2030 | Hydro |  | 0 | 0 | 0 | 0 | 0 | 0 | 0 | 0 | 0 | 0 | 0 | 0 | 0 | 0 | 0 | 0 | 27.8287 | 25.8109 | 32.5012 | 86.1408 | 0 | 0 | 0 | 0 | 0 | 0 | 0 | 0 | 0 | 0 | 0 | 0 | 0 | 0 | 0 | 0 | 0 | 0 | 0 | 0 | 0.44263 | 0.038682 | 0.035877 | 0.045177 | 0.11974 | 0 | 0 | 0 | 0 | 0 | 28
54899_G_2A | SERC_Central_TVA | North Carolina | 37 | Graham | 75 | 54899 | 2A | Cheoah | 0 | 2012 | 9999 | Hydro | [5 empty] | Non-Fossil | G | 2030 | Hydro |  | 0 | 0 | 0 | 0 | 0 | 0 | 0 | 0 | 0 | 0 | 0 | 0 | 0 | 0 | 0 | 0 | 27.8287 | 25.8109 | 32.5012 | 86.1408 | 0 | 0 | 0 | 0 | 0 | 0 | 0 | 0 | 0 | 0 | 0 | 0 | 0 | 0 | 0 | 0 | 0 | 0 | 0 | 0 | 0.44263 | 0.038682 | 0.035877 | 0.045177 | 0.11974 | 0 | 0 | 0 | 0 | 0 | 28
54899_G_3A | SERC_Central_TVA | North Carolina | 37 | Graham | 75 | 54899 | 3A | Cheoah | 0 | 2013 | 9999 | Hydro | [5 empty] | Non-Fossil | G | 2030 | Hydro |  | 0 | 0 | 0 | 0 | 0 | 0 | 0 | 0 | 0 | 0 | 0 | 0 | 0 | 0 | 0 | 0 | 27.8287 | 25.8109 | 32.5012 | 86.1408 | 0 | 0 | 0 | 0 | 0 | 0 | 0 | 0 | 0 | 0 | 0 | 0 | 0 | 0 | 0 | 0 | 0 | 0 | 0 | 0 | 0.44263 | 0.038682 | 0.035877 | 0.045177 | 0.11974 | 0 | 0 | 0 | 0 | 0 | 28
54899_G_4A | SERC_Central_TVA | North Carolina | 37 | Graham | 75 | 54899 | 4A | Cheoah | 0 | 2012 | 9999 | Hydro | [5 empty] | Non-Fossil | G | 2030 | Hydro |  | 0 | 0 | 0 | 0 | 0 | 0 | 0 | 0 | 0 | 0 | 0 | 0 | 0 | 0 | 0 | 0 | 27.8287 | 25.8109 | 32.5012 | 86.1408 | 0 | 0 | 0 | 0 | 0 | 0 | 0 | 0 | 0 | 0 | 0 | 0 | 0 | 0 | 0 | 0 | 0 | 0 | 0 | 0 | 0.44263 | 0.038682 | 0.035877 | 0.045177 | 0.11974 | 0 | 0 | 0 | 0 | 0 | 28
54899_G_5 | SERC_Central_TVA | North Carolina | 37 | Graham | 75 | 54899 | 5 | Cheoah | 0 | 1949 | 9999 | Hydro | [5 empty] | Non-Fossil | G | 2030 | Hydro |  | 0 | 0 | 0 | 0 | 0 | 0 | 0 | 0 | 0 | 0 | 0 | 0 | 0 | 0 | 0 | 0 | 30.8103 | 28.5763 | 35.9835 | 95.3701 | 0 | 0 | 0 | 0 | 0 | 0 | 0 | 0 | 0 | 0 | 0 | 0 | 0 | 0 | 0 | 0 | 0 | 0 | 0 | 0 | 0.49006 | 0.042826 | 0.039721 | 0.050017 | 0.13256 | 0 | 0 | 0 | 0 | 0 | 31
54900_G_1 | SERC_Central_TVA | Tennessee | 47 | Blount | 9 | 54900 | 1 | Calderwood | 0 | 1930 | 9999 | Hydro | [5 empty] | Non-Fossil | G | 2030 | Hydro |  | 0 | 0 | 0 | 0 | 0 | 0 | 0 | 0 | 0 | 0 | 0 | 0 | 0 | 0 | 0 | 0 | 58.4683 | 62.2975 | 69.0506 | 189.8164 | 0 | 0 | 0 | 0 | 0 | 0 | 0 | 0 | 0 | 0 | 0 | 0 | 0 | 0 | 0 | 0 | 0 | 0 | 0 | 0 | 0.82203 | 0.081271 | 0.086594 | 0.09598 | 0.26384 | 0 | 0 | 0 | 0 | 0 | 52
54900_G_2 | SERC_Central_TVA | Tennessee | 47 | Blount | 9 | 54900 | 2 | Calderwood | 0 | 1930 | 9999 | Hydro | [5 empty] | Non-Fossil | G | 2030 | Hydro |  | 0 | 0 | 0 | 0 | 0 | 0 | 0 | 0 | 0 | 0 | 0 | 0 | 0 | 0 | 0 | 0 | 58.4683 | 62.2975 | 69.0506 | 189.8164 | 0 | 0 | 0 | 0 | 0 | 0 | 0 | 0 | 0 | 0 | 0 | 0 | 0 | 0 | 0 | 0 | 0 | 0 | 0 | 0 | 0.82203 | 0.081271 | 0.086594 | 0.09598 | 0.26384 | 0 | 0 | 0 | 0 | 0 | 52
54900_G_3 | SERC_Central_TVA | Tennessee | 47 | Blount | 9 | 54900 | 3 | Calderwood | 0 | 1938 | 9999 | Hydro | [5 empty] | Non-Fossil | G | 2030 | Hydro |  | 0 | 0 | 0 | 0 | 0 | 0 | 0 | 0 | 0 | 0 | 0 | 0 | 0 | 0 | 0 | 0 | 58.4683 | 62.2975 | 69.0506 | 189.8164 | 0 | 0 | 0 | 0 | 0 | 0 | 0 | 0 | 0 | 0 | 0 | 0 | 0 | 0 | 0 | 0 | 0 | 0 | 0 | 0 | 0.82203 | 0.081271 | 0.086594 | 0.09598 | 0.26384 | 0 | 0 | 0 | 0 | 0 | 52
54901_G_1 | SERC_Central_TVA | Tennessee | 47 | Blount | 9 | 54901 | 1 | Chilhowee | 0 | 1957 | 9999 | Hydro | [5 empty] | Non-Fossil | G | 2030 | Hydro |  | 0 | 0 | 0 | 0 | 0 | 0 | 0 | 0 | 0 | 0 | 0 | 0 | 0 | 0 | 0 | 0 | 19.1146 | 20.3665 | 22.5742 | 62.0554 | 0 | 0 | 0 | 0 | 0 | 0 | 0 | 0 | 0 | 0 | 0 | 0 | 0 | 0 | 0 | 0 | 0 | 0 | 0 | 0 | 0.26874 | 0.026569 | 0.028309 | 0.031378 | 0.086257 | 0 | 0 | 0 | 0 | 0 | 17
54901_G_2 | SERC_Central_TVA | Tennessee | 47 | Blount | 9 | 54901 | 2 | Chilhowee | 0 | 1957 | 9999 | Hydro | [5 empty] | Non-Fossil | G | 2030 | Hydro |  | 0 | 0 | 0 | 0 | 0 | 0 | 0 | 0 | 0 | 0 | 0 | 0 | 0 | 0 | 0 | 0 | 19.1146 | 20.3665 | 22.5742 | 62.0554 | 0 | 0 | 0 | 0 | 0 | 0 | 0 | 0 | 0 | 0 | 0 | 0 | 0 | 0 | 0 | 0 | 0 | 0 | 0 | 0 | 0.26874 | 0.026569 | 0.028309 | 0.031378 | 0.086257 | 0 | 0 | 0 | 0 | 0 | 17
54901_G_3 | SERC_Central_TVA | Tennessee | 47 | Blount | 9 | 54901 | 3 | Chilhowee | 0 | 1957 | 9999 | Hydro | [5 empty] | Non-Fossil | G | 2030 | Hydro |  | 0 | 0 | 0 | 0 | 0 | 0 | 0 | 0 | 0 | 0 | 0 | 0 | 0 | 0 | 0 | 0 | 19.1146 | 20.3665 | 22.5742 | 62.0554 | 0 | 0 | 0 | 0 | 0 | 0 | 0 | 0 | 0 | 0 | 0 | 0 | 0 | 0 | 0 | 0 | 0 | 0 | 0 | 0 | 0.26874 | 0.026569 | 0.028309 | 0.031378 | 0.086257 | 0 | 0 | 0 | 0 | 0 | 17
54903_G_UNT1 | MISO_Lower Michigan | Michigan | 26 | Lenawee | 91 | 54903 | UNT1 | Adrian Energy Associates LLC | 13529 | 1994 | 9999 | Landfill Gas | [5 empty] | Non-Fossil | G | 2030 | LF Gas |  | 0.016293 | 0.023562 | 0.030458 | 0.070312 | 0 | 0 | 0 | 0 | 0 | 0 | 0 | 0 | 0 | 0 | 0 | 0 | 1.2086 | 1.7478 | 2.2593 | 5.2156 | 0.93893 | 1.3578 | 1.7553 | 4.052 | 0 | 0 | 0 | 0 | 0.0019618 | 0.0028371 | 0.0036674 | 0.0084663 | 0 | 0 | 0 | 0 | 0 | 0 | 0 | 0 | 0.21718 | 0.0083838 | 0.012124 | 0.015673 | 0.036181 | 0 | 0 | 0 | 0 | 0 | 0.8
54903_G_UNT2 | MISO_Lower Michigan | Michigan | 26 | Lenawee | 91 | 54903 | UNT2 | Adrian Energy Associates LLC | 13528 | 1994 | 9999 | Landfill Gas | [5 empty] | Non-Fossil | G | 2030 | LF Gas |  | 0.016292 | 0.02356 | 0.030456 | 0.070307 | 0 | 0 | 0 | 0 | 0 | 0 | 0 | 0 | 0 | 0 | 0 | 0 | 1.2086 | 1.7478 | 2.2593 | 5.2156 | 0.93886 | 1.3577 | 1.7551 | 4.0517 | 0 | 0 | 0 | 0 | 0.0019617 | 0.0028369 | 0.0036672 | 0.0084657 | 0 | 0 | 0 | 0 | 0 | 0 | 0 | 0 | 0.21718 | 0.0083838 | 0.012124 | 0.015673 | 0.036181 | 0 | 0 | 0 | 0 | 0 | 0.8
54903_G_UNT3 | MISO_Lower Michigan | Michigan | 26 | Lenawee | 91 | 54903 | UNT3 | Adrian Energy Associates LLC | 13528 | 1994 | 9999 | Landfill Gas | [5 empty] | Non-Fossil | G | 2030 | LF Gas |  | 0.016292 | 0.02356 | 0.030456 | 0.070307 | 0 | 0 | 0 | 0 | 0 | 0 | 0 | 0 | 0 | 0 | 0 | 0 | 1.2086 | 1.7478 | 2.2593 | 5.2156 | 0.93886 | 1.3577 | 1.7551 | 4.0517 | 0 | 0 | 0 | 0 | 0.0019617 | 0.0028369 | 0.0036672 | 0.0084657 | 0 | 0 | 0 | 0 | 0 | 0 | 0 | 0 | 0.21718 | 0.0083838 | 0.012124 | 0.015673 | 0.036181 | 0 | 0 | 0 | 0 | 0 | 0.8
54909_G_EXI2 | WECC_Southern California Edison | California | 6 | Kern | 29 | 54909 | EXI2 | Tehachapi Wind Resource II | 0 | 2002 | 9999 | Onshore Wind | [5 empty] | Non-Fossil | G | 2030 | Wind |  | 0 | 0 | 0 | 0 | 0 | 0 | 0 | 0 | 0 | 0 | 0 | 0 | 0 | 0 | 0 | 0 | 2.7896 | 5.7491 | 10.314 | 18.8527 | 0 | 0 | 0 | 0 | 0 | 0 | 0 | 0 | 0 | 0 | 0 | 0 | 0 | 0 | 0 | 0 | 0 | 0 | 0 | 0 | 0.35333 | 0 | 0 | 0 | 0 | 0 | 0 | 0 | 0 | 0 | 8.3
54909_G_EXIS | WECC_Southern California Edison | California | 6 | Kern | 29 | 54909 | EXIS | Tehachapi Wind Resource II | 0 | 1997 | 9999 | Onshore Wind | [5 empty] | Non-Fossil | G | 2030 | Wind |  | 0 | 0 | 0 | 0 | 0 | 0 | 0 | 0 | 0 | 0 | 0 | 0 | 0 | 0 | 0 | 0 | 4.5709 | 9.4203 | 16.9001 | 30.8912 | 0 | 0 | 0 | 0 | 0 | 0 | 0 | 0 | 0 | 0 | 0 | 0 | 0 | 0 | 0 | 0 | 0 | 0 | 0 | 0 | 0.57895 | 0 | 0 | 0 | 0 | 0 | 0 | 0 | 0 | 0 | 13.6
54910_G_7-1 | MISO_Lower Michigan | Michigan | 26 | Genesee | 49 | 54910 | 7-1 | Brent Run Generating Station | 13500 | 1998 | 9999 | Landfill Gas | [5 empty] | Non-Fossil | G | 2030 | LF Gas |  | 0.016258 | 0.023511 | 0.030393 | 0.070162 | 0 | 0 | 0 | 0 | 0 | 0 | 0 | 0 | 0 | 0 | 0 | 0 | 1.2086 | 1.7478 | 2.2593 | 5.2156 | 0.93692 | 1.3549 | 1.7515 | 4.0434 | 0 | 0 | 0 | 0 | 0.0015712 | 0.0022723 | 0.0029373 | 0.0067808 | 0 | 0 | 0 | 0 | 0 | 0 | 0 | 0 | 0.21718 | 0.0083838 | 0.012124 | 0.015673 | 0.036181 | 0 | 0 | 0 | 0 | 0 | 0.8
54910_G_7-2 | MISO_Lower Michigan | Michigan | 26 | Genesee | 49 | 54910 | 7-2 | Brent Run Generating Station | 13500 | 1998 | 9999 | Landfill Gas | [5 empty] | Non-Fossil | G | 2030 | LF Gas |  | 0.016258 | 0.023511 | 0.030393 | 0.070162 | 0 | 0 | 0 | 0 | 0 | 0 | 0 | 0 | 0 | 0 | 0 | 0 | 1.2086 | 1.7478 | 2.2593 | 5.2156 | 0.93692 | 1.3549 | 1.7515 | 4.0434 | 0 | 0 | 0 | 0 | 0.0015712 | 0.0022723 | 0.0029373 | 0.0067808 | 0 | 0 | 0 | 0 | 0 | 0 | 0 | 0 | 0.21718 | 0.0083838 | 0.012124 | 0.015673 | 0.036181 | 0 | 0 | 0 | 0 | 0 | 0.8
54910_G_7-3 | MISO_Lower Michigan | Michigan | 26 | Genesee | 49 | 54910 | 7-3 | Brent Run Generating Station | 13500 | 2010 | 9999 | Landfill Gas | [5 empty] | Non-Fossil | G | 2030 | LF Gas |  | 0.012193 | 0.017633 | 0.022794 | 0.052621 | 0 | 0 | 0 | 0 | 0 | 0 | 0 | 0 | 0 | 0 | 0 | 0 | 0.90642 | 1.3108 | 1.6945 | 3.9117 | 0.70269 | 1.0162 | 1.3136 | 3.0325 | 0 | 0 | 0 | 0 | 0.0011784 | 0.0017042 | 0.002203 | 0.0050856 | 0 | 0 | 0 | 0 | 0 | 0 | 0 | 0 | 0.16288 | 0.0062878 | 0.0090932 | 0.011755 | 0.027136 | 0 | 0 | 0 | 0 | 0 | 0.6
54910_G_7-4 | MISO_Lower Michigan | Michigan | 26 | Genesee | 49 | 54910 | 7-4 | Brent Run Generating Station | 13500 | 2012 | 9999 | Landfill Gas | [5 empty] | Non-Fossil | G | 2030 | LF Gas |  | 0.032516 | 0.047023 | 0.060785 | 0.14032 | 0 | 0 | 0 | 0 | 0 | 0 | 0 | 0 | 0 | 0 | 0 | 0 | 2.4171 | 3.4955 | 4.5186 | 10.4312 | 1.8738 | 2.7099 | 3.503 | 8.0867 | 0 | 0 | 0 | 0 | 0.0031425 | 0.0045445 | 0.0058746 | 0.013562 | 0 | 0 | 0 | 0 | 0 | 0 | 0 | 0 | 0.43436 | 0.016768 | 0.024248 | 0.031346 | 0.072362 | 0 | 0 | 0 | 0 | 0 | 1.6
54910_G_7-5 | MISO_Lower Michigan | Michigan | 26 | Genesee | 49 | 54910 | 7-5 | Brent Run Generating Station | 13500 | 2012 | 9999 | Landfill Gas | [5 empty] | Non-Fossil | G | 2030 | LF Gas |  | 0.032516 | 0.047023 | 0.060785 | 0.14032 | 0 | 0 | 0 | 0 | 0 | 0 | 0 | 0 | 0 | 0 | 0 | 0 | 2.4171 | 3.4955 | 4.5186 | 10.4312 | 1.8738 | 2.7099 | 3.503 | 8.0867 | 0 | 0 | 0 | 0 | 0.0031425 | 0.0045445 | 0.0058746 | 0.013562 | 0 | 0 | 0 | 0 | 0 | 0 | 0 | 0 | 0.43436 | 0.016768 | 0.024248 | 0.031346 | 0.072362 | 0 | 0 | 0 | 0 | 0 | 1.6
54914_G_01 | NY_Zone J (NYC) | New York | 36 | Kings | 47 | 54914 | 01 | Brooklyn Navy Yard Cogeneration | 5884 | 1996 | 9999 | Combined Cycle |  |  | SCR | DLNB + H2O |  | Fossil | G | 2030 | NaturalGas |  | 0.93108 | 1.2621 | 1.7453 | 3.9385 | 0 | 0 | 0 | 0 | 0 | 0 | 0 | 0 | 0 | 0 | 0 | 0 | 158.2389 | 214.5016 | 296.6111 | 669.3516 | 88.9185 | 120.5339 | 166.6733 | 376.1257 | 1.0633e-07 | 1.4413e-07 | 1.993e-07 | 4.4976e-07 | 0.0052977 | 0.0071814 | 0.0099304 | 0.022409 | 0 | 0 | 0 | 0 | 0 | 0 | 0 | 0 | 3.6785 | 0.36159 | 0.49015 | 0.67777 | 1.5295 | 6.0105 | 3.6013 | 3.6463 | 13.2581 | 0 | 90 | SCR
54914_G_02 | NY_Zone J (NYC) | New York | 36 | Kings | 47 | 54914 | 02 | Brooklyn Navy Yard Cogeneration | 5884 | 1996 | 9999 | Combined Cycle |  |  | SCR | DLNB + H2O |  | Fossil | G | 2030 | NaturalGas |  | 0.93108 | 1.2621 | 1.7453 | 3.9385 | 0 | 0 | 0 | 0 | 0 | 0 | 0 | 0 | 0 | 0 | 0 | 0 | 158.2389 | 214.5016 | 296.6111 | 669.3516 | 88.9185 | 120.5339 | 166.6733 | 376.1257 | 1.0633e-07 | 1.4413e-07 | 1.993e-07 | 4.4976e-07 | 0.0051718 | 0.0070106 | 0.0096942 | 0.021877 | 0 | 0 | 0 | 0 | 0 | 0 | 0 | 0 | 3.6785 | 0.36159 | 0.49015 | 0.67777 | 1.5295 | 6.0105 | 3.6013 | 3.6463 | 13.2581 | 0 | 90 | SCR
54914_G_03 | NY_Zone J (NYC) | New York | 36 | Kings | 47 | 54914 | 03 | Brooklyn Navy Yard Cogeneration | 5884 | 1996 | 9999 | Combined Cycle |  |  | SCR | DLNB + H2O |  | Fossil | G | 2030 | NaturalGas |  | 0.36209 | 0.49083 | 0.67871 | 1.5316 | 0 | 0 | 0 | 0 | 0 | 0 | 0 | 0 | 0 | 0 | 0 | 0 | 61.5373 | 83.4173 | 115.3488 | 260.3034 | 34.5794 | 46.8743 | 64.8174 | 146.2711 | 4.1349e-08 | 5.6051e-08 | 7.7506e-08 | 1.7491e-07 | 0.0020602 | 0.0027928 | 0.0038618 | 0.0087148 | 0 | 0 | 0 | 0 | 0 | 0 | 0 | 0 | 1.4305 | 0.14062 | 0.19061 | 0.26358 | 0.59481 | 2.3374 | 1.4005 | 1.418 | 5.1559 | 0 | 35 | SCR
54914_G_04 | NY_Zone J (NYC) | New York | 36 | Kings | 47 | 54914 | 04 | Brooklyn Navy Yard Cogeneration | 5884 | 1996 | 9999 | Combined Cycle |  |  | SCR | DLNB + H2O |  | Fossil | G | 2030 | NaturalGas |  | 0.36209 | 0.49083 | 0.67871 | 1.5316 | 0 | 0 | 0 | 0 | 0 | 0 | 0 | 0 | 0 | 0 | 0 | 0 | 61.5373 | 83.4173 | 115.3488 | 260.3034 | 34.5794 | 46.8743 | 64.8174 | 146.2711 | 4.1349e-08 | 5.6051e-08 | 7.7506e-08 | 1.7491e-07 | 0.0020112 | 0.0027263 | 0.00377 | 0.0085075 | 0 | 0 | 0 | 0 | 0 | 0 | 0 | 0 | 1.4305 | 0.14062 | 0.19061 | 0.26358 | 0.59481 | 2.3374 | 1.4005 | 1.418 | 5.1559 | 0 | 35 | SCR
54915_G_G001 | MISO_Lower Michigan | Michigan | 26 | Mason | 105 | 54915 | G001 | Michigan Power LP | 6092 | 1995 | 9999 | Combined Cycle |  |  |  | FR + LNB |  | Fossil | G | 2030 | NaturalGas |  | 0.62124 | 0.84212 | 1.1645 | 2.6278 | 0 | 0 | 0 | 0 | 0 | 0 | 0 | 0 | 0 | 0 | 0 | 0 | 101.9762 | 138.2344 | 191.1494 | 431.3599 | 55.9479 | 75.8405 | 104.8716 | 236.66 | 6.69e-08 | 9.0687e-08 | 1.254e-07 | 2.8299e-07 | 0.014481 | 0.01963 | 0.027144 | 0.061254 | 0 | 0 | 0 | 0 | 0 | 0 | 0 | 0 | 2.1853 | 0.21781 | 0.29525 | 0.40827 | 0.92133 | 1.7839 | 2.1828 | 2.5505 | 6.5173 | 0 | 58
54915_G_G101 | MISO_Lower Michigan | Michigan | 26 | Mason | 105 | 54915 | G101 | Michigan Power LP | 6092 | 1995 | 9999 | Combined Cycle |  |  |  | DLNB |  | Fossil | G | 2030 | NaturalGas |  | 0.74977 | 1.0164 | 1.4054 | 3.1715 | 0 | 0 | 0 | 0 | 0 | 0 | 0 | 0 | 0 | 0 | 0 | 0 | 123.0747 | 166.8346 | 230.6975 | 520.6068 | 67.5233 | 91.5316 | 126.5692 | 285.6241 | 8.0742e-08 | 1.0945e-07 | 1.5135e-07 | 3.4154e-07 | 0.017477 | 0.023691 | 0.03276 | 0.073927 | 0 | 0 | 0 | 0 | 0 | 0 | 0 | 0 | 2.6374 | 0.26287 | 0.35634 | 0.49274 | 1.112 | 2.153 | 2.6344 | 3.0782 | 7.8657 | 0 | 70
54925_G_I-1 | MISO_Indiana (including parts of Kentucky) | Indiana | 18 | Hendricks | 63 | 54925 | I-1 | Twin Bridges LFGTE | 13500 | 1994 | 9999 | Landfill Gas | [5 empty] | Non-Fossil | G | 2030 | LF Gas |  | 0.017027 | 0.02446 | 0.031788 | 0.073274 | 0 | 0 | 0 | 0 | 0 | 0 | 0 | 0 | 0 | 0 | 0 | 0 | 1.2612 | 1.8118 | 2.3546 | 5.4277 | 0.98123 | 1.4096 | 1.8319 | 4.2227 | 0 | 0 | 0 | 0 | 0.0020502 | 0.0029452 | 0.0038275 | 0.0088229 | 0 | 0 | 0 | 0 | 0 | 0 | 0 | 0 | 0.21716 | 0.0087492 | 0.012569 | 0.016334 | 0.037652 | 0 | 0 | 0 | 0 | 0 | 0.8
54925_G_I-2 | MISO_Indiana (including parts of Kentucky) | Indiana | 18 | Hendricks | 63 | 54925 | I-2 | Twin Bridges LFGTE | 13500 | 1994 | 9999 | Landfill Gas | [5 empty] | Non-Fossil | G | 2030 | LF Gas |  | 0.017027 | 0.02446 | 0.031788 | 0.073274 | 0 | 0 | 0 | 0 | 0 | 0 | 0 | 0 | 0 | 0 | 0 | 0 | 1.2612 | 1.8118 | 2.3546 | 5.4277 | 0.98123 | 1.4096 | 1.8319 | 4.2227 | 0 | 0 | 0 | 0 | 0.0020502 | 0.0029452 | 0.0038275 | 0.0088229 | 0 | 0 | 0 | 0 | 0 | 0 | 0 | 0 | 0.21716 | 0.0087492 | 0.012569 | 0.016334 | 0.037652 | 0 | 0 | 0 | 0 | 0 | 0.8
54925_G_I-3 | MISO_Indiana (including parts of Kentucky) | Indiana | 18 | Hendricks | 63 | 54925 | I-3 | Twin Bridges LFGTE | 13500 | 1994 | 9999 | Landfill Gas | [5 empty] | Non-Fossil | G | 2030 | LF Gas |  | 0.017027 | 0.02446 | 0.031788 | 0.073274 | 0 | 0 | 0 | 0 | 0 | 0 | 0 | 0 | 0 | 0 | 0 | 0 | 1.2612 | 1.8118 | 2.3546 | 5.4277 | 0.98123 | 1.4096 | 1.8319 | 4.2227 | 0 | 0 | 0 | 0 | 0.0020502 | 0.0029452 | 0.0038275 | 0.0088229 | 0 | 0 | 0 | 0 | 0 | 0 | 0 | 0 | 0.21716 | 0.0087492 | 0.012569 | 0.016334 | 0.037652 | 0 | 0 | 0 | 0 | 0 | 0.8
54925_G_I-4 | MISO_Indiana (including parts of Kentucky) | Indiana | 18 | Hendricks | 63 | 54925 | I-4 | Twin Bridges LFGTE | 13500 | 1994 | 9999 | Landfill Gas | [5 empty] | Non-Fossil | G | 2030 | LF Gas |  | 0.017027 | 0.02446 | 0.031788 | 0.073274 | 0 | 0 | 0 | 0 | 0 | 0 | 0 | 0 | 0 | 0 | 0 | 0 | 1.2612 | 1.8118 | 2.3546 | 5.4277 | 0.98123 | 1.4096 | 1.8319 | 4.2227 | 0 | 0 | 0 | 0 | 0.0020502 | 0.0029452 | 0.0038275 | 0.0088229 | 0 | 0 | 0 | 0 | 0 | 0 | 0 | 0 | 0.21716 | 0.0087492 | 0.012569 | 0.016334 | 0.037652 | 0 | 0 | 0 | 0 | 0 | 0.8
54925_G_II-1 | MISO_Indiana (including parts of Kentucky) | Indiana | 18 | Hendricks | 63 | 54925 | II-1 | Twin Bridges LFGTE | 13500 | 2002 | 9999 | Landfill Gas | [5 empty] | Non-Fossil | G | 2030 | LF Gas |  | 0.017027 | 0.02446 | 0.031788 | 0.073274 | 0 | 0 | 0 | 0 | 0 | 0 | 0 | 0 | 0 | 0 | 0 | 0 | 1.2612 | 1.8118 | 2.3546 | 5.4277 | 0.98123 | 1.4096 | 1.8319 | 4.2227 | 0 | 0 | 0 | 0 | 0.0020502 | 0.0029452 | 0.0038275 | 0.0088229 | 0 | 0 | 0 | 0 | 0 | 0 | 0 | 0 | 0.21716 | 0.0087492 | 0.012569 | 0.016334 | 0.037652 | 0 | 0 | 0 | 0 | 0 | 0.8
54925_G_II-2 | MISO_Indiana (including parts of Kentucky) | Indiana | 18 | Hendricks | 63 | 54925 | II-2 | Twin Bridges LFGTE | 13500 | 2002 | 9999 | Landfill Gas | [5 empty] | Non-Fossil | G | 2030 | LF Gas |  | 0.017027 | 0.02446 | 0.031788 | 0.073274 | 0 | 0 | 0 | 0 | 0 | 0 | 0 | 0 | 0 | 0 | 0 | 0 | 1.2612 | 1.8118 | 2.3546 | 5.4277 | 0.98123 | 1.4096 | 1.8319 | 4.2227 | 0 | 0 | 0 | 0 | 0.0020502 | 0.0029452 | 0.0038275 | 0.0088229 | 0 | 0 | 0 | 0 | 0 | 0 | 0 | 0 | 0.21716 | 0.0087492 | 0.012569 | 0.016334 | 0.037652 | 0 | 0 | 0 | 0 | 0 | 0.8
54925_G_II-3 | MISO_Indiana (including parts of Kentucky) | Indiana | 18 | Hendricks | 63 | 54925 | II-3 | Twin Bridges LFGTE | 13500 | 2002 | 9999 | Landfill Gas | [5 empty] | Non-Fossil | G | 2030 | LF Gas |  | 0.017027 | 0.02446 | 0.031788 | 0.073274 | 0 | 0 | 0 | 0 | 0 | 0 | 0 | 0 | 0 | 0 | 0 | 0 | 1.2612 | 1.8118 | 2.3546 | 5.4277 | 0.98123 | 1.4096 | 1.8319 | 4.2227 | 0 | 0 | 0 | 0 | 0.0020502 | 0.0029452 | 0.0038275 | 0.0088229 | 0 | 0 | 0 | 0 | 0 | 0 | 0 | 0 | 0.21716 | 0.0087492 | 0.012569 | 0.016334 | 0.037652 | 0 | 0 | 0 | 0 | 0 | 0.8
54925_G_II-4 | MISO_Indiana (including parts of Kentucky) | Indiana | 18 | Hendricks | 63 | 54925 | II-4 | Twin Bridges LFGTE | 13500 | 2002 | 9999 | Landfill Gas | [5 empty] | Non-Fossil | G | 2030 | LF Gas |  | 0.017027 | 0.02446 | 0.031788 | 0.073274 | 0 | 0 | 0 | 0 | 0 | 0 | 0 | 0 | 0 | 0 | 0 | 0 | 1.2612 | 1.8118 | 2.3546 | 5.4277 | 0.98123 | 1.4096 | 1.8319 | 4.2227 | 0 | 0 | 0 | 0 | 0.0020502 | 0.0029452 | 0.0038275 | 0.0088229 | 0 | 0 | 0 | 0 | 0 | 0 | 0 | 0 | 0.21716 | 0.0087492 | 0.012569 | 0.016334 | 0.037652 | 0 | 0 | 0 | 0 | 0 | 0.8
54925_G_III-1 | MISO_Indiana (including parts of Kentucky) | Indiana | 18 | Hendricks | 63 | 54925 | III-1 | Twin Bridges LFGTE | 13500 | 2009 | 9999 | Landfill Gas | [5 empty] | Non-Fossil | G | 2030 | LF Gas |  | 0.017027 | 0.02446 | 0.031788 | 0.073274 | 0 | 0 | 0 | 0 | 0 | 0 | 0 | 0 | 0 | 0 | 0 | 0 | 1.2612 | 1.8118 | 2.3546 | 5.4277 | 0.98123 | 1.4096 | 1.8319 | 4.2227 | 0 | 0 | 0 | 0 | 0.0020502 | 0.0029452 | 0.0038275 | 0.0088229 | 0 | 0 | 0 | 0 | 0 | 0 | 0 | 0 | 0.21716 | 0.0087492 | 0.012569 | 0.016334 | 0.037652 | 0 | 0 | 0 | 0 | 0 | 0.8
54925_G_III-2 | MISO_Indiana (including parts of Kentucky) | Indiana | 18 | Hendricks | 63 | 54925 | III-2 | Twin Bridges LFGTE | 13500 | 2009 | 9999 | Landfill Gas | [5 empty] | Non-Fossil | G | 2030 | LF Gas |  | 0.017027 | 0.02446 | 0.031788 | 0.073274 | 0 | 0 | 0 | 0 | 0 | 0 | 0 | 0 | 0 | 0 | 0 | 0 | 1.2612 | 1.8118 | 2.3546 | 5.4277 | 0.98123 | 1.4096 | 1.8319 | 4.2227 | 0 | 0 | 0 | 0 | 0.0020502 | 0.0029452 | 0.0038275 | 0.0088229 | 0 | 0 | 0 | 0 | 0 | 0 | 0 | 0 | 0.21716 | 0.0087492 | 0.012569 | 0.016334 | 0.037652 | 0 | 0 | 0 | 0 | 0 | 0.8
54925_G_III-3 | MISO_Indiana (including parts of Kentucky) | Indiana | 18 | Hendricks | 63 | 54925 | III-3 | Twin Bridges LFGTE | 13500 | 2009 | 9999 | Landfill Gas | [5 empty] | Non-Fossil | G | 2030 | LF Gas |  | 0.017027 | 0.02446 | 0.031788 | 0.073274 | 0 | 0 | 0 | 0 | 0 | 0 | 0 | 0 | 0 | 0 | 0 | 0 | 1.2612 | 1.8118 | 2.3546 | 5.4277 | 0.98123 | 1.4096 | 1.8319 | 4.2227 | 0 | 0 | 0 | 0 | 0.0020502 | 0.0029452 | 0.0038275 | 0.0088229 | 0 | 0 | 0 | 0 | 0 | 0 | 0 | 0 | 0.21716 | 0.0087492 | 0.012569 | 0.016334 | 0.037652 | 0 | 0 | 0 | 0 | 0 | 0.8
54925_G_III-4 | MISO_Indiana (including parts of Kentucky) | Indiana | 18 | Hendricks | 63 | 54925 | III-4 | Twin Bridges LFGTE | 13500 | 2009 | 9999 | Landfill Gas | [5 empty] | Non-Fossil | G | 2030 | LF Gas |  | 0.017027 | 0.02446 | 0.031788 | 0.073274 | 0 | 0 | 0 | 0 | 0 | 0 | 0 | 0 | 0 | 0 | 0 | 0 | 1.2612 | 1.8118 | 2.3546 | 5.4277 | 0.98123 | 1.4096 | 1.8319 | 4.2227 | 0 | 0 | 0 | 0 | 0.0020502 | 0.0029452 | 0.0038275 | 0.0088229 | 0 | 0 | 0 | 0 | 0 | 0 | 0 | 0 | 0.21716 | 0.0087492 | 0.012569 | 0.016334 | 0.037652 | 0 | 0 | 0 | 0 | 0 | 0.8
54925_G_IV-1 | MISO_Indiana (including parts of Kentucky) | Indiana | 18 | Hendricks | 63 | 54925 | IV-1 | Twin Bridges LFGTE | 13500 | 2012 | 9999 | Landfill Gas | [5 empty] | Non-Fossil | G | 2030 | LF Gas |  | 0.034053 | 0.048919 | 0.063575 | 0.14655 | 0 | 0 | 0 | 0 | 0 | 0 | 0 | 0 | 0 | 0 | 0 | 0 | 2.5225 | 3.6237 | 4.7093 | 10.8554 | 1.9625 | 2.8192 | 3.6638 | 8.4454 | 0 | 0 | 0 | 0 | 0.0041003 | 0.0058904 | 0.0076551 | 0.017646 | 0 | 0 | 0 | 0 | 0 | 0 | 0 | 0 | 0.43432 | 0.017498 | 0.025137 | 0.032668 | 0.075304 | 0 | 0 | 0 | 0 | 0 | 1.6
54925_G_IV-2 | MISO_Indiana (including parts of Kentucky) | Indiana | 18 | Hendricks | 63 | 54925 | IV-2 | Twin Bridges LFGTE | 13500 | 2012 | 9999 | Landfill Gas | [5 empty] | Non-Fossil | G | 2030 | LF Gas |  | 0.034053 | 0.048919 | 0.063575 | 0.14655 | 0 | 0 | 0 | 0 | 0 | 0 | 0 | 0 | 0 | 0 | 0 | 0 | 2.5225 | 3.6237 | 4.7093 | 10.8554 | 1.9625 | 2.8192 | 3.6638 | 8.4454 | 0 | 0 | 0 | 0 | 0.0041003 | 0.0058904 | 0.0076551 | 0.017646 | 0 | 0 | 0 | 0 | 0 | 0 | 0 | 0 | 0.43432 | 0.017498 | 0.025137 | 0.032668 | 0.075304 | 0 | 0 | 0 | 0 | 0 | 1.6
54926_G_I-1 | PJM West | Indiana | 18 | St Joseph | 141 | 54926 | I-1 | Prairie View I & II LFGTE | 13500 | 1994 | 9999 | Landfill Gas | [5 empty] | Non-Fossil | G | 2030 | LF Gas |  | 0.018058 | 0.026235 | 0.034466 | 0.078759 | 0 | 0 | 0 | 0 | 0 | 0 | 0 | 0 | 0 | 0 | 0 | 0 | 1.3377 | 1.9434 | 2.553 | 5.834 | 1.0407 | 1.5119 | 1.9862 | 4.5388 | 0 | 0 | 0 | 0 | 0.0021744 | 0.003159 | 0.00415 | 0.0094834 | 0 | 0 | 0 | 0 | 0 | 0 | 0 | 0 | 0.21716 | 0.0092793 | 0.013481 | 0.01771 | 0.040471 | 0 | 0 | 0 | 0 | 0 | 0.8
54926_G_I-2 | PJM West | Indiana | 18 | St Joseph | 141 | 54926 | I-2 | Prairie View I & II LFGTE | 13500 | 1994 | 9999 | Landfill Gas | [5 empty] | Non-Fossil | G | 2030 | LF Gas |  | 0.018058 | 0.026235 | 0.034466 | 0.078759 | 0 | 0 | 0 | 0 | 0 | 0 | 0 | 0 | 0 | 0 | 0 | 0 | 1.3377 | 1.9434 | 2.553 | 5.834 | 1.0407 | 1.5119 | 1.9862 | 4.5388 | 0 | 0 | 0 | 0 | 0.0021744 | 0.003159 | 0.00415 | 0.0094834 | 0 | 0 | 0 | 0 | 0 | 0 | 0 | 0 | 0.21716 | 0.0092793 | 0.013481 | 0.01771 | 0.040471 | 0 | 0 | 0 | 0 | 0 | 0.8
54926_G_I-3 | PJM West | Indiana | 18 | St Joseph | 141 | 54926 | I-3 | Prairie View I & II LFGTE | 13500 | 1994 | 9999 | Landfill Gas | [5 empty] | Non-Fossil | G | 2030 | LF Gas |  | 0.018058 | 0.026235 | 0.034466 | 0.078759 | 0 | 0 | 0 | 0 | 0 | 0 | 0 | 0 | 0 | 0 | 0 | 0 | 1.3377 | 1.9434 | 2.553 | 5.834 | 1.0407 | 1.5119 | 1.9862 | 4.5388 | 0 | 0 | 0 | 0 | 0.0021744 | 0.003159 | 0.00415 | 0.0094834 | 0 | 0 | 0 | 0 | 0 | 0 | 0 | 0 | 0.21716 | 0.0092793 | 0.013481 | 0.01771 | 0.040471 | 0 | 0 | 0 | 0 | 0 | 0.8
54926_G_I-4 | PJM West | Indiana | 18 | St Joseph | 141 | 54926 | I-4 | Prairie View I & II LFGTE | 13500 | 1994 | 9999 | Landfill Gas | [5 empty] | Non-Fossil | G | 2030 | LF Gas |  | 0.018058 | 0.026235 | 0.034466 | 0.078759 | 0 | 0 | 0 | 0 | 0 | 0 | 0 | 0 | 0 | 0 | 0 | 0 | 1.3377 | 1.9434 | 2.553 | 5.834 | 1.0407 | 1.5119 | 1.9862 | 4.5388 | 0 | 0 | 0 | 0 | 0.0021744 | 0.003159 | 0.00415 | 0.0094834 | 0 | 0 | 0 | 0 | 0 | 0 | 0 | 0 | 0.21716 | 0.0092793 | 0.013481 | 0.01771 | 0.040471 | 0 | 0 | 0 | 0 | 0 | 0.8
54926_G_II-1 | PJM West | Indiana | 18 | St Joseph | 141 | 54926 | II-1 | Prairie View I & II LFGTE | 13500 | 2007 | 9999 | Landfill Gas | [5 empty] | Non-Fossil | G | 2030 | LF Gas |  | 0.018058 | 0.026235 | 0.034466 | 0.078759 | 0 | 0 | 0 | 0 | 0 | 0 | 0 | 0 | 0 | 0 | 0 | 0 | 1.3377 | 1.9434 | 2.553 | 5.834 | 1.0407 | 1.5119 | 1.9862 | 4.5388 | 0 | 0 | 0 | 0 | 0.0021744 | 0.003159 | 0.00415 | 0.0094834 | 0 | 0 | 0 | 0 | 0 | 0 | 0 | 0 | 0.21716 | 0.0092793 | 0.013481 | 0.01771 | 0.040471 | 0 | 0 | 0 | 0 | 0 | 0.8
54926_G_II-2 | PJM West | Indiana | 18 | St Joseph | 141 | 54926 | II-2 | Prairie View I & II LFGTE | 13500 | 2007 | 9999 | Landfill Gas | [5 empty] | Non-Fossil | G | 2030 | LF Gas |  | 0.018058 | 0.026235 | 0.034466 | 0.078759 | 0 | 0 | 0 | 0 | 0 | 0 | 0 | 0 | 0 | 0 | 0 | 0 | 1.3377 | 1.9434 | 2.553 | 5.834 | 1.0407 | 1.5119 | 1.9862 | 4.5388 | 0 | 0 | 0 | 0 | 0.0021744 | 0.003159 | 0.00415 | 0.0094834 | 0 | 0 | 0 | 0 | 0 | 0 | 0 | 0 | 0.21716 | 0.0092793 | 0.013481 | 0.01771 | 0.040471 | 0 | 0 | 0 | 0 | 0 | 0.8
54926_G_II-3 | PJM West | Indiana | 18 | St Joseph | 141 | 54926 | II-3 | Prairie View I & II LFGTE | 13500 | 2007 | 9999 | Landfill Gas | [5 empty] | Non-Fossil | G | 2030 | LF Gas |  | 0.018058 | 0.026235 | 0.034466 | 0.078759 | 0 | 0 | 0 | 0 | 0 | 0 | 0 | 0 | 0 | 0 | 0 | 0 | 1.3377 | 1.9434 | 2.553 | 5.834 | 1.0407 | 1.5119 | 1.9862 | 4.5388 | 0 | 0 | 0 | 0 | 0.0021744 | 0.003159 | 0.00415 | 0.0094834 | 0 | 0 | 0 | 0 | 0 | 0 | 0 | 0 | 0.21716 | 0.0092793 | 0.013481 | 0.01771 | 0.040471 | 0 | 0 | 0 | 0 | 0 | 0.8
54926_G_II-4 | PJM West | Indiana | 18 | St Joseph | 141 | 54926 | II-4 | Prairie View I & II LFGTE | 13500 | 2007 | 9999 | Landfill Gas | [5 empty] | Non-Fossil | G | 2030 | LF Gas |  | 0.018058 | 0.026235 | 0.034466 | 0.078759 | 0 | 0 | 0 | 0 | 0 | 0 | 0 | 0 | 0 | 0 | 0 | 0 | 1.3377 | 1.9434 | 2.553 | 5.834 | 1.0407 | 1.5119 | 1.9862 | 4.5388 | 0 | 0 | 0 | 0 | 0.0021744 | 0.003159 | 0.00415 | 0.0094834 | 0 | 0 | 0 | 0 | 0 | 0 | 0 | 0 | 0.21716 | 0.0092793 | 0.013481 | 0.01771 | 0.040471 | 0 | 0 | 0 | 0 | 0 | 0.8
54927_G_1 | MISO_Amite South (including DSG) | Louisiana | 22 | Jefferson | 51 | 54927 | 1 | Grand Isle Gas Plant / Treating Station | 14286 | 1965 | 9999 | Combustion Turbine | [5 empty] | Fossil | G | 2030 | NaturalGas |  | 0.0018687 | 0.00047634 | 0.0038714 | 0.0062164 | 0 | 0 | 0 | 0 | 0 | 0 | 0 | 0 | 0 | 0 | 0 | 0 | 0.13334 | 0.033989 | 0.27624 | 0.44357 | 0.1094 | 0.027885 | 0.22663 | 0.36391 | 1.3081e-10 | 3.3344e-11 | 2.71e-10 | 4.3515e-10 | 0.00099131 | 0.00025269 | 0.0020537 | 0.0032977 | 0 | 0 | 0 | 0 | 0 | 0 | 0 | 0 | 0.12491 | 0.00062937 | 0.00016043 | 0.0013038 | 0.0020936 | 0.0052059 | 0.0011697 | 0.0092285 | 0.015604 | 0 | 2.9
54927_G_2 | MISO_Amite South (including DSG) | Louisiana | 22 | Jefferson | 51 | 54927 | 2 | Grand Isle Gas Plant / Treating Station | 14286 | 1965 | 9999 | Combustion Turbine | [5 empty] | Fossil | G | 2030 | NaturalGas |  | 0.0018687 | 0.00047634 | 0.0038714 | 0.0062164 | 0 | 0 | 0 | 0 | 0 | 0 | 0 | 0 | 0 | 0 | 0 | 0 | 0.13334 | 0.033989 | 0.27624 | 0.44357 | 0.1094 | 0.027885 | 0.22663 | 0.36391 | 1.3081e-10 | 3.3344e-11 | 2.71e-10 | 4.3515e-10 | 0.00099131 | 0.00025269 | 0.0020537 | 0.0032977 | 0 | 0 | 0 | 0 | 0 | 0 | 0 | 0 | 0.12491 | 0.00062937 | 0.00016043 | 0.0013038 | 0.0020936 | 0.0052059 | 0.0011697 | 0.0092285 | 0.015604 | 0 | 2.9
54927_G_3 | MISO_Amite South (including DSG) | Louisiana | 22 | Jefferson | 51 | 54927 | 3 | Grand Isle Gas Plant / Treating Station | 14286 | 1965 | 9999 | Combustion Turbine | [5 empty] | Fossil | G | 2030 | NaturalGas |  | 0.0018687 | 0.00047634 | 0.0038714 | 0.0062164 | 0 | 0 | 0 | 0 | 0 | 0 | 0 | 0 | 0 | 0 | 0 | 0 | 0.13334 | 0.033989 | 0.27624 | 0.44357 | 0.1094 | 0.027885 | 0.22663 | 0.36391 | 1.3081e-10 | 3.3344e-11 | 2.71e-10 | 4.3515e-10 | 0.00099131 | 0.00025269 | 0.0020537 | 0.0032977 | 0 | 0 | 0 | 0 | 0 | 0 | 0 | 0 | 0.12491 | 0.00062937 | 0.00016043 | 0.0013038 | 0.0020936 | 0.0052059 | 0.0011697 | 0.0092285 | 0.015604 | 0 | 2.9
54929_G_6111 | MISO_Iowa | Iowa | 19 | Linn | 113 | 54929 | 6111 | Alliant SBD 9403 Aegon DC | 24834 | 1995 | 9999 | Combustion Turbine | [5 empty] | Fossil | G | 2030 | Oil |  | 0 | 0 | 0 | 0 | 0 | 0 | 0 | 0 | 0 | 0 | 0 | 0 | 0 | 0 | 0 | 0 | 0 | 0 | 0 | 0 | 0 | 0 | 0 | 0 | 0 | 0 | 0 | 0 | 0 | 0 | 0 | 0 | 0 | 0 | 0 | 0 | 0 | 0 | 0 | 0 | 0.047439 | 0 | 0 | 0 | 0 | 0 | 0 | 0 | 0 | 0 | 1.1
54929_G_6112 | MISO_Iowa | Iowa | 19 | Linn | 113 | 54929 | 6112 | Alliant SBD 9403 Aegon DC | 24447 | 2003 | 9999 | Combustion Turbine | [5 empty] | Fossil | G | 2030 | Oil |  | 0 | 0 | 0 | 0 | 0 | 0 | 0 | 0 | 0 | 0 | 0 | 0 | 0 | 0 | 0 | 0 | 0 | 0 | 0 | 0 | 0 | 0 | 0 | 0 | 0 | 0 | 0 | 0 | 0 | 0 | 0 | 0 | 0 | 0 | 0 | 0 | 0 | 0 | 0 | 0 | 0.064689 | 0 | 0 | 0 | 0 | 0 | 0 | 0 | 0 | 0 | 1.5
54929_G_6113 | MISO_Iowa | Iowa | 19 | Linn | 113 | 54929 | 6113 | Alliant SBD 9403 Aegon DC | 25000 | 2007 | 9999 | Combustion Turbine | [5 empty] | Fossil | G | 2030 | Oil |  | 0 | 0 | 0 | 0 | 0 | 0 | 0 | 0 | 0 | 0 | 0 | 0 | 0 | 0 | 0 | 0 | 0 | 0 | 0 | 0 | 0 | 0 | 0 | 0 | 0 | 0 | 0 | 0 | 0 | 0 | 0 | 0 | 0 | 0 | 0 | 0 | 0 | 0 | 0 | 0 | 0.064689 | 0 | 0 | 0 | 0 | 0 | 0 | 0 | 0 | 0 | 1.5
54931_G_WGN1 | WECC_Southern California Edison | California | 6 | Kern | 29 | 54931 | WGN1 | Ridgetop | 0 | 1994 | 9999 | Onshore Wind | [5 empty] | Non-Fossil | G | 2030 | Wind |  | 0 | 0 | 0 | 0 | 0 | 0 | 0 | 0 | 0 | 0 | 0 | 0 | 0 | 0 | 0 | 0 | 15.7628 | 32.486 | 58.2804 | 106.5292 | 0 | 0 | 0 | 0 | 0 | 0 | 0 | 0 | 0 | 0 | 0 | 0 | 0 | 0 | 0 | 0 | 0 | 0 | 0 | 0 | 1.9965 | 0 | 0 | 0 | 0 | 0 | 0 | 0 | 0 | 0 | 46.9
54934_G_NO 1 | PJM_Western MAAC | Pennsylvania | 42 | Lackawanna | 69 | 54934 | NO 1 | Keystone Recovery | 14087 | 1995 | 9999 | Landfill Gas | [5 empty] | Non-Fossil | G | 2030 | LF Gas |  | 1.9343e-08 | 2.4752e-08 | 3.3242e-08 | 7.7337e-08 | 0 | 0 | 0 | 0 | 0 | 0 | 0 | 0 | 0 | 0 | 0 | 0 | 1.3921e-06 | 1.7814e-06 | 2.3924e-06 | 5.5659e-06 | 1.1147e-06 | 1.4264e-06 | 1.9157e-06 | 4.4569e-06 | 0 | 0 | 0 | 0 | 6.0593e-10 | 7.7536e-10 | 1.0413e-09 | 2.4226e-09 | 0 | 0 | 0 | 0 | 0 | 0 | 0 | 0 | 2.7192e-07 | 9.6571e-09 | 1.2357e-08 | 1.6596e-08 | 3.861e-08 | 0 | 0 | 0 | 0 | 0 | 1e-06
54934_G_NO 2 | PJM_Western MAAC | Pennsylvania | 42 | Lackawanna | 69 | 54934 | NO 2 | Keystone Recovery | 14086 | 1995 | 9999 | Landfill Gas | [5 empty] | Non-Fossil | G | 2030 | LF Gas |  | 1.9342e-08 | 2.475e-08 | 3.3239e-08 | 7.7332e-08 | 0 | 0 | 0 | 0 | 0 | 0 | 0 | 0 | 0 | 0 | 0 | 0 | 1.3921e-06 | 1.7814e-06 | 2.3924e-06 | 5.5659e-06 | 1.1147e-06 | 1.4263e-06 | 1.9156e-06 | 4.4565e-06 | 0 | 0 | 0 | 0 | 6.0589e-10 | 7.753e-10 | 1.0412e-09 | 2.4224e-09 | 0 | 0 | 0 | 0 | 0 | 0 | 0 | 0 | 2.7192e-07 | 9.6571e-09 | 1.2357e-08 | 1.6596e-08 | 3.861e-08 | 0 | 0 | 0 | 0 | 0 | 1e-06
54934_G_NO 3 | PJM_Western MAAC | Pennsylvania | 42 | Lackawanna | 69 | 54934 | NO 3 | Keystone Recovery | 14086 | 1995 | 9999 | Landfill Gas | [5 empty] | Non-Fossil | G | 2030 | LF Gas |  | 1.9342e-08 | 2.475e-08 | 3.3239e-08 | 7.7332e-08 | 0 | 0 | 0 | 0 | 0 | 0 | 0 | 0 | 0 | 0 | 0 | 0 | 1.3921e-06 | 1.7814e-06 | 2.3924e-06 | 5.5659e-06 | 1.1147e-06 | 1.4263e-06 | 1.9156e-06 | 4.4565e-06 | 0 | 0 | 0 | 0 | 6.0589e-10 | 7.753e-10 | 1.0412e-09 | 2.4224e-09 | 0 | 0 | 0 | 0 | 0 | 0 | 0 | 0 | 2.7192e-07 | 9.6571e-09 | 1.2357e-08 | 1.6596e-08 | 3.861e-08 | 0 | 0 | 0 | 0 | 0 | 1e-06
54934_G_NO 4 | PJM_Western MAAC | Pennsylvania | 42 | Lackawanna | 69 | 54934 | NO 4 | Keystone Recovery | 14086 | 1995 | 9999 | Landfill Gas | [5 empty] | Non-Fossil | G | 2030 | LF Gas |  | 1.9342e-08 | 2.475e-08 | 3.3239e-08 | 7.7332e-08 | 0 | 0 | 0 | 0 | 0 | 0 | 0 | 0 | 0 | 0 | 0 | 0 | 1.3921e-06 | 1.7814e-06 | 2.3924e-06 | 5.5659e-06 | 1.1147e-06 | 1.4263e-06 | 1.9156e-06 | 4.4565e-06 | 0 | 0 | 0 | 0 | 6.0589e-10 | 7.753e-10 | 1.0412e-09 | 2.4224e-09 | 0 | 0 | 0 | 0 | 0 | 0 | 0 | 0 | 2.7192e-07 | 9.6571e-09 | 1.2357e-08 | 1.6596e-08 | 3.861e-08 | 0 | 0 | 0 | 0 | 0 | 1e-06
54934_G_NO 5 | PJM_Western MAAC | Pennsylvania | 42 | Lackawanna | 69 | 54934 | NO 5 | Keystone Recovery | 14086 | 1996 | 9999 | Landfill Gas | [5 empty] | Non-Fossil | G | 2030 | LF Gas |  | 1.9342e-08 | 2.475e-08 | 3.3239e-08 | 7.7332e-08 | 0 | 0 | 0 | 0 | 0 | 0 | 0 | 0 | 0 | 0 | 0 | 0 | 1.3921e-06 | 1.7814e-06 | 2.3924e-06 | 5.5659e-06 | 1.1147e-06 | 1.4263e-06 | 1.9156e-06 | 4.4565e-06 | 0 | 0 | 0 | 0 | 6.0589e-10 | 7.753e-10 | 1.0412e-09 | 2.4224e-09 | 0 | 0 | 0 | 0 | 0 | 0 | 0 | 0 | 2.7192e-07 | 9.6571e-09 | 1.2357e-08 | 1.6596e-08 | 3.861e-08 | 0 | 0 | 0 | 0 | 0 | 1e-06
54934_G_NO 6 | PJM_Western MAAC | Pennsylvania | 42 | Lackawanna | 69 | 54934 | NO 6 | Keystone Recovery | 14086 | 1996 | 9999 | Landfill Gas | [5 empty] | Non-Fossil | G | 2030 | LF Gas |  | 1.9342e-08 | 2.475e-08 | 3.3239e-08 | 7.7332e-08 | 0 | 0 | 0 | 0 | 0 | 0 | 0 | 0 | 0 | 0 | 0 | 0 | 1.3921e-06 | 1.7814e-06 | 2.3924e-06 | 5.5659e-06 | 1.1147e-06 | 1.4263e-06 | 1.9156e-06 | 4.4565e-06 | 0 | 0 | 0 | 0 | 6.0589e-10 | 7.753e-10 | 1.0412e-09 | 2.4224e-09 | 0 | 0 | 0 | 0 | 0 | 0 | 0 | 0 | 2.7192e-07 | 9.6571e-09 | 1.2357e-08 | 1.6596e-08 | 3.861e-08 | 0 | 0 | 0 | 0 | 0 | 1e-06
54934_G_NO 7 | PJM_Western MAAC | Pennsylvania | 42 | Lackawanna | 69 | 54934 | NO 7 | Keystone Recovery | 14086 | 1996 | 9999 | Landfill Gas | [5 empty] | Non-Fossil | G | 2030 | LF Gas |  | 1.9342e-08 | 2.475e-08 | 3.3239e-08 | 7.7332e-08 | 0 | 0 | 0 | 0 | 0 | 0 | 0 | 0 | 0 | 0 | 0 | 0 | 1.3921e-06 | 1.7814e-06 | 2.3924e-06 | 5.5659e-06 | 1.1147e-06 | 1.4263e-06 | 1.9156e-06 | 4.4565e-06 | 0 | 0 | 0 | 0 | 6.0589e-10 | 7.753e-10 | 1.0412e-09 | 2.4224e-09 | 0 | 0 | 0 | 0 | 0 | 0 | 0 | 0 | 2.7192e-07 | 9.6571e-09 | 1.2357e-08 | 1.6596e-08 | 3.861e-08 | 0 | 0 | 0 | 0 | 0 | 1e-06
54936_G_03 | WECC_San Diego Gas and Electric | California | 6 | San Diego | 73 | 54936 | 03 | Richard J Donovan Correctional Facility | 8700 | 1987 | 9999 | Combustion Turbine | [5 empty] | Fossil | G | 2030 | NaturalGas |  | 0 | 0 | 0 | 0 | 0 | 0 | 0 | 0 | 0 | 0 | 0 | 0 | 0 | 0 | 0 | 0 | 0 | 0 | 0 | 0 | 0 | 0 | 0 | 0 | 0 | 0 | 0 | 0 | 0 | 0 | 0 | 0 | 0 | 0 | 0 | 0 | 0 | 0 | 0 | 0 | 0.1001 | 0 | 0 | 0 | 0 | 0 | 0 | 0 | 0 | 0 | 2.2
54939_G_UNT1 | MISO_Minnesota and Western Wisconsin | Minnesota | 27 | Dakota | 37 | 54939 | UNT1 | EKS Landfill | 13500 | 1994 | 9999 | Landfill Gas | [5 empty] | Non-Fossil | G | 2030 | LF Gas |  | 0.034168 | 0.048086 | 0.061934 | 0.14419 | 0 | 0 | 0 | 0 | 0 | 0 | 0 | 0 | 0 | 0 | 0 | 0 | 2.3052 | 3.2441 | 4.1784 | 9.7277 | 1.9691 | 2.7711 | 3.5692 | 8.3094 | 0 | 0 | 0 | 0 | 0.0040325 | 0.005675 | 0.0073092 | 0.017017 | 0 | 0 | 0 | 0 | 0 | 0 | 0 | 0 | 0.40669 | 0.015991 | 0.022504 | 0.028985 | 0.067481 | 0 | 0 | 0 | 0 | 0 | 1.5
54939_G_UNT2 | MISO_Minnesota and Western Wisconsin | Minnesota | 27 | Dakota | 37 | 54939 | UNT2 | EKS Landfill | 13500 | 1994 | 9999 | Landfill Gas | [5 empty] | Non-Fossil | G | 2030 | LF Gas |  | 0.034168 | 0.048086 | 0.061934 | 0.14419 | 0 | 0 | 0 | 0 | 0 | 0 | 0 | 0 | 0 | 0 | 0 | 0 | 2.3052 | 3.2441 | 4.1784 | 9.7277 | 1.9691 | 2.7711 | 3.5692 | 8.3094 | 0 | 0 | 0 | 0 | 0.0040325 | 0.005675 | 0.0073092 | 0.017017 | 0 | 0 | 0 | 0 | 0 | 0 | 0 | 0 | 0.40669 | 0.015991 | 0.022504 | 0.028985 | 0.067481 | 0 | 0 | 0 | 0 | 0 | 1.5
54939_G_UNT4 | MISO_Minnesota and Western Wisconsin | Minnesota | 27 | Dakota | 37 | 54939 | UNT4 | EKS Landfill | 13500 | 2011 | 9999 | Landfill Gas | [5 empty] | Non-Fossil | G | 2030 | LF Gas |  | 0.034168 | 0.048086 | 0.061934 | 0.14419 | 0 | 0 | 0 | 0 | 0 | 0 | 0 | 0 | 0 | 0 | 0 | 0 | 2.3052 | 3.2441 | 4.1784 | 9.7277 | 1.9691 | 2.7711 | 3.5692 | 8.3094 | 0 | 0 | 0 | 0 | 0.0040325 | 0.005675 | 0.0073092 | 0.017017 | 0 | 0 | 0 | 0 | 0 | 0 | 0 | 0 | 0.40669 | 0.015991 | 0.022504 | 0.028985 | 0.067481 | 0 | 0 | 0 | 0 | 0 | 1.5
54950_G_CTG1 | WECC_Pacific Northwest | Oregon | 41 | Lane | 39 | 54950 | CTG1 | Univ of Oregon Central Power Station | 8762 | 2012 | 9999 | Combined Cycle | [5 empty] | Fossil | G | 2030 | Oil |  | 0 | 0 | 0 | 0 | 0 | 0 | 0 | 0 | 0 | 0 | 0 | 0 | 0 | 0 | 0 | 0 | 0 | 0 | 0 | 0 | 0 | 0 | 0 | 0 | 0 | 0 | 0 | 0 | 0 | 0 | 0 | 0 | 0 | 0 | 0 | 0 | 0 | 0 | 0 | 0 | 0.1886 | 0 | 0 | 0 | 0 | 0 | 0 | 0 | 0 | 0 | 7.5
54950_G_STG1 | WECC_Pacific Northwest | Oregon | 41 | Lane | 39 | 54950 | STG1 | Univ of Oregon Central Power Station | 8762 | 2012 | 9999 | Combined Cycle | [5 empty] | Fossil | G | 2030 | Oil |  | 0 | 0 | 0 | 0 | 0 | 0 | 0 | 0 | 0 | 0 | 0 | 0 | 0 | 0 | 0 | 0 | 0 | 0 | 0 | 0 | 0 | 0 | 0 | 0 | 0 | 0 | 0 | 0 | 0 | 0 | 0 | 0 | 0 | 0 | 0 | 0 | 0 | 0 | 0 | 0 | 0.03772 | 0 | 0 | 0 | 0 | 0 | 0 | 0 | 0 | 0 | 1.5
54953_G_GEN1 | NY_Zone F (Capital) | New York | 36 | Saratoga | 91 | 54953 | GEN1 | Hudson Falls Hydroelectric Project | 0 | 1995 | 9999 | Hydro | [5 empty] | Non-Fossil | G | 2030 | Hydro |  | 0 | 0 | 0 | 0 | 0 | 0 | 0 | 0 | 0 | 0 | 0 | 0 | 0 | 0 | 0 | 0 | 27.437 | 37.0878 | 45.5237 | 110.0486 | 0 | 0 | 0 | 0 | 0 | 0 | 0 | 0 | 0 | 0 | 0 | 0 | 0 | 0 | 0 | 0 | 0 | 0 | 0 | 0 | 0.34778 | 0.038137 | 0.051552 | 0.063278 | 0.15297 | 0 | 0 | 0 | 0 | 0 | 22
54953_G_GEN2 | NY_Zone F (Capital) | New York | 36 | Saratoga | 91 | 54953 | GEN2 | Hudson Falls Hydroelectric Project | 0 | 1995 | 9999 | Hydro | [5 empty] | Non-Fossil | G | 2030 | Hydro |  | 0 | 0 | 0 | 0 | 0 | 0 | 0 | 0 | 0 | 0 | 0 | 0 | 0 | 0 | 0 | 0 | 27.437 | 37.0878 | 45.5237 | 110.0486 | 0 | 0 | 0 | 0 | 0 | 0 | 0 | 0 | 0 | 0 | 0 | 0 | 0 | 0 | 0 | 0 | 0 | 0 | 0 | 0 | 0.34778 | 0.038137 | 0.051552 | 0.063278 | 0.15297 | 0 | 0 | 0 | 0 | 0 | 22
54956_G_I-1 | MISO_Indiana (including parts of Kentucky) | Indiana | 18 | LaPorte | 91 | 54956 | I-1 | Deercroft I & II LFGTE | 12347 | 1999 | 9999 | Combustion Turbine | [5 empty] | Fossil | G | 2030 | NaturalGas |  | 0.00014135 | 0.00010601 | 0.0029452 | 0.0031925 | 0 | 0 | 0 | 0 | 0 | 0 | 0 | 0 | 0 | 0 | 0 | 0 | 0.01154 | 0.008655 | 0.24045 | 0.26064 | 0.0082746 | 0.006206 | 0.17241 | 0.18689 | 9.8945e-12 | 7.4209e-12 | 2.0616e-10 | 2.2348e-10 | 7.4983e-05 | 5.6237e-05 | 0.0015623 | 0.0016936 | 0 | 0 | 0 | 0 | 0 | 0 | 0 | 0 | 0.01578 | 5.4469e-05 | 4.0852e-05 | 0.0011349 | 0.0012302 | 0.00038989 | 0.00025978 | 0.0064892 | 0.0071388 | 0 | 0.8
54956_G_I-2 | MISO_Indiana (including parts of Kentucky) | Indiana | 18 | LaPorte | 91 | 54956 | I-2 | Deercroft I & II LFGTE | 12348 | 1999 | 9999 | Combustion Turbine | [5 empty] | Fossil | G | 2030 | NaturalGas |  | 0.00014136 | 0.00010602 | 0.0029454 | 0.0031928 | 0 | 0 | 0 | 0 | 0 | 0 | 0 | 0 | 0 | 0 | 0 | 0 | 0.01154 | 0.008655 | 0.24045 | 0.26064 | 0.0082753 | 0.0062065 | 0.17242 | 0.18691 | 9.8953e-12 | 7.4215e-12 | 2.0618e-10 | 2.2349e-10 | 7.4989e-05 | 5.6241e-05 | 0.0015625 | 0.0016937 | 0 | 0 | 0 | 0 | 0 | 0 | 0 | 0 | 0.01578 | 5.4469e-05 | 4.0852e-05 | 0.0011349 | 0.0012302 | 0.00038992 | 0.0002598 | 0.0064897 | 0.0071394 | 0 | 0.8
54956_G_I-3 | MISO_Indiana (including parts of Kentucky) | Indiana | 18 | LaPorte | 91 | 54956 | I-3 | Deercroft I & II LFGTE | 12348 | 1999 | 9999 | Combustion Turbine | [5 empty] | Fossil | G | 2030 | NaturalGas |  | 0.00014136 | 0.00010602 | 0.0029454 | 0.0031928 | 0 | 0 | 0 | 0 | 0 | 0 | 0 | 0 | 0 | 0 | 0 | 0 | 0.01154 | 0.008655 | 0.24045 | 0.26064 | 0.0082753 | 0.0062065 | 0.17242 | 0.18691 | 9.8953e-12 | 7.4215e-12 | 2.0618e-10 | 2.2349e-10 | 7.4989e-05 | 5.6241e-05 | 0.0015625 | 0.0016937 | 0 | 0 | 0 | 0 | 0 | 0 | 0 | 0 | 0.01578 | 5.4469e-05 | 4.0852e-05 | 0.0011349 | 0.0012302 | 0.00038992 | 0.0002598 | 0.0064897 | 0.0071394 | 0 | 0.8
54956_G_I-4 | MISO_Indiana (including parts of Kentucky) | Indiana | 18 | LaPorte | 91 | 54956 | I-4 | Deercroft I & II LFGTE | 12348 | 1999 | 9999 | Combustion Turbine | [5 empty] | Fossil | G | 2030 | NaturalGas |  | 0.00014136 | 0.00010602 | 0.0029454 | 0.0031928 | 0 | 0 | 0 | 0 | 0 | 0 | 0 | 0 | 0 | 0 | 0 | 0 | 0.01154 | 0.008655 | 0.24045 | 0.26064 | 0.0082753 | 0.0062065 | 0.17242 | 0.18691 | 9.8953e-12 | 7.4215e-12 | 2.0618e-10 | 2.2349e-10 | 7.4989e-05 | 5.6241e-05 | 0.0015625 | 0.0016937 | 0 | 0 | 0 | 0 | 0 | 0 | 0 | 0 | 0.01578 | 5.4469e-05 | 4.0852e-05 | 0.0011349 | 0.0012302 | 0.00038992 | 0.0002598 | 0.0064897 | 0.0071394 | 0 | 0.8
54956_G_II-1 | MISO_Indiana (including parts of Kentucky) | Indiana | 18 | LaPorte | 91 | 54956 | II-1 | Deercroft I & II LFGTE | 13500 | 2007 | 9999 | Landfill Gas | [5 empty] | Non-Fossil | G | 2030 | LF Gas |  | 0.017027 | 0.02446 | 0.031788 | 0.073274 | 0 | 0 | 0 | 0 | 0 | 0 | 0 | 0 | 0 | 0 | 0 | 0 | 1.2612 | 1.8118 | 2.3546 | 5.4277 | 0.98123 | 1.4096 | 1.8319 | 4.2227 | 0 | 0 | 0 | 0 | 0.0020502 | 0.0029452 | 0.0038275 | 0.0088229 | 0 | 0 | 0 | 0 | 0 | 0 | 0 | 0 | 0.21716 | 0.0087492 | 0.012569 | 0.016334 | 0.037652 | 0 | 0 | 0 | 0 | 0 | 0.8
54956_G_II-2 | MISO_Indiana (including parts of Kentucky) | Indiana | 18 | LaPorte | 91 | 54956 | II-2 | Deercroft I & II LFGTE | 13500 | 2007 | 9999 | Landfill Gas | [5 empty] | Non-Fossil | G | 2030 | LF Gas |  | 0.017027 | 0.02446 | 0.031788 | 0.073274 | 0 | 0 | 0 | 0 | 0 | 0 | 0 | 0 | 0 | 0 | 0 | 0 | 1.2612 | 1.8118 | 2.3546 | 5.4277 | 0.98123 | 1.4096 | 1.8319 | 4.2227 | 0 | 0 | 0 | 0 | 0.0020502 | 0.0029452 | 0.0038275 | 0.0088229 | 0 | 0 | 0 | 0 | 0 | 0 | 0 | 0 | 0.21716 | 0.0087492 | 0.012569 | 0.016334 | 0.037652 | 0 | 0 | 0 | 0 | 0 | 0.8
54956_G_II-3 | MISO_Indiana (including parts of Kentucky) | Indiana | 18 | LaPorte | 91 | 54956 | II-3 | Deercroft I & II LFGTE | 13500 | 2007 | 9999 | Landfill Gas | [5 empty] | Non-Fossil | G | 2030 | LF Gas |  | 0.017027 | 0.02446 | 0.031788 | 0.073274 | 0 | 0 | 0 | 0 | 0 | 0 | 0 | 0 | 0 | 0 | 0 | 0 | 1.2612 | 1.8118 | 2.3546 | 5.4277 | 0.98123 | 1.4096 | 1.8319 | 4.2227 | 0 | 0 | 0 | 0 | 0.0020502 | 0.0029452 | 0.0038275 | 0.0088229 | 0 | 0 | 0 | 0 | 0 | 0 | 0 | 0 | 0.21716 | 0.0087492 | 0.012569 | 0.016334 | 0.037652 | 0 | 0 | 0 | 0 | 0 | 0.8
54956_G_II-4 | MISO_Indiana (including parts of Kentucky) | Indiana | 18 | LaPorte | 91 | 54956 | II-4 | Deercroft I & II LFGTE | 13500 | 2007 | 9999 | Landfill Gas | [5 empty] | Non-Fossil | G | 2030 | LF Gas |  | 0.017027 | 0.02446 | 0.031788 | 0.073274 | 0 | 0 | 0 | 0 | 0 | 0 | 0 | 0 | 0 | 0 | 0 | 0 | 1.2612 | 1.8118 | 2.3546 | 5.4277 | 0.98123 | 1.4096 | 1.8319 | 4.2227 | 0 | 0 | 0 | 0 | 0.0020502 | 0.0029452 | 0.0038275 | 0.0088229 | 0 | 0 | 0 | 0 | 0 | 0 | 0 | 0 | 0.21716 | 0.0087492 | 0.012569 | 0.016334 | 0.037652 | 0 | 0 | 0 | 0 | 0 | 0.8
54967_G_7906 | MISO_Iowa | Iowa | 19 | Linn | 113 | 54967 | 7906 | Alliant SBD 9302 Aegon NP | 25000 | 1995 | 9999 | Combustion Turbine | [5 empty] | Fossil | G | 2030 | Oil |  | 0 | 0 | 0 | 0 | 0 | 0 | 0 | 0 | 0 | 0 | 0 | 0 | 0 | 0 | 0 | 0 | 0 | 0 | 0 | 0 | 0 | 0 | 0 | 0 | 0 | 0 | 0 | 0 | 0 | 0 | 0 | 0 | 0 | 0 | 0 | 0 | 0 | 0 | 0 | 0 | 0.051751 | 0 | 0 | 0 | 0 | 0 | 0 | 0 | 0 | 0 | 1.2
54968_G_0385 | MISO_Iowa | Iowa | 19 | Wright | 197 | 54968 | 0385 | Alliant SBD 9502 Eaton | 25000 | 1995 | 9999 | Combustion Turbine | [5 empty] | Fossil | G | 2030 | Oil |  | 0 | 0 | 0 | 0 | 0 | 0 | 0 | 0 | 0 | 0 | 0 | 0 | 0 | 0 | 0 | 0 | 0 | 0 | 0 | 0 | 0 | 0 | 0 | 0 | 0 | 0 | 0 | 0 | 0 | 0 | 0 | 0 | 0 | 0 | 0 | 0 | 0 | 0 | 0 | 0 | 0.077627 | 0 | 0 | 0 | 0 | 0 | 0 | 0 | 0 | 0 | 1.8
54968_G_0386 | MISO_Iowa | Iowa | 19 | Wright | 197 | 54968 | 0386 | Alliant SBD 9502 Eaton | 25000 | 1995 | 9999 | Combustion Turbine | [5 empty] | Fossil | G | 2030 | Oil |  | 0 | 0 | 0 | 0 | 0 | 0 | 0 | 0 | 0 | 0 | 0 | 0 | 0 | 0 | 0 | 0 | 0 | 0 | 0 | 0 | 0 | 0 | 0 | 0 | 0 | 0 | 0 | 0 | 0 | 0 | 0 | 0 | 0 | 0 | 0 | 0 | 0 | 0 | 0 | 0 | 0.077627 | 0 | 0 | 0 | 0 | 0 | 0 | 0 | 0 | 0 | 1.8
54968_G_5824 | MISO_Iowa | Iowa | 19 | Wright | 197 | 54968 | 5824 | Alliant SBD 9502 Eaton | 25000 | 2000 | 9999 | Combustion Turbine | [5 empty] | Fossil | G | 2030 | Oil |  | 0 | 0 | 0 | 0 | 0 | 0 | 0 | 0 | 0 | 0 | 0 | 0 | 0 | 0 | 0 | 0 | 0 | 0 | 0 | 0 | 0 | 0 | 0 | 0 | 0 | 0 | 0 | 0 | 0 | 0 | 0 | 0 | 0 | 0 | 0 | 0 | 0 | 0 | 0 | 0 | 0.077627 | 0 | 0 | 0 | 0 | 0 | 0 | 0 | 0 | 0 | 1.8
54969_G_1 | PJM_ComEd | Illinois | 17 | Lee | 103 | 54969 | 1 | Dixon Hydroelectric Dam | 0 | 1925 | 9999 | Hydro | [5 empty] | Non-Fossil | G | 2030 | Hydro |  | 0 | 0 | 0 | 0 | 0 | 0 | 0 | 0 | 0 | 0 | 0 | 0 | 0 | 0 | 0 | 0 | 0.49068 | 0.74326 | 1.0667 | 2.3007 | 0 | 0 | 0 | 0 | 0 | 0 | 0 | 0 | 0 | 0 | 0 | 0 | 0 | 0 | 0 | 0 | 0 | 0 | 0 | 0 | 0.0094849 | 0.00068204 | 0.0010331 | 0.0014827 | 0.0031979 | 0 | 0 | 0 | 0 | 0 | 0.6
54969_G_2 | PJM_ComEd | Illinois | 17 | Lee | 103 | 54969 | 2 | Dixon Hydroelectric Dam | 0 | 1925 | 9999 | Hydro | [5 empty] | Non-Fossil | G | 2030 | Hydro |  | 0 | 0 | 0 | 0 | 0 | 0 | 0 | 0 | 0 | 0 | 0 | 0 | 0 | 0 | 0 | 0 | 0.49068 | 0.74326 | 1.0667 | 2.3007 | 0 | 0 | 0 | 0 | 0 | 0 | 0 | 0 | 0 | 0 | 0 | 0 | 0 | 0 | 0 | 0 | 0 | 0 | 0 | 0 | 0.0094849 | 0.00068204 | 0.0010331 | 0.0014827 | 0.0031979 | 0 | 0 | 0 | 0 | 0 | 0.6
54969_G_3 | PJM_ComEd | Illinois | 17 | Lee | 103 | 54969 | 3 | Dixon Hydroelectric Dam | 0 | 1925 | 9999 | Hydro | [5 empty] | Non-Fossil | G | 2030 | Hydro |  | 0 | 0 | 0 | 0 | 0 | 0 | 0 | 0 | 0 | 0 | 0 | 0 | 0 | 0 | 0 | 0 | 0.49068 | 0.74326 | 1.0667 | 2.3007 | 0 | 0 | 0 | 0 | 0 | 0 | 0 | 0 | 0 | 0 | 0 | 0 | 0 | 0 | 0 | 0 | 0 | 0 | 0 | 0 | 0.0094849 | 0.00068204 | 0.0010331 | 0.0014827 | 0.0031979 | 0 | 0 | 0 | 0 | 0 | 0.6
54969_G_4 | PJM_ComEd | Illinois | 17 | Lee | 103 | 54969 | 4 | Dixon Hydroelectric Dam | 0 | 1925 | 9999 | Hydro | [5 empty] | Non-Fossil | G | 2030 | Hydro |  | 0 | 0 | 0 | 0 | 0 | 0 | 0 | 0 | 0 | 0 | 0 | 0 | 0 | 0 | 0 | 0 | 0.49068 | 0.74326 | 1.0667 | 2.3007 | 0 | 0 | 0 | 0 | 0 | 0 | 0 | 0 | 0 | 0 | 0 | 0 | 0 | 0 | 0 | 0 | 0 | 0 | 0 | 0 | 0.0094849 | 0.00068204 | 0.0010331 | 0.0014827 | 0.0031979 | 0 | 0 | 0 | 0 | 0 | 0.6
54969_G_5 | PJM_ComEd | Illinois | 17 | Lee | 103 | 54969 | 5 | Dixon Hydroelectric Dam | 0 | 1925 | 9999 | Hydro | [5 empty] | Non-Fossil | G | 2030 | Hydro |  | 0 | 0 | 0 | 0 | 0 | 0 | 0 | 0 | 0 | 0 | 0 | 0 | 0 | 0 | 0 | 0 | 0.49068 | 0.74326 | 1.0667 | 2.3007 | 0 | 0 | 0 | 0 | 0 | 0 | 0 | 0 | 0 | 0 | 0 | 0 | 0 | 0 | 0 | 0 | 0 | 0 | 0 | 0 | 0.0094849 | 0.00068204 | 0.0010331 | 0.0014827 | 0.0031979 | 0 | 0 | 0 | 0 | 0 | 0.6
54974_G_UNT1 | PJM_ATSI | Ohio | 39 | Fulton | 51 | 54974 | UNT1 | Sauder Power Plant | 5301 | 1993 | 9999 | Biomass | [5 empty] | Non-Fossil | G | 2030 |  | Biomass Retirement | 0 | 0 | 0 | 0 | 0 | 0 | 0 | 0 | 0 | 0 | 0 | 0 | 0 | 0 | 0 | 0 | 0 | 0 | 0 | 0 | 0 | 0 | 0 | 0 | 0 | 0 | 0 | 0 | 0 | 0 | 0 | 0 | 0 | 0 | 0 | 0 | 0 | 0 | 0 | 0 | 0 | 0 | 0 | 0 | 0 | 0 | 0 | 0 | 0 | 0 | 3.6
54974_G_UNT2 | PJM_ATSI | Ohio | 39 | Fulton | 51 | 54974 | UNT2 | Sauder Power Plant | 5301 | 1993 | 9999 | Biomass | [5 empty] | Non-Fossil | G | 2030 |  | Biomass Retirement | 0 | 0 | 0 | 0 | 0 | 0 | 0 | 0 | 0 | 0 | 0 | 0 | 0 | 0 | 0 | 0 | 0 | 0 | 0 | 0 | 0 | 0 | 0 | 0 | 0 | 0 | 0 | 0 | 0 | 0 | 0 | 0 | 0 | 0 | 0 | 0 | 0 | 0 | 0 | 0 | 0 | 0 | 0 | 0 | 0 | 0 | 0 | 0 | 0 | 0 | 3.6
54979_G_WIND | ERCOT_West | Texas | 48 | Howard | 227 | 54979 | WIND | Big Spring Wind Power Facility | 0 | 1998 | 9999 | Onshore Wind | [5 empty] | Non-Fossil | G | 2030 | Wind |  | 0 | 0 | 0 | 0 | 0 | 0 | 0 | 0 | 0 | 0 | 0 | 0 | 0 | 0 | 0 | 0 | 24.4706 | 35.9079 | 36.5016 | 96.88 | 0 | 0 | 0 | 0 | 0 | 0 | 0 | 0 | 0 | 0 | 0 | 0 | 0 | 0 | 0 | 0 | 0 | 0 | 0 | 0 | 1.4348 | 0 | 0 | 0 | 0 | 0 | 0 | 0 | 0 | 0 | 34.3
54980_G_UNT1 | PJM_EMAAC | New Jersey | 34 | Ocean | 29 | 54980 | UNT1 | Ocean County Landfill | 13500 | 1997 | 9999 | Landfill Gas | [5 empty] | Non-Fossil | G | 2030 | LF Gas |  | 0.014285 | 0.019016 | 0.024829 | 0.05813 | 0 | 0 | 0 | 0 | 0 | 0 | 0 | 0 | 0 | 0 | 0 | 0 | 1.0581 | 1.4086 | 1.8392 | 4.3059 | 0.82323 | 1.0959 | 1.4309 | 3.35 | 0 | 0 | 0 | 0 | 0.0017201 | 0.0022897 | 0.0029896 | 0.0069994 | 0 | 0 | 0 | 0 | 0 | 0 | 0 | 0 | 0.21754 | 0.0073404 | 0.0097714 | 0.012758 | 0.02987 | 0 | 0 | 0 | 0 | 0 | 0.8
54980_G_UNT10 | PJM_EMAAC | New Jersey | 34 | Ocean | 29 | 54980 | UNT10 | Ocean County Landfill | 13500 | 2006 | 9999 | Landfill Gas | [5 empty] | Non-Fossil | G | 2030 | LF Gas |  | 0.026784 | 0.035655 | 0.046554 | 0.10899 | 0 | 0 | 0 | 0 | 0 | 0 | 0 | 0 | 0 | 0 | 0 | 0 | 1.984 | 2.6411 | 3.4484 | 8.0736 | 1.5436 | 2.0548 | 2.6829 | 6.2812 | 0 | 0 | 0 | 0 | 0.0032251 | 0.0042932 | 0.0056056 | 0.013124 | 0 | 0 | 0 | 0 | 0 | 0 | 0 | 0 | 0.40788 | 0.013763 | 0.018321 | 0.023922 | 0.056007 | 0 | 0 | 0 | 0 | 0 | 1.5
54980_G_UNT11 | PJM_EMAAC | New Jersey | 34 | Ocean | 29 | 54980 | UNT11 | Ocean County Landfill | 13500 | 2006 | 9999 | Landfill Gas | [5 empty] | Non-Fossil | G | 2030 | LF Gas |  | 0.026784 | 0.035655 | 0.046554 | 0.10899 | 0 | 0 | 0 | 0 | 0 | 0 | 0 | 0 | 0 | 0 | 0 | 0 | 1.984 | 2.6411 | 3.4484 | 8.0736 | 1.5436 | 2.0548 | 2.6829 | 6.2812 | 0 | 0 | 0 | 0 | 0.0032251 | 0.0042932 | 0.0056056 | 0.013124 | 0 | 0 | 0 | 0 | 0 | 0 | 0 | 0 | 0.40788 | 0.013763 | 0.018321 | 0.023922 | 0.056007 | 0 | 0 | 0 | 0 | 0 | 1.5
54980_G_UNT12 | PJM_EMAAC | New Jersey | 34 | Ocean | 29 | 54980 | UNT12 | Ocean County Landfill | 13500 | 2006 | 9999 | Landfill Gas | [5 empty] | Non-Fossil | G | 2030 | LF Gas |  | 0.026784 | 0.035655 | 0.046554 | 0.10899 | 0 | 0 | 0 | 0 | 0 | 0 | 0 | 0 | 0 | 0 | 0 | 0 | 1.984 | 2.6411 | 3.4484 | 8.0736 | 1.5436 | 2.0548 | 2.6829 | 6.2812 | 0 | 0 | 0 | 0 | 0.0032251 | 0.0042932 | 0.0056056 | 0.013124 | 0 | 0 | 0 | 0 | 0 | 0 | 0 | 0 | 0.40788 | 0.013763 | 0.018321 | 0.023922 | 0.056007 | 0 | 0 | 0 | 0 | 0 | 1.5
54980_G_UNT2 | PJM_EMAAC | New Jersey | 34 | Ocean | 29 | 54980 | UNT2 | Ocean County Landfill | 13500 | 1997 | 9999 | Landfill Gas | [5 empty] | Non-Fossil | G | 2030 | LF Gas |  | 0.014285 | 0.019016 | 0.024829 | 0.05813 | 0 | 0 | 0 | 0 | 0 | 0 | 0 | 0 | 0 | 0 | 0 | 0 | 1.0581 | 1.4086 | 1.8392 | 4.3059 | 0.82323 | 1.0959 | 1.4309 | 3.35 | 0 | 0 | 0 | 0 | 0.0017201 | 0.0022897 | 0.0029896 | 0.0069994 | 0 | 0 | 0 | 0 | 0 | 0 | 0 | 0 | 0.21754 | 0.0073404 | 0.0097714 | 0.012758 | 0.02987 | 0 | 0 | 0 | 0 | 0 | 0.8
54980_G_UNT3 | PJM_EMAAC | New Jersey | 34 | Ocean | 29 | 54980 | UNT3 | Ocean County Landfill | 13500 | 1997 | 9999 | Landfill Gas | [5 empty] | Non-Fossil | G | 2030 | LF Gas |  | 0.014285 | 0.019016 | 0.024829 | 0.05813 | 0 | 0 | 0 | 0 | 0 | 0 | 0 | 0 | 0 | 0 | 0 | 0 | 1.0581 | 1.4086 | 1.8392 | 4.3059 | 0.82323 | 1.0959 | 1.4309 | 3.35 | 0 | 0 | 0 | 0 | 0.0017201 | 0.0022897 | 0.0029896 | 0.0069994 | 0 | 0 | 0 | 0 | 0 | 0 | 0 | 0 | 0.21754 | 0.0073404 | 0.0097714 | 0.012758 | 0.02987 | 0 | 0 | 0 | 0 | 0 | 0.8
54980_G_UNT4 | PJM_EMAAC | New Jersey | 34 | Ocean | 29 | 54980 | UNT4 | Ocean County Landfill | 13500 | 1997 | 9999 | Landfill Gas | [5 empty] | Non-Fossil | G | 2030 | LF Gas |  | 0.014285 | 0.019016 | 0.024829 | 0.05813 | 0 | 0 | 0 | 0 | 0 | 0 | 0 | 0 | 0 | 0 | 0 | 0 | 1.0581 | 1.4086 | 1.8392 | 4.3059 | 0.82323 | 1.0959 | 1.4309 | 3.35 | 0 | 0 | 0 | 0 | 0.0017201 | 0.0022897 | 0.0029896 | 0.0069994 | 0 | 0 | 0 | 0 | 0 | 0 | 0 | 0 | 0.21754 | 0.0073404 | 0.0097714 | 0.012758 | 0.02987 | 0 | 0 | 0 | 0 | 0 | 0.8
54980_G_UNT5 | PJM_EMAAC | New Jersey | 34 | Ocean | 29 | 54980 | UNT5 | Ocean County Landfill | 13500 | 1997 | 9999 | Landfill Gas | [5 empty] | Non-Fossil | G | 2030 | LF Gas |  | 0.014285 | 0.019016 | 0.024829 | 0.05813 | 0 | 0 | 0 | 0 | 0 | 0 | 0 | 0 | 0 | 0 | 0 | 0 | 1.0581 | 1.4086 | 1.8392 | 4.3059 | 0.82323 | 1.0959 | 1.4309 | 3.35 | 0 | 0 | 0 | 0 | 0.0017201 | 0.0022897 | 0.0029896 | 0.0069994 | 0 | 0 | 0 | 0 | 0 | 0 | 0 | 0 | 0.21754 | 0.0073404 | 0.0097714 | 0.012758 | 0.02987 | 0 | 0 | 0 | 0 | 0 | 0.8
54980_G_UNT6 | PJM_EMAAC | New Jersey | 34 | Ocean | 29 | 54980 | UNT6 | Ocean County Landfill | 13500 | 1997 | 9999 | Landfill Gas | [5 empty] | Non-Fossil | G | 2030 | LF Gas |  | 0.014285 | 0.019016 | 0.024829 | 0.05813 | 0 | 0 | 0 | 0 | 0 | 0 | 0 | 0 | 0 | 0 | 0 | 0 | 1.0581 | 1.4086 | 1.8392 | 4.3059 | 0.82323 | 1.0959 | 1.4309 | 3.35 | 0 | 0 | 0 | 0 | 0.0017201 | 0.0022897 | 0.0029896 | 0.0069994 | 0 | 0 | 0 | 0 | 0 | 0 | 0 | 0 | 0.21754 | 0.0073404 | 0.0097714 | 0.012758 | 0.02987 | 0 | 0 | 0 | 0 | 0 | 0.8
54980_G_UNT7 | PJM_EMAAC | New Jersey | 34 | Ocean | 29 | 54980 | UNT7 | Ocean County Landfill | 13500 | 2006 | 9999 | Landfill Gas | [5 empty] | Non-Fossil | G | 2030 | LF Gas |  | 0.026784 | 0.035655 | 0.046554 | 0.10899 | 0 | 0 | 0 | 0 | 0 | 0 | 0 | 0 | 0 | 0 | 0 | 0 | 1.984 | 2.6411 | 3.4484 | 8.0736 | 1.5436 | 2.0548 | 2.6829 | 6.2812 | 0 | 0 | 0 | 0 | 0.0032251 | 0.0042932 | 0.0056056 | 0.013124 | 0 | 0 | 0 | 0 | 0 | 0 | 0 | 0 | 0.40788 | 0.013763 | 0.018321 | 0.023922 | 0.056007 | 0 | 0 | 0 | 0 | 0 | 1.5
54980_G_UNT8 | PJM_EMAAC | New Jersey | 34 | Ocean | 29 | 54980 | UNT8 | Ocean County Landfill | 13500 | 2006 | 9999 | Landfill Gas | [5 empty] | Non-Fossil | G | 2030 | LF Gas |  | 0.026784 | 0.035655 | 0.046554 | 0.10899 | 0 | 0 | 0 | 0 | 0 | 0 | 0 | 0 | 0 | 0 | 0 | 0 | 1.984 | 2.6411 | 3.4484 | 8.0736 | 1.5436 | 2.0548 | 2.6829 | 6.2812 | 0 | 0 | 0 | 0 | 0.0032251 | 0.0042932 | 0.0056056 | 0.013124 | 0 | 0 | 0 | 0 | 0 | 0 | 0 | 0 | 0.40788 | 0.013763 | 0.018321 | 0.023922 | 0.056007 | 0 | 0 | 0 | 0 | 0 | 1.5
54980_G_UNT9 | PJM_EMAAC | New Jersey | 34 | Ocean | 29 | 54980 | UNT9 | Ocean County Landfill | 13500 | 2006 | 9999 | Landfill Gas | [5 empty] | Non-Fossil | G | 2030 | LF Gas |  | 0.026784 | 0.035655 | 0.046554 | 0.10899 | 0 | 0 | 0 | 0 | 0 | 0 | 0 | 0 | 0 | 0 | 0 | 0 | 1.984 | 2.6411 | 3.4484 | 8.0736 | 1.5436 | 2.0548 | 2.6829 | 6.2812 | 0 | 0 | 0 | 0 | 0.0032251 | 0.0042932 | 0.0056056 | 0.013124 | 0 | 0 | 0 | 0 | 0 | 0 | 0 | 0 | 0.40788 | 0.013763 | 0.018321 | 0.023922 | 0.056007 | 0 | 0 | 0 | 0 | 0 | 1.5
54981_G_NONO | ISONE_MA, VT, NH, RI (Rest of ISO New England) | Massachusetts | 25 | Hampden | 13 | 54981 | NONO | Harris Energy Realty | 0 | 1982 | 9999 | Hydro | [5 empty] | Non-Fossil | G | 2030 | Hydro |  | 0 | 0 | 0 | 0 | 0 | 0 | 0 | 0 | 0 | 0 | 0 | 0 | 0 | 0 | 0 | 0 | 0.66203 | 0.91055 | 0.82938 | 2.402 | 0 | 0 | 0 | 0 | 0 | 0 | 0 | 0 | 0 | 0 | 0 | 0 | 0 | 0 | 0 | 0 | 0 | 0 | 0 | 0 | 0.0079041 | 0.00092022 | 0.0012657 | 0.0011528 | 0.0033387 | 0 | 0 | 0 | 0 | 0 | 0.5
54984_G_UNT2 | SERC_VACAR | North Carolina | 37 | Forsyth | 67 | 54984 | UNT2 | Salem Energy Systems LLC | 15091 | 2017 | 9999 | Landfill Gas | [5 empty] | Non-Fossil | G | 2030 | LF Gas |  | 0.082904 | 0.10045 | 0.14151 | 0.32487 | 0 | 0 | 0 | 0 | 0 | 0 | 0 | 0 | 0 | 0 | 0 | 0 | 5.523 | 6.692 | 9.4272 | 21.6421 | 4.7777 | 5.7889 | 8.155 | 18.7217 | 0 | 0 | 0 | 0 | 0.0091679 | 0.011108 | 0.015649 | 0.035925 | 0 | 0 | 0 | 0 | 0 | 0 | 0 | 0 | 0.8924 | 0.038313 | 0.046422 | 0.065396 | 0.15013 | 0 | 0 | 0 | 0 | 0 | 3.3
54985_G_GEN1 | SERC_Southeastern | Alabama | 1 | Houston | 69 | 54985 | GEN1 | Crestwood Dothan | 10745 | 1995 | 9999 | Combustion Turbine | [5 empty] | Fossil | G | 2030 | Oil |  | 0 | 0 | 0 | 0 | 0 | 0 | 0 | 0 | 0 | 0 | 0 | 0 | 0 | 0 | 0 | 0 | 0 | 0 | 0 | 0 | 0 | 0 | 0 | 0 | 0 | 0 | 0 | 0 | 0 | 0 | 0 | 0 | 0 | 0 | 0 | 0 | 0 | 0 | 0 | 0 | 0.02367 | 0 | 0 | 0 | 0 | 0 | 0 | 0 | 0 | 0 | 1.2
54985_G_GEN2 | SERC_Southeastern | Alabama | 1 | Houston | 69 | 54985 | GEN2 | Crestwood Dothan | 10745 | 1995 | 9999 | Combustion Turbine | [5 empty] | Fossil | G | 2030 | Oil |  | 0 | 0 | 0 | 0 | 0 | 0 | 0 | 0 | 0 | 0 | 0 | 0 | 0 | 0 | 0 | 0 | 0 | 0 | 0 | 0 | 0 | 0 | 0 | 0 | 0 | 0 | 0 | 0 | 0 | 0 | 0 | 0 | 0 | 0 | 0 | 0 | 0 | 0 | 0 | 0 | 0.02367 | 0 | 0 | 0 | 0 | 0 | 0 | 0 | 0 | 0 | 1.2
54985_G_GEN3 | SERC_Southeastern | Alabama | 1 | Houston | 69 | 54985 | GEN3 | Crestwood Dothan | 10745 | 2002 | 9999 | Combustion Turbine | [5 empty] | Fossil | G | 2030 | Oil |  | 0 | 0 | 0 | 0 | 0 | 0 | 0 | 0 | 0 | 0 | 0 | 0 | 0 | 0 | 0 | 0 | 0 | 0 | 0 | 0 | 0 | 0 | 0 | 0 | 0 | 0 | 0 | 0 | 0 | 0 | 0 | 0 | 0 | 0 | 0 | 0 | 0 | 0 | 0 | 0 | 0.029588 | 0 | 0 | 0 | 0 | 0 | 0 | 0 | 0 | 0 | 1.5
54985_G_GEN5 | SERC_Southeastern | Alabama | 1 | Houston | 69 | 54985 | GEN5 | Crestwood Dothan | 10745 | 1996 | 9999 | Combustion Turbine | [5 empty] | Fossil | G | 2030 | Oil |  | 0 | 0 | 0 | 0 | 0 | 0 | 0 | 0 | 0 | 0 | 0 | 0 | 0 | 0 | 0 | 0 | 0 | 0 | 0 | 0 | 0 | 0 | 0 | 0 | 0 | 0 | 0 | 0 | 0 | 0 | 0 | 0 | 0 | 0 | 0 | 0 | 0 | 0 | 0 | 0 | 0.02367 | 0 | 0 | 0 | 0 | 0 | 0 | 0 | 0 | 0 | 1.2
54985_G_GEN7 | SERC_Southeastern | Alabama | 1 | Houston | 69 | 54985 | GEN7 | Crestwood Dothan | 10745 | 1997 | 9999 | Combustion Turbine | [5 empty] | Fossil | G | 2030 | Oil |  | 0 | 0 | 0 | 0 | 0 | 0 | 0 | 0 | 0 | 0 | 0 | 0 | 0 | 0 | 0 | 0 | 0 | 0 | 0 | 0 | 0 | 0 | 0 | 0 | 0 | 0 | 0 | 0 | 0 | 0 | 0 | 0 | 0 | 0 | 0 | 0 | 0 | 0 | 0 | 0 | 0.02367 | 0 | 0 | 0 | 0 | 0 | 0 | 0 | 0 | 0 | 1.2
54985_G_GEN8 | SERC_Southeastern | Alabama | 1 | Houston | 69 | 54985 | GEN8 | Crestwood Dothan | 20050 | 1997 | 9999 | Combustion Turbine | [5 empty] | Fossil | G | 2030 | Oil |  | 0 | 0 | 0 | 0 | 0 | 0 | 0 | 0 | 0 | 0 | 0 | 0 | 0 | 0 | 0 | 0 | 0 | 0 | 0 | 0 | 0 | 0 | 0 | 0 | 0 | 0 | 0 | 0 | 0 | 0 | 0 | 0 | 0 | 0 | 0 | 0 | 0 | 0 | 0 | 0 | 0.013808 | 0 | 0 | 0 | 0 | 0 | 0 | 0 | 0 | 0 | 0.7
54985_G_GEN9 | SERC_Southeastern | Alabama | 1 | Houston | 69 | 54985 | GEN9 | Crestwood Dothan | 10745 | 2002 | 9999 | Combustion Turbine | [5 empty] | Fossil | G | 2030 | Oil |  | 0 | 0 | 0 | 0 | 0 | 0 | 0 | 0 | 0 | 0 | 0 | 0 | 0 | 0 | 0 | 0 | 0 | 0 | 0 | 0 | 0 | 0 | 0 | 0 | 0 | 0 | 0 | 0 | 0 | 0 | 0 | 0 | 0 | 0 | 0 | 0 | 0 | 0 | 0 | 0 | 0.03945 | 0 | 0 | 0 | 0 | 0 | 0 | 0 | 0 | 0 | 2
54989_G_GEN1 | MISO_Lower Michigan | Michigan | 26 | Macomb | 99 | 54989 | GEN1 | Pine Tree Acres | 13500 | 1998 | 9999 | Landfill Gas | [5 empty] | Non-Fossil | G | 2030 | LF Gas |  | 0.016258 | 0.023511 | 0.030393 | 0.070162 | 0 | 0 | 0 | 0 | 0 | 0 | 0 | 0 | 0 | 0 | 0 | 0 | 1.2086 | 1.7478 | 2.2593 | 5.2156 | 0.93692 | 1.3549 | 1.7515 | 4.0434 | 0 | 0 | 0 | 0 | 0.0010873 | 0.0015724 | 0.0020327 | 0.0046924 | 0 | 0 | 0 | 0 | 0 | 0 | 0 | 0 | 0.21718 | 0.0083838 | 0.012124 | 0.015673 | 0.036181 | 0 | 0 | 0 | 0 | 0 | 0.8
54989_G_GEN2 | MISO_Lower Michigan | Michigan | 26 | Macomb | 99 | 54989 | GEN2 | Pine Tree Acres | 13500 | 1998 | 9999 | Landfill Gas | [5 empty] | Non-Fossil | G | 2030 | LF Gas |  | 0.016258 | 0.023511 | 0.030393 | 0.070162 | 0 | 0 | 0 | 0 | 0 | 0 | 0 | 0 | 0 | 0 | 0 | 0 | 1.2086 | 1.7478 | 2.2593 | 5.2156 | 0.93692 | 1.3549 | 1.7515 | 4.0434 | 0 | 0 | 0 | 0 | 0.0010873 | 0.0015724 | 0.0020327 | 0.0046924 | 0 | 0 | 0 | 0 | 0 | 0 | 0 | 0 | 0.21718 | 0.0083838 | 0.012124 | 0.015673 | 0.036181 | 0 | 0 | 0 | 0 | 0 | 0.8
54989_G_GEN3 | MISO_Lower Michigan | Michigan | 26 | Macomb | 99 | 54989 | GEN3 | Pine Tree Acres | 13500 | 1998 | 9999 | Landfill Gas | [5 empty] | Non-Fossil | G | 2030 | LF Gas |  | 0.016258 | 0.023511 | 0.030393 | 0.070162 | 0 | 0 | 0 | 0 | 0 | 0 | 0 | 0 | 0 | 0 | 0 | 0 | 1.2086 | 1.7478 | 2.2593 | 5.2156 | 0.93692 | 1.3549 | 1.7515 | 4.0434 | 0 | 0 | 0 | 0 | 0.0010873 | 0.0015724 | 0.0020327 | 0.0046924 | 0 | 0 | 0 | 0 | 0 | 0 | 0 | 0 | 0.21718 | 0.0083838 | 0.012124 | 0.015673 | 0.036181 | 0 | 0 | 0 | 0 | 0 | 0.8
54989_G_GEN4 | MISO_Lower Michigan | Michigan | 26 | Macomb | 99 | 54989 | GEN4 | Pine Tree Acres | 13500 | 1998 | 9999 | Landfill Gas | [5 empty] | Non-Fossil | G | 2030 | LF Gas |  | 0.016258 | 0.023511 | 0.030393 | 0.070162 | 0 | 0 | 0 | 0 | 0 | 0 | 0 | 0 | 0 | 0 | 0 | 0 | 1.2086 | 1.7478 | 2.2593 | 5.2156 | 0.93692 | 1.3549 | 1.7515 | 4.0434 | 0 | 0 | 0 | 0 | 0.0010873 | 0.0015724 | 0.0020327 | 0.0046924 | 0 | 0 | 0 | 0 | 0 | 0 | 0 | 0 | 0.21718 | 0.0083838 | 0.012124 | 0.015673 | 0.036181 | 0 | 0 | 0 | 0 | 0 | 0.8
54989_G_GEN5 | MISO_Lower Michigan | Michigan | 26 | Macomb | 99 | 54989 | GEN5 | Pine Tree Acres | 13500 | 1998 | 9999 | Landfill Gas | [5 empty] | Non-Fossil | G | 2030 | LF Gas |  | 0.016258 | 0.023511 | 0.030393 | 0.070162 | 0 | 0 | 0 | 0 | 0 | 0 | 0 | 0 | 0 | 0 | 0 | 0 | 1.2086 | 1.7478 | 2.2593 | 5.2156 | 0.93692 | 1.3549 | 1.7515 | 4.0434 | 0 | 0 | 0 | 0 | 0.0010873 | 0.0015724 | 0.0020327 | 0.0046924 | 0 | 0 | 0 | 0 | 0 | 0 | 0 | 0 | 0.21718 | 0.0083838 | 0.012124 | 0.015673 | 0.036181 | 0 | 0 | 0 | 0 | 0 | 0.8
54989_G_GEN6 | MISO_Lower Michigan | Michigan | 26 | Macomb | 99 | 54989 | GEN6 | Pine Tree Acres | 13500 | 2003 | 9999 | Landfill Gas | [5 empty] | Non-Fossil | G | 2030 | LF Gas |  | 0.016258 | 0.023511 | 0.030393 | 0.070162 | 0 | 0 | 0 | 0 | 0 | 0 | 0 | 0 | 0 | 0 | 0 | 0 | 1.2086 | 1.7478 | 2.2593 | 5.2156 | 0.93692 | 1.3549 | 1.7515 | 4.0434 | 0 | 0 | 0 | 0 | 0.0010873 | 0.0015724 | 0.0020327 | 0.0046924 | 0 | 0 | 0 | 0 | 0 | 0 | 0 | 0 | 0.21718 | 0.0083838 | 0.012124 | 0.015673 | 0.036181 | 0 | 0 | 0 | 0 | 0 | 0.8
54989_G_GEN7 | MISO_Lower Michigan | Michigan | 26 | Macomb | 99 | 54989 | GEN7 | Pine Tree Acres | 13500 | 2003 | 9999 | Landfill Gas | [5 empty] | Non-Fossil | G | 2030 | LF Gas |  | 0.016258 | 0.023511 | 0.030393 | 0.070162 | 0 | 0 | 0 | 0 | 0 | 0 | 0 | 0 | 0 | 0 | 0 | 0 | 1.2086 | 1.7478 | 2.2593 | 5.2156 | 0.93692 | 1.3549 | 1.7515 | 4.0434 | 0 | 0 | 0 | 0 | 0.0010873 | 0.0015724 | 0.0020327 | 0.0046924 | 0 | 0 | 0 | 0 | 0 | 0 | 0 | 0 | 0.21718 | 0.0083838 | 0.012124 | 0.015673 | 0.036181 | 0 | 0 | 0 | 0 | 0 | 0.8
54989_G_GEN8 | MISO_Lower Michigan | Michigan | 26 | Macomb | 99 | 54989 | GEN8 | Pine Tree Acres | 13500 | 2010 | 9999 | Landfill Gas | [5 empty] | Non-Fossil | G | 2030 | LF Gas |  | 0.032516 | 0.047023 | 0.060785 | 0.14032 | 0 | 0 | 0 | 0 | 0 | 0 | 0 | 0 | 0 | 0 | 0 | 0 | 2.4171 | 3.4955 | 4.5186 | 10.4312 | 1.8738 | 2.7099 | 3.503 | 8.0867 | 0 | 0 | 0 | 0 | 0.0021746 | 0.0031449 | 0.0040653 | 0.0093848 | 0 | 0 | 0 | 0 | 0 | 0 | 0 | 0 | 0.43436 | 0.016768 | 0.024248 | 0.031346 | 0.072362 | 0 | 0 | 0 | 0 | 0 | 1.6
54989_G_GEN9 | MISO_Lower Michigan | Michigan | 26 | Macomb | 99 | 54989 | GEN9 | Pine Tree Acres | 13500 | 2010 | 9999 | Landfill Gas | [5 empty] | Non-Fossil | G | 2030 | LF Gas |  | 0.032516 | 0.047023 | 0.060785 | 0.14032 | 0 | 0 | 0 | 0 | 0 | 0 | 0 | 0 | 0 | 0 | 0 | 0 | 2.4171 | 3.4955 | 4.5186 | 10.4312 | 1.8738 | 2.7099 | 3.503 | 8.0867 | 0 | 0 | 0 | 0 | 0.0021746 | 0.0031449 | 0.0040653 | 0.0093848 | 0 | 0 | 0 | 0 | 0 | 0 | 0 | 0 | 0.43436 | 0.016768 | 0.024248 | 0.031346 | 0.072362 | 0 | 0 | 0 | 0 | 0 | 1.6
54995_B_501 | MISO_Indiana (including parts of Kentucky) | Indiana | 18 | Lake | 89 | 54995 | 501 | Indiana Harbor E 5 AC Station | 4136 | 1978 | 9999 | Fossil Waste | [5 empty] | Fossil | B | 2030 | Fwaste |  | 0.077227 | 0.099499 | 0.12592 | 0.30265 | 0 | 0 | 0 | 0 | 0 | 0 | 0 | 0 | 0 | 0 | 0 | 0 | 18.6718 | 24.0569 | 30.4456 | 73.1743 | 32.9244 | 42.42 | 53.6853 | 129.0297 | 0 | 0 | 0 | 0 | 0.0054877 | 0.0070704 | 0.0089481 | 0.021506 | 0.0082029 | 0.010569 | 0.013375 | 0.032147 | 0 | 0 | 0 | 0 | 0 | 0.12953 | 0.16688 | 0.2112 | 0.50761 | 0 | 0 | 0 | 0 | 0 | 22.5
54995_B_502 | MISO_Indiana (including parts of Kentucky) | Indiana | 18 | Lake | 89 | 54995 | 502 | Indiana Harbor E 5 AC Station | 4136 | 1978 | 9999 | Fossil Waste | [5 empty] | Fossil | B | 2030 | Fwaste |  | 0.077227 | 0.099499 | 0.12592 | 0.30265 | 0 | 0 | 0 | 0 | 0 | 0 | 0 | 0 | 0 | 0 | 0 | 0 | 18.6718 | 24.0569 | 30.4456 | 73.1743 | 32.9244 | 42.42 | 53.6853 | 129.0297 | 0 | 0 | 0 | 0 | 0.0054877 | 0.0070704 | 0.0089481 | 0.021506 | 0.0082029 | 0.010569 | 0.013375 | 0.032147 | 0 | 0 | 0 | 0 | 0 | 0.12953 | 0.16688 | 0.2112 | 0.50761 | 0 | 0 | 0 | 0 | 0 | 22.5
54995_B_503 | MISO_Indiana (including parts of Kentucky) | Indiana | 18 | Lake | 89 | 54995 | 503 | Indiana Harbor E 5 AC Station | 4136 | 1978 | 9999 | Fossil Waste | [5 empty] | Fossil | B | 2030 | Fwaste |  | 0.077227 | 0.099499 | 0.12592 | 0.30265 | 0 | 0 | 0 | 0 | 0 | 0 | 0 | 0 | 0 | 0 | 0 | 0 | 18.6718 | 24.0569 | 30.4456 | 73.1743 | 32.9244 | 42.42 | 53.6853 | 129.0297 | 0 | 0 | 0 | 0 | 0.0054877 | 0.0070704 | 0.0089481 | 0.021506 | 0.0082029 | 0.010569 | 0.013375 | 0.032147 | 0 | 0 | 0 | 0 | 0 | 0.12953 | 0.16688 | 0.2112 | 0.50761 | 0 | 0 | 0 | 0 | 0 | 22.5
54995_B_504 | MISO_Indiana (including parts of Kentucky) | Indiana | 18 | Lake | 89 | 54995 | 504 | Indiana Harbor E 5 AC Station | 4136 | 2012 | 9999 | Fossil Waste | [5 empty] | Fossil | B | 2030 | Fwaste |  | 0.077227 | 0.099499 | 0.12592 | 0.30265 | 0 | 0 | 0 | 0 | 0 | 0 | 0 | 0 | 0 | 0 | 0 | 0 | 18.6718 | 24.0569 | 30.4456 | 73.1743 | 32.9244 | 42.42 | 53.6853 | 129.0297 | 0 | 0 | 0 | 0 | 0.0054877 | 0.0070704 | 0.0089481 | 0.021506 | 0.0082029 | 0.010569 | 0.013375 | 0.032147 | 0 | 0 | 0 | 0 | 0 | 0.12953 | 0.16688 | 0.2112 | 0.50761 | 0 | 0 | 0 | 0 | 0 | 22.5
54996_G_4100 | WECC_Imperial Irrigation District (IID) | California | 6 | Imperial | 25 | 54996 | 4100 | Salton Sea Power Gen Co - Unit 4 | 9771 | 1996 | 9999 | Geothermal | [5 empty] | Non-Fossil | G | 2030 | Geothermal |  | 0.6947 | 0.92708 | 1.18 | 2.8018 | 0 | 0 | 0 | 0 | 0 | 0 | 0 | 0 | 0 | 0 | 0 | 0 | 71.0978 | 94.881 | 120.7648 | 286.7437 | 0 | 0 | 0 | 0 | 0.0012852 | 0.0017151 | 0.002183 | 0.0051833 | 0 | 0 | 0 | 0 | 0 | 0 | 0 | 0 | 0 | 0 | 0 | 0 | 6.0001 | 0.082473 | 0.11006 | 0.14009 | 0.33262 | 0 | 0 | 0 | 0 | 0 | 44
54998_B_12300 | PJM_Dominion | Virginia | 51 | Portsmouth City | 740 | 54998 | 12300 | Wheelabrator Portsmouth | 20120 | 1988 | 9999 | Municipal Solid Waste |  |  | Baghouse + Dry Scrubber | OFA | Dry Scrubber | Non-Fossil | B | 2030 | MSW |  | 0.28972 | 0.38033 | 0.51469 | 1.1847 | 0 | 0 | 0 | 0 | 0 | 0 | 0 | 0 | 0 | 0 | 0 | 0 | 14.3997 | 18.9031 | 25.581 | 58.8838 | 17.5699 | 23.0647 | 31.2128 | 71.8474 | 0.0010989 | 0.0014426 | 0.0019522 | 0.0044938 | 0.076474 | 0.10039 | 0.13586 | 0.31272 | 0.020074 | 0.026353 | 0.035662 | 0.082089 | 0 | 0 | 0 | 0 | 0 | 0.099891 | 0.13113 | 0.17746 | 0.40848 | 0 | 0 | 0 | 0 | 0 | 11.6 | Scrubber | Dry Scrubber
54998_B_12400 | PJM_Dominion | Virginia | 51 | Portsmouth City | 740 | 54998 | 12400 | Wheelabrator Portsmouth | 20120 | 1988 | 9999 | Municipal Solid Waste |  |  | Baghouse + Dry Scrubber | OFA | Dry Scrubber | Non-Fossil | B | 2030 | MSW |  | 0.28972 | 0.38033 | 0.51469 | 1.1847 | 0 | 0 | 0 | 0 | 0 | 0 | 0 | 0 | 0 | 0 | 0 | 0 | 14.3997 | 18.9031 | 25.581 | 58.8838 | 17.5699 | 23.0647 | 31.2128 | 71.8474 | 0.0010989 | 0.0014426 | 0.0019522 | 0.0044938 | 0.076474 | 0.10039 | 0.13586 | 0.31272 | 0.020074 | 0.026353 | 0.035662 | 0.082089 | 0 | 0 | 0 | 0 | 0 | 0.099891 | 0.13113 | 0.17746 | 0.40848 | 0 | 0 | 0 | 0 | 0 | 11.6 | Scrubber | Dry Scrubber
54998_B_12500 | PJM_Dominion | Virginia | 51 | Portsmouth City | 740 | 54998 | 12500 | Wheelabrator Portsmouth | 20120 | 1988 | 9999 | Municipal Solid Waste |  |  | Baghouse + Dry Scrubber | OFA | Dry Scrubber | Non-Fossil | B | 2030 | MSW |  | 0.28972 | 0.38033 | 0.51469 | 1.1847 | 0 | 0 | 0 | 0 | 0 | 0 | 0 | 0 | 0 | 0 | 0 | 0 | 14.3997 | 18.9031 | 25.581 | 58.8838 | 17.5699 | 23.0647 | 31.2128 | 71.8474 | 0.0010989 | 0.0014426 | 0.0019522 | 0.0044938 | 0.076474 | 0.10039 | 0.13586 | 0.31272 | 0.020074 | 0.026353 | 0.035662 | 0.082089 | 0 | 0 | 0 | 0 | 0 | 0.099891 | 0.13113 | 0.17746 | 0.40848 | 0 | 0 | 0 | 0 | 0 | 11.6 | Scrubber | Dry Scrubber
54998_B_12600 | PJM_Dominion | Virginia | 51 | Portsmouth City | 740 | 54998 | 12600 | Wheelabrator Portsmouth | 20120 | 1988 | 9999 | Municipal Solid Waste |  |  | Baghouse + Dry Scrubber | OFA | Dry Scrubber | Non-Fossil | B | 2030 | MSW |  | 0.28972 | 0.38033 | 0.51469 | 1.1847 | 0 | 0 | 0 | 0 | 0 | 0 | 0 | 0 | 0 | 0 | 0 | 0 | 14.3997 | 18.9031 | 25.581 | 58.8838 | 17.5699 | 23.0647 | 31.2128 | 71.8474 | 0.0010989 | 0.0014426 | 0.0019522 | 0.0044938 | 0.076474 | 0.10039 | 0.13586 | 0.31272 | 0.020074 | 0.026353 | 0.035662 | 0.082089 | 0 | 0 | 0 | 0 | 0 | 0.099891 | 0.13113 | 0.17746 | 0.40848 | 0 | 0 | 0 | 0 | 0 | 11.6 | Scrubber | Dry Scrubber
55_G_1 | SERC_Southeastern | Alabama | 1 | Covington | 39 | 55 | 1 | Point A | 0 | 1925 | 9999 | Hydro | [5 empty] | Non-Fossil | G | 2030 | Hydro |  | 0 | 0 | 0 | 0 | 0 | 0 | 0 | 0 | 0 | 0 | 0 | 0 | 0 | 0 | 0 | 0 | 1.7989 | 1.8568 | 1.4524 | 5.1081 | 0 | 0 | 0 | 0 | 0 | 0 | 0 | 0 | 0 | 0 | 0 | 0 | 0 | 0 | 0 | 0 | 0 | 0 | 0 | 0 | 0.028455 | 0.0025004 | 0.0025809 | 0.0020189 | 0.0071003 | 0 | 0 | 0 | 0 | 0 | 1.8
55_G_2 | SERC_Southeastern | Alabama | 1 | Covington | 39 | 55 | 2 | Point A | 0 | 1925 | 9999 | Hydro | [5 empty] | Non-Fossil | G | 2030 | Hydro |  | 0 | 0 | 0 | 0 | 0 | 0 | 0 | 0 | 0 | 0 | 0 | 0 | 0 | 0 | 0 | 0 | 1.7989 | 1.8568 | 1.4524 | 5.1081 | 0 | 0 | 0 | 0 | 0 | 0 | 0 | 0 | 0 | 0 | 0 | 0 | 0 | 0 | 0 | 0 | 0 | 0 | 0 | 0 | 0.028455 | 0.0025004 | 0.0025809 | 0.0020189 | 0.0071003 | 0 | 0 | 0 | 0 | 0 | 1.8
55_G_3 | SERC_Southeastern | Alabama | 1 | Covington | 39 | 55 | 3 | Point A | 0 | 1949 | 9999 | Hydro | [5 empty] | Non-Fossil | G | 2030 | Hydro |  | 0 | 0 | 0 | 0 | 0 | 0 | 0 | 0 | 0 | 0 | 0 | 0 | 0 | 0 | 0 | 0 | 1.7989 | 1.8568 | 1.4524 | 5.1081 | 0 | 0 | 0 | 0 | 0 | 0 | 0 | 0 | 0 | 0 | 0 | 0 | 0 | 0 | 0 | 0 | 0 | 0 | 0 | 0 | 0.028455 | 0.0025004 | 0.0025809 | 0.0020189 | 0.0071003 | 0 | 0 | 0 | 0 | 0 | 1.8
550_B_1 | WECC_Pacific Northwest | Washington | 53 | Stevens | 65 | 550 | 1 | Kettle Falls Generating Station | 14662 | 1984 | 9999 | Biomass |  |  | ESPH + Cyclone | other |  | Non-Fossil | B | 2030 |  | Biomass Retirement | 0 | 0 | 0 | 0 | 0 | 0 | 0 | 0 | 0 | 0 | 0 | 0 | 0 | 0 | 0 | 0 | 0 | 0 | 0 | 0 | 0 | 0 | 0 | 0 | 0 | 0 | 0 | 0 | 0 | 0 | 0 | 0 | 0 | 0 | 0 | 0 | 0 | 0 | 0 | 0 | 0 | 0 | 0 | 0 | 0 | 0 | 0 | 0 | 0 | 0 | 50
550_G_2 | WECC_Pacific Northwest | Washington | 53 | Stevens | 65 | 550 | 2 | Kettle Falls Generating Station | 11878 | 2002 | 9999 | Combustion Turbine | [5 empty] | Fossil | G | 2030 | NaturalGas |  | 0 | 0 | 0.012867 | 0.012867 | 0 | 0 | 0 | 0 | 0 | 0 | 0 | 0 | 0 | 0 | 0 | 0 | 0 | 0 | 1.0832 | 1.0832 | 0 | 0 | 0.75321 | 0.75321 | 0 | 0 | 9.0067e-10 | 9.0067e-10 | 0 | 0 | 0.00058144 | 0.00058144 | 0 | 0 | 0 | 0 | 0 | 0 | 0 | 0 | 0.1223 | 0 | 0 | 0.0049937 | 0.0049937 | 0 | 0 | 0.026041 | 0.026041 | 0 | 6.2
55006_G_UNT2 | ISONE_MA, VT, NH, RI (Rest of ISO New England) | New Hampshire | 33 | Hillsborough | 11 | 55006 | UNT2 | Nashua Plant | 13500 | 1996 | 9999 | Landfill Gas | [5 empty] | Non-Fossil | G | 2030 | LF Gas |  | 0.010066 | 0.013324 | 0.016775 | 0.040165 | 0 | 0 | 0 | 0 | 0 | 0 | 0 | 0 | 0 | 0 | 0 | 0 | 0.74566 | 0.98699 | 1.2426 | 2.9752 | 0.58012 | 0.76787 | 0.9667 | 2.3147 | 0 | 0 | 0 | 0 | 0.00088731 | 0.0011745 | 0.0014786 | 0.0035404 | 0 | 0 | 0 | 0 | 0 | 0 | 0 | 0 | 0.19014 | 0.0051727 | 0.0068468 | 0.0086197 | 0.020639 | 0 | 0 | 0 | 0 | 0 | 0.7
55006_G_UNT3 | ISONE_MA, VT, NH, RI (Rest of ISO New England) | New Hampshire | 33 | Hillsborough | 11 | 55006 | UNT3 | Nashua Plant | 13500 | 2016 | 9999 | Landfill Gas | [5 empty] | Non-Fossil | G | 2030 | LF Gas |  | 0.021571 | 0.028552 | 0.035946 | 0.086069 | 0 | 0 | 0 | 0 | 0 | 0 | 0 | 0 | 0 | 0 | 0 | 0 | 1.5978 | 2.115 | 2.6626 | 6.3755 | 1.2431 | 1.6454 | 2.0715 | 4.9601 | 0 | 0 | 0 | 0 | 0.0019014 | 0.0025167 | 0.0031684 | 0.0075865 | 0 | 0 | 0 | 0 | 0 | 0 | 0 | 0 | 0.40744 | 0.011084 | 0.014672 | 0.018471 | 0.044227 | 0 | 0 | 0 | 0 | 0 | 1.5
55009_G_GEN1 | WECC_Northern California (not including BANC) | California | 6 | Shasta | 89 | 55009 | GEN1 | Montgomery Creek Hydro | 0 | 1987 | 9999 | Hydro | [5 empty] | Non-Fossil | G | 2030 | Hydro |  | 0 | 0 | 0 | 0 | 0 | 0 | 0 | 0 | 0 | 0 | 0 | 0 | 0 | 0 | 0 | 0 | 1.2866 | 2.0517 | 3.888 | 7.2262 | 0 | 0 | 0 | 0 | 0 | 0 | 0 | 0 | 0 | 0 | 0 | 0 | 0 | 0 | 0 | 0 | 0 | 0 | 0 | 0 | 0.041101 | 0.0017883 | 0.0028519 | 0.0054043 | 0.010044 | 0 | 0 | 0 | 0 | 0 | 2.6
55010_G_CTG1 | MISO_Minnesota and Western Wisconsin | Minnesota | 27 | Washington | 163 | 55010 | CTG1 | LSP-Cottage Grove LP | 7291 | 1997 | 9999 | Combined Cycle |  |  | SCR |  |  | Fossil | G | 2030 | NaturalGas |  | 1.4861 | 0.52918 | 3.7004 | 5.7157 | 0 | 0 | 0 | 0 | 0 | 0 | 0 | 0 | 0 | 0 | 0 | 0 | 203.8254 | 72.5799 | 507.5345 | 783.9398 | 111.0267 | 39.5353 | 276.4615 | 427.0235 | 1.3276e-07 | 4.7275e-08 | 3.3058e-07 | 5.1062e-07 | 0.0098575 | 0.0035101 | 0.024546 | 0.037913 | 0 | 0 | 0 | 0 | 0 | 0 | 0 | 0 | 5.9826 | 0.46575 | 0.2421 | 1.1597 | 1.8676 | 4.7937 | 1.5167 | 9.0405 | 15.3509 | 0 | 154 | SCR
55010_G_STG1 | MISO_Minnesota and Western Wisconsin | Minnesota | 27 | Washington | 163 | 55010 | STG1 | LSP-Cottage Grove LP | 7291 | 1997 | 9999 | Combined Cycle |  |  | SCR | NH3 |  | Fossil | G | 2030 | NaturalGas |  | 0.93604 | 0.33331 | 2.3308 | 3.6002 | 0 | 0 | 0 | 0 | 0 | 0 | 0 | 0 | 0 | 0 | 0 | 0 | 128.3835 | 45.7159 | 319.6808 | 493.7803 | 69.9324 | 24.9021 | 174.1349 | 268.9694 | 8.3623e-08 | 2.9777e-08 | 2.0822e-07 | 3.2162e-07 | 0.0062089 | 0.0022109 | 0.015461 | 0.02388 | 0 | 0 | 0 | 0 | 0 | 0 | 0 | 0 | 3.7683 | 0.29336 | 0.15249 | 0.73049 | 1.1763 | 3.0194 | 0.95532 | 5.6943 | 9.6691 | 0 | 97 | SCR
55011_G_CTG1 | MISO_Wisconsin- Upper Michigan (WUMS) | Wisconsin | 55 | Jefferson | 55 | 55011 | CTG1 | LSP-Whitewater LP | 6761 | 1997 | 9999 | Combined Cycle |  |  | SCR |  |  | Fossil | G | 2030 | NaturalGas |  | 1.9257 | 2.6104 | 3.6097 | 8.1459 | 0 | 0 | 0 | 0 | 0 | 0 | 0 | 0 | 0 | 0 | 0 | 0 | 284.83 | 386.1029 | 533.9 | 1204.8329 | 135.0923 | 183.1252 | 253.224 | 571.4415 | 1.6154e-07 | 2.1897e-07 | 3.028e-07 | 6.8331e-07 | 0.018194 | 0.024662 | 0.025954 | 0.06881 | 0 | 0 | 0 | 0 | 0 | 0 | 0 | 0 | 6.3187 | 0.65085 | 0.88227 | 1.22 | 2.7531 | 5.7967 | 6.9844 | 8.1206 | 20.9018 | 0 | 162 | SCR
55011_G_STG1 | MISO_Wisconsin- Upper Michigan (WUMS) | Wisconsin | 55 | Jefferson | 55 | 55011 | STG1 | LSP-Whitewater LP | 6761 | 1997 | 9999 | Combined Cycle |  |  | SCR | LNB |  | Fossil | G | 2030 | NaturalGas |  | 1.1768 | 1.5953 | 2.2059 | 4.978 | 0 | 0 | 0 | 0 | 0 | 0 | 0 | 0 | 0 | 0 | 0 | 0 | 174.0628 | 235.9518 | 326.2722 | 736.2868 | 82.5564 | 111.9098 | 154.748 | 349.2142 | 9.8718e-08 | 1.3382e-07 | 1.8504e-07 | 4.1758e-07 | 0.011118 | 0.015071 | 0.015861 | 0.042051 | 0 | 0 | 0 | 0 | 0 | 0 | 0 | 0 | 3.8614 | 0.39774 | 0.53916 | 0.74555 | 1.6825 | 3.5424 | 4.2683 | 4.9626 | 12.7733 | 0 | 99 | SCR
55014_G_GEN1 | PJM_ComEd | Illinois | 17 | DuPage | 43 | 55014 | GEN1 | Greene Valley Gas Recovery | 17386 | 1996 | 9999 | Landfill Gas | [5 empty] | Non-Fossil | G | 2030 | LF Gas |  | 0.070243 | 0.095036 | 0.12126 | 0.28654 | 0 | 0 | 0 | 0 | 0 | 0 | 0 | 0 | 0 | 0 | 0 | 0 | 4.0123 | 5.4285 | 6.9266 | 16.3675 | 4.048 | 5.4768 | 6.9882 | 16.5131 | 0 | 0 | 0 | 0 | 0.0082558 | 0.01117 | 0.014252 | 0.033678 | 0 | 0 | 0 | 0 | 0 | 0 | 0 | 0 | 0.7872 | 0.027834 | 0.037658 | 0.04805 | 0.11354 | 0 | 0 | 0 | 0 | 0 | 2.9
55014_G_GEN2 | PJM_ComEd | Illinois | 17 | DuPage | 43 | 55014 | GEN2 | Greene Valley Gas Recovery | 17386 | 1996 | 9999 | Landfill Gas | [5 empty] | Non-Fossil | G | 2030 | LF Gas |  | 0.070243 | 0.095036 | 0.12126 | 0.28654 | 0 | 0 | 0 | 0 | 0 | 0 | 0 | 0 | 0 | 0 | 0 | 0 | 4.0123 | 5.4285 | 6.9266 | 16.3675 | 4.048 | 5.4768 | 6.9882 | 16.5131 | 0 | 0 | 0 | 0 | 0.0082558 | 0.01117 | 0.014252 | 0.033678 | 0 | 0 | 0 | 0 | 0 | 0 | 0 | 0 | 0.7872 | 0.027834 | 0.037658 | 0.04805 | 0.11354 | 0 | 0 | 0 | 0 | 0 | 2.9
55015_G_GEN1 | ERCOT_Rest | Texas | 48 | Brazoria | 39 | 55015 | GEN1 | Sweeny Cogen Facility | 8700 | 1997 | 9999 | Combustion Turbine |  |  |  | DLNB |  | Fossil | G | 2030 | NaturalGas |  | 0.021055 | 0.053233 | 0.14513 | 0.21942 | 0 | 0 | 0 | 0 | 0 | 0 | 0 | 0 | 0 | 0 | 0 | 0 | 2.4201 | 6.1187 | 16.6817 | 25.2205 | 1.9893 | 5.0293 | 13.7117 | 20.7303 | 2.3787e-09 | 6.0139e-09 | 1.6396e-08 | 2.4788e-08 | 0.00056494 | 0.0014283 | 0.003894 | 0.0058873 | 0 | 0 | 0 | 0 | 0 | 0 | 0 | 0 | 2.15 | 0.015779 | 0.039894 | 0.10876 | 0.16444 | 0.056158 | 0.125 | 0.32419 | 0.50534 | 0 | 109
55015_G_GEN2 | ERCOT_Rest | Texas | 48 | Brazoria | 39 | 55015 | GEN2 | Sweeny Cogen Facility | 8700 | 1997 | 9999 | Combustion Turbine |  |  |  | DLNB |  | Fossil | G | 2030 | NaturalGas |  | 0.021055 | 0.053233 | 0.14513 | 0.21942 | 0 | 0 | 0 | 0 | 0 | 0 | 0 | 0 | 0 | 0 | 0 | 0 | 2.4201 | 6.1187 | 16.6817 | 25.2205 | 1.9893 | 5.0293 | 13.7117 | 20.7303 | 2.3787e-09 | 6.0139e-09 | 1.6396e-08 | 2.4788e-08 | 0.00030396 | 0.00076849 | 0.0020952 | 0.0031676 | 0 | 0 | 0 | 0 | 0 | 0 | 0 | 0 | 2.15 | 0.015779 | 0.039894 | 0.10876 | 0.16444 | 0.056158 | 0.125 | 0.32419 | 0.50534 | 0 | 109
55015_G_GEN3 | ERCOT_Rest | Texas | 48 | Brazoria | 39 | 55015 | GEN3 | Sweeny Cogen Facility | 8700 | 1997 | 9999 | Combustion Turbine |  |  |  | DLNB |  | Fossil | G | 2030 | NaturalGas |  | 0.021055 | 0.053233 | 0.14513 | 0.21942 | 0 | 0 | 0 | 0 | 0 | 0 | 0 | 0 | 0 | 0 | 0 | 0 | 2.4201 | 6.1187 | 16.6817 | 25.2205 | 1.9893 | 5.0293 | 13.7117 | 20.7303 | 2.3787e-09 | 6.0139e-09 | 1.6396e-08 | 2.4788e-08 | 0.00027525 | 0.0006959 | 0.0018972 | 0.0028684 | 0 | 0 | 0 | 0 | 0 | 0 | 0 | 0 | 2.15 | 0.015779 | 0.039894 | 0.10876 | 0.16444 | 0.056158 | 0.125 | 0.32419 | 0.50534 | 0 | 109
55015_G_GEN4 | ERCOT_Rest | Texas | 48 | Brazoria | 39 | 55015 | GEN4 | Sweeny Cogen Facility | 8700 | 2000 | 9999 | Combustion Turbine |  |  |  | DLNB |  | Fossil | G | 2030 | NaturalGas |  | 0.021055 | 0.053233 | 0.14513 | 0.21942 | 0 | 0 | 0 | 0 | 0 | 0 | 0 | 0 | 0 | 0 | 0 | 0 | 2.4201 | 6.1187 | 16.6817 | 25.2205 | 1.9893 | 5.0293 | 13.7117 | 20.7303 | 2.3787e-09 | 6.0139e-09 | 1.6396e-08 | 2.4788e-08 | 0.00027576 | 0.00069718 | 0.0019008 | 0.0028737 | 0 | 0 | 0 | 0 | 0 | 0 | 0 | 0 | 2.15 | 0.015779 | 0.039894 | 0.10876 | 0.16444 | 0.056158 | 0.125 | 0.32419 | 0.50534 | 0 | 109
55026_G_UNT1 | ISONE_MA, VT, NH, RI (Rest of ISO New England) | Massachusetts | 25 | Bristol | 5 | 55026 | UNT1 | Dighton Power Plant | 7881 | 1999 | 9999 | Combined Cycle |  |  | SCR |  |  | Fossil | G | 2030 | NaturalGas |  | 0 | 0 | 0.63529 | 0.63529 | 0 | 0 | 0 | 0 | 0 | 0 | 0 | 0 | 0 | 0 | 0 | 0 | 0 | 0 | 80.6104 | 80.6104 | 0 | 0 | 37.1899 | 37.1899 | 0 | 0 | 4.447e-08 | 4.447e-08 | 0 | 0 | 0.0045225 | 0.0045225 | 0 | 0 | 0 | 0 | 0 | 0 | 0 | 0 | 6.4322 | 0 | 0 | 0.3295 | 0.3295 | 0 | 0 | 1.2303 | 1.2303 | 0 | 163.3 | SCR
55029_G_CT01 | MISO_Wisconsin- Upper Michigan (WUMS) | Wisconsin | 55 | Brown | 9 | 55029 | CT01 | De Pere Energy Center | 12331 | 1999 | 9999 | Combustion Turbine |  |  |  | H2O |  | Fossil | G | 2030 | NaturalGas |  | 0 | 0 | 0.2617 | 0.2617 | 0 | 0 | 0 | 0 | 0 | 0 | 0 | 0 | 0 | 0 | 0 | 0 | 0 | 0 | 21.2226 | 21.2226 | 0 | 0 | 15.3197 | 15.3197 | 0 | 0 | 1.8319e-08 | 1.8319e-08 | 0 | 0 | 0.01211 | 0.01211 | 0 | 0 | 0 | 0 | 0 | 0 | 0 | 0 | 3.3257 | 0 | 0 | 0.097836 | 0.097836 | 0 | 0 | 0.58873 | 0.58873 | 0 | 168.6
55031_G_CT01 | ISONE_Maine | Maine | 23 | Franklin | 7 | 55031 | CT01 | Androscoggin Energy Center | 8700 | 1999 | 9999 | Combustion Turbine |  |  | SCR | DLNB + H2O |  | Fossil | G | 2030 | NaturalGas |  | 0 | 0 | 0.038553 | 0.038553 | 0 | 0 | 0 | 0 | 0 | 0 | 0 | 0 | 0 | 0 | 0 | 0 | 0 | 0 | 4.4314 | 4.4314 | 0 | 0 | 3.3215 | 3.3215 | 0 | 0 | 3.9718e-09 | 3.9718e-09 | 0 | 0 | 0.00045505 | 0.00045505 | 0 | 0 | 0 | 0 | 0 | 0 | 0 | 0 | 1.1184 | 0 | 0 | 0.025126 | 0.025126 | 0 | 0 | 0.074659 | 0.074659 | 0 | 51.2 | SCR
55031_G_CT02 | ISONE_Maine | Maine | 23 | Franklin | 7 | 55031 | CT02 | Androscoggin Energy Center | 8700 | 1999 | 9999 | Combustion Turbine |  |  | SCR | DLNB + H2O |  | Fossil | G | 2030 | NaturalGas |  | 0 | 0 | 0.034035 | 0.034035 | 0 | 0 | 0 | 0 | 0 | 0 | 0 | 0 | 0 | 0 | 0 | 0 | 0 | 0 | 3.9121 | 3.9121 | 0 | 0 | 2.9323 | 2.9323 | 0 | 0 | 3.5063e-09 | 3.5063e-09 | 0 | 0 | 0.00037067 | 0.00037067 | 0 | 0 | 0 | 0 | 0 | 0 | 0 | 0 | 0.98736 | 0 | 0 | 0.022182 | 0.022182 | 0 | 0 | 0.06591 | 0.06591 | 0 | 45.2 | SCR
55031_G_CT03 | ISONE_Maine | Maine | 23 | Franklin | 7 | 55031 | CT03 | Androscoggin Energy Center | 8700 | 2000 | 9999 | Combustion Turbine |  |  | SCR | DLNB + H2O |  | Fossil | G | 2030 | NaturalGas |  | 0 | 0 | 0.033207 | 0.033207 | 0 | 0 | 0 | 0 | 0 | 0 | 0 | 0 | 0 | 0 | 0 | 0 | 0 | 0 | 3.8169 | 3.8169 | 0 | 0 | 2.8609 | 2.8609 | 0 | 0 | 3.421e-09 | 3.421e-09 | 0 | 0 | 0.00043984 | 0.00043984 | 0 | 0 | 0 | 0 | 0 | 0 | 0 | 0 | 0.96334 | 0 | 0 | 0.021642 | 0.021642 | 0 | 0 | 0.064306 | 0.064306 | 0 | 44.1 | SCR
55039_G_GT1 | WECC_New Mexico | New Mexico | 35 | Bernalillo | 1 | 55039 | GT1 | Rio Bravo | 11264 | 2000 | 9999 | Combustion Turbine |  |  |  | DLNB + H2O |  | Fossil | G | 2030 | NaturalGas |  | 0 | 0 | 1.6681 | 1.6681 | 0 | 0 | 0 | 0 | 0 | 0 | 0 | 0 | 0 | 0 | 0 | 0 | 0 | 0 | 148.0892 | 148.0892 | 0 | 0 | 97.6492 | 97.6492 | 0 | 0 | 1.1677e-07 | 1.1677e-07 | 0 | 0 | 0.027773 | 0.027773 | 0 | 0 | 0 | 0 | 0 | 0 | 0 | 0 | 2.7221 | 0 | 0 | 0.68269 | 0.68269 | 0 | 0 | 3.5791 | 3.5791 | 0 | 138
55040_G_CT1 | SERC_Southeastern | Georgia | 13 | Houston | 153 | 55040 | CT1 | Mid-Georgia Cogeneration Facility | 6585 | 1997 | 9999 | Combined Cycle |  |  | SCR | DLNB + H2O |  | Fossil | G | 2030 | NaturalGas |  | 1.1751 | 1.593 | 2.2028 | 4.9709 | 0 | 0 | 0 | 0 | 0 | 0 | 0 | 0 | 0 | 0 | 0 | 0 | 178.4583 | 241.9102 | 334.5114 | 754.8799 | 89.6035 | 121.4625 | 167.9574 | 379.0234 | 1.0714e-07 | 1.4524e-07 | 2.0084e-07 | 4.5322e-07 | 0.053052 | 0.071915 | 0.099443 | 0.22441 | 0 | 0 | 0 | 0 | 0 | 0 | 0 | 0 | 3.9113 | 0.40779 | 0.55278 | 0.76438 | 1.7249 | 3.3761 | 3.9779 | 5.8842 | 13.2382 | 0 | 101.5 | SCR
55040_G_CT2 | SERC_Southeastern | Georgia | 13 | Houston | 153 | 55040 | CT2 | Mid-Georgia Cogeneration Facility | 6585 | 1998 | 9999 | Combined Cycle |  |  | SCR | DLNB + H2O |  | Fossil | G | 2030 | NaturalGas |  | 1.1751 | 1.593 | 2.2028 | 4.9709 | 0 | 0 | 0 | 0 | 0 | 0 | 0 | 0 | 0 | 0 | 0 | 0 | 178.4583 | 241.9102 | 334.5114 | 754.8799 | 89.6035 | 121.4625 | 167.9574 | 379.0234 | 1.0714e-07 | 1.4524e-07 | 2.0084e-07 | 4.5322e-07 | 0.053052 | 0.071915 | 0.099443 | 0.22441 | 0 | 0 | 0 | 0 | 0 | 0 | 0 | 0 | 3.9113 | 0.40779 | 0.55278 | 0.76438 | 1.7249 | 3.3761 | 3.9779 | 5.8842 | 13.2382 | 0 | 101.5 | SCR
55040_G_ST1 | SERC_Southeastern | Georgia | 13 | Houston | 153 | 55040 | ST1 | Mid-Georgia Cogeneration Facility | 6585 | 1997 | 9999 | Combined Cycle |  |  | SCR | DLNB + H2O |  | Fossil | G | 2030 | NaturalGas |  | 1.1578 | 1.5694 | 2.1702 | 4.8974 | 0 | 0 | 0 | 0 | 0 | 0 | 0 | 0 | 0 | 0 | 0 | 0 | 175.821 | 238.3351 | 329.5679 | 743.724 | 88.2793 | 119.6675 | 165.4752 | 373.422 | 1.0556e-07 | 1.4309e-07 | 1.9787e-07 | 4.4652e-07 | 0.052268 | 0.070852 | 0.097974 | 0.22109 | 0 | 0 | 0 | 0 | 0 | 0 | 0 | 0 | 3.8535 | 0.40176 | 0.54461 | 0.75308 | 1.6995 | 3.3262 | 3.9191 | 5.7972 | 13.0425 | 0 | 100 | SCR
55041_G_GEN2 | ISONE_MA, VT, NH, RI (Rest of ISO New England) | Massachusetts | 25 | Hampden | 13 | 55041 | GEN2 | Berkshire Power | 7110 | 1999 | 9999 | Combined Cycle |  |  | SCR |  |  | Fossil | G | 2030 | NaturalGas |  | 2.1367 | 0.35894 | 5.373 | 7.8686 | 0 | 0 | 0 | 0 | 0 | 0 | 0 | 0 | 0 | 0 | 0 | 0 | 300.5149 | 50.4839 | 755.6992 | 1106.698 | 125.0801 | 21.0124 | 314.5366 | 460.6292 | 1.4957e-07 | 2.5126e-08 | 3.7611e-07 | 5.508e-07 | 0.013313 | 0.0022364 | 0.033477 | 0.049026 | 0 | 0 | 0 | 0 | 0 | 0 | 0 | 0 | 9.0319 | 0.68862 | 0.20636 | 1.7268 | 2.6218 | 14.055 | 1.009 | 10.405 | 25.469 | 0 | 229.3 | SCR
55042_G_GEN1 | ISONE_Connecticut | Connecticut | 9 | Fairfield | 1 | 55042 | GEN1 | Bridgeport Energy Project | 7097 | 1998 | 9999 | Combined Cycle |  |  | SCR | LNB |  | Fossil | G | 2030 | NaturalGas |  | 0.43943 | 0.096025 | 2.9312 | 3.4667 | 0 | 0 | 0 | 0 | 0 | 0 | 0 | 0 | 0 | 0 | 0 | 0 | 61.9175 | 13.5303 | 413.0225 | 488.4704 | 25.7242 | 5.6213 | 171.5937 | 202.9391 | 3.076e-08 | 6.7217e-09 | 2.0519e-07 | 2.4267e-07 | 0.0043405 | 0.00094849 | 0.028953 | 0.034242 | 0 | 0 | 0 | 0 | 0 | 0 | 0 | 0 | 6.5563 | 0.20653 | 0.055765 | 0.94378 | 1.2061 | 2.8999 | 0.27197 | 5.7386 | 8.9105 | 0 | 164 | SCR
55042_G_GEN2 | ISONE_Connecticut | Connecticut | 9 | Fairfield | 1 | 55042 | GEN2 | Bridgeport Energy Project | 7097 | 1998 | 9999 | Combined Cycle |  |  | SCR | LNB |  | Fossil | G | 2030 | NaturalGas |  | 0.43943 | 0.096025 | 2.9312 | 3.4667 | 0 | 0 | 0 | 0 | 0 | 0 | 0 | 0 | 0 | 0 | 0 | 0 | 61.9175 | 13.5303 | 413.0225 | 488.4704 | 25.7242 | 5.6213 | 171.5937 | 202.9391 | 3.076e-08 | 6.7217e-09 | 2.0519e-07 | 2.4267e-07 | 0.0043405 | 0.00094849 | 0.028953 | 0.034242 | 0 | 0 | 0 | 0 | 0 | 0 | 0 | 0 | 6.5563 | 0.20653 | 0.055765 | 0.94378 | 1.2061 | 2.8999 | 0.27197 | 5.7386 | 8.9105 | 0 | 164 | SCR
55042_G_GEN3 | ISONE_Connecticut | Connecticut | 9 | Fairfield | 1 | 55042 | GEN3 | Bridgeport Energy Project | 7097 | 1999 | 9999 | Combined Cycle |  |  | SCR | LNB |  | Fossil | G | 2030 | NaturalGas |  | 0.43943 | 0.096025 | 2.9312 | 3.4667 | 0 | 0 | 0 | 0 | 0 | 0 | 0 | 0 | 0 | 0 | 0 | 0 | 61.9175 | 13.5303 | 413.0225 | 488.4704 | 25.7242 | 5.6213 | 171.5937 | 202.9391 | 3.076e-08 | 6.7217e-09 | 2.0519e-07 | 2.4267e-07 | 0.0043405 | 0.00094849 | 0.028953 | 0.034242 | 0 | 0 | 0 | 0 | 0 | 0 | 0 | 0 | 6.5563 | 0.20653 | 0.055765 | 0.94378 | 1.2061 | 2.8999 | 0.27197 | 5.7386 | 8.9105 | 0 | 164 | SCR
55043_G_GT1 | SERC_VACAR | South Carolina | 45 | Cherokee | 21 | 55043 | GT1 | Cherokee County Cogen | 7646 | 1998 | 9999 | Combined Cycle |  |  | SCR |  |  | Fossil | G | 2030 | NaturalGas |  | 0.51643 | 0.70053 | 1.2851 | 2.5021 | 0 | 0 | 0 | 0 | 0 | 0 | 0 | 0 | 0 | 0 | 0 | 0 | 67.5421 | 91.6198 | 168.0796 | 327.2416 | 32.8096 | 44.5057 | 81.6472 | 158.9625 | 3.9233e-08 | 5.3218e-08 | 9.7631e-08 | 1.9008e-07 | 0.0079048 | 0.010723 | 0.019671 | 0.038299 | 0 | 0 | 0 | 0 | 0 | 0 | 0 | 0 | 1.9786 | 0.15434 | 0.20936 | 0.38407 | 0.74777 | 1.6722 | 1.9398 | 3.5183 | 7.1302 | 0 | 51 | SCR
55043_G_ST1 | SERC_VACAR | South Carolina | 45 | Cherokee | 21 | 55043 | ST1 | Cherokee County Cogen | 7646 | 1998 | 9999 | Combined Cycle |  |  | SCR |  |  | Fossil | G | 2030 | NaturalGas |  | 0.35441 | 0.48075 | 0.88196 | 1.7171 | 0 | 0 | 0 | 0 | 0 | 0 | 0 | 0 | 0 | 0 | 0 | 0 | 46.3524 | 62.8764 | 115.3488 | 224.5776 | 22.5164 | 30.5431 | 56.0324 | 109.0919 | 2.6924e-08 | 3.6522e-08 | 6.7001e-08 | 1.3045e-07 | 0.0054248 | 0.0073587 | 0.0135 | 0.026283 | 0 | 0 | 0 | 0 | 0 | 0 | 0 | 0 | 1.3578 | 0.10592 | 0.14368 | 0.26358 | 0.51317 | 1.1476 | 1.3312 | 2.4145 | 4.8933 | 0 | 35 | SCR
55047_G_CTG1 | ERCOT_Rest | Texas | 48 | Harris | 201 | 55047 | CTG1 | Pasadena Cogeneration | 7109 | 1998 | 9999 | Combined Cycle |  |  | SCR |  |  | Fossil | G | 2030 | NaturalGas |  | 2.0624 | 2.1645 | 3.8658 | 8.0927 | 0 | 0 | 0 | 0 | 0 | 0 | 0 | 0 | 0 | 0 | 0 | 0 | 290.1046 | 304.4756 | 543.787 | 1138.3672 | 128.3724 | 134.7316 | 240.6278 | 503.7319 | 1.535e-07 | 1.6111e-07 | 2.8773e-07 | 6.0234e-07 | 0.017089 | 0.017935 | 0.016726 | 0.051751 | 0 | 0 | 0 | 0 | 0 | 0 | 0 | 0 | 6.357 | 0.66291 | 0.69575 | 1.2426 | 2.6012 | 5.5007 | 5.0825 | 8.6353 | 19.2184 | 0 | 165 | SCR
55047_G_CTG2 | ERCOT_Rest | Texas | 48 | Harris | 201 | 55047 | CTG2 | Pasadena Cogeneration | 7109 | 2000 | 9999 | Combined Cycle |  |  | SCR |  |  | Fossil | G | 2030 | NaturalGas |  | 2.0624 | 2.1645 | 3.8658 | 8.0927 | 0 | 0 | 0 | 0 | 0 | 0 | 0 | 0 | 0 | 0 | 0 | 0 | 290.1046 | 304.4756 | 543.787 | 1138.3672 | 128.3724 | 134.7316 | 240.6278 | 503.7319 | 1.535e-07 | 1.6111e-07 | 2.8773e-07 | 6.0234e-07 | 0.028883 | 0.030314 | 0.02827 | 0.087467 | 0 | 0 | 0 | 0 | 0 | 0 | 0 | 0 | 6.357 | 0.66291 | 0.69575 | 1.2426 | 2.6012 | 5.5007 | 5.0825 | 8.6353 | 19.2184 | 0 | 165 | SCR
55047_G_CTG3 | ERCOT_Rest | Texas | 48 | Harris | 201 | 55047 | CTG3 | Pasadena Cogeneration | 7109 | 2000 | 9999 | Combined Cycle |  |  | SCR |  |  | Fossil | G | 2030 | NaturalGas |  | 2.0624 | 2.1645 | 3.8658 | 8.0927 | 0 | 0 | 0 | 0 | 0 | 0 | 0 | 0 | 0 | 0 | 0 | 0 | 290.1046 | 304.4756 | 543.787 | 1138.3672 | 128.3724 | 134.7316 | 240.6278 | 503.7319 | 1.535e-07 | 1.6111e-07 | 2.8773e-07 | 6.0234e-07 | 0.028883 | 0.030314 | 0.02827 | 0.087467 | 0 | 0 | 0 | 0 | 0 | 0 | 0 | 0 | 6.357 | 0.66291 | 0.69575 | 1.2426 | 2.6012 | 5.5007 | 5.0825 | 8.6353 | 19.2184 | 0 | 165 | SCR
55047_G_STG1 | ERCOT_Rest | Texas | 48 | Harris | 201 | 55047 | STG1 | Pasadena Cogeneration | 7109 | 1998 | 9999 | Combined Cycle |  |  | SCR |  |  | Fossil | G | 2030 | NaturalGas |  | 0.74995 | 0.7871 | 1.4057 | 2.9428 | 0 | 0 | 0 | 0 | 0 | 0 | 0 | 0 | 0 | 0 | 0 | 0 | 105.4926 | 110.7184 | 197.7407 | 413.9517 | 46.6809 | 48.9933 | 87.501 | 183.1752 | 5.5819e-08 | 5.8584e-08 | 1.0463e-07 | 2.1903e-07 | 0.0062142 | 0.006522 | 0.0060824 | 0.018818 | 0 | 0 | 0 | 0 | 0 | 0 | 0 | 0 | 2.3116 | 0.24106 | 0.253 | 0.45185 | 0.9459 | 2.0002 | 1.8482 | 3.1401 | 6.9885 | 0 | 60 | SCR
55047_G_STG2 | ERCOT_Rest | Texas | 48 | Harris | 201 | 55047 | STG2 | Pasadena Cogeneration | 7109 | 2000 | 9999 | Combined Cycle |  |  | SCR |  |  | Fossil | G | 2030 | NaturalGas |  | 2.0624 | 2.1645 | 3.8658 | 8.0927 | 0 | 0 | 0 | 0 | 0 | 0 | 0 | 0 | 0 | 0 | 0 | 0 | 290.1046 | 304.4756 | 543.787 | 1138.3672 | 128.3724 | 134.7316 | 240.6278 | 503.7319 | 1.535e-07 | 1.6111e-07 | 2.8773e-07 | 6.0234e-07 | 0.028883 | 0.030314 | 0.02827 | 0.087467 | 0 | 0 | 0 | 0 | 0 | 0 | 0 | 0 | 6.357 | 0.66291 | 0.69575 | 1.2426 | 2.6012 | 5.5007 | 5.0825 | 8.6353 | 19.2184 | 0 | 165 | SCR
55048_G_UNT1 | ISONE_MA, VT, NH, RI (Rest of ISO New England) | Rhode Island | 44 | Newport | 5 | 55048 | UNT1 | Tiverton Power Plant | 7243 | 2000 | 9999 | Combined Cycle |  |  | SCR |  |  | Fossil | G | 2030 | NaturalGas |  | 0.66519 | 0.14094 | 3.1771 | 3.9833 | 0 | 0 | 0 | 0 | 0 | 0 | 0 | 0 | 0 | 0 | 0 | 0 | 91.8391 | 19.4587 | 438.6493 | 549.9471 | 38.9403 | 8.2506 | 185.9896 | 233.1804 | 4.6563e-08 | 9.8658e-09 | 2.224e-07 | 2.7883e-07 | 0.0036518 | 0.00077373 | 0.017442 | 0.021867 | 0 | 0 | 0 | 0 | 0 | 0 | 0 | 0 | 6.4951 | 0.30634 | 0.080172 | 1.0023 | 1.3888 | 4.3756 | 0.39619 | 6.1526 | 10.9244 | 0 | 177.4 | SCR
55048_G_UNT2 | ISONE_MA, VT, NH, RI (Rest of ISO New England) | Rhode Island | 44 | Newport | 5 | 55048 | UNT2 | Tiverton Power Plant | 7243 | 2000 | 9999 | Combined Cycle |  |  | SCR | NH3 |  | Fossil | G | 2030 | NaturalGas |  | 0.33972 | 0.071979 | 1.6226 | 2.0343 | 0 | 0 | 0 | 0 | 0 | 0 | 0 | 0 | 0 | 0 | 0 | 0 | 46.9032 | 9.9378 | 224.0227 | 280.8636 | 19.8872 | 4.2137 | 94.9868 | 119.0876 | 2.378e-08 | 5.0385e-09 | 1.1358e-07 | 1.424e-07 | 0.001865 | 0.00039515 | 0.0089077 | 0.011168 | 0 | 0 | 0 | 0 | 0 | 0 | 0 | 0 | 3.3171 | 0.15645 | 0.040945 | 0.51191 | 0.7093 | 2.2347 | 0.20234 | 3.1422 | 5.5792 | 0 | 90.6 | SCR
55051_G_X773 | MISO_Amite South (including DSG) | Louisiana | 22 | Iberville | 47 | 55051 | X773 | Axiall Plaquemine | 8700 | 1997 | 9999 | Combustion Turbine | [5 empty] | Fossil | G | 2030 | NaturalGas |  | 0.10848 | 0.052935 | 0.047691 | 0.20911 | 0 | 0 | 0 | 0 | 0 | 0 | 0 | 0 | 0 | 0 | 0 | 0 | 12.469 | 6.0845 | 5.4817 | 24.0353 | 9.3461 | 4.5606 | 4.1088 | 18.0156 | 1.1176e-08 | 5.4534e-09 | 4.9132e-09 | 2.1542e-08 | 0.0077799 | 0.0037964 | 0.0034203 | 0.014997 | 0 | 0 | 0 | 0 | 0 | 0 | 0 | 0 | 1.4794 | 0.081298 | 0.039671 | 0.035741 | 0.15671 | 0.3022 | 0.12998 | 0.11368 | 0.54587 | 0 | 75
55051_G_X774 | MISO_Amite South (including DSG) | Louisiana | 22 | Iberville | 47 | 55051 | X774 | Axiall Plaquemine | 8700 | 1997 | 9999 | Combustion Turbine | [5 empty] | Fossil | G | 2030 | NaturalGas |  | 0.10848 | 0.052935 | 0.047691 | 0.20911 | 0 | 0 | 0 | 0 | 0 | 0 | 0 | 0 | 0 | 0 | 0 | 0 | 12.469 | 6.0845 | 5.4817 | 24.0353 | 9.3461 | 4.5606 | 4.1088 | 18.0156 | 1.1176e-08 | 5.4534e-09 | 4.9132e-09 | 2.1542e-08 | 0.0077504 | 0.0037819 | 0.0034073 | 0.01494 | 0 | 0 | 0 | 0 | 0 | 0 | 0 | 0 | 1.4794 | 0.081298 | 0.039671 | 0.035741 | 0.15671 | 0.3022 | 0.12998 | 0.11368 | 0.54587 | 0 | 75
55051_G_X775 | MISO_Amite South (including DSG) | Louisiana | 22 | Iberville | 47 | 55051 | X775 | Axiall Plaquemine | 8700 | 1997 | 9999 | Combustion Turbine | [5 empty] | Fossil | G | 2030 | NaturalGas |  | 0.10848 | 0.052935 | 0.047691 | 0.20911 | 0 | 0 | 0 | 0 | 0 | 0 | 0 | 0 | 0 | 0 | 0 | 0 | 12.469 | 6.0845 | 5.4817 | 24.0353 | 9.3461 | 4.5606 | 4.1088 | 18.0156 | 1.1176e-08 | 5.4534e-09 | 4.9132e-09 | 2.1542e-08 | 0.0078813 | 0.0038458 | 0.0034648 | 0.015192 | 0 | 0 | 0 | 0 | 0 | 0 | 0 | 0 | 1.4794 | 0.081298 | 0.039671 | 0.035741 | 0.15671 | 0.3022 | 0.12998 | 0.11368 | 0.54587 | 0 | 75
55052_G_620 | ERCOT_West | Texas | 48 | Coke | 81 | 55052 | 620 | Jameson Gas Processing Plant | 14286 | 1981 | 9999 | Combustion Turbine | [5 empty] | Fossil | G | 2030 | NaturalGas |  | 0 | 0 | 0 | 0 | 0 | 0 | 0 | 0 | 0 | 0 | 0 | 0 | 0 | 0 | 0 | 0 | 0 | 0 | 0 | 0 | 0 | 0 | 0 | 0 | 0 | 0 | 0 | 0 | 0 | 0 | 0 | 0 | 0 | 0 | 0 | 0 | 0 | 0 | 0 | 0 | 0.017448 | 0 | 0 | 0 | 0 | 0 | 0 | 0 | 0 | 0 | 0.4
55052_G_621 | ERCOT_West | Texas | 48 | Coke | 81 | 55052 | 621 | Jameson Gas Processing Plant | 14286 | 1981 | 9999 | Combustion Turbine | [5 empty] | Fossil | G | 2030 | NaturalGas |  | 0 | 0 | 0 | 0 | 0 | 0 | 0 | 0 | 0 | 0 | 0 | 0 | 0 | 0 | 0 | 0 | 0 | 0 | 0 | 0 | 0 | 0 | 0 | 0 | 0 | 0 | 0 | 0 | 0 | 0 | 0 | 0 | 0 | 0 | 0 | 0 | 0 | 0 | 0 | 0 | 0.017448 | 0 | 0 | 0 | 0 | 0 | 0 | 0 | 0 | 0 | 0.4
55052_G_622 | ERCOT_West | Texas | 48 | Coke | 81 | 55052 | 622 | Jameson Gas Processing Plant | 14286 | 1986 | 9999 | Combustion Turbine | [5 empty] | Fossil | G | 2030 | NaturalGas |  | 0 | 0 | 0 | 0 | 0 | 0 | 0 | 0 | 0 | 0 | 0 | 0 | 0 | 0 | 0 | 0 | 0 | 0 | 0 | 0 | 0 | 0 | 0 | 0 | 0 | 0 | 0 | 0 | 0 | 0 | 0 | 0 | 0 | 0 | 0 | 0 | 0 | 0 | 0 | 0 | 0.02181 | 0 | 0 | 0 | 0 | 0 | 0 | 0 | 0 | 0 | 0.5
55052_G_GN410 | ERCOT_West | Texas | 48 | Coke | 81 | 55052 | GN410 | Jameson Gas Processing Plant | 11686 | 2017 | 9999 | Combustion Turbine | [5 empty] | Fossil | G | 2030 | NaturalGas |  | 0 | 0 | 0 | 0 | 0 | 0 | 0 | 0 | 0 | 0 | 0 | 0 | 0 | 0 | 0 | 0 | 0 | 0 | 0 | 0 | 0 | 0 | 0 | 0 | 0 | 0 | 0 | 0 | 0 | 0 | 0 | 0 | 0 | 0 | 0 | 0 | 0 | 0 | 0 | 0 | 0.02181 | 0 | 0 | 0 | 0 | 0 | 0 | 0 | 0 | 0 | 0.5
55054_G_1 | PJM_ComEd | Illinois | 17 | Livingston | 105 | 55054 | 1 | Livingston Generating Facility | 17400 | 1999 | 9999 | Landfill Gas | [5 empty] | Non-Fossil | G | 2030 | LF Gas |  | 0.081852 | 0.11074 | 0.1413 | 0.3339 | 0 | 0 | 0 | 0 | 0 | 0 | 0 | 0 | 0 | 0 | 0 | 0 | 4.7041 | 6.3645 | 8.1209 | 19.1895 | 4.717 | 6.382 | 8.1432 | 19.2422 | 0 | 0 | 0 | 0 | 0.0090516 | 0.012246 | 0.015626 | 0.036924 | 0 | 0 | 0 | 0 | 0 | 0 | 0 | 0 | 0.92292 | 0.032633 | 0.044151 | 0.056334 | 0.13312 | 0 | 0 | 0 | 0 | 0 | 3.4
55054_G_3 | PJM_ComEd | Illinois | 17 | Livingston | 105 | 55054 | 3 | Livingston Generating Facility | 17401 | 1999 | 9999 | Landfill Gas | [5 empty] | Non-Fossil | G | 2030 | LF Gas |  | 0.081857 | 0.11075 | 0.14131 | 0.33392 | 0 | 0 | 0 | 0 | 0 | 0 | 0 | 0 | 0 | 0 | 0 | 0 | 4.7041 | 6.3645 | 8.1209 | 19.1895 | 4.7173 | 6.3823 | 8.1436 | 19.2433 | 0 | 0 | 0 | 0 | 0.0090521 | 0.012247 | 0.015627 | 0.036926 | 0 | 0 | 0 | 0 | 0 | 0 | 0 | 0 | 0.92292 | 0.032633 | 0.044151 | 0.056334 | 0.13312 | 0 | 0 | 0 | 0 | 0 | 3.4
55054_G_GEN2 | PJM_ComEd | Illinois | 17 | Livingston | 105 | 55054 | GEN2 | Livingston Generating Facility | 17401 | 2000 | 9999 | Landfill Gas | [5 empty] | Non-Fossil | G | 2030 | LF Gas |  | 0.081857 | 0.11075 | 0.14131 | 0.33392 | 0 | 0 | 0 | 0 | 0 | 0 | 0 | 0 | 0 | 0 | 0 | 0 | 4.7041 | 6.3645 | 8.1209 | 19.1895 | 4.7173 | 6.3823 | 8.1436 | 19.2433 | 0 | 0 | 0 | 0 | 0.0090521 | 0.012247 | 0.015627 | 0.036926 | 0 | 0 | 0 | 0 | 0 | 0 | 0 | 0 | 0.92292 | 0.032633 | 0.044151 | 0.056334 | 0.13312 | 0 | 0 | 0 | 0 | 0 | 3.4
55061_G_GTG1 | SERC_Southeastern | Georgia | 13 | Heard | 149 | 55061 | GTG1 | Tenaska Georgia Generation Facility | 11628 | 2001 | 9999 | Combustion Turbine |  |  |  | DLNB + H2O |  | Fossil | G | 2030 | NaturalGas |  | 0.15024 | 0.14466 | 0.18691 | 0.48181 | 0 | 0 | 0 | 0 | 0 | 0 | 0 | 0 | 0 | 0 | 0 | 0 | 12.9206 | 12.4406 | 16.074 | 41.4352 | 8.7951 | 8.4683 | 10.9417 | 28.2051 | 1.0517e-08 | 1.0126e-08 | 1.3084e-08 | 3.3727e-08 | 0.0023513 | 0.0022639 | 0.0029251 | 0.0075403 | 0 | 0 | 0 | 0 | 0 | 0 | 0 | 0 | 3.1067 | 0.059564 | 0.057351 | 0.074101 | 0.19102 | 0.43163 | 0.36123 | 0.49928 | 1.2921 | 0 | 157.5
55061_G_GTG2 | SERC_Southeastern | Georgia | 13 | Heard | 149 | 55061 | GTG2 | Tenaska Georgia Generation Facility | 11628 | 2001 | 9999 | Combustion Turbine |  |  |  | DLNB + H2O |  | Fossil | G | 2030 | NaturalGas |  | 0.15024 | 0.14466 | 0.18691 | 0.48181 | 0 | 0 | 0 | 0 | 0 | 0 | 0 | 0 | 0 | 0 | 0 | 0 | 12.9206 | 12.4406 | 16.074 | 41.4352 | 8.7951 | 8.4683 | 10.9417 | 28.2051 | 1.0517e-08 | 1.0126e-08 | 1.3084e-08 | 3.3727e-08 | 0.0024542 | 0.002363 | 0.0030532 | 0.0078703 | 0 | 0 | 0 | 0 | 0 | 0 | 0 | 0 | 3.1067 | 0.059564 | 0.057351 | 0.074101 | 0.19102 | 0.43163 | 0.36123 | 0.49928 | 1.2921 | 0 | 157.5
55061_G_GTG3 | SERC_Southeastern | Georgia | 13 | Heard | 149 | 55061 | GTG3 | Tenaska Georgia Generation Facility | 11628 | 2001 | 9999 | Combustion Turbine |  |  |  | DLNB + H2O |  | Fossil | G | 2030 | NaturalGas |  | 0.15024 | 0.14466 | 0.18691 | 0.48181 | 0 | 0 | 0 | 0 | 0 | 0 | 0 | 0 | 0 | 0 | 0 | 0 | 12.9206 | 12.4406 | 16.074 | 41.4352 | 8.7951 | 8.4683 | 10.9417 | 28.2051 | 1.0517e-08 | 1.0126e-08 | 1.3084e-08 | 3.3727e-08 | 0.0021364 | 0.002057 | 0.0026578 | 0.0068513 | 0 | 0 | 0 | 0 | 0 | 0 | 0 | 0 | 3.1067 | 0.059564 | 0.057351 | 0.074101 | 0.19102 | 0.43163 | 0.36123 | 0.49928 | 1.2921 | 0 | 157.5
55061_G_GTG4 | SERC_Southeastern | Georgia | 13 | Heard | 149 | 55061 | GTG4 | Tenaska Georgia Generation Facility | 11632 | 2002 | 9999 | Combustion Turbine |  |  |  | DLNB + H2O |  | Fossil | G | 2030 | NaturalGas |  | 0.15029 | 0.14471 | 0.18697 | 0.48197 | 0 | 0 | 0 | 0 | 0 | 0 | 0 | 0 | 0 | 0 | 0 | 0 | 12.9206 | 12.4406 | 16.074 | 41.4352 | 8.7981 | 8.4712 | 10.9454 | 28.2148 | 1.052e-08 | 1.013e-08 | 1.3088e-08 | 3.3738e-08 | 0.0031607 | 0.0030432 | 0.003932 | 0.010136 | 0 | 0 | 0 | 0 | 0 | 0 | 0 | 0 | 3.1067 | 0.059564 | 0.057351 | 0.074101 | 0.19102 | 0.43178 | 0.36136 | 0.49946 | 1.2926 | 0 | 157.5
55061_G_GTG5 | SERC_Southeastern | Georgia | 13 | Heard | 149 | 55061 | GTG5 | Tenaska Georgia Generation Facility | 11632 | 2002 | 9999 | Combustion Turbine |  |  |  | DLNB + H2O |  | Fossil | G | 2030 | NaturalGas |  | 0.15029 | 0.14471 | 0.18697 | 0.48197 | 0 | 0 | 0 | 0 | 0 | 0 | 0 | 0 | 0 | 0 | 0 | 0 | 12.9206 | 12.4406 | 16.074 | 41.4352 | 8.7981 | 8.4712 | 10.9454 | 28.2148 | 1.052e-08 | 1.013e-08 | 1.3088e-08 | 3.3738e-08 | 0.0035319 | 0.0034006 | 0.0043939 | 0.011326 | 0 | 0 | 0 | 0 | 0 | 0 | 0 | 0 | 3.1067 | 0.059564 | 0.057351 | 0.074101 | 0.19102 | 0.43178 | 0.36136 | 0.49946 | 1.2926 | 0 | 157.5
55061_G_GTG6 | SERC_Southeastern | Georgia | 13 | Heard | 149 | 55061 | GTG6 | Tenaska Georgia Generation Facility | 11632 | 2002 | 9999 | Combustion Turbine |  |  |  | DLNB + H2O |  | Fossil | G | 2030 | NaturalGas |  | 0.15029 | 0.14471 | 0.18697 | 0.48197 | 0 | 0 | 0 | 0 | 0 | 0 | 0 | 0 | 0 | 0 | 0 | 0 | 12.9206 | 12.4406 | 16.074 | 41.4352 | 8.7981 | 8.4712 | 10.9454 | 28.2148 | 1.052e-08 | 1.013e-08 | 1.3088e-08 | 3.3738e-08 | 0.0027368 | 0.0026351 | 0.0034048 | 0.0087768 | 0 | 0 | 0 | 0 | 0 | 0 | 0 | 0 | 3.1067 | 0.059564 | 0.057351 | 0.074101 | 0.19102 | 0.43178 | 0.36136 | 0.49946 | 1.2926 | 0 | 157.5
55062_G_GTG1 | ERCOT_Tenaska Frontier Generating Station | Texas | 48 | Grimes | 185 | 55062 | GTG1 | Tenaska Frontier Generation Station | 7173 | 2000 | 9999 | Combined Cycle |  |  |  | DLNB |  | Fossil | G | 2030 | NaturalGas |  | 1.9548 | 0 | 3.1652 | 5.1201 | 0 | 0 | 0 | 0 | 0 | 0 | 0 | 0 | 0 | 0 | 0 | 0 | 272.5225 | 0 | 441.2727 | 713.7953 | 114.4342 | 0 | 185.2937 | 299.7279 | 1.3684e-07 | 0 | 2.2157e-07 | 3.584e-07 | 0.039052 | 0 | 0.063234 | 0.10229 | 0 | 0 | 0 | 0 | 0 | 0 | 0 | 0 | 5.3595 | 0.58208 | 0 | 0.94251 | 1.5246 | 5.2138 | 0 | 7.0704 | 12.2842 | 0 | 155
55062_G_GTG2 | ERCOT_Tenaska Frontier Generating Station | Texas | 48 | Grimes | 185 | 55062 | GTG2 | Tenaska Frontier Generation Station | 7173 | 2000 | 9999 | Combined Cycle |  |  |  | DLNB |  | Fossil | G | 2030 | NaturalGas |  | 1.9548 | 0 | 3.1652 | 5.1201 | 0 | 0 | 0 | 0 | 0 | 0 | 0 | 0 | 0 | 0 | 0 | 0 | 272.5225 | 0 | 441.2727 | 713.7953 | 114.4342 | 0 | 185.2937 | 299.7279 | 1.3684e-07 | 0 | 2.2157e-07 | 3.584e-07 | 0.039052 | 0 | 0.063234 | 0.10229 | 0 | 0 | 0 | 0 | 0 | 0 | 0 | 0 | 5.3595 | 0.58208 | 0 | 0.94251 | 1.5246 | 5.2138 | 0 | 7.0704 | 12.2842 | 0 | 155
55062_G_GTG3 | ERCOT_Tenaska Frontier Generating Station | Texas | 48 | Grimes | 185 | 55062 | GTG3 | Tenaska Frontier Generation Station | 7173 | 2000 | 9999 | Combined Cycle |  |  |  | DLNB |  | Fossil | G | 2030 | NaturalGas |  | 1.9548 | 0 | 3.1652 | 5.1201 | 0 | 0 | 0 | 0 | 0 | 0 | 0 | 0 | 0 | 0 | 0 | 0 | 272.5225 | 0 | 441.2727 | 713.7953 | 114.4342 | 0 | 185.2937 | 299.7279 | 1.3684e-07 | 0 | 2.2157e-07 | 3.584e-07 | 0.039052 | 0 | 0.063234 | 0.10229 | 0 | 0 | 0 | 0 | 0 | 0 | 0 | 0 | 5.3595 | 0.58208 | 0 | 0.94251 | 1.5246 | 5.2138 | 0 | 7.0704 | 12.2842 | 0 | 155
55062_G_STG1 | ERCOT_Tenaska Frontier Generating Station | Texas | 48 | Grimes | 185 | 55062 | STG1 | Tenaska Frontier Generation Station | 7173 | 2000 | 9999 | Combined Cycle |  |  |  | DLNB |  | Fossil | G | 2030 | NaturalGas |  | 4.9816 | 0 | 8.0663 | 13.0479 | 0 | 0 | 0 | 0 | 0 | 0 | 0 | 0 | 0 | 0 | 0 | 0 | 694.4929 | 0 | 1124.5337 | 1819.0266 | 291.6227 | 0 | 472.2001 | 763.8228 | 3.4871e-07 | 0 | 5.6464e-07 | 9.1335e-07 | 0.09952 | 0 | 0.16114 | 0.26066 | 0 | 0 | 0 | 0 | 0 | 0 | 0 | 0 | 13.6581 | 1.4834 | 0 | 2.4019 | 3.8852 | 13.2868 | 0 | 18.0182 | 31.305 | 0 | 395
55063_G_CTG1 | SERC_Central_TVA | Mississippi | 28 | Panola | 107 | 55063 | CTG1 | Batesville Generation Facility | 7350 | 2000 | 9999 | Combined Cycle |  |  | SCR |  |  | Fossil | G | 2030 | NaturalGas |  | 2.2744 | 3.0831 | 4.2633 | 9.6208 | 0 | 0 | 0 | 0 | 0 | 0 | 0 | 0 | 0 | 0 | 0 | 0 | 309.4449 | 419.4698 | 580.0395 | 1308.9542 | 133.1446 | 180.4849 | 249.573 | 563.2024 | 1.5921e-07 | 2.1582e-07 | 2.9843e-07 | 6.7346e-07 | 0.029101 | 0.039448 | 0.025616 | 0.094165 | 0 | 0 | 0 | 0 | 0 | 0 | 0 | 0 | 6.3185 | 0.7071 | 0.95851 | 1.3254 | 2.991 | 6.388 | 7.4062 | 9.8349 | 23.6292 | 0 | 176 | SCR
55063_G_CTG2 | SERC_Central_TVA | Mississippi | 28 | Panola | 107 | 55063 | CTG2 | Batesville Generation Facility | 7350 | 2000 | 9999 | Combined Cycle |  |  | SCR |  |  | Fossil | G | 2030 | NaturalGas |  | 2.2744 | 3.0831 | 4.2633 | 9.6208 | 0 | 0 | 0 | 0 | 0 | 0 | 0 | 0 | 0 | 0 | 0 | 0 | 309.4449 | 419.4698 | 580.0395 | 1308.9542 | 133.1446 | 180.4849 | 249.573 | 563.2024 | 1.5921e-07 | 2.1582e-07 | 2.9843e-07 | 6.7346e-07 | 0.028522 | 0.038663 | 0.025106 | 0.092291 | 0 | 0 | 0 | 0 | 0 | 0 | 0 | 0 | 6.3185 | 0.7071 | 0.95851 | 1.3254 | 2.991 | 6.388 | 7.4062 | 9.8349 | 23.6292 | 0 | 176 | SCR
55063_G_CTG3 | SERC_Central_TVA | Mississippi | 28 | Panola | 107 | 55063 | CTG3 | Batesville Generation Facility | 7350 | 2000 | 9999 | Combined Cycle |  |  | SCR |  |  | Fossil | G | 2030 | NaturalGas |  | 2.2744 | 3.0831 | 4.2633 | 9.6208 | 0 | 0 | 0 | 0 | 0 | 0 | 0 | 0 | 0 | 0 | 0 | 0 | 309.4449 | 419.4698 | 580.0395 | 1308.9542 | 133.1446 | 180.4849 | 249.573 | 563.2024 | 1.5921e-07 | 2.1582e-07 | 2.9843e-07 | 6.7346e-07 | 0.029557 | 0.040067 | 0.026017 | 0.095642 | 0 | 0 | 0 | 0 | 0 | 0 | 0 | 0 | 6.3185 | 0.7071 | 0.95851 | 1.3254 | 2.991 | 6.388 | 7.4062 | 9.8349 | 23.6292 | 0 | 176 | SCR
55063_G_STG1 | SERC_Central_TVA | Mississippi | 28 | Panola | 107 | 55063 | STG1 | Batesville Generation Facility | 7350 | 2000 | 9999 | Combined Cycle |  |  | SCR | LNB |  | Fossil | G | 2030 | NaturalGas |  | 1.4215 | 1.9269 | 2.6646 | 6.013 | 0 | 0 | 0 | 0 | 0 | 0 | 0 | 0 | 0 | 0 | 0 | 0 | 193.4031 | 262.1686 | 362.5247 | 818.0964 | 83.2154 | 112.803 | 155.9831 | 352.0015 | 9.9506e-08 | 1.3489e-07 | 1.8652e-07 | 4.2091e-07 | 0.018188 | 0.024655 | 0.01601 | 0.058853 | 0 | 0 | 0 | 0 | 0 | 0 | 0 | 0 | 3.949 | 0.44194 | 0.59907 | 0.82839 | 1.8694 | 3.9925 | 4.6289 | 6.1468 | 14.7682 | 0 | 110 | SCR
55063_G_STG2 | SERC_Central_TVA | Mississippi | 28 | Panola | 107 | 55063 | STG2 | Batesville Generation Facility | 7350 | 2000 | 9999 | Combined Cycle |  |  | SCR | LNB |  | Fossil | G | 2030 | NaturalGas |  | 1.4215 | 1.9269 | 2.6646 | 6.013 | 0 | 0 | 0 | 0 | 0 | 0 | 0 | 0 | 0 | 0 | 0 | 0 | 193.4031 | 262.1686 | 362.5247 | 818.0964 | 83.2154 | 112.803 | 155.9831 | 352.0015 | 9.9506e-08 | 1.3489e-07 | 1.8652e-07 | 4.2091e-07 | 0.017826 | 0.024165 | 0.015691 | 0.057682 | 0 | 0 | 0 | 0 | 0 | 0 | 0 | 0 | 3.949 | 0.44194 | 0.59907 | 0.82839 | 1.8694 | 3.9925 | 4.6289 | 6.1468 | 14.7682 | 0 | 110 | SCR
55063_G_STG3 | SERC_Central_TVA | Mississippi | 28 | Panola | 107 | 55063 | STG3 | Batesville Generation Facility | 7350 | 2000 | 9999 | Combined Cycle |  |  | SCR | LNB |  | Fossil | G | 2030 | NaturalGas |  | 1.4215 | 1.9269 | 2.6646 | 6.013 | 0 | 0 | 0 | 0 | 0 | 0 | 0 | 0 | 0 | 0 | 0 | 0 | 193.4031 | 262.1686 | 362.5247 | 818.0964 | 83.2154 | 112.803 | 155.9831 | 352.0015 | 9.9506e-08 | 1.3489e-07 | 1.8652e-07 | 4.2091e-07 | 0.018473 | 0.025042 | 0.016261 | 0.059776 | 0 | 0 | 0 | 0 | 0 | 0 | 0 | 0 | 3.949 | 0.44194 | 0.59907 | 0.82839 | 1.8694 | 3.9925 | 4.6289 | 6.1468 | 14.7682 | 0 | 110 | SCR
55064_G_UNT1 | SPP SPS (Texas Panhandle) | Texas | 48 | Hutchinson | 233 | 55064 | UNT1 | Black Hawk Station | 8700 | 1999 | 9999 | Combustion Turbine |  |  | SCR | DLNB |  | Fossil | G | 2030 | NaturalGas |  | 0.06444 | 0.0016523 | 0.10513 | 0.17122 | 0 | 0 | 0 | 0 | 0 | 0 | 0 | 0 | 0 | 0 | 0 | 0 | 7.4069 | 0.18992 | 12.084 | 19.6809 | 5.8931 | 0.15111 | 9.6143 | 15.6585 | 7.0468e-09 | 1.8069e-10 | 1.1496e-08 | 1.8724e-08 | 0.002481 | 6.3614e-05 | 0.0024388 | 0.0049834 | 0 | 0 | 0 | 0 | 0 | 0 | 0 | 0 | 2.4291 | 0.049108 | 0.0012592 | 0.080117 | 0.13048 | 0.17748 | 0.0039106 | 0.23052 | 0.41192 | 0 | 111.2 | SCR
55064_G_UNT2B | SPP SPS (Texas Panhandle) | Texas | 48 | Hutchinson | 233 | 55064 | UNT2B | Black Hawk Station | 8700 | 2005 | 9999 | Combustion Turbine |  |  | SCR | DLNB |  | Fossil | G | 2030 | NaturalGas |  | 0.065657 | 0.0016835 | 0.10712 | 0.17446 | 0 | 0 | 0 | 0 | 0 | 0 | 0 | 0 | 0 | 0 | 0 | 0 | 7.5468 | 0.19351 | 12.3122 | 20.0526 | 6.0044 | 0.15396 | 9.7958 | 15.9542 | 7.1798e-09 | 1.841e-10 | 1.1714e-08 | 1.9077e-08 | 0.0025786 | 6.6118e-05 | 0.0025348 | 0.0051795 | 0 | 0 | 0 | 0 | 0 | 0 | 0 | 0 | 2.475 | 0.050035 | 0.001283 | 0.08163 | 0.13295 | 0.18083 | 0.0039845 | 0.23488 | 0.4197 | 0 | 113.3 | SCR
55065_G_GEN1 | SPP SPS (Texas Panhandle) | Texas | 48 | Yoakum | 501 | 55065 | GEN1 | Mustang Station | 7999 | 1999 | 9999 | Combined Cycle |  |  |  | DLNB |  | Fossil | G | 2030 | NaturalGas |  | 0.2597 | 0 | 0.81483 | 1.0745 | 0 | 0 | 0 | 0 | 0 | 0 | 0 | 0 | 0 | 0 | 0 | 0 | 32.4666 | 0 | 101.8663 | 134.3329 | 15.2029 | 0 | 47.7 | 62.9029 | 1.8179e-08 | 0 | 5.7038e-08 | 7.5217e-08 | 0.0039144 | 0 | 0.012282 | 0.016196 | 0 | 0 | 0 | 0 | 0 | 0 | 0 | 0 | 5.7153 | 0.12787 | 0 | 0.32459 | 0.45245 | 0.71527 | 0 | 1.7867 | 2.502 | 0 | 154
55065_G_GEN2 | SPP SPS (Texas Panhandle) | Texas | 48 | Yoakum | 501 | 55065 | GEN2 | Mustang Station | 7999 | 1999 | 9999 | Combined Cycle |  |  |  | DLNB |  | Fossil | G | 2030 | NaturalGas |  | 0.25801 | 0 | 0.80954 | 1.0676 | 0 | 0 | 0 | 0 | 0 | 0 | 0 | 0 | 0 | 0 | 0 | 0 | 32.2558 | 0 | 101.2048 | 133.4606 | 15.1042 | 0 | 47.3903 | 62.4945 | 1.8061e-08 | 0 | 5.6668e-08 | 7.4729e-08 | 0.003889 | 0 | 0.012202 | 0.016091 | 0 | 0 | 0 | 0 | 0 | 0 | 0 | 0 | 5.6782 | 0.12704 | 0 | 0.32248 | 0.44952 | 0.71063 | 0 | 1.7751 | 2.4857 | 0 | 153
55065_G_GEN3 | SPP SPS (Texas Panhandle) | Texas | 48 | Yoakum | 501 | 55065 | GEN3 | Mustang Station | 7999 | 2000 | 9999 | Combined Cycle |  |  |  | DLNB |  | Fossil | G | 2030 | NaturalGas |  | 0.26476 | 0 | 0.8307 | 1.0955 | 0 | 0 | 0 | 0 | 0 | 0 | 0 | 0 | 0 | 0 | 0 | 0 | 33.0991 | 0 | 103.8507 | 136.9498 | 15.499 | 0 | 48.6293 | 64.1283 | 1.8533e-08 | 0 | 5.8149e-08 | 7.6682e-08 | 0.0039907 | 0 | 0.012521 | 0.016512 | 0 | 0 | 0 | 0 | 0 | 0 | 0 | 0 | 5.8266 | 0.13036 | 0 | 0.33091 | 0.46127 | 0.72921 | 0 | 1.8215 | 2.5507 | 0 | 157
55066_G_TG18 | MISO_Indiana (including parts of Kentucky) | Indiana | 18 | Lake | 89 | 55066 | TG18 | Heat Recovery Coke Facility | 11084 | 1998 | 9999 | Non-Fossil Waste | [5 empty] | Non-Fossil | G | 2030 | Non-Fossil |  | 0.70715 | 1.1989 | 1.7363 | 3.6423 | 0 | 0 | 0 | 0 | 0 | 0 | 0 | 0 | 0 | 0 | 0 | 0 | 63.7993 | 108.164 | 156.646 | 328.6094 | 0 | 0 | 0 | 0 | 0 | 0 | 0 | 0 | 0 | 0 | 0 | 0 | 0 | 0 | 0 | 0 | 0 | 0 | 0 | 0 | 22.8124 | 0.44258 | 0.75033 | 1.0867 | 2.2796 | 0 | 0 | 0 | 0 | 0 | 88
55067_G_GEN4 | PJM_ComEd | Illinois | 17 | Cook | 31 | 55067 | GEN4 | MPEA Energy Center | 12283 | 2010 | 9999 | Combustion Turbine | [5 empty] | Fossil | G | 2030 |  |  | 0 | 0 | 0 | 0 | 0 | 0 | 0 | 0 | 0 | 0 | 0 | 0 | 0 | 0 | 0 | 0 | 0 | 0 | 0 | 0 | 0 | 0 | 0 | 0 | 0 | 0 | 0 | 0 | 0 | 0 | 0 | 0 | 0 | 0 | 0 | 0 | 0 | 0 | 0 | 0 | 0.036772 | 0 | 0 | 0 | 0 | 0 | 0 | 0 | 0 | 0 | 2
55067_G_GEN5 | PJM_ComEd | Illinois | 17 | Cook | 31 | 55067 | GEN5 | MPEA Energy Center | 12283 | 2010 | 9999 | Combustion Turbine | [5 empty] | Fossil | G | 2030 |  |  | 0 | 0 | 0 | 0 | 0 | 0 | 0 | 0 | 0 | 0 | 0 | 0 | 0 | 0 | 0 | 0 | 0 | 0 | 0 | 0 | 0 | 0 | 0 | 0 | 0 | 0 | 0 | 0 | 0 | 0 | 0 | 0 | 0 | 0 | 0 | 0 | 0 | 0 | 0 | 0 | 0.036772 | 0 | 0 | 0 | 0 | 0 | 0 | 0 | 0 | 0 | 2
55067_G_GEN6 | PJM_ComEd | Illinois | 17 | Cook | 31 | 55067 | GEN6 | MPEA Energy Center | 12283 | 2010 | 9999 | Combustion Turbine | [5 empty] | Fossil | G | 2030 |  |  | 0 | 0 | 0 | 0 | 0 | 0 | 0 | 0 | 0 | 0 | 0 | 0 | 0 | 0 | 0 | 0 | 0 | 0 | 0 | 0 | 0 | 0 | 0 | 0 | 0 | 0 | 0 | 0 | 0 | 0 | 0 | 0 | 0 | 0 | 0 | 0 | 0 | 0 | 0 | 0 | 0.036772 | 0 | 0 | 0 | 0 | 0 | 0 | 0 | 0 | 0 | 2
55068_G_GEN1 | ISONE_Maine | Maine | 23 | Penobscot | 19 | 55068 | GEN1 | Maine Independence Station | 7528 | 2000 | 9999 | Combined Cycle |  |  | SCR | DLNB |  | Fossil | G | 2030 |  | CC Retirement | 0 | 0 | 0 | 0 | 0 | 0 | 0 | 0 | 0 | 0 | 0 | 0 | 0 | 0 | 0 | 0 | 0 | 0 | 0 | 0 | 0 | 0 | 0 | 0 | 0 | 0 | 0 | 0 | 0 | 0 | 0 | 0 | 0 | 0 | 0 | 0 | 0 | 0 | 0 | 0 | 0 | 0 | 0 | 0 | 0 | 0 | 0 | 0 | 0 | 0 | 156.7 | SCR
55068_G_GEN2 | ISONE_Maine | Maine | 23 | Penobscot | 19 | 55068 | GEN2 | Maine Independence Station | 7528 | 2000 | 9999 | Combined Cycle |  |  | SCR | DLNB |  | Fossil | G | 2030 |  | CC Retirement | 0 | 0 | 0 | 0 | 0 | 0 | 0 | 0 | 0 | 0 | 0 | 0 | 0 | 0 | 0 | 0 | 0 | 0 | 0 | 0 | 0 | 0 | 0 | 0 | 0 | 0 | 0 | 0 | 0 | 0 | 0 | 0 | 0 | 0 | 0 | 0 | 0 | 0 | 0 | 0 | 0 | 0 | 0 | 0 | 0 | 0 | 0 | 0 | 0 | 0 | 157.7 | SCR
55068_G_GEN3 | ISONE_Maine | Maine | 23 | Penobscot | 19 | 55068 | GEN3 | Maine Independence Station | 7528 | 2000 | 9999 | Combined Cycle |  |  | SCR | DLNB |  | Fossil | G | 2030 |  | CC Retirement | 0 | 0 | 0 | 0 | 0 | 0 | 0 | 0 | 0 | 0 | 0 | 0 | 0 | 0 | 0 | 0 | 0 | 0 | 0 | 0 | 0 | 0 | 0 | 0 | 0 | 0 | 0 | 0 | 0 | 0 | 0 | 0 | 0 | 0 | 0 | 0 | 0 | 0 | 0 | 0 | 0 | 0 | 0 | 0 | 0 | 0 | 0 | 0 | 0 | 0 | 179.6 | SCR
55074_G_GEN1 | PJM_PENELEC | Pennsylvania | 42 | Erie | 49 | 55074 | GEN1 | Lakeview Gas Recovery | 13500 | 1997 | 9999 | Landfill Gas | [5 empty] | Non-Fossil | G | 2030 | LF Gas |  | 0.066172 | 0.089307 | 0.11402 | 0.2695 | 0 | 0 | 0 | 0 | 0 | 0 | 0 | 0 | 0 | 0 | 0 | 0 | 4.8868 | 6.5954 | 8.4201 | 19.9023 | 3.8134 | 5.1467 | 6.5706 | 15.5307 | 0 | 0 | 0 | 0 | 0.0021313 | 0.0028764 | 0.0036723 | 0.00868 | 0 | 0 | 0 | 0 | 0 | 0 | 0 | 0 | 0.81576 | 0.0339 | 0.045752 | 0.05841 | 0.13806 | 0 | 0 | 0 | 0 | 0 | 3
55074_G_GEN2 | PJM_PENELEC | Pennsylvania | 42 | Erie | 49 | 55074 | GEN2 | Lakeview Gas Recovery | 13500 | 1997 | 9999 | Landfill Gas | [5 empty] | Non-Fossil | G | 2030 | LF Gas |  | 0.066172 | 0.089307 | 0.11402 | 0.2695 | 0 | 0 | 0 | 0 | 0 | 0 | 0 | 0 | 0 | 0 | 0 | 0 | 4.8868 | 6.5954 | 8.4201 | 19.9023 | 3.8134 | 5.1467 | 6.5706 | 15.5307 | 0 | 0 | 0 | 0 | 0.0021313 | 0.0028764 | 0.0036723 | 0.00868 | 0 | 0 | 0 | 0 | 0 | 0 | 0 | 0 | 0.81576 | 0.0339 | 0.045752 | 0.05841 | 0.13806 | 0 | 0 | 0 | 0 | 0 | 3
55075_G_CT01 | MISO_Arkansas | Arkansas | 5 | Jefferson | 69 | 55075 | CT01 | Pine Bluff Energy Center | 5623 | 2001 | 9999 | Combined Cycle |  |  |  | DLNB + H2O |  | Fossil | G | 2030 | NaturalGas |  | 1.4335 | 1.9432 | 2.6871 | 6.0638 | 0 | 0 | 0 | 0 | 0 | 0 | 0 | 0 | 0 | 0 | 0 | 0 | 254.9404 | 345.5859 | 477.8734 | 1078.3998 | 153.4508 | 208.011 | 287.636 | 649.0978 | 1.8349e-07 | 2.4873e-07 | 3.4394e-07 | 7.7617e-07 | 0.051941 | 0.070409 | 0.097361 | 0.21971 | 0 | 0 | 0 | 0 | 0 | 0 | 0 | 0 | 4.6839 | 0.54452 | 0.73813 | 1.0207 | 2.3033 | 3.9047 | 4.7112 | 6.0904 | 14.7063 | 0 | 145
55075_G_ST01 | MISO_Arkansas | Arkansas | 5 | Jefferson | 69 | 55075 | ST01 | Pine Bluff Energy Center | 5623 | 2001 | 9999 | Combined Cycle |  |  |  | LNB |  | Fossil | G | 2030 | NaturalGas |  | 0.46466 | 0.62987 | 0.87099 | 1.9655 | 0 | 0 | 0 | 0 | 0 | 0 | 0 | 0 | 0 | 0 | 0 | 0 | 82.6359 | 112.0175 | 154.8969 | 349.5503 | 49.7392 | 67.4243 | 93.2337 | 210.3972 | 5.9476e-08 | 8.0623e-08 | 1.1149e-07 | 2.5159e-07 | 0.016836 | 0.022822 | 0.031558 | 0.071217 | 0 | 0 | 0 | 0 | 0 | 0 | 0 | 0 | 1.5182 | 0.1765 | 0.23926 | 0.33084 | 0.7466 | 1.2657 | 1.5271 | 1.9741 | 4.7669 | 0 | 47
55076_B_AA001 | SERC_Central_TVA | Mississippi | 28 | Choctaw | 19 | 55076 | AA001 | Red Hills Generating Facility | 11206 | 2002 | 9999 | Coal Steam | FBC | dry | Baghouse + Reagent Injection + Mercury Control + DSI | CF + other | Reagent Injection | Fossil | B | 2030 | Coal |  | 2.1251 | 0 | 0.034507 | 2.1596 | 0 | 0 | 0 | 0 | 0 | 0 | 0 | 0 | 2.1251 | 0 | 0.034507 | 2.1596 | 189.6407 | 0 | 3.0793 | 192.72 | 231.5311 | 0 | 3.7595 | 235.2906 | 0.0013217 | 0 | 2.1462e-05 | 0.0013432 | 0.11963 | 0 | 0.0019426 | 0.12158 | 0.24955 | 0 | 0.0040522 | 0.2536 | 0.0010626 | 0 | 1.7254e-05 | 0.0010798 | 6.9669 | 1.7651 | 0 | 0.028661 | 1.7938 | 4.4973 | 0 | 0.073026 | 4.5703 | 0 | 220 | Mercury Control / DSI
55076_B_AA002 | SERC_Central_TVA | Mississippi | 28 | Choctaw | 19 | 55076 | AA002 | Red Hills Generating Facility | 11206 | 2002 | 9999 | Coal Steam | FBC | dry | Baghouse + Reagent Injection + Mercury Control + DSI | CF + other | Reagent Injection | Fossil | B | 2030 | Coal |  | 2.1251 | 0 | 0.034507 | 2.1596 | 0 | 0 | 0 | 0 | 0 | 0 | 0 | 0 | 2.1251 | 0 | 0.034507 | 2.1596 | 189.6407 | 0 | 3.0793 | 192.72 | 231.5311 | 0 | 3.7595 | 235.2906 | 0.0013217 | 0 | 2.1462e-05 | 0.0013432 | 0.12806 | 0 | 0.0020794 | 0.13014 | 0.24955 | 0 | 0.0040522 | 0.2536 | 0.0010626 | 0 | 1.7254e-05 | 0.0010798 | 6.9669 | 1.7651 | 0 | 0.028661 | 1.7938 | 4.4973 | 0 | 0.073026 | 4.5703 | 0 | 220 | Mercury Control / DSI
55079_G_CT01 | ISONE_MA, VT, NH, RI (Rest of ISO New England) | Massachusetts | 25 | Worcester | 27 | 55079 | CT01 | Millennium Power | 7223 | 2001 | 9999 | Combined Cycle |  |  | SCR | H2O |  | Fossil | G | 2030 | NaturalGas |  | 0.81506 | 0.18059 | 4.6038 | 5.5995 | 0 | 0 | 0 | 0 | 0 | 0 | 0 | 0 | 0 | 0 | 0 | 0 | 112.842 | 25.0027 | 637.3873 | 775.232 | 47.7135 | 10.572 | 269.5093 | 327.7948 | 5.7054e-08 | 1.2642e-08 | 3.2227e-07 | 3.9197e-07 | 0.0052658 | 0.0011668 | 0.029744 | 0.036177 | 0 | 0 | 0 | 0 | 0 | 0 | 0 | 0 | 7.3067 | 0.37347 | 0.10301 | 1.4565 | 1.933 | 5.3615 | 0.50766 | 8.9154 | 14.7846 | 0 | 214.8 | SCR
55079_G_ST01 | ISONE_MA, VT, NH, RI (Rest of ISO New England) | Massachusetts | 25 | Worcester | 27 | 55079 | ST01 | Millennium Power | 7223 | 2001 | 9999 | Combined Cycle |  |  | SCR | H2O |  | Fossil | G | 2030 | NaturalGas |  | 0.45572 | 0.10097 | 2.5741 | 3.1308 | 0 | 0 | 0 | 0 | 0 | 0 | 0 | 0 | 0 | 0 | 0 | 0 | 63.0928 | 13.9796 | 356.379 | 433.4514 | 26.6778 | 5.9111 | 150.6893 | 183.2782 | 3.19e-08 | 7.0682e-09 | 1.8019e-07 | 2.1916e-07 | 0.0029443 | 0.00065237 | 0.016631 | 0.020227 | 0 | 0 | 0 | 0 | 0 | 0 | 0 | 0 | 4.0854 | 0.20882 | 0.057598 | 0.81435 | 1.0808 | 2.9977 | 0.28384 | 4.9848 | 8.2664 | 0 | 120.1 | SCR
55081_G_1 | SERC_Central_TVA | Tennessee | 47 | Haywood | 75 | 55081 | 1 | Brownsville Peaking Power | 11344 | 1999 | 9999 | Combustion Turbine | [5 empty] | Fossil | G | 2030 | NaturalGas |  | 0.083323 | 0.0031968 | 0.033161 | 0.11968 | 0 | 0 | 0 | 0 | 0 | 0 | 0 | 0 | 0 | 0 | 0 | 0 | 7.3451 | 0.28181 | 2.9232 | 10.5501 | 4.8777 | 0.18714 | 1.9412 | 7.0061 | 5.8326e-09 | 2.2378e-10 | 2.3213e-09 | 8.3777e-09 | 0.0022501 | 8.6331e-05 | 0.00089551 | 0.003232 | 0 | 0 | 0 | 0 | 0 | 0 | 0 | 0 | 2.1698 | 0.04789 | 0.0018374 | 0.019059 | 0.068787 | 0.23402 | 0.0076794 | 0.076499 | 0.3182 | 0 | 110
55081_G_2 | SERC_Central_TVA | Tennessee | 47 | Haywood | 75 | 55081 | 2 | Brownsville Peaking Power | 11344 | 1999 | 9999 | Combustion Turbine | [5 empty] | Fossil | G | 2030 | NaturalGas |  | 0.083323 | 0.0031968 | 0.033161 | 0.11968 | 0 | 0 | 0 | 0 | 0 | 0 | 0 | 0 | 0 | 0 | 0 | 0 | 7.3451 | 0.28181 | 2.9232 | 10.5501 | 4.8777 | 0.18714 | 1.9412 | 7.0061 | 5.8326e-09 | 2.2378e-10 | 2.3213e-09 | 8.3777e-09 | 0.0022539 | 8.6474e-05 | 0.000897 | 0.0032374 | 0 | 0 | 0 | 0 | 0 | 0 | 0 | 0 | 2.1698 | 0.04789 | 0.0018374 | 0.019059 | 0.068787 | 0.23402 | 0.0076794 | 0.076499 | 0.3182 | 0 | 110
55081_G_3 | SERC_Central_TVA | Tennessee | 47 | Haywood | 75 | 55081 | 3 | Brownsville Peaking Power | 11344 | 1999 | 9999 | Combustion Turbine | [5 empty] | Fossil | G | 2030 | NaturalGas |  | 0.089383 | 0.0034293 | 0.035573 | 0.12838 | 0 | 0 | 0 | 0 | 0 | 0 | 0 | 0 | 0 | 0 | 0 | 0 | 7.8793 | 0.3023 | 3.1358 | 11.3174 | 5.2325 | 0.20075 | 2.0824 | 7.5157 | 6.2568e-09 | 2.4005e-10 | 2.4901e-09 | 8.9869e-09 | 0.0039431 | 0.00015128 | 0.0015693 | 0.0056637 | 0 | 0 | 0 | 0 | 0 | 0 | 0 | 0 | 2.3276 | 0.051373 | 0.001971 | 0.020446 | 0.07379 | 0.25104 | 0.0082379 | 0.082062 | 0.34134 | 0 | 118
55081_G_4 | SERC_Central_TVA | Tennessee | 47 | Haywood | 75 | 55081 | 4 | Brownsville Peaking Power | 11344 | 1999 | 9999 | Combustion Turbine | [5 empty] | Fossil | G | 2030 | NaturalGas |  | 0.089383 | 0.0034293 | 0.035573 | 0.12838 | 0 | 0 | 0 | 0 | 0 | 0 | 0 | 0 | 0 | 0 | 0 | 0 | 7.8793 | 0.3023 | 3.1358 | 11.3174 | 5.2325 | 0.20075 | 2.0824 | 7.5157 | 6.2568e-09 | 2.4005e-10 | 2.4901e-09 | 8.9869e-09 | 0.0040785 | 0.00015648 | 0.0016232 | 0.0058582 | 0 | 0 | 0 | 0 | 0 | 0 | 0 | 0 | 2.3276 | 0.051373 | 0.001971 | 0.020446 | 0.07379 | 0.25104 | 0.0082379 | 0.082062 | 0.34134 | 0 | 118
55084_G_GE1 | WECC_Northern California (not including BANC) | California | 6 | Contra Costa | 13 | 55084 | GE1 | Crockett Cogen Project | 6218 | 1995 | 9999 | Combined Cycle |  |  | SCR | LNB + NH3 |  | Fossil | G | 2030 | NaturalGas |  | 2.7047 | 0.44703 | 1.4138 | 4.5656 | 0 | 0 | 0 | 0 | 0 | 0 | 0 | 0 | 0 | 0 | 0 | 0 | 434.9811 | 71.8927 | 227.3746 | 734.2484 | 227.0352 | 37.5239 | 118.6765 | 383.2356 | 2.7148e-07 | 4.487e-08 | 1.4191e-07 | 4.5826e-07 | 0.024297 | 0.0040158 | 0.012701 | 0.041014 | 0 | 0 | 0 | 0 | 0 | 0 | 0 | 0 | 10.0768 | 0.99396 | 0.29387 | 0.75843 | 2.0463 | 9.2399 | 1.2086 | 3.962 | 14.4105 | 0 | 247.4 | SCR
55086_G_GT1A | ERCOT_Rest | Texas | 48 | San Patricio | 409 | 55086 | GT1A | Gregory Power Facility | 5500 | 2000 | 9999 | Combined Cycle |  |  |  | DLNB |  | Fossil | G | 2030 | NaturalGas |  | 1.3635 | 1.8483 | 2.5558 | 5.7676 | 0 | 0 | 0 | 0 | 0 | 0 | 0 | 0 | 0 | 0 | 0 | 0 | 247.9076 | 336.0525 | 464.6907 | 1048.6508 | 115.2148 | 156.1801 | 215.9646 | 487.3595 | 1.3777e-07 | 1.8675e-07 | 2.5824e-07 | 5.8277e-07 | 0.029837 | 0.040445 | 0.055927 | 0.12621 | 0 | 0 | 0 | 0 | 0 | 0 | 0 | 0 | 3.8873 | 0.5295 | 0.71777 | 0.99252 | 2.2398 | 3.6367 | 4.34 | 5.7091 | 13.6857 | 0 | 141
55086_G_GT1B | ERCOT_Rest | Texas | 48 | San Patricio | 409 | 55086 | GT1B | Gregory Power Facility | 5500 | 2000 | 9999 | Combined Cycle |  |  |  | DLNB |  | Fossil | G | 2030 | NaturalGas |  | 1.3538 | 1.8352 | 2.5377 | 5.7267 | 0 | 0 | 0 | 0 | 0 | 0 | 0 | 0 | 0 | 0 | 0 | 0 | 246.1494 | 333.6692 | 461.395 | 1041.2136 | 114.3977 | 155.0724 | 214.4329 | 483.903 | 1.3679e-07 | 1.8543e-07 | 2.5641e-07 | 5.7863e-07 | 0.029625 | 0.040158 | 0.055531 | 0.12531 | 0 | 0 | 0 | 0 | 0 | 0 | 0 | 0 | 3.8597 | 0.52575 | 0.71268 | 0.98548 | 2.2239 | 3.6109 | 4.3092 | 5.6686 | 13.5887 | 0 | 140
55086_G_STG | ERCOT_Rest | Texas | 48 | San Patricio | 409 | 55086 | STG | Gregory Power Facility | 5500 | 2000 | 9999 | Combined Cycle |  |  |  | LNB |  | Fossil | G | 2030 | NaturalGas |  | 0.82196 | 1.1142 | 1.5407 | 3.4769 | 0 | 0 | 0 | 0 | 0 | 0 | 0 | 0 | 0 | 0 | 0 | 0 | 149.4478 | 202.5849 | 280.1327 | 632.1654 | 69.4557 | 94.1511 | 130.1914 | 293.7983 | 8.3053e-08 | 1.1258e-07 | 1.5568e-07 | 3.5131e-07 | 0.017987 | 0.024382 | 0.033715 | 0.076084 | 0 | 0 | 0 | 0 | 0 | 0 | 0 | 0 | 2.3434 | 0.3192 | 0.4327 | 0.59833 | 1.3502 | 2.1923 | 2.6163 | 3.4416 | 8.2503 | 0 | 85
55087_G_1A | MISO_Lower Michigan | Michigan | 26 | Ottawa | 139 | 55087 | 1A | Zeeland Generating Station | 11966 | 2001 | 9999 | Combustion Turbine |  |  |  | DLNB |  | Fossil | G | 2030 | NaturalGas |  | 0.0048313 | 0 | 0.14858 | 0.15341 | 0 | 0 | 0 | 0 | 0 | 0 | 0 | 0 | 0 | 0 | 0 | 0 | 0.40375 | 0 | 12.4166 | 12.8203 | 0.28283 | 0 | 8.6977 | 8.9805 | 3.3819e-10 | 0 | 1.04e-08 | 1.0739e-08 | 8.1094e-05 | 0 | 0.0024939 | 0.002575 | 0 | 0 | 0 | 0 | 0 | 0 | 0 | 0 | 3.1087 | 0.0018613 | 0 | 0.05724 | 0.059102 | 0.013873 | 0 | 0.32542 | 0.3393 | 0 | 157.6
55087_G_1B | MISO_Lower Michigan | Michigan | 26 | Ottawa | 139 | 55087 | 1B | Zeeland Generating Station | 11966 | 2001 | 9999 | Combustion Turbine |  |  |  | DLNB |  | Fossil | G | 2030 | NaturalGas |  | 0.004816 | 0 | 0.14811 | 0.15292 | 0 | 0 | 0 | 0 | 0 | 0 | 0 | 0 | 0 | 0 | 0 | 0 | 0.40247 | 0 | 12.3772 | 12.7796 | 0.28193 | 0 | 8.6701 | 8.952 | 3.3712e-10 | 0 | 1.0367e-08 | 1.0704e-08 | 8.4184e-05 | 0 | 0.0025889 | 0.0026731 | 0 | 0 | 0 | 0 | 0 | 0 | 0 | 0 | 3.0988 | 0.0018554 | 0 | 0.057059 | 0.058914 | 0.013829 | 0 | 0.32439 | 0.33822 | 0 | 157.1
55087_G_2A | MISO_Lower Michigan | Michigan | 26 | Ottawa | 139 | 55087 | 2A | Zeeland Generating Station | 7272 | 2002 | 9999 | Combined Cycle |  |  | SCR | LNB |  | Fossil | G | 2030 | NaturalGas |  | 2.0329 | 2.7557 | 3.8106 | 8.5993 | 0 | 0 | 0 | 0 | 0 | 0 | 0 | 0 | 0 | 0 | 0 | 0 | 279.5554 | 378.9528 | 524.0129 | 1182.5212 | 119.0075 | 161.3213 | 223.0738 | 503.4027 | 1.423e-07 | 1.929e-07 | 2.6674e-07 | 6.0195e-07 | 0.010632 | 0.014413 | 0.01993 | 0.044975 | 0 | 0 | 0 | 0 | 0 | 0 | 0 | 0 | 5.0225 | 0.6388 | 0.86593 | 1.1974 | 2.7021 | 5.8376 | 7.143 | 8.3463 | 21.3269 | 0 | 159 | SCR
55087_G_2B | MISO_Lower Michigan | Michigan | 26 | Ottawa | 139 | 55087 | 2B | Zeeland Generating Station | 7272 | 2002 | 9999 | Combined Cycle |  |  | SCR | LNB |  | Fossil | G | 2030 | NaturalGas |  | 2.0406 | 2.7661 | 3.825 | 8.6317 | 0 | 0 | 0 | 0 | 0 | 0 | 0 | 0 | 0 | 0 | 0 | 0 | 280.6103 | 380.3829 | 525.9903 | 1186.9835 | 119.4566 | 161.9301 | 223.9156 | 505.3023 | 1.4284e-07 | 1.9363e-07 | 2.6775e-07 | 6.0422e-07 | 0.010672 | 0.014467 | 0.020005 | 0.045144 | 0 | 0 | 0 | 0 | 0 | 0 | 0 | 0 | 5.0415 | 0.64121 | 0.8692 | 1.2019 | 2.7123 | 5.8596 | 7.1699 | 8.3778 | 21.4074 | 0 | 159.6 | SCR
55087_G_2C | MISO_Lower Michigan | Michigan | 26 | Ottawa | 139 | 55087 | 2C | Zeeland Generating Station | 7272 | 2002 | 9999 | Combined Cycle |  |  | SCR | LNB |  | Fossil | G | 2030 | NaturalGas |  | 2.6466 | 3.5877 | 4.961 | 11.1953 | 0 | 0 | 0 | 0 | 0 | 0 | 0 | 0 | 0 | 0 | 0 | 0 | 363.9495 | 493.3537 | 682.2055 | 1539.5087 | 154.9343 | 210.0221 | 290.4169 | 655.3733 | 1.8526e-07 | 2.5114e-07 | 3.4727e-07 | 7.8367e-07 | 0.013842 | 0.018764 | 0.025946 | 0.058552 | 0 | 0 | 0 | 0 | 0 | 0 | 0 | 0 | 6.5387 | 0.83165 | 1.1273 | 1.5589 | 3.5179 | 7.5999 | 9.2994 | 10.866 | 27.7652 | 0 | 207 | SCR
55088_B_EUCTG1 | MISO_Lower Michigan | Michigan | 26 | Wayne | 163 | 55088 | EUCTG1 | Dearborn Industrial Generation | 4746 | 2001 | 9999 | Fossil Waste | wall |  |  | FR |  | Fossil | B | 2030 | Fwaste |  | 0.33902 | 0.40536 | 0.59338 | 1.3378 | 0 | 0 | 0 | 0 | 0 | 0 | 0 | 0 | 0 | 0 | 0 | 0 | 71.4338 | 85.4112 | 125.0264 | 281.8713 | 86.0152 | 102.8457 | 150.5474 | 339.4083 | 0 | 0 | 0 | 0 | 0.0054138 | 0.0064731 | 0.0094754 | 0.021362 | 0.02143 | 0.025623 | 0.037508 | 0.084561 | 0 | 0 | 0 | 0 | 21.5162 | 0.49554 | 0.5925 | 0.86731 | 1.9553 | 0 | 0 | 0 | 0 | 0 | 83
55088_B_EUCTG2 | MISO_Lower Michigan | Michigan | 26 | Wayne | 163 | 55088 | EUCTG2 | Dearborn Industrial Generation | 4746 | 2001 | 9999 | Fossil Waste | wall |  |  | FR |  | Fossil | B | 2030 | Fwaste |  | 0.33902 | 0.40536 | 0.59338 | 1.3378 | 0 | 0 | 0 | 0 | 0 | 0 | 0 | 0 | 0 | 0 | 0 | 0 | 71.4338 | 85.4112 | 125.0264 | 281.8713 | 86.0152 | 102.8457 | 150.5474 | 339.4083 | 0 | 0 | 0 | 0 | 0.0048861 | 0.0058421 | 0.0085518 | 0.01928 | 0.02143 | 0.025623 | 0.037508 | 0.084561 | 0 | 0 | 0 | 0 | 21.5162 | 0.49554 | 0.5925 | 0.86731 | 1.9553 | 0 | 0 | 0 | 0 | 0 | 83
55088_B_EUCTG3 | MISO_Lower Michigan | Michigan | 26 | Wayne | 163 | 55088 | EUCTG3 | Dearborn Industrial Generation | 4746 | 2001 | 9999 | Fossil Waste | wall |  |  | FR |  | Fossil | B | 2030 | Fwaste |  | 0.33902 | 0.40536 | 0.59338 | 1.3378 | 0 | 0 | 0 | 0 | 0 | 0 | 0 | 0 | 0 | 0 | 0 | 0 | 71.4338 | 85.4112 | 125.0264 | 281.8713 | 86.0152 | 102.8457 | 150.5474 | 339.4083 | 0 | 0 | 0 | 0 | 0.0059388 | 0.0071009 | 0.010394 | 0.023434 | 0.02143 | 0.025623 | 0.037508 | 0.084561 | 0 | 0 | 0 | 0 | 21.5162 | 0.49554 | 0.5925 | 0.86731 | 1.9553 | 0 | 0 | 0 | 0 | 0 | 83
55088_G_GT 1 | MISO_Lower Michigan | Michigan | 26 | Wayne | 163 | 55088 | GT 1 | Dearborn Industrial Generation | 8700 | 2001 | 9999 | Combustion Turbine |  |  |  | DLNB |  | Fossil | G | 2030 | NaturalGas |  | 0.26738 | 0.21186 | 2.294 | 2.7733 | 0 | 0 | 0 | 0 | 0 | 0 | 0 | 0 | 0 | 0 | 0 | 0 | 30.733 | 24.3516 | 263.6838 | 318.7684 | 19.3314 | 15.3175 | 165.8603 | 200.5092 | 2.3116e-08 | 1.8316e-08 | 1.9833e-07 | 2.3976e-07 | 0.0042401 | 0.0033597 | 0.036379 | 0.043979 | 0 | 0 | 0 | 0 | 0 | 0 | 0 | 0 | 3.2152 | 0.14168 | 0.11226 | 1.2156 | 1.4695 | 0.76778 | 0.54915 | 5.0246 | 6.3415 | 0 | 163
55088_G_GT2 | MISO_Lower Michigan | Michigan | 26 | Wayne | 163 | 55088 | GT2 | Dearborn Industrial Generation | 8700 | 2001 | 9999 | Combustion Turbine |  |  |  | DLNB |  | Fossil | G | 2030 | NaturalGas |  | 0.26738 | 0.21186 | 2.294 | 2.7733 | 0 | 0 | 0 | 0 | 0 | 0 | 0 | 0 | 0 | 0 | 0 | 0 | 30.733 | 24.3516 | 263.6838 | 318.7684 | 19.3314 | 15.3175 | 165.8603 | 200.5092 | 2.3116e-08 | 1.8316e-08 | 1.9833e-07 | 2.3976e-07 | 0.0045125 | 0.0035756 | 0.038717 | 0.046805 | 0 | 0 | 0 | 0 | 0 | 0 | 0 | 0 | 3.2152 | 0.14168 | 0.11226 | 1.2156 | 1.4695 | 0.76778 | 0.54915 | 5.0246 | 6.3415 | 0 | 163
55088_G_GTP1 | MISO_Lower Michigan | Michigan | 26 | Wayne | 163 | 55088 | GTP1 | Dearborn Industrial Generation | 10745 | 1999 | 9999 | Combustion Turbine |  |  |  | DLNB |  | Fossil | G | 2030 | NaturalGas |  | 0.0074783 | 0 | 1.2435 | 1.251 | 0 | 0 | 0 | 0 | 0 | 0 | 0 | 0 | 0 | 0 | 0 | 0 | 0.69598 | 0 | 115.7256 | 116.4216 | 0.43778 | 0 | 72.7929 | 73.2306 | 5.2348e-10 | 0 | 8.7043e-08 | 8.7567e-08 | 0.00011251 | 0 | 0.018708 | 0.018821 | 0 | 0 | 0 | 0 | 0 | 0 | 0 | 0 | 3.2152 | 0.0032085 | 0 | 0.5335 | 0.5367 | 0.021474 | 0 | 2.7236 | 2.745 | 0 | 163
55089_G_CT1 | MISO_Amite South (including DSG) | Louisiana | 22 | St Charles | 89 | 55089 | CT1 | Taft Cogeneration Facility | 6731 | 2002 | 9999 | Combined Cycle |  |  |  | DLNB |  | Fossil | G | 2030 | NaturalGas |  | 1.7349 | 2.3518 | 3.2521 | 7.3388 | 0 | 0 | 0 | 0 | 0 | 0 | 0 | 0 | 0 | 0 | 0 | 0 | 257.7536 | 349.3993 | 483.1465 | 1090.2994 | 132.2089 | 179.2165 | 247.8191 | 559.2445 | 1.5809e-07 | 2.143e-07 | 2.9633e-07 | 6.6872e-07 | 0.032364 | 0.043872 | 0.060666 | 0.1369 | 0 | 0 | 0 | 0 | 0 | 0 | 0 | 0 | 4.4238 | 0.55053 | 0.74627 | 1.0319 | 2.3287 | 4.8332 | 5.7749 | 7.7522 | 18.3603 | 0 | 146.6
55089_G_CT2 | MISO_Amite South (including DSG) | Louisiana | 22 | St Charles | 89 | 55089 | CT2 | Taft Cogeneration Facility | 6731 | 2002 | 9999 | Combined Cycle |  |  |  | DLNB |  | Fossil | G | 2030 | NaturalGas |  | 1.6912 | 2.2924 | 3.17 | 7.1536 | 0 | 0 | 0 | 0 | 0 | 0 | 0 | 0 | 0 | 0 | 0 | 0 | 251.2482 | 340.5809 | 470.9525 | 1062.7816 | 128.8721 | 174.6933 | 241.5645 | 545.1299 | 1.541e-07 | 2.0889e-07 | 2.8885e-07 | 6.5185e-07 | 0.031548 | 0.042765 | 0.059134 | 0.13345 | 0 | 0 | 0 | 0 | 0 | 0 | 0 | 0 | 4.3122 | 0.53664 | 0.72744 | 1.0059 | 2.27 | 4.7112 | 5.6292 | 7.5565 | 17.8969 | 0 | 142.9
55089_G_CT3 | MISO_Amite South (including DSG) | Louisiana | 22 | St Charles | 89 | 55089 | CT3 | Taft Cogeneration Facility | 6731 | 2002 | 9999 | Combined Cycle |  |  |  | DLNB |  | Fossil | G | 2030 | NaturalGas |  | 1.7787 | 2.4112 | 3.3341 | 7.524 | 0 | 0 | 0 | 0 | 0 | 0 | 0 | 0 | 0 | 0 | 0 | 0 | 264.259 | 358.2177 | 495.3405 | 1117.8172 | 135.5457 | 183.7397 | 254.0738 | 573.3591 | 1.6208e-07 | 2.1971e-07 | 3.0381e-07 | 6.856e-07 | 0.033181 | 0.044979 | 0.062197 | 0.14036 | 0 | 0 | 0 | 0 | 0 | 0 | 0 | 0 | 4.5355 | 0.56443 | 0.76511 | 1.058 | 2.3875 | 4.9552 | 5.9207 | 7.9478 | 18.8237 | 0 | 150.3
55089_G_ST1 | MISO_Amite South (including DSG) | Louisiana | 22 | St Charles | 89 | 55089 | ST1 | Taft Cogeneration Facility | 6731 | 2002 | 9999 | Combined Cycle |  |  |  | LNB |  | Fossil | G | 2030 | NaturalGas |  | 3.5397 | 4.7983 | 6.635 | 14.973 | 0 | 0 | 0 | 0 | 0 | 0 | 0 | 0 | 0 | 0 | 0 | 0 | 525.8806 | 712.8604 | 985.7375 | 2224.4785 | 269.7386 | 365.6457 | 505.6119 | 1140.9961 | 3.2254e-07 | 4.3723e-07 | 6.0459e-07 | 1.3644e-06 | 0.066031 | 0.089509 | 0.12377 | 0.27931 | 0 | 0 | 0 | 0 | 0 | 0 | 0 | 0 | 9.0257 | 1.1232 | 1.5226 | 2.1054 | 4.7512 | 9.8609 | 11.7822 | 15.8163 | 37.4594 | 0 | 299.1
55090_G_GEN1 | WECC_Pacific Northwest | Idaho | 88 | Benewah | 181 | 55090 | GEN1 | Plummer Cogen | 5415 | 1982 | 9999 | Biomass | [5 empty] | Non-Fossil | G | 2030 |  | Biomass Retirement | 0 | 0 | 0 | 0 | 0 | 0 | 0 | 0 | 0 | 0 | 0 | 0 | 0 | 0 | 0 | 0 | 0 | 0 | 0 | 0 | 0 | 0 | 0 | 0 | 0 | 0 | 0 | 0 | 0 | 0 | 0 | 0 | 0 | 0 | 0 | 0 | 0 | 0 | 0 | 0 | 0 | 0 | 0 | 0 | 0 | 0 | 0 | 0 | 0 | 0 | 5.8
55091_G_STK1 | ERCOT_Rest | Texas | 48 | Ellis | 139 | 55091 | STK1 | Midlothian Energy Facility | 7750 | 2000 | 9999 | Combined Cycle |  |  | SCR | DLNB + H2O |  | Fossil | G | 2030 | NaturalGas |  | 0.073808 | 0.027821 | 1.4161 | 1.5177 | 0 | 0 | 0 | 0 | 0 | 0 | 0 | 0 | 0 | 0 | 0 | 0 | 9.5236 | 3.5899 | 182.7163 | 195.8298 | 4.3207 | 1.6287 | 82.8956 | 88.8451 | 5.1666e-09 | 1.9475e-09 | 9.9124e-08 | 1.0624e-07 | 0.00053401 | 0.00020129 | 0.0082445 | 0.0089798 | 0 | 0 | 0 | 0 | 0 | 0 | 0 | 0 | 9.3572 | 0.039239 | 0.014916 | 0.60947 | 0.66362 | 0.19686 | 0.065328 | 3.1631 | 3.4253 | 0 | 260 | SCR
55091_G_STK2 | ERCOT_Rest | Texas | 48 | Ellis | 139 | 55091 | STK2 | Midlothian Energy Facility | 7732 | 2000 | 9999 | Combined Cycle |  |  | SCR | DLNB + H2O |  | Fossil | G | 2030 | NaturalGas |  | 0.073637 | 0.027757 | 1.4128 | 1.5142 | 0 | 0 | 0 | 0 | 0 | 0 | 0 | 0 | 0 | 0 | 0 | 0 | 9.5236 | 3.5899 | 182.7163 | 195.8298 | 4.3107 | 1.6249 | 82.7031 | 88.6387 | 5.1546e-09 | 1.943e-09 | 9.8893e-08 | 1.0599e-07 | 0.00054776 | 0.00020647 | 0.0084569 | 0.0092111 | 0 | 0 | 0 | 0 | 0 | 0 | 0 | 0 | 9.3572 | 0.039239 | 0.014916 | 0.60947 | 0.66362 | 0.1964 | 0.065176 | 3.1558 | 3.4174 | 0 | 260 | SCR
55091_G_STK3 | ERCOT_Rest | Texas | 48 | Ellis | 139 | 55091 | STK3 | Midlothian Energy Facility | 7759 | 2000 | 9999 | Combined Cycle |  |  | SCR | DLNB + H2O |  | Fossil | G | 2030 | NaturalGas |  | 0.073894 | 0.027854 | 1.4177 | 1.5194 | 0 | 0 | 0 | 0 | 0 | 0 | 0 | 0 | 0 | 0 | 0 | 0 | 9.5236 | 3.5899 | 182.7163 | 195.8298 | 4.3257 | 1.6306 | 82.9919 | 88.9482 | 5.1726e-09 | 1.9498e-09 | 9.9239e-08 | 1.0636e-07 | 0.00054877 | 0.00020685 | 0.0084724 | 0.0092281 | 0 | 0 | 0 | 0 | 0 | 0 | 0 | 0 | 9.3572 | 0.039239 | 0.014916 | 0.60947 | 0.66362 | 0.19709 | 0.065404 | 3.1668 | 3.4293 | 0 | 260 | SCR
55091_G_STK4 | ERCOT_Rest | Texas | 48 | Ellis | 139 | 55091 | STK4 | Midlothian Energy Facility | 7720 | 2000 | 9999 | Combined Cycle |  |  | SCR | DLNB |  | Fossil | G | 2030 | NaturalGas |  | 0.07324 | 0.027607 | 1.4051 | 1.506 | 0 | 0 | 0 | 0 | 0 | 0 | 0 | 0 | 0 | 0 | 0 | 0 | 9.487 | 3.5761 | 182.0136 | 195.0766 | 4.2875 | 1.6161 | 82.2572 | 88.1607 | 5.1268e-09 | 1.9325e-09 | 9.836e-08 | 1.0542e-07 | 0.00054958 | 0.00020716 | 0.008485 | 0.0092418 | 0 | 0 | 0 | 0 | 0 | 0 | 0 | 0 | 9.3212 | 0.039088 | 0.014858 | 0.60712 | 0.66107 | 0.19534 | 0.064825 | 3.1388 | 3.3989 | 0 | 259 | SCR
55091_G_STK5 | ERCOT_Rest | Texas | 48 | Ellis | 139 | 55091 | STK5 | Midlothian Energy Facility | 7730 | 2001 | 9999 | Combined Cycle |  |  | SCR | DLNB |  | Fossil | G | 2030 | NaturalGas |  | 0.078997 | 0.029778 | 1.5156 | 1.6244 | 0 | 0 | 0 | 0 | 0 | 0 | 0 | 0 | 0 | 0 | 0 | 0 | 10.2196 | 3.8522 | 196.0687 | 210.1405 | 4.6245 | 1.7432 | 88.7239 | 95.0915 | 5.5298e-09 | 2.0844e-09 | 1.0609e-07 | 1.1371e-07 | 0.00062757 | 0.00023656 | 0.009689 | 0.010553 | 0 | 0 | 0 | 0 | 0 | 0 | 0 | 0 | 10.041 | 0.042106 | 0.016006 | 0.654 | 0.71212 | 0.2107 | 0.069921 | 3.3855 | 3.6661 | 0 | 279 | SCR
55091_G_STK6 | ERCOT_Rest | Texas | 48 | Ellis | 139 | 55091 | STK6 | Midlothian Energy Facility | 7695 | 2001 | 9999 | Combined Cycle |  |  | SCR | DLNB |  | Fossil | G | 2030 | NaturalGas |  | 0.080049 | 0.030174 | 1.5358 | 1.646 | 0 | 0 | 0 | 0 | 0 | 0 | 0 | 0 | 0 | 0 | 0 | 0 | 10.4027 | 3.9212 | 199.5824 | 213.9064 | 4.6861 | 1.7664 | 89.905 | 96.3574 | 5.6034e-09 | 2.1122e-09 | 1.0751e-07 | 1.1522e-07 | 0.00057459 | 0.00021659 | 0.0088711 | 0.0096623 | 0 | 0 | 0 | 0 | 0 | 0 | 0 | 0 | 10.221 | 0.042861 | 0.016293 | 0.66572 | 0.72488 | 0.2135 | 0.070852 | 3.4306 | 3.7149 | 0 | 284 | SCR
55093_G_UNT1 | ISONE_MA, VT, NH, RI (Rest of ISO New England) | Massachusetts | 25 | Bristol | 5 | 55093 | UNT1 | MM Taunton Energy | 13500 | 1997 | 9999 | Landfill Gas | [5 empty] | Non-Fossil | G | 2030 | LF Gas |  | 0.017556 | 0.025067 | 0.03178 | 0.074402 | 0 | 0 | 0 | 0 | 0 | 0 | 0 | 0 | 0 | 0 | 0 | 0 | 1.3004 | 1.8568 | 2.3541 | 5.5113 | 1.0117 | 1.4446 | 1.8315 | 4.2877 | 0 | 0 | 0 | 0 | 0.0012141 | 0.0017335 | 0.0021978 | 0.0051453 | 0 | 0 | 0 | 0 | 0 | 0 | 0 | 0 | 0.24446 | 0.009021 | 0.01288 | 0.01633 | 0.038232 | 0 | 0 | 0 | 0 | 0 | 0.9
55093_G_UNT2 | ISONE_MA, VT, NH, RI (Rest of ISO New England) | Massachusetts | 25 | Bristol | 5 | 55093 | UNT2 | MM Taunton Energy | 13500 | 1997 | 9999 | Landfill Gas | [5 empty] | Non-Fossil | G | 2030 | LF Gas |  | 0.017556 | 0.025067 | 0.03178 | 0.074402 | 0 | 0 | 0 | 0 | 0 | 0 | 0 | 0 | 0 | 0 | 0 | 0 | 1.3004 | 1.8568 | 2.3541 | 5.5113 | 1.0117 | 1.4446 | 1.8315 | 4.2877 | 0 | 0 | 0 | 0 | 0.0012141 | 0.0017335 | 0.0021978 | 0.0051453 | 0 | 0 | 0 | 0 | 0 | 0 | 0 | 0 | 0.24446 | 0.009021 | 0.01288 | 0.01633 | 0.038232 | 0 | 0 | 0 | 0 | 0 | 0.9
55093_G_UNT3 | ISONE_MA, VT, NH, RI (Rest of ISO New England) | Massachusetts | 25 | Bristol | 5 | 55093 | UNT3 | MM Taunton Energy | 13500 | 2011 | 9999 | Landfill Gas | [5 empty] | Non-Fossil | G | 2030 | LF Gas |  | 0.017556 | 0.025067 | 0.03178 | 0.074402 | 0 | 0 | 0 | 0 | 0 | 0 | 0 | 0 | 0 | 0 | 0 | 0 | 1.3004 | 1.8568 | 2.3541 | 5.5113 | 1.0117 | 1.4446 | 1.8315 | 4.2877 | 0 | 0 | 0 | 0 | 0.0019668 | 0.0028083 | 0.0035605 | 0.0083357 | 0 | 0 | 0 | 0 | 0 | 0 | 0 | 0 | 0.24446 | 0.009021 | 0.01288 | 0.01633 | 0.038232 | 0 | 0 | 0 | 0 | 0 | 0.9
55093_G_UNT4 | ISONE_MA, VT, NH, RI (Rest of ISO New England) | Massachusetts | 25 | Bristol | 5 | 55093 | UNT4 | MM Taunton Energy | 13500 | 2011 | 9999 | Landfill Gas | [5 empty] | Non-Fossil | G | 2030 | LF Gas |  | 0.017556 | 0.025067 | 0.03178 | 0.074402 | 0 | 0 | 0 | 0 | 0 | 0 | 0 | 0 | 0 | 0 | 0 | 0 | 1.3004 | 1.8568 | 2.3541 | 5.5113 | 1.0117 | 1.4446 | 1.8315 | 4.2877 | 0 | 0 | 0 | 0 | 0.0018446 | 0.0026337 | 0.0033392 | 0.0078175 | 0 | 0 | 0 | 0 | 0 | 0 | 0 | 0 | 0.24446 | 0.009021 | 0.01288 | 0.01633 | 0.038232 | 0 | 0 | 0 | 0 | 0 | 0.9
55094_G_UNT1 | WECC_San Diego Gas and Electric | California | 6 | San Diego | 73 | 55094 | UNT1 | MM San Diego-Miramar | 10236 | 1997 | 9999 | Landfill Gas | [5 empty] | Non-Fossil | G | 2030 | LF Gas |  | 0.02152 | 0 | 0.028536 | 0.050056 | 0 | 0 | 0 | 0 | 0 | 0 | 0 | 0 | 0 | 0 | 0 | 0 | 2.1024 | 0 | 2.7878 | 4.8902 | 1.6498 | 0 | 2.1877 | 3.8375 | 0 | 0 | 0 | 0 | 0.0018478 | 0 | 0.0024503 | 0.0042981 | 0 | 0 | 0 | 0 | 0 | 0 | 0 | 0 | 0.43552 | 0.014584 | 0 | 0.019339 | 0.033924 | 0 | 0 | 0 | 0 | 0 | 1.6
55094_G_UNT2 | WECC_San Diego Gas and Electric | California | 6 | San Diego | 73 | 55094 | UNT2 | MM San Diego-Miramar | 10236 | 1997 | 9999 | Landfill Gas | [5 empty] | Non-Fossil | G | 2030 | LF Gas |  | 0.02152 | 0 | 0.028536 | 0.050056 | 0 | 0 | 0 | 0 | 0 | 0 | 0 | 0 | 0 | 0 | 0 | 0 | 2.1024 | 0 | 2.7878 | 4.8902 | 1.6498 | 0 | 2.1877 | 3.8375 | 0 | 0 | 0 | 0 | 0.0018478 | 0 | 0.0024503 | 0.0042981 | 0 | 0 | 0 | 0 | 0 | 0 | 0 | 0 | 0.43552 | 0.014584 | 0 | 0.019339 | 0.033924 | 0 | 0 | 0 | 0 | 0 | 1.6
55094_G_UNT3 | WECC_San Diego Gas and Electric | California | 6 | San Diego | 73 | 55094 | UNT3 | MM San Diego-Miramar | 10236 | 1997 | 9999 | Landfill Gas | [5 empty] | Non-Fossil | G | 2030 | LF Gas |  | 0.02152 | 0 | 0.028536 | 0.050056 | 0 | 0 | 0 | 0 | 0 | 0 | 0 | 0 | 0 | 0 | 0 | 0 | 2.1024 | 0 | 2.7878 | 4.8902 | 1.6498 | 0 | 2.1877 | 3.8375 | 0 | 0 | 0 | 0 | 0.0018478 | 0 | 0.0024503 | 0.0042981 | 0 | 0 | 0 | 0 | 0 | 0 | 0 | 0 | 0.43552 | 0.014584 | 0 | 0.019339 | 0.033924 | 0 | 0 | 0 | 0 | 0 | 1.6
55094_G_UNT4 | WECC_San Diego Gas and Electric | California | 6 | San Diego | 73 | 55094 | UNT4 | MM San Diego-Miramar | 10236 | 1997 | 9999 | Landfill Gas | [5 empty] | Non-Fossil | G | 2030 | LF Gas |  | 0.02152 | 0 | 0.028536 | 0.050056 | 0 | 0 | 0 | 0 | 0 | 0 | 0 | 0 | 0 | 0 | 0 | 0 | 2.1024 | 0 | 2.7878 | 4.8902 | 1.6498 | 0 | 2.1877 | 3.8375 | 0 | 0 | 0 | 0 | 0.0018478 | 0 | 0.0024503 | 0.0042981 | 0 | 0 | 0 | 0 | 0 | 0 | 0 | 0 | 0.43552 | 0.014584 | 0 | 0.019339 | 0.033924 | 0 | 0 | 0 | 0 | 0 | 1.6
55096_B_HRSG1 | MISO_Indiana (including parts of Kentucky) | Indiana | 18 | Porter | 127 | 55096 | HRSG1 | Portside Energy | 8300 | 1997 | 9999 | O/G Steam | [5 empty] | Fossil | B | 2030 | NaturalGas |  | 0.27149 | 0.36803 | 0.49548 | 1.135 | 0 | 0 | 0 | 0 | 0 | 0 | 0 | 0 | 0 | 0 | 0 | 0 | 32.7102 | 44.3405 | 59.6963 | 136.7471 | 23.4378 | 31.7713 | 42.7742 | 97.9833 | 2.8026e-08 | 3.7991e-08 | 5.1148e-08 | 1.1716e-07 | 0.0078513 | 0.010643 | 0.014329 | 0.032823 | 0 | 0 | 0 | 0 | 0 | 0 | 0 | 0 | 0.34186 | 0.028771 | 0.039 | 0.052507 | 0.12028 | 0.74887 | 0.90182 | 1.0917 | 2.7424 | 0 | 19
55096_G_GT | MISO_Indiana (including parts of Kentucky) | Indiana | 18 | Porter | 127 | 55096 | GT | Portside Energy | 8700 | 1997 | 9999 | Combustion Turbine |  |  | SCR | DLNB |  | Fossil | G | 2030 | NaturalGas |  | 0.27506 | 0.10064 | 0.45804 | 0.83373 | 0 | 0 | 0 | 0 | 0 | 0 | 0 | 0 | 0 | 0 | 0 | 0 | 31.6157 | 11.5674 | 52.6482 | 95.8314 | 46.2696 | 16.9289 | 77.0507 | 140.2492 | 5.5328e-08 | 2.0243e-08 | 9.2134e-08 | 1.677e-07 | 0.016507 | 0.0060396 | 0.019743 | 0.04229 | 0 | 0 | 0 | 0 | 0 | 0 | 0 | 0 | 0.74271 | 0.16345 | 0.059804 | 0.27219 | 0.49545 | 0.75869 | 0.2466 | 1.0092 | 2.0145 | 0 | 34 | SCR
55097_G_CTG1 | ERCOT_Rest | Texas | 48 | Lamar | 277 | 55097 | CTG1 | Lamar Power Project | 7254 | 2000 | 9999 | Combined Cycle |  |  |  | DLNB |  | Fossil | G | 2030 | NaturalGas |  | 1.4245 | 0.60081 | 3.1979 | 5.2232 | 0 | 0 | 0 | 0 | 0 | 0 | 0 | 0 | 0 | 0 | 0 | 0 | 196.374 | 82.8247 | 440.8435 | 720.0422 | 83.39 | 35.1714 | 187.2038 | 305.7653 | 9.9715e-08 | 4.2057e-08 | 2.2385e-07 | 3.6562e-07 | 0.023402 | 0.0098701 | 0.052535 | 0.085806 | 0 | 0 | 0 | 0 | 0 | 0 | 0 | 0 | 5.567 | 0.43216 | 0.26391 | 0.94159 | 1.6377 | 3.7994 | 1.4108 | 7.1433 | 12.3535 | 0 | 161
55097_G_CTG2 | ERCOT_Rest | Texas | 48 | Lamar | 277 | 55097 | CTG2 | Lamar Power Project | 7254 | 2000 | 9999 | Combined Cycle |  |  |  | DLNB |  | Fossil | G | 2030 | NaturalGas |  | 1.3537 | 0.57096 | 3.039 | 4.9636 | 0 | 0 | 0 | 0 | 0 | 0 | 0 | 0 | 0 | 0 | 0 | 0 | 186.6163 | 78.7092 | 418.9382 | 684.2637 | 79.2464 | 33.4238 | 177.9018 | 290.572 | 9.476e-08 | 3.9967e-08 | 2.1273e-07 | 3.4746e-07 | 0.022239 | 0.0093797 | 0.049924 | 0.081543 | 0 | 0 | 0 | 0 | 0 | 0 | 0 | 0 | 5.2903 | 0.41068 | 0.2508 | 0.8948 | 1.5563 | 3.6106 | 1.3407 | 6.7884 | 11.7396 | 0 | 153
55097_G_CTG3 | ERCOT_Rest | Texas | 48 | Lamar | 277 | 55097 | CTG3 | Lamar Power Project | 7254 | 2000 | 9999 | Combined Cycle |  |  |  | DLNB |  | Fossil | G | 2030 | NaturalGas |  | 1.3537 | 0.57096 | 3.039 | 4.9636 | 0 | 0 | 0 | 0 | 0 | 0 | 0 | 0 | 0 | 0 | 0 | 0 | 186.6163 | 78.7092 | 418.9382 | 684.2637 | 79.2464 | 33.4238 | 177.9018 | 290.572 | 9.476e-08 | 3.9967e-08 | 2.1273e-07 | 3.4746e-07 | 0.021613 | 0.0091155 | 0.048518 | 0.079246 | 0 | 0 | 0 | 0 | 0 | 0 | 0 | 0 | 5.2903 | 0.41068 | 0.2508 | 0.8948 | 1.5563 | 3.6106 | 1.3407 | 6.7884 | 11.7396 | 0 | 153
55097_G_CTG4 | ERCOT_Rest | Texas | 48 | Lamar | 277 | 55097 | CTG4 | Lamar Power Project | 7254 | 2000 | 9999 | Combined Cycle |  |  |  | DLNB |  | Fossil | G | 2030 | NaturalGas |  | 1.4245 | 0.60081 | 3.1979 | 5.2232 | 0 | 0 | 0 | 0 | 0 | 0 | 0 | 0 | 0 | 0 | 0 | 0 | 196.374 | 82.8247 | 440.8435 | 720.0422 | 83.39 | 35.1714 | 187.2038 | 305.7653 | 9.9715e-08 | 4.2057e-08 | 2.2385e-07 | 3.6562e-07 | 0.022743 | 0.0095921 | 0.051055 | 0.08339 | 0 | 0 | 0 | 0 | 0 | 0 | 0 | 0 | 5.567 | 0.43216 | 0.26391 | 0.94159 | 1.6377 | 3.7994 | 1.4108 | 7.1433 | 12.3535 | 0 | 161
55097_G_STG1 | ERCOT_Rest | Texas | 48 | Lamar | 277 | 55097 | STG1 | Lamar Power Project | 7254 | 2000 | 9999 | Combined Cycle |  |  |  | LNB |  | Fossil | G | 2030 | NaturalGas |  | 1.805 | 0.76128 | 4.052 | 6.6182 | 0 | 0 | 0 | 0 | 0 | 0 | 0 | 0 | 0 | 0 | 0 | 0 | 248.8217 | 104.9456 | 558.5843 | 912.3516 | 105.6619 | 44.5651 | 237.2023 | 387.4293 | 1.2635e-07 | 5.3289e-08 | 2.8364e-07 | 4.6327e-07 | 0.029652 | 0.012506 | 0.066566 | 0.10872 | 0 | 0 | 0 | 0 | 0 | 0 | 0 | 0 | 7.0538 | 0.54758 | 0.3344 | 1.1931 | 2.075 | 4.8141 | 1.7876 | 9.0512 | 15.6528 | 0 | 204
55097_G_STG2 | ERCOT_Rest | Texas | 48 | Lamar | 277 | 55097 | STG2 | Lamar Power Project | 7254 | 2000 | 9999 | Combined Cycle |  |  |  | LNB |  | Fossil | G | 2030 | NaturalGas |  | 1.805 | 0.76128 | 4.052 | 6.6182 | 0 | 0 | 0 | 0 | 0 | 0 | 0 | 0 | 0 | 0 | 0 | 0 | 248.8217 | 104.9456 | 558.5843 | 912.3516 | 105.6619 | 44.5651 | 237.2023 | 387.4293 | 1.2635e-07 | 5.3289e-08 | 2.8364e-07 | 4.6327e-07 | 0.028817 | 0.012154 | 0.064691 | 0.10566 | 0 | 0 | 0 | 0 | 0 | 0 | 0 | 0 | 7.0538 | 0.54758 | 0.3344 | 1.1931 | 2.075 | 4.8141 | 1.7876 | 9.0512 | 15.6528 | 0 | 204
551_G_1 | ISONE_Connecticut | Connecticut | 9 | Windham | 15 | 551 | 1 | Scotland Dam | 0 | 1937 | 9999 | Hydro | [5 empty] | Non-Fossil | G | 2030 | Hydro |  | 0 | 0 | 0 | 0 | 0 | 0 | 0 | 0 | 0 | 0 | 0 | 0 | 0 | 0 | 0 | 0 | 1.6846 | 2.408 | 2.5135 | 6.6061 | 0 | 0 | 0 | 0 | 0 | 0 | 0 | 0 | 0 | 0 | 0 | 0 | 0 | 0 | 0 | 0 | 0 | 0 | 0 | 0 | 0.026874 | 0.0023415 | 0.0033471 | 0.0034938 | 0.0091825 | 0 | 0 | 0 | 0 | 0 | 1.7
55100_G_UNT1 | ISONE_Maine | Maine | 23 | Oxford | 17 | 55100 | UNT1 | Rumford Power, Inc | 7653 | 2000 | 9999 | Combined Cycle |  |  | SCR |  |  | Fossil | G | 2030 |  | CC Retirement | 0 | 0 | 0 | 0 | 0 | 0 | 0 | 0 | 0 | 0 | 0 | 0 | 0 | 0 | 0 | 0 | 0 | 0 | 0 | 0 | 0 | 0 | 0 | 0 | 0 | 0 | 0 | 0 | 0 | 0 | 0 | 0 | 0 | 0 | 0 | 0 | 0 | 0 | 0 | 0 | 0 | 0 | 0 | 0 | 0 | 0 | 0 | 0 | 0 | 0 | 164 | SCR
55100_G_UNT2 | ISONE_Maine | Maine | 23 | Oxford | 17 | 55100 | UNT2 | Rumford Power, Inc | 7653 | 2000 | 9999 | Combined Cycle |  |  | SCR |  |  | Fossil | G | 2030 |  | CC Retirement | 0 | 0 | 0 | 0 | 0 | 0 | 0 | 0 | 0 | 0 | 0 | 0 | 0 | 0 | 0 | 0 | 0 | 0 | 0 | 0 | 0 | 0 | 0 | 0 | 0 | 0 | 0 | 0 | 0 | 0 | 0 | 0 | 0 | 0 | 0 | 0 | 0 | 0 | 0 | 0 | 0 | 0 | 0 | 0 | 0 | 0 | 0 | 0 | 0 | 0 | 90 | SCR
55101_G_0001 | MISO_Lower Michigan | Michigan | 26 | Kalamazoo | 77 | 55101 | 0001 | Kalamazoo River Generating Station | 13029 | 1999 | 9999 | Combustion Turbine |  |  |  | other |  | Fossil | G | 2030 | NaturalGas |  | 0.0023098 | 0 | 0.024636 | 0.026946 | 0 | 0 | 0 | 0 | 0 | 0 | 0 | 0 | 0 | 0 | 0 | 0 | 0.17728 | 0 | 1.8908 | 2.0681 | 0.13522 | 0 | 1.4422 | 1.5774 | 1.6169e-10 | 0 | 1.7245e-09 | 1.8862e-09 | 5.7526e-05 | 0 | 0.00061356 | 0.00067108 | 0 | 0 | 0 | 0 | 0 | 0 | 0 | 0 | 1.4202 | 0.0009857 | 0 | 0.010513 | 0.011499 | 0.0066327 | 0 | 0.053959 | 0.060592 | 0 | 72
55102_G_001 | MISO_Lower Michigan | Michigan | 26 | Otsego | 137 | 55102 | 001 | Livingston Generating Station | 15331 | 1999 | 9999 | Combustion Turbine |  |  |  | H2O |  | Fossil | G | 2030 | NaturalGas |  | 0 | 0 | 0 | 0 | 0 | 0 | 0 | 0 | 0 | 0 | 0 | 0 | 0 | 0 | 0 | 0 | 0 | 0 | 0 | 0 | 0 | 0 | 0 | 0 | 0 | 0 | 0 | 0 | 0 | 0 | 0 | 0 | 0 | 0 | 0 | 0 | 0 | 0 | 0 | 0 | 0.65093 | 0 | 0 | 0 | 0 | 0 | 0 | 0 | 0 | 0 | 33
55102_G_002 | MISO_Lower Michigan | Michigan | 26 | Otsego | 137 | 55102 | 002 | Livingston Generating Station | 15336 | 1999 | 9999 | Combustion Turbine |  |  |  | H2O |  | Fossil | G | 2030 | NaturalGas |  | 0 | 0 | 0 | 0 | 0 | 0 | 0 | 0 | 0 | 0 | 0 | 0 | 0 | 0 | 0 | 0 | 0 | 0 | 0 | 0 | 0 | 0 | 0 | 0 | 0 | 0 | 0 | 0 | 0 | 0 | 0 | 0 | 0 | 0 | 0 | 0 | 0 | 0 | 0 | 0 | 0.65093 | 0 | 0 | 0 | 0 | 0 | 0 | 0 | 0 | 0 | 33
55102_G_003 | MISO_Lower Michigan | Michigan | 26 | Otsego | 137 | 55102 | 003 | Livingston Generating Station | 15336 | 1999 | 9999 | Combustion Turbine |  |  |  | H2O |  | Fossil | G | 2030 | NaturalGas |  | 0 | 0 | 0 | 0 | 0 | 0 | 0 | 0 | 0 | 0 | 0 | 0 | 0 | 0 | 0 | 0 | 0 | 0 | 0 | 0 | 0 | 0 | 0 | 0 | 0 | 0 | 0 | 0 | 0 | 0 | 0 | 0 | 0 | 0 | 0 | 0 | 0 | 0 | 0 | 0 | 0.65093 | 0 | 0 | 0 | 0 | 0 | 0 | 0 | 0 | 0 | 33
55102_G_004 | MISO_Lower Michigan | Michigan | 26 | Otsego | 137 | 55102 | 004 | Livingston Generating Station | 15336 | 1999 | 9999 | Combustion Turbine |  |  |  | H2O |  | Fossil | G | 2030 | NaturalGas |  | 0 | 0 | 0 | 0 | 0 | 0 | 0 | 0 | 0 | 0 | 0 | 0 | 0 | 0 | 0 | 0 | 0 | 0 | 0 | 0 | 0 | 0 | 0 | 0 | 0 | 0 | 0 | 0 | 0 | 0 | 0 | 0 | 0 | 0 | 0 | 0 | 0 | 0 | 0 | 0 | 0.65093 | 0 | 0 | 0 | 0 | 0 | 0 | 0 | 0 | 0 | 33
55103_G_CT1 | WECC_Pacific Northwest | Oregon | 41 | Klamath | 35 | 55103 | CT1 | Klamath Cogeneration Plant | 7240 | 2001 | 9999 | Combined Cycle |  |  | SCR |  |  | Fossil | G | 2030 | NaturalGas |  | 0 | 0 | 0 | 0 | 0 | 0 | 0 | 0 | 0 | 0 | 0 | 0 | 0 | 0 | 0 | 0 | 0 | 0 | 0 | 0 | 0 | 0 | 0 | 0 | 0 | 0 | 0 | 0 | 0 | 0 | 0 | 0 | 0 | 0 | 0 | 0 | 0 | 0 | 0 | 0 | 3.4766 | 0 | 0 | 0 | 0 | 0 | 0 | 0 | 0 | 0 | 155 | SCR
55103_G_CT2 | WECC_Pacific Northwest | Oregon | 41 | Klamath | 35 | 55103 | CT2 | Klamath Cogeneration Plant | 7240 | 2001 | 9999 | Combined Cycle |  |  | SCR |  |  | Fossil | G | 2030 | NaturalGas |  | 0 | 0 | 0 | 0 | 0 | 0 | 0 | 0 | 0 | 0 | 0 | 0 | 0 | 0 | 0 | 0 | 0 | 0 | 0 | 0 | 0 | 0 | 0 | 0 | 0 | 0 | 0 | 0 | 0 | 0 | 0 | 0 | 0 | 0 | 0 | 0 | 0 | 0 | 0 | 0 | 3.4766 | 0 | 0 | 0 | 0 | 0 | 0 | 0 | 0 | 0 | 155 | SCR
55103_G_ST1 | WECC_Pacific Northwest | Oregon | 41 | Klamath | 35 | 55103 | ST1 | Klamath Cogeneration Plant | 7240 | 2001 | 9999 | Combined Cycle |  |  | SCR | LNB |  | Fossil | G | 2030 | NaturalGas |  | 0 | 0 | 0 | 0 | 0 | 0 | 0 | 0 | 0 | 0 | 0 | 0 | 0 | 0 | 0 | 0 | 0 | 0 | 0 | 0 | 0 | 0 | 0 | 0 | 0 | 0 | 0 | 0 | 0 | 0 | 0 | 0 | 0 | 0 | 0 | 0 | 0 | 0 | 0 | 0 | 4.0373 | 0 | 0 | 0 | 0 | 0 | 0 | 0 | 0 | 0 | 180 | SCR
55107_G_CTG1 | ISONE_MA, VT, NH, RI (Rest of ISO New England) | Rhode Island | 44 | Providence | 7 | 55107 | CTG1 | Rhode Island State Energy Center | 7098 | 2002 | 9999 | Combined Cycle |  |  | SCR | DLNB |  | Fossil | G | 2030 | NaturalGas |  | 1.5783 | 0.41873 | 3.93 | 5.927 | 0 | 0 | 0 | 0 | 0 | 0 | 0 | 0 | 0 | 0 | 0 | 0 | 222.3549 | 58.9929 | 553.674 | 835.0219 | 92.3922 | 24.5125 | 230.0609 | 346.9657 | 1.1048e-07 | 2.9311e-08 | 2.751e-07 | 4.1489e-07 | 0.005445 | 0.0014446 | 0.013558 | 0.020448 | 0 | 0 | 0 | 0 | 0 | 0 | 0 | 0 | 5.3068 | 0.50809 | 0.21162 | 1.2652 | 1.9849 | 10.3819 | 1.1771 | 7.6105 | 19.1695 | 0 | 168 | SCR
55107_G_CTG2 | ISONE_MA, VT, NH, RI (Rest of ISO New England) | Rhode Island | 44 | Providence | 7 | 55107 | CTG2 | Rhode Island State Energy Center | 7098 | 2002 | 9999 | Combined Cycle |  |  | SCR | DLNB |  | Fossil | G | 2030 | NaturalGas |  | 1.5783 | 0.41873 | 3.93 | 5.927 | 0 | 0 | 0 | 0 | 0 | 0 | 0 | 0 | 0 | 0 | 0 | 0 | 222.3549 | 58.9929 | 553.674 | 835.0219 | 92.3922 | 24.5125 | 230.0609 | 346.9657 | 1.1048e-07 | 2.9311e-08 | 2.751e-07 | 4.1489e-07 | 0.005445 | 0.0014446 | 0.013558 | 0.020448 | 0 | 0 | 0 | 0 | 0 | 0 | 0 | 0 | 5.3068 | 0.50809 | 0.21162 | 1.2652 | 1.9849 | 10.3819 | 1.1771 | 7.6105 | 19.1695 | 0 | 168 | SCR
55107_G_STG1 | ISONE_MA, VT, NH, RI (Rest of ISO New England) | Rhode Island | 44 | Providence | 7 | 55107 | STG1 | Rhode Island State Energy Center | 7098 | 2002 | 9999 | Combined Cycle |  |  | SCR | DLNB |  | Fossil | G | 2030 | NaturalGas |  | 2.048 | 0.54335 | 5.0996 | 7.691 | 0 | 0 | 0 | 0 | 0 | 0 | 0 | 0 | 0 | 0 | 0 | 0 | 288.532 | 76.5503 | 718.458 | 1083.5403 | 119.8899 | 31.8079 | 298.5314 | 450.2293 | 1.4336e-07 | 3.8035e-08 | 3.5697e-07 | 5.3837e-07 | 0.0070656 | 0.0018746 | 0.017594 | 0.026534 | 0 | 0 | 0 | 0 | 0 | 0 | 0 | 0 | 6.8862 | 0.65931 | 0.2746 | 1.6417 | 2.5756 | 13.4718 | 1.5274 | 9.8755 | 24.8747 | 0 | 218 | SCR
55109_G_T4 | PJM_ComEd | Illinois | 17 | Kane | 89 | 55109 | T4 | Rocky Road Power LLC | 12090 | 2000 | 9999 | Combustion Turbine |  |  |  | DLNB |  | Fossil | G | 2030 | NaturalGas |  | 0 | 0 | 0.014796 | 0.014796 | 0 | 0 | 0 | 0 | 0 | 0 | 0 | 0 | 0 | 0 | 0 | 0 | 0 | 0 | 1.2239 | 1.2239 | 0 | 0 | 0.86619 | 0.86619 | 0 | 0 | 1.0358e-09 | 1.0358e-09 | 0 | 0 | 0.00053467 | 0.00053467 | 0 | 0 | 0 | 0 | 0 | 0 | 0 | 0 | 2.0514 | 0 | 0 | 0.0079796 | 0.0079796 | 0 | 0 | 0.031967 | 0.031967 | 0 | 104
55109_G_TG1 | PJM_ComEd | Illinois | 17 | Kane | 89 | 55109 | TG1 | Rocky Road Power LLC | 12087 | 1999 | 9999 | Combustion Turbine |  |  |  | DLNB |  | Fossil | G | 2030 | NaturalGas |  | 0 | 0 | 0.014537 | 0.014537 | 0 | 0 | 0 | 0 | 0 | 0 | 0 | 0 | 0 | 0 | 0 | 0 | 0 | 0 | 1.2027 | 1.2027 | 0 | 0 | 0.85098 | 0.85098 | 0 | 0 | 1.0176e-09 | 1.0176e-09 | 0 | 0 | 0.00071099 | 0.00071099 | 0 | 0 | 0 | 0 | 0 | 0 | 0 | 0 | 2.0159 | 0 | 0 | 0.0078415 | 0.0078415 | 0 | 0 | 0.031406 | 0.031406 | 0 | 102.2
55109_G_TG2 | PJM_ComEd | Illinois | 17 | Kane | 89 | 55109 | TG2 | Rocky Road Power LLC | 12087 | 1999 | 9999 | Combustion Turbine |  |  |  | DLNB |  | Fossil | G | 2030 | NaturalGas |  | 0 | 0 | 0.014736 | 0.014736 | 0 | 0 | 0 | 0 | 0 | 0 | 0 | 0 | 0 | 0 | 0 | 0 | 0 | 0 | 1.2192 | 1.2192 | 0 | 0 | 0.86264 | 0.86264 | 0 | 0 | 1.0315e-09 | 1.0315e-09 | 0 | 0 | 0.00062606 | 0.00062606 | 0 | 0 | 0 | 0 | 0 | 0 | 0 | 0 | 2.0435 | 0 | 0 | 0.0079489 | 0.0079489 | 0 | 0 | 0.031837 | 0.031837 | 0 | 103.6
55109_G_TG3 | PJM_ComEd | Illinois | 17 | Kane | 89 | 55109 | TG3 | Rocky Road Power LLC | 12084 | 1999 | 9999 | Combustion Turbine |  |  |  | H2O |  | Fossil | G | 2030 | NaturalGas |  | 0 | 0 | 0.0040101 | 0.0040101 | 0 | 0 | 0 | 0 | 0 | 0 | 0 | 0 | 0 | 0 | 0 | 0 | 0 | 0 | 0.33185 | 0.33185 | 0 | 0 | 0.23475 | 0.23475 | 0 | 0 | 2.8071e-10 | 2.8071e-10 | 0 | 0 | 0.00028991 | 0.00028991 | 0 | 0 | 0 | 0 | 0 | 0 | 0 | 0 | 0.55625 | 0 | 0 | 0.0021637 | 0.0021637 | 0 | 0 | 0.0086638 | 0.0086638 | 0 | 28.2
55110_G_CT1 | PJM West | Ohio | 39 | Butler | 17 | 55110 | CT1 | Madison | 13489 | 2000 | 9999 | Combustion Turbine |  |  |  | DLNB |  | Fossil | G | 2030 | NaturalGas |  | 0.012268 | 0 | 0.010407 | 0.022675 | 0 | 0 | 0 | 0 | 0 | 0 | 0 | 0 | 0 | 0 | 0 | 0 | 0.90947 | 0 | 0.77155 | 1.681 | 0.71816 | 0 | 0.60925 | 1.3274 | 8.5875e-10 | 0 | 7.2852e-10 | 1.5873e-09 | 0.00020352 | 0 | 0.00017266 | 0.00037618 | 0 | 0 | 0 | 0 | 0 | 0 | 0 | 0 | 1.4005 | 0.0059298 | 0 | 0.0050305 | 0.01096 | 0.032687 | 0 | 0.020865 | 0.053553 | 0 | 71
55110_G_CT2 | PJM West | Ohio | 39 | Butler | 17 | 55110 | CT2 | Madison | 13489 | 2000 | 9999 | Combustion Turbine |  |  |  | DLNB |  | Fossil | G | 2030 | NaturalGas |  | 0.012268 | 0 | 0.010407 | 0.022675 | 0 | 0 | 0 | 0 | 0 | 0 | 0 | 0 | 0 | 0 | 0 | 0 | 0.90947 | 0 | 0.77155 | 1.681 | 0.71816 | 0 | 0.60925 | 1.3274 | 8.5875e-10 | 0 | 7.2852e-10 | 1.5873e-09 | 0.00024646 | 0 | 0.00020909 | 0.00045555 | 0 | 0 | 0 | 0 | 0 | 0 | 0 | 0 | 1.4005 | 0.0059298 | 0 | 0.0050305 | 0.01096 | 0.032687 | 0 | 0.020865 | 0.053553 | 0 | 71
55110_G_CT3 | PJM West | Ohio | 39 | Butler | 17 | 55110 | CT3 | Madison | 13488 | 2000 | 9999 | Combustion Turbine |  |  |  | DLNB |  | Fossil | G | 2030 | NaturalGas |  | 0.011921 | 0 | 0.010114 | 0.022035 | 0 | 0 | 0 | 0 | 0 | 0 | 0 | 0 | 0 | 0 | 0 | 0 | 0.88385 | 0 | 0.74982 | 1.6337 | 0.69788 | 0 | 0.59205 | 1.2899 | 8.345e-10 | 0 | 7.0795e-10 | 1.5424e-09 | 0.00022788 | 0 | 0.00019332 | 0.0004212 | 0 | 0 | 0 | 0 | 0 | 0 | 0 | 0 | 1.361 | 0.0057627 | 0 | 0.0048888 | 0.010652 | 0.031764 | 0 | 0.020276 | 0.05204 | 0 | 69
55110_G_CT4 | PJM West | Ohio | 39 | Butler | 17 | 55110 | CT4 | Madison | 13488 | 2000 | 9999 | Combustion Turbine |  |  |  | DLNB |  | Fossil | G | 2030 | NaturalGas |  | 0.012094 | 0 | 0.01026 | 0.022354 | 0 | 0 | 0 | 0 | 0 | 0 | 0 | 0 | 0 | 0 | 0 | 0 | 0.89666 | 0 | 0.76069 | 1.6573 | 0.70799 | 0 | 0.60063 | 1.3086 | 8.4659e-10 | 0 | 7.1821e-10 | 1.5648e-09 | 0.00024364 | 0 | 0.00020669 | 0.00045033 | 0 | 0 | 0 | 0 | 0 | 0 | 0 | 0 | 1.3808 | 0.0058462 | 0 | 0.0049597 | 0.010806 | 0.032225 | 0 | 0.02057 | 0.052795 | 0 | 70
55110_G_CT5 | PJM West | Ohio | 39 | Butler | 17 | 55110 | CT5 | Madison | 13488 | 2000 | 9999 | Combustion Turbine |  |  |  | DLNB |  | Fossil | G | 2030 | NaturalGas |  | 0.012094 | 0 | 0.01026 | 0.022354 | 0 | 0 | 0 | 0 | 0 | 0 | 0 | 0 | 0 | 0 | 0 | 0 | 0.89666 | 0 | 0.76069 | 1.6573 | 0.70799 | 0 | 0.60063 | 1.3086 | 8.4659e-10 | 0 | 7.1821e-10 | 1.5648e-09 | 0.00022205 | 0 | 0.00018838 | 0.00041043 | 0 | 0 | 0 | 0 | 0 | 0 | 0 | 0 | 1.3808 | 0.0058462 | 0 | 0.0049597 | 0.010806 | 0.032225 | 0 | 0.02057 | 0.052795 | 0 | 70
55110_G_CT6 | PJM West | Ohio | 39 | Butler | 17 | 55110 | CT6 | Madison | 13489 | 2000 | 9999 | Combustion Turbine |  |  |  | DLNB |  | Fossil | G | 2030 | NaturalGas |  | 0.012441 | 0 | 0.010554 | 0.022995 | 0 | 0 | 0 | 0 | 0 | 0 | 0 | 0 | 0 | 0 | 0 | 0 | 0.92228 | 0 | 0.78242 | 1.7047 | 0.72828 | 0 | 0.61783 | 1.3461 | 8.7085e-10 | 0 | 7.3878e-10 | 1.6096e-09 | 0.00022766 | 0 | 0.00019314 | 0.0004208 | 0 | 0 | 0 | 0 | 0 | 0 | 0 | 0 | 1.4202 | 0.0060133 | 0 | 0.0051014 | 0.011115 | 0.033148 | 0 | 0.021159 | 0.054307 | 0 | 72
55110_G_CT7 | PJM West | Ohio | 39 | Butler | 17 | 55110 | CT7 | Madison | 13489 | 2000 | 9999 | Combustion Turbine |  |  |  | DLNB |  | Fossil | G | 2030 | NaturalGas |  | 0.012613 | 0 | 0.010701 | 0.023314 | 0 | 0 | 0 | 0 | 0 | 0 | 0 | 0 | 0 | 0 | 0 | 0 | 0.93509 | 0 | 0.79329 | 1.7284 | 0.73839 | 0 | 0.62642 | 1.3648 | 8.8294e-10 | 0 | 7.4904e-10 | 1.632e-09 | 0.00021033 | 0 | 0.00017843 | 0.00038876 | 0 | 0 | 0 | 0 | 0 | 0 | 0 | 0 | 1.4399 | 0.0060968 | 0 | 0.0051722 | 0.011269 | 0.033608 | 0 | 0.021453 | 0.055061 | 0 | 73
55110_G_CT8 | PJM West | Ohio | 39 | Butler | 17 | 55110 | CT8 | Madison | 13488 | 2000 | 9999 | Combustion Turbine |  |  |  | DLNB |  | Fossil | G | 2030 | NaturalGas |  | 0.012094 | 0 | 0.01026 | 0.022354 | 0 | 0 | 0 | 0 | 0 | 0 | 0 | 0 | 0 | 0 | 0 | 0 | 0.89666 | 0 | 0.76069 | 1.6573 | 0.70799 | 0 | 0.60063 | 1.3086 | 8.4659e-10 | 0 | 7.1821e-10 | 1.5648e-09 | 0.00020911 | 0 | 0.0001774 | 0.00038651 | 0 | 0 | 0 | 0 | 0 | 0 | 0 | 0 | 1.3808 | 0.0058462 | 0 | 0.0049597 | 0.010806 | 0.032225 | 0 | 0.02057 | 0.052795 | 0 | 70
55111_G_CT1 | MISO_Indiana (including parts of Kentucky) | Indiana | 18 | Vermillion | 165 | 55111 | CT1 | Vermillion Energy Facility | 13654 | 2000 | 9999 | Combustion Turbine |  |  |  | DLNB |  | Fossil | G | 2030 | NaturalGas |  | 0.013325 | 0 | 0.019174 | 0.0325 | 0 | 0 | 0 | 0 | 0 | 0 | 0 | 0 | 0 | 0 | 0 | 0 | 0.97594 | 0 | 1.4043 | 2.3802 | 0.78007 | 0 | 1.1225 | 1.9025 | 9.3278e-10 | 0 | 1.3422e-09 | 2.275e-09 | 0.00024199 | 0 | 0.00034821 | 0.0005902 | 0 | 0 | 0 | 0 | 0 | 0 | 0 | 0 | 1.4202 | 0.0063631 | 0 | 0.0091561 | 0.015519 | 0.036756 | 0 | 0.042248 | 0.079004 | 0 | 72
55111_G_CT2 | MISO_Indiana (including parts of Kentucky) | Indiana | 18 | Vermillion | 165 | 55111 | CT2 | Vermillion Energy Facility | 13654 | 2000 | 9999 | Combustion Turbine |  |  |  | DLNB |  | Fossil | G | 2030 | NaturalGas |  | 0.013325 | 0 | 0.019174 | 0.0325 | 0 | 0 | 0 | 0 | 0 | 0 | 0 | 0 | 0 | 0 | 0 | 0 | 0.97594 | 0 | 1.4043 | 2.3802 | 0.78007 | 0 | 1.1225 | 1.9025 | 9.3278e-10 | 0 | 1.3422e-09 | 2.275e-09 | 0.00023293 | 0 | 0.00033517 | 0.0005681 | 0 | 0 | 0 | 0 | 0 | 0 | 0 | 0 | 1.4202 | 0.0063631 | 0 | 0.0091561 | 0.015519 | 0.036756 | 0 | 0.042248 | 0.079004 | 0 | 72
55111_G_CT3 | MISO_Indiana (including parts of Kentucky) | Indiana | 18 | Vermillion | 165 | 55111 | CT3 | Vermillion Energy Facility | 13659 | 2000 | 9999 | Combustion Turbine |  |  |  | DLNB |  | Fossil | G | 2030 | NaturalGas |  | 0.013145 | 0 | 0.018915 | 0.03206 | 0 | 0 | 0 | 0 | 0 | 0 | 0 | 0 | 0 | 0 | 0 | 0 | 0.96238 | 0 | 1.3848 | 2.3472 | 0.76952 | 0 | 1.1073 | 1.8768 | 9.2016e-10 | 0 | 1.3241e-09 | 2.2442e-09 | 0.00023753 | 0 | 0.0003418 | 0.00057933 | 0 | 0 | 0 | 0 | 0 | 0 | 0 | 0 | 1.4005 | 0.0062747 | 0 | 0.0090289 | 0.015304 | 0.036259 | 0 | 0.041676 | 0.077935 | 0 | 71
55111_G_CT4 | MISO_Indiana (including parts of Kentucky) | Indiana | 18 | Vermillion | 165 | 55111 | CT4 | Vermillion Energy Facility | 13650 | 2000 | 9999 | Combustion Turbine |  |  |  | DLNB |  | Fossil | G | 2030 | NaturalGas |  | 0.013507 | 0 | 0.019435 | 0.032942 | 0 | 0 | 0 | 0 | 0 | 0 | 0 | 0 | 0 | 0 | 0 | 0 | 0.98949 | 0 | 1.4238 | 2.4133 | 0.79068 | 0 | 1.1377 | 1.9284 | 9.4546e-10 | 0 | 1.3605e-09 | 2.3059e-09 | 0.00022131 | 0 | 0.00031844 | 0.00053975 | 0 | 0 | 0 | 0 | 0 | 0 | 0 | 0 | 1.4399 | 0.0064515 | 0 | 0.0092833 | 0.015735 | 0.037255 | 0 | 0.042822 | 0.080077 | 0 | 73
55111_G_CT5 | MISO_Indiana (including parts of Kentucky) | Indiana | 18 | Vermillion | 165 | 55111 | CT5 | Vermillion Energy Facility | 13659 | 2000 | 9999 | Combustion Turbine |  |  |  | DLNB |  | Fossil | G | 2030 | NaturalGas |  | 0.013145 | 0 | 0.018915 | 0.03206 | 0 | 0 | 0 | 0 | 0 | 0 | 0 | 0 | 0 | 0 | 0 | 0 | 0.96238 | 0 | 1.3848 | 2.3472 | 0.76952 | 0 | 1.1073 | 1.8768 | 9.2016e-10 | 0 | 1.3241e-09 | 2.2442e-09 | 0.00028157 | 0 | 0.00040516 | 0.00068673 | 0 | 0 | 0 | 0 | 0 | 0 | 0 | 0 | 1.4005 | 0.0062747 | 0 | 0.0090289 | 0.015304 | 0.036259 | 0 | 0.041676 | 0.077935 | 0 | 71
55111_G_CT6 | MISO_Indiana (including parts of Kentucky) | Indiana | 18 | Vermillion | 165 | 55111 | CT6 | Vermillion Energy Facility | 13654 | 2000 | 9999 | Combustion Turbine |  |  |  | DLNB |  | Fossil | G | 2030 | NaturalGas |  | 0.013325 | 0 | 0.019174 | 0.0325 | 0 | 0 | 0 | 0 | 0 | 0 | 0 | 0 | 0 | 0 | 0 | 0 | 0.97594 | 0 | 1.4043 | 2.3802 | 0.78007 | 0 | 1.1225 | 1.9025 | 9.3278e-10 | 0 | 1.3422e-09 | 2.275e-09 | 0.00024972 | 0 | 0.00035933 | 0.00060905 | 0 | 0 | 0 | 0 | 0 | 0 | 0 | 0 | 1.4202 | 0.0063631 | 0 | 0.0091561 | 0.015519 | 0.036756 | 0 | 0.042248 | 0.079004 | 0 | 72
55111_G_CT7 | MISO_Indiana (including parts of Kentucky) | Indiana | 18 | Vermillion | 165 | 55111 | CT7 | Vermillion Energy Facility | 13654 | 2000 | 9999 | Combustion Turbine |  |  |  | DLNB |  | Fossil | G | 2030 | NaturalGas |  | 0.013325 | 0 | 0.019174 | 0.0325 | 0 | 0 | 0 | 0 | 0 | 0 | 0 | 0 | 0 | 0 | 0 | 0 | 0.97594 | 0 | 1.4043 | 2.3802 | 0.78007 | 0 | 1.1225 | 1.9025 | 9.3278e-10 | 0 | 1.3422e-09 | 2.275e-09 | 0.00021334 | 0 | 0.00030698 | 0.00052032 | 0 | 0 | 0 | 0 | 0 | 0 | 0 | 0 | 1.4202 | 0.0063631 | 0 | 0.0091561 | 0.015519 | 0.036756 | 0 | 0.042248 | 0.079004 | 0 | 72
55111_G_CT8 | MISO_Indiana (including parts of Kentucky) | Indiana | 18 | Vermillion | 165 | 55111 | CT8 | Vermillion Energy Facility | 13650 | 2000 | 9999 | Combustion Turbine |  |  |  | DLNB |  | Fossil | G | 2030 | NaturalGas |  | 0.013507 | 0 | 0.019435 | 0.032942 | 0 | 0 | 0 | 0 | 0 | 0 | 0 | 0 | 0 | 0 | 0 | 0 | 0.98949 | 0 | 1.4238 | 2.4133 | 0.79068 | 0 | 1.1377 | 1.9284 | 9.4546e-10 | 0 | 1.3605e-09 | 2.3059e-09 | 0.00022367 | 0 | 0.00032184 | 0.00054551 | 0 | 0 | 0 | 0 | 0 | 0 | 0 | 0 | 1.4399 | 0.0064515 | 0 | 0.0092833 | 0.015735 | 0.037255 | 0 | 0.042822 | 0.080077 | 0 | 73
55112_G_CT01 | WECC_Northern California (not including BANC) | California | 6 | Sutter | 101 | 55112 | CT01 | Sutter Energy Center | 7766 | 2001 | 9999 | Combined Cycle |  |  | SCR | DLNB |  | Fossil | G | 2030 | NaturalGas |  | 2.3895 | 0.39493 | 1.249 | 4.0335 | 0 | 0 | 0 | 0 | 0 | 0 | 0 | 0 | 0 | 0 | 0 | 0 | 307.6867 | 50.8538 | 160.8349 | 519.3754 | 139.881 | 23.1192 | 73.119 | 236.1193 | 1.6726e-07 | 2.7645e-08 | 8.7433e-08 | 2.8234e-07 | 0.074914 | 0.012382 | 0.039159 | 0.12645 | 0 | 0 | 0 | 0 | 0 | 0 | 0 | 0 | 5.9965 | 0.70308 | 0.20787 | 0.53648 | 1.4474 | 8.1631 | 1.0678 | 3.5002 | 12.7311 | 0 | 175 | SCR
55112_G_CT02 | WECC_Northern California (not including BANC) | California | 6 | Sutter | 101 | 55112 | CT02 | Sutter Energy Center | 7766 | 2001 | 9999 | Combined Cycle |  |  | SCR | DLNB |  | Fossil | G | 2030 | NaturalGas |  | 2.3895 | 0.39493 | 1.249 | 4.0335 | 0 | 0 | 0 | 0 | 0 | 0 | 0 | 0 | 0 | 0 | 0 | 0 | 307.6867 | 50.8538 | 160.8349 | 519.3754 | 139.881 | 23.1192 | 73.119 | 236.1193 | 1.6726e-07 | 2.7645e-08 | 8.7433e-08 | 2.8234e-07 | 0.074914 | 0.012382 | 0.039159 | 0.12645 | 0 | 0 | 0 | 0 | 0 | 0 | 0 | 0 | 5.9965 | 0.70308 | 0.20787 | 0.53648 | 1.4474 | 8.1631 | 1.0678 | 3.5002 | 12.7311 | 0 | 175 | SCR
55112_G_ST01 | WECC_Northern California (not including BANC) | California | 6 | Sutter | 101 | 55112 | ST01 | Sutter Energy Center | 7766 | 2001 | 9999 | Combined Cycle |  |  | SCR | LNB |  | Fossil | G | 2030 | NaturalGas |  | 2.4578 | 0.40621 | 1.2847 | 4.1487 | 0 | 0 | 0 | 0 | 0 | 0 | 0 | 0 | 0 | 0 | 0 | 0 | 316.4778 | 52.3067 | 165.4302 | 534.2147 | 143.8777 | 23.7798 | 75.2081 | 242.8656 | 1.7204e-07 | 2.8435e-08 | 8.9931e-08 | 2.9041e-07 | 0.077054 | 0.012735 | 0.040278 | 0.13007 | 0 | 0 | 0 | 0 | 0 | 0 | 0 | 0 | 6.1678 | 0.72317 | 0.21381 | 0.55181 | 1.4888 | 8.3963 | 1.0983 | 3.6003 | 13.0948 | 0 | 180 | SCR
55116_G_CT1 | SERC_VACAR | North Carolina | 37 | Rockingham | 157 | 55116 | CT1 | Rockingham County CT Station | 11013 | 2000 | 9999 | Combustion Turbine |  |  |  | DLNB + H2O |  | Fossil | G | 2030 | NaturalGas |  | 0.13102 | 0.01949 | 0.0016456 | 0.15215 | 0 | 0 | 0 | 0 | 0 | 0 | 0 | 0 | 0 | 0 | 0 | 0 | 11.8967 | 1.7697 | 0.14942 | 13.8158 | 7.6698 | 1.1409 | 0.096331 | 8.907 | 9.1713e-09 | 1.3643e-09 | 1.1519e-10 | 1.0651e-08 | 0.0031752 | 0.00047233 | 3.988e-05 | 0.0036874 | 0 | 0 | 0 | 0 | 0 | 0 | 0 | 0 | 3.2547 | 0.054844 | 0.0081583 | 0.00068883 | 0.063691 | 0.42424 | 0.053967 | 0.004505 | 0.48271 | 0 | 165
55116_G_CT2 | SERC_VACAR | North Carolina | 37 | Rockingham | 157 | 55116 | CT2 | Rockingham County CT Station | 11013 | 2000 | 9999 | Combustion Turbine |  |  |  | DLNB + H2O |  | Fossil | G | 2030 | NaturalGas |  | 0.13102 | 0.01949 | 0.0016456 | 0.15215 | 0 | 0 | 0 | 0 | 0 | 0 | 0 | 0 | 0 | 0 | 0 | 0 | 11.8967 | 1.7697 | 0.14942 | 13.8158 | 7.6698 | 1.1409 | 0.096331 | 8.907 | 9.1713e-09 | 1.3643e-09 | 1.1519e-10 | 1.0651e-08 | 0.0031398 | 0.00046707 | 3.9436e-05 | 0.0036463 | 0 | 0 | 0 | 0 | 0 | 0 | 0 | 0 | 3.2547 | 0.054844 | 0.0081583 | 0.00068883 | 0.063691 | 0.42424 | 0.053967 | 0.004505 | 0.48271 | 0 | 165
55116_G_CT3 | SERC_VACAR | North Carolina | 37 | Rockingham | 157 | 55116 | CT3 | Rockingham County CT Station | 11013 | 2000 | 9999 | Combustion Turbine |  |  |  | DLNB + H2O |  | Fossil | G | 2030 | NaturalGas |  | 0.13102 | 0.01949 | 0.0016456 | 0.15215 | 0 | 0 | 0 | 0 | 0 | 0 | 0 | 0 | 0 | 0 | 0 | 0 | 11.8967 | 1.7697 | 0.14942 | 13.8158 | 7.6698 | 1.1409 | 0.096331 | 8.907 | 9.1713e-09 | 1.3643e-09 | 1.1519e-10 | 1.0651e-08 | 0.0032296 | 0.00048042 | 4.0563e-05 | 0.0037506 | 0 | 0 | 0 | 0 | 0 | 0 | 0 | 0 | 3.2547 | 0.054844 | 0.0081583 | 0.00068883 | 0.063691 | 0.42424 | 0.053967 | 0.004505 | 0.48271 | 0 | 165
55116_G_CT4 | SERC_VACAR | North Carolina | 37 | Rockingham | 157 | 55116 | CT4 | Rockingham County CT Station | 11013 | 2000 | 9999 | Combustion Turbine |  |  |  | DLNB + H2O |  | Fossil | G | 2030 | NaturalGas |  | 0.13102 | 0.01949 | 0.0016456 | 0.15215 | 0 | 0 | 0 | 0 | 0 | 0 | 0 | 0 | 0 | 0 | 0 | 0 | 11.8967 | 1.7697 | 0.14942 | 13.8158 | 7.6698 | 1.1409 | 0.096331 | 8.907 | 9.1713e-09 | 1.3643e-09 | 1.1519e-10 | 1.0651e-08 | 0.0031398 | 0.00046707 | 3.9436e-05 | 0.0036463 | 0 | 0 | 0 | 0 | 0 | 0 | 0 | 0 | 3.2547 | 0.054844 | 0.0081583 | 0.00068883 | 0.063691 | 0.42424 | 0.053967 | 0.004505 | 0.48271 | 0 | 165
55116_G_CT5 | SERC_VACAR | North Carolina | 37 | Rockingham | 157 | 55116 | CT5 | Rockingham County CT Station | 11013 | 2000 | 9999 | Combustion Turbine |  |  |  | DLNB + H2O |  | Fossil | G | 2030 | NaturalGas |  | 0.13102 | 0.01949 | 0.0016456 | 0.15215 | 0 | 0 | 0 | 0 | 0 | 0 | 0 | 0 | 0 | 0 | 0 | 0 | 11.8967 | 1.7697 | 0.14942 | 13.8158 | 7.6698 | 1.1409 | 0.096331 | 8.907 | 9.1713e-09 | 1.3643e-09 | 1.1519e-10 | 1.0651e-08 | 0.0031949 | 0.00047525 | 4.0127e-05 | 0.0037103 | 0 | 0 | 0 | 0 | 0 | 0 | 0 | 0 | 3.2547 | 0.054844 | 0.0081583 | 0.00068883 | 0.063691 | 0.42424 | 0.053967 | 0.004505 | 0.48271 | 0 | 165
55117_G_RS-4 | MISO_WOTAB (including Western) | Louisiana | 22 | Calcasieu | 19 | 55117 | RS-4 | RS Cogen | 7092 | 2002 | 9999 | Combined Cycle |  |  | SCR | LNB |  | Fossil | G | 2030 | NaturalGas |  | 0.99754 | 1.1474 | 1.8698 | 4.0148 | 0 | 0 | 0 | 0 | 0 | 0 | 0 | 0 | 0 | 0 | 0 | 0 | 140.6568 | 161.7911 | 263.6543 | 566.1022 | 72.1467 | 82.9871 | 135.2355 | 290.3694 | 8.627e-08 | 9.9233e-08 | 1.6171e-07 | 3.4721e-07 | 0.033063 | 0.038031 | 0.013861 | 0.084955 | 0 | 0 | 0 | 0 | 0 | 0 | 0 | 0 | 2.0404 | 0.32141 | 0.3697 | 0.60247 | 1.2936 | 2.8076 | 2.8749 | 4.4379 | 10.1204 | 0 | 80 | SCR
55117_G_RS-5 | MISO_WOTAB (including Western) | Louisiana | 22 | Calcasieu | 19 | 55117 | RS-5 | RS Cogen | 7092 | 2002 | 9999 | Combined Cycle |  |  | SCR | DLNB |  | Fossil | G | 2030 | NaturalGas |  | 2.0911 | 2.4053 | 3.9196 | 8.416 | 0 | 0 | 0 | 0 | 0 | 0 | 0 | 0 | 0 | 0 | 0 | 0 | 294.8518 | 339.1546 | 552.6853 | 1186.6917 | 151.2376 | 173.9617 | 283.4875 | 608.6868 | 1.8084e-07 | 2.0802e-07 | 3.3898e-07 | 7.2785e-07 | 0.069309 | 0.079722 | 0.029056 | 0.17809 | 0 | 0 | 0 | 0 | 0 | 0 | 0 | 0 | 4.2771 | 0.67375 | 0.77499 | 1.2629 | 2.7117 | 5.8854 | 6.0264 | 9.303 | 21.2149 | 0 | 167.7 | SCR
55117_G_RS-6 | MISO_WOTAB (including Western) | Louisiana | 22 | Calcasieu | 19 | 55117 | RS-6 | RS Cogen | 7092 | 2002 | 9999 | Combined Cycle |  |  | SCR | DLNB |  | Fossil | G | 2030 | NaturalGas |  | 2.0911 | 2.4053 | 3.9196 | 8.416 | 0 | 0 | 0 | 0 | 0 | 0 | 0 | 0 | 0 | 0 | 0 | 0 | 294.8518 | 339.1546 | 552.6853 | 1186.6917 | 151.2376 | 173.9617 | 283.4875 | 608.6868 | 1.8084e-07 | 2.0802e-07 | 3.3898e-07 | 7.2785e-07 | 0.069309 | 0.079722 | 0.029056 | 0.17809 | 0 | 0 | 0 | 0 | 0 | 0 | 0 | 0 | 4.2771 | 0.67375 | 0.77499 | 1.2629 | 2.7117 | 5.8854 | 6.0264 | 9.303 | 21.2149 | 0 | 167.7 | SCR
55122_G_UN1 | MISO_WOTAB (including Western) | Texas | 48 | Jefferson | 245 | 55122 | UN1 | NAFTA Region Olefins Complex Cogen Fac | 8700 | 2001 | 9999 | Combustion Turbine | [5 empty] | Fossil | G | 2030 | NaturalGas |  | 0.035135 | 0.024284 | 0.29504 | 0.35446 | 0 | 0 | 0 | 0 | 0 | 0 | 0 | 0 | 0 | 0 | 0 | 0 | 4.0385 | 2.7913 | 33.9124 | 40.7422 | 3.027 | 2.0922 | 25.4189 | 30.5382 | 3.6196e-09 | 2.5018e-09 | 3.0395e-08 | 3.6516e-08 | 0.00070867 | 0.00048982 | 0.0059509 | 0.0071494 | 0 | 0 | 0 | 0 | 0 | 0 | 0 | 0 | 0.69038 | 0.022454 | 0.01552 | 0.18855 | 0.22653 | 0.098888 | 0.060844 | 0.70025 | 0.85999 | 0 | 35
55122_G_UN2 | MISO_WOTAB (including Western) | Texas | 48 | Jefferson | 245 | 55122 | UN2 | NAFTA Region Olefins Complex Cogen Fac | 8700 | 2001 | 9999 | Combustion Turbine | [5 empty] | Fossil | G | 2030 | NaturalGas |  | 0.035135 | 0.024284 | 0.29504 | 0.35446 | 0 | 0 | 0 | 0 | 0 | 0 | 0 | 0 | 0 | 0 | 0 | 0 | 4.0385 | 2.7913 | 33.9124 | 40.7422 | 3.027 | 2.0922 | 25.4189 | 30.5382 | 3.6196e-09 | 2.5018e-09 | 3.0395e-08 | 3.6516e-08 | 0.00088138 | 0.00060919 | 0.0074012 | 0.0088917 | 0 | 0 | 0 | 0 | 0 | 0 | 0 | 0 | 0.69038 | 0.022454 | 0.01552 | 0.18855 | 0.22653 | 0.098888 | 0.060844 | 0.70025 | 0.85999 | 0 | 35
55123_G_CTG1 | ERCOT_Rest | Texas | 48 | Hidalgo | 215 | 55123 | CTG1 | Magic Valley Generating Station | 7300 | 2002 | 9999 | Combined Cycle |  |  | SCR |  |  | Fossil | G | 2030 | NaturalGas |  | 0.70913 | 0.29678 | 2.7459 | 3.7518 | 0 | 0 | 0 | 0 | 0 | 0 | 0 | 0 | 0 | 0 | 0 | 0 | 97.1411 | 40.6553 | 376.1523 | 513.9487 | 41.5125 | 17.3737 | 160.7457 | 219.6319 | 4.9639e-08 | 2.0775e-08 | 1.9221e-07 | 2.6263e-07 | 0.0050969 | 0.0021332 | 0.016475 | 0.023706 | 0 | 0 | 0 | 0 | 0 | 0 | 0 | 0 | 6.981 | 0.32402 | 0.16618 | 0.97972 | 1.4699 | 1.8914 | 0.69688 | 6.1337 | 8.722 | 0 | 221 | SCR
55123_G_CTG2 | ERCOT_Rest | Texas | 48 | Hidalgo | 215 | 55123 | CTG2 | Magic Valley Generating Station | 7300 | 2002 | 9999 | Combined Cycle |  |  | SCR |  |  | Fossil | G | 2030 | NaturalGas |  | 0.70913 | 0.29678 | 2.7459 | 3.7518 | 0 | 0 | 0 | 0 | 0 | 0 | 0 | 0 | 0 | 0 | 0 | 0 | 97.1411 | 40.6553 | 376.1523 | 513.9487 | 41.5125 | 17.3737 | 160.7457 | 219.6319 | 4.9639e-08 | 2.0775e-08 | 1.9221e-07 | 2.6263e-07 | 0.0050969 | 0.0021332 | 0.016475 | 0.023706 | 0 | 0 | 0 | 0 | 0 | 0 | 0 | 0 | 6.981 | 0.32402 | 0.16618 | 0.97972 | 1.4699 | 1.8914 | 0.69688 | 6.1337 | 8.722 | 0 | 221 | SCR
55123_G_STG | ERCOT_Rest | Texas | 48 | Hidalgo | 215 | 55123 | STG | Magic Valley Generating Station | 7300 | 2002 | 9999 | Combined Cycle |  |  | SCR |  |  | Fossil | G | 2030 | NaturalGas |  | 0.7701 | 0.3223 | 2.982 | 4.0744 | 0 | 0 | 0 | 0 | 0 | 0 | 0 | 0 | 0 | 0 | 0 | 0 | 105.4926 | 44.1506 | 408.4911 | 558.1343 | 45.0814 | 18.8674 | 174.5654 | 238.5142 | 5.3907e-08 | 2.2561e-08 | 2.0874e-07 | 2.8521e-07 | 0.0055351 | 0.0023166 | 0.017892 | 0.025744 | 0 | 0 | 0 | 0 | 0 | 0 | 0 | 0 | 7.5811 | 0.35188 | 0.18047 | 1.0639 | 1.5963 | 2.054 | 0.75679 | 6.6611 | 9.4718 | 0 | 240 | SCR
55124_G_CTG1 | WECC_Arizona | Arizona | 4 | Mohave | 15 | 55124 | CTG1 | Griffith Energy LLC | 7359 | 2002 | 9999 | Combined Cycle |  |  | SCR | DLNB |  | Fossil | G | 2030 | NaturalGas |  | 1.902 | 2.5782 | 3.5652 | 8.0454 | 0 | 0 | 0 | 0 | 0 | 0 | 0 | 0 | 0 | 0 | 0 | 0 | 258.4569 | 350.3526 | 484.4648 | 1093.2743 | 111.3421 | 150.9305 | 208.7054 | 470.978 | 1.3314e-07 | 1.8048e-07 | 2.4956e-07 | 5.6318e-07 | 0.0092234 | 0.012503 | 0.017289 | 0.039015 | 0 | 0 | 0 | 0 | 0 | 0 | 0 | 0 | 4.6434 | 0.59059 | 0.80058 | 1.107 | 2.4982 | 5.8646 | 6.2652 | 9.3626 | 21.4924 | 0 | 147 | SCR
55124_G_CTG2 | WECC_Arizona | Arizona | 4 | Mohave | 15 | 55124 | CTG2 | Griffith Energy LLC | 7359 | 2002 | 9999 | Combined Cycle |  |  | SCR | DLNB |  | Fossil | G | 2030 | NaturalGas |  | 1.902 | 2.5782 | 3.5652 | 8.0454 | 0 | 0 | 0 | 0 | 0 | 0 | 0 | 0 | 0 | 0 | 0 | 0 | 258.4569 | 350.3526 | 484.4648 | 1093.2743 | 111.3421 | 150.9305 | 208.7054 | 470.978 | 1.3314e-07 | 1.8048e-07 | 2.4956e-07 | 5.6318e-07 | 0.0092234 | 0.012503 | 0.017289 | 0.039015 | 0 | 0 | 0 | 0 | 0 | 0 | 0 | 0 | 4.6434 | 0.59059 | 0.80058 | 1.107 | 2.4982 | 5.8646 | 6.2652 | 9.3626 | 21.4924 | 0 | 147 | SCR
55124_G_STG | WECC_Arizona | Arizona | 4 | Mohave | 15 | 55124 | STG | Griffith Energy LLC | 7359 | 2002 | 9999 | Combined Cycle |  |  | SCR | DLNB |  | Fossil | G | 2030 | NaturalGas |  | 3.5711 | 4.8408 | 6.6938 | 15.1057 | 0 | 0 | 0 | 0 | 0 | 0 | 0 | 0 | 0 | 0 | 0 | 0 | 485.2659 | 657.8049 | 909.6074 | 2052.6782 | 209.0506 | 283.3796 | 391.8551 | 884.2853 | 2.4998e-07 | 3.3886e-07 | 4.6857e-07 | 1.0574e-06 | 0.017317 | 0.023475 | 0.032461 | 0.073253 | 0 | 0 | 0 | 0 | 0 | 0 | 0 | 0 | 8.7183 | 1.1089 | 1.5031 | 2.0785 | 4.6905 | 11.011 | 11.7632 | 17.5788 | 40.353 | 0 | 276 | SCR
55125_G_WGNS | WECC_Pacific Northwest | Oregon | 41 | Umatilla | 59 | 55125 | WGNS | Vansycle | 0 | 1998 | 9999 | Onshore Wind | [5 empty] | Non-Fossil | G | 2030 | Wind |  | 0 | 0 | 0 | 0 | 0 | 0 | 0 | 0 | 0 | 0 | 0 | 0 | 0 | 0 | 0 | 0 | 10.0246 | 17.4826 | 28.6401 | 56.1473 | 0 | 0 | 0 | 0 | 0 | 0 | 0 | 0 | 0 | 0 | 0 | 0 | 0 | 0 | 0 | 0 | 0 | 0 | 0 | 0 | 1.06 | 0 | 0 | 0 | 0 | 0 | 0 | 0 | 0 | 0 | 25
55126_G_CA01 | ISONE_Connecticut | Connecticut | 9 | New Haven | 9 | 55126 | CA01 | Milford Power Project | 7328 | 2004 | 9999 | Combined Cycle |  |  | SCR | H2O |  | Fossil | G | 2030 | NaturalGas |  | 0.045245 | 0 | 1.7193 | 1.7645 | 0 | 0 | 0 | 0 | 0 | 0 | 0 | 0 | 0 | 0 | 0 | 0 | 6.1742 | 0 | 234.6176 | 240.7919 | 2.6486 | 0 | 100.6465 | 103.2952 | 3.1671e-09 | 0 | 1.2035e-07 | 1.2352e-07 | 0.00015059 | 0 | 0.0057225 | 0.0058731 | 0 | 0 | 0 | 0 | 0 | 0 | 0 | 0 | 8.5572 | 0.025439 | 0 | 0.72673 | 0.75217 | 0.29858 | 0 | 3.3659 | 3.6645 | 0 | 270.9 | SCR
55126_G_CA02 | ISONE_Connecticut | Connecticut | 9 | New Haven | 9 | 55126 | CA02 | Milford Power Project | 7337 | 2004 | 9999 | Combined Cycle |  |  | SCR | H2O |  | Fossil | G | 2030 | NaturalGas |  | 0.044598 | 0 | 1.6947 | 1.7393 | 0 | 0 | 0 | 0 | 0 | 0 | 0 | 0 | 0 | 0 | 0 | 0 | 6.0785 | 0 | 230.9801 | 237.0587 | 2.6108 | 0 | 99.2078 | 101.8186 | 3.1219e-09 | 0 | 1.1863e-07 | 1.2175e-07 | 0.0001398 | 0 | 0.0053122 | 0.005452 | 0 | 0 | 0 | 0 | 0 | 0 | 0 | 0 | 8.4245 | 0.025044 | 0 | 0.71546 | 0.74051 | 0.29432 | 0 | 3.3178 | 3.6121 | 0 | 266.7 | SCR
55127_G_UN1 | WECC_Colorado | Colorado | 8 | Morgan | 87 | 55127 | UN1 | Manchief Electric Generating Station | 10745 | 2000 | 9999 | Combustion Turbine |  |  |  | DLNB |  | Fossil | G | 2030 | NaturalGas |  | 0 | 0.0036336 | 0.10794 | 0.11157 | 0 | 0 | 0 | 0 | 0 | 0 | 0 | 0 | 0 | 0 | 0 | 0 | 0 | 0.33817 | 10.0456 | 10.3838 | 0 | 0.21271 | 6.3188 | 6.5315 | 0 | 2.5435e-10 | 7.5558e-09 | 7.8102e-09 | 0 | 0.000101 | 0.0030002 | 0.0031012 | 0 | 0 | 0 | 0 | 0 | 0 | 0 | 0 | 2.6037 | 0 | 0.001559 | 0.04631 | 0.047869 | 0 | 0.0087182 | 0.23299 | 0.24171 | 0 | 132
55127_G_UN2 | WECC_Colorado | Colorado | 8 | Morgan | 87 | 55127 | UN2 | Manchief Electric Generating Station | 10745 | 2000 | 9999 | Combustion Turbine |  |  |  | DLNB |  | Fossil | G | 2030 | NaturalGas |  | 0 | 0.0036336 | 0.10794 | 0.11157 | 0 | 0 | 0 | 0 | 0 | 0 | 0 | 0 | 0 | 0 | 0 | 0 | 0 | 0.33817 | 10.0456 | 10.3838 | 0 | 0.21271 | 6.3188 | 6.5315 | 0 | 2.5435e-10 | 7.5558e-09 | 7.8102e-09 | 0 | 9.9907e-05 | 0.0029678 | 0.0030677 | 0 | 0 | 0 | 0 | 0 | 0 | 0 | 0 | 2.6037 | 0 | 0.001559 | 0.04631 | 0.047869 | 0 | 0.0087182 | 0.23299 | 0.24171 | 0 | 132
55128_G_101G | SERC_Southeastern | Georgia | 13 | Walton | 297 | 55128 | 101G | Walton County Power LLC | 10745 | 2001 | 9999 | Combustion Turbine |  |  |  | DLNB |  | Fossil | G | 2030 | NaturalGas |  | 0.50126 | 0.39758 | 3.192 | 4.0909 | 0 | 0 | 0 | 0 | 0 | 0 | 0 | 0 | 0 | 0 | 0 | 0 | 46.6505 | 37.0014 | 297.0699 | 380.7218 | 29.3437 | 23.2744 | 186.8606 | 239.4787 | 3.5088e-08 | 2.7831e-08 | 2.2344e-07 | 2.8636e-07 | 0.013223 | 0.010488 | 0.084205 | 0.10792 | 0 | 0 | 0 | 0 | 0 | 0 | 0 | 0 | 2.9884 | 0.21506 | 0.17058 | 1.3695 | 1.7551 | 1.4401 | 0.99281 | 8.5267 | 10.9596 | 0 | 151.5
55128_G_102G | SERC_Southeastern | Georgia | 13 | Walton | 297 | 55128 | 102G | Walton County Power LLC | 10745 | 2001 | 9999 | Combustion Turbine |  |  |  | DLNB |  | Fossil | G | 2030 | NaturalGas |  | 0.50126 | 0.39758 | 3.192 | 4.0909 | 0 | 0 | 0 | 0 | 0 | 0 | 0 | 0 | 0 | 0 | 0 | 0 | 46.6505 | 37.0014 | 297.0699 | 380.7218 | 29.3437 | 23.2744 | 186.8606 | 239.4787 | 3.5088e-08 | 2.7831e-08 | 2.2344e-07 | 2.8636e-07 | 0.012466 | 0.0098878 | 0.079385 | 0.10174 | 0 | 0 | 0 | 0 | 0 | 0 | 0 | 0 | 2.9884 | 0.21506 | 0.17058 | 1.3695 | 1.7551 | 1.4401 | 0.99281 | 8.5267 | 10.9596 | 0 | 151.5
55128_G_103G | SERC_Southeastern | Georgia | 13 | Walton | 297 | 55128 | 103G | Walton County Power LLC | 10745 | 2001 | 9999 | Combustion Turbine |  |  |  | DLNB |  | Fossil | G | 2030 | NaturalGas |  | 0.50126 | 0.39758 | 3.192 | 4.0909 | 0 | 0 | 0 | 0 | 0 | 0 | 0 | 0 | 0 | 0 | 0 | 0 | 46.6505 | 37.0014 | 297.0699 | 380.7218 | 29.3437 | 23.2744 | 186.8606 | 239.4787 | 3.5088e-08 | 2.7831e-08 | 2.2344e-07 | 2.8636e-07 | 0.010975 | 0.008705 | 0.069889 | 0.089569 | 0 | 0 | 0 | 0 | 0 | 0 | 0 | 0 | 2.9884 | 0.21506 | 0.17058 | 1.3695 | 1.7551 | 1.4401 | 0.99281 | 8.5267 | 10.9596 | 0 | 151.5
55129_G_CTG1 | WECC_Arizona | Arizona | 4 | Pinal | 21 | 55129 | CTG1 | Desert Basin | 7402 | 2001 | 9999 | Combined Cycle |  |  | SCR |  |  | Fossil | G | 2030 | NaturalGas |  | 2.1083 | 2.8579 | 3.9519 | 8.9182 | 0 | 0 | 0 | 0 | 0 | 0 | 0 | 0 | 0 | 0 | 0 | 0 | 284.83 | 386.1029 | 533.9 | 1204.8329 | 123.4206 | 167.3034 | 231.3458 | 522.0698 | 1.4758e-07 | 2.0006e-07 | 2.7663e-07 | 6.2427e-07 | 0.011377 | 0.015423 | 0.021326 | 0.048126 | 0 | 0 | 0 | 0 | 0 | 0 | 0 | 0 | 5.5359 | 0.65085 | 0.88227 | 1.22 | 2.7531 | 6.5008 | 6.9448 | 10.3783 | 23.8239 | 0 | 162 | SCR
55129_G_CTG2 | WECC_Arizona | Arizona | 4 | Pinal | 21 | 55129 | CTG2 | Desert Basin | 7402 | 2001 | 9999 | Combined Cycle |  |  | SCR |  |  | Fossil | G | 2030 | NaturalGas |  | 2.1083 | 2.8579 | 3.9519 | 8.9182 | 0 | 0 | 0 | 0 | 0 | 0 | 0 | 0 | 0 | 0 | 0 | 0 | 284.83 | 386.1029 | 533.9 | 1204.8329 | 123.4206 | 167.3034 | 231.3458 | 522.0698 | 1.4758e-07 | 2.0006e-07 | 2.7663e-07 | 6.2427e-07 | 0.011377 | 0.015423 | 0.021326 | 0.048126 | 0 | 0 | 0 | 0 | 0 | 0 | 0 | 0 | 5.5359 | 0.65085 | 0.88227 | 1.22 | 2.7531 | 6.5008 | 6.9448 | 10.3783 | 23.8239 | 0 | 162 | SCR
55129_G_STG | WECC_Arizona | Arizona | 4 | Pinal | 21 | 55129 | STG | Desert Basin | 7402 | 2001 | 9999 | Combined Cycle |  |  | SCR | LNB |  | Fossil | G | 2030 | NaturalGas |  | 3.2926 | 4.4633 | 6.1718 | 13.9278 | 0 | 0 | 0 | 0 | 0 | 0 | 0 | 0 | 0 | 0 | 0 | 0 | 444.8271 | 602.9879 | 833.8067 | 1881.6217 | 192.7494 | 261.2825 | 361.2994 | 815.3313 | 2.3048e-07 | 3.1243e-07 | 4.3203e-07 | 9.7494e-07 | 0.017768 | 0.024086 | 0.033306 | 0.07516 | 0 | 0 | 0 | 0 | 0 | 0 | 0 | 0 | 8.6456 | 1.0165 | 1.3779 | 1.9053 | 4.2996 | 10.1524 | 10.8459 | 16.2081 | 37.2064 | 0 | 253 | SCR
55131_G_CTG1 | PJM_ComEd | Illinois | 17 | Kendall | 93 | 55131 | CTG1 | Kendall County Generation Facility | 7532 | 2002 | 9999 | Combined Cycle |  |  | SCR | DLNB + STM |  | Fossil | G | 2030 | NaturalGas |  | 1.596 | 0.23052 | 3.0047 | 4.8313 | 0 | 0 | 0 | 0 | 0 | 0 | 0 | 0 | 0 | 0 | 0 | 0 | 211.8969 | 30.6059 | 398.9279 | 641.4307 | 93.4303 | 13.4948 | 175.8966 | 282.8217 | 1.1172e-07 | 1.6137e-08 | 2.1033e-07 | 3.3819e-07 | 0.0093911 | 0.0013564 | 0.016571 | 0.027319 | 0 | 0 | 0 | 0 | 0 | 0 | 0 | 0 | 5.0541 | 0.4842 | 0.1251 | 0.91157 | 1.5209 | 4.6052 | 0.58744 | 6.4916 | 11.6843 | 0 | 160 | SCR
55131_G_CTG2 | PJM_ComEd | Illinois | 17 | Kendall | 93 | 55131 | CTG2 | Kendall County Generation Facility | 7532 | 2002 | 9999 | Combined Cycle |  |  | SCR | DLNB + STM |  | Fossil | G | 2030 | NaturalGas |  | 1.596 | 0.23052 | 3.0047 | 4.8313 | 0 | 0 | 0 | 0 | 0 | 0 | 0 | 0 | 0 | 0 | 0 | 0 | 211.8969 | 30.6059 | 398.9279 | 641.4307 | 93.4303 | 13.4948 | 175.8966 | 282.8217 | 1.1172e-07 | 1.6137e-08 | 2.1033e-07 | 3.3819e-07 | 0.010137 | 0.0014641 | 0.017887 | 0.029488 | 0 | 0 | 0 | 0 | 0 | 0 | 0 | 0 | 5.0541 | 0.4842 | 0.1251 | 0.91157 | 1.5209 | 4.6052 | 0.58744 | 6.4916 | 11.6843 | 0 | 160 | SCR
55131_G_CTG3 | PJM_ComEd | Illinois | 17 | Kendall | 93 | 55131 | CTG3 | Kendall County Generation Facility | 7532 | 2002 | 9999 | Combined Cycle |  |  | SCR | DLNB + STM |  | Fossil | G | 2030 | NaturalGas |  | 1.596 | 0.23052 | 3.0047 | 4.8313 | 0 | 0 | 0 | 0 | 0 | 0 | 0 | 0 | 0 | 0 | 0 | 0 | 211.8969 | 30.6059 | 398.9279 | 641.4307 | 93.4303 | 13.4948 | 175.8966 | 282.8217 | 1.1172e-07 | 1.6137e-08 | 2.1033e-07 | 3.3819e-07 | 0.01073 | 0.0015498 | 0.018933 | 0.031213 | 0 | 0 | 0 | 0 | 0 | 0 | 0 | 0 | 5.0541 | 0.4842 | 0.1251 | 0.91157 | 1.5209 | 4.6052 | 0.58744 | 6.4916 | 11.6843 | 0 | 160 | SCR
55131_G_CTG4 | PJM_ComEd | Illinois | 17 | Kendall | 93 | 55131 | CTG4 | Kendall County Generation Facility | 7532 | 2002 | 9999 | Combined Cycle |  |  | SCR | DLNB + STM |  | Fossil | G | 2030 | NaturalGas |  | 1.596 | 0.23052 | 3.0047 | 4.8313 | 0 | 0 | 0 | 0 | 0 | 0 | 0 | 0 | 0 | 0 | 0 | 0 | 211.8969 | 30.6059 | 398.9279 | 641.4307 | 93.4303 | 13.4948 | 175.8966 | 282.8217 | 1.1172e-07 | 1.6137e-08 | 2.1033e-07 | 3.3819e-07 | 0.010412 | 0.0015039 | 0.018373 | 0.03029 | 0 | 0 | 0 | 0 | 0 | 0 | 0 | 0 | 5.0541 | 0.4842 | 0.1251 | 0.91157 | 1.5209 | 4.6052 | 0.58744 | 6.4916 | 11.6843 | 0 | 160 | SCR
55131_G_STG1 | PJM_ComEd | Illinois | 17 | Kendall | 93 | 55131 | STG1 | Kendall County Generation Facility | 7532 | 2002 | 9999 | Combined Cycle |  |  | SCR | DLNB + LNB + NH3 + STM |  | Fossil | G | 2030 | NaturalGas |  | 1.2469 | 0.1801 | 2.3474 | 3.7744 | 0 | 0 | 0 | 0 | 0 | 0 | 0 | 0 | 0 | 0 | 0 | 0 | 165.5444 | 23.9108 | 311.6624 | 501.1177 | 72.9924 | 10.5428 | 137.4192 | 220.9545 | 8.7282e-08 | 1.2607e-08 | 1.6432e-07 | 2.6421e-07 | 0.0073368 | 0.0010597 | 0.012946 | 0.021343 | 0 | 0 | 0 | 0 | 0 | 0 | 0 | 0 | 3.9485 | 0.37828 | 0.097738 | 0.71217 | 1.1882 | 3.5978 | 0.45894 | 5.0716 | 9.1283 | 0 | 125 | SCR
55131_G_STG2 | PJM_ComEd | Illinois | 17 | Kendall | 93 | 55131 | STG2 | Kendall County Generation Facility | 7532 | 2002 | 9999 | Combined Cycle |  |  | SCR | DLNB + LNB + NH3 + STM |  | Fossil | G | 2030 | NaturalGas |  | 1.2469 | 0.1801 | 2.3474 | 3.7744 | 0 | 0 | 0 | 0 | 0 | 0 | 0 | 0 | 0 | 0 | 0 | 0 | 165.5444 | 23.9108 | 311.6624 | 501.1177 | 72.9924 | 10.5428 | 137.4192 | 220.9545 | 8.7282e-08 | 1.2607e-08 | 1.6432e-07 | 2.6421e-07 | 0.0079192 | 0.0011438 | 0.013974 | 0.023037 | 0 | 0 | 0 | 0 | 0 | 0 | 0 | 0 | 3.9485 | 0.37828 | 0.097738 | 0.71217 | 1.1882 | 3.5978 | 0.45894 | 5.0716 | 9.1283 | 0 | 125 | SCR
55131_G_STG3 | PJM_ComEd | Illinois | 17 | Kendall | 93 | 55131 | STG3 | Kendall County Generation Facility | 7532 | 2002 | 9999 | Combined Cycle |  |  | SCR | DLNB + LNB + NH3 + STM |  | Fossil | G | 2030 | NaturalGas |  | 1.2469 | 0.1801 | 2.3474 | 3.7744 | 0 | 0 | 0 | 0 | 0 | 0 | 0 | 0 | 0 | 0 | 0 | 0 | 165.5444 | 23.9108 | 311.6624 | 501.1177 | 72.9924 | 10.5428 | 137.4192 | 220.9545 | 8.7282e-08 | 1.2607e-08 | 1.6432e-07 | 2.6421e-07 | 0.0083826 | 0.0012108 | 0.014792 | 0.024385 | 0 | 0 | 0 | 0 | 0 | 0 | 0 | 0 | 3.9485 | 0.37828 | 0.097738 | 0.71217 | 1.1882 | 3.5978 | 0.45894 | 5.0716 | 9.1283 | 0 | 125 | SCR
55131_G_STG4 | PJM_ComEd | Illinois | 17 | Kendall | 93 | 55131 | STG4 | Kendall County Generation Facility | 7532 | 2002 | 9999 | Combined Cycle |  |  | SCR | DLNB + LNB + NH3 + STM |  | Fossil | G | 2030 | NaturalGas |  | 1.2469 | 0.1801 | 2.3474 | 3.7744 | 0 | 0 | 0 | 0 | 0 | 0 | 0 | 0 | 0 | 0 | 0 | 0 | 165.5444 | 23.9108 | 311.6624 | 501.1177 | 72.9924 | 10.5428 | 137.4192 | 220.9545 | 8.7282e-08 | 1.2607e-08 | 1.6432e-07 | 2.6421e-07 | 0.0081346 | 0.0011749 | 0.014354 | 0.023664 | 0 | 0 | 0 | 0 | 0 | 0 | 0 | 0 | 3.9485 | 0.37828 | 0.097738 | 0.71217 | 1.1882 | 3.5978 | 0.45894 | 5.0716 | 9.1283 | 0 | 125 | SCR
55132_G_GTG1 | ERCOT_Tenaska Gateway Generating Station | Texas | 48 | Rusk | 401 | 55132 | GTG1 | Tenaska Gateway Generating Station | 7412 | 2001 | 9999 | Combined Cycle |  |  |  | DLNB |  | Fossil | G | 2030 | NaturalGas |  | 0.2854 | 0 | 3.0808 | 3.3662 | 0 | 0 | 0 | 0 | 0 | 0 | 0 | 0 | 0 | 0 | 0 | 0 | 38.5048 | 0 | 415.6504 | 454.1552 | 16.7072 | 0 | 180.3501 | 197.0573 | 1.9978e-08 | 0 | 2.1566e-07 | 2.3563e-07 | 0.0049835 | 0 | 0.053796 | 0.058779 | 0 | 0 | 0 | 0 | 0 | 0 | 0 | 0 | 4.7162 | 0.15165 | 0 | 0.88778 | 1.0394 | 0.7612 | 0 | 6.8818 | 7.643 | 0 | 146
55132_G_GTG2 | ERCOT_Tenaska Gateway Generating Station | Texas | 48 | Rusk | 401 | 55132 | GTG2 | Tenaska Gateway Generating Station | 7412 | 2001 | 9999 | Combined Cycle |  |  |  | DLNB |  | Fossil | G | 2030 | NaturalGas |  | 0.29126 | 0 | 3.1441 | 3.4354 | 0 | 0 | 0 | 0 | 0 | 0 | 0 | 0 | 0 | 0 | 0 | 0 | 39.296 | 0 | 424.1912 | 463.4872 | 17.0505 | 0 | 184.0559 | 201.1064 | 2.0388e-08 | 0 | 2.2009e-07 | 2.4048e-07 | 0.0050859 | 0 | 0.054901 | 0.059987 | 0 | 0 | 0 | 0 | 0 | 0 | 0 | 0 | 4.8131 | 0.15476 | 0 | 0.90602 | 1.0608 | 0.77685 | 0 | 7.0232 | 7.8 | 0 | 149
55132_G_GTG3 | ERCOT_Tenaska Gateway Generating Station | Texas | 48 | Rusk | 401 | 55132 | GTG3 | Tenaska Gateway Generating Station | 7412 | 2001 | 9999 | Combined Cycle |  |  |  | DLNB |  | Fossil | G | 2030 | NaturalGas |  | 0.28931 | 0 | 3.123 | 3.4123 | 0 | 0 | 0 | 0 | 0 | 0 | 0 | 0 | 0 | 0 | 0 | 0 | 39.0323 | 0 | 421.3443 | 460.3765 | 16.936 | 0 | 182.8206 | 199.7567 | 2.0251e-08 | 0 | 2.1861e-07 | 2.3886e-07 | 0.0050518 | 0 | 0.054533 | 0.059584 | 0 | 0 | 0 | 0 | 0 | 0 | 0 | 0 | 4.7808 | 0.15373 | 0 | 0.89994 | 1.0537 | 0.77163 | 0 | 6.9761 | 7.7477 | 0 | 148
55132_G_STG1 | ERCOT_Tenaska Gateway Generating Station | Texas | 48 | Rusk | 401 | 55132 | STG1 | Tenaska Gateway Generating Station | 7412 | 2001 | 9999 | Combined Cycle |  |  |  | DLNB |  | Fossil | G | 2030 | NaturalGas |  | 0.78582 | 0 | 8.4828 | 9.2686 | 0 | 0 | 0 | 0 | 0 | 0 | 0 | 0 | 0 | 0 | 0 | 0 | 106.0201 | 0 | 1144.4622 | 1250.4822 | 46.0019 | 0 | 496.5804 | 542.5823 | 5.5007e-08 | 0 | 5.9379e-07 | 6.488e-07 | 0.013722 | 0 | 0.14812 | 0.16184 | 0 | 0 | 0 | 0 | 0 | 0 | 0 | 0 | 12.9858 | 0.41755 | 0 | 2.4444 | 2.862 | 2.0959 | 0 | 18.9485 | 21.0444 | 0 | 402
55133_G_3086 | MISO_Minnesota and Western Wisconsin | Minnesota | 27 | Dakota | 37 | 55133 | 3086 | Thomson Reuters Campus Bldg A-D | 13469 | 1999 | 9999 | Combustion Turbine | [5 empty] | Fossil | G | 2030 | Oil |  | 0 | 0 | 0 | 0 | 0 | 0 | 0 | 0 | 0 | 0 | 0 | 0 | 0 | 0 | 0 | 0 | 0 | 0 | 0 | 0 | 0 | 0 | 0 | 0 | 0 | 0 | 0 | 0 | 0 | 0 | 0 | 0 | 0 | 0 | 0 | 0 | 0 | 0 | 0 | 0 | 0.069097 | 0 | 0 | 0 | 0 | 0 | 0 | 0 | 0 | 0 | 1.6
55133_G_3087 | MISO_Minnesota and Western Wisconsin | Minnesota | 27 | Dakota | 37 | 55133 | 3087 | Thomson Reuters Campus Bldg A-D | 13469 | 1999 | 9999 | Combustion Turbine | [5 empty] | Fossil | G | 2030 | Oil |  | 0 | 0 | 0 | 0 | 0 | 0 | 0 | 0 | 0 | 0 | 0 | 0 | 0 | 0 | 0 | 0 | 0 | 0 | 0 | 0 | 0 | 0 | 0 | 0 | 0 | 0 | 0 | 0 | 0 | 0 | 0 | 0 | 0 | 0 | 0 | 0 | 0 | 0 | 0 | 0 | 0.069097 | 0 | 0 | 0 | 0 | 0 | 0 | 0 | 0 | 0 | 1.6
55133_G_3088 | MISO_Minnesota and Western Wisconsin | Minnesota | 27 | Dakota | 37 | 55133 | 3088 | Thomson Reuters Campus Bldg A-D | 13469 | 1999 | 9999 | Combustion Turbine | [5 empty] | Fossil | G | 2030 | Oil |  | 0 | 0 | 0 | 0 | 0 | 0 | 0 | 0 | 0 | 0 | 0 | 0 | 0 | 0 | 0 | 0 | 0 | 0 | 0 | 0 | 0 | 0 | 0 | 0 | 0 | 0 | 0 | 0 | 0 | 0 | 0 | 0 | 0 | 0 | 0 | 0 | 0 | 0 | 0 | 0 | 0.069097 | 0 | 0 | 0 | 0 | 0 | 0 | 0 | 0 | 0 | 1.6
55133_G_3089 | MISO_Minnesota and Western Wisconsin | Minnesota | 27 | Dakota | 37 | 55133 | 3089 | Thomson Reuters Campus Bldg A-D | 13469 | 1999 | 9999 | Combustion Turbine | [5 empty] | Fossil | G | 2030 | Oil |  | 0 | 0 | 0 | 0 | 0 | 0 | 0 | 0 | 0 | 0 | 0 | 0 | 0 | 0 | 0 | 0 | 0 | 0 | 0 | 0 | 0 | 0 | 0 | 0 | 0 | 0 | 0 | 0 | 0 | 0 | 0 | 0 | 0 | 0 | 0 | 0 | 0 | 0 | 0 | 0 | 0.069097 | 0 | 0 | 0 | 0 | 0 | 0 | 0 | 0 | 0 | 1.6
55133_G_3090 | MISO_Minnesota and Western Wisconsin | Minnesota | 27 | Dakota | 37 | 55133 | 3090 | Thomson Reuters Campus Bldg A-D | 13469 | 1999 | 9999 | Combustion Turbine | [5 empty] | Fossil | G | 2030 | Oil |  | 0 | 0 | 0 | 0 | 0 | 0 | 0 | 0 | 0 | 0 | 0 | 0 | 0 | 0 | 0 | 0 | 0 | 0 | 0 | 0 | 0 | 0 | 0 | 0 | 0 | 0 | 0 | 0 | 0 | 0 | 0 | 0 | 0 | 0 | 0 | 0 | 0 | 0 | 0 | 0 | 0.069097 | 0 | 0 | 0 | 0 | 0 | 0 | 0 | 0 | 0 | 1.6
55133_G_3091 | MISO_Minnesota and Western Wisconsin | Minnesota | 27 | Dakota | 37 | 55133 | 3091 | Thomson Reuters Campus Bldg A-D | 13469 | 1999 | 9999 | Combustion Turbine | [5 empty] | Fossil | G | 2030 | Oil |  | 0 | 0 | 0 | 0 | 0 | 0 | 0 | 0 | 0 | 0 | 0 | 0 | 0 | 0 | 0 | 0 | 0 | 0 | 0 | 0 | 0 | 0 | 0 | 0 | 0 | 0 | 0 | 0 | 0 | 0 | 0 | 0 | 0 | 0 | 0 | 0 | 0 | 0 | 0 | 0 | 0.069097 | 0 | 0 | 0 | 0 | 0 | 0 | 0 | 0 | 0 | 1.6
55133_G_3093 | MISO_Minnesota and Western Wisconsin | Minnesota | 27 | Dakota | 37 | 55133 | 3093 | Thomson Reuters Campus Bldg A-D | 13469 | 1999 | 9999 | Combustion Turbine | [5 empty] | Fossil | G | 2030 | Oil |  | 0 | 0 | 0 | 0 | 0 | 0 | 0 | 0 | 0 | 0 | 0 | 0 | 0 | 0 | 0 | 0 | 0 | 0 | 0 | 0 | 0 | 0 | 0 | 0 | 0 | 0 | 0 | 0 | 0 | 0 | 0 | 0 | 0 | 0 | 0 | 0 | 0 | 0 | 0 | 0 | 0.069097 | 0 | 0 | 0 | 0 | 0 | 0 | 0 | 0 | 0 | 1.6
55135_G_CT01 | MISO_Wisconsin- Upper Michigan (WUMS) | Wisconsin | 55 | Winnebago | 139 | 55135 | CT01 | Alliant Energy Neenah | 10839 | 2000 | 9999 | Combustion Turbine |  |  |  | DLNB + H2O |  | Fossil | G | 2030 | NaturalGas |  | 0.019957 | 0.014116 | 0.48199 | 0.51607 | 0 | 0 | 0 | 0 | 0 | 0 | 0 | 0 | 0 | 0 | 0 | 0 | 1.8413 | 1.3023 | 44.4684 | 47.612 | 1.1683 | 0.82633 | 28.2159 | 30.2105 | 1.397e-09 | 9.8809e-10 | 3.374e-08 | 3.6125e-08 | 0.00036762 | 0.00026001 | 0.0088783 | 0.0095059 | 0 | 0 | 0 | 0 | 0 | 0 | 0 | 0 | 3.0081 | 0.0084882 | 0.0060036 | 0.205 | 0.21949 | 0.060074 | 0.037767 | 1.0843 | 1.1822 | 0 | 152.5
55135_G_CT02 | MISO_Wisconsin- Upper Michigan (WUMS) | Wisconsin | 55 | Winnebago | 139 | 55135 | CT02 | Alliant Energy Neenah | 10839 | 2000 | 9999 | Combustion Turbine |  |  |  | DLNB + H2O |  | Fossil | G | 2030 | NaturalGas |  | 0.019421 | 0.013736 | 0.46903 | 0.50219 | 0 | 0 | 0 | 0 | 0 | 0 | 0 | 0 | 0 | 0 | 0 | 0 | 1.7918 | 1.2673 | 43.2729 | 46.3319 | 1.1369 | 0.80411 | 27.4573 | 29.3983 | 1.3595e-09 | 9.6153e-10 | 3.2832e-08 | 3.5153e-08 | 0.00034025 | 0.00024066 | 0.0082175 | 0.0087984 | 0 | 0 | 0 | 0 | 0 | 0 | 0 | 0 | 2.9272 | 0.00826 | 0.0058422 | 0.19949 | 0.21359 | 0.058459 | 0.036752 | 1.0552 | 1.1504 | 0 | 148.4
55137_G_CTG1 | ERCOT_Rest | Texas | 48 | Guadalupe | 187 | 55137 | CTG1 | Rio Nogales Power Project | 7050 | 2002 | 9999 | Combined Cycle |  |  |  | DLNB |  | Fossil | G | 2030 | NaturalGas |  | 2.0452 | 2.7724 | 3.8337 | 8.6514 | 0 | 0 | 0 | 0 | 0 | 0 | 0 | 0 | 0 | 0 | 0 | 0 | 290.1046 | 393.253 | 543.787 | 1227.1446 | 119.7282 | 162.2982 | 224.4247 | 506.4512 | 1.4317e-07 | 1.9407e-07 | 2.6836e-07 | 6.056e-07 | 0.028071 | 0.038052 | 0.052618 | 0.11874 | 0 | 0 | 0 | 0 | 0 | 0 | 0 | 0 | 4.9791 | 0.61963 | 0.83994 | 1.1615 | 2.621 | 5.455 | 6.51 | 8.5636 | 20.5286 | 0 | 165
55137_G_CTG2 | ERCOT_Rest | Texas | 48 | Guadalupe | 187 | 55137 | CTG2 | Rio Nogales Power Project | 7050 | 2002 | 9999 | Combined Cycle |  |  |  | DLNB |  | Fossil | G | 2030 | NaturalGas |  | 2.0948 | 2.8396 | 3.9266 | 8.8611 | 0 | 0 | 0 | 0 | 0 | 0 | 0 | 0 | 0 | 0 | 0 | 0 | 297.1375 | 402.7864 | 556.9697 | 1256.8936 | 122.6307 | 166.2328 | 229.8653 | 518.7288 | 1.4664e-07 | 1.9878e-07 | 2.7486e-07 | 6.2028e-07 | 0.028752 | 0.038975 | 0.053894 | 0.12162 | 0 | 0 | 0 | 0 | 0 | 0 | 0 | 0 | 5.0998 | 0.63465 | 0.8603 | 1.1896 | 2.6846 | 5.5872 | 6.6678 | 8.7712 | 21.0262 | 0 | 169
55137_G_CTG3 | ERCOT_Rest | Texas | 48 | Guadalupe | 187 | 55137 | CTG3 | Rio Nogales Power Project | 7050 | 2002 | 9999 | Combined Cycle |  |  |  | DLNB |  | Fossil | G | 2030 | NaturalGas |  | 2.0948 | 2.8396 | 3.9266 | 8.8611 | 0 | 0 | 0 | 0 | 0 | 0 | 0 | 0 | 0 | 0 | 0 | 0 | 297.1375 | 402.7864 | 556.9697 | 1256.8936 | 122.6307 | 166.2328 | 229.8653 | 518.7288 | 1.4664e-07 | 1.9878e-07 | 2.7486e-07 | 6.2028e-07 | 0.028752 | 0.038975 | 0.053894 | 0.12162 | 0 | 0 | 0 | 0 | 0 | 0 | 0 | 0 | 5.0998 | 0.63465 | 0.8603 | 1.1896 | 2.6846 | 5.5872 | 6.6678 | 8.7712 | 21.0262 | 0 | 169
55137_G_STG1 | ERCOT_Rest | Texas | 48 | Guadalupe | 187 | 55137 | STG1 | Rio Nogales Power Project | 7050 | 2002 | 9999 | Combined Cycle |  |  |  | LNB |  | Fossil | G | 2030 | NaturalGas |  | 4.0037 | 5.4272 | 7.5048 | 16.9357 | 0 | 0 | 0 | 0 | 0 | 0 | 0 | 0 | 0 | 0 | 0 | 0 | 567.9018 | 769.8225 | 1064.5043 | 2402.2285 | 234.3771 | 317.7111 | 439.3284 | 991.4165 | 2.8026e-07 | 3.7991e-07 | 5.2533e-07 | 1.1855e-06 | 0.054952 | 0.07449 | 0.103 | 0.23245 | 0 | 0 | 0 | 0 | 0 | 0 | 0 | 0 | 9.7469 | 1.213 | 1.6442 | 2.2737 | 5.1309 | 10.6786 | 12.7438 | 16.7639 | 40.1862 | 0 | 323
55138_G_UN1 | SERC_Southeastern | Alabama | 1 | LEE | 81 | 55138 | UN1 | Walton Discover Power Facility | 12001 | 1999 | 9999 | Combustion Turbine |  |  |  | H2O |  | Fossil | G | 2030 | NaturalGas |  | 0.034332 | 0.031258 | 0 | 0.06559 | 0 | 0 | 0 | 0 | 0 | 0 | 0 | 0 | 0 | 0 | 0 | 0 | 2.8608 | 2.6046 | 0 | 5.4654 | 2.0098 | 1.8298 | 0 | 3.8396 | 2.4033e-09 | 2.188e-09 | 0 | 4.5913e-09 | 0.0058449 | 0.0053215 | 0 | 0.011166 | 0 | 0 | 0 | 0 | 0 | 0 | 0 | 0 | 0.98626 | 0.015906 | 0.014482 | 0 | 0.030387 | 0.098634 | 0.078055 | 0 | 0.17669 | 0 | 50
55138_G_UN2 | SERC_Southeastern | Alabama | 1 | LEE | 81 | 55138 | UN2 | Walton Discover Power Facility | 12002 | 1999 | 9999 | Combustion Turbine |  |  |  | H2O |  | Fossil | G | 2030 | NaturalGas |  | 0.034335 | 0.03126 | 0 | 0.065595 | 0 | 0 | 0 | 0 | 0 | 0 | 0 | 0 | 0 | 0 | 0 | 0 | 2.8608 | 2.6046 | 0 | 5.4654 | 2.01 | 1.83 | 0 | 3.84 | 2.4035e-09 | 2.1882e-09 | 0 | 4.5917e-09 | 0.0076061 | 0.0069249 | 0 | 0.014531 | 0 | 0 | 0 | 0 | 0 | 0 | 0 | 0 | 0.98626 | 0.015906 | 0.014482 | 0 | 0.030387 | 0.098643 | 0.078061 | 0 | 0.1767 | 0 | 50
55139_G_CTG1 | ERCOT_Rest | Texas | 48 | Hood | 221 | 55139 | CTG1 | Wolf Hollow I LP | 8084 | 2003 | 9999 | Combined Cycle |  |  | SCR |  |  | Fossil | G | 2030 | NaturalGas |  | 0.019576 | 0 | 1.2072 | 1.2268 | 0 | 0 | 0 | 0 | 0 | 0 | 0 | 0 | 0 | 0 | 0 | 0 | 2.4216 | 0 | 149.3354 | 151.7571 | 1.146 | 0 | 70.6711 | 71.8171 | 1.3703e-09 | 0 | 8.4506e-08 | 8.5876e-08 | 0.00022749 | 0 | 0.0072434 | 0.0074709 | 0 | 0 | 0 | 0 | 0 | 0 | 0 | 0 | 6.7125 | 0.010083 | 0 | 0.49812 | 0.5082 | 0.052213 | 0 | 2.6967 | 2.7489 | 0 | 212.5 | SCR
55139_G_CTG2 | ERCOT_Rest | Texas | 48 | Hood | 221 | 55139 | CTG2 | Wolf Hollow I LP | 8084 | 2003 | 9999 | Combined Cycle |  |  | SCR |  |  | Fossil | G | 2030 | NaturalGas |  | 0.019576 | 0 | 1.2072 | 1.2268 | 0 | 0 | 0 | 0 | 0 | 0 | 0 | 0 | 0 | 0 | 0 | 0 | 2.4216 | 0 | 149.3354 | 151.7571 | 1.146 | 0 | 70.6711 | 71.8171 | 1.3703e-09 | 0 | 8.4506e-08 | 8.5876e-08 | 0.00022749 | 0 | 0.0072434 | 0.0074709 | 0 | 0 | 0 | 0 | 0 | 0 | 0 | 0 | 6.7125 | 0.010083 | 0 | 0.49812 | 0.5082 | 0.052213 | 0 | 2.6967 | 2.7489 | 0 | 212.5 | SCR
55139_G_ST | ERCOT_Rest | Texas | 48 | Hood | 221 | 55139 | ST | Wolf Hollow I LP | 8084 | 2003 | 9999 | Combined Cycle |  |  | SCR | NH3 |  | Fossil | G | 2030 | NaturalGas |  | 0.025795 | 0 | 1.5907 | 1.6165 | 0 | 0 | 0 | 0 | 0 | 0 | 0 | 0 | 0 | 0 | 0 | 0 | 3.1908 | 0 | 196.7714 | 199.9622 | 1.51 | 0 | 93.1196 | 94.6296 | 1.8056e-09 | 0 | 1.1135e-07 | 1.1315e-07 | 0.00029975 | 0 | 0.0095442 | 0.009844 | 0 | 0 | 0 | 0 | 0 | 0 | 0 | 0 | 8.8447 | 0.013286 | 0 | 0.65635 | 0.66963 | 0.068799 | 0 | 3.5533 | 3.6221 | 0 | 280 | SCR
55141_G_CT1 | SERC_Southeastern | Georgia | 13 | Heard | 149 | 55141 | CT1 | Hawk Road Facility | 10983 | 2001 | 9999 | Combustion Turbine |  |  |  | DLNB |  | Fossil | G | 2030 | NaturalGas |  | 0.33579 | 0.20951 | 0.88413 | 1.4294 | 0 | 0 | 0 | 0 | 0 | 0 | 0 | 0 | 0 | 0 | 0 | 0 | 30.5736 | 19.0759 | 80.4996 | 130.1491 | 19.6572 | 12.2647 | 51.7568 | 83.6787 | 2.3505e-08 | 1.4666e-08 | 6.1889e-08 | 1.0006e-07 | 0.0078525 | 0.0048994 | 0.020675 | 0.033427 | 0 | 0 | 0 | 0 | 0 | 0 | 0 | 0 | 3.018 | 0.14094 | 0.08794 | 0.3711 | 0.59999 | 0.9647 | 0.52317 | 2.3617 | 3.8496 | 0 | 153
55141_G_CT2 | SERC_Southeastern | Georgia | 13 | Heard | 149 | 55141 | CT2 | Hawk Road Facility | 10983 | 2001 | 9999 | Combustion Turbine |  |  |  | DLNB |  | Fossil | G | 2030 | NaturalGas |  | 0.32986 | 0.20581 | 0.86852 | 1.4042 | 0 | 0 | 0 | 0 | 0 | 0 | 0 | 0 | 0 | 0 | 0 | 0 | 30.0341 | 18.7392 | 79.079 | 127.8523 | 19.3103 | 12.0483 | 50.8434 | 82.202 | 2.3091e-08 | 1.4407e-08 | 6.0797e-08 | 9.8294e-08 | 0.0077815 | 0.0048551 | 0.020488 | 0.033125 | 0 | 0 | 0 | 0 | 0 | 0 | 0 | 0 | 2.9647 | 0.13846 | 0.086388 | 0.36455 | 0.5894 | 0.94768 | 0.51394 | 2.3201 | 3.7817 | 0 | 150.3
55141_G_CT3 | SERC_Southeastern | Georgia | 13 | Heard | 149 | 55141 | CT3 | Hawk Road Facility | 10983 | 2001 | 9999 | Combustion Turbine |  |  |  | DLNB |  | Fossil | G | 2030 | NaturalGas |  | 0.33579 | 0.20951 | 0.88413 | 1.4294 | 0 | 0 | 0 | 0 | 0 | 0 | 0 | 0 | 0 | 0 | 0 | 0 | 30.5736 | 19.0759 | 80.4996 | 130.1491 | 19.6572 | 12.2647 | 51.7568 | 83.6787 | 2.3505e-08 | 1.4666e-08 | 6.1889e-08 | 1.0006e-07 | 0.008022 | 0.0050052 | 0.021122 | 0.034149 | 0 | 0 | 0 | 0 | 0 | 0 | 0 | 0 | 3.018 | 0.14094 | 0.08794 | 0.3711 | 0.59999 | 0.9647 | 0.52317 | 2.3617 | 3.8496 | 0 | 153
55144_G_U1 | ERCOT_Rest | Texas | 48 | Hays | 209 | 55144 | U1 | Hays Energy Project | 7554 | 2002 | 9999 | Combined Cycle |  |  | SCR |  |  | Fossil | G | 2030 | NaturalGas |  | 0.13946 | 0.050359 | 2.4389 | 2.6287 | 0 | 0 | 0 | 0 | 0 | 0 | 0 | 0 | 0 | 0 | 0 | 0 | 18.4612 | 6.6665 | 322.8634 | 347.9912 | 8.1638 | 2.948 | 142.7738 | 153.8856 | 9.7619e-09 | 3.5251e-09 | 1.7072e-07 | 1.8401e-07 | 0.0013326 | 0.00048123 | 0.015773 | 0.017587 | 0 | 0 | 0 | 0 | 0 | 0 | 0 | 0 | 6.6335 | 0.076062 | 0.027467 | 0.876 | 0.97953 | 0.37195 | 0.11825 | 5.448 | 5.9382 | 0 | 210 | SCR
55144_G_U2 | ERCOT_Rest | Texas | 48 | Hays | 209 | 55144 | U2 | Hays Energy Project | 7532 | 2002 | 9999 | Combined Cycle |  |  | SCR |  |  | Fossil | G | 2030 | NaturalGas |  | 0.13971 | 0.050452 | 2.4434 | 2.6336 | 0 | 0 | 0 | 0 | 0 | 0 | 0 | 0 | 0 | 0 | 0 | 0 | 18.5491 | 6.6983 | 324.4009 | 349.6483 | 8.1787 | 2.9534 | 143.0359 | 154.1681 | 9.7798e-09 | 3.5316e-09 | 1.7104e-07 | 1.8435e-07 | 0.0011986 | 0.00043284 | 0.014187 | 0.015818 | 0 | 0 | 0 | 0 | 0 | 0 | 0 | 0 | 6.6651 | 0.076425 | 0.027598 | 0.88017 | 0.98419 | 0.37264 | 0.11847 | 5.458 | 5.9491 | 0 | 211 | SCR
55144_G_U3 | ERCOT_Rest | Texas | 48 | Hays | 209 | 55144 | U3 | Hays Energy Project | 7568 | 2002 | 9999 | Combined Cycle |  |  | SCR |  |  | Fossil | G | 2030 | NaturalGas |  | 0.13971 | 0.050452 | 2.4434 | 2.6336 | 0 | 0 | 0 | 0 | 0 | 0 | 0 | 0 | 0 | 0 | 0 | 0 | 18.4612 | 6.6665 | 322.8634 | 347.9912 | 8.1789 | 2.9535 | 143.0384 | 154.1708 | 9.78e-09 | 3.5317e-09 | 1.7104e-07 | 1.8435e-07 | 0.0011679 | 0.00042176 | 0.013824 | 0.015413 | 0 | 0 | 0 | 0 | 0 | 0 | 0 | 0 | 6.6335 | 0.076062 | 0.027467 | 0.876 | 0.97953 | 0.37264 | 0.11847 | 5.4581 | 5.9492 | 0 | 210 | SCR
55144_G_U4 | ERCOT_Rest | Texas | 48 | Hays | 209 | 55144 | U4 | Hays Energy Project | 7529 | 2002 | 9999 | Combined Cycle |  |  | SCR |  |  | Fossil | G | 2030 | NaturalGas |  | 0.14098 | 0.050909 | 2.4656 | 2.6575 | 0 | 0 | 0 | 0 | 0 | 0 | 0 | 0 | 0 | 0 | 0 | 0 | 18.7249 | 6.7618 | 327.4758 | 352.9625 | 8.253 | 2.9802 | 144.3342 | 155.5674 | 9.8686e-09 | 3.5637e-09 | 1.7259e-07 | 1.8602e-07 | 0.0012642 | 0.00045653 | 0.014964 | 0.016684 | 0 | 0 | 0 | 0 | 0 | 0 | 0 | 0 | 6.7283 | 0.077149 | 0.027859 | 0.88851 | 0.99352 | 0.37602 | 0.11954 | 5.5075 | 6.0031 | 0 | 213 | SCR
55146_G_CTG1 | SPP West (Oklahoma, Arkansas, Louisiana) | Oklahoma | 40 | Tulsa | 143 | 55146 | CTG1 | Green Country Energy LLC | 7241 | 2002 | 9999 | Combined Cycle |  |  | SCR | DLNB |  | Fossil | G | 2030 | NaturalGas |  | 0.68793 | 0.30788 | 2.7802 | 3.776 | 0 | 0 | 0 | 0 | 0 | 0 | 0 | 0 | 0 | 0 | 0 | 0 | 95.0044 | 42.5186 | 383.9574 | 521.4803 | 40.2712 | 18.0231 | 162.755 | 221.0493 | 4.8155e-08 | 2.1551e-08 | 1.9462e-07 | 2.6432e-07 | 0.0088361 | 0.0039545 | 0.017382 | 0.030172 | 0 | 0 | 0 | 0 | 0 | 0 | 0 | 0 | 4.8962 | 0.3169 | 0.1738 | 0.87737 | 1.3681 | 1.7878 | 0.69906 | 5.7712 | 8.258 | 0 | 155 | SCR
55146_G_CTG2 | SPP West (Oklahoma, Arkansas, Louisiana) | Oklahoma | 40 | Tulsa | 143 | 55146 | CTG2 | Green Country Energy LLC | 7241 | 2002 | 9999 | Combined Cycle |  |  | SCR |  |  | Fossil | G | 2030 | NaturalGas |  | 0.68793 | 0.30788 | 2.7802 | 3.776 | 0 | 0 | 0 | 0 | 0 | 0 | 0 | 0 | 0 | 0 | 0 | 0 | 95.0044 | 42.5186 | 383.9574 | 521.4803 | 40.2712 | 18.0231 | 162.755 | 221.0493 | 4.8155e-08 | 2.1551e-08 | 1.9462e-07 | 2.6432e-07 | 0.0081323 | 0.0036396 | 0.015997 | 0.027769 | 0 | 0 | 0 | 0 | 0 | 0 | 0 | 0 | 4.8962 | 0.3169 | 0.1738 | 0.87737 | 1.3681 | 1.7878 | 0.69906 | 5.7712 | 8.258 | 0 | 155 | SCR
55146_G_CTG3 | SPP West (Oklahoma, Arkansas, Louisiana) | Oklahoma | 40 | Tulsa | 143 | 55146 | CTG3 | Green Country Energy LLC | 7241 | 2002 | 9999 | Combined Cycle |  |  | SCR |  |  | Fossil | G | 2030 | NaturalGas |  | 0.68793 | 0.30788 | 2.7802 | 3.776 | 0 | 0 | 0 | 0 | 0 | 0 | 0 | 0 | 0 | 0 | 0 | 0 | 95.0044 | 42.5186 | 383.9574 | 521.4803 | 40.2712 | 18.0231 | 162.755 | 221.0493 | 4.8155e-08 | 2.1551e-08 | 1.9462e-07 | 2.6432e-07 | 0.0084722 | 0.0037917 | 0.016666 | 0.028929 | 0 | 0 | 0 | 0 | 0 | 0 | 0 | 0 | 4.8962 | 0.3169 | 0.1738 | 0.87737 | 1.3681 | 1.7878 | 0.69906 | 5.7712 | 8.258 | 0 | 155 | SCR
55146_G_STG1 | SPP West (Oklahoma, Arkansas, Louisiana) | Oklahoma | 40 | Tulsa | 143 | 55146 | STG1 | Green Country Energy LLC | 7241 | 2002 | 9999 | Combined Cycle |  |  | SCR | LNB + NH3 |  | Fossil | G | 2030 | NaturalGas |  | 0.47045 | 0.21055 | 1.9013 | 2.5823 | 0 | 0 | 0 | 0 | 0 | 0 | 0 | 0 | 0 | 0 | 0 | 0 | 64.9707 | 29.0772 | 262.5773 | 356.6252 | 27.5403 | 12.3255 | 111.3034 | 151.1692 | 3.2932e-08 | 1.4738e-08 | 1.3309e-07 | 1.8076e-07 | 0.0060428 | 0.0027044 | 0.011887 | 0.020634 | 0 | 0 | 0 | 0 | 0 | 0 | 0 | 0 | 3.3483 | 0.21672 | 0.11886 | 0.60001 | 0.93558 | 1.2226 | 0.47807 | 3.9467 | 5.6474 | 0 | 106 | SCR
55146_G_STG2 | SPP West (Oklahoma, Arkansas, Louisiana) | Oklahoma | 40 | Tulsa | 143 | 55146 | STG2 | Green Country Energy LLC | 7241 | 2002 | 9999 | Combined Cycle |  |  | SCR | LNB + NH3 |  | Fossil | G | 2030 | NaturalGas |  | 0.47045 | 0.21055 | 1.9013 | 2.5823 | 0 | 0 | 0 | 0 | 0 | 0 | 0 | 0 | 0 | 0 | 0 | 0 | 64.9707 | 29.0772 | 262.5773 | 356.6252 | 27.5403 | 12.3255 | 111.3034 | 151.1692 | 3.2932e-08 | 1.4738e-08 | 1.3309e-07 | 1.8076e-07 | 0.0055615 | 0.002489 | 0.01094 | 0.01899 | 0 | 0 | 0 | 0 | 0 | 0 | 0 | 0 | 3.3483 | 0.21672 | 0.11886 | 0.60001 | 0.93558 | 1.2226 | 0.47807 | 3.9467 | 5.6474 | 0 | 106 | SCR
55146_G_STG3 | SPP West (Oklahoma, Arkansas, Louisiana) | Oklahoma | 40 | Tulsa | 143 | 55146 | STG3 | Green Country Energy LLC | 7241 | 2002 | 9999 | Combined Cycle |  |  | SCR | LNB + NH3 |  | Fossil | G | 2030 | NaturalGas |  | 0.47045 | 0.21055 | 1.9013 | 2.5823 | 0 | 0 | 0 | 0 | 0 | 0 | 0 | 0 | 0 | 0 | 0 | 0 | 64.9707 | 29.0772 | 262.5773 | 356.6252 | 27.5403 | 12.3255 | 111.3034 | 151.1692 | 3.2932e-08 | 1.4738e-08 | 1.3309e-07 | 1.8076e-07 | 0.0057939 | 0.002593 | 0.011397 | 0.019784 | 0 | 0 | 0 | 0 | 0 | 0 | 0 | 0 | 3.3483 | 0.21672 | 0.11886 | 0.60001 | 0.93558 | 1.2226 | 0.47807 | 3.9467 | 5.6474 | 0 | 106 | SCR
55148_G_1 | MISO_Indiana (including parts of Kentucky) | Indiana | 18 | Greene | 55 | 55148 | 1 | Worthington Generation LLC | 11168 | 2000 | 9999 | Combustion Turbine |  |  |  | H2O |  | Fossil | G | 2030 | NaturalGas |  | 0.029267 | 0.0047187 | 0.13577 | 0.16975 | 0 | 0 | 0 | 0 | 0 | 0 | 0 | 0 | 0 | 0 | 0 | 0 | 2.6206 | 0.42252 | 12.1566 | 15.1998 | 1.7133 | 0.27623 | 7.9477 | 9.9372 | 2.0487e-09 | 3.3031e-10 | 9.5036e-09 | 1.1883e-08 | 0.0011979 | 0.00019313 | 0.0055569 | 0.0069479 | 0 | 0 | 0 | 0 | 0 | 0 | 0 | 0 | 0.8186 | 0.012369 | 0.0019943 | 0.057379 | 0.071743 | 0.080728 | 0.011563 | 0.29914 | 0.39143 | 0 | 41.5
55148_G_2 | MISO_Indiana (including parts of Kentucky) | Indiana | 18 | Greene | 55 | 55148 | 2 | Worthington Generation LLC | 11170 | 2000 | 9999 | Combustion Turbine |  |  |  | H2O |  | Fossil | G | 2030 | NaturalGas |  | 0.029272 | 0.0047195 | 0.13579 | 0.16978 | 0 | 0 | 0 | 0 | 0 | 0 | 0 | 0 | 0 | 0 | 0 | 0 | 2.6206 | 0.42252 | 12.1566 | 15.1998 | 1.7136 | 0.27628 | 7.9491 | 9.939 | 2.0491e-09 | 3.3037e-10 | 9.5053e-09 | 1.1885e-08 | 0.0012526 | 0.00020195 | 0.0058104 | 0.0072649 | 0 | 0 | 0 | 0 | 0 | 0 | 0 | 0 | 0.8186 | 0.012369 | 0.0019943 | 0.057379 | 0.071743 | 0.080742 | 0.011565 | 0.29919 | 0.3915 | 0 | 41.5
55148_G_3 | MISO_Indiana (including parts of Kentucky) | Indiana | 18 | Greene | 55 | 55148 | 3 | Worthington Generation LLC | 11172 | 2000 | 9999 | Combustion Turbine |  |  |  | H2O |  | Fossil | G | 2030 | NaturalGas |  | 0.029278 | 0.0047203 | 0.13581 | 0.16981 | 0 | 0 | 0 | 0 | 0 | 0 | 0 | 0 | 0 | 0 | 0 | 0 | 2.6206 | 0.42252 | 12.1566 | 15.1998 | 1.7139 | 0.27633 | 7.9505 | 9.9408 | 2.0494e-09 | 3.3042e-10 | 9.507e-09 | 1.1887e-08 | 0.0011948 | 0.00019264 | 0.0055426 | 0.00693 | 0 | 0 | 0 | 0 | 0 | 0 | 0 | 0 | 0.8186 | 0.012369 | 0.0019943 | 0.057379 | 0.071743 | 0.080757 | 0.011567 | 0.29924 | 0.39157 | 0 | 41.5
55148_G_4 | MISO_Indiana (including parts of Kentucky) | Indiana | 18 | Greene | 55 | 55148 | 4 | Worthington Generation LLC | 11173 | 2000 | 9999 | Combustion Turbine |  |  |  | H2O |  | Fossil | G | 2030 | NaturalGas |  | 0.02928 | 0.0047208 | 0.13583 | 0.16983 | 0 | 0 | 0 | 0 | 0 | 0 | 0 | 0 | 0 | 0 | 0 | 0 | 2.6206 | 0.42252 | 12.1566 | 15.1998 | 1.7141 | 0.27635 | 7.9513 | 9.9417 | 2.0496e-09 | 3.3045e-10 | 9.5078e-09 | 1.1888e-08 | 0.0012923 | 0.00020835 | 0.0059947 | 0.0074953 | 0 | 0 | 0 | 0 | 0 | 0 | 0 | 0 | 0.8186 | 0.012369 | 0.0019943 | 0.057379 | 0.071743 | 0.080764 | 0.011568 | 0.29927 | 0.3916 | 0 | 41.5
55149_G_U1 | ISONE_Connecticut | Connecticut | 9 | Windham | 15 | 55149 | U1 | Lake Road Generating Plant | 7412 | 2002 | 9999 | Combined Cycle |  |  | SCR | DLNB + H2O |  | Fossil | G | 2030 | NaturalGas |  | 0.03339 | 0 | 1.3601 | 1.3935 | 0 | 0 | 0 | 0 | 0 | 0 | 0 | 0 | 0 | 0 | 0 | 0 | 4.5048 | 0 | 183.5007 | 188.0056 | 1.9546 | 0 | 79.6207 | 81.5753 | 2.3373e-09 | 0 | 9.5208e-08 | 9.7545e-08 | 0.00010256 | 0 | 0.0041778 | 0.0042804 | 0 | 0 | 0 | 0 | 0 | 0 | 0 | 0 | 8.554 | 0.018656 | 0 | 0.61208 | 0.63074 | 0.22035 | 0 | 2.6628 | 2.8831 | 0 | 270.8 | SCR
55149_G_U2 | ISONE_Connecticut | Connecticut | 9 | Windham | 15 | 55149 | U2 | Lake Road Generating Plant | 7434 | 2002 | 9999 | Combined Cycle |  |  | SCR | DLNB + H2O |  | Fossil | G | 2030 | NaturalGas |  | 0.034008 | 0 | 1.3853 | 1.4193 | 0 | 0 | 0 | 0 | 0 | 0 | 0 | 0 | 0 | 0 | 0 | 0 | 4.5747 | 0 | 186.3468 | 190.9215 | 1.9908 | 0 | 81.0956 | 83.0864 | 2.3806e-09 | 0 | 9.6971e-08 | 9.9352e-08 | 0.00010362 | 0 | 0.0042207 | 0.0043243 | 0 | 0 | 0 | 0 | 0 | 0 | 0 | 0 | 8.6867 | 0.018946 | 0 | 0.62158 | 0.64052 | 0.22443 | 0 | 2.7121 | 2.9365 | 0 | 275 | SCR
55149_G_U3 | ISONE_Connecticut | Connecticut | 9 | Windham | 15 | 55149 | U3 | Lake Road Generating Plant | 7408 | 2002 | 9999 | Combined Cycle |  |  | SCR | DLNB + H2O |  | Fossil | G | 2030 | NaturalGas |  | 0.035331 | 0 | 1.4392 | 1.4745 | 0 | 0 | 0 | 0 | 0 | 0 | 0 | 0 | 0 | 0 | 0 | 0 | 4.7693 | 0 | 194.275 | 199.0443 | 2.0683 | 0 | 84.2501 | 86.3184 | 2.4732e-09 | 0 | 1.0074e-07 | 1.0322e-07 | 9.0252e-05 | 0 | 0.0036764 | 0.0037666 | 0 | 0 | 0 | 0 | 0 | 0 | 0 | 0 | 9.0563 | 0.019752 | 0 | 0.64802 | 0.66777 | 0.23316 | 0 | 2.8176 | 3.0508 | 0 | 286.7 | SCR
55151_G_GEN1 | WECC_Northern California (not including BANC) | California | 6 | Kern | 29 | 55151 | GEN1 | La Paloma Generating Plant | 7322 | 2003 | 9999 | Combined Cycle |  |  | SCR | DLNB |  | Fossil | G | 2030 | NaturalGas |  | 3.1373 | 4.1177 | 1.6399 | 8.8949 | 0 | 0 | 0 | 0 | 0 | 0 | 0 | 0 | 0 | 0 | 0 | 0 | 428.4758 | 562.3744 | 223.974 | 1214.8242 | 183.6575 | 241.0505 | 96.002 | 520.71 | 2.1961e-07 | 2.8824e-07 | 1.148e-07 | 6.2265e-07 | 0.012776 | 0.016768 | 0.0066782 | 0.036222 | 0 | 0 | 0 | 0 | 0 | 0 | 0 | 0 | 7.698 | 0.97909 | 1.2851 | 0.74708 | 3.0112 | 10.7177 | 11.1331 | 4.5957 | 26.4464 | 0 | 243.7 | SCR
55151_G_GEN2 | WECC_Northern California (not including BANC) | California | 6 | Kern | 29 | 55151 | GEN2 | La Paloma Generating Plant | 7290 | 2003 | 9999 | Combined Cycle |  |  | SCR | DLNB |  | Fossil | G | 2030 | NaturalGas |  | 3.0967 | 4.0644 | 1.6187 | 8.7798 | 0 | 0 | 0 | 0 | 0 | 0 | 0 | 0 | 0 | 0 | 0 | 0 | 424.7835 | 557.5284 | 222.044 | 1204.3559 | 181.2792 | 237.9289 | 94.7588 | 513.9668 | 2.1677e-07 | 2.8451e-07 | 1.1331e-07 | 6.1458e-07 | 0.014391 | 0.018888 | 0.0075225 | 0.040802 | 0 | 0 | 0 | 0 | 0 | 0 | 0 | 0 | 7.6317 | 0.97066 | 1.274 | 0.74065 | 2.9853 | 10.5789 | 10.9889 | 4.5362 | 26.104 | 0 | 241.6 | SCR
55151_G_GEN3 | WECC_Northern California (not including BANC) | California | 6 | Kern | 29 | 55151 | GEN3 | La Paloma Generating Plant | 7338 | 2003 | 9999 | Combined Cycle |  |  | SCR | DLNB |  | Fossil | G | 2030 | NaturalGas |  | 3.0629 | 4.02 | 1.601 | 8.6839 | 0 | 0 | 0 | 0 | 0 | 0 | 0 | 0 | 0 | 0 | 0 | 0 | 417.399 | 547.8362 | 218.184 | 1183.4193 | 179.3007 | 235.3321 | 93.7245 | 508.3573 | 2.144e-07 | 2.814e-07 | 1.1207e-07 | 6.0788e-07 | 0.013266 | 0.017412 | 0.0069345 | 0.037612 | 0 | 0 | 0 | 0 | 0 | 0 | 0 | 0 | 7.499 | 0.95378 | 1.2518 | 0.72777 | 2.9334 | 10.4635 | 10.869 | 4.4866 | 25.8191 | 0 | 237.4 | SCR
55151_G_GEN4 | WECC_Northern California (not including BANC) | California | 6 | Kern | 29 | 55151 | GEN4 | La Paloma Generating Plant | 7247 | 2003 | 9999 | Combined Cycle |  |  | SCR | DLNB |  | Fossil | G | 2030 | NaturalGas |  | 3.0924 | 4.0588 | 1.6165 | 8.7677 | 0 | 0 | 0 | 0 | 0 | 0 | 0 | 0 | 0 | 0 | 0 | 0 | 426.7176 | 560.0668 | 223.055 | 1209.8393 | 181.0304 | 237.6024 | 94.6287 | 513.2615 | 2.1647e-07 | 2.8412e-07 | 1.1315e-07 | 6.1374e-07 | 0.013266 | 0.017411 | 0.0069342 | 0.037611 | 0 | 0 | 0 | 0 | 0 | 0 | 0 | 0 | 7.6664 | 0.97508 | 1.2798 | 0.74402 | 2.9989 | 10.5644 | 10.9738 | 4.5299 | 26.0681 | 0 | 242.7 | SCR
55153_G_CTG1 | ERCOT_Rest | Texas | 48 | Guadalupe | 187 | 55153 | CTG1 | Guadalupe Generating Station | 7178 | 2000 | 9999 | Combined Cycle |  |  |  | DLNB |  | Fossil | G | 2030 | NaturalGas |  | 1.5 | 1.9291 | 3.5011 | 6.9303 | 0 | 0 | 0 | 0 | 0 | 0 | 0 | 0 | 0 | 0 | 0 | 0 | 208.97 | 268.7567 | 487.7605 | 965.4872 | 87.8092 | 112.9316 | 204.957 | 405.6978 | 1.05e-07 | 1.3504e-07 | 2.4508e-07 | 4.8512e-07 | 0.024005 | 0.030873 | 0.056031 | 0.11091 | 0 | 0 | 0 | 0 | 0 | 0 | 0 | 0 | 5.1175 | 0.44633 | 0.57403 | 1.0418 | 2.0622 | 4.0007 | 4.5298 | 7.8207 | 16.3513 | 0 | 148
55153_G_CTG2 | ERCOT_Rest | Texas | 48 | Guadalupe | 187 | 55153 | CTG2 | Guadalupe Generating Station | 7178 | 2000 | 9999 | Combined Cycle |  |  |  | DLNB |  | Fossil | G | 2030 | NaturalGas |  | 1.5 | 1.9291 | 3.5011 | 6.9303 | 0 | 0 | 0 | 0 | 0 | 0 | 0 | 0 | 0 | 0 | 0 | 0 | 208.97 | 268.7567 | 487.7605 | 965.4872 | 87.8092 | 112.9316 | 204.957 | 405.6978 | 1.05e-07 | 1.3504e-07 | 2.4508e-07 | 4.8512e-07 | 0.024005 | 0.030873 | 0.056031 | 0.11091 | 0 | 0 | 0 | 0 | 0 | 0 | 0 | 0 | 5.1175 | 0.44633 | 0.57403 | 1.0418 | 2.0622 | 4.0007 | 4.5298 | 7.8207 | 16.3513 | 0 | 148
55153_G_CTG3 | ERCOT_Rest | Texas | 48 | Guadalupe | 187 | 55153 | CTG3 | Guadalupe Generating Station | 7178 | 2000 | 9999 | Combined Cycle |  |  |  | DLNB |  | Fossil | G | 2030 | NaturalGas |  | 1.5 | 1.9291 | 3.5011 | 6.9303 | 0 | 0 | 0 | 0 | 0 | 0 | 0 | 0 | 0 | 0 | 0 | 0 | 208.97 | 268.7567 | 487.7605 | 965.4872 | 87.8092 | 112.9316 | 204.957 | 405.6978 | 1.05e-07 | 1.3504e-07 | 2.4508e-07 | 4.8512e-07 | 0.023164 | 0.029791 | 0.054067 | 0.10702 | 0 | 0 | 0 | 0 | 0 | 0 | 0 | 0 | 5.1175 | 0.44633 | 0.57403 | 1.0418 | 2.0622 | 4.0007 | 4.5298 | 7.8207 | 16.3513 | 0 | 148
55153_G_CTG4 | ERCOT_Rest | Texas | 48 | Guadalupe | 187 | 55153 | CTG4 | Guadalupe Generating Station | 7178 | 2000 | 9999 | Combined Cycle |  |  |  | DLNB |  | Fossil | G | 2030 | NaturalGas |  | 1.5 | 1.9291 | 3.5011 | 6.9303 | 0 | 0 | 0 | 0 | 0 | 0 | 0 | 0 | 0 | 0 | 0 | 0 | 208.97 | 268.7567 | 487.7605 | 965.4872 | 87.8092 | 112.9316 | 204.957 | 405.6978 | 1.05e-07 | 1.3504e-07 | 2.4508e-07 | 4.8512e-07 | 0.023164 | 0.029791 | 0.054067 | 0.10702 | 0 | 0 | 0 | 0 | 0 | 0 | 0 | 0 | 5.1175 | 0.44633 | 0.57403 | 1.0418 | 2.0622 | 4.0007 | 4.5298 | 7.8207 | 16.3513 | 0 | 148
55153_G_STG1 | ERCOT_Rest | Texas | 48 | Guadalupe | 187 | 55153 | STG1 | Guadalupe Generating Station | 7178 | 2000 | 9999 | Combined Cycle |  |  |  | LNB |  | Fossil | G | 2030 | NaturalGas |  | 1.9966 | 2.5678 | 4.6603 | 9.2247 | 0 | 0 | 0 | 0 | 0 | 0 | 0 | 0 | 0 | 0 | 0 | 0 | 278.1561 | 357.7369 | 649.2487 | 1285.1418 | 116.8812 | 150.3211 | 272.8144 | 540.0167 | 1.3976e-07 | 1.7975e-07 | 3.2622e-07 | 6.4573e-07 | 0.031953 | 0.041095 | 0.074582 | 0.14763 | 0 | 0 | 0 | 0 | 0 | 0 | 0 | 0 | 6.8117 | 0.59411 | 0.76408 | 1.3867 | 2.7449 | 5.3253 | 6.0296 | 10.41 | 21.7649 | 0 | 197
55153_G_STG2 | ERCOT_Rest | Texas | 48 | Guadalupe | 187 | 55153 | STG2 | Guadalupe Generating Station | 7178 | 2000 | 9999 | Combined Cycle |  |  |  | LNB |  | Fossil | G | 2030 | NaturalGas |  | 1.9966 | 2.5678 | 4.6603 | 9.2247 | 0 | 0 | 0 | 0 | 0 | 0 | 0 | 0 | 0 | 0 | 0 | 0 | 278.1561 | 357.7369 | 649.2487 | 1285.1418 | 116.8812 | 150.3211 | 272.8144 | 540.0167 | 1.3976e-07 | 1.7975e-07 | 3.2622e-07 | 6.4573e-07 | 0.030833 | 0.039654 | 0.071968 | 0.14246 | 0 | 0 | 0 | 0 | 0 | 0 | 0 | 0 | 6.8117 | 0.59411 | 0.76408 | 1.3867 | 2.7449 | 5.3253 | 6.0296 | 10.41 | 21.7649 | 0 | 197
55154_G_CTA | ERCOT_Rest | Texas | 48 | Bastrop | 21 | 55154 | CTA | Lost Pines 1 Power Project | 7286 | 2001 | 9999 | Combined Cycle |  |  | SCR |  |  | Fossil | G | 2030 | NaturalGas |  | 0.54124 | 0.63345 | 3.059 | 4.2337 | 0 | 0 | 0 | 0 | 0 | 0 | 0 | 0 | 0 | 0 | 0 | 0 | 74.2844 | 86.9402 | 419.8508 | 581.0754 | 31.684 | 37.082 | 179.0758 | 247.8417 | 3.7887e-08 | 4.4341e-08 | 2.1413e-07 | 2.9636e-07 | 0.0050916 | 0.0059591 | 0.018354 | 0.029405 | 0 | 0 | 0 | 0 | 0 | 0 | 0 | 0 | 5.6978 | 0.24778 | 0.29 | 0.95938 | 1.4972 | 1.4436 | 1.4874 | 6.8332 | 9.7641 | 0 | 169 | SCR
55154_G_CTB | ERCOT_Rest | Texas | 48 | Bastrop | 21 | 55154 | CTB | Lost Pines 1 Power Project | 7286 | 2001 | 9999 | Combined Cycle |  |  | SCR |  |  | Fossil | G | 2030 | NaturalGas |  | 0.54124 | 0.63345 | 3.059 | 4.2337 | 0 | 0 | 0 | 0 | 0 | 0 | 0 | 0 | 0 | 0 | 0 | 0 | 74.2844 | 86.9402 | 419.8508 | 581.0754 | 31.684 | 37.082 | 179.0758 | 247.8417 | 3.7887e-08 | 4.4341e-08 | 2.1413e-07 | 2.9636e-07 | 0.0050916 | 0.0059591 | 0.018354 | 0.029405 | 0 | 0 | 0 | 0 | 0 | 0 | 0 | 0 | 5.6978 | 0.24778 | 0.29 | 0.95938 | 1.4972 | 1.4436 | 1.4874 | 6.8332 | 9.7641 | 0 | 169 | SCR
55154_G_ST | ERCOT_Rest | Texas | 48 | Bastrop | 21 | 55154 | ST | Lost Pines 1 Power Project | 7286 | 2001 | 9999 | Combined Cycle |  |  | SCR |  |  | Fossil | G | 2030 | NaturalGas |  | 0.55084 | 0.64469 | 3.1133 | 4.3089 | 0 | 0 | 0 | 0 | 0 | 0 | 0 | 0 | 0 | 0 | 0 | 0 | 75.603 | 88.4835 | 427.3038 | 591.3904 | 32.2464 | 37.7402 | 182.2547 | 252.2413 | 3.8559e-08 | 4.5128e-08 | 2.1793e-07 | 3.0162e-07 | 0.005182 | 0.0060649 | 0.01868 | 0.029927 | 0 | 0 | 0 | 0 | 0 | 0 | 0 | 0 | 5.799 | 0.25218 | 0.29514 | 0.97642 | 1.5237 | 1.4692 | 1.5138 | 6.9545 | 9.9375 | 0 | 172 | SCR
55155_G_UNT1 | NY_Zone F (Capital) | New York | 36 | Albany | 1 | 55155 | UNT1 | MM Albany Energy | 13500 | 1998 | 9999 | Landfill Gas | [5 empty] | Non-Fossil | G | 2030 | LF Gas |  | 0.012869 | 0.018463 | 0.024312 | 0.055644 | 0 | 0 | 0 | 0 | 0 | 0 | 0 | 0 | 0 | 0 | 0 | 0 | 0.95327 | 1.3676 | 1.8009 | 4.1218 | 0.74163 | 1.064 | 1.4011 | 3.2067 | 0 | 0 | 0 | 0 | 0.0015496 | 0.0022231 | 0.0029274 | 0.0067001 | 0 | 0 | 0 | 0 | 0 | 0 | 0 | 0 | 0.24435 | 0.0066128 | 0.0094871 | 0.012493 | 0.028593 | 0 | 0 | 0 | 0 | 0 | 0.9
55155_G_UNT2 | NY_Zone F (Capital) | New York | 36 | Albany | 1 | 55155 | UNT2 | MM Albany Energy | 13500 | 1998 | 9999 | Landfill Gas | [5 empty] | Non-Fossil | G | 2030 | LF Gas |  | 0.012869 | 0.018463 | 0.024312 | 0.055644 | 0 | 0 | 0 | 0 | 0 | 0 | 0 | 0 | 0 | 0 | 0 | 0 | 0.95327 | 1.3676 | 1.8009 | 4.1218 | 0.74163 | 1.064 | 1.4011 | 3.2067 | 0 | 0 | 0 | 0 | 0.0015496 | 0.0022231 | 0.0029274 | 0.0067001 | 0 | 0 | 0 | 0 | 0 | 0 | 0 | 0 | 0.24435 | 0.0066128 | 0.0094871 | 0.012493 | 0.028593 | 0 | 0 | 0 | 0 | 0 | 0.9
55155_G_UNT3 | NY_Zone F (Capital) | New York | 36 | Albany | 1 | 55155 | UNT3 | MM Albany Energy | 13500 | 2008 | 9999 | Landfill Gas | [5 empty] | Non-Fossil | G | 2030 | LF Gas |  | 0.012869 | 0.018463 | 0.024312 | 0.055644 | 0 | 0 | 0 | 0 | 0 | 0 | 0 | 0 | 0 | 0 | 0 | 0 | 0.95327 | 1.3676 | 1.8009 | 4.1218 | 0.74163 | 1.064 | 1.4011 | 3.2067 | 0 | 0 | 0 | 0 | 0.0015496 | 0.0022231 | 0.0029274 | 0.0067001 | 0 | 0 | 0 | 0 | 0 | 0 | 0 | 0 | 0.24435 | 0.0066128 | 0.0094871 | 0.012493 | 0.028593 | 0 | 0 | 0 | 0 | 0 | 0.9
55155_G_UNT4 | NY_Zone F (Capital) | New York | 36 | Albany | 1 | 55155 | UNT4 | MM Albany Energy | 13500 | 2012 | 9999 | Landfill Gas | [5 empty] | Non-Fossil | G | 2030 | LF Gas |  | 0.022878 | 0.032822 | 0.043222 | 0.098923 | 0 | 0 | 0 | 0 | 0 | 0 | 0 | 0 | 0 | 0 | 0 | 0 | 1.6947 | 2.4313 | 3.2016 | 7.3276 | 1.3185 | 1.8915 | 2.4908 | 5.7008 | 0 | 0 | 0 | 0 | 0.0027548 | 0.0039522 | 0.0052043 | 0.011911 | 0 | 0 | 0 | 0 | 0 | 0 | 0 | 0 | 0.43441 | 0.011756 | 0.016866 | 0.02221 | 0.050832 | 0 | 0 | 0 | 0 | 0 | 1.6
55155_G_UNT5 | NY_Zone F (Capital) | New York | 36 | Albany | 1 | 55155 | UNT5 | MM Albany Energy | 13500 | 2012 | 9999 | Landfill Gas | [5 empty] | Non-Fossil | G | 2030 | LF Gas |  | 0.022878 | 0.032822 | 0.043222 | 0.098923 | 0 | 0 | 0 | 0 | 0 | 0 | 0 | 0 | 0 | 0 | 0 | 0 | 1.6947 | 2.4313 | 3.2016 | 7.3276 | 1.3185 | 1.8915 | 2.4908 | 5.7008 | 0 | 0 | 0 | 0 | 0.0027548 | 0.0039522 | 0.0052043 | 0.011911 | 0 | 0 | 0 | 0 | 0 | 0 | 0 | 0 | 0.43441 | 0.011756 | 0.016866 | 0.02221 | 0.050832 | 0 | 0 | 0 | 0 | 0 | 1.6
55156_G_UNT1 | PJM_Dominion | Virginia | 51 | Prince William | 153 | 55156 | UNT1 | MM Prince William Energy | 13500 | 1998 | 9999 | Landfill Gas | [5 empty] | Non-Fossil | G | 2030 |  | Landfill Gas Retirement | 0 | 0 | 0 | 0 | 0 | 0 | 0 | 0 | 0 | 0 | 0 | 0 | 0 | 0 | 0 | 0 | 0 | 0 | 0 | 0 | 0 | 0 | 0 | 0 | 0 | 0 | 0 | 0 | 0 | 0 | 0 | 0 | 0 | 0 | 0 | 0 | 0 | 0 | 0 | 0 | 0 | 0 | 0 | 0 | 0 | 0 | 0 | 0 | 0 | 0 | 0.9
55156_G_UNT2 | PJM_Dominion | Virginia | 51 | Prince William | 153 | 55156 | UNT2 | MM Prince William Energy | 13500 | 1998 | 9999 | Landfill Gas | [5 empty] | Non-Fossil | G | 2030 |  | Landfill Gas Retirement | 0 | 0 | 0 | 0 | 0 | 0 | 0 | 0 | 0 | 0 | 0 | 0 | 0 | 0 | 0 | 0 | 0 | 0 | 0 | 0 | 0 | 0 | 0 | 0 | 0 | 0 | 0 | 0 | 0 | 0 | 0 | 0 | 0 | 0 | 0 | 0 | 0 | 0 | 0 | 0 | 0 | 0 | 0 | 0 | 0 | 0 | 0 | 0 | 0 | 0 | 0.9
55156_G_UNT3 | PJM_Dominion | Virginia | 51 | Prince William | 153 | 55156 | UNT3 | MM Prince William Energy | 13500 | 2013 | 9999 | Landfill Gas | [5 empty] | Non-Fossil | G | 2030 |  | Landfill Gas Retirement | 0 | 0 | 0 | 0 | 0 | 0 | 0 | 0 | 0 | 0 | 0 | 0 | 0 | 0 | 0 | 0 | 0 | 0 | 0 | 0 | 0 | 0 | 0 | 0 | 0 | 0 | 0 | 0 | 0 | 0 | 0 | 0 | 0 | 0 | 0 | 0 | 0 | 0 | 0 | 0 | 0 | 0 | 0 | 0 | 0 | 0 | 0 | 0 | 0 | 0 | 1.6
55156_G_UNT4 | PJM_Dominion | Virginia | 51 | Prince William | 153 | 55156 | UNT4 | MM Prince William Energy | 13500 | 2013 | 9999 | Landfill Gas | [5 empty] | Non-Fossil | G | 2030 |  | Landfill Gas Retirement | 0 | 0 | 0 | 0 | 0 | 0 | 0 | 0 | 0 | 0 | 0 | 0 | 0 | 0 | 0 | 0 | 0 | 0 | 0 | 0 | 0 | 0 | 0 | 0 | 0 | 0 | 0 | 0 | 0 | 0 | 0 | 0 | 0 | 0 | 0 | 0 | 0 | 0 | 0 | 0 | 0 | 0 | 0 | 0 | 0 | 0 | 0 | 0 | 0 | 0 | 1.6
55156_G_UNT5 | PJM_Dominion | Virginia | 51 | Prince William | 153 | 55156 | UNT5 | MM Prince William Energy | 13500 | 2013 | 9999 | Landfill Gas | [5 empty] | Non-Fossil | G | 2030 |  | Landfill Gas Retirement | 0 | 0 | 0 | 0 | 0 | 0 | 0 | 0 | 0 | 0 | 0 | 0 | 0 | 0 | 0 | 0 | 0 | 0 | 0 | 0 | 0 | 0 | 0 | 0 | 0 | 0 | 0 | 0 | 0 | 0 | 0 | 0 | 0 | 0 | 0 | 0 | 0 | 0 | 0 | 0 | 0 | 0 | 0 | 0 | 0 | 0 | 0 | 0 | 0 | 0 | 1.6
55160_G_UNT1 | WECC_Southern California Edison | California | 6 | Tulare | 107 | 55160 | UNT1 | MM Tulare Energy | 14103 | 1998 | 9999 | Landfill Gas | [5 empty] | Non-Fossil | G | 2030 | LF Gas |  | 0.021263 | 0.028218 | 0.03583 | 0.085311 | 0 | 0 | 0 | 0 | 0 | 0 | 0 | 0 | 0 | 0 | 0 | 0 | 1.5077 | 2.0008 | 2.5406 | 6.0491 | 1.2253 | 1.6262 | 2.0649 | 4.9164 | 0 | 0 | 0 | 0 | 0.0023513 | 0.0031205 | 0.0039623 | 0.0094341 | 0 | 0 | 0 | 0 | 0 | 0 | 0 | 0 | 0.21776 | 0.010459 | 0.01388 | 0.017624 | 0.041963 | 0 | 0 | 0 | 0 | 0 | 0.8
55160_G_UNT2 | WECC_Southern California Edison | California | 6 | Tulare | 107 | 55160 | UNT2 | MM Tulare Energy | 14103 | 1998 | 9999 | Landfill Gas | [5 empty] | Non-Fossil | G | 2030 | LF Gas |  | 0.021263 | 0.028218 | 0.03583 | 0.085311 | 0 | 0 | 0 | 0 | 0 | 0 | 0 | 0 | 0 | 0 | 0 | 0 | 1.5077 | 2.0008 | 2.5406 | 6.0491 | 1.2253 | 1.6262 | 2.0649 | 4.9164 | 0 | 0 | 0 | 0 | 0.0023513 | 0.0031205 | 0.0039623 | 0.0094341 | 0 | 0 | 0 | 0 | 0 | 0 | 0 | 0 | 0.21776 | 0.010459 | 0.01388 | 0.017624 | 0.041963 | 0 | 0 | 0 | 0 | 0 | 0.8
55161_G_UNT1 | WECC_Southern California Edison | California | 6 | Los Angeles | 37 | 55161 | UNT1 | MM Lopez Energy | 13500 | 1998 | 9999 | Landfill Gas | [5 empty] | Non-Fossil | G | 2030 | LF Gas |  | 1.7471e-08 | 1.9219e-08 | 2.3235e-08 | 5.9925e-08 | 0 | 0 | 0 | 0 | 0 | 0 | 0 | 0 | 0 | 0 | 0 | 0 | 1.296e-06 | 1.4256e-06 | 1.7235e-06 | 4.4451e-06 | 1.0069e-06 | 1.1076e-06 | 1.339e-06 | 3.4534e-06 | 0 | 0 | 0 | 0 | 1.1297e-09 | 1.2427e-09 | 1.5024e-09 | 3.8748e-09 | 0 | 0 | 0 | 0 | 0 | 0 | 0 | 0 | 2.722e-07 | 8.9903e-09 | 9.8894e-09 | 1.1956e-08 | 3.0836e-08 | 0 | 0 | 0 | 0 | 0 | 1e-06
55163_G_UNT2 | ISONE_Connecticut | Connecticut | 9 | Hartford | 3 | 55163 | UNT2 | MM Hartford Energy | 13500 | 1998 | 9999 | Landfill Gas | [5 empty] | Non-Fossil | G | 2030 | LF Gas |  | 1.6479e-08 | 2.3313e-08 | 2.9843e-08 | 6.9636e-08 | 0 | 0 | 0 | 0 | 0 | 0 | 0 | 0 | 0 | 0 | 0 | 0 | 1.2284e-06 | 1.7378e-06 | 2.2246e-06 | 5.1908e-06 | 9.4969e-07 | 1.3435e-06 | 1.7198e-06 | 4.013e-06 | 0 | 0 | 0 | 0 | 1.7586e-09 | 2.488e-09 | 3.1848e-09 | 7.4314e-09 | 0 | 0 | 0 | 0 | 0 | 0 | 0 | 0 | 2.7163e-07 | 8.5215e-09 | 1.2055e-08 | 1.5432e-08 | 3.6009e-08 | 0 | 0 | 0 | 0 | 0 | 1e-06
55163_G_UNT3 | ISONE_Connecticut | Connecticut | 9 | Hartford | 3 | 55163 | UNT3 | MM Hartford Energy | 13500 | 1998 | 9999 | Landfill Gas | [5 empty] | Non-Fossil | G | 2030 | LF Gas |  | 1.6479e-08 | 2.3313e-08 | 2.9843e-08 | 6.9636e-08 | 0 | 0 | 0 | 0 | 0 | 0 | 0 | 0 | 0 | 0 | 0 | 0 | 1.2284e-06 | 1.7378e-06 | 2.2246e-06 | 5.1908e-06 | 9.4969e-07 | 1.3435e-06 | 1.7198e-06 | 4.013e-06 | 0 | 0 | 0 | 0 | 1.7586e-09 | 2.488e-09 | 3.1848e-09 | 7.4314e-09 | 0 | 0 | 0 | 0 | 0 | 0 | 0 | 0 | 2.7163e-07 | 8.5215e-09 | 1.2055e-08 | 1.5432e-08 | 3.6009e-08 | 0 | 0 | 0 | 0 | 0 | 1e-06
55164_G_CT1 | PJM West | Kentucky | 21 | Oldham | 185 | 55164 | CT1 | Bluegrass Generating Station | 11093 | 2002 | 9999 | Combustion Turbine |  |  |  | DLNB |  | Fossil | G | 2030 | NaturalGas |  | 0.12972 | 0.068026 | 0.34391 | 0.54166 | 0 | 0 | 0 | 0 | 0 | 0 | 0 | 0 | 0 | 0 | 0 | 0 | 11.6942 | 6.1323 | 31.0025 | 48.829 | 7.594 | 3.9822 | 20.1325 | 31.7088 | 9.0807e-09 | 4.7618e-09 | 2.4074e-08 | 3.7916e-08 | 0.0041522 | 0.0021774 | 0.011008 | 0.017338 | 0 | 0 | 0 | 0 | 0 | 0 | 0 | 0 | 3.648 | 0.055197 | 0.028945 | 0.14633 | 0.23047 | 0.34565 | 0.15447 | 0.68949 | 1.1896 | 0 | 167
55164_G_CT2 | PJM West | Kentucky | 21 | Oldham | 185 | 55164 | CT2 | Bluegrass Generating Station | 11093 | 2002 | 9999 | Combustion Turbine |  |  |  | DLNB |  | Fossil | G | 2030 | NaturalGas |  | 0.12972 | 0.068026 | 0.34391 | 0.54166 | 0 | 0 | 0 | 0 | 0 | 0 | 0 | 0 | 0 | 0 | 0 | 0 | 11.6942 | 6.1323 | 31.0025 | 48.829 | 7.594 | 3.9822 | 20.1325 | 31.7088 | 9.0807e-09 | 4.7618e-09 | 2.4074e-08 | 3.7916e-08 | 0.0041466 | 0.0021745 | 0.010993 | 0.017314 | 0 | 0 | 0 | 0 | 0 | 0 | 0 | 0 | 3.648 | 0.055197 | 0.028945 | 0.14633 | 0.23047 | 0.34565 | 0.15447 | 0.68949 | 1.1896 | 0 | 167
55164_G_CT3 | PJM West | Kentucky | 21 | Oldham | 185 | 55164 | CT3 | Bluegrass Generating Station | 11093 | 2002 | 9999 | Combustion Turbine |  |  |  | DLNB |  | Fossil | G | 2030 | NaturalGas |  | 0.12972 | 0.068026 | 0.34391 | 0.54166 | 0 | 0 | 0 | 0 | 0 | 0 | 0 | 0 | 0 | 0 | 0 | 0 | 11.6942 | 6.1323 | 31.0025 | 48.829 | 7.594 | 3.9822 | 20.1325 | 31.7088 | 9.0807e-09 | 4.7618e-09 | 2.4074e-08 | 3.7916e-08 | 0.0047135 | 0.0024717 | 0.012496 | 0.019681 | 0 | 0 | 0 | 0 | 0 | 0 | 0 | 0 | 3.2941 | 0.05391 | 0.02827 | 0.14292 | 0.2251 | 0.34565 | 0.15447 | 0.68949 | 1.1896 | 0 | 167
55165_G_G101 | MISO_WOTAB (including Western) | Louisiana | 22 | Calcasieu | 19 | 55165 | G101 | Calcasieu | 11091 | 2000 | 9999 | Combustion Turbine |  |  |  | DLNB |  | Fossil | G | 2030 | NaturalGas |  | 0.10745 | 0.017681 | 0.053365 | 0.17849 | 0 | 0 | 0 | 0 | 0 | 0 | 0 | 0 | 0 | 0 | 0 | 0 | 9.6877 | 1.5942 | 4.8115 | 16.0934 | 6.2899 | 1.035 | 3.124 | 10.4489 | 7.5213e-09 | 1.2377e-09 | 3.7355e-09 | 1.2494e-08 | 0.0049307 | 0.00081138 | 0.0024489 | 0.008191 | 0 | 0 | 0 | 0 | 0 | 0 | 0 | 0 | 2.8325 | 0.04466 | 0.0073492 | 0.022181 | 0.074191 | 0.30241 | 0.0443 | 0.12666 | 0.47337 | 0 | 143.6
55165_G_G102 | MISO_WOTAB (including Western) | Louisiana | 22 | Calcasieu | 19 | 55165 | G102 | Calcasieu | 11091 | 2001 | 9999 | Combustion Turbine |  |  |  | DLNB |  | Fossil | G | 2030 | NaturalGas |  | 0.11927 | 0.019626 | 0.059236 | 0.19813 | 0 | 0 | 0 | 0 | 0 | 0 | 0 | 0 | 0 | 0 | 0 | 0 | 10.7536 | 1.7696 | 5.3409 | 17.8641 | 6.982 | 1.1489 | 3.4677 | 11.5986 | 8.3488e-09 | 1.3739e-09 | 4.1465e-09 | 1.3869e-08 | 0.0047308 | 0.00077848 | 0.0023496 | 0.0078589 | 0 | 0 | 0 | 0 | 0 | 0 | 0 | 0 | 3.1442 | 0.049574 | 0.0081578 | 0.024622 | 0.082354 | 0.33568 | 0.049174 | 0.14059 | 0.52545 | 0 | 159.4
55166_G_CT01 | SERC_VACAR | South Carolina | 45 | Cherokee | 21 | 55166 | CT01 | Broad River Energy Center | 10745 | 2000 | 9999 | Combustion Turbine |  |  |  | DLNB |  | Fossil | G | 2030 | NaturalGas |  | 0.14379 | 0.03906 | 0.18599 | 0.36884 | 0 | 0 | 0 | 0 | 0 | 0 | 0 | 0 | 0 | 0 | 0 | 0 | 13.3818 | 3.6352 | 17.3094 | 34.3264 | 8.4173 | 2.2866 | 10.8878 | 21.5917 | 1.0065e-08 | 2.7342e-09 | 1.3019e-08 | 2.5819e-08 | 0.0030727 | 0.00083471 | 0.0039746 | 0.007882 | 0 | 0 | 0 | 0 | 0 | 0 | 0 | 0 | 3.3967 | 0.06169 | 0.016758 | 0.079796 | 0.15824 | 0.46559 | 0.10816 | 0.50918 | 1.0829 | 0 | 172.2
55166_G_CT02 | SERC_VACAR | South Carolina | 45 | Cherokee | 21 | 55166 | CT02 | Broad River Energy Center | 10745 | 2000 | 9999 | Combustion Turbine |  |  |  | DLNB |  | Fossil | G | 2030 | NaturalGas |  | 0.14128 | 0.038379 | 0.18275 | 0.36241 | 0 | 0 | 0 | 0 | 0 | 0 | 0 | 0 | 0 | 0 | 0 | 0 | 13.1487 | 3.5718 | 17.0078 | 33.7283 | 8.2707 | 2.2467 | 10.6981 | 21.2155 | 9.8898e-09 | 2.6865e-09 | 1.2792e-08 | 2.5369e-08 | 0.0025629 | 0.0006962 | 0.0033151 | 0.0065741 | 0 | 0 | 0 | 0 | 0 | 0 | 0 | 0 | 3.3375 | 0.060615 | 0.016466 | 0.078406 | 0.15549 | 0.45748 | 0.10627 | 0.50031 | 1.0641 | 0 | 169.2
55166_G_CT03 | SERC_VACAR | South Carolina | 45 | Cherokee | 21 | 55166 | CT03 | Broad River Energy Center | 10745 | 2000 | 9999 | Combustion Turbine |  |  |  | DLNB |  | Fossil | G | 2030 | NaturalGas |  | 0.14153 | 0.038447 | 0.18307 | 0.36305 | 0 | 0 | 0 | 0 | 0 | 0 | 0 | 0 | 0 | 0 | 0 | 0 | 13.172 | 3.5782 | 17.038 | 33.7881 | 8.2853 | 2.2507 | 10.7171 | 21.2532 | 9.9073e-09 | 2.6913e-09 | 1.2815e-08 | 2.5414e-08 | 0.0027394 | 0.00074415 | 0.0035434 | 0.0070269 | 0 | 0 | 0 | 0 | 0 | 0 | 0 | 0 | 3.3434 | 0.060723 | 0.016495 | 0.078545 | 0.15576 | 0.45829 | 0.10646 | 0.5012 | 1.0659 | 0 | 169.5
55166_G_CT04 | SERC_VACAR | South Carolina | 45 | Cherokee | 21 | 55166 | CT04 | Broad River Energy Center | 10745 | 2001 | 9999 | Combustion Turbine |  |  |  | DLNB |  | Fossil | G | 2030 | NaturalGas |  | 0.14471 | 0.039309 | 0.18718 | 0.37119 | 0 | 0 | 0 | 0 | 0 | 0 | 0 | 0 | 0 | 0 | 0 | 0 | 13.4673 | 3.6584 | 17.42 | 34.5456 | 8.4711 | 2.3012 | 10.9574 | 21.7296 | 1.0129e-08 | 2.7516e-09 | 1.3102e-08 | 2.5983e-08 | 0.0025295 | 0.00068713 | 0.0032719 | 0.0064885 | 0 | 0 | 0 | 0 | 0 | 0 | 0 | 0 | 3.4184 | 0.062084 | 0.016865 | 0.080306 | 0.15926 | 0.46856 | 0.10885 | 0.51243 | 1.0898 | 0 | 173.3
55166_G_CT05 | SERC_VACAR | South Carolina | 45 | Cherokee | 21 | 55166 | CT05 | Broad River Energy Center | 10745 | 2001 | 9999 | Combustion Turbine |  |  |  | DLNB |  | Fossil | G | 2030 | NaturalGas |  | 0.14496 | 0.039377 | 0.1875 | 0.37184 | 0 | 0 | 0 | 0 | 0 | 0 | 0 | 0 | 0 | 0 | 0 | 0 | 13.4906 | 3.6647 | 17.4501 | 34.6054 | 8.4858 | 2.3051 | 10.9763 | 21.7672 | 1.0147e-08 | 2.7564e-09 | 1.3125e-08 | 2.6028e-08 | 0.0027179 | 0.00073832 | 0.0035157 | 0.0069719 | 0 | 0 | 0 | 0 | 0 | 0 | 0 | 0 | 3.4243 | 0.062192 | 0.016894 | 0.080445 | 0.15953 | 0.46937 | 0.10904 | 0.51332 | 1.0917 | 0 | 173.6
55168_G_0001 | ERCOT_Rest | Texas | 48 | Bastrop | 21 | 55168 | 0001 | Bastrop Energy Center | 7896 | 2002 | 9999 | Combined Cycle |  |  |  | DLNB |  | Fossil | G | 2030 | NaturalGas |  | 0.020111 | 0 | 0.82679 | 0.8469 | 0 | 0 | 0 | 0 | 0 | 0 | 0 | 0 | 0 | 0 | 0 | 0 | 2.547 | 0 | 104.7105 | 107.2575 | 1.1773 | 0 | 48.4005 | 49.5778 | 1.4078e-09 | 0 | 5.7876e-08 | 5.9283e-08 | 0.00027556 | 0 | 0.011329 | 0.011604 | 0 | 0 | 0 | 0 | 0 | 0 | 0 | 0 | 4.4962 | 0.010225 | 0 | 0.33365 | 0.34387 | 0.053639 | 0 | 1.8469 | 1.9005 | 0 | 149
55168_G_0002 | ERCOT_Rest | Texas | 48 | Bastrop | 21 | 55168 | 0002 | Bastrop Energy Center | 7896 | 2002 | 9999 | Combined Cycle |  |  |  | DLNB |  | Fossil | G | 2030 | NaturalGas |  | 0.020111 | 0 | 0.82679 | 0.8469 | 0 | 0 | 0 | 0 | 0 | 0 | 0 | 0 | 0 | 0 | 0 | 0 | 2.547 | 0 | 104.7105 | 107.2575 | 1.1773 | 0 | 48.4005 | 49.5778 | 1.4078e-09 | 0 | 5.7876e-08 | 5.9283e-08 | 0.00027556 | 0 | 0.011329 | 0.011604 | 0 | 0 | 0 | 0 | 0 | 0 | 0 | 0 | 4.4962 | 0.010225 | 0 | 0.33365 | 0.34387 | 0.053639 | 0 | 1.8469 | 1.9005 | 0 | 149
55168_G_0003 | ERCOT_Rest | Texas | 48 | Bastrop | 21 | 55168 | 0003 | Bastrop Energy Center | 7896 | 2002 | 9999 | Combined Cycle |  |  |  | LNB |  | Fossil | G | 2030 | NaturalGas |  | 0.030639 | 0 | 1.2596 | 1.2903 | 0 | 0 | 0 | 0 | 0 | 0 | 0 | 0 | 0 | 0 | 0 | 0 | 3.8803 | 0 | 159.5254 | 163.4057 | 1.7936 | 0 | 73.7377 | 75.5313 | 2.1447e-09 | 0 | 8.8173e-08 | 9.0318e-08 | 0.00041982 | 0 | 0.017259 | 0.017679 | 0 | 0 | 0 | 0 | 0 | 0 | 0 | 0 | 6.85 | 0.015578 | 0 | 0.50831 | 0.52389 | 0.081718 | 0 | 2.8137 | 2.8954 | 0 | 227
55170_G_CT11 | ISONE_MA, VT, NH, RI (Rest of ISO New England) | New Hampshire | 33 | Rockingham | 15 | 55170 | CT11 | Granite Ridge | 7348 | 2003 | 9999 | Combined Cycle |  |  | SCR | DLNB |  | Fossil | G | 2030 | NaturalGas |  | 0.30009 | 0.038507 | 4.0335 | 4.3721 | 0 | 0 | 0 | 0 | 0 | 0 | 0 | 0 | 0 | 0 | 0 | 0 | 40.8393 | 5.2404 | 548.9298 | 595.0095 | 17.5671 | 2.2542 | 236.1232 | 255.9445 | 2.1006e-08 | 2.6955e-09 | 2.8235e-07 | 3.0605e-07 | 0.0013064 | 0.00016763 | 0.017559 | 0.019033 | 0 | 0 | 0 | 0 | 0 | 0 | 0 | 0 | 7.0126 | 0.16693 | 0.02182 | 1.2543 | 1.4431 | 1.974 | 0.10824 | 7.811 | 9.8933 | 0 | 222 | SCR
55170_G_CT12 | ISONE_MA, VT, NH, RI (Rest of ISO New England) | New Hampshire | 33 | Rockingham | 15 | 55170 | CT12 | Granite Ridge | 7348 | 2003 | 9999 | Combined Cycle |  |  | SCR | DLNB |  | Fossil | G | 2030 | NaturalGas |  | 0.30009 | 0.038507 | 4.0335 | 4.3721 | 0 | 0 | 0 | 0 | 0 | 0 | 0 | 0 | 0 | 0 | 0 | 0 | 40.8393 | 5.2404 | 548.9298 | 595.0095 | 17.5671 | 2.2542 | 236.1232 | 255.9445 | 2.1006e-08 | 2.6955e-09 | 2.8235e-07 | 3.0605e-07 | 0.0013064 | 0.00016763 | 0.017559 | 0.019033 | 0 | 0 | 0 | 0 | 0 | 0 | 0 | 0 | 7.0126 | 0.16693 | 0.02182 | 1.2543 | 1.4431 | 1.974 | 0.10824 | 7.811 | 9.8933 | 0 | 222 | SCR
55170_G_STG | ISONE_MA, VT, NH, RI (Rest of ISO New England) | New Hampshire | 33 | Rockingham | 15 | 55170 | STG | Granite Ridge | 7348 | 2003 | 9999 | Combined Cycle |  |  | SCR | DLNB + NH3 |  | Fossil | G | 2030 | NaturalGas |  | 0.31631 | 0.040588 | 4.2516 | 4.6085 | 0 | 0 | 0 | 0 | 0 | 0 | 0 | 0 | 0 | 0 | 0 | 0 | 43.0468 | 5.5237 | 578.6017 | 627.1722 | 18.5167 | 2.376 | 248.8866 | 269.7793 | 2.2142e-08 | 2.8412e-09 | 2.9761e-07 | 3.2259e-07 | 0.001377 | 0.00017669 | 0.018509 | 0.020062 | 0 | 0 | 0 | 0 | 0 | 0 | 0 | 0 | 7.3916 | 0.17596 | 0.022999 | 1.3221 | 1.5211 | 2.0807 | 0.11409 | 8.2332 | 10.428 | 0 | 234 | SCR
55172_G_GT-1 | ERCOT_Rest | Texas | 48 | Bosque | 35 | 55172 | GT-1 | Bosque County Peaking | 7054 | 2000 | 9999 | Combined Cycle |  |  | SCR | DLNB |  | Fossil | G | 2030 | NaturalGas |  | 1.91 | 2.0358 | 3.5801 | 7.5259 | 0 | 0 | 0 | 0 | 0 | 0 | 0 | 0 | 0 | 0 | 0 | 0 | 270.7643 | 288.5971 | 507.5345 | 1066.896 | 111.8097 | 119.1736 | 209.5819 | 440.5653 | 1.337e-07 | 1.425e-07 | 2.5061e-07 | 5.2681e-07 | 0.019098 | 0.020356 | 0.021481 | 0.060935 | 0 | 0 | 0 | 0 | 0 | 0 | 0 | 0 | 5.5424 | 0.61871 | 0.65946 | 1.1597 | 2.4379 | 5.0942 | 4.7802 | 7.9972 | 17.8716 | 0 | 154 | SCR
55172_G_GT-2 | ERCOT_Rest | Texas | 48 | Bosque | 35 | 55172 | GT-2 | Bosque County Peaking | 7054 | 2000 | 9999 | Combined Cycle |  |  | SCR | DLNB |  | Fossil | G | 2030 | NaturalGas |  | 1.91 | 2.0358 | 3.5801 | 7.5259 | 0 | 0 | 0 | 0 | 0 | 0 | 0 | 0 | 0 | 0 | 0 | 0 | 270.7643 | 288.5971 | 507.5345 | 1066.896 | 111.8097 | 119.1736 | 209.5819 | 440.5653 | 1.337e-07 | 1.425e-07 | 2.5061e-07 | 5.2681e-07 | 0.019098 | 0.020356 | 0.021481 | 0.060935 | 0 | 0 | 0 | 0 | 0 | 0 | 0 | 0 | 5.5424 | 0.61871 | 0.65946 | 1.1597 | 2.4379 | 5.0942 | 4.7802 | 7.9972 | 17.8716 | 0 | 154 | SCR
55172_G_GT-3 | ERCOT_Rest | Texas | 48 | Bosque | 35 | 55172 | GT-3 | Bosque County Peaking | 7054 | 2001 | 9999 | Combined Cycle |  |  | SCR | DLNB |  | Fossil | G | 2030 | NaturalGas |  | 1.91 | 2.0046 | 3.5801 | 7.4947 | 0 | 0 | 0 | 0 | 0 | 0 | 0 | 0 | 0 | 0 | 0 | 0 | 270.7643 | 284.1772 | 507.5345 | 1062.4761 | 111.8097 | 117.3485 | 209.5819 | 438.7401 | 1.337e-07 | 1.4032e-07 | 2.5061e-07 | 5.2463e-07 | 0.019098 | 0.020044 | 0.021481 | 0.060624 | 0 | 0 | 0 | 0 | 0 | 0 | 0 | 0 | 5.1921 | 0.61871 | 0.64936 | 1.1597 | 2.4278 | 5.0942 | 4.707 | 7.9972 | 17.7984 | 0 | 154 | SCR
55172_G_ST-4 | ERCOT_Rest | Texas | 48 | Bosque | 35 | 55172 | ST-4 | Bosque County Peaking | 7054 | 2001 | 9999 | Combined Cycle | other |  | SCR | LNB |  | Fossil | G | 2030 | NaturalGas |  | 1.0666 | 1.1369 | 1.9993 | 4.2028 | 0 | 0 | 0 | 0 | 0 | 0 | 0 | 0 | 0 | 0 | 0 | 0 | 151.2061 | 161.1646 | 283.4284 | 595.799 | 62.4392 | 66.5515 | 117.0392 | 246.03 | 7.4663e-08 | 7.958e-08 | 1.3995e-07 | 2.9419e-07 | 0.010665 | 0.011368 | 0.011996 | 0.034029 | 0 | 0 | 0 | 0 | 0 | 0 | 0 | 0 | 3.0951 | 0.34552 | 0.36827 | 0.64765 | 1.3614 | 2.8448 | 2.6695 | 4.466 | 9.9803 | 0 | 86 | SCR
55172_G_ST-5 | ERCOT_Rest | Texas | 48 | Bosque | 35 | 55172 | ST-5 | Bosque County Peaking | 7054 | 2010 | 9999 | Combined Cycle |  |  | SCR | LNB |  | Fossil | G | 2030 | NaturalGas |  | 2.4805 | 2.6438 | 4.6495 | 9.7739 | 0 | 0 | 0 | 0 | 0 | 0 | 0 | 0 | 0 | 0 | 0 | 0 | 351.642 | 374.8014 | 659.1358 | 1385.5792 | 145.2074 | 154.7709 | 272.1843 | 572.1627 | 1.7363e-07 | 1.8507e-07 | 3.2547e-07 | 6.8417e-07 | 0.024803 | 0.026437 | 0.027897 | 0.079137 | 0 | 0 | 0 | 0 | 0 | 0 | 0 | 0 | 7.1979 | 0.80352 | 0.85644 | 1.5062 | 3.1661 | 6.6159 | 6.2081 | 10.386 | 23.2099 | 0 | 200 | SCR
55173_G_CT11 | MISO_Louisiana | Louisiana | 22 | Acadia | 1 | 55173 | CT11 | Acadia Energy Center | 7343 | 2002 | 9999 | Combined Cycle |  |  | SCR | DLNB |  | Fossil | G | 2030 | NaturalGas |  | 2.1264 | 2.8824 | 3.9858 | 8.9945 | 0 | 0 | 0 | 0 | 0 | 0 | 0 | 0 | 0 | 0 | 0 | 0 | 289.5772 | 392.5379 | 542.7983 | 1224.9134 | 124.4774 | 168.7361 | 233.3269 | 526.5403 | 1.4885e-07 | 2.0177e-07 | 2.79e-07 | 6.2962e-07 | 0.010407 | 0.014107 | 0.019508 | 0.044022 | 0 | 0 | 0 | 0 | 0 | 0 | 0 | 0 | 5.2026 | 0.6617 | 0.89697 | 1.2403 | 2.799 | 5.7213 | 6.8582 | 8.9669 | 21.5463 | 0 | 164.7 | SCR
55173_G_CT12 | MISO_Louisiana | Louisiana | 22 | Acadia | 1 | 55173 | CT12 | Acadia Energy Center | 7343 | 2002 | 9999 | Combined Cycle |  |  | SCR |  |  | Fossil | G | 2030 | NaturalGas |  | 2.1819 | 2.9577 | 4.0898 | 9.2294 | 0 | 0 | 0 | 0 | 0 | 0 | 0 | 0 | 0 | 0 | 0 | 0 | 297.1375 | 402.7864 | 556.9697 | 1256.8936 | 127.7273 | 173.1414 | 239.4186 | 540.2873 | 1.5273e-07 | 2.0704e-07 | 2.8629e-07 | 6.4606e-07 | 0.010679 | 0.014476 | 0.020017 | 0.045171 | 0 | 0 | 0 | 0 | 0 | 0 | 0 | 0 | 5.3384 | 0.67898 | 0.92039 | 1.2727 | 2.8721 | 5.8707 | 7.0373 | 9.201 | 22.1089 | 0 | 169 | SCR
55173_G_CT24 | MISO_Louisiana | Louisiana | 22 | Acadia | 1 | 55173 | CT24 | Acadia Energy Center | 7343 | 2002 | 9999 | Combined Cycle |  |  | SCR |  |  | Fossil | G | 2030 | NaturalGas |  | 1.8875 | 2.5586 | 3.5381 | 7.9842 | 0 | 0 | 0 | 0 | 0 | 0 | 0 | 0 | 0 | 0 | 0 | 0 | 257.0503 | 348.446 | 481.8282 | 1087.3245 | 110.4954 | 149.7827 | 207.1183 | 467.3965 | 1.3213e-07 | 1.791e-07 | 2.4766e-07 | 5.589e-07 | 0.0086564 | 0.011734 | 0.016226 | 0.036617 | 0 | 0 | 0 | 0 | 0 | 0 | 0 | 0 | 4.6182 | 0.58738 | 0.79622 | 1.101 | 2.4846 | 5.0786 | 6.0879 | 7.9596 | 19.1261 | 0 | 146.2 | SCR
55173_G_CT25 | MISO_Louisiana | Louisiana | 22 | Acadia | 1 | 55173 | CT25 | Acadia Energy Center | 7343 | 2002 | 9999 | Combined Cycle |  |  | SCR |  |  | Fossil | G | 2030 | NaturalGas |  | 1.8798 | 2.5481 | 3.5235 | 7.9515 | 0 | 0 | 0 | 0 | 0 | 0 | 0 | 0 | 0 | 0 | 0 | 0 | 255.9954 | 347.0159 | 479.8508 | 1082.8621 | 110.042 | 149.168 | 206.2683 | 465.4783 | 1.3158e-07 | 1.7837e-07 | 2.4665e-07 | 5.566e-07 | 0.0086209 | 0.011686 | 0.016159 | 0.036466 | 0 | 0 | 0 | 0 | 0 | 0 | 0 | 0 | 4.5992 | 0.58496 | 0.79295 | 1.0965 | 2.4744 | 5.0578 | 6.0629 | 7.927 | 19.0476 | 0 | 145.6 | SCR
55173_G_ST13 | MISO_Louisiana | Louisiana | 22 | Acadia | 1 | 55173 | ST13 | Acadia Energy Center | 7343 | 2002 | 9999 | Combined Cycle |  |  | SCR | LNB |  | Fossil | G | 2030 | NaturalGas |  | 2.8571 | 3.873 | 5.3555 | 12.0856 | 0 | 0 | 0 | 0 | 0 | 0 | 0 | 0 | 0 | 0 | 0 | 0 | 389.0919 | 527.4356 | 729.3337 | 1645.8612 | 167.2547 | 226.7231 | 313.5108 | 707.4886 | 2e-07 | 2.7111e-07 | 3.7488e-07 | 8.4599e-07 | 0.013984 | 0.018955 | 0.026212 | 0.059151 | 0 | 0 | 0 | 0 | 0 | 0 | 0 | 0 | 6.9904 | 0.8891 | 1.2052 | 1.6666 | 3.7609 | 7.6874 | 9.2151 | 12.0484 | 28.9509 | 0 | 221.3 | SCR
55173_G_ST26 | MISO_Louisiana | Louisiana | 22 | Acadia | 1 | 55173 | ST26 | Acadia Energy Center | 7343 | 2002 | 9999 | Combined Cycle |  |  | SCR | LNB |  | Fossil | G | 2030 | NaturalGas |  | 3.1127 | 4.2195 | 5.8347 | 13.1669 | 0 | 0 | 0 | 0 | 0 | 0 | 0 | 0 | 0 | 0 | 0 | 0 | 423.9044 | 574.626 | 794.5882 | 1793.1186 | 182.2192 | 247.0083 | 341.561 | 770.7885 | 2.1789e-07 | 2.9536e-07 | 4.0843e-07 | 9.2168e-07 | 0.014275 | 0.019351 | 0.026758 | 0.060385 | 0 | 0 | 0 | 0 | 0 | 0 | 0 | 0 | 7.6159 | 0.96865 | 1.3131 | 1.8157 | 4.0974 | 8.3752 | 10.0395 | 13.1263 | 31.5411 | 0 | 241.1 | SCR
55176_G_GEN1 | SPP West (Oklahoma, Arkansas, Louisiana) | Texas | 48 | Harrison | 203 | 55176 | GEN1 | Eastman Cogeneration Facility | 5673 | 2001 | 9999 | Combined Cycle |  |  |  | DLNB |  | Fossil | G | 2030 | NaturalGas |  | 1.5331 | 2.0781 | 2.8736 | 6.4848 | 0 | 0 | 0 | 0 | 0 | 0 | 0 | 0 | 0 | 0 | 0 | 0 | 270.2369 | 366.3211 | 506.5458 | 1143.1038 | 154.3208 | 209.1905 | 289.2669 | 652.7782 | 1.8453e-07 | 2.5014e-07 | 3.4589e-07 | 7.8057e-07 | 0.034572 | 0.046864 | 0.064803 | 0.14624 | 0 | 0 | 0 | 0 | 0 | 0 | 0 | 0 | 3.7446 | 0.57719 | 0.78242 | 1.0819 | 2.4415 | 3.984 | 4.7186 | 5.9651 | 14.6677 | 0 | 153.7
55176_G_GEN2 | SPP West (Oklahoma, Arkansas, Louisiana) | Texas | 48 | Harrison | 203 | 55176 | GEN2 | Eastman Cogeneration Facility | 5673 | 2001 | 9999 | Combined Cycle |  |  |  | DLNB |  | Fossil | G | 2030 | NaturalGas |  | 1.5331 | 2.0781 | 2.8736 | 6.4848 | 0 | 0 | 0 | 0 | 0 | 0 | 0 | 0 | 0 | 0 | 0 | 0 | 270.2369 | 366.3211 | 506.5458 | 1143.1038 | 154.3208 | 209.1905 | 289.2669 | 652.7782 | 1.8453e-07 | 2.5014e-07 | 3.4589e-07 | 7.8057e-07 | 0.034572 | 0.046864 | 0.064803 | 0.14624 | 0 | 0 | 0 | 0 | 0 | 0 | 0 | 0 | 3.7446 | 0.57719 | 0.78242 | 1.0819 | 2.4415 | 3.984 | 4.7186 | 5.9651 | 14.6677 | 0 | 153.7
55176_G_GEN3 | SPP West (Oklahoma, Arkansas, Louisiana) | Texas | 48 | Harrison | 203 | 55176 | GEN3 | Eastman Cogeneration Facility | 5673 | 2001 | 9999 | Combined Cycle |  |  |  | LNB |  | Fossil | G | 2030 | NaturalGas |  | 1.0952 | 1.4846 | 2.0529 | 4.6326 | 0 | 0 | 0 | 0 | 0 | 0 | 0 | 0 | 0 | 0 | 0 | 0 | 193.0515 | 261.692 | 361.8655 | 816.609 | 110.2435 | 149.4412 | 206.6461 | 466.3308 | 1.3183e-07 | 1.787e-07 | 2.471e-07 | 5.5762e-07 | 0.024697 | 0.033478 | 0.046294 | 0.10447 | 0 | 0 | 0 | 0 | 0 | 0 | 0 | 0 | 2.675 | 0.41233 | 0.55894 | 0.7729 | 1.7442 | 2.8461 | 3.3708 | 4.2613 | 10.4783 | 0 | 109.8
55177_G_A | WECC_Arizona | Arizona | 88 | Mohave | 604 | 55177 | A | South Point Energy Center | 7949 | 2001 | 9999 | Combined Cycle |  |  | SCR | DLNB |  | Fossil | G | 2030 | NaturalGas |  | 0 | 0 | 0.41222 | 0.41222 | 0 | 0 | 0 | 0 | 0 | 0 | 0 | 0 | 0 | 0 | 0 | 0 | 0 | 0 | 51.8585 | 51.8585 | 0 | 0 | 24.1315 | 24.1315 | 0 | 0 | 2.8856e-08 | 2.8856e-08 | 0 | 0 | 0.0022764 | 0.0022764 | 0 | 0 | 0 | 0 | 0 | 0 | 0 | 0 | 6.151 | 0 | 0 | 0.21198 | 0.21198 | 0 | 0 | 1.0826 | 1.0826 | 0 | 180 | SCR
55177_G_B | WECC_Arizona | Arizona | 88 | Mohave | 604 | 55177 | B | South Point Energy Center | 7949 | 2001 | 9999 | Combined Cycle |  |  | SCR | DLNB |  | Fossil | G | 2030 | NaturalGas |  | 0 | 0 | 0.41222 | 0.41222 | 0 | 0 | 0 | 0 | 0 | 0 | 0 | 0 | 0 | 0 | 0 | 0 | 0 | 0 | 51.8585 | 51.8585 | 0 | 0 | 24.1315 | 24.1315 | 0 | 0 | 2.8856e-08 | 2.8856e-08 | 0 | 0 | 0.0022764 | 0.0022764 | 0 | 0 | 0 | 0 | 0 | 0 | 0 | 0 | 6.151 | 0 | 0 | 0.21198 | 0.21198 | 0 | 0 | 1.0826 | 1.0826 | 0 | 180 | SCR
55177_G_ST1 | WECC_Arizona | Arizona | 88 | Mohave | 604 | 55177 | ST1 | South Point Energy Center | 7949 | 2001 | 9999 | Combined Cycle |  |  | SCR | DLNB |  | Fossil | G | 2030 | NaturalGas |  | 0 | 0 | 0.43512 | 0.43512 | 0 | 0 | 0 | 0 | 0 | 0 | 0 | 0 | 0 | 0 | 0 | 0 | 0 | 0 | 54.7395 | 54.7395 | 0 | 0 | 25.4722 | 25.4722 | 0 | 0 | 3.0459e-08 | 3.0459e-08 | 0 | 0 | 0.0024029 | 0.0024029 | 0 | 0 | 0 | 0 | 0 | 0 | 0 | 0 | 6.4927 | 0 | 0 | 0.22375 | 0.22375 | 0 | 0 | 1.1427 | 1.1427 | 0 | 190 | SCR
55178_G_CT-1 | SPP North- (Kansas, Missouri) | Missouri | 29 | Cass | 37 | 55178 | CT-1 | Dogwood Energy Facility | 7852 | 2001 | 9999 | Combined Cycle |  |  | SCR |  |  | Fossil | G | 2030 | NaturalGas |  | 0.19004 | 0.0334 | 1.9849 | 2.2083 | 0 | 0 | 0 | 0 | 0 | 0 | 0 | 0 | 0 | 0 | 0 | 0 | 24.2022 | 4.2537 | 252.7877 | 281.2437 | 11.1247 | 1.9553 | 116.1954 | 129.2754 | 1.3303e-08 | 2.338e-09 | 1.3894e-07 | 1.5458e-07 | 0.0014514 | 0.00025509 | 0.011909 | 0.013616 | 0 | 0 | 0 | 0 | 0 | 0 | 0 | 0 | 6.0846 | 0.098929 | 0.017712 | 0.84319 | 0.95984 | 0.53222 | 0.081457 | 4.331 | 4.9447 | 0 | 180.2 | SCR
55178_G_CT-2 | SPP North- (Kansas, Missouri) | Missouri | 29 | Cass | 37 | 55178 | CT-2 | Dogwood Energy Facility | 7852 | 2001 | 9999 | Combined Cycle |  |  | SCR |  |  | Fossil | G | 2030 | NaturalGas |  | 0.1874 | 0.032937 | 1.9574 | 2.1777 | 0 | 0 | 0 | 0 | 0 | 0 | 0 | 0 | 0 | 0 | 0 | 0 | 23.8665 | 4.1947 | 249.2807 | 277.3419 | 10.9704 | 1.9281 | 114.5834 | 127.4819 | 1.3118e-08 | 2.3056e-09 | 1.3701e-07 | 1.5244e-07 | 0.0014312 | 0.00025155 | 0.011744 | 0.013427 | 0 | 0 | 0 | 0 | 0 | 0 | 0 | 0 | 6.0002 | 0.097557 | 0.017466 | 0.8315 | 0.94652 | 0.52484 | 0.080327 | 4.2709 | 4.8761 | 0 | 177.7 | SCR
55178_G_ST-1 | SPP North- (Kansas, Missouri) | Missouri | 29 | Cass | 37 | 55178 | ST-1 | Dogwood Energy Facility | 7852 | 2002 | 9999 | Combined Cycle |  |  | SCR | NH3 |  | Fossil | G | 2030 | NaturalGas |  | 0.26839 | 0.047172 | 2.8033 | 3.1189 | 0 | 0 | 0 | 0 | 0 | 0 | 0 | 0 | 0 | 0 | 0 | 0 | 34.1813 | 6.0076 | 357.0171 | 397.206 | 15.7116 | 2.7614 | 164.1051 | 182.5782 | 1.8787e-08 | 3.302e-09 | 1.9623e-07 | 2.1832e-07 | 0.0020498 | 0.00036026 | 0.01682 | 0.01923 | 0 | 0 | 0 | 0 | 0 | 0 | 0 | 0 | 8.5934 | 0.13972 | 0.025014 | 1.1909 | 1.3556 | 0.75167 | 0.11504 | 6.1168 | 6.9835 | 0 | 254.5 | SCR
55179_G_CTG1 | WECC_Pacific Northwest | Idaho | 16 | Kootenai | 55 | 55179 | CTG1 | Rathdrum Power LLC | 7078 | 2001 | 9999 | Combined Cycle |  |  | SCR | DLNB |  | Fossil | G | 2030 | NaturalGas |  | 2.1853 | 2.5335 | 3.1773 | 7.8961 | 0 | 0 | 0 | 0 | 0 | 0 | 0 | 0 | 0 | 0 | 0 | 0 | 308.7396 | 357.9464 | 448.9 | 1115.586 | 127.9251 | 148.3137 | 186 | 462.2387 | 1.5297e-07 | 1.7735e-07 | 2.2241e-07 | 5.5273e-07 | 0.013241 | 0.015351 | 0.019251 | 0.047843 | 0 | 0 | 0 | 0 | 0 | 0 | 0 | 0 | 5.105 | 0.70549 | 0.81793 | 1.0258 | 2.5492 | 6.5044 | 5.9763 | 6.4306 | 18.9113 | 0 | 150 | SCR
55179_G_STG1 | WECC_Pacific Northwest | Idaho | 16 | Kootenai | 55 | 55179 | STG1 | Rathdrum Power LLC | 7078 | 2001 | 9999 | Combined Cycle |  |  | SCR | LNB + NH3 |  | Fossil | G | 2030 | NaturalGas |  | 1.4277 | 1.6552 | 2.0758 | 5.1588 | 0 | 0 | 0 | 0 | 0 | 0 | 0 | 0 | 0 | 0 | 0 | 0 | 201.7099 | 233.8583 | 293.2813 | 728.8495 | 83.5777 | 96.8983 | 121.52 | 301.996 | 9.9939e-08 | 1.1587e-07 | 1.4531e-07 | 3.6112e-07 | 0.0086505 | 0.010029 | 0.012578 | 0.031257 | 0 | 0 | 0 | 0 | 0 | 0 | 0 | 0 | 3.3353 | 0.46092 | 0.53438 | 0.67017 | 1.6655 | 4.2496 | 3.9045 | 4.2013 | 12.3554 | 0 | 98 | SCR
55182_G_STG | WECC_Northern California (not including BANC) | California | 6 | Kern | 29 | 55182 | STG | Sunrise Power LLC | 7069 | 2003 | 9999 | Combined Cycle |  |  | SCR | LNB |  | Fossil | G | 2030 | NaturalGas | Carbon Capture and Sequestration | 3.0451 | 4.1277 | 5.7078 | 12.8806 | 0 | 0 | 0 | 0 | 0 | 0 | 0 | 0 | 0 | 0 | 0 | 0 | 364.4743 | 494.0652 | 683.1894 | 1541.729 | 17.8257 | 24.1638 | 33.4135 | 75.403 | 2.1315e-07 | 2.8894e-07 | 3.9955e-07 | 9.0164e-07 | 0.0076633 | 0.010388 | 0.014365 | 0.032416 | 0 | 0 | 0 | 0 | 0 | 0 | 0 | 0 | 11.7304 | 1.4541 | 1.9712 | 2.7257 | 6.1511 | 10.4026 | 11.1602 | 15.9952 | 37.558 | 26.4184 | 207.2985 | SCR / Carbon Capture and Sequestration
55182_G_X718 | WECC_Northern California (not including BANC) | California | 6 | Kern | 29 | 55182 | X718 | Sunrise Power LLC | 7069 | 2001 | 9999 | Combined Cycle |  |  | SCR | DLNB |  | Fossil | G | 2030 | NaturalGas | Carbon Capture and Sequestration | 1.8643 | 2.5272 | 3.4946 | 7.8861 | 0 | 0 | 0 | 0 | 0 | 0 | 0 | 0 | 0 | 0 | 0 | 0 | 223.1476 | 302.4889 | 418.2792 | 943.9157 | 10.9137 | 14.7941 | 20.4572 | 46.1651 | 1.305e-07 | 1.769e-07 | 2.4462e-07 | 5.5203e-07 | 0.0046918 | 0.00636 | 0.0087946 | 0.019846 | 0 | 0 | 0 | 0 | 0 | 0 | 0 | 0 | 7.1819 | 0.8903 | 1.2068 | 1.6688 | 3.766 | 6.3689 | 6.8328 | 9.793 | 22.9947 | 16.1745 | 126.9175 | SCR / Carbon Capture and Sequestration
55182_G_X719 | WECC_Northern California (not including BANC) | California | 6 | Kern | 29 | 55182 | X719 | Sunrise Power LLC | 7069 | 2001 | 9999 | Combined Cycle |  |  | SCR | DLNB |  | Fossil | G | 2030 | NaturalGas | Carbon Capture and Sequestration | 1.8643 | 2.5272 | 3.4946 | 7.8861 | 0 | 0 | 0 | 0 | 0 | 0 | 0 | 0 | 0 | 0 | 0 | 0 | 223.1476 | 302.4889 | 418.2792 | 943.9157 | 10.9137 | 14.7941 | 20.4572 | 46.1651 | 1.305e-07 | 1.769e-07 | 2.4462e-07 | 5.5203e-07 | 0.0046918 | 0.00636 | 0.0087946 | 0.019846 | 0 | 0 | 0 | 0 | 0 | 0 | 0 | 0 | 7.1819 | 0.8903 | 1.2068 | 1.6688 | 3.766 | 6.3689 | 6.8328 | 9.793 | 22.9947 | 16.1745 | 126.9175 | SCR / Carbon Capture and Sequestration
55183_G_CT1 | PJM_ComEd | Illinois | 17 | Lee | 103 | 55183 | CT1 | Nelson Energy Center | 7332 | 2015 | 9999 | Combined Cycle |  |  | SCR | DLNB |  | Fossil | G | 2030 | NaturalGas |  | 1.6313 | 0.61022 | 3.1696 | 5.4111 | 0 | 0 | 0 | 0 | 0 | 0 | 0 | 0 | 0 | 0 | 0 | 0 | 222.4917 | 83.2263 | 432.294 | 738.012 | 95.4968 | 35.722 | 185.5472 | 316.766 | 1.1419e-07 | 4.2715e-08 | 2.2187e-07 | 3.7878e-07 | 0.013698 | 0.0051239 | 0.019017 | 0.037839 | 0 | 0 | 0 | 0 | 0 | 0 | 0 | 0 | 5.3068 | 0.50841 | 0.28476 | 0.98782 | 1.781 | 4.7071 | 1.555 | 6.8478 | 13.1099 | 0 | 168 | SCR
55183_G_CT2 | PJM_ComEd | Illinois | 17 | Lee | 103 | 55183 | CT2 | Nelson Energy Center | 7332 | 2015 | 9999 | Combined Cycle |  |  | SCR | DLNB |  | Fossil | G | 2030 | NaturalGas |  | 1.6313 | 0.61022 | 3.1696 | 5.4111 | 0 | 0 | 0 | 0 | 0 | 0 | 0 | 0 | 0 | 0 | 0 | 0 | 222.4917 | 83.2263 | 432.294 | 738.012 | 95.4968 | 35.722 | 185.5472 | 316.766 | 1.1419e-07 | 4.2715e-08 | 2.2187e-07 | 3.7878e-07 | 0.013698 | 0.0051239 | 0.019017 | 0.037839 | 0 | 0 | 0 | 0 | 0 | 0 | 0 | 0 | 5.3068 | 0.50841 | 0.28476 | 0.98782 | 1.781 | 4.7071 | 1.555 | 6.8478 | 13.1099 | 0 | 168 | SCR
55183_G_ST1 | PJM_ComEd | Illinois | 17 | Lee | 103 | 55183 | ST1 | Nelson Energy Center | 7332 | 2015 | 9999 | Combined Cycle |  |  | SCR | DLNB |  | Fossil | G | 2030 | NaturalGas |  | 1.2138 | 0.45403 | 2.3583 | 4.0261 | 0 | 0 | 0 | 0 | 0 | 0 | 0 | 0 | 0 | 0 | 0 | 0 | 165.5444 | 61.9243 | 321.6473 | 549.1161 | 71.0542 | 26.5789 | 138.0559 | 235.689 | 8.4964e-08 | 3.1782e-08 | 1.6508e-07 | 2.8183e-07 | 0.010192 | 0.0038124 | 0.01415 | 0.028154 | 0 | 0 | 0 | 0 | 0 | 0 | 0 | 0 | 3.9485 | 0.37828 | 0.21188 | 0.73498 | 1.3251 | 3.5023 | 1.157 | 5.0951 | 9.7544 | 0 | 125 | SCR
55183_G_ST2 | PJM_ComEd | Illinois | 17 | Lee | 103 | 55183 | ST2 | Nelson Energy Center | 7332 | 2015 | 9999 | Combined Cycle |  |  | SCR | DLNB |  | Fossil | G | 2030 | NaturalGas |  | 1.2138 | 0.45403 | 2.3583 | 4.0261 | 0 | 0 | 0 | 0 | 0 | 0 | 0 | 0 | 0 | 0 | 0 | 0 | 165.5444 | 61.9243 | 321.6473 | 549.1161 | 71.0542 | 26.5789 | 138.0559 | 235.689 | 8.4964e-08 | 3.1782e-08 | 1.6508e-07 | 2.8183e-07 | 0.010192 | 0.0038124 | 0.01415 | 0.028154 | 0 | 0 | 0 | 0 | 0 | 0 | 0 | 0 | 3.9485 | 0.37828 | 0.21188 | 0.73498 | 1.3251 | 3.5023 | 1.157 | 5.0951 | 9.7544 | 0 | 125 | SCR
55187_G_GT1 | ERCOT_Rest | Texas | 48 | Harris | 201 | 55187 | GT1 | Channelview Cogeneration Plant | 6131 | 2002 | 9999 | Combined Cycle |  |  | SCR |  |  | Fossil | G | 2030 | NaturalGas |  | 1.7571 | 2.3818 | 3.2935 | 7.4324 | 0 | 0 | 0 | 0 | 0 | 0 | 0 | 0 | 0 | 0 | 0 | 0 | 286.5882 | 388.4863 | 537.1956 | 1212.2701 | 173.6406 | 235.3795 | 325.4809 | 734.5011 | 2.0763e-07 | 2.8146e-07 | 3.892e-07 | 8.7829e-07 | 0.01645 | 0.022299 | 0.030835 | 0.069583 | 0 | 0 | 0 | 0 | 0 | 0 | 0 | 0 | 5.4955 | 0.65487 | 0.88771 | 1.2275 | 2.7701 | 4.6864 | 5.5928 | 7.357 | 17.6362 | 0 | 163 | SCR
55187_G_GT2 | ERCOT_Rest | Texas | 48 | Harris | 201 | 55187 | GT2 | Channelview Cogeneration Plant | 6131 | 2002 | 9999 | Combined Cycle |  |  | SCR |  |  | Fossil | G | 2030 | NaturalGas |  | 1.7355 | 2.3526 | 3.2531 | 7.3412 | 0 | 0 | 0 | 0 | 0 | 0 | 0 | 0 | 0 | 0 | 0 | 0 | 283.0718 | 383.7196 | 530.6043 | 1197.3956 | 171.5101 | 232.4915 | 321.4873 | 725.4888 | 2.0509e-07 | 2.78e-07 | 3.8442e-07 | 8.6751e-07 | 0.016248 | 0.022025 | 0.030456 | 0.068729 | 0 | 0 | 0 | 0 | 0 | 0 | 0 | 0 | 5.4281 | 0.64684 | 0.87682 | 1.2125 | 2.7361 | 4.6289 | 5.5241 | 7.2667 | 17.4198 | 0 | 161 | SCR
55187_G_GT3 | ERCOT_Rest | Texas | 48 | Harris | 201 | 55187 | GT3 | Channelview Cogeneration Plant | 6131 | 2002 | 9999 | Combined Cycle |  |  | SCR |  |  | Fossil | G | 2030 | NaturalGas |  | 1.7786 | 2.411 | 3.334 | 7.5236 | 0 | 0 | 0 | 0 | 0 | 0 | 0 | 0 | 0 | 0 | 0 | 0 | 290.1046 | 393.253 | 543.787 | 1227.1446 | 175.7712 | 238.2676 | 329.4746 | 743.5134 | 2.1018e-07 | 2.8491e-07 | 3.9397e-07 | 8.8907e-07 | 0.016652 | 0.022572 | 0.031213 | 0.070437 | 0 | 0 | 0 | 0 | 0 | 0 | 0 | 0 | 5.563 | 0.66291 | 0.89861 | 1.2426 | 2.8041 | 4.7439 | 5.6614 | 7.4473 | 17.8526 | 0 | 165 | SCR
55187_G_GT4 | ERCOT_Rest | Texas | 48 | Harris | 201 | 55187 | GT4 | Channelview Cogeneration Plant | 6131 | 2001 | 9999 | Combined Cycle |  |  | SCR |  |  | Fossil | G | 2030 | NaturalGas |  | 1.714 | 2.3234 | 3.2127 | 7.25 | 0 | 0 | 0 | 0 | 0 | 0 | 0 | 0 | 0 | 0 | 0 | 0 | 279.5554 | 378.9528 | 524.0129 | 1182.5212 | 169.3795 | 229.6034 | 317.4937 | 716.4766 | 2.0254e-07 | 2.7455e-07 | 3.7965e-07 | 8.5674e-07 | 0.016046 | 0.021752 | 0.030078 | 0.067876 | 0 | 0 | 0 | 0 | 0 | 0 | 0 | 0 | 5.3607 | 0.6388 | 0.86593 | 1.1974 | 2.7021 | 4.5714 | 5.4555 | 7.1765 | 17.2034 | 0 | 159 | SCR
55187_G_ST1 | ERCOT_Rest | Texas | 48 | Harris | 201 | 55187 | ST1 | Channelview Cogeneration Plant | 6131 | 2002 | 9999 | Combined Cycle |  |  | SCR |  |  | Fossil | G | 2030 | NaturalGas |  | 1.5415 | 2.0896 | 2.8894 | 6.5205 | 0 | 0 | 0 | 0 | 0 | 0 | 0 | 0 | 0 | 0 | 0 | 0 | 251.424 | 340.8192 | 471.2821 | 1063.5253 | 152.335 | 206.4986 | 285.5446 | 644.3783 | 1.8216e-07 | 2.4692e-07 | 3.4144e-07 | 7.7052e-07 | 0.014432 | 0.019563 | 0.027051 | 0.061045 | 0 | 0 | 0 | 0 | 0 | 0 | 0 | 0 | 0 | 0.57452 | 0.77879 | 1.0769 | 2.4302 | 4.1114 | 4.9065 | 6.4543 | 15.4722 | 0 | 143 | SCR
55188_G_PT11 | PJM_ComEd | Illinois | 17 | Rock Island | 161 | 55188 | PT11 | Cordova Energy | 7335 | 2001 | 9999 | Combined Cycle |  |  | SCR | DLNB |  | Fossil | G | 2030 | NaturalGas |  | 1.6028 | 0.26402 | 3.1143 | 4.9811 | 0 | 0 | 0 | 0 | 0 | 0 | 0 | 0 | 0 | 0 | 0 | 0 | 218.5186 | 35.9945 | 424.5744 | 679.0875 | 93.8299 | 15.4557 | 182.3084 | 291.594 | 1.122e-07 | 1.8481e-08 | 2.18e-07 | 3.4868e-07 | 0.0077832 | 0.001282 | 0.015122 | 0.024188 | 0 | 0 | 0 | 0 | 0 | 0 | 0 | 0 | 5.5792 | 0.49933 | 0.14713 | 0.97018 | 1.6166 | 4.6249 | 0.6728 | 6.7283 | 12.026 | 0 | 165 | SCR
55188_G_PT21 | PJM_ComEd | Illinois | 17 | Rock Island | 161 | 55188 | PT21 | Cordova Energy | 7335 | 2001 | 9999 | Combined Cycle |  |  | SCR | DLNB |  | Fossil | G | 2030 | NaturalGas |  | 1.6028 | 0.26402 | 3.1143 | 4.9811 | 0 | 0 | 0 | 0 | 0 | 0 | 0 | 0 | 0 | 0 | 0 | 0 | 218.5186 | 35.9945 | 424.5744 | 679.0875 | 93.8299 | 15.4557 | 182.3084 | 291.594 | 1.122e-07 | 1.8481e-08 | 2.18e-07 | 3.4868e-07 | 0.0077832 | 0.001282 | 0.015122 | 0.024188 | 0 | 0 | 0 | 0 | 0 | 0 | 0 | 0 | 5.5792 | 0.49933 | 0.14713 | 0.97018 | 1.6166 | 4.6249 | 0.6728 | 6.7283 | 12.026 | 0 | 165 | SCR
55188_G_PT31 | PJM_ComEd | Illinois | 17 | Rock Island | 161 | 55188 | PT31 | Cordova Energy | 7335 | 2001 | 9999 | Combined Cycle |  |  | SCR | DLNB |  | Fossil | G | 2030 | NaturalGas |  | 1.8573 | 0.30594 | 3.6088 | 5.772 | 0 | 0 | 0 | 0 | 0 | 0 | 0 | 0 | 0 | 0 | 0 | 0 | 253.2167 | 41.7099 | 491.9917 | 786.9184 | 108.729 | 17.9099 | 211.2568 | 337.8956 | 1.3001e-07 | 2.1416e-08 | 2.5261e-07 | 4.0404e-07 | 0.009019 | 0.0014856 | 0.017524 | 0.028028 | 0 | 0 | 0 | 0 | 0 | 0 | 0 | 0 | 6.4652 | 0.57862 | 0.17049 | 1.1242 | 1.8733 | 5.3593 | 0.77963 | 7.7966 | 13.9356 | 0 | 191.2 | SCR
55192_G_CTG1 | FRCC | Florida | 12 | Osceola | 97 | 55192 | CTG1 | Osceola | 11182 | 2001 | 9999 | Combustion Turbine | [5 empty] | Fossil | G | 2030 | NaturalGas |  | 0.028891 | 0.035601 | 0.13204 | 0.19653 | 0 | 0 | 0 | 0 | 0 | 0 | 0 | 0 | 0 | 0 | 0 | 0 | 2.5837 | 3.1838 | 11.8081 | 17.5756 | 1.6913 | 2.0841 | 7.7295 | 11.5049 | 2.0224e-09 | 2.4921e-09 | 9.2427e-09 | 1.3757e-08 | 0.00040548 | 0.00049966 | 0.0018531 | 0.0027583 | 0 | 0 | 0 | 0 | 0 | 0 | 0 | 0 | 3.0969 | 0.016846 | 0.020758 | 0.076989 | 0.11459 | 0.087083 | 0.094513 | 0.43453 | 0.61612 | 0 | 157
55192_G_CTG2 | FRCC | Florida | 12 | Osceola | 97 | 55192 | CTG2 | Osceola | 11182 | 2001 | 9999 | Combustion Turbine | [5 empty] | Fossil | G | 2030 | NaturalGas |  | 0.028891 | 0.035601 | 0.13204 | 0.19653 | 0 | 0 | 0 | 0 | 0 | 0 | 0 | 0 | 0 | 0 | 0 | 0 | 2.5837 | 3.1838 | 11.8081 | 17.5756 | 1.6913 | 2.0841 | 7.7295 | 11.5049 | 2.0224e-09 | 2.4921e-09 | 9.2427e-09 | 1.3757e-08 | 0.00048213 | 0.0005941 | 0.0022034 | 0.0032797 | 0 | 0 | 0 | 0 | 0 | 0 | 0 | 0 | 3.0969 | 0.016846 | 0.020758 | 0.076989 | 0.11459 | 0.087083 | 0.094513 | 0.43453 | 0.61612 | 0 | 157
55192_G_CTG3 | FRCC | Florida | 12 | Osceola | 97 | 55192 | CTG3 | Osceola | 11182 | 2002 | 9999 | Combustion Turbine | [5 empty] | Fossil | G | 2030 | NaturalGas |  | 0.028891 | 0.035601 | 0.13204 | 0.19653 | 0 | 0 | 0 | 0 | 0 | 0 | 0 | 0 | 0 | 0 | 0 | 0 | 2.5837 | 3.1838 | 11.8081 | 17.5756 | 1.6913 | 2.0841 | 7.7295 | 11.5049 | 2.0224e-09 | 2.4921e-09 | 9.2427e-09 | 1.3757e-08 | 0.00042794 | 0.00052733 | 0.0019558 | 0.0029111 | 0 | 0 | 0 | 0 | 0 | 0 | 0 | 0 | 3.0969 | 0.016846 | 0.020758 | 0.076989 | 0.11459 | 0.087083 | 0.094513 | 0.43453 | 0.61612 | 0 | 157
55193_G_CTG1 | PJM_Western MAAC | Pennsylvania | 42 | Berks | 11 | 55193 | CTG1 | Ontelaunee Energy Center | 7333 | 2002 | 9999 | Combined Cycle |  |  | SCR | DLNB |  | Fossil | G | 2030 | NaturalGas |  | 2.7772 | 3.2198 | 4.0379 | 10.0349 | 0 | 0 | 0 | 0 | 0 | 0 | 0 | 0 | 0 | 0 | 0 | 0 | 378.7206 | 439.0809 | 550.6507 | 1368.4522 | 162.5748 | 188.4859 | 236.3799 | 587.4407 | 1.944e-07 | 2.2538e-07 | 2.8265e-07 | 7.0244e-07 | 0.0090221 | 0.01046 | 0.013118 | 0.0326 | 0 | 0 | 0 | 0 | 0 | 0 | 0 | 0 | 5.8122 | 0.8654 | 1.0033 | 1.2583 | 3.127 | 6.4154 | 6.1466 | 6.5221 | 19.0841 | 0 | 184 | SCR
55193_G_CTG2 | PJM_Western MAAC | Pennsylvania | 42 | Berks | 11 | 55193 | CTG2 | Ontelaunee Energy Center | 7333 | 2002 | 9999 | Combined Cycle |  |  | SCR | DLNB |  | Fossil | G | 2030 | NaturalGas |  | 2.7772 | 3.2198 | 4.0379 | 10.0349 | 0 | 0 | 0 | 0 | 0 | 0 | 0 | 0 | 0 | 0 | 0 | 0 | 378.7206 | 439.0809 | 550.6507 | 1368.4522 | 162.5748 | 188.4859 | 236.3799 | 587.4407 | 1.944e-07 | 2.2538e-07 | 2.8265e-07 | 7.0244e-07 | 0.0090221 | 0.01046 | 0.013118 | 0.0326 | 0 | 0 | 0 | 0 | 0 | 0 | 0 | 0 | 5.8122 | 0.8654 | 1.0033 | 1.2583 | 3.127 | 6.4154 | 6.1466 | 6.5221 | 19.0841 | 0 | 184 | SCR
55193_G_STG | PJM_Western MAAC | Pennsylvania | 42 | Berks | 11 | 55193 | STG | Ontelaunee Energy Center | 7333 | 2002 | 9999 | Combined Cycle |  |  | SCR | DLNB |  | Fossil | G | 2030 | NaturalGas |  | 2.8239 | 3.274 | 4.106 | 10.2039 | 0 | 0 | 0 | 0 | 0 | 0 | 0 | 0 | 0 | 0 | 0 | 0 | 385.1012 | 446.4785 | 559.9279 | 1391.5076 | 165.3139 | 191.6615 | 240.3624 | 597.3378 | 1.9768e-07 | 2.2918e-07 | 2.8742e-07 | 7.1427e-07 | 0.0091741 | 0.010636 | 0.013339 | 0.033149 | 0 | 0 | 0 | 0 | 0 | 0 | 0 | 0 | 5.9101 | 0.87998 | 1.0202 | 1.2795 | 3.1797 | 6.5235 | 6.2501 | 6.632 | 19.4056 | 0 | 187.1 | SCR
55196_G_UNT1 | PJM_AP | Pennsylvania | 42 | Allegheny | 3 | 55196 | UNT1 | Springdale 1 & 2 | 10745 | 1999 | 9999 | Combustion Turbine |  |  |  | H2O |  | Fossil | G | 2030 | NaturalGas |  | 0.081902 | 0.062622 | 0.21195 | 0.35647 | 0 | 0 | 0 | 0 | 0 | 0 | 0 | 0 | 0 | 0 | 0 | 0 | 7.6223 | 5.828 | 19.7255 | 33.1758 | 4.7945 | 3.6659 | 12.4076 | 20.868 | 5.7331e-09 | 4.3835e-09 | 1.4837e-08 | 2.4953e-08 | 0.0029034 | 0.0022199 | 0.0075136 | 0.012637 | 0 | 0 | 0 | 0 | 0 | 0 | 0 | 0 | 0.86791 | 0.04238 | 0.032404 | 0.10967 | 0.18446 | 0.19724 | 0.1227 | 0.35267 | 0.6726 | 0 | 44
55196_G_UNT2 | PJM_AP | Pennsylvania | 42 | Allegheny | 3 | 55196 | UNT2 | Springdale 1 & 2 | 10745 | 1999 | 9999 | Combustion Turbine |  |  |  | H2O |  | Fossil | G | 2030 | NaturalGas |  | 0.081902 | 0.062622 | 0.21195 | 0.35647 | 0 | 0 | 0 | 0 | 0 | 0 | 0 | 0 | 0 | 0 | 0 | 0 | 7.6223 | 5.828 | 19.7255 | 33.1758 | 4.7945 | 3.6659 | 12.4076 | 20.868 | 5.7331e-09 | 4.3835e-09 | 1.4837e-08 | 2.4953e-08 | 0.0030643 | 0.002343 | 0.0079301 | 0.013337 | 0 | 0 | 0 | 0 | 0 | 0 | 0 | 0 | 0.86791 | 0.04238 | 0.032404 | 0.10967 | 0.18446 | 0.19724 | 0.1227 | 0.35267 | 0.6726 | 0 | 44
55197_G_CTG1 | SERC_Central_TVA | Mississippi | 28 | Lowndes | 87 | 55197 | CTG1 | Caledonia | 7182 | 2003 | 9999 | Combined Cycle |  |  | SCR | DLNB |  | Fossil | G | 2030 | NaturalGas |  | 1.9825 | 2.6874 | 3.7161 | 8.386 | 0 | 0 | 0 | 0 | 0 | 0 | 0 | 0 | 0 | 0 | 0 | 0 | 276.039 | 374.1861 | 517.4216 | 1167.6467 | 116.0562 | 157.3207 | 217.5418 | 490.9187 | 1.3878e-07 | 1.8812e-07 | 2.6013e-07 | 5.8702e-07 | 0.01077 | 0.014599 | 0.020188 | 0.045557 | 0 | 0 | 0 | 0 | 0 | 0 | 0 | 0 | 4.9593 | 0.63077 | 0.85504 | 1.1823 | 2.6681 | 5.5682 | 6.4557 | 8.5727 | 20.5965 | 0 | 157 | SCR
55197_G_CTG2 | SERC_Central_TVA | Mississippi | 28 | Lowndes | 87 | 55197 | CTG2 | Caledonia | 7182 | 2003 | 9999 | Combined Cycle |  |  | SCR | DLNB |  | Fossil | G | 2030 | NaturalGas |  | 1.9825 | 2.6874 | 3.7161 | 8.386 | 0 | 0 | 0 | 0 | 0 | 0 | 0 | 0 | 0 | 0 | 0 | 0 | 276.039 | 374.1861 | 517.4216 | 1167.6467 | 116.0562 | 157.3207 | 217.5418 | 490.9187 | 1.3878e-07 | 1.8812e-07 | 2.6013e-07 | 5.8702e-07 | 0.011013 | 0.014929 | 0.020644 | 0.046586 | 0 | 0 | 0 | 0 | 0 | 0 | 0 | 0 | 4.9593 | 0.63077 | 0.85504 | 1.1823 | 2.6681 | 5.5682 | 6.4557 | 8.5727 | 20.5965 | 0 | 157 | SCR
55197_G_CTG3 | SERC_Central_TVA | Mississippi | 28 | Lowndes | 87 | 55197 | CTG3 | Caledonia | 7182 | 2003 | 9999 | Combined Cycle |  |  | SCR | DLNB |  | Fossil | G | 2030 | NaturalGas |  | 1.9825 | 2.6874 | 3.7161 | 8.386 | 0 | 0 | 0 | 0 | 0 | 0 | 0 | 0 | 0 | 0 | 0 | 0 | 276.039 | 374.1861 | 517.4216 | 1167.6467 | 116.0562 | 157.3207 | 217.5418 | 490.9187 | 1.3878e-07 | 1.8812e-07 | 2.6013e-07 | 5.8702e-07 | 0.011604 | 0.01573 | 0.021751 | 0.049085 | 0 | 0 | 0 | 0 | 0 | 0 | 0 | 0 | 4.9593 | 0.63077 | 0.85504 | 1.1823 | 2.6681 | 5.5682 | 6.4557 | 8.5727 | 20.5965 | 0 | 157 | SCR
55197_G_STG1 | SERC_Central_TVA | Mississippi | 28 | Lowndes | 87 | 55197 | STG1 | Caledonia | 7182 | 2003 | 9999 | Combined Cycle |  |  | SCR | DLNB |  | Fossil | G | 2030 | NaturalGas |  | 1.2375 | 1.6775 | 2.3196 | 5.2346 | 0 | 0 | 0 | 0 | 0 | 0 | 0 | 0 | 0 | 0 | 0 | 0 | 172.3046 | 233.5684 | 322.9765 | 728.8495 | 72.4427 | 98.2002 | 135.7904 | 306.4333 | 8.6624e-08 | 1.1742e-07 | 1.6237e-07 | 3.6642e-07 | 0.0067227 | 0.009113 | 0.012601 | 0.028437 | 0 | 0 | 0 | 0 | 0 | 0 | 0 | 0 | 3.0956 | 0.39373 | 0.53372 | 0.73802 | 1.6655 | 3.4757 | 4.0297 | 5.3511 | 12.8564 | 0 | 98 | SCR
55197_G_STG2 | SERC_Central_TVA | Mississippi | 28 | Lowndes | 87 | 55197 | STG2 | Caledonia | 7182 | 2003 | 9999 | Combined Cycle |  |  | SCR | DLNB |  | Fossil | G | 2030 | NaturalGas |  | 1.2375 | 1.6775 | 2.3196 | 5.2346 | 0 | 0 | 0 | 0 | 0 | 0 | 0 | 0 | 0 | 0 | 0 | 0 | 172.3046 | 233.5684 | 322.9765 | 728.8495 | 72.4427 | 98.2002 | 135.7904 | 306.4333 | 8.6624e-08 | 1.1742e-07 | 1.6237e-07 | 3.6642e-07 | 0.0068745 | 0.0093188 | 0.012886 | 0.029079 | 0 | 0 | 0 | 0 | 0 | 0 | 0 | 0 | 3.0956 | 0.39373 | 0.53372 | 0.73802 | 1.6655 | 3.4757 | 4.0297 | 5.3511 | 12.8564 | 0 | 98 | SCR
55197_G_STG3 | SERC_Central_TVA | Mississippi | 28 | Lowndes | 87 | 55197 | STG3 | Caledonia | 7182 | 2003 | 9999 | Combined Cycle |  |  | SCR | DLNB |  | Fossil | G | 2030 | NaturalGas |  | 1.2375 | 1.6775 | 2.3196 | 5.2346 | 0 | 0 | 0 | 0 | 0 | 0 | 0 | 0 | 0 | 0 | 0 | 0 | 172.3046 | 233.5684 | 322.9765 | 728.8495 | 72.4427 | 98.2002 | 135.7904 | 306.4333 | 8.6624e-08 | 1.1742e-07 | 1.6237e-07 | 3.6642e-07 | 0.0072433 | 0.0098187 | 0.013577 | 0.030639 | 0 | 0 | 0 | 0 | 0 | 0 | 0 | 0 | 3.0956 | 0.39373 | 0.53372 | 0.73802 | 1.6655 | 3.4757 | 4.0297 | 5.3511 | 12.8564 | 0 | 98 | SCR
55198_G_GTG1 | PJM West | Kentucky | 21 | Lawrence | 127 | 55198 | GTG1 | Riverside Generating LLC | 11408 | 2001 | 9999 | Combustion Turbine |  |  |  | DLNB |  | Fossil | G | 2030 | NaturalGas |  | 0.13181 | 0.035925 | 0.16535 | 0.33308 | 0 | 0 | 0 | 0 | 0 | 0 | 0 | 0 | 0 | 0 | 0 | 0 | 11.5541 | 3.1491 | 14.4938 | 29.197 | 7.7161 | 2.1031 | 9.6793 | 19.4985 | 9.2267e-09 | 2.5148e-09 | 1.1574e-08 | 2.3316e-08 | 0.0038943 | 0.0010614 | 0.0048851 | 0.0098408 | 0 | 0 | 0 | 0 | 0 | 0 | 0 | 0 | 3.2547 | 0.053265 | 0.014517 | 0.066816 | 0.1346 | 0.3512 | 0.081576 | 0.33149 | 0.76427 | 0 | 165
55198_G_GTG2 | PJM West | Kentucky | 21 | Lawrence | 127 | 55198 | GTG2 | Riverside Generating LLC | 11408 | 2001 | 9999 | Combustion Turbine |  |  |  | DLNB |  | Fossil | G | 2030 | NaturalGas |  | 0.13181 | 0.035925 | 0.16535 | 0.33308 | 0 | 0 | 0 | 0 | 0 | 0 | 0 | 0 | 0 | 0 | 0 | 0 | 11.5541 | 3.1491 | 14.4938 | 29.197 | 7.7161 | 2.1031 | 9.6793 | 19.4985 | 9.2267e-09 | 2.5148e-09 | 1.1574e-08 | 2.3316e-08 | 0.0035727 | 0.00097375 | 0.0044817 | 0.0090281 | 0 | 0 | 0 | 0 | 0 | 0 | 0 | 0 | 3.2547 | 0.053265 | 0.014517 | 0.066816 | 0.1346 | 0.3512 | 0.081576 | 0.33149 | 0.76427 | 0 | 165
55198_G_GTG3 | PJM West | Kentucky | 21 | Lawrence | 127 | 55198 | GTG3 | Riverside Generating LLC | 11408 | 2001 | 9999 | Combustion Turbine |  |  |  | DLNB |  | Fossil | G | 2030 | NaturalGas |  | 0.13181 | 0.035925 | 0.16535 | 0.33308 | 0 | 0 | 0 | 0 | 0 | 0 | 0 | 0 | 0 | 0 | 0 | 0 | 11.5541 | 3.1491 | 14.4938 | 29.197 | 7.7161 | 2.1031 | 9.6793 | 19.4985 | 9.2267e-09 | 2.5148e-09 | 1.1574e-08 | 2.3316e-08 | 0.0041619 | 0.0011343 | 0.0052208 | 0.010517 | 0 | 0 | 0 | 0 | 0 | 0 | 0 | 0 | 3.2547 | 0.053265 | 0.014517 | 0.066816 | 0.1346 | 0.3512 | 0.081576 | 0.33149 | 0.76427 | 0 | 165
55198_G_GTG4 | PJM West | Kentucky | 21 | Lawrence | 127 | 55198 | GTG4 | Riverside Generating LLC | 11408 | 2002 | 9999 | Combustion Turbine |  |  |  | DLNB + H2O |  | Fossil | G | 2030 | NaturalGas |  | 0.13181 | 0.027326 | 0.16535 | 0.32448 | 0 | 0 | 0 | 0 | 0 | 0 | 0 | 0 | 0 | 0 | 0 | 0 | 11.5541 | 2.3954 | 14.4938 | 28.4433 | 7.7161 | 1.5997 | 9.6793 | 18.9951 | 9.2267e-09 | 1.9128e-09 | 1.1574e-08 | 2.2714e-08 | 0.0036729 | 0.00076145 | 0.0046073 | 0.0090417 | 0 | 0 | 0 | 0 | 0 | 0 | 0 | 0 | 3.6043 | 0.054536 | 0.011306 | 0.068411 | 0.13425 | 0.3512 | 0.062051 | 0.33149 | 0.74475 | 0 | 165
55198_G_GTG5 | PJM West | Kentucky | 21 | Lawrence | 127 | 55198 | GTG5 | Riverside Generating LLC | 11408 | 2002 | 9999 | Combustion Turbine |  |  |  | DLNB + H2O |  | Fossil | G | 2030 | NaturalGas |  | 0.13181 | 0.027326 | 0.16535 | 0.32448 | 0 | 0 | 0 | 0 | 0 | 0 | 0 | 0 | 0 | 0 | 0 | 0 | 11.5541 | 2.3954 | 14.4938 | 28.4433 | 7.7161 | 1.5997 | 9.6793 | 18.9951 | 9.2267e-09 | 1.9128e-09 | 1.1574e-08 | 2.2714e-08 | 0.0034822 | 0.00072191 | 0.0043681 | 0.0085722 | 0 | 0 | 0 | 0 | 0 | 0 | 0 | 0 | 3.6043 | 0.054536 | 0.011306 | 0.068411 | 0.13425 | 0.3512 | 0.062051 | 0.33149 | 0.74475 | 0 | 165
55199_G_GT1 | PJM_ComEd | Illinois | 17 | Will | 197 | 55199 | GT1 | Elwood Energy LLC | 11361 | 1999 | 9999 | Combustion Turbine |  |  |  | DLNB |  | Fossil | G | 2030 | NaturalGas |  | 0.014088 | 0 | 0.125 | 0.13909 | 0 | 0 | 0 | 0 | 0 | 0 | 0 | 0 | 0 | 0 | 0 | 0 | 1.2401 | 0 | 11.0028 | 12.2428 | 0.82474 | 0 | 7.3176 | 8.1424 | 9.8619e-10 | 0 | 8.7502e-09 | 9.7364e-09 | 0.00037039 | 0 | 0.0032863 | 0.0036567 | 0 | 0 | 0 | 0 | 0 | 0 | 0 | 0 | 2.9588 | 0.0057167 | 0 | 0.050723 | 0.05644 | 0.040652 | 0 | 0.27006 | 0.31072 | 0 | 150
55199_G_GT2 | PJM_ComEd | Illinois | 17 | Will | 197 | 55199 | GT2 | Elwood Energy LLC | 11361 | 1999 | 9999 | Combustion Turbine |  |  |  | DLNB |  | Fossil | G | 2030 | NaturalGas |  | 0.014088 | 0 | 0.125 | 0.13909 | 0 | 0 | 0 | 0 | 0 | 0 | 0 | 0 | 0 | 0 | 0 | 0 | 1.2401 | 0 | 11.0028 | 12.2428 | 0.82474 | 0 | 7.3176 | 8.1424 | 9.8619e-10 | 0 | 8.7502e-09 | 9.7364e-09 | 0.0003477 | 0 | 0.0030851 | 0.0034328 | 0 | 0 | 0 | 0 | 0 | 0 | 0 | 0 | 2.9588 | 0.0057167 | 0 | 0.050723 | 0.05644 | 0.040652 | 0 | 0.27006 | 0.31072 | 0 | 150
55199_G_GT3 | PJM_ComEd | Illinois | 17 | Will | 197 | 55199 | GT3 | Elwood Energy LLC | 11361 | 1999 | 9999 | Combustion Turbine |  |  |  | DLNB |  | Fossil | G | 2030 | NaturalGas |  | 0.014088 | 0 | 0.125 | 0.13909 | 0 | 0 | 0 | 0 | 0 | 0 | 0 | 0 | 0 | 0 | 0 | 0 | 1.2401 | 0 | 11.0028 | 12.2428 | 0.82474 | 0 | 7.3176 | 8.1424 | 9.8619e-10 | 0 | 8.7502e-09 | 9.7364e-09 | 0.00037701 | 0 | 0.0033451 | 0.0037221 | 0 | 0 | 0 | 0 | 0 | 0 | 0 | 0 | 2.9588 | 0.0057167 | 0 | 0.050723 | 0.05644 | 0.040652 | 0 | 0.27006 | 0.31072 | 0 | 150
55199_G_GT4 | PJM_ComEd | Illinois | 17 | Will | 197 | 55199 | GT4 | Elwood Energy LLC | 11361 | 1999 | 9999 | Combustion Turbine |  |  |  | DLNB |  | Fossil | G | 2030 | NaturalGas |  | 0.014088 | 0 | 0.125 | 0.13909 | 0 | 0 | 0 | 0 | 0 | 0 | 0 | 0 | 0 | 0 | 0 | 0 | 1.2401 | 0 | 11.0028 | 12.2428 | 0.82474 | 0 | 7.3176 | 8.1424 | 9.8619e-10 | 0 | 8.7502e-09 | 9.7364e-09 | 0.00030241 | 0 | 0.0026832 | 0.0029856 | 0 | 0 | 0 | 0 | 0 | 0 | 0 | 0 | 2.9588 | 0.0057167 | 0 | 0.050723 | 0.05644 | 0.040652 | 0 | 0.27006 | 0.31072 | 0 | 150
55199_G_GT5 | PJM_ComEd | Illinois | 17 | Will | 197 | 55199 | GT5 | Elwood Energy LLC | 11361 | 2001 | 9999 | Combustion Turbine |  |  |  | DLNB |  | Fossil | G | 2030 | NaturalGas |  | 0.014088 | 0 | 0.125 | 0.13909 | 0 | 0 | 0 | 0 | 0 | 0 | 0 | 0 | 0 | 0 | 0 | 0 | 1.2401 | 0 | 11.0028 | 12.2428 | 0.82474 | 0 | 7.3176 | 8.1424 | 9.8619e-10 | 0 | 8.7502e-09 | 9.7364e-09 | 0.00027522 | 0 | 0.0024419 | 0.0027171 | 0 | 0 | 0 | 0 | 0 | 0 | 0 | 0 | 2.9588 | 0.0057167 | 0 | 0.050723 | 0.05644 | 0.040652 | 0 | 0.27006 | 0.31072 | 0 | 150
55199_G_GT6 | PJM_ComEd | Illinois | 17 | Will | 197 | 55199 | GT6 | Elwood Energy LLC | 11361 | 2001 | 9999 | Combustion Turbine |  |  |  | DLNB |  | Fossil | G | 2030 | NaturalGas |  | 0.014088 | 0 | 0.125 | 0.13909 | 0 | 0 | 0 | 0 | 0 | 0 | 0 | 0 | 0 | 0 | 0 | 0 | 1.2401 | 0 | 11.0028 | 12.2428 | 0.82474 | 0 | 7.3176 | 8.1424 | 9.8619e-10 | 0 | 8.7502e-09 | 9.7364e-09 | 0.00025951 | 0 | 0.0023025 | 0.0025621 | 0 | 0 | 0 | 0 | 0 | 0 | 0 | 0 | 2.9588 | 0.0057167 | 0 | 0.050723 | 0.05644 | 0.040652 | 0 | 0.27006 | 0.31072 | 0 | 150
55199_G_GT7 | PJM_ComEd | Illinois | 17 | Will | 197 | 55199 | GT7 | Elwood Energy LLC | 11361 | 2001 | 9999 | Combustion Turbine |  |  |  | DLNB |  | Fossil | G | 2030 | NaturalGas |  | 0.014088 | 0 | 0.125 | 0.13909 | 0 | 0 | 0 | 0 | 0 | 0 | 0 | 0 | 0 | 0 | 0 | 0 | 1.2401 | 0 | 11.0028 | 12.2428 | 0.82474 | 0 | 7.3176 | 8.1424 | 9.8619e-10 | 0 | 8.7502e-09 | 9.7364e-09 | 0.00027487 | 0 | 0.0024388 | 0.0027137 | 0 | 0 | 0 | 0 | 0 | 0 | 0 | 0 | 2.9588 | 0.0057167 | 0 | 0.050723 | 0.05644 | 0.040652 | 0 | 0.27006 | 0.31072 | 0 | 150
55199_G_GT8 | PJM_ComEd | Illinois | 17 | Will | 197 | 55199 | GT8 | Elwood Energy LLC | 11361 | 2001 | 9999 | Combustion Turbine |  |  |  | DLNB |  | Fossil | G | 2030 | NaturalGas |  | 0.014088 | 0 | 0.125 | 0.13909 | 0 | 0 | 0 | 0 | 0 | 0 | 0 | 0 | 0 | 0 | 0 | 0 | 1.2401 | 0 | 11.0028 | 12.2428 | 0.82474 | 0 | 7.3176 | 8.1424 | 9.8619e-10 | 0 | 8.7502e-09 | 9.7364e-09 | 0.00025866 | 0 | 0.002295 | 0.0025537 | 0 | 0 | 0 | 0 | 0 | 0 | 0 | 0 | 2.9588 | 0.0057167 | 0 | 0.050723 | 0.05644 | 0.040652 | 0 | 0.27006 | 0.31072 | 0 | 150
55199_G_GT9 | PJM_ComEd | Illinois | 17 | Will | 197 | 55199 | GT9 | Elwood Energy LLC | 11361 | 2001 | 9999 | Combustion Turbine |  |  |  | DLNB |  | Fossil | G | 2030 | NaturalGas |  | 0.014088 | 0 | 0.125 | 0.13909 | 0 | 0 | 0 | 0 | 0 | 0 | 0 | 0 | 0 | 0 | 0 | 0 | 1.2401 | 0 | 11.0028 | 12.2428 | 0.82474 | 0 | 7.3176 | 8.1424 | 9.8619e-10 | 0 | 8.7502e-09 | 9.7364e-09 | 0.000265 | 0 | 0.0023513 | 0.0026163 | 0 | 0 | 0 | 0 | 0 | 0 | 0 | 0 | 2.9588 | 0.0057167 | 0 | 0.050723 | 0.05644 | 0.040652 | 0 | 0.27006 | 0.31072 | 0 | 150
552_G_1 | ISONE_Connecticut | Connecticut | 9 | New Haven | 9 | 552 | 1 | Shepaug | 0 | 1955 | 9999 | Hydro | [5 empty] | Non-Fossil | G | 2030 | Hydro |  | 0 | 0 | 0 | 0 | 0 | 0 | 0 | 0 | 0 | 0 | 0 | 0 | 0 | 0 | 0 | 0 | 35.5057 | 50.8771 | 52.5387 | 138.9215 | 0 | 0 | 0 | 0 | 0 | 0 | 0 | 0 | 0 | 0 | 0 | 0 | 0 | 0 | 0 | 0 | 0 | 0 | 0 | 0 | 0.65604 | 0.049353 | 0.070719 | 0.073029 | 0.1931 | 0 | 0 | 0 | 0 | 0 | 41.5
55200_G_UN5 | WECC_Colorado | Colorado | 8 | Denver | 31 | 55200 | UN5 | Arapahoe Combustion Turbine Project | 9121 | 2000 | 9999 | Combined Cycle |  |  | SCR |  |  | Fossil | G | 2030 | NaturalGas |  | 0.022874 | 0 | 0.18642 | 0.20929 | 0 | 0 | 0 | 0 | 0 | 0 | 0 | 0 | 0 | 0 | 0 | 0 | 2.5079 | 0 | 20.4384 | 22.9463 | 1.3391 | 0 | 10.913 | 12.252 | 1.6012e-09 | 0 | 1.3049e-08 | 1.4651e-08 | 0.00028205 | 0 | 0.0022986 | 0.0025807 | 0 | 0 | 0 | 0 | 0 | 0 | 0 | 0 | 1.4353 | 0.010333 | 0 | 0.071231 | 0.081564 | 0.066809 | 0 | 0.40238 | 0.46919 | 0 | 39 | SCR
55200_G_UN6 | WECC_Colorado | Colorado | 8 | Denver | 31 | 55200 | UN6 | Arapahoe Combustion Turbine Project | 9121 | 2000 | 9999 | Combined Cycle |  |  | SCR |  |  | Fossil | G | 2030 | NaturalGas |  | 0.022874 | 0 | 0.18642 | 0.20929 | 0 | 0 | 0 | 0 | 0 | 0 | 0 | 0 | 0 | 0 | 0 | 0 | 2.5079 | 0 | 20.4384 | 22.9463 | 1.3391 | 0 | 10.913 | 12.252 | 1.6012e-09 | 0 | 1.3049e-08 | 1.4651e-08 | 0.00028205 | 0 | 0.0022986 | 0.0025807 | 0 | 0 | 0 | 0 | 0 | 0 | 0 | 0 | 1.4353 | 0.010333 | 0 | 0.071231 | 0.081564 | 0.066809 | 0 | 0.40238 | 0.46919 | 0 | 39 | SCR
55200_G_UN7 | WECC_Colorado | Colorado | 8 | Denver | 31 | 55200 | UN7 | Arapahoe Combustion Turbine Project | 9121 | 2002 | 9999 | Combined Cycle |  |  | SCR |  |  | Fossil | G | 2030 | NaturalGas |  | 0.0261 | 0 | 0.21271 | 0.23881 | 0 | 0 | 0 | 0 | 0 | 0 | 0 | 0 | 0 | 0 | 0 | 0 | 2.8616 | 0 | 23.3208 | 26.1823 | 1.5279 | 0 | 12.452 | 13.9799 | 1.827e-09 | 0 | 1.489e-08 | 1.6717e-08 | 0.00032183 | 0 | 0.0026228 | 0.0029446 | 0 | 0 | 0 | 0 | 0 | 0 | 0 | 0 | 1.6377 | 0.01179 | 0 | 0.081277 | 0.093067 | 0.076231 | 0 | 0.45913 | 0.53536 | 0 | 44.5 | SCR
55201_G_1 | MISO_Illinois | Illinois | 17 | Ford | 53 | 55201 | 1 | Gibson City Energy Center LLC | 12178 | 2000 | 9999 | Combustion Turbine |  |  |  | DLNB + H2O |  | Fossil | G | 2030 | NaturalGas |  | 0.018969 | 0 | 0.23007 | 0.24904 | 0 | 0 | 0 | 0 | 0 | 0 | 0 | 0 | 0 | 0 | 0 | 0 | 1.5576 | 0 | 18.8922 | 20.4498 | 1.1104 | 0 | 13.4682 | 14.5787 | 1.3278e-09 | 0 | 1.6105e-08 | 1.7433e-08 | 0.00066201 | 0 | 0.0080294 | 0.0086914 | 0 | 0 | 0 | 0 | 0 | 0 | 0 | 0 | 2.2487 | 0.010156 | 0 | 0.12318 | 0.13333 | 0.053567 | 0 | 0.49529 | 0.54886 | 0 | 114
55201_G_2 | MISO_Illinois | Illinois | 17 | Ford | 53 | 55201 | 2 | Gibson City Energy Center LLC | 12179 | 2000 | 9999 | Combustion Turbine |  |  |  | DLNB + H2O |  | Fossil | G | 2030 | NaturalGas |  | 0.01897 | 0 | 0.23009 | 0.24906 | 0 | 0 | 0 | 0 | 0 | 0 | 0 | 0 | 0 | 0 | 0 | 0 | 1.5576 | 0 | 18.8922 | 20.4498 | 1.1105 | 0 | 13.4693 | 14.5799 | 1.3279e-09 | 0 | 1.6106e-08 | 1.7434e-08 | 0.00074933 | 0 | 0.0090885 | 0.0098378 | 0 | 0 | 0 | 0 | 0 | 0 | 0 | 0 | 2.2487 | 0.010156 | 0 | 0.12318 | 0.13333 | 0.053572 | 0 | 0.49533 | 0.5489 | 0 | 114
55202_G_1 | MISO_Illinois | Illinois | 17 | Perry | 145 | 55202 | 1 | Pinckneyville | 10745 | 2000 | 9999 | Combustion Turbine |  |  |  | H2O |  | Fossil | G | 2030 | NaturalGas |  | 0.022062 | 0.0048134 | 0.23437 | 0.26125 | 0 | 0 | 0 | 0 | 0 | 0 | 0 | 0 | 0 | 0 | 0 | 0 | 2.0532 | 0.44797 | 21.8121 | 24.3132 | 1.2915 | 0.28178 | 13.7201 | 15.2933 | 1.5443e-09 | 3.3694e-10 | 1.6406e-08 | 1.8287e-08 | 0.0010495 | 0.00022897 | 0.011149 | 0.012427 | 0 | 0 | 0 | 0 | 0 | 0 | 0 | 0 | 0.86791 | 0.0096911 | 0.0021144 | 0.10295 | 0.11476 | 0.062301 | 0.012028 | 0.50455 | 0.57888 | 0 | 44
55202_G_2 | MISO_Illinois | Illinois | 17 | Perry | 145 | 55202 | 2 | Pinckneyville | 10745 | 2000 | 9999 | Combustion Turbine |  |  |  | H2O |  | Fossil | G | 2030 | NaturalGas |  | 0.022062 | 0.0048134 | 0.23437 | 0.26125 | 0 | 0 | 0 | 0 | 0 | 0 | 0 | 0 | 0 | 0 | 0 | 0 | 2.0532 | 0.44797 | 21.8121 | 24.3132 | 1.2915 | 0.28178 | 13.7201 | 15.2933 | 1.5443e-09 | 3.3694e-10 | 1.6406e-08 | 1.8287e-08 | 0.0010654 | 0.00023244 | 0.011318 | 0.012616 | 0 | 0 | 0 | 0 | 0 | 0 | 0 | 0 | 0.86791 | 0.0096911 | 0.0021144 | 0.10295 | 0.11476 | 0.062301 | 0.012028 | 0.50455 | 0.57888 | 0 | 44
55202_G_3 | MISO_Illinois | Illinois | 17 | Perry | 145 | 55202 | 3 | Pinckneyville | 10745 | 2000 | 9999 | Combustion Turbine |  |  |  | H2O |  | Fossil | G | 2030 | NaturalGas |  | 0.022062 | 0.0048134 | 0.23437 | 0.26125 | 0 | 0 | 0 | 0 | 0 | 0 | 0 | 0 | 0 | 0 | 0 | 0 | 2.0532 | 0.44797 | 21.8121 | 24.3132 | 1.2915 | 0.28178 | 13.7201 | 15.2933 | 1.5443e-09 | 3.3694e-10 | 1.6406e-08 | 1.8287e-08 | 0.0010481 | 0.00022869 | 0.011135 | 0.012412 | 0 | 0 | 0 | 0 | 0 | 0 | 0 | 0 | 0.86791 | 0.0096911 | 0.0021144 | 0.10295 | 0.11476 | 0.062301 | 0.012028 | 0.50455 | 0.57888 | 0 | 44
55202_G_4 | MISO_Illinois | Illinois | 17 | Perry | 145 | 55202 | 4 | Pinckneyville | 10745 | 2000 | 9999 | Combustion Turbine |  |  |  | H2O |  | Fossil | G | 2030 | NaturalGas |  | 0.022062 | 0.0048134 | 0.23437 | 0.26125 | 0 | 0 | 0 | 0 | 0 | 0 | 0 | 0 | 0 | 0 | 0 | 0 | 2.0532 | 0.44797 | 21.8121 | 24.3132 | 1.2915 | 0.28178 | 13.7201 | 15.2933 | 1.5443e-09 | 3.3694e-10 | 1.6406e-08 | 1.8287e-08 | 0.0010276 | 0.00022421 | 0.010917 | 0.012169 | 0 | 0 | 0 | 0 | 0 | 0 | 0 | 0 | 0.86791 | 0.0096911 | 0.0021144 | 0.10295 | 0.11476 | 0.062301 | 0.012028 | 0.50455 | 0.57888 | 0 | 44
55202_G_5 | MISO_Illinois | Illinois | 17 | Perry | 145 | 55202 | 5 | Pinckneyville | 10745 | 2001 | 9999 | Combustion Turbine |  |  |  | DLNB |  | Fossil | G | 2030 | NaturalGas |  | 0.017549 | 0.0038289 | 0.18643 | 0.20781 | 0 | 0 | 0 | 0 | 0 | 0 | 0 | 0 | 0 | 0 | 0 | 0 | 1.6332 | 0.35634 | 17.3505 | 19.3401 | 1.0273 | 0.22414 | 10.9137 | 12.1651 | 1.2284e-09 | 2.6802e-10 | 1.305e-08 | 1.4547e-08 | 0.00019199 | 4.1888e-05 | 0.0020396 | 0.0022734 | 0 | 0 | 0 | 0 | 0 | 0 | 0 | 0 | 0.69038 | 0.0077088 | 0.0016819 | 0.081894 | 0.091285 | 0.049557 | 0.0095674 | 0.40135 | 0.46047 | 0 | 35
55202_G_6 | MISO_Illinois | Illinois | 17 | Perry | 145 | 55202 | 6 | Pinckneyville | 10745 | 2001 | 9999 | Combustion Turbine |  |  |  | DLNB |  | Fossil | G | 2030 | NaturalGas |  | 0.017549 | 0.0038289 | 0.18643 | 0.20781 | 0 | 0 | 0 | 0 | 0 | 0 | 0 | 0 | 0 | 0 | 0 | 0 | 1.6332 | 0.35634 | 17.3505 | 19.3401 | 1.0273 | 0.22414 | 10.9137 | 12.1651 | 1.2284e-09 | 2.6802e-10 | 1.305e-08 | 1.4547e-08 | 0.00030009 | 6.5474e-05 | 0.003188 | 0.0035535 | 0 | 0 | 0 | 0 | 0 | 0 | 0 | 0 | 0.69038 | 0.0077088 | 0.0016819 | 0.081894 | 0.091285 | 0.049557 | 0.0095674 | 0.40135 | 0.46047 | 0 | 35
55202_G_7 | MISO_Illinois | Illinois | 17 | Perry | 145 | 55202 | 7 | Pinckneyville | 10745 | 2001 | 9999 | Combustion Turbine |  |  |  | DLNB |  | Fossil | G | 2030 | NaturalGas |  | 0.017549 | 0.0038289 | 0.18643 | 0.20781 | 0 | 0 | 0 | 0 | 0 | 0 | 0 | 0 | 0 | 0 | 0 | 0 | 1.6332 | 0.35634 | 17.3505 | 19.3401 | 1.0273 | 0.22414 | 10.9137 | 12.1651 | 1.2284e-09 | 2.6802e-10 | 1.305e-08 | 1.4547e-08 | 0.00025077 | 5.4714e-05 | 0.0026641 | 0.0029696 | 0 | 0 | 0 | 0 | 0 | 0 | 0 | 0 | 0.69038 | 0.0077088 | 0.0016819 | 0.081894 | 0.091285 | 0.049557 | 0.0095674 | 0.40135 | 0.46047 | 0 | 35
55202_G_8 | MISO_Illinois | Illinois | 17 | Perry | 145 | 55202 | 8 | Pinckneyville | 10745 | 2001 | 9999 | Combustion Turbine |  |  |  | DLNB |  | Fossil | G | 2030 | NaturalGas |  | 0.017549 | 0.0038289 | 0.18643 | 0.20781 | 0 | 0 | 0 | 0 | 0 | 0 | 0 | 0 | 0 | 0 | 0 | 0 | 1.6332 | 0.35634 | 17.3505 | 19.3401 | 1.0273 | 0.22414 | 10.9137 | 12.1651 | 1.2284e-09 | 2.6802e-10 | 1.305e-08 | 1.4547e-08 | 0.00030254 | 6.601e-05 | 0.0032141 | 0.0035826 | 0 | 0 | 0 | 0 | 0 | 0 | 0 | 0 | 0.69038 | 0.0077088 | 0.0016819 | 0.081894 | 0.091285 | 0.049557 | 0.0095674 | 0.40135 | 0.46047 | 0 | 35
55204_G_1 | MISO_Illinois | Illinois | 17 | Marion | 121 | 55204 | 1 | Kinmundy | 14721 | 2001 | 9999 | Combustion Turbine |  |  |  | DLNB + H2O |  | Fossil | G | 2030 | NaturalGas |  | 0.0082044 | 0 | 0 | 0.0082044 | 0 | 0 | 0 | 0 | 0 | 0 | 0 | 0 | 0 | 0 | 0 | 0 | 0.55732 | 0 | 0 | 0.55732 | 0.48028 | 0 | 0 | 0.48028 | 5.7431e-10 | 0 | 0 | 5.7431e-10 | 0.00029191 | 0 | 0 | 0.00029191 | 0 | 0 | 0 | 0 | 0 | 0 | 0 | 0 | 2.0317 | 0.0036338 | 0 | 0 | 0.0036338 | 0.023169 | 0 | 0 | 0.023169 | 0 | 103
55204_G_2 | MISO_Illinois | Illinois | 17 | Marion | 121 | 55204 | 2 | Kinmundy | 14724 | 2001 | 9999 | Combustion Turbine |  |  |  | DLNB + H2O |  | Fossil | G | 2030 | NaturalGas |  | 0.008206 | 0 | 0 | 0.008206 | 0 | 0 | 0 | 0 | 0 | 0 | 0 | 0 | 0 | 0 | 0 | 0 | 0.55732 | 0 | 0 | 0.55732 | 0.48038 | 0 | 0 | 0.48038 | 5.7442e-10 | 0 | 0 | 5.7442e-10 | 0.00027999 | 0 | 0 | 0.00027999 | 0 | 0 | 0 | 0 | 0 | 0 | 0 | 0 | 2.0317 | 0.0036338 | 0 | 0 | 0.0036338 | 0.023173 | 0 | 0 | 0.023173 | 0 | 103
55206_G_CT1 | ERCOT_Rest | Texas | 48 | Nueces | 355 | 55206 | CT1 | Corpus Christi Energy Center | 5595 | 2002 | 9999 | Combined Cycle |  |  |  | DLNB |  | Fossil | G | 2030 | NaturalGas |  | 1.4953 | 2.0269 | 2.8028 | 6.3249 | 0 | 0 | 0 | 0 | 0 | 0 | 0 | 0 | 0 | 0 | 0 | 0 | 267.2479 | 362.2694 | 500.9432 | 1130.4605 | 152.9738 | 207.3645 | 286.7419 | 647.0802 | 1.8292e-07 | 2.4796e-07 | 3.4288e-07 | 7.7375e-07 | 0.045222 | 0.061301 | 0.084766 | 0.19129 | 0 | 0 | 0 | 0 | 0 | 0 | 0 | 0 | 4.5868 | 0.57081 | 0.77376 | 1.07 | 2.4145 | 3.9881 | 4.7594 | 6.2608 | 15.0082 | 0 | 152
55206_G_CT2 | ERCOT_Rest | Texas | 48 | Nueces | 355 | 55206 | CT2 | Corpus Christi Energy Center | 5595 | 2002 | 9999 | Combined Cycle |  |  |  | DLNB |  | Fossil | G | 2030 | NaturalGas |  | 1.4953 | 2.0269 | 2.8028 | 6.3249 | 0 | 0 | 0 | 0 | 0 | 0 | 0 | 0 | 0 | 0 | 0 | 0 | 267.2479 | 362.2694 | 500.9432 | 1130.4605 | 152.9738 | 207.3645 | 286.7419 | 647.0802 | 1.8292e-07 | 2.4796e-07 | 3.4288e-07 | 7.7375e-07 | 0.045222 | 0.061301 | 0.084766 | 0.19129 | 0 | 0 | 0 | 0 | 0 | 0 | 0 | 0 | 4.5868 | 0.57081 | 0.77376 | 1.07 | 2.4145 | 3.9881 | 4.7594 | 6.2608 | 15.0082 | 0 | 152
55206_G_ST1 | ERCOT_Rest | Texas | 48 | Nueces | 355 | 55206 | ST1 | Corpus Christi Energy Center | 5595 | 2002 | 9999 | Combined Cycle |  |  |  | LNB |  | Fossil | G | 2030 | NaturalGas |  | 1.6231 | 2.2003 | 3.0425 | 6.8659 | 0 | 0 | 0 | 0 | 0 | 0 | 0 | 0 | 0 | 0 | 0 | 0 | 290.1046 | 393.253 | 543.787 | 1227.1446 | 166.0571 | 225.0996 | 311.2659 | 702.4226 | 1.9857e-07 | 2.6917e-07 | 3.722e-07 | 8.3993e-07 | 0.04909 | 0.066544 | 0.092016 | 0.20765 | 0 | 0 | 0 | 0 | 0 | 0 | 0 | 0 | 4.9791 | 0.61963 | 0.83994 | 1.1615 | 2.621 | 4.3292 | 5.1664 | 6.7962 | 16.2918 | 0 | 165
55207_G_UN7 | WECC_Colorado | Colorado | 8 | Boulder | 13 | 55207 | UN7 | Valmont Combustion Turbine Project | 11608 | 2000 | 9999 | Combustion Turbine |  |  |  | H2O |  | Fossil | G | 2030 | NaturalGas |  | 0 | 0 | 0 | 0 | 0 | 0 | 0 | 0 | 0 | 0 | 0 | 0 | 0 | 0 | 0 | 0 | 0 | 0 | 0 | 0 | 0 | 0 | 0 | 0 | 0 | 0 | 0 | 0 | 0 | 0 | 0 | 0 | 0 | 0 | 0 | 0 | 0 | 0 | 0 | 0 | 0.78704 | 0 | 0 | 0 | 0 | 0 | 0 | 0 | 0 | 0 | 39.9
55207_G_UN8 | WECC_Colorado | Colorado | 8 | Boulder | 13 | 55207 | UN8 | Valmont Combustion Turbine Project | 11633 | 2001 | 9999 | Combustion Turbine |  |  |  | H2O |  | Fossil | G | 2030 | NaturalGas |  | 0 | 0 | 0 | 0 | 0 | 0 | 0 | 0 | 0 | 0 | 0 | 0 | 0 | 0 | 0 | 0 | 0 | 0 | 0 | 0 | 0 | 0 | 0 | 0 | 0 | 0 | 0 | 0 | 0 | 0 | 0 | 0 | 0 | 0 | 0 | 0 | 0 | 0 | 0 | 0 | 0.78704 | 0 | 0 | 0 | 0 | 0 | 0 | 0 | 0 | 0 | 39.9
55208_G_EXIS | MISO_Minnesota and Western Wisconsin | Minnesota | 27 | Lincoln | 81 | 55208 | EXIS | Lake Benton I | 0 | 1998 | 9999 | Onshore Wind | [5 empty] | Non-Fossil | G | 2030 | Wind |  | 0 | 0 | 0 | 0 | 0 | 0 | 0 | 0 | 0 | 0 | 0 | 0 | 0 | 0 | 0 | 0 | 89.8222 | 122.2046 | 101.7409 | 313.7677 | 0 | 0 | 0 | 0 | 0 | 0 | 0 | 0 | 0 | 0 | 0 | 0 | 0 | 0 | 0 | 0 | 0 | 0 | 0 | 0 | 4.4141 | 0 | 0 | 0 | 0 | 0 | 0 | 0 | 0 | 0 | 104.5
55210_G_0001 | WECC_New Mexico | New Mexico | 35 | Dona Ana | 13 | 55210 | 0001 | Afton Generating Station | 8460 | 2002 | 9999 | Combined Cycle |  |  | SCR | DLNB + H2O |  | Fossil | G | 2030 | NaturalGas |  | 0.02039 | 0 | 3.9313 | 3.9517 | 0 | 0 | 0 | 0 | 0 | 0 | 0 | 0 | 0 | 0 | 0 | 0 | 2.4102 | 0 | 464.6907 | 467.1009 | 1.1937 | 0 | 230.1373 | 231.331 | 1.4273e-09 | 0 | 2.7519e-07 | 2.7662e-07 | 0.00024567 | 0 | 0.047366 | 0.047611 | 0 | 0 | 0 | 0 | 0 | 0 | 0 | 0 | 4.4539 | 0.010036 | 0 | 1.0618 | 1.0719 | 0.055892 | 0 | 8.4351 | 8.491 | 0 | 141 | SCR
55210_G_0002 | WECC_New Mexico | New Mexico | 35 | Dona Ana | 13 | 55210 | 0002 | Afton Generating Station | 8460 | 2007 | 9999 | Combined Cycle |  |  | SCR | NH3 |  | Fossil | G | 2030 | NaturalGas |  | 0.94917 | 0.13667 | 2.6376 | 3.7234 | 0 | 0 | 0 | 0 | 0 | 0 | 0 | 0 | 0 | 0 | 0 | 0 | 112.1945 | 16.1543 | 311.7712 | 440.12 | 55.5642 | 8.0004 | 154.4042 | 217.9687 | 6.6442e-08 | 9.5666e-09 | 1.8463e-07 | 2.6064e-07 | 0.011436 | 0.0016466 | 0.031779 | 0.044861 | 0 | 0 | 0 | 0 | 0 | 0 | 0 | 0 | 2.9882 | 0.25737 | 0.053884 | 0.71242 | 1.0237 | 2.6018 | 0.30256 | 5.6593 | 8.5636 | 0 | 94.6 | SCR
55211_G_U1 | ISONE_MA, VT, NH, RI (Rest of ISO New England) | Massachusetts | 25 | Norfolk | 21 | 55211 | U1 | ANP Bellingham Energy Project | 7737 | 2002 | 9999 | Combined Cycle |  |  | SCR | DLNB |  | Fossil | G | 2030 | NaturalGas |  | 0.035501 | 0 | 1.4395 | 1.475 | 0 | 0 | 0 | 0 | 0 | 0 | 0 | 0 | 0 | 0 | 0 | 0 | 4.5884 | 0 | 186.0583 | 190.6467 | 2.0782 | 0 | 84.2703 | 86.3485 | 2.485e-09 | 0 | 1.0077e-07 | 1.0325e-07 | 0.00029561 | 0 | 0.011987 | 0.012282 | 0 | 0 | 0 | 0 | 0 | 0 | 0 | 0 | 8.4277 | 0.018905 | 0 | 0.62061 | 0.63952 | 0.23352 | 0 | 2.7877 | 3.0212 | 0 | 266.8 | SCR
55211_G_U2 | ISONE_MA, VT, NH, RI (Rest of ISO New England) | Massachusetts | 25 | Norfolk | 21 | 55211 | U2 | ANP Bellingham Energy Project | 7697 | 2002 | 9999 | Combined Cycle |  |  | SCR | DLNB |  | Fossil | G | 2030 | NaturalGas |  | 0.035436 | 0 | 1.4369 | 1.4724 | 0 | 0 | 0 | 0 | 0 | 0 | 0 | 0 | 0 | 0 | 0 | 0 | 4.6039 | 0 | 186.6859 | 191.2898 | 2.0744 | 0 | 84.1174 | 86.1918 | 2.4805e-09 | 0 | 1.0058e-07 | 1.0307e-07 | 0.00028294 | 0 | 0.011473 | 0.011756 | 0 | 0 | 0 | 0 | 0 | 0 | 0 | 0 | 8.4561 | 0.018969 | 0 | 0.62271 | 0.64168 | 0.2331 | 0 | 2.7826 | 3.0157 | 0 | 267.7 | SCR
55212_G_U1 | ISONE_MA, VT, NH, RI (Rest of ISO New England) | Massachusetts | 25 | Worcester | 27 | 55212 | U1 | ANP Blackstone Energy Project | 7763 | 2001 | 9999 | Combined Cycle |  |  | SCR | DLNB |  | Fossil | G | 2030 | NaturalGas |  | 0 | 0 | 1.1386 | 1.1386 | 0 | 0 | 0 | 0 | 0 | 0 | 0 | 0 | 0 | 0 | 0 | 0 | 0 | 0 | 146.6726 | 146.6726 | 0 | 0 | 66.6548 | 66.6548 | 0 | 0 | 7.9703e-08 | 7.9703e-08 | 0 | 0 | 0.0080089 | 0.0080089 | 0 | 0 | 0 | 0 | 0 | 0 | 0 | 0 | 8.4292 | 0 | 0 | 0.53686 | 0.53686 | 0 | 0 | 2.205 | 2.205 | 0 | 247.8 | SCR
55212_G_U2 | ISONE_MA, VT, NH, RI (Rest of ISO New England) | Massachusetts | 25 | Worcester | 27 | 55212 | U2 | ANP Blackstone Energy Project | 7762 | 2001 | 9999 | Combined Cycle |  |  | SCR | DLNB |  | Fossil | G | 2030 | NaturalGas |  | 0 | 0 | 1.1426 | 1.1426 | 0 | 0 | 0 | 0 | 0 | 0 | 0 | 0 | 0 | 0 | 0 | 0 | 0 | 0 | 147.2053 | 147.2053 | 0 | 0 | 66.8883 | 66.8883 | 0 | 0 | 7.9983e-08 | 7.9983e-08 | 0 | 0 | 0.0070515 | 0.0070515 | 0 | 0 | 0 | 0 | 0 | 0 | 0 | 0 | 8.4598 | 0 | 0 | 0.53881 | 0.53881 | 0 | 0 | 2.2127 | 2.2127 | 0 | 248.7 | SCR
55215_G_CTG1 | ERCOT_West | Texas | 48 | Ector | 135 | 55215 | CTG1 | Odessa-Ector Power Plant | 7207 | 2001 | 9999 | Combined Cycle |  |  |  | DLNB |  | Fossil | G | 2030 | NaturalGas |  | 0.28838 | 0 | 0.81944 | 1.1078 | 0 | 0 | 0 | 0 | 0 | 0 | 0 | 0 | 0 | 0 | 0 | 0 | 40.0144 | 0 | 113.7009 | 153.7154 | 16.882 | 0 | 47.9702 | 64.8522 | 2.0187e-08 | 0 | 5.7361e-08 | 7.7548e-08 | 0.0041866 | 0 | 0.011896 | 0.016083 | 0 | 0 | 0 | 0 | 0 | 0 | 0 | 0 | 5.2409 | 0.13064 | 0 | 0.3623 | 0.49294 | 0.76269 | 0 | 1.7707 | 2.5334 | 0 | 162
55215_G_CTG2 | ERCOT_West | Texas | 48 | Ector | 135 | 55215 | CTG2 | Odessa-Ector Power Plant | 7207 | 2001 | 9999 | Combined Cycle |  |  |  | DLNB |  | Fossil | G | 2030 | NaturalGas |  | 0.27325 | 0 | 0.77645 | 1.0497 | 0 | 0 | 0 | 0 | 0 | 0 | 0 | 0 | 0 | 0 | 0 | 0 | 37.9149 | 0 | 107.7351 | 145.6501 | 15.9962 | 0 | 45.4532 | 61.4494 | 1.9128e-08 | 0 | 5.4351e-08 | 7.3479e-08 | 0.0039669 | 0 | 0.011272 | 0.015239 | 0 | 0 | 0 | 0 | 0 | 0 | 0 | 0 | 4.9659 | 0.12379 | 0 | 0.34329 | 0.46708 | 0.72267 | 0 | 1.6778 | 2.4004 | 0 | 153.5
55215_G_CTG3 | ERCOT_West | Texas | 48 | Ector | 135 | 55215 | CTG3 | Odessa-Ector Power Plant | 7207 | 2001 | 9999 | Combined Cycle |  |  |  | DLNB |  | Fossil | G | 2030 | NaturalGas |  | 0.27325 | 0 | 0.77645 | 1.0497 | 0 | 0 | 0 | 0 | 0 | 0 | 0 | 0 | 0 | 0 | 0 | 0 | 37.9149 | 0 | 107.7351 | 145.6501 | 15.9962 | 0 | 45.4532 | 61.4494 | 1.9128e-08 | 0 | 5.4351e-08 | 7.3479e-08 | 0.0041436 | 0 | 0.011774 | 0.015917 | 0 | 0 | 0 | 0 | 0 | 0 | 0 | 0 | 4.9659 | 0.12379 | 0 | 0.34329 | 0.46708 | 0.72267 | 0 | 1.6778 | 2.4004 | 0 | 153.5
55215_G_CTG4 | ERCOT_West | Texas | 48 | Ector | 135 | 55215 | CTG4 | Odessa-Ector Power Plant | 7207 | 2001 | 9999 | Combined Cycle |  |  |  | DLNB |  | Fossil | G | 2030 | NaturalGas |  | 0.28838 | 0 | 0.81944 | 1.1078 | 0 | 0 | 0 | 0 | 0 | 0 | 0 | 0 | 0 | 0 | 0 | 0 | 40.0144 | 0 | 113.7009 | 153.7154 | 16.882 | 0 | 47.9702 | 64.8522 | 2.0187e-08 | 0 | 5.7361e-08 | 7.7548e-08 | 0.004373 | 0 | 0.012426 | 0.016799 | 0 | 0 | 0 | 0 | 0 | 0 | 0 | 0 | 5.2409 | 0.13064 | 0 | 0.3623 | 0.49294 | 0.76269 | 0 | 1.7707 | 2.5334 | 0 | 162
55215_G_STG1 | ERCOT_West | Texas | 48 | Ector | 135 | 55215 | STG1 | Odessa-Ector Power Plant | 7207 | 2001 | 9999 | Combined Cycle |  |  |  | DLNB |  | Fossil | G | 2030 | NaturalGas |  | 0.36671 | 0 | 1.042 | 1.4087 | 0 | 0 | 0 | 0 | 0 | 0 | 0 | 0 | 0 | 0 | 0 | 0 | 50.8826 | 0 | 144.5827 | 195.4652 | 21.4672 | 0 | 60.9991 | 82.4663 | 2.567e-08 | 0 | 7.2941e-08 | 9.861e-08 | 0.0053237 | 0 | 0.015127 | 0.020451 | 0 | 0 | 0 | 0 | 0 | 0 | 0 | 0 | 6.6644 | 0.16613 | 0 | 0.4607 | 0.62683 | 0.96984 | 0 | 2.2516 | 3.2214 | 0 | 206
55215_G_STG2 | ERCOT_West | Texas | 48 | Ector | 135 | 55215 | STG2 | Odessa-Ector Power Plant | 7207 | 2001 | 9999 | Combined Cycle |  |  |  | DLNB |  | Fossil | G | 2030 | NaturalGas |  | 0.36671 | 0 | 1.042 | 1.4087 | 0 | 0 | 0 | 0 | 0 | 0 | 0 | 0 | 0 | 0 | 0 | 0 | 50.8826 | 0 | 144.5827 | 195.4652 | 21.4672 | 0 | 60.9991 | 82.4663 | 2.567e-08 | 0 | 7.2941e-08 | 9.861e-08 | 0.0055607 | 0 | 0.015801 | 0.021362 | 0 | 0 | 0 | 0 | 0 | 0 | 0 | 0 | 6.6644 | 0.16613 | 0 | 0.4607 | 0.62683 | 0.96984 | 0 | 2.2516 | 3.2214 | 0 | 206
55216_G_STG1 | PJM_ComEd | Illinois | 17 | Grundy | 63 | 55216 | STG1 | Morris Cogeneration LLC | 7083 | 2000 | 9999 | Combined Cycle |  |  |  | LNB |  | Fossil | G | 2030 | NaturalGas |  | 0.77211 | 0.78891 | 1.4473 | 3.0083 | 0 | 0 | 0 | 0 | 0 | 0 | 0 | 0 | 0 | 0 | 0 | 0 | 109.009 | 111.381 | 204.3321 | 424.7221 | 78.4592 | 80.1664 | 147.0679 | 305.6934 | 9.3819e-08 | 9.586e-08 | 1.7586e-07 | 3.6554e-07 | 0.032758 | 0.033471 | 0.061404 | 0.12763 | 0 | 0 | 0 | 0 | 0 | 0 | 0 | 0 | 1.7232 | 0.23283 | 0.2379 | 0.43643 | 0.90716 | 2.2279 | 2.0104 | 3.1268 | 7.3651 | 0 | 62
55216_G_UNT1 | PJM_ComEd | Illinois | 17 | Grundy | 63 | 55216 | UNT1 | Morris Cogeneration LLC | 7083 | 1998 | 9999 | Combined Cycle |  |  |  | DLNB |  | Fossil | G | 2030 | NaturalGas |  | 0.54795 | 0.55987 | 1.0271 | 2.1349 | 0 | 0 | 0 | 0 | 0 | 0 | 0 | 0 | 0 | 0 | 0 | 0 | 77.3612 | 79.0446 | 145.0099 | 301.4157 | 55.6807 | 56.8923 | 104.3708 | 216.9437 | 6.6581e-08 | 6.803e-08 | 1.248e-07 | 2.5941e-07 | 0.023248 | 0.023754 | 0.043577 | 0.090578 | 0 | 0 | 0 | 0 | 0 | 0 | 0 | 0 | 1.2229 | 0.16523 | 0.16883 | 0.30972 | 0.64379 | 1.5811 | 1.4267 | 2.219 | 5.2268 | 0 | 44
55216_G_UNT2 | PJM_ComEd | Illinois | 17 | Grundy | 63 | 55216 | UNT2 | Morris Cogeneration LLC | 7083 | 1998 | 9999 | Combined Cycle |  |  |  | DLNB |  | Fossil | G | 2030 | NaturalGas |  | 0.54795 | 0.55987 | 1.0271 | 2.1349 | 0 | 0 | 0 | 0 | 0 | 0 | 0 | 0 | 0 | 0 | 0 | 0 | 77.3612 | 79.0446 | 145.0099 | 301.4157 | 55.6807 | 56.8923 | 104.3708 | 216.9437 | 6.6581e-08 | 6.803e-08 | 1.248e-07 | 2.5941e-07 | 0.023248 | 0.023754 | 0.043577 | 0.090578 | 0 | 0 | 0 | 0 | 0 | 0 | 0 | 0 | 1.2229 | 0.16523 | 0.16883 | 0.30972 | 0.64379 | 1.5811 | 1.4267 | 2.219 | 5.2268 | 0 | 44
55216_G_UNT3 | PJM_ComEd | Illinois | 17 | Grundy | 63 | 55216 | UNT3 | Morris Cogeneration LLC | 7083 | 1998 | 9999 | Combined Cycle |  |  |  | DLNB |  | Fossil | G | 2030 | NaturalGas |  | 0.54795 | 0.55987 | 1.0271 | 2.1349 | 0 | 0 | 0 | 0 | 0 | 0 | 0 | 0 | 0 | 0 | 0 | 0 | 77.3612 | 79.0446 | 145.0099 | 301.4157 | 55.6807 | 56.8923 | 104.3708 | 216.9437 | 6.6581e-08 | 6.803e-08 | 1.248e-07 | 2.5941e-07 | 0.023248 | 0.023754 | 0.043577 | 0.090578 | 0 | 0 | 0 | 0 | 0 | 0 | 0 | 0 | 1.2229 | 0.16523 | 0.16883 | 0.30972 | 0.64379 | 1.5811 | 1.4267 | 2.219 | 5.2268 | 0 | 44
55217_G_CTG1 | WECC_Northern California (not including BANC) | California | 6 | Contra Costa | 13 | 55217 | CTG1 | Los Medanos Energy Center | 6677 | 2001 | 9999 | Combined Cycle |  |  | SCR |  |  | Fossil | G | 2030 | NaturalGas | Carbon Capture and Sequestration | 1.937 | 2.6257 | 3.6309 | 8.1936 | 0 | 0 | 0 | 0 | 0 | 0 | 0 | 0 | 0 | 0 | 0 | 0 | 247.9238 | 336.0745 | 464.7211 | 1048.7193 | 12.7982 | 17.3486 | 23.9896 | 54.1364 | 1.5304e-07 | 2.0745e-07 | 2.8686e-07 | 6.4734e-07 | 0.0083483 | 0.011317 | 0.015648 | 0.035313 | 0 | 0 | 0 | 0 | 0 | 0 | 0 | 0 | 7.789 | 0.96157 | 1.3035 | 1.8024 | 4.0674 | 6.6173 | 7.0993 | 10.1749 | 23.8915 | 16.8054 | 141.0092 | SCR / Carbon Capture and Sequestration
55217_G_CTG2 | WECC_Northern California (not including BANC) | California | 6 | Contra Costa | 13 | 55217 | CTG2 | Los Medanos Energy Center | 6677 | 2001 | 9999 | Combined Cycle |  |  | SCR |  |  | Fossil | G | 2030 | NaturalGas | Carbon Capture and Sequestration | 1.937 | 2.6257 | 3.6309 | 8.1936 | 0 | 0 | 0 | 0 | 0 | 0 | 0 | 0 | 0 | 0 | 0 | 0 | 247.9238 | 336.0745 | 464.7211 | 1048.7193 | 12.7982 | 17.3486 | 23.9896 | 54.1364 | 1.5304e-07 | 2.0745e-07 | 2.8686e-07 | 6.4734e-07 | 0.0083483 | 0.011317 | 0.015648 | 0.035313 | 0 | 0 | 0 | 0 | 0 | 0 | 0 | 0 | 7.789 | 0.96157 | 1.3035 | 1.8024 | 4.0674 | 6.6173 | 7.0993 | 10.1749 | 23.8915 | 16.8054 | 141.0092 | SCR / Carbon Capture and Sequestration
55217_G_STG3 | WECC_Northern California (not including BANC) | California | 6 | Contra Costa | 13 | 55217 | STG3 | Los Medanos Energy Center | 6677 | 2001 | 9999 | Combined Cycle |  |  | SCR | NH3 |  | Fossil | G | 2030 | NaturalGas | Carbon Capture and Sequestration | 2.7823 | 3.7715 | 5.2152 | 11.7691 | 0 | 0 | 0 | 0 | 0 | 0 | 0 | 0 | 0 | 0 | 0 | 0 | 356.1087 | 482.7251 | 667.5084 | 1506.3423 | 18.3828 | 24.919 | 34.4577 | 77.7596 | 2.1982e-07 | 2.9797e-07 | 4.1203e-07 | 9.2982e-07 | 0.011991 | 0.016255 | 0.022477 | 0.050723 | 0 | 0 | 0 | 0 | 0 | 0 | 0 | 0 | 11.1878 | 1.3812 | 1.8722 | 2.5889 | 5.8423 | 9.5049 | 10.1971 | 14.6149 | 34.3169 | 24.1386 | 202.5405 | SCR / Carbon Capture and Sequestration
55218_G_H01 | MISO_Mississippi | Mississippi | 28 | Hinds | 49 | 55218 | H01 | Hinds Energy Facility | 7143 | 2001 | 9999 | Combined Cycle |  |  | SCR | DLNB |  | Fossil | G | 2030 | NaturalGas |  | 1.8286 | 2.4787 | 3.4276 | 7.7349 | 0 | 0 | 0 | 0 | 0 | 0 | 0 | 0 | 0 | 0 | 0 | 0 | 255.9954 | 347.0159 | 479.8508 | 1082.8621 | 107.0448 | 145.1051 | 200.6502 | 452.8001 | 1.28e-07 | 1.7351e-07 | 2.3993e-07 | 5.4144e-07 | 0.0097621 | 0.013233 | 0.018299 | 0.041294 | 0 | 0 | 0 | 0 | 0 | 0 | 0 | 0 | 4.903 | 0.58496 | 0.79295 | 1.0965 | 2.4744 | 5.23 | 6.2048 | 9.0626 | 20.4974 | 0 | 145.6 | SCR
55218_G_H02 | MISO_Mississippi | Mississippi | 28 | Hinds | 49 | 55218 | H02 | Hinds Energy Facility | 7143 | 2001 | 9999 | Combined Cycle |  |  | SCR | DLNB |  | Fossil | G | 2030 | NaturalGas |  | 1.8286 | 2.4787 | 3.4276 | 7.7349 | 0 | 0 | 0 | 0 | 0 | 0 | 0 | 0 | 0 | 0 | 0 | 0 | 255.9954 | 347.0159 | 479.8508 | 1082.8621 | 107.0448 | 145.1051 | 200.6502 | 452.8001 | 1.28e-07 | 1.7351e-07 | 2.3993e-07 | 5.4144e-07 | 0.0097621 | 0.013233 | 0.018299 | 0.041294 | 0 | 0 | 0 | 0 | 0 | 0 | 0 | 0 | 4.903 | 0.58496 | 0.79295 | 1.0965 | 2.4744 | 5.23 | 6.2048 | 9.0626 | 20.4974 | 0 | 145.6 | SCR
55218_G_H03 | MISO_Mississippi | Mississippi | 28 | Hinds | 49 | 55218 | H03 | Hinds Energy Facility | 7143 | 2001 | 9999 | Combined Cycle |  |  | SCR | DLNB |  | Fossil | G | 2030 | NaturalGas |  | 2.0521 | 2.7818 | 3.8466 | 8.6805 | 0 | 0 | 0 | 0 | 0 | 0 | 0 | 0 | 0 | 0 | 0 | 0 | 287.2915 | 389.4396 | 538.5139 | 1215.245 | 120.1313 | 162.8446 | 225.1803 | 508.1562 | 1.4365e-07 | 1.9472e-07 | 2.6926e-07 | 6.0763e-07 | 0.010956 | 0.014851 | 0.020536 | 0.046342 | 0 | 0 | 0 | 0 | 0 | 0 | 0 | 0 | 5.5024 | 0.65648 | 0.88989 | 1.2305 | 2.7769 | 5.8694 | 6.9634 | 10.1705 | 23.0033 | 0 | 163.4 | SCR
55218_G_H04BS | MISO_Mississippi | Mississippi | 28 | Hinds | 49 | 55218 | H04BS | Hinds Energy Facility | 10745 | 2019 | 9999 | Combustion Turbine | [5 empty] | Fossil | G | 2030 | NaturalGas |  | 0.025883 | 0.014269 | 0.071915 | 0.11207 | 0 | 0 | 0 | 0 | 0 | 0 | 0 | 0 | 0 | 0 | 0 | 0 | 2.4089 | 1.328 | 6.6929 | 10.4297 | 1.5152 | 0.8353 | 4.2099 | 6.5604 | 1.8118e-09 | 9.9882e-10 | 5.0341e-09 | 7.8447e-09 | 0.00014236 | 7.8479e-05 | 0.00039553 | 0.00061637 | 0 | 0 | 0 | 0 | 0 | 0 | 0 | 0 | 0.718 | 0.01137 | 0.006268 | 0.03159 | 0.049228 | 0.07403 | 0.035718 | 0.19014 | 0.29989 | 0 | 36.4
55220_G_A01 | MISO_Mississippi | Mississippi | 28 | Attala | 7 | 55220 | A01 | Attala | 7141 | 2001 | 9999 | Combined Cycle |  |  | SCR | DLNB |  | Fossil | G | 2030 | NaturalGas |  | 1.8306 | 2.4814 | 3.4313 | 7.7433 | 0 | 0 | 0 | 0 | 0 | 0 | 0 | 0 | 0 | 0 | 0 | 0 | 256.347 | 347.4926 | 480.51 | 1084.3496 | 107.1618 | 145.2638 | 200.8696 | 453.2951 | 1.2814e-07 | 1.737e-07 | 2.4019e-07 | 5.4203e-07 | 0.010707 | 0.014513 | 0.020069 | 0.045289 | 0 | 0 | 0 | 0 | 0 | 0 | 0 | 0 | 4.9097 | 0.58577 | 0.79404 | 1.098 | 2.4778 | 5.2357 | 6.2116 | 9.0725 | 20.5198 | 0 | 145.8 | SCR
55220_G_A02 | MISO_Mississippi | Mississippi | 28 | Attala | 7 | 55220 | A02 | Attala | 7141 | 2001 | 9999 | Combined Cycle |  |  | SCR | DLNB |  | Fossil | G | 2030 | NaturalGas |  | 1.8306 | 2.4814 | 3.4313 | 7.7433 | 0 | 0 | 0 | 0 | 0 | 0 | 0 | 0 | 0 | 0 | 0 | 0 | 256.347 | 347.4926 | 480.51 | 1084.3496 | 107.1618 | 145.2638 | 200.8696 | 453.2951 | 1.2814e-07 | 1.737e-07 | 2.4019e-07 | 5.4203e-07 | 0.010707 | 0.014513 | 0.020069 | 0.045289 | 0 | 0 | 0 | 0 | 0 | 0 | 0 | 0 | 4.9097 | 0.58577 | 0.79404 | 1.098 | 2.4778 | 5.2357 | 6.2116 | 9.0725 | 20.5198 | 0 | 145.8 | SCR
55220_G_A03 | MISO_Mississippi | Mississippi | 28 | Attala | 7 | 55220 | A03 | Attala | 7141 | 2001 | 9999 | Combined Cycle |  |  | SCR | DLNB |  | Fossil | G | 2030 | NaturalGas |  | 2.0541 | 2.7844 | 3.8502 | 8.6887 | 0 | 0 | 0 | 0 | 0 | 0 | 0 | 0 | 0 | 0 | 0 | 0 | 287.6431 | 389.9163 | 539.1731 | 1216.7325 | 120.2447 | 162.9983 | 225.3927 | 508.6357 | 1.4378e-07 | 1.9491e-07 | 2.6952e-07 | 6.0821e-07 | 0.012014 | 0.016285 | 0.022519 | 0.050818 | 0 | 0 | 0 | 0 | 0 | 0 | 0 | 0 | 5.5091 | 0.65728 | 0.89098 | 1.232 | 2.7803 | 5.8749 | 6.97 | 10.1801 | 23.025 | 0 | 163.6 | SCR
55221_G_G1 | MISO_Arkansas | Arkansas | 5 | Pulaski | 119 | 55221 | G1 | Harry L. Oswald | 8508 | 2002 | 9999 | Combined Cycle |  |  |  | STM |  | Fossil | G | 2030 | NaturalGas |  | 0.36434 | 0.14239 | 0.98876 | 1.4955 | 0 | 0 | 0 | 0 | 0 | 0 | 0 | 0 | 0 | 0 | 0 | 0 | 42.8234 | 16.7356 | 116.2149 | 175.7739 | 21.3286 | 8.3353 | 57.8818 | 87.5456 | 2.5504e-08 | 9.967e-09 | 6.9213e-08 | 1.0468e-07 | 0.020874 | 0.0081578 | 0.056649 | 0.085681 | 0 | 0 | 0 | 0 | 0 | 0 | 0 | 0 | 1.4183 | 0.1098 | 0.054944 | 0.24822 | 0.41297 | 0.99241 | 0.3452 | 2.2411 | 3.5787 | 0 | 47
55221_G_G2 | MISO_Arkansas | Arkansas | 5 | Pulaski | 119 | 55221 | G2 | Harry L. Oswald | 8508 | 2002 | 9999 | Combined Cycle |  |  |  | STM |  | Fossil | G | 2030 | NaturalGas |  | 0.36434 | 0.14239 | 0.98876 | 1.4955 | 0 | 0 | 0 | 0 | 0 | 0 | 0 | 0 | 0 | 0 | 0 | 0 | 42.8234 | 16.7356 | 116.2149 | 175.7739 | 21.3286 | 8.3353 | 57.8818 | 87.5456 | 2.5504e-08 | 9.967e-09 | 6.9213e-08 | 1.0468e-07 | 0.020874 | 0.0081578 | 0.056649 | 0.085681 | 0 | 0 | 0 | 0 | 0 | 0 | 0 | 0 | 1.4183 | 0.1098 | 0.054944 | 0.24822 | 0.41297 | 0.99241 | 0.3452 | 2.2411 | 3.5787 | 0 | 47
55221_G_G3 | MISO_Arkansas | Arkansas | 5 | Pulaski | 119 | 55221 | G3 | Harry L. Oswald | 8508 | 2002 | 9999 | Combined Cycle |  |  |  | STM |  | Fossil | G | 2030 | NaturalGas |  | 0.36434 | 0.14239 | 0.98876 | 1.4955 | 0 | 0 | 0 | 0 | 0 | 0 | 0 | 0 | 0 | 0 | 0 | 0 | 42.8234 | 16.7356 | 116.2149 | 175.7739 | 21.3286 | 8.3353 | 57.8818 | 87.5456 | 2.5504e-08 | 9.967e-09 | 6.9213e-08 | 1.0468e-07 | 0.0218 | 0.0085195 | 0.059161 | 0.089481 | 0 | 0 | 0 | 0 | 0 | 0 | 0 | 0 | 1.4183 | 0.1098 | 0.054944 | 0.24822 | 0.41297 | 0.99241 | 0.3452 | 2.2411 | 3.5787 | 0 | 47
55221_G_G4 | MISO_Arkansas | Arkansas | 5 | Pulaski | 119 | 55221 | G4 | Harry L. Oswald | 8508 | 2002 | 9999 | Combined Cycle |  |  |  | STM |  | Fossil | G | 2030 | NaturalGas |  | 0.36434 | 0.14239 | 0.98876 | 1.4955 | 0 | 0 | 0 | 0 | 0 | 0 | 0 | 0 | 0 | 0 | 0 | 0 | 42.8234 | 16.7356 | 116.2149 | 175.7739 | 21.3286 | 8.3353 | 57.8818 | 87.5456 | 2.5504e-08 | 9.967e-09 | 6.9213e-08 | 1.0468e-07 | 0.0218 | 0.0085195 | 0.059161 | 0.089481 | 0 | 0 | 0 | 0 | 0 | 0 | 0 | 0 | 1.4183 | 0.1098 | 0.054944 | 0.24822 | 0.41297 | 0.99241 | 0.3452 | 2.2411 | 3.5787 | 0 | 47
55221_G_G5 | MISO_Arkansas | Arkansas | 5 | Pulaski | 119 | 55221 | G5 | Harry L. Oswald | 8508 | 2002 | 9999 | Combined Cycle |  |  |  | STM |  | Fossil | G | 2030 | NaturalGas |  | 0.36434 | 0.14239 | 0.98876 | 1.4955 | 0 | 0 | 0 | 0 | 0 | 0 | 0 | 0 | 0 | 0 | 0 | 0 | 42.8234 | 16.7356 | 116.2149 | 175.7739 | 21.3286 | 8.3353 | 57.8818 | 87.5456 | 2.5504e-08 | 9.967e-09 | 6.9213e-08 | 1.0468e-07 | 0.024477 | 0.0095658 | 0.066427 | 0.10047 | 0 | 0 | 0 | 0 | 0 | 0 | 0 | 0 | 1.4183 | 0.1098 | 0.054944 | 0.24822 | 0.41297 | 0.99241 | 0.3452 | 2.2411 | 3.5787 | 0 | 47
55221_G_G6 | MISO_Arkansas | Arkansas | 5 | Pulaski | 119 | 55221 | G6 | Harry L. Oswald | 8508 | 2002 | 9999 | Combined Cycle |  |  |  | STM |  | Fossil | G | 2030 | NaturalGas |  | 0.36434 | 0.14239 | 0.98876 | 1.4955 | 0 | 0 | 0 | 0 | 0 | 0 | 0 | 0 | 0 | 0 | 0 | 0 | 42.8234 | 16.7356 | 116.2149 | 175.7739 | 21.3286 | 8.3353 | 57.8818 | 87.5456 | 2.5504e-08 | 9.967e-09 | 6.9213e-08 | 1.0468e-07 | 0.024477 | 0.0095658 | 0.066427 | 0.10047 | 0 | 0 | 0 | 0 | 0 | 0 | 0 | 0 | 1.4183 | 0.1098 | 0.054944 | 0.24822 | 0.41297 | 0.99241 | 0.3452 | 2.2411 | 3.5787 | 0 | 47
55221_G_G7 | MISO_Arkansas | Arkansas | 5 | Pulaski | 119 | 55221 | G7 | Harry L. Oswald | 8508 | 2002 | 9999 | Combined Cycle |  |  |  | DLNB |  | Fossil | G | 2030 | NaturalGas |  | 0.58915 | 0.23024 | 1.5988 | 2.4182 | 0 | 0 | 0 | 0 | 0 | 0 | 0 | 0 | 0 | 0 | 0 | 0 | 69.2464 | 27.0618 | 187.9219 | 284.2301 | 34.4887 | 13.4784 | 93.5961 | 141.5632 | 4.124e-08 | 1.6117e-08 | 1.1192e-07 | 1.6928e-07 | 0.033754 | 0.013191 | 0.091603 | 0.13855 | 0 | 0 | 0 | 0 | 0 | 0 | 0 | 0 | 2.2934 | 0.17755 | 0.088846 | 0.40138 | 0.66777 | 1.6047 | 0.5582 | 3.6239 | 5.7868 | 0 | 76
55221_G_G8 | MISO_Arkansas | Arkansas | 5 | Pulaski | 119 | 55221 | G8 | Harry L. Oswald | 8508 | 2002 | 9999 | Combined Cycle |  |  |  | AA |  | Fossil | G | 2030 | NaturalGas |  | 0.73644 | 0.2878 | 1.9985 | 3.0228 | 0 | 0 | 0 | 0 | 0 | 0 | 0 | 0 | 0 | 0 | 0 | 0 | 86.558 | 33.8273 | 234.9024 | 355.2876 | 43.1109 | 16.8479 | 116.9951 | 176.954 | 5.155e-08 | 2.0146e-08 | 1.399e-07 | 2.116e-07 | 0.044064 | 0.01722 | 0.11958 | 0.18087 | 0 | 0 | 0 | 0 | 0 | 0 | 0 | 0 | 2.8667 | 0.22194 | 0.11106 | 0.50172 | 0.83472 | 2.0059 | 0.69775 | 4.5298 | 7.2335 | 0 | 95
55221_G_G9 | MISO_Arkansas | Arkansas | 5 | Pulaski | 119 | 55221 | G9 | Harry L. Oswald | 8508 | 2002 | 9999 | Combined Cycle |  |  |  | AA |  | Fossil | G | 2030 | NaturalGas |  | 0.73644 | 0.2878 | 1.9985 | 3.0228 | 0 | 0 | 0 | 0 | 0 | 0 | 0 | 0 | 0 | 0 | 0 | 0 | 86.558 | 33.8273 | 234.9024 | 355.2876 | 43.1109 | 16.8479 | 116.9951 | 176.954 | 5.155e-08 | 2.0146e-08 | 1.399e-07 | 2.116e-07 | 0.049475 | 0.019335 | 0.13427 | 0.20308 | 0 | 0 | 0 | 0 | 0 | 0 | 0 | 0 | 2.8667 | 0.22194 | 0.11106 | 0.50172 | 0.83472 | 2.0059 | 0.69775 | 4.5298 | 7.2335 | 0 | 95
55222_G_CTG1 | PJM_ComEd | Illinois | 17 | Will | 197 | 55222 | CTG1 | Lincoln Generating Facility | 12857 | 2000 | 9999 | Combustion Turbine |  |  |  | DLNB |  | Fossil | G | 2030 | NaturalGas |  | 0 | 0 | 0 | 0 | 0 | 0 | 0 | 0 | 0 | 0 | 0 | 0 | 0 | 0 | 0 | 0 | 0 | 0 | 0 | 0 | 0 | 0 | 0 | 0 | 0 | 0 | 0 | 0 | 0 | 0 | 0 | 0 | 0 | 0 | 0 | 0 | 0 | 0 | 0 | 0 | 1.5287 | 0 | 0 | 0 | 0 | 0 | 0 | 0 | 0 | 0 | 77.5
55222_G_CTG2 | PJM_ComEd | Illinois | 17 | Will | 197 | 55222 | CTG2 | Lincoln Generating Facility | 12857 | 2000 | 9999 | Combustion Turbine |  |  |  | DLNB |  | Fossil | G | 2030 | NaturalGas |  | 0 | 0 | 0 | 0 | 0 | 0 | 0 | 0 | 0 | 0 | 0 | 0 | 0 | 0 | 0 | 0 | 0 | 0 | 0 | 0 | 0 | 0 | 0 | 0 | 0 | 0 | 0 | 0 | 0 | 0 | 0 | 0 | 0 | 0 | 0 | 0 | 0 | 0 | 0 | 0 | 1.5346 | 0 | 0 | 0 | 0 | 0 | 0 | 0 | 0 | 0 | 77.8
55222_G_CTG3 | PJM_ComEd | Illinois | 17 | Will | 197 | 55222 | CTG3 | Lincoln Generating Facility | 12857 | 2000 | 9999 | Combustion Turbine |  |  |  | DLNB |  | Fossil | G | 2030 | NaturalGas |  | 0 | 0 | 0 | 0 | 0 | 0 | 0 | 0 | 0 | 0 | 0 | 0 | 0 | 0 | 0 | 0 | 0 | 0 | 0 | 0 | 0 | 0 | 0 | 0 | 0 | 0 | 0 | 0 | 0 | 0 | 0 | 0 | 0 | 0 | 0 | 0 | 0 | 0 | 0 | 0 | 1.5386 | 0 | 0 | 0 | 0 | 0 | 0 | 0 | 0 | 0 | 78
55222_G_CTG4 | PJM_ComEd | Illinois | 17 | Will | 197 | 55222 | CTG4 | Lincoln Generating Facility | 12857 | 2000 | 9999 | Combustion Turbine |  |  |  | DLNB |  | Fossil | G | 2030 | NaturalGas |  | 0 | 0 | 0 | 0 | 0 | 0 | 0 | 0 | 0 | 0 | 0 | 0 | 0 | 0 | 0 | 0 | 0 | 0 | 0 | 0 | 0 | 0 | 0 | 0 | 0 | 0 | 0 | 0 | 0 | 0 | 0 | 0 | 0 | 0 | 0 | 0 | 0 | 0 | 0 | 0 | 1.5386 | 0 | 0 | 0 | 0 | 0 | 0 | 0 | 0 | 0 | 78
55222_G_CTG5 | PJM_ComEd | Illinois | 17 | Will | 197 | 55222 | CTG5 | Lincoln Generating Facility | 12857 | 2000 | 9999 | Combustion Turbine |  |  |  | DLNB |  | Fossil | G | 2030 | NaturalGas |  | 0 | 0 | 0 | 0 | 0 | 0 | 0 | 0 | 0 | 0 | 0 | 0 | 0 | 0 | 0 | 0 | 0 | 0 | 0 | 0 | 0 | 0 | 0 | 0 | 0 | 0 | 0 | 0 | 0 | 0 | 0 | 0 | 0 | 0 | 0 | 0 | 0 | 0 | 0 | 0 | 1.5287 | 0 | 0 | 0 | 0 | 0 | 0 | 0 | 0 | 0 | 77.5
55222_G_CTG6 | PJM_ComEd | Illinois | 17 | Will | 197 | 55222 | CTG6 | Lincoln Generating Facility | 12857 | 2000 | 9999 | Combustion Turbine |  |  |  | DLNB |  | Fossil | G | 2030 | NaturalGas |  | 0 | 0 | 0 | 0 | 0 | 0 | 0 | 0 | 0 | 0 | 0 | 0 | 0 | 0 | 0 | 0 | 0 | 0 | 0 | 0 | 0 | 0 | 0 | 0 | 0 | 0 | 0 | 0 | 0 | 0 | 0 | 0 | 0 | 0 | 0 | 0 | 0 | 0 | 0 | 0 | 1.5248 | 0 | 0 | 0 | 0 | 0 | 0 | 0 | 0 | 0 | 77.3
55222_G_CTG7 | PJM_ComEd | Illinois | 17 | Will | 197 | 55222 | CTG7 | Lincoln Generating Facility | 12857 | 2000 | 9999 | Combustion Turbine |  |  |  | DLNB |  | Fossil | G | 2030 | NaturalGas |  | 0 | 0 | 0 | 0 | 0 | 0 | 0 | 0 | 0 | 0 | 0 | 0 | 0 | 0 | 0 | 0 | 0 | 0 | 0 | 0 | 0 | 0 | 0 | 0 | 0 | 0 | 0 | 0 | 0 | 0 | 0 | 0 | 0 | 0 | 0 | 0 | 0 | 0 | 0 | 0 | 1.5425 | 0 | 0 | 0 | 0 | 0 | 0 | 0 | 0 | 0 | 78.2
55222_G_CTG8 | PJM_ComEd | Illinois | 17 | Will | 197 | 55222 | CTG8 | Lincoln Generating Facility | 12857 | 2000 | 9999 | Combustion Turbine |  |  |  | DLNB |  | Fossil | G | 2030 | NaturalGas |  | 0 | 0 | 0 | 0 | 0 | 0 | 0 | 0 | 0 | 0 | 0 | 0 | 0 | 0 | 0 | 0 | 0 | 0 | 0 | 0 | 0 | 0 | 0 | 0 | 0 | 0 | 0 | 0 | 0 | 0 | 0 | 0 | 0 | 0 | 0 | 0 | 0 | 0 | 0 | 0 | 1.5504 | 0 | 0 | 0 | 0 | 0 | 0 | 0 | 0 | 0 | 78.6
55223_G_GT1 | ERCOT_Rest | Texas | 48 | Ellis | 139 | 55223 | GT1 | Ennis Power Company LLC | 7319 | 2002 | 9999 | Combined Cycle |  |  | SCR |  |  | Fossil | G | 2030 | NaturalGas |  | 0.78851 | 0.33 | 2.758 | 3.8765 | 0 | 0 | 0 | 0 | 0 | 0 | 0 | 0 | 0 | 0 | 0 | 0 | 107.7343 | 45.0888 | 376.8278 | 529.6509 | 46.1592 | 19.3185 | 161.4535 | 226.9312 | 5.5196e-08 | 2.31e-08 | 1.9306e-07 | 2.7136e-07 | 0.011094 | 0.0046431 | 0.016548 | 0.032285 | 0 | 0 | 0 | 0 | 0 | 0 | 0 | 0 | 7.7422 | 0.35936 | 0.1843 | 1.0224 | 1.5661 | 2.1031 | 0.77489 | 6.1607 | 9.0387 | 0 | 245.1 | SCR
55223_G_ST1 | ERCOT_Rest | Texas | 48 | Ellis | 139 | 55223 | ST1 | Ennis Power Company LLC | 7319 | 2002 | 9999 | Combined Cycle |  |  | SCR |  |  | Fossil | G | 2030 | NaturalGas |  | 0.36803 | 0.15403 | 1.2873 | 1.8094 | 0 | 0 | 0 | 0 | 0 | 0 | 0 | 0 | 0 | 0 | 0 | 0 | 50.2848 | 21.0451 | 175.8837 | 247.2136 | 21.5447 | 9.0169 | 75.3581 | 105.9197 | 2.5762e-08 | 1.0782e-08 | 9.011e-08 | 1.2665e-07 | 0.0051782 | 0.0021672 | 0.0077238 | 0.015069 | 0 | 0 | 0 | 0 | 0 | 0 | 0 | 0 | 3.6137 | 0.16773 | 0.086024 | 0.47721 | 0.73096 | 0.98161 | 0.36168 | 2.8755 | 4.2188 | 0 | 114.4 | SCR
55224_G_CTG1 | MISO_Indiana (including parts of Kentucky) | Indiana | 18 | Knox | 83 | 55224 | CTG1 | Wheatland Generating Facility | 13727 | 2000 | 9999 | Combustion Turbine |  |  |  | H2O |  | Fossil | G | 2030 | NaturalGas |  | 0.015614 | 0 | 0.013798 | 0.029412 | 0 | 0 | 0 | 0 | 0 | 0 | 0 | 0 | 0 | 0 | 0 | 0 | 1.1375 | 0 | 1.0052 | 2.1427 | 0.91406 | 0 | 0.80775 | 1.7218 | 1.093e-09 | 0 | 9.6588e-10 | 2.0589e-09 | 0.0014983 | 0 | 0.001324 | 0.0028223 | 0 | 0 | 0 | 0 | 0 | 0 | 0 | 0 | 2.1895 | 0.0074164 | 0 | 0.0065539 | 0.01397 | 0.043069 | 0 | 0.030402 | 0.073471 | 0 | 111
55224_G_CTG2 | MISO_Indiana (including parts of Kentucky) | Indiana | 18 | Knox | 83 | 55224 | CTG2 | Wheatland Generating Facility | 13721 | 2000 | 9999 | Combustion Turbine |  |  |  | H2O |  | Fossil | G | 2030 | NaturalGas |  | 0.016029 | 0 | 0.014165 | 0.030194 | 0 | 0 | 0 | 0 | 0 | 0 | 0 | 0 | 0 | 0 | 0 | 0 | 1.1682 | 0 | 1.0324 | 2.2006 | 0.93835 | 0 | 0.82922 | 1.7676 | 1.122e-09 | 0 | 9.9155e-10 | 2.1136e-09 | 0.001212 | 0 | 0.0010711 | 0.0022831 | 0 | 0 | 0 | 0 | 0 | 0 | 0 | 0 | 2.2487 | 0.0076168 | 0 | 0.006731 | 0.014348 | 0.044214 | 0 | 0.03121 | 0.075424 | 0 | 114
55224_G_CTG3 | MISO_Indiana (including parts of Kentucky) | Indiana | 18 | Knox | 83 | 55224 | CTG3 | Wheatland Generating Facility | 13721 | 2000 | 9999 | Combustion Turbine |  |  |  | H2O |  | Fossil | G | 2030 | NaturalGas |  | 0.016029 | 0 | 0.014165 | 0.030194 | 0 | 0 | 0 | 0 | 0 | 0 | 0 | 0 | 0 | 0 | 0 | 0 | 1.1682 | 0 | 1.0324 | 2.2006 | 0.93835 | 0 | 0.82922 | 1.7676 | 1.122e-09 | 0 | 9.9155e-10 | 2.1136e-09 | 0.001458 | 0 | 0.0012884 | 0.0027465 | 0 | 0 | 0 | 0 | 0 | 0 | 0 | 0 | 2.2487 | 0.0076168 | 0 | 0.006731 | 0.014348 | 0.044214 | 0 | 0.03121 | 0.075424 | 0 | 114
55224_G_CTG4 | MISO_Indiana (including parts of Kentucky) | Indiana | 18 | Knox | 83 | 55224 | CTG4 | Wheatland Generating Facility | 13727 | 2000 | 9999 | Combustion Turbine |  |  |  | H2O |  | Fossil | G | 2030 | NaturalGas |  | 0.015614 | 0 | 0.013798 | 0.029412 | 0 | 0 | 0 | 0 | 0 | 0 | 0 | 0 | 0 | 0 | 0 | 0 | 1.1375 | 0 | 1.0052 | 2.1427 | 0.91406 | 0 | 0.80775 | 1.7218 | 1.093e-09 | 0 | 9.6588e-10 | 2.0589e-09 | 0.0010198 | 0 | 0.00090123 | 0.0019211 | 0 | 0 | 0 | 0 | 0 | 0 | 0 | 0 | 2.1895 | 0.0074164 | 0 | 0.0065539 | 0.01397 | 0.043069 | 0 | 0.030402 | 0.073471 | 0 | 111
55225_G_CTG1 | SPP West (Oklahoma, Arkansas, Louisiana) | Oklahoma | 40 | Wagoner | 145 | 55225 | CTG1 | Oneta Energy Center | 7287 | 2002 | 9999 | Combined Cycle |  |  |  | DLNB |  | Fossil | G | 2030 | NaturalGas |  | 1.4205 | 0.29844 | 2.695 | 4.4139 | 0 | 0 | 0 | 0 | 0 | 0 | 0 | 0 | 0 | 0 | 0 | 0 | 194.9357 | 40.955 | 369.8376 | 605.7283 | 83.1558 | 17.4706 | 157.7657 | 258.3922 | 9.9435e-08 | 2.0891e-08 | 1.8865e-07 | 3.0898e-07 | 0.023208 | 0.004876 | 0.044032 | 0.072116 | 0 | 0 | 0 | 0 | 0 | 0 | 0 | 0 | 4.5053 | 0.42098 | 0.1613 | 0.78993 | 1.3722 | 3.6915 | 0.67763 | 5.5943 | 9.9634 | 0 | 149.3
55225_G_CTG2 | SPP West (Oklahoma, Arkansas, Louisiana) | Oklahoma | 40 | Wagoner | 145 | 55225 | CTG2 | Oneta Energy Center | 7287 | 2002 | 9999 | Combined Cycle |  |  |  | DLNB |  | Fossil | G | 2030 | NaturalGas |  | 1.4205 | 0.29844 | 2.695 | 4.4139 | 0 | 0 | 0 | 0 | 0 | 0 | 0 | 0 | 0 | 0 | 0 | 0 | 194.9357 | 40.955 | 369.8376 | 605.7283 | 83.1558 | 17.4706 | 157.7657 | 258.3922 | 9.9435e-08 | 2.0891e-08 | 1.8865e-07 | 3.0898e-07 | 0.023208 | 0.004876 | 0.044032 | 0.072116 | 0 | 0 | 0 | 0 | 0 | 0 | 0 | 0 | 4.5053 | 0.42098 | 0.1613 | 0.78993 | 1.3722 | 3.6915 | 0.67763 | 5.5943 | 9.9634 | 0 | 149.3
55225_G_CTG3 | SPP West (Oklahoma, Arkansas, Louisiana) | Oklahoma | 40 | Wagoner | 145 | 55225 | CTG3 | Oneta Energy Center | 7287 | 2003 | 9999 | Combined Cycle |  |  |  | DLNB |  | Fossil | G | 2030 | NaturalGas |  | 1.4205 | 0.29844 | 2.695 | 4.4139 | 0 | 0 | 0 | 0 | 0 | 0 | 0 | 0 | 0 | 0 | 0 | 0 | 194.9357 | 40.955 | 369.8376 | 605.7283 | 83.1558 | 17.4706 | 157.7657 | 258.3922 | 9.9435e-08 | 2.0891e-08 | 1.8865e-07 | 3.0898e-07 | 0.023203 | 0.0048748 | 0.044021 | 0.072099 | 0 | 0 | 0 | 0 | 0 | 0 | 0 | 0 | 4.5053 | 0.42098 | 0.1613 | 0.78993 | 1.3722 | 3.6915 | 0.67763 | 5.5943 | 9.9634 | 0 | 149.3
55225_G_CTG4 | SPP West (Oklahoma, Arkansas, Louisiana) | Oklahoma | 40 | Wagoner | 145 | 55225 | CTG4 | Oneta Energy Center | 7287 | 2003 | 9999 | Combined Cycle |  |  |  | DLNB |  | Fossil | G | 2030 | NaturalGas |  | 1.4205 | 0.29844 | 2.695 | 4.4139 | 0 | 0 | 0 | 0 | 0 | 0 | 0 | 0 | 0 | 0 | 0 | 0 | 194.9357 | 40.955 | 369.8376 | 605.7283 | 83.1558 | 17.4706 | 157.7657 | 258.3922 | 9.9435e-08 | 2.0891e-08 | 1.8865e-07 | 3.0898e-07 | 0.023203 | 0.0048748 | 0.044021 | 0.072099 | 0 | 0 | 0 | 0 | 0 | 0 | 0 | 0 | 4.5053 | 0.42098 | 0.1613 | 0.78993 | 1.3722 | 3.6915 | 0.67763 | 5.5943 | 9.9634 | 0 | 149.3
55225_G_STG1 | SPP West (Oklahoma, Arkansas, Louisiana) | Oklahoma | 40 | Wagoner | 145 | 55225 | STG1 | Oneta Energy Center | 7287 | 2002 | 9999 | Combined Cycle |  |  |  | LNB |  | Fossil | G | 2030 | NaturalGas |  | 2.3272 | 0.48894 | 4.4153 | 7.2314 | 0 | 0 | 0 | 0 | 0 | 0 | 0 | 0 | 0 | 0 | 0 | 0 | 319.3655 | 67.097 | 605.9095 | 992.372 | 136.2352 | 28.6223 | 258.4695 | 423.327 | 1.6291e-07 | 3.4226e-08 | 3.0907e-07 | 5.062e-07 | 0.038023 | 0.0079884 | 0.072138 | 0.11815 | 0 | 0 | 0 | 0 | 0 | 0 | 0 | 0 | 7.3811 | 0.68969 | 0.26426 | 1.2941 | 2.2481 | 6.0479 | 1.1102 | 9.1652 | 16.3232 | 0 | 244.6
55225_G_STG2 | SPP West (Oklahoma, Arkansas, Louisiana) | Oklahoma | 40 | Wagoner | 145 | 55225 | STG2 | Oneta Energy Center | 7287 | 2003 | 9999 | Combined Cycle |  |  |  | LNB |  | Fossil | G | 2030 | NaturalGas |  | 2.3272 | 0.48894 | 4.4153 | 7.2314 | 0 | 0 | 0 | 0 | 0 | 0 | 0 | 0 | 0 | 0 | 0 | 0 | 319.3655 | 67.097 | 605.9095 | 992.372 | 136.2352 | 28.6223 | 258.4695 | 423.327 | 1.6291e-07 | 3.4226e-08 | 3.0907e-07 | 5.062e-07 | 0.038013 | 0.0079864 | 0.07212 | 0.11812 | 0 | 0 | 0 | 0 | 0 | 0 | 0 | 0 | 7.3811 | 0.68969 | 0.26426 | 1.2941 | 2.2481 | 6.0479 | 1.1102 | 9.1652 | 16.3232 | 0 | 244.6
55226_G_GT1 | ERCOT_Rest | Texas | 48 | Freestone | 161 | 55226 | GT1 | Freestone Energy Center | 7242 | 2002 | 9999 | Combined Cycle |  |  |  | DLNB |  | Fossil | G | 2030 | NaturalGas |  | 1.4656 | 1.9842 | 3.6517 | 7.1015 | 0 | 0 | 0 | 0 | 0 | 0 | 0 | 0 | 0 | 0 | 0 | 0 | 202.3773 | 273.9877 | 504.2389 | 980.6039 | 85.7972 | 116.1562 | 213.7704 | 415.7238 | 1.0259e-07 | 1.389e-07 | 2.5562e-07 | 4.9711e-07 | 0.022541 | 0.030517 | 0.056163 | 0.10922 | 0 | 0 | 0 | 0 | 0 | 0 | 0 | 0 | 4.617 | 0.43225 | 0.5852 | 1.077 | 2.0945 | 3.9091 | 4.6592 | 8.157 | 16.7253 | 0 | 153
55226_G_GT2 | ERCOT_Rest | Texas | 48 | Freestone | 161 | 55226 | GT2 | Freestone Energy Center | 7242 | 2002 | 9999 | Combined Cycle |  |  |  | DLNB |  | Fossil | G | 2030 | NaturalGas |  | 1.4656 | 1.9842 | 3.6517 | 7.1015 | 0 | 0 | 0 | 0 | 0 | 0 | 0 | 0 | 0 | 0 | 0 | 0 | 202.3773 | 273.9877 | 504.2389 | 980.6039 | 85.7972 | 116.1562 | 213.7704 | 415.7238 | 1.0259e-07 | 1.389e-07 | 2.5562e-07 | 4.9711e-07 | 0.022541 | 0.030517 | 0.056163 | 0.10922 | 0 | 0 | 0 | 0 | 0 | 0 | 0 | 0 | 4.617 | 0.43225 | 0.5852 | 1.077 | 2.0945 | 3.9091 | 4.6592 | 8.157 | 16.7253 | 0 | 153
55226_G_GT3 | ERCOT_Rest | Texas | 48 | Freestone | 161 | 55226 | GT3 | Freestone Energy Center | 7242 | 2002 | 9999 | Combined Cycle |  |  |  | DLNB |  | Fossil | G | 2030 | NaturalGas |  | 1.4273 | 1.9323 | 3.5562 | 6.9159 | 0 | 0 | 0 | 0 | 0 | 0 | 0 | 0 | 0 | 0 | 0 | 0 | 197.0864 | 266.8246 | 491.0561 | 954.9672 | 83.5541 | 113.1194 | 208.1816 | 404.8552 | 9.9911e-08 | 1.3526e-07 | 2.4894e-07 | 4.8411e-07 | 0.022375 | 0.030293 | 0.05575 | 0.10842 | 0 | 0 | 0 | 0 | 0 | 0 | 0 | 0 | 4.4962 | 0.42095 | 0.56991 | 1.0488 | 2.0397 | 3.8069 | 4.5374 | 7.9438 | 16.288 | 0 | 149
55226_G_GT4 | ERCOT_Rest | Texas | 48 | Freestone | 161 | 55226 | GT4 | Freestone Energy Center | 7242 | 2002 | 9999 | Combined Cycle |  |  |  | DLNB |  | Fossil | G | 2030 | NaturalGas |  | 1.4273 | 1.9323 | 3.5562 | 6.9159 | 0 | 0 | 0 | 0 | 0 | 0 | 0 | 0 | 0 | 0 | 0 | 0 | 197.0864 | 266.8246 | 491.0561 | 954.9672 | 83.5541 | 113.1194 | 208.1816 | 404.8552 | 9.9911e-08 | 1.3526e-07 | 2.4894e-07 | 4.8411e-07 | 0.022375 | 0.030293 | 0.05575 | 0.10842 | 0 | 0 | 0 | 0 | 0 | 0 | 0 | 0 | 4.4962 | 0.42095 | 0.56991 | 1.0488 | 2.0397 | 3.8069 | 4.5374 | 7.9438 | 16.288 | 0 | 149
55226_G_ST3 | ERCOT_Rest | Texas | 48 | Freestone | 161 | 55226 | ST3 | Freestone Energy Center | 7242 | 2002 | 9999 | Combined Cycle |  |  |  | DLNB |  | Fossil | G | 2030 | NaturalGas |  | 1.6955 | 2.2955 | 4.2245 | 8.2155 | 0 | 0 | 0 | 0 | 0 | 0 | 0 | 0 | 0 | 0 | 0 | 0 | 234.1227 | 316.9662 | 583.3352 | 1134.4241 | 99.2556 | 134.3768 | 247.303 | 480.9353 | 1.1869e-07 | 1.6068e-07 | 2.9572e-07 | 5.7508e-07 | 0.026077 | 0.035304 | 0.064973 | 0.12635 | 0 | 0 | 0 | 0 | 0 | 0 | 0 | 0 | 5.3412 | 0.50006 | 0.677 | 1.2459 | 2.423 | 4.5222 | 5.39 | 9.4366 | 19.3488 | 0 | 177
55226_G_ST6 | ERCOT_Rest | Texas | 48 | Freestone | 161 | 55226 | ST6 | Freestone Energy Center | 7242 | 2002 | 9999 | Combined Cycle |  |  |  | DLNB |  | Fossil | G | 2030 | NaturalGas |  | 1.6476 | 2.2306 | 4.1052 | 7.9834 | 0 | 0 | 0 | 0 | 0 | 0 | 0 | 0 | 0 | 0 | 0 | 0 | 227.5091 | 308.0123 | 566.8568 | 1102.3782 | 96.4517 | 130.5808 | 240.317 | 467.3496 | 1.1533e-07 | 1.5614e-07 | 2.8736e-07 | 5.5884e-07 | 0.025829 | 0.034969 | 0.064355 | 0.12515 | 0 | 0 | 0 | 0 | 0 | 0 | 0 | 0 | 5.1903 | 0.48593 | 0.65788 | 1.2107 | 2.3545 | 4.3945 | 5.2378 | 9.17 | 18.8023 | 0 | 172
55228_G_GT1 | PJM West | Ohio | 39 | Darke | 37 | 55228 | GT1 | Greenville Electric Generating Station | 10745 | 2000 | 9999 | Combustion Turbine |  |  |  | H2O |  | Fossil | G | 2030 | NaturalGas |  | 0.056284 | 0.045563 | 0.14901 | 0.25086 | 0 | 0 | 0 | 0 | 0 | 0 | 0 | 0 | 0 | 0 | 0 | 0 | 5.2382 | 4.2404 | 13.8678 | 23.3464 | 3.2949 | 2.6673 | 8.723 | 14.6852 | 3.9399e-09 | 3.1894e-09 | 1.0431e-08 | 1.756e-08 | 0.0031775 | 0.0025723 | 0.0084123 | 0.014162 | 0 | 0 | 0 | 0 | 0 | 0 | 0 | 0 | 0.96654 | 0.024724 | 0.020015 | 0.065456 | 0.1102 | 0.14997 | 0.10346 | 0.29874 | 0.55217 | 0 | 49
55228_G_GT2 | PJM West | Ohio | 39 | Darke | 37 | 55228 | GT2 | Greenville Electric Generating Station | 10745 | 2000 | 9999 | Combustion Turbine |  |  |  | H2O |  | Fossil | G | 2030 | NaturalGas |  | 0.056284 | 0.045563 | 0.14901 | 0.25086 | 0 | 0 | 0 | 0 | 0 | 0 | 0 | 0 | 0 | 0 | 0 | 0 | 5.2382 | 4.2404 | 13.8678 | 23.3464 | 3.2949 | 2.6673 | 8.723 | 14.6852 | 3.9399e-09 | 3.1894e-09 | 1.0431e-08 | 1.756e-08 | 0.0029766 | 0.0024096 | 0.0078804 | 0.013267 | 0 | 0 | 0 | 0 | 0 | 0 | 0 | 0 | 0.96654 | 0.024724 | 0.020015 | 0.065456 | 0.1102 | 0.14997 | 0.10346 | 0.29874 | 0.55217 | 0 | 49
55228_G_GT3 | PJM West | Ohio | 39 | Darke | 37 | 55228 | GT3 | Greenville Electric Generating Station | 10745 | 2000 | 9999 | Combustion Turbine |  |  |  | H2O |  | Fossil | G | 2030 | NaturalGas |  | 0.056284 | 0.045563 | 0.14901 | 0.25086 | 0 | 0 | 0 | 0 | 0 | 0 | 0 | 0 | 0 | 0 | 0 | 0 | 5.2382 | 4.2404 | 13.8678 | 23.3464 | 3.2949 | 2.6673 | 8.723 | 14.6852 | 3.9399e-09 | 3.1894e-09 | 1.0431e-08 | 1.756e-08 | 0.0027847 | 0.0022543 | 0.0073722 | 0.012411 | 0 | 0 | 0 | 0 | 0 | 0 | 0 | 0 | 0.96654 | 0.024724 | 0.020015 | 0.065456 | 0.1102 | 0.14997 | 0.10346 | 0.29874 | 0.55217 | 0 | 49
55228_G_GT4 | PJM West | Ohio | 39 | Darke | 37 | 55228 | GT4 | Greenville Electric Generating Station | 10745 | 2000 | 9999 | Combustion Turbine |  |  |  | H2O |  | Fossil | G | 2030 | NaturalGas |  | 0.056284 | 0.045563 | 0.14901 | 0.25086 | 0 | 0 | 0 | 0 | 0 | 0 | 0 | 0 | 0 | 0 | 0 | 0 | 5.2382 | 4.2404 | 13.8678 | 23.3464 | 3.2949 | 2.6673 | 8.723 | 14.6852 | 3.9399e-09 | 3.1894e-09 | 1.0431e-08 | 1.756e-08 | 0.002985 | 0.0024165 | 0.0079027 | 0.013304 | 0 | 0 | 0 | 0 | 0 | 0 | 0 | 0 | 0.96654 | 0.024724 | 0.020015 | 0.065456 | 0.1102 | 0.14997 | 0.10346 | 0.29874 | 0.55217 | 0 | 49
55229_G_GT1 | MISO_Indiana (including parts of Kentucky) | Indiana | 18 | Wells | 179 | 55229 | GT1 | Montpelier Electric Generating Station | 11138 | 2001 | 9999 | Combustion Turbine |  |  |  | H2O |  | Fossil | G | 2030 | NaturalGas |  | 0.046016 | 0.0067341 | 0.19341 | 0.24616 | 0 | 0 | 0 | 0 | 0 | 0 | 0 | 0 | 0 | 0 | 0 | 0 | 4.1315 | 0.60461 | 17.3645 | 22.1005 | 2.6938 | 0.39422 | 11.3219 | 14.41 | 3.2212e-09 | 4.7139e-10 | 1.3538e-08 | 1.7231e-08 | 0.0035983 | 0.00052657 | 0.015123 | 0.019248 | 0 | 0 | 0 | 0 | 0 | 0 | 0 | 0 | 1.1638 | 0.019501 | 0.0028537 | 0.08196 | 0.10431 | 0.12693 | 0.016501 | 0.42614 | 0.56957 | 0 | 59
55229_G_GT2 | MISO_Indiana (including parts of Kentucky) | Indiana | 18 | Wells | 179 | 55229 | GT2 | Montpelier Electric Generating Station | 11139 | 2001 | 9999 | Combustion Turbine |  |  |  | H2O |  | Fossil | G | 2030 | NaturalGas |  | 0.046021 | 0.0067347 | 0.19342 | 0.24618 | 0 | 0 | 0 | 0 | 0 | 0 | 0 | 0 | 0 | 0 | 0 | 0 | 4.1315 | 0.60461 | 17.3645 | 22.1005 | 2.694 | 0.39425 | 11.323 | 14.4113 | 3.2214e-09 | 4.7143e-10 | 1.354e-08 | 1.7232e-08 | 0.0037822 | 0.00055349 | 0.015896 | 0.020232 | 0 | 0 | 0 | 0 | 0 | 0 | 0 | 0 | 1.1638 | 0.019501 | 0.0028537 | 0.08196 | 0.10431 | 0.12694 | 0.016503 | 0.42618 | 0.56962 | 0 | 59
55229_G_GT3 | MISO_Indiana (including parts of Kentucky) | Indiana | 18 | Wells | 179 | 55229 | GT3 | Montpelier Electric Generating Station | 11139 | 2001 | 9999 | Combustion Turbine |  |  |  | H2O |  | Fossil | G | 2030 | NaturalGas |  | 0.046021 | 0.0067347 | 0.19342 | 0.24618 | 0 | 0 | 0 | 0 | 0 | 0 | 0 | 0 | 0 | 0 | 0 | 0 | 4.1315 | 0.60461 | 17.3645 | 22.1005 | 2.694 | 0.39425 | 11.323 | 14.4113 | 3.2214e-09 | 4.7143e-10 | 1.354e-08 | 1.7232e-08 | 0.0040091 | 0.0005867 | 0.01685 | 0.021446 | 0 | 0 | 0 | 0 | 0 | 0 | 0 | 0 | 1.1638 | 0.019501 | 0.0028537 | 0.08196 | 0.10431 | 0.12694 | 0.016503 | 0.42618 | 0.56962 | 0 | 59
55229_G_GT4 | MISO_Indiana (including parts of Kentucky) | Indiana | 18 | Wells | 179 | 55229 | GT4 | Montpelier Electric Generating Station | 11139 | 2001 | 9999 | Combustion Turbine |  |  |  | H2O |  | Fossil | G | 2030 | NaturalGas |  | 0.046021 | 0.0067347 | 0.19342 | 0.24618 | 0 | 0 | 0 | 0 | 0 | 0 | 0 | 0 | 0 | 0 | 0 | 0 | 4.1315 | 0.60461 | 17.3645 | 22.1005 | 2.694 | 0.39425 | 11.323 | 14.4113 | 3.2214e-09 | 4.7143e-10 | 1.354e-08 | 1.7232e-08 | 0.0035231 | 0.00051558 | 0.014807 | 0.018846 | 0 | 0 | 0 | 0 | 0 | 0 | 0 | 0 | 1.1638 | 0.019501 | 0.0028537 | 0.08196 | 0.10431 | 0.12694 | 0.016503 | 0.42618 | 0.56962 | 0 | 59
55230_G_CT1 | ERCOT_Rest | Texas | 48 | Wise | 497 | 55230 | CT1 | Jack County | 7298 | 2006 | 9999 | Combined Cycle |  |  | SCR | DLNB + NH3 |  | Fossil | G | 2030 | NaturalGas |  | 0.5293 | 0.31703 | 2.9915 | 3.8379 | 0 | 0 | 0 | 0 | 0 | 0 | 0 | 0 | 0 | 0 | 0 | 0 | 72.5262 | 43.4405 | 409.9135 | 525.8801 | 30.985 | 18.5589 | 175.1253 | 224.6691 | 3.7051e-08 | 2.2192e-08 | 2.0941e-07 | 2.6865e-07 | 0.0050961 | 0.0030524 | 0.021323 | 0.029471 | 0 | 0 | 0 | 0 | 0 | 0 | 0 | 0 | 5.212 | 0.24192 | 0.16225 | 0.93668 | 1.3408 | 1.4117 | 0.74442 | 6.6824 | 8.8386 | 0 | 165 | SCR
55230_G_CT2 | ERCOT_Rest | Texas | 48 | Wise | 497 | 55230 | CT2 | Jack County | 7298 | 2006 | 9999 | Combined Cycle |  |  | SCR | DLNB + NH3 |  | Fossil | G | 2030 | NaturalGas |  | 0.5293 | 0.31703 | 2.9915 | 3.8379 | 0 | 0 | 0 | 0 | 0 | 0 | 0 | 0 | 0 | 0 | 0 | 0 | 72.5262 | 43.4405 | 409.9135 | 525.8801 | 30.985 | 18.5589 | 175.1253 | 224.6691 | 3.7051e-08 | 2.2192e-08 | 2.0941e-07 | 2.6865e-07 | 0.0050961 | 0.0030524 | 0.021323 | 0.029471 | 0 | 0 | 0 | 0 | 0 | 0 | 0 | 0 | 5.212 | 0.24192 | 0.16225 | 0.93668 | 1.3408 | 1.4117 | 0.74442 | 6.6824 | 8.8386 | 0 | 165 | SCR
55230_G_CT3 | ERCOT_Rest | Texas | 48 | Wise | 497 | 55230 | CT3 | Jack County | 7298 | 2011 | 9999 | Combined Cycle |  |  | SCR | DLNB + NH3 |  | Fossil | G | 2030 | NaturalGas |  | 0.5293 | 0.31703 | 2.9915 | 3.8379 | 0 | 0 | 0 | 0 | 0 | 0 | 0 | 0 | 0 | 0 | 0 | 0 | 72.5262 | 43.4405 | 409.9135 | 525.8801 | 30.985 | 18.5589 | 175.1253 | 224.6691 | 3.7051e-08 | 2.2192e-08 | 2.0941e-07 | 2.6865e-07 | 0.0022981 | 0.0013765 | 0.0096156 | 0.01329 | 0 | 0 | 0 | 0 | 0 | 0 | 0 | 0 | 5.212 | 0.24192 | 0.16225 | 0.93668 | 1.3408 | 1.4117 | 0.74442 | 6.6824 | 8.8386 | 0 | 165 | SCR
55230_G_CT4 | ERCOT_Rest | Texas | 48 | Wise | 497 | 55230 | CT4 | Jack County | 7298 | 2011 | 9999 | Combined Cycle |  |  | SCR | DLNB + NH3 |  | Fossil | G | 2030 | NaturalGas |  | 0.5293 | 0.31703 | 2.9915 | 3.8379 | 0 | 0 | 0 | 0 | 0 | 0 | 0 | 0 | 0 | 0 | 0 | 0 | 72.5262 | 43.4405 | 409.9135 | 525.8801 | 30.985 | 18.5589 | 175.1253 | 224.6691 | 3.7051e-08 | 2.2192e-08 | 2.0941e-07 | 2.6865e-07 | 0.0022981 | 0.0013765 | 0.0096156 | 0.01329 | 0 | 0 | 0 | 0 | 0 | 0 | 0 | 0 | 5.212 | 0.24192 | 0.16225 | 0.93668 | 1.3408 | 1.4117 | 0.74442 | 6.6824 | 8.8386 | 0 | 165 | SCR
55230_G_ST1 | ERCOT_Rest | Texas | 48 | Wise | 497 | 55230 | ST1 | Jack County | 7298 | 2006 | 9999 | Combined Cycle |  |  | SCR | DLNB + NH3 |  | Fossil | G | 2030 | NaturalGas |  | 0.93188 | 0.55816 | 5.2669 | 6.757 | 0 | 0 | 0 | 0 | 0 | 0 | 0 | 0 | 0 | 0 | 0 | 0 | 127.69 | 76.4816 | 721.6962 | 925.8678 | 54.5523 | 32.6748 | 308.3266 | 395.5538 | 6.5232e-08 | 3.9071e-08 | 3.6869e-07 | 4.7299e-07 | 0.0089722 | 0.005374 | 0.037541 | 0.051887 | 0 | 0 | 0 | 0 | 0 | 0 | 0 | 0 | 9.1763 | 0.42592 | 0.28565 | 1.6491 | 2.3607 | 2.4855 | 1.3106 | 11.7651 | 15.5612 | 0 | 290.5 | SCR
55230_G_ST2 | ERCOT_Rest | Texas | 48 | Wise | 497 | 55230 | ST2 | Jack County | 7298 | 2011 | 9999 | Combined Cycle |  |  | SCR | DLNB + NH3 |  | Fossil | G | 2030 | NaturalGas |  | 0.93188 | 0.55816 | 5.2669 | 6.757 | 0 | 0 | 0 | 0 | 0 | 0 | 0 | 0 | 0 | 0 | 0 | 0 | 127.69 | 76.4816 | 721.6962 | 925.8678 | 54.5523 | 32.6748 | 308.3266 | 395.5538 | 6.5232e-08 | 3.9071e-08 | 3.6869e-07 | 4.7299e-07 | 0.0040461 | 0.0024235 | 0.016929 | 0.023399 | 0 | 0 | 0 | 0 | 0 | 0 | 0 | 0 | 9.1763 | 0.42592 | 0.28565 | 1.6491 | 2.3607 | 2.4855 | 1.3106 | 11.7651 | 15.5612 | 0 | 290.5 | SCR
55231_G_GTG1 | PJM_EMAAC | Pennsylvania | 42 | Delaware | 45 | 55231 | GTG1 | Liberty Electric Power Plant | 7241 | 2002 | 9999 | Combined Cycle |  |  | SCR | DLNB |  | Fossil | G | 2030 | NaturalGas |  | 1.6854 | 2.1897 | 3.8649 | 7.7401 | 0 | 0 | 0 | 0 | 0 | 0 | 0 | 0 | 0 | 0 | 0 | 0 | 232.7578 | 302.4062 | 533.7572 | 1068.9212 | 98.6633 | 128.1864 | 226.2534 | 453.103 | 1.1798e-07 | 1.5328e-07 | 2.7055e-07 | 5.418e-07 | 0.0091851 | 0.011934 | 0.021063 | 0.042182 | 0 | 0 | 0 | 0 | 0 | 0 | 0 | 0 | 5.3415 | 0.53187 | 0.69102 | 1.2197 | 2.4425 | 5.418 | 5.2688 | 8.1438 | 18.8306 | 0 | 169.1 | SCR
55231_G_GTG2 | PJM_EMAAC | Pennsylvania | 42 | Delaware | 45 | 55231 | GTG2 | Liberty Electric Power Plant | 7241 | 2002 | 9999 | Combined Cycle |  |  | SCR | DLNB |  | Fossil | G | 2030 | NaturalGas |  | 1.6854 | 2.1897 | 3.8649 | 7.7401 | 0 | 0 | 0 | 0 | 0 | 0 | 0 | 0 | 0 | 0 | 0 | 0 | 232.7578 | 302.4062 | 533.7572 | 1068.9212 | 98.6633 | 128.1864 | 226.2534 | 453.103 | 1.1798e-07 | 1.5328e-07 | 2.7055e-07 | 5.418e-07 | 0.0091851 | 0.011934 | 0.021063 | 0.042182 | 0 | 0 | 0 | 0 | 0 | 0 | 0 | 0 | 5.3415 | 0.53187 | 0.69102 | 1.2197 | 2.4425 | 5.418 | 5.2688 | 8.1438 | 18.8306 | 0 | 169.1 | SCR
55231_G_STG | PJM_EMAAC | Pennsylvania | 42 | Delaware | 45 | 55231 | STG | Liberty Electric Power Plant | 7241 | 2002 | 9999 | Combined Cycle |  |  | SCR | LNB + NH3 |  | Fossil | G | 2030 | NaturalGas |  | 2.2306 | 2.898 | 5.1152 | 10.2438 | 0 | 0 | 0 | 0 | 0 | 0 | 0 | 0 | 0 | 0 | 0 | 0 | 308.0496 | 400.2277 | 706.4155 | 1414.6928 | 130.5786 | 169.6518 | 299.4412 | 599.6715 | 1.5614e-07 | 2.0286e-07 | 3.5806e-07 | 7.1707e-07 | 0.012156 | 0.015794 | 0.027877 | 0.055827 | 0 | 0 | 0 | 0 | 0 | 0 | 0 | 0 | 7.0694 | 0.70391 | 0.91454 | 1.6142 | 3.2327 | 7.1706 | 6.9731 | 10.7781 | 24.9219 | 0 | 223.8 | SCR
55232_G_CT1 | SERC_Central_TVA | Kentucky | 21 | Marshall | 157 | 55232 | CT1 | Marshall Energy Facility | 11593 | 2002 | 9999 | Combustion Turbine |  |  |  | DLNB + H2O |  | Fossil | G | 2030 | NaturalGas |  | 0.012955 | 0 | 0 | 0.012955 | 0 | 0 | 0 | 0 | 0 | 0 | 0 | 0 | 0 | 0 | 0 | 0 | 1.1175 | 0 | 0 | 1.1175 | 0.75839 | 0 | 0 | 0.75839 | 9.0686e-10 | 0 | 0 | 9.0686e-10 | 0.00023721 | 0 | 0 | 0.00023721 | 0 | 0 | 0 | 0 | 0 | 0 | 0 | 0 | 1.434 | 0.0072861 | 0 | 0 | 0.0072861 | 0.036386 | 0 | 0 | 0.036386 | 0 | 72.7
55232_G_CT2 | SERC_Central_TVA | Kentucky | 21 | Marshall | 157 | 55232 | CT2 | Marshall Energy Facility | 11593 | 2002 | 9999 | Combustion Turbine |  |  |  | DLNB + H2O |  | Fossil | G | 2030 | NaturalGas |  | 0.012955 | 0 | 0 | 0.012955 | 0 | 0 | 0 | 0 | 0 | 0 | 0 | 0 | 0 | 0 | 0 | 0 | 1.1175 | 0 | 0 | 1.1175 | 0.75839 | 0 | 0 | 0.75839 | 9.0686e-10 | 0 | 0 | 9.0686e-10 | 0.00026992 | 0 | 0 | 0.00026992 | 0 | 0 | 0 | 0 | 0 | 0 | 0 | 0 | 1.434 | 0.0072861 | 0 | 0 | 0.0072861 | 0.036386 | 0 | 0 | 0.036386 | 0 | 72.7
55232_G_CT3 | SERC_Central_TVA | Kentucky | 21 | Marshall | 157 | 55232 | CT3 | Marshall Energy Facility | 11593 | 2002 | 9999 | Combustion Turbine |  |  |  | DLNB + H2O |  | Fossil | G | 2030 | NaturalGas |  | 0.012955 | 0 | 0 | 0.012955 | 0 | 0 | 0 | 0 | 0 | 0 | 0 | 0 | 0 | 0 | 0 | 0 | 1.1175 | 0 | 0 | 1.1175 | 0.75839 | 0 | 0 | 0.75839 | 9.0686e-10 | 0 | 0 | 9.0686e-10 | 0.00018247 | 0 | 0 | 0.00018247 | 0 | 0 | 0 | 0 | 0 | 0 | 0 | 0 | 1.434 | 0.0072861 | 0 | 0 | 0.0072861 | 0.036386 | 0 | 0 | 0.036386 | 0 | 72.7
55232_G_CT4 | SERC_Central_TVA | Kentucky | 21 | Marshall | 157 | 55232 | CT4 | Marshall Energy Facility | 24624 | 2002 | 9999 | Combustion Turbine |  |  |  | DLNB + H2O |  | Fossil | G | 2030 | NaturalGas |  | 0.027517 | 0 | 0 | 0.027517 | 0 | 0 | 0 | 0 | 0 | 0 | 0 | 0 | 0 | 0 | 0 | 0 | 1.1175 | 0 | 0 | 1.1175 | 1.6109 | 0 | 0 | 1.6109 | 1.9262e-09 | 0 | 0 | 1.9262e-09 | 0.00044399 | 0 | 0 | 0.00044399 | 0 | 0 | 0 | 0 | 0 | 0 | 0 | 0 | 1.434 | 0.0072861 | 0 | 0 | 0.0072861 | 0.077286 | 0 | 0 | 0.077286 | 0 | 72.7
55232_G_CT5 | SERC_Central_TVA | Kentucky | 21 | Marshall | 157 | 55232 | CT5 | Marshall Energy Facility | 24624 | 2002 | 9999 | Combustion Turbine |  |  |  | DLNB + H2O |  | Fossil | G | 2030 | NaturalGas |  | 0.027517 | 0 | 0 | 0.027517 | 0 | 0 | 0 | 0 | 0 | 0 | 0 | 0 | 0 | 0 | 0 | 0 | 1.1175 | 0 | 0 | 1.1175 | 1.6109 | 0 | 0 | 1.6109 | 1.9262e-09 | 0 | 0 | 1.9262e-09 | 0.00042377 | 0 | 0 | 0.00042377 | 0 | 0 | 0 | 0 | 0 | 0 | 0 | 0 | 1.434 | 0.0072861 | 0 | 0 | 0.0072861 | 0.077286 | 0 | 0 | 0.077286 | 0 | 72.7
55232_G_CT6 | SERC_Central_TVA | Kentucky | 21 | Marshall | 157 | 55232 | CT6 | Marshall Energy Facility | 24624 | 2002 | 9999 | Combustion Turbine |  |  |  | DLNB + H2O |  | Fossil | G | 2030 | NaturalGas |  | 0.027517 | 0 | 0 | 0.027517 | 0 | 0 | 0 | 0 | 0 | 0 | 0 | 0 | 0 | 0 | 0 | 0 | 1.1175 | 0 | 0 | 1.1175 | 1.6109 | 0 | 0 | 1.6109 | 1.9262e-09 | 0 | 0 | 1.9262e-09 | 0.00038621 | 0 | 0 | 0.00038621 | 0 | 0 | 0 | 0 | 0 | 0 | 0 | 0 | 1.434 | 0.0072861 | 0 | 0 | 0.0072861 | 0.077286 | 0 | 0 | 0.077286 | 0 | 72.7
55232_G_CT7 | SERC_Central_TVA | Kentucky | 21 | Marshall | 157 | 55232 | CT7 | Marshall Energy Facility | 24624 | 2002 | 9999 | Combustion Turbine |  |  |  | DLNB + H2O |  | Fossil | G | 2030 | NaturalGas |  | 0.027517 | 0 | 0 | 0.027517 | 0 | 0 | 0 | 0 | 0 | 0 | 0 | 0 | 0 | 0 | 0 | 0 | 1.1175 | 0 | 0 | 1.1175 | 1.6109 | 0 | 0 | 1.6109 | 1.9262e-09 | 0 | 0 | 1.9262e-09 | 0.00042803 | 0 | 0 | 0.00042803 | 0 | 0 | 0 | 0 | 0 | 0 | 0 | 0 | 1.434 | 0.0072861 | 0 | 0 | 0.0072861 | 0.077286 | 0 | 0 | 0.077286 | 0 | 72.7
55232_G_CT8 | SERC_Central_TVA | Kentucky | 21 | Marshall | 157 | 55232 | CT8 | Marshall Energy Facility | 24624 | 2002 | 9999 | Combustion Turbine |  |  |  | DLNB + H2O |  | Fossil | G | 2030 | NaturalGas |  | 0.027517 | 0 | 0 | 0.027517 | 0 | 0 | 0 | 0 | 0 | 0 | 0 | 0 | 0 | 0 | 0 | 0 | 1.1175 | 0 | 0 | 1.1175 | 1.6109 | 0 | 0 | 1.6109 | 1.9262e-09 | 0 | 0 | 1.9262e-09 | 0.00042487 | 0 | 0 | 0.00042487 | 0 | 0 | 0 | 0 | 0 | 0 | 0 | 0 | 1.434 | 0.0072861 | 0 | 0 | 0.0072861 | 0.077286 | 0 | 0 | 0.077286 | 0 | 72.7
55233_G_GT01 | PJM_PENELEC | Pennsylvania | 42 | Venango | 121 | 55233 | GT01 | Handsome Lake Energy LLC | 11407 | 2001 | 9999 | Combustion Turbine |  |  |  | H2O |  | Fossil | G | 2030 | NaturalGas |  | 0.17823 | 0.050031 | 0.25809 | 0.48635 | 0 | 0 | 0 | 0 | 0 | 0 | 0 | 0 | 0 | 0 | 0 | 0 | 15.625 | 4.386 | 22.6254 | 42.6364 | 10.4338 | 2.9288 | 15.1085 | 28.4711 | 1.2476e-08 | 3.5021e-09 | 1.8066e-08 | 3.4045e-08 | 0.036397 | 0.010217 | 0.052704 | 0.099318 | 0 | 0 | 0 | 0 | 0 | 0 | 0 | 0 | 1.0553 | 0.07375 | 0.020702 | 0.10679 | 0.20124 | 0.38227 | 0.092304 | 0.40592 | 0.88049 | 0 | 53.5
55233_G_GT02 | PJM_PENELEC | Pennsylvania | 42 | Venango | 121 | 55233 | GT02 | Handsome Lake Energy LLC | 11407 | 2001 | 9999 | Combustion Turbine |  |  |  | H2O |  | Fossil | G | 2030 | NaturalGas |  | 0.17823 | 0.050031 | 0.25809 | 0.48635 | 0 | 0 | 0 | 0 | 0 | 0 | 0 | 0 | 0 | 0 | 0 | 0 | 15.625 | 4.386 | 22.6254 | 42.6364 | 10.4338 | 2.9288 | 15.1085 | 28.4711 | 1.2476e-08 | 3.5021e-09 | 1.8066e-08 | 3.4045e-08 | 0.049395 | 0.013865 | 0.071525 | 0.13479 | 0 | 0 | 0 | 0 | 0 | 0 | 0 | 0 | 1.0553 | 0.07375 | 0.020702 | 0.10679 | 0.20124 | 0.38227 | 0.092304 | 0.40592 | 0.88049 | 0 | 53.5
55233_G_GT03 | PJM_PENELEC | Pennsylvania | 42 | Venango | 121 | 55233 | GT03 | Handsome Lake Energy LLC | 11407 | 2001 | 9999 | Combustion Turbine |  |  |  | H2O |  | Fossil | G | 2030 | NaturalGas |  | 0.17823 | 0.050031 | 0.25809 | 0.48635 | 0 | 0 | 0 | 0 | 0 | 0 | 0 | 0 | 0 | 0 | 0 | 0 | 15.625 | 4.386 | 22.6254 | 42.6364 | 10.4338 | 2.9288 | 15.1085 | 28.4711 | 1.2476e-08 | 3.5021e-09 | 1.8066e-08 | 3.4045e-08 | 0.032974 | 0.0092559 | 0.047748 | 0.089978 | 0 | 0 | 0 | 0 | 0 | 0 | 0 | 0 | 1.0553 | 0.07375 | 0.020702 | 0.10679 | 0.20124 | 0.38227 | 0.092304 | 0.40592 | 0.88049 | 0 | 53.5
55233_G_GT04 | PJM_PENELEC | Pennsylvania | 42 | Venango | 121 | 55233 | GT04 | Handsome Lake Energy LLC | 11407 | 2001 | 9999 | Combustion Turbine |  |  |  | H2O |  | Fossil | G | 2030 | NaturalGas |  | 0.17823 | 0.050031 | 0.25809 | 0.48635 | 0 | 0 | 0 | 0 | 0 | 0 | 0 | 0 | 0 | 0 | 0 | 0 | 15.625 | 4.386 | 22.6254 | 42.6364 | 10.4338 | 2.9288 | 15.1085 | 28.4711 | 1.2476e-08 | 3.5021e-09 | 1.8066e-08 | 3.4045e-08 | 0.033594 | 0.0094298 | 0.048644 | 0.091668 | 0 | 0 | 0 | 0 | 0 | 0 | 0 | 0 | 1.0553 | 0.07375 | 0.020702 | 0.10679 | 0.20124 | 0.38227 | 0.092304 | 0.40592 | 0.88049 | 0 | 53.5
55233_G_GT05 | PJM_PENELEC | Pennsylvania | 42 | Venango | 121 | 55233 | GT05 | Handsome Lake Energy LLC | 11407 | 2001 | 9999 | Combustion Turbine |  |  |  | H2O |  | Fossil | G | 2030 | NaturalGas |  | 0.17823 | 0.050031 | 0.25809 | 0.48635 | 0 | 0 | 0 | 0 | 0 | 0 | 0 | 0 | 0 | 0 | 0 | 0 | 15.625 | 4.386 | 22.6254 | 42.6364 | 10.4338 | 2.9288 | 15.1085 | 28.4711 | 1.2476e-08 | 3.5021e-09 | 1.8066e-08 | 3.4045e-08 | 0.043969 | 0.012342 | 0.063668 | 0.11998 | 0 | 0 | 0 | 0 | 0 | 0 | 0 | 0 | 1.0553 | 0.07375 | 0.020702 | 0.10679 | 0.20124 | 0.38227 | 0.092304 | 0.40592 | 0.88049 | 0 | 53.5
55234_G_GT1 | MISO_Missouri | Missouri | 29 | Audrain | 7 | 55234 | GT1 | Audrain Generating Station | 11927 | 2001 | 9999 | Combustion Turbine |  |  |  | DLNB |  | Fossil | G | 2030 | NaturalGas |  | 0.011458 | 0 | 0.040378 | 0.051836 | 0 | 0 | 0 | 0 | 0 | 0 | 0 | 0 | 0 | 0 | 0 | 0 | 0.96071 | 0 | 3.3854 | 4.3461 | 0.67077 | 0 | 2.3637 | 3.0345 | 8.0209e-10 | 0 | 2.8264e-09 | 3.6285e-09 | 0.00014426 | 0 | 0.00050836 | 0.00065262 | 0 | 0 | 0 | 0 | 0 | 0 | 0 | 0 | 1.4794 | 0.0062638 | 0 | 0.022073 | 0.028337 | 0.032936 | 0 | 0.08861 | 0.12155 | 0 | 75
55234_G_GT2 | MISO_Missouri | Missouri | 29 | Audrain | 7 | 55234 | GT2 | Audrain Generating Station | 11924 | 2001 | 9999 | Combustion Turbine |  |  |  | DLNB |  | Fossil | G | 2030 | NaturalGas |  | 0.011456 | 0 | 0.040368 | 0.051823 | 0 | 0 | 0 | 0 | 0 | 0 | 0 | 0 | 0 | 0 | 0 | 0 | 0.96071 | 0 | 3.3854 | 4.3461 | 0.67061 | 0 | 2.3631 | 3.0337 | 8.0189e-10 | 0 | 2.8257e-09 | 3.6276e-09 | 0.00014663 | 0 | 0.00051671 | 0.00066334 | 0 | 0 | 0 | 0 | 0 | 0 | 0 | 0 | 1.4794 | 0.0062638 | 0 | 0.022073 | 0.028337 | 0.032927 | 0 | 0.088588 | 0.12152 | 0 | 75
55234_G_GT3 | MISO_Missouri | Missouri | 29 | Audrain | 7 | 55234 | GT3 | Audrain Generating Station | 11924 | 2001 | 9999 | Combustion Turbine |  |  |  | DLNB |  | Fossil | G | 2030 | NaturalGas |  | 0.011456 | 0 | 0.040368 | 0.051823 | 0 | 0 | 0 | 0 | 0 | 0 | 0 | 0 | 0 | 0 | 0 | 0 | 0.96071 | 0 | 3.3854 | 4.3461 | 0.67061 | 0 | 2.3631 | 3.0337 | 8.0189e-10 | 0 | 2.8257e-09 | 3.6276e-09 | 0.00013724 | 0 | 0.0004836 | 0.00062084 | 0 | 0 | 0 | 0 | 0 | 0 | 0 | 0 | 1.4794 | 0.0062638 | 0 | 0.022073 | 0.028337 | 0.032927 | 0 | 0.088588 | 0.12152 | 0 | 75
55234_G_GT4 | MISO_Missouri | Missouri | 29 | Audrain | 7 | 55234 | GT4 | Audrain Generating Station | 11924 | 2001 | 9999 | Combustion Turbine |  |  |  | DLNB |  | Fossil | G | 2030 | NaturalGas |  | 0.011456 | 0 | 0.040368 | 0.051823 | 0 | 0 | 0 | 0 | 0 | 0 | 0 | 0 | 0 | 0 | 0 | 0 | 0.96071 | 0 | 3.3854 | 4.3461 | 0.67061 | 0 | 2.3631 | 3.0337 | 8.0189e-10 | 0 | 2.8257e-09 | 3.6276e-09 | 0.00012315 | 0 | 0.00043395 | 0.0005571 | 0 | 0 | 0 | 0 | 0 | 0 | 0 | 0 | 1.4794 | 0.0062638 | 0 | 0.022073 | 0.028337 | 0.032927 | 0 | 0.088588 | 0.12152 | 0 | 75
55234_G_GT5 | MISO_Missouri | Missouri | 29 | Audrain | 7 | 55234 | GT5 | Audrain Generating Station | 11924 | 2001 | 9999 | Combustion Turbine |  |  |  | DLNB |  | Fossil | G | 2030 | NaturalGas |  | 0.011456 | 0 | 0.040368 | 0.051823 | 0 | 0 | 0 | 0 | 0 | 0 | 0 | 0 | 0 | 0 | 0 | 0 | 0.96071 | 0 | 3.3854 | 4.3461 | 0.67061 | 0 | 2.3631 | 3.0337 | 8.0189e-10 | 0 | 2.8257e-09 | 3.6276e-09 | 0.00013117 | 0 | 0.00046221 | 0.00059337 | 0 | 0 | 0 | 0 | 0 | 0 | 0 | 0 | 1.4794 | 0.0062638 | 0 | 0.022073 | 0.028337 | 0.032927 | 0 | 0.088588 | 0.12152 | 0 | 75
55234_G_GT6 | MISO_Missouri | Missouri | 29 | Audrain | 7 | 55234 | GT6 | Audrain Generating Station | 11924 | 2001 | 9999 | Combustion Turbine |  |  |  | DLNB |  | Fossil | G | 2030 | NaturalGas |  | 0.011456 | 0 | 0.040368 | 0.051823 | 0 | 0 | 0 | 0 | 0 | 0 | 0 | 0 | 0 | 0 | 0 | 0 | 0.96071 | 0 | 3.3854 | 4.3461 | 0.67061 | 0 | 2.3631 | 3.0337 | 8.0189e-10 | 0 | 2.8257e-09 | 3.6276e-09 | 0.00015213 | 0 | 0.00053608 | 0.00068821 | 0 | 0 | 0 | 0 | 0 | 0 | 0 | 0 | 1.4794 | 0.0062638 | 0 | 0.022073 | 0.028337 | 0.032927 | 0 | 0.088588 | 0.12152 | 0 | 75
55234_G_GT7 | MISO_Missouri | Missouri | 29 | Audrain | 7 | 55234 | GT7 | Audrain Generating Station | 11924 | 2001 | 9999 | Combustion Turbine |  |  |  | DLNB |  | Fossil | G | 2030 | NaturalGas |  | 0.011456 | 0 | 0.040368 | 0.051823 | 0 | 0 | 0 | 0 | 0 | 0 | 0 | 0 | 0 | 0 | 0 | 0 | 0.96071 | 0 | 3.3854 | 4.3461 | 0.67061 | 0 | 2.3631 | 3.0337 | 8.0189e-10 | 0 | 2.8257e-09 | 3.6276e-09 | 0.00016387 | 0 | 0.00057746 | 0.00074133 | 0 | 0 | 0 | 0 | 0 | 0 | 0 | 0 | 1.4794 | 0.0062638 | 0 | 0.022073 | 0.028337 | 0.032927 | 0 | 0.088588 | 0.12152 | 0 | 75
55234_G_GT8 | MISO_Missouri | Missouri | 29 | Audrain | 7 | 55234 | GT8 | Audrain Generating Station | 11924 | 2001 | 9999 | Combustion Turbine |  |  |  | DLNB |  | Fossil | G | 2030 | NaturalGas |  | 0.011456 | 0 | 0.040368 | 0.051823 | 0 | 0 | 0 | 0 | 0 | 0 | 0 | 0 | 0 | 0 | 0 | 0 | 0.96071 | 0 | 3.3854 | 4.3461 | 0.67061 | 0 | 2.3631 | 3.0337 | 8.0189e-10 | 0 | 2.8257e-09 | 3.6276e-09 | 0.00014102 | 0 | 0.00049693 | 0.00063794 | 0 | 0 | 0 | 0 | 0 | 0 | 0 | 0 | 1.4794 | 0.0062638 | 0 | 0.022073 | 0.028337 | 0.032927 | 0 | 0.088588 | 0.12152 | 0 | 75
55236_G_CT1 | PJM_ComEd | Illinois | 17 | Lee | 103 | 55236 | CT1 | Lee Energy Facility | 12699 | 2001 | 9999 | Combustion Turbine |  |  |  | DLNB |  | Fossil | G | 2030 | NaturalGas |  | 0 | 0 | 0 | 0 | 0 | 0 | 0 | 0 | 0 | 0 | 0 | 0 | 0 | 0 | 0 | 0 | 0 | 0 | 0 | 0 | 0 | 0 | 0 | 0 | 0 | 0 | 0 | 0 | 0 | 0 | 0 | 0 | 0 | 0 | 0 | 0 | 0 | 0 | 0 | 0 | 1.6747 | 0 | 0 | 0 | 0 | 0 | 0 | 0 | 0 | 0 | 84.9
55236_G_CT2 | PJM_ComEd | Illinois | 17 | Lee | 103 | 55236 | CT2 | Lee Energy Facility | 12699 | 2001 | 9999 | Combustion Turbine |  |  |  | DLNB |  | Fossil | G | 2030 | NaturalGas |  | 0 | 0 | 0 | 0 | 0 | 0 | 0 | 0 | 0 | 0 | 0 | 0 | 0 | 0 | 0 | 0 | 0 | 0 | 0 | 0 | 0 | 0 | 0 | 0 | 0 | 0 | 0 | 0 | 0 | 0 | 0 | 0 | 0 | 0 | 0 | 0 | 0 | 0 | 0 | 0 | 1.6747 | 0 | 0 | 0 | 0 | 0 | 0 | 0 | 0 | 0 | 84.9
55236_G_CT3 | PJM_ComEd | Illinois | 17 | Lee | 103 | 55236 | CT3 | Lee Energy Facility | 12699 | 2001 | 9999 | Combustion Turbine |  |  |  | DLNB |  | Fossil | G | 2030 | NaturalGas |  | 0 | 0 | 0 | 0 | 0 | 0 | 0 | 0 | 0 | 0 | 0 | 0 | 0 | 0 | 0 | 0 | 0 | 0 | 0 | 0 | 0 | 0 | 0 | 0 | 0 | 0 | 0 | 0 | 0 | 0 | 0 | 0 | 0 | 0 | 0 | 0 | 0 | 0 | 0 | 0 | 1.6747 | 0 | 0 | 0 | 0 | 0 | 0 | 0 | 0 | 0 | 84.9
55236_G_CT4 | PJM_ComEd | Illinois | 17 | Lee | 103 | 55236 | CT4 | Lee Energy Facility | 12698 | 2001 | 9999 | Combustion Turbine |  |  |  | DLNB |  | Fossil | G | 2030 | NaturalGas |  | 0 | 0 | 0 | 0 | 0 | 0 | 0 | 0 | 0 | 0 | 0 | 0 | 0 | 0 | 0 | 0 | 0 | 0 | 0 | 0 | 0 | 0 | 0 | 0 | 0 | 0 | 0 | 0 | 0 | 0 | 0 | 0 | 0 | 0 | 0 | 0 | 0 | 0 | 0 | 0 | 1.6589 | 0 | 0 | 0 | 0 | 0 | 0 | 0 | 0 | 0 | 84.1
55236_G_CT5 | PJM_ComEd | Illinois | 17 | Lee | 103 | 55236 | CT5 | Lee Energy Facility | 12699 | 2001 | 9999 | Combustion Turbine |  |  |  | DLNB |  | Fossil | G | 2030 | NaturalGas |  | 0 | 0 | 0 | 0 | 0 | 0 | 0 | 0 | 0 | 0 | 0 | 0 | 0 | 0 | 0 | 0 | 0 | 0 | 0 | 0 | 0 | 0 | 0 | 0 | 0 | 0 | 0 | 0 | 0 | 0 | 0 | 0 | 0 | 0 | 0 | 0 | 0 | 0 | 0 | 0 | 1.6786 | 0 | 0 | 0 | 0 | 0 | 0 | 0 | 0 | 0 | 85.1
55236_G_CT6 | PJM_ComEd | Illinois | 17 | Lee | 103 | 55236 | CT6 | Lee Energy Facility | 12699 | 2001 | 9999 | Combustion Turbine |  |  |  | DLNB |  | Fossil | G | 2030 | NaturalGas |  | 0 | 0 | 0 | 0 | 0 | 0 | 0 | 0 | 0 | 0 | 0 | 0 | 0 | 0 | 0 | 0 | 0 | 0 | 0 | 0 | 0 | 0 | 0 | 0 | 0 | 0 | 0 | 0 | 0 | 0 | 0 | 0 | 0 | 0 | 0 | 0 | 0 | 0 | 0 | 0 | 1.6786 | 0 | 0 | 0 | 0 | 0 | 0 | 0 | 0 | 0 | 85.1
55236_G_CT7 | PJM_ComEd | Illinois | 17 | Lee | 103 | 55236 | CT7 | Lee Energy Facility | 12698 | 2001 | 9999 | Combustion Turbine |  |  |  | DLNB |  | Fossil | G | 2030 | NaturalGas |  | 0 | 0 | 0 | 0 | 0 | 0 | 0 | 0 | 0 | 0 | 0 | 0 | 0 | 0 | 0 | 0 | 0 | 0 | 0 | 0 | 0 | 0 | 0 | 0 | 0 | 0 | 0 | 0 | 0 | 0 | 0 | 0 | 0 | 0 | 0 | 0 | 0 | 0 | 0 | 0 | 1.6549 | 0 | 0 | 0 | 0 | 0 | 0 | 0 | 0 | 0 | 83.9
55236_G_CT8 | PJM_ComEd | Illinois | 17 | Lee | 103 | 55236 | CT8 | Lee Energy Facility | 12698 | 2001 | 9999 | Combustion Turbine |  |  |  | DLNB |  | Fossil | G | 2030 | NaturalGas |  | 0 | 0 | 0 | 0 | 0 | 0 | 0 | 0 | 0 | 0 | 0 | 0 | 0 | 0 | 0 | 0 | 0 | 0 | 0 | 0 | 0 | 0 | 0 | 0 | 0 | 0 | 0 | 0 | 0 | 0 | 0 | 0 | 0 | 0 | 0 | 0 | 0 | 0 | 0 | 0 | 1.6549 | 0 | 0 | 0 | 0 | 0 | 0 | 0 | 0 | 0 | 83.9
55237_G_CTG1 | MISO_Illinois | Illinois | 17 | Shelby | 173 | 55237 | CTG1 | Energy Shelby County | 10745 | 2000 | 9999 | Combustion Turbine |  |  |  | H2O |  | Fossil | G | 2030 | NaturalGas |  | 0.021059 | 0.0045946 | 0.22372 | 0.24937 | 0 | 0 | 0 | 0 | 0 | 0 | 0 | 0 | 0 | 0 | 0 | 0 | 1.9599 | 0.42761 | 20.8206 | 23.2081 | 1.2328 | 0.26897 | 13.0964 | 14.5982 | 1.4741e-09 | 3.2162e-10 | 1.566e-08 | 1.7456e-08 | 0.00085193 | 0.00018588 | 0.0090505 | 0.010088 | 0 | 0 | 0 | 0 | 0 | 0 | 0 | 0 | 0.82846 | 0.0092506 | 0.0020183 | 0.098273 | 0.10954 | 0.059469 | 0.011481 | 0.48162 | 0.55257 | 0 | 42
55237_G_CTG2 | MISO_Illinois | Illinois | 17 | Shelby | 173 | 55237 | CTG2 | Energy Shelby County | 10745 | 2000 | 9999 | Combustion Turbine |  |  |  | H2O |  | Fossil | G | 2030 | NaturalGas |  | 0.021059 | 0.0045946 | 0.22372 | 0.24937 | 0 | 0 | 0 | 0 | 0 | 0 | 0 | 0 | 0 | 0 | 0 | 0 | 1.9599 | 0.42761 | 20.8206 | 23.2081 | 1.2328 | 0.26897 | 13.0964 | 14.5982 | 1.4741e-09 | 3.2162e-10 | 1.566e-08 | 1.7456e-08 | 0.00088341 | 0.00019274 | 0.0093849 | 0.010461 | 0 | 0 | 0 | 0 | 0 | 0 | 0 | 0 | 0.82846 | 0.0092506 | 0.0020183 | 0.098273 | 0.10954 | 0.059469 | 0.011481 | 0.48162 | 0.55257 | 0 | 42
55237_G_CTG3 | MISO_Illinois | Illinois | 17 | Shelby | 173 | 55237 | CTG3 | Energy Shelby County | 10745 | 2000 | 9999 | Combustion Turbine |  |  |  | H2O |  | Fossil | G | 2030 | NaturalGas |  | 0.021059 | 0.0045946 | 0.22372 | 0.24937 | 0 | 0 | 0 | 0 | 0 | 0 | 0 | 0 | 0 | 0 | 0 | 0 | 1.9599 | 0.42761 | 20.8206 | 23.2081 | 1.2328 | 0.26897 | 13.0964 | 14.5982 | 1.4741e-09 | 3.2162e-10 | 1.566e-08 | 1.7456e-08 | 0.00085656 | 0.00018689 | 0.0090997 | 0.010143 | 0 | 0 | 0 | 0 | 0 | 0 | 0 | 0 | 0.82846 | 0.0092506 | 0.0020183 | 0.098273 | 0.10954 | 0.059469 | 0.011481 | 0.48162 | 0.55257 | 0 | 42
55237_G_CTG4 | MISO_Illinois | Illinois | 17 | Shelby | 173 | 55237 | CTG4 | Energy Shelby County | 10745 | 2000 | 9999 | Combustion Turbine |  |  |  | H2O |  | Fossil | G | 2030 | NaturalGas |  | 0.021059 | 0.0045946 | 0.22372 | 0.24937 | 0 | 0 | 0 | 0 | 0 | 0 | 0 | 0 | 0 | 0 | 0 | 0 | 1.9599 | 0.42761 | 20.8206 | 23.2081 | 1.2328 | 0.26897 | 13.0964 | 14.5982 | 1.4741e-09 | 3.2162e-10 | 1.566e-08 | 1.7456e-08 | 0.00086815 | 0.00018941 | 0.0092228 | 0.01028 | 0 | 0 | 0 | 0 | 0 | 0 | 0 | 0 | 0.82846 | 0.0092506 | 0.0020183 | 0.098273 | 0.10954 | 0.059469 | 0.011481 | 0.48162 | 0.55257 | 0 | 42
55237_G_CTG5 | MISO_Illinois | Illinois | 17 | Shelby | 173 | 55237 | CTG5 | Energy Shelby County | 10745 | 2000 | 9999 | Combustion Turbine |  |  |  | H2O |  | Fossil | G | 2030 | NaturalGas |  | 0.021059 | 0.0045946 | 0.22372 | 0.24937 | 0 | 0 | 0 | 0 | 0 | 0 | 0 | 0 | 0 | 0 | 0 | 0 | 1.9599 | 0.42761 | 20.8206 | 23.2081 | 1.2328 | 0.26897 | 13.0964 | 14.5982 | 1.4741e-09 | 3.2162e-10 | 1.566e-08 | 1.7456e-08 | 0.00087299 | 0.00019047 | 0.0092742 | 0.010338 | 0 | 0 | 0 | 0 | 0 | 0 | 0 | 0 | 0.82846 | 0.0092506 | 0.0020183 | 0.098273 | 0.10954 | 0.059469 | 0.011481 | 0.48162 | 0.55257 | 0 | 42
55237_G_CTG6 | MISO_Illinois | Illinois | 17 | Shelby | 173 | 55237 | CTG6 | Energy Shelby County | 10745 | 2000 | 9999 | Combustion Turbine |  |  |  | H2O |  | Fossil | G | 2030 | NaturalGas |  | 0.021059 | 0.0045946 | 0.22372 | 0.24937 | 0 | 0 | 0 | 0 | 0 | 0 | 0 | 0 | 0 | 0 | 0 | 0 | 1.9599 | 0.42761 | 20.8206 | 23.2081 | 1.2328 | 0.26897 | 13.0964 | 14.5982 | 1.4741e-09 | 3.2162e-10 | 1.566e-08 | 1.7456e-08 | 0.00088836 | 0.00019382 | 0.0094375 | 0.01052 | 0 | 0 | 0 | 0 | 0 | 0 | 0 | 0 | 0.82846 | 0.0092506 | 0.0020183 | 0.098273 | 0.10954 | 0.059469 | 0.011481 | 0.48162 | 0.55257 | 0 | 42
55237_G_CTG7 | MISO_Illinois | Illinois | 17 | Shelby | 173 | 55237 | CTG7 | Energy Shelby County | 10745 | 2001 | 9999 | Combustion Turbine |  |  |  | H2O |  | Fossil | G | 2030 | NaturalGas |  | 0.021059 | 0.0045946 | 0.22372 | 0.24937 | 0 | 0 | 0 | 0 | 0 | 0 | 0 | 0 | 0 | 0 | 0 | 0 | 1.9599 | 0.42761 | 20.8206 | 23.2081 | 1.2328 | 0.26897 | 13.0964 | 14.5982 | 1.4741e-09 | 3.2162e-10 | 1.566e-08 | 1.7456e-08 | 0.00088247 | 0.00019254 | 0.0093749 | 0.01045 | 0 | 0 | 0 | 0 | 0 | 0 | 0 | 0 | 0.82846 | 0.0092506 | 0.0020183 | 0.098273 | 0.10954 | 0.059469 | 0.011481 | 0.48162 | 0.55257 | 0 | 42
55237_G_CTG8 | MISO_Illinois | Illinois | 17 | Shelby | 173 | 55237 | CTG8 | Energy Shelby County | 10745 | 2001 | 9999 | Combustion Turbine |  |  |  | H2O |  | Fossil | G | 2030 | NaturalGas |  | 0.021059 | 0.0045946 | 0.22372 | 0.24937 | 0 | 0 | 0 | 0 | 0 | 0 | 0 | 0 | 0 | 0 | 0 | 0 | 1.9599 | 0.42761 | 20.8206 | 23.2081 | 1.2328 | 0.26897 | 13.0964 | 14.5982 | 1.4741e-09 | 3.2162e-10 | 1.566e-08 | 1.7456e-08 | 0.00089068 | 0.00019433 | 0.0094621 | 0.010547 | 0 | 0 | 0 | 0 | 0 | 0 | 0 | 0 | 0.82846 | 0.0092506 | 0.0020183 | 0.098273 | 0.10954 | 0.059469 | 0.011481 | 0.48162 | 0.55257 | 0 | 42
55238_G_0001 | PJM_ComEd | Illinois | 17 | Winnebago | 201 | 55238 | 0001 | NRG Rockford I | 10984 | 2000 | 9999 | Combustion Turbine |  |  |  | DLNB |  | Fossil | G | 2030 | NaturalGas |  | 0.038242 | 0 | 0.27486 | 0.3131 | 0 | 0 | 0 | 0 | 0 | 0 | 0 | 0 | 0 | 0 | 0 | 0 | 3.4816 | 0 | 25.0238 | 28.5055 | 2.2387 | 0 | 16.0904 | 18.3291 | 2.6769e-09 | 0 | 1.924e-08 | 2.1917e-08 | 0.0010048 | 0 | 0.007222 | 0.0082268 | 0 | 0 | 0 | 0 | 0 | 0 | 0 | 0 | 2.9785 | 0.01605 | 0 | 0.11536 | 0.13141 | 0.11035 | 0 | 0.59383 | 0.70418 | 0 | 151
55238_G_0002 | PJM_ComEd | Illinois | 17 | Winnebago | 201 | 55238 | 0002 | NRG Rockford I | 10985 | 2000 | 9999 | Combustion Turbine |  |  |  | DLNB |  | Fossil | G | 2030 | NaturalGas |  | 0.037764 | 0 | 0.27143 | 0.30919 | 0 | 0 | 0 | 0 | 0 | 0 | 0 | 0 | 0 | 0 | 0 | 0 | 3.4378 | 0 | 24.709 | 28.1468 | 2.2107 | 0 | 15.8894 | 18.1001 | 2.6435e-09 | 0 | 1.9e-08 | 2.1643e-08 | 0.00094392 | 0 | 0.0067843 | 0.0077283 | 0 | 0 | 0 | 0 | 0 | 0 | 0 | 0 | 2.941 | 0.015848 | 0 | 0.11391 | 0.12976 | 0.10897 | 0 | 0.58641 | 0.69538 | 0 | 149.1
55239_G_0001 | PJM_EMAAC | New Jersey | 34 | Middlesex | 23 | 55239 | 0001 | Red Oak Power LLC | 7203 | 2002 | 9999 | Combined Cycle |  |  | SCR | DLNB + NH3 |  | Fossil | G | 2030 | NaturalGas |  | 1.6389 | 2.1293 | 3.0177 | 6.7858 | 0 | 0 | 0 | 0 | 0 | 0 | 0 | 0 | 0 | 0 | 0 | 0 | 227.5273 | 295.6105 | 418.9454 | 942.0832 | 95.94 | 124.6482 | 176.654 | 397.2422 | 1.1472e-07 | 1.4905e-07 | 2.1124e-07 | 4.7501e-07 | 0.0084952 | 0.011037 | 0.015642 | 0.035174 | 0 | 0 | 0 | 0 | 0 | 0 | 0 | 0 | 5.2215 | 0.51991 | 0.67549 | 0.95732 | 2.1527 | 5.2685 | 5.1234 | 6.3585 | 16.7504 | 0 | 165.3 | SCR
55239_G_0002 | PJM_EMAAC | New Jersey | 34 | Middlesex | 23 | 55239 | 0002 | Red Oak Power LLC | 7203 | 2002 | 9999 | Combined Cycle |  |  | SCR | DLNB + NH3 |  | Fossil | G | 2030 | NaturalGas |  | 1.6389 | 2.1293 | 3.0177 | 6.7858 | 0 | 0 | 0 | 0 | 0 | 0 | 0 | 0 | 0 | 0 | 0 | 0 | 227.5273 | 295.6105 | 418.9454 | 942.0832 | 95.94 | 124.6482 | 176.654 | 397.2422 | 1.1472e-07 | 1.4905e-07 | 2.1124e-07 | 4.7501e-07 | 0.0084952 | 0.011037 | 0.015642 | 0.035174 | 0 | 0 | 0 | 0 | 0 | 0 | 0 | 0 | 5.2215 | 0.51991 | 0.67549 | 0.95732 | 2.1527 | 5.2685 | 5.1234 | 6.3585 | 16.7504 | 0 | 165.3 | SCR
55239_G_0003 | PJM_EMAAC | New Jersey | 34 | Middlesex | 23 | 55239 | 0003 | Red Oak Power LLC | 7203 | 2002 | 9999 | Combined Cycle |  |  | SCR | DLNB + NH3 |  | Fossil | G | 2030 | NaturalGas |  | 1.6389 | 2.1293 | 3.0177 | 6.7858 | 0 | 0 | 0 | 0 | 0 | 0 | 0 | 0 | 0 | 0 | 0 | 0 | 227.5273 | 295.6105 | 418.9454 | 942.0832 | 95.94 | 124.6482 | 176.654 | 397.2422 | 1.1472e-07 | 1.4905e-07 | 2.1124e-07 | 4.7501e-07 | 0.0084952 | 0.011037 | 0.015642 | 0.035174 | 0 | 0 | 0 | 0 | 0 | 0 | 0 | 0 | 5.2215 | 0.51991 | 0.67549 | 0.95732 | 2.1527 | 5.2685 | 5.1234 | 6.3585 | 16.7504 | 0 | 165.3 | SCR
55239_G_0004 | PJM_EMAAC | New Jersey | 34 | Middlesex | 23 | 55239 | 0004 | Red Oak Power LLC | 7203 | 2002 | 9999 | Combined Cycle |  |  | SCR | DLNB + NH3 |  | Fossil | G | 2030 | NaturalGas |  | 2.6769 | 3.478 | 4.929 | 11.0839 | 0 | 0 | 0 | 0 | 0 | 0 | 0 | 0 | 0 | 0 | 0 | 0 | 371.6416 | 482.8484 | 684.3028 | 1538.7929 | 156.7078 | 203.5996 | 288.5456 | 648.853 | 1.8739e-07 | 2.4346e-07 | 3.4503e-07 | 7.7587e-07 | 0.013876 | 0.018028 | 0.02555 | 0.057454 | 0 | 0 | 0 | 0 | 0 | 0 | 0 | 0 | 8.5288 | 0.84922 | 1.1033 | 1.5637 | 3.5162 | 8.6055 | 8.3685 | 10.386 | 27.3599 | 0 | 270 | SCR
55241_G_CT01 | SERC_Southeastern | Alabama | 1 | Mobile | 97 | 55241 | CT01 | Hog Bayou Energy Center | 7511 | 2001 | 9999 | Combined Cycle |  |  | SCR | DLNB + H2O |  | Fossil | G | 2030 | NaturalGas |  | 2.0469 | 2.7747 | 3.8368 | 8.6585 | 0 | 0 | 0 | 0 | 0 | 0 | 0 | 0 | 0 | 0 | 0 | 0 | 272.5225 | 369.4194 | 510.8302 | 1152.7722 | 119.8265 | 162.4315 | 224.609 | 506.867 | 1.4328e-07 | 1.9423e-07 | 2.6858e-07 | 6.0609e-07 | 0.010488 | 0.014217 | 0.019659 | 0.044364 | 0 | 0 | 0 | 0 | 0 | 0 | 0 | 0 | 5.2211 | 0.62273 | 0.84415 | 1.1673 | 2.6342 | 5.8807 | 6.9288 | 10.2492 | 23.0587 | 0 | 155 | SCR
55241_G_ST01 | SERC_Southeastern | Alabama | 1 | Mobile | 97 | 55241 | ST01 | Hog Bayou Energy Center | 7511 | 2001 | 9999 | Combined Cycle |  |  | SCR | DLNB + H2O |  | Fossil | G | 2030 | NaturalGas |  | 0.99044 | 1.3426 | 1.8565 | 4.1896 | 0 | 0 | 0 | 0 | 0 | 0 | 0 | 0 | 0 | 0 | 0 | 0 | 131.8657 | 178.7513 | 247.1759 | 557.793 | 57.9806 | 78.5959 | 108.6818 | 245.2582 | 6.9331e-08 | 9.3982e-08 | 1.2996e-07 | 2.9327e-07 | 0.0050748 | 0.0068791 | 0.0095124 | 0.021466 | 0 | 0 | 0 | 0 | 0 | 0 | 0 | 0 | 2.5263 | 0.30132 | 0.40846 | 0.56481 | 1.2746 | 2.8455 | 3.3526 | 4.9593 | 11.1574 | 0 | 75 | SCR
55242_G_CT01 | SERC_Southeastern | Florida | 12 | Santa Rosa | 113 | 55242 | CT01 | Santa Rosa Energy Center | 7686 | 2003 | 9999 | Combined Cycle |  |  |  | DLNB |  | Fossil | G | 2030 | NaturalGas |  | 1.6378 | 1.3925 | 3.0696 | 6.0999 | 0 | 0 | 0 | 0 | 0 | 0 | 0 | 0 | 0 | 0 | 0 | 0 | 213.0941 | 181.1694 | 399.3765 | 793.6399 | 95.8792 | 81.5151 | 179.6948 | 357.0891 | 1.1465e-07 | 9.7473e-08 | 2.1487e-07 | 4.2699e-07 | 0.025581 | 0.021749 | 0.047944 | 0.095273 | 0 | 0 | 0 | 0 | 0 | 0 | 0 | 0 | 4.8704 | 0.45514 | 0.46452 | 0.85302 | 1.7727 | 4.7054 | 3.4772 | 8.1997 | 16.3823 | 0 | 161.4
55242_G_ST01 | SERC_Southeastern | Florida | 12 | Santa Rosa | 113 | 55242 | ST01 | Santa Rosa Energy Center | 7686 | 2003 | 9999 | Combined Cycle |  |  |  | DLNB |  | Fossil | G | 2030 | NaturalGas |  | 0.756 | 0.64274 | 1.4169 | 2.8156 | 0 | 0 | 0 | 0 | 0 | 0 | 0 | 0 | 0 | 0 | 0 | 0 | 98.3613 | 83.6253 | 184.3466 | 366.3332 | 44.2565 | 37.6262 | 82.9446 | 164.8274 | 5.292e-08 | 4.4992e-08 | 9.9182e-08 | 1.9709e-07 | 0.011808 | 0.010039 | 0.02213 | 0.043977 | 0 | 0 | 0 | 0 | 0 | 0 | 0 | 0 | 2.2481 | 0.21009 | 0.21442 | 0.39374 | 0.81825 | 2.172 | 1.605 | 3.7849 | 7.5619 | 0 | 74.5
55244_G_CTG1 | SERC_Southeastern | Georgia | 13 | Walton | 297 | 55244 | CTG1 | Doyle Energy Facility | 12425 | 2000 | 9999 | Combustion Turbine |  |  |  | DLNB |  | Fossil | G | 2030 | NaturalGas |  | 0.012478 | 0.024956 | 0 | 0.037434 | 0 | 0 | 0 | 0 | 0 | 0 | 0 | 0 | 0 | 0 | 0 | 0 | 1.0043 | 2.0085 | 0 | 3.0128 | 0.73046 | 1.4609 | 0 | 2.1914 | 8.7346e-10 | 1.7469e-09 | 0 | 2.6204e-09 | 0.00061154 | 0.0012231 | 0 | 0.0018346 | 0 | 0 | 0 | 0 | 0 | 0 | 0 | 0 | 1.1046 | 0.0065478 | 0.013096 | 0 | 0.019643 | 0.035848 | 0.062318 | 0 | 0.098167 | 0 | 56
55244_G_CTG2 | SERC_Southeastern | Georgia | 13 | Walton | 297 | 55244 | CTG2 | Doyle Energy Facility | 12411 | 2000 | 9999 | Combustion Turbine |  |  |  | DLNB |  | Fossil | G | 2030 | NaturalGas |  | 0.012464 | 0.024928 | 0 | 0.037392 | 0 | 0 | 0 | 0 | 0 | 0 | 0 | 0 | 0 | 0 | 0 | 0 | 1.0043 | 2.0085 | 0 | 3.0128 | 0.72964 | 1.4593 | 0 | 2.1889 | 8.7247e-10 | 1.7449e-09 | 0 | 2.6174e-09 | 0.00062394 | 0.0012479 | 0 | 0.0018718 | 0 | 0 | 0 | 0 | 0 | 0 | 0 | 0 | 1.1046 | 0.0065478 | 0.013096 | 0 | 0.019643 | 0.035808 | 0.062248 | 0 | 0.098056 | 0 | 56
55244_G_CTG3 | SERC_Southeastern | Georgia | 13 | Walton | 297 | 55244 | CTG3 | Doyle Energy Facility | 12406 | 2000 | 9999 | Combustion Turbine |  |  |  | DLNB |  | Fossil | G | 2030 | NaturalGas |  | 0.012904 | 0.025808 | 0 | 0.038712 | 0 | 0 | 0 | 0 | 0 | 0 | 0 | 0 | 0 | 0 | 0 | 0 | 1.0401 | 2.0803 | 0 | 3.1204 | 0.75539 | 1.5108 | 0 | 2.2662 | 9.0327e-10 | 1.8065e-09 | 0 | 2.7098e-09 | 0.00063132 | 0.0012626 | 0 | 0.001894 | 0 | 0 | 0 | 0 | 0 | 0 | 0 | 0 | 1.1441 | 0.0067816 | 0.013563 | 0 | 0.020345 | 0.037072 | 0.064445 | 0 | 0.10152 | 0 | 58
55244_G_CTG4 | SERC_Southeastern | Georgia | 13 | Walton | 297 | 55244 | CTG4 | Doyle Energy Facility | 12392 | 2000 | 9999 | Combustion Turbine |  |  |  | DLNB |  | Fossil | G | 2030 | NaturalGas |  | 0.016667 | 0.033334 | 0 | 0.050002 | 0 | 0 | 0 | 0 | 0 | 0 | 0 | 0 | 0 | 0 | 0 | 0 | 1.345 | 2.69 | 0 | 4.035 | 0.9757 | 1.9514 | 0 | 2.9271 | 1.1667e-09 | 2.3334e-09 | 0 | 3.5001e-09 | 0.00024117 | 0.00048235 | 0 | 0.00072352 | 0 | 0 | 0 | 0 | 0 | 0 | 0 | 0 | 1.4794 | 0.0087694 | 0.017539 | 0 | 0.026308 | 0.047884 | 0.08324 | 0 | 0.13112 | 0 | 75
55244_G_CTG5 | SERC_Southeastern | Georgia | 13 | Walton | 297 | 55244 | CTG5 | Doyle Energy Facility | 12393 | 2000 | 9999 | Combustion Turbine | [5 empty] | Fossil | G | 2030 | NaturalGas |  | 0.016669 | 0.033337 | 0 | 0.050006 | 0 | 0 | 0 | 0 | 0 | 0 | 0 | 0 | 0 | 0 | 0 | 0 | 1.345 | 2.69 | 0 | 4.035 | 0.97578 | 1.9516 | 0 | 2.9273 | 1.1668e-09 | 2.3336e-09 | 0 | 3.5004e-09 | 0.00022611 | 0.00045222 | 0 | 0.00067833 | 0 | 0 | 0 | 0 | 0 | 0 | 0 | 0 | 1.4794 | 0.0087694 | 0.017539 | 0 | 0.026308 | 0.047888 | 0.083247 | 0 | 0.13113 | 0 | 75
55247_G_GT1 | PJM West | Ohio | 39 | Pickaway | 129 | 55247 | GT1 | Darby Power, LLC | 16296 | 2001 | 9999 | Combustion Turbine |  |  |  | DLNB |  | Fossil | G | 2030 | NaturalGas |  | 0.0080714 | 0 | 0.012839 | 0.02091 | 0 | 0 | 0 | 0 | 0 | 0 | 0 | 0 | 0 | 0 | 0 | 0 | 0.4953 | 0 | 0.78785 | 1.2832 | 0.4725 | 0 | 0.75159 | 1.2241 | 5.65e-10 | 0 | 8.9872e-10 | 1.4637e-09 | 0.0004681 | 0 | 0.00074459 | 0.0012127 | 0 | 0 | 0 | 0 | 0 | 0 | 0 | 0 | 1.4301 | 0.0032294 | 0 | 0.0051368 | 0.0083662 | 0.021506 | 0 | 0.02574 | 0.047246 | 0 | 72.5
55247_G_GT2 | PJM West | Ohio | 39 | Pickaway | 129 | 55247 | GT2 | Darby Power, LLC | 16297 | 2001 | 9999 | Combustion Turbine |  |  |  | DLNB |  | Fossil | G | 2030 | NaturalGas |  | 0.0080719 | 0 | 0.01284 | 0.020912 | 0 | 0 | 0 | 0 | 0 | 0 | 0 | 0 | 0 | 0 | 0 | 0 | 0.4953 | 0 | 0.78785 | 1.2832 | 0.47253 | 0 | 0.75163 | 1.2242 | 5.6503e-10 | 0 | 8.9877e-10 | 1.4638e-09 | 0.00046458 | 0 | 0.00073899 | 0.0012036 | 0 | 0 | 0 | 0 | 0 | 0 | 0 | 0 | 1.4301 | 0.0032294 | 0 | 0.0051368 | 0.0083662 | 0.021507 | 0 | 0.025742 | 0.047249 | 0 | 72.5
55247_G_GT3 | PJM West | Ohio | 39 | Pickaway | 129 | 55247 | GT3 | Darby Power, LLC | 16297 | 2001 | 9999 | Combustion Turbine |  |  |  | DLNB |  | Fossil | G | 2030 | NaturalGas |  | 0.0080719 | 0 | 0.01284 | 0.020912 | 0 | 0 | 0 | 0 | 0 | 0 | 0 | 0 | 0 | 0 | 0 | 0 | 0.4953 | 0 | 0.78785 | 1.2832 | 0.47253 | 0 | 0.75163 | 1.2242 | 5.6503e-10 | 0 | 8.9877e-10 | 1.4638e-09 | 0.00041909 | 0 | 0.00066663 | 0.0010857 | 0 | 0 | 0 | 0 | 0 | 0 | 0 | 0 | 1.4301 | 0.0032294 | 0 | 0.0051368 | 0.0083662 | 0.021507 | 0 | 0.025742 | 0.047249 | 0 | 72.5
55247_G_GT4 | PJM West | Ohio | 39 | Pickaway | 129 | 55247 | GT4 | Darby Power, LLC | 16297 | 2001 | 9999 | Combustion Turbine |  |  |  | DLNB |  | Fossil | G | 2030 | NaturalGas |  | 0.0080719 | 0 | 0.01284 | 0.020912 | 0 | 0 | 0 | 0 | 0 | 0 | 0 | 0 | 0 | 0 | 0 | 0 | 0.4953 | 0 | 0.78785 | 1.2832 | 0.47253 | 0 | 0.75163 | 1.2242 | 5.6503e-10 | 0 | 8.9877e-10 | 1.4638e-09 | 0.00044194 | 0 | 0.00070297 | 0.0011449 | 0 | 0 | 0 | 0 | 0 | 0 | 0 | 0 | 1.4301 | 0.0032294 | 0 | 0.0051368 | 0.0083662 | 0.021507 | 0 | 0.025742 | 0.047249 | 0 | 72.5
55247_G_GT5 | PJM West | Ohio | 39 | Pickaway | 129 | 55247 | GT5 | Darby Power, LLC | 16297 | 2002 | 9999 | Combustion Turbine |  |  |  | DLNB |  | Fossil | G | 2030 | NaturalGas |  | 0.0080719 | 0 | 0.01284 | 0.020912 | 0 | 0 | 0 | 0 | 0 | 0 | 0 | 0 | 0 | 0 | 0 | 0 | 0.4953 | 0 | 0.78785 | 1.2832 | 0.47253 | 0 | 0.75163 | 1.2242 | 5.6503e-10 | 0 | 8.9877e-10 | 1.4638e-09 | 0.00046664 | 0 | 0.00074226 | 0.0012089 | 0 | 0 | 0 | 0 | 0 | 0 | 0 | 0 | 1.4301 | 0.0032294 | 0 | 0.0051368 | 0.0083662 | 0.021507 | 0 | 0.025742 | 0.047249 | 0 | 72.5
55247_G_GT6 | PJM West | Ohio | 39 | Pickaway | 129 | 55247 | GT6 | Darby Power, LLC | 16297 | 2002 | 9999 | Combustion Turbine |  |  |  | DLNB |  | Fossil | G | 2030 | NaturalGas |  | 0.0080719 | 0 | 0.01284 | 0.020912 | 0 | 0 | 0 | 0 | 0 | 0 | 0 | 0 | 0 | 0 | 0 | 0 | 0.4953 | 0 | 0.78785 | 1.2832 | 0.47253 | 0 | 0.75163 | 1.2242 | 5.6503e-10 | 0 | 8.9877e-10 | 1.4638e-09 | 0.000494 | 0 | 0.00078579 | 0.0012798 | 0 | 0 | 0 | 0 | 0 | 0 | 0 | 0 | 1.4301 | 0.0032294 | 0 | 0.0051368 | 0.0083662 | 0.021507 | 0 | 0.025742 | 0.047249 | 0 | 72.5
55248_G_GT4 | PJM West | Ohio | 39 | Montgomery | 113 | 55248 | GT4 | Tait Electric Generating Station | 12725 | 2002 | 9999 | Combustion Turbine |  |  |  | DLNB |  | Fossil | G | 2030 | NaturalGas |  | 0.013855 | 0 | 0.034282 | 0.048137 | 0 | 0 | 0 | 0 | 0 | 0 | 0 | 0 | 0 | 0 | 0 | 0 | 1.0888 | 0 | 2.6941 | 3.7829 | 0.81107 | 0 | 2.0069 | 2.818 | 9.6985e-10 | 0 | 2.3998e-09 | 3.3696e-09 | 0.00044572 | 0 | 0.0011029 | 0.0015486 | 0 | 0 | 0 | 0 | 0 | 0 | 0 | 0 | 1.6766 | 0.007099 | 0 | 0.017565 | 0.024665 | 0.036916 | 0 | 0.068731 | 0.10565 | 0 | 85
55248_G_GT5 | PJM West | Ohio | 39 | Montgomery | 113 | 55248 | GT5 | Tait Electric Generating Station | 12725 | 2002 | 9999 | Combustion Turbine |  |  |  | DLNB |  | Fossil | G | 2030 | NaturalGas |  | 0.013855 | 0 | 0.034282 | 0.048137 | 0 | 0 | 0 | 0 | 0 | 0 | 0 | 0 | 0 | 0 | 0 | 0 | 1.0888 | 0 | 2.6941 | 3.7829 | 0.81107 | 0 | 2.0069 | 2.818 | 9.6985e-10 | 0 | 2.3998e-09 | 3.3696e-09 | 0.00049407 | 0 | 0.0012225 | 0.0017166 | 0 | 0 | 0 | 0 | 0 | 0 | 0 | 0 | 1.6766 | 0.007099 | 0 | 0.017565 | 0.024665 | 0.036916 | 0 | 0.068731 | 0.10565 | 0 | 85
55248_G_GT6 | PJM West | Ohio | 39 | Montgomery | 113 | 55248 | GT6 | Tait Electric Generating Station | 12725 | 2002 | 9999 | Combustion Turbine |  |  |  | DLNB |  | Fossil | G | 2030 | NaturalGas |  | 0.013855 | 0 | 0.034282 | 0.048137 | 0 | 0 | 0 | 0 | 0 | 0 | 0 | 0 | 0 | 0 | 0 | 0 | 1.0888 | 0 | 2.6941 | 3.7829 | 0.81107 | 0 | 2.0069 | 2.818 | 9.6985e-10 | 0 | 2.3998e-09 | 3.3696e-09 | 0.00050356 | 0 | 0.001246 | 0.0017496 | 0 | 0 | 0 | 0 | 0 | 0 | 0 | 0 | 1.6766 | 0.007099 | 0 | 0.017565 | 0.024665 | 0.036916 | 0 | 0.068731 | 0.10565 | 0 | 85
55248_G_GT7 | PJM West | Ohio | 39 | Montgomery | 113 | 55248 | GT7 | Tait Electric Generating Station | 12725 | 2002 | 9999 | Combustion Turbine |  |  |  | DLNB |  | Fossil | G | 2030 | NaturalGas |  | 0.013855 | 0 | 0.034282 | 0.048137 | 0 | 0 | 0 | 0 | 0 | 0 | 0 | 0 | 0 | 0 | 0 | 0 | 1.0888 | 0 | 2.6941 | 3.7829 | 0.81107 | 0 | 2.0069 | 2.818 | 9.6985e-10 | 0 | 2.3998e-09 | 3.3696e-09 | 0.000517 | 0 | 0.0012792 | 0.0017962 | 0 | 0 | 0 | 0 | 0 | 0 | 0 | 0 | 1.6766 | 0.007099 | 0 | 0.017565 | 0.024665 | 0.036916 | 0 | 0.068731 | 0.10565 | 0 | 85
55250_G_UPG1 | PJM_ComEd | Illinois | 17 | Will | 197 | 55250 | UPG1 | University Park South | 11823 | 2001 | 9999 | Combustion Turbine |  |  |  | H2O |  | Fossil | G | 2030 | NaturalGas |  | 0 | 0 | 0.019272 | 0.019272 | 0 | 0 | 0 | 0 | 0 | 0 | 0 | 0 | 0 | 0 | 0 | 0 | 0 | 0 | 1.63 | 1.63 | 0 | 0 | 1.1282 | 1.1282 | 0 | 0 | 1.349e-09 | 1.349e-09 | 0 | 0 | 0.0020639 | 0.0020639 | 0 | 0 | 0 | 0 | 0 | 0 | 0 | 0 | 0.98626 | 0 | 0 | 0.0076938 | 0.0076938 | 0 | 0 | 0.041637 | 0.041637 | 0 | 50
55250_G_UPG2 | PJM_ComEd | Illinois | 17 | Will | 197 | 55250 | UPG2 | University Park South | 11824 | 2001 | 9999 | Combustion Turbine |  |  |  | H2O |  | Fossil | G | 2030 | NaturalGas |  | 0 | 0 | 0.019274 | 0.019274 | 0 | 0 | 0 | 0 | 0 | 0 | 0 | 0 | 0 | 0 | 0 | 0 | 0 | 0 | 1.63 | 1.63 | 0 | 0 | 1.1283 | 1.1283 | 0 | 0 | 1.3492e-09 | 1.3492e-09 | 0 | 0 | 0.0016682 | 0.0016682 | 0 | 0 | 0 | 0 | 0 | 0 | 0 | 0 | 0.98626 | 0 | 0 | 0.0076938 | 0.0076938 | 0 | 0 | 0.04164 | 0.04164 | 0 | 50
55250_G_UPG3 | PJM_ComEd | Illinois | 17 | Will | 197 | 55250 | UPG3 | University Park South | 11824 | 2001 | 9999 | Combustion Turbine |  |  |  | H2O |  | Fossil | G | 2030 | NaturalGas |  | 0 | 0 | 0.019274 | 0.019274 | 0 | 0 | 0 | 0 | 0 | 0 | 0 | 0 | 0 | 0 | 0 | 0 | 0 | 0 | 1.63 | 1.63 | 0 | 0 | 1.1283 | 1.1283 | 0 | 0 | 1.3492e-09 | 1.3492e-09 | 0 | 0 | 0.0016364 | 0.0016364 | 0 | 0 | 0 | 0 | 0 | 0 | 0 | 0 | 0.98626 | 0 | 0 | 0.0076938 | 0.0076938 | 0 | 0 | 0.04164 | 0.04164 | 0 | 50
55250_G_UPG4 | PJM_ComEd | Illinois | 17 | Will | 197 | 55250 | UPG4 | University Park South | 11824 | 2001 | 9999 | Combustion Turbine |  |  |  | H2O |  | Fossil | G | 2030 | NaturalGas |  | 0 | 0 | 0.019274 | 0.019274 | 0 | 0 | 0 | 0 | 0 | 0 | 0 | 0 | 0 | 0 | 0 | 0 | 0 | 0 | 1.63 | 1.63 | 0 | 0 | 1.1283 | 1.1283 | 0 | 0 | 1.3492e-09 | 1.3492e-09 | 0 | 0 | 0.0015806 | 0.0015806 | 0 | 0 | 0 | 0 | 0 | 0 | 0 | 0 | 0.98626 | 0 | 0 | 0.0076938 | 0.0076938 | 0 | 0 | 0.04164 | 0.04164 | 0 | 50
55250_G_UPG5 | PJM_ComEd | Illinois | 17 | Will | 197 | 55250 | UPG5 | University Park South | 11824 | 2001 | 9999 | Combustion Turbine |  |  |  | H2O |  | Fossil | G | 2030 | NaturalGas |  | 0 | 0 | 0.019274 | 0.019274 | 0 | 0 | 0 | 0 | 0 | 0 | 0 | 0 | 0 | 0 | 0 | 0 | 0 | 0 | 1.63 | 1.63 | 0 | 0 | 1.1283 | 1.1283 | 0 | 0 | 1.3492e-09 | 1.3492e-09 | 0 | 0 | 0.0015976 | 0.0015976 | 0 | 0 | 0 | 0 | 0 | 0 | 0 | 0 | 0.98626 | 0 | 0 | 0.0076938 | 0.0076938 | 0 | 0 | 0.04164 | 0.04164 | 0 | 50
55250_G_UPG6 | PJM_ComEd | Illinois | 17 | Will | 197 | 55250 | UPG6 | University Park South | 11824 | 2001 | 9999 | Combustion Turbine |  |  |  | H2O |  | Fossil | G | 2030 | NaturalGas |  | 0 | 0 | 0.019274 | 0.019274 | 0 | 0 | 0 | 0 | 0 | 0 | 0 | 0 | 0 | 0 | 0 | 0 | 0 | 0 | 1.63 | 1.63 | 0 | 0 | 1.1283 | 1.1283 | 0 | 0 | 1.3492e-09 | 1.3492e-09 | 0 | 0 | 0.002026 | 0.002026 | 0 | 0 | 0 | 0 | 0 | 0 | 0 | 0 | 0.98626 | 0 | 0 | 0.0076938 | 0.0076938 | 0 | 0 | 0.04164 | 0.04164 | 0 | 50
55251_G_CTG1 | SERC_Central_TVA | Tennessee | 47 | Weakley | 183 | 55251 | CTG1 | Gleason Generating Facility | 11154 | 2000 | 9999 | Combustion Turbine |  |  |  | DLNB |  | Fossil | G | 2030 | NaturalGas |  | 0.098299 | 0.033147 | 0.23756 | 0.36901 | 0 | 0 | 0 | 0 | 0 | 0 | 0 | 0 | 0 | 0 | 0 | 0 | 8.8129 | 2.9718 | 21.2984 | 33.0832 | 5.7544 | 1.9405 | 13.9069 | 21.6018 | 6.8809e-09 | 2.3203e-09 | 1.6629e-08 | 2.5831e-08 | 0.0037437 | 0.0012624 | 0.0090476 | 0.014054 | 0 | 0 | 0 | 0 | 0 | 0 | 0 | 0 | 2.367 | 0.040628 | 0.0137 | 0.098186 | 0.15251 | 0.27609 | 0.079627 | 0.54803 | 0.90374 | 0 | 120
55251_G_CTG2 | SERC_Central_TVA | Tennessee | 47 | Weakley | 183 | 55251 | CTG2 | Gleason Generating Facility | 11154 | 2000 | 9999 | Combustion Turbine |  |  |  | DLNB |  | Fossil | G | 2030 | NaturalGas |  | 0.081916 | 0.027623 | 0.19797 | 0.30751 | 0 | 0 | 0 | 0 | 0 | 0 | 0 | 0 | 0 | 0 | 0 | 0 | 7.3441 | 2.4765 | 17.7487 | 27.5693 | 4.7954 | 1.617 | 11.5891 | 18.0015 | 5.7341e-09 | 1.9336e-09 | 1.3858e-08 | 2.1526e-08 | 0.0027921 | 0.00094153 | 0.0067478 | 0.010481 | 0 | 0 | 0 | 0 | 0 | 0 | 0 | 0 | 1.9725 | 0.033856 | 0.011417 | 0.081821 | 0.12709 | 0.23007 | 0.066356 | 0.45669 | 0.75312 | 0 | 100
55251_G_CTG3 | SERC_Central_TVA | Tennessee | 47 | Weakley | 183 | 55251 | CTG3 | Gleason Generating Facility | 11154 | 2000 | 9999 | Combustion Turbine |  |  |  | DLNB |  | Fossil | G | 2030 | NaturalGas |  | 0.11468 | 0.038672 | 0.27716 | 0.43051 | 0 | 0 | 0 | 0 | 0 | 0 | 0 | 0 | 0 | 0 | 0 | 0 | 10.2817 | 3.4671 | 24.8482 | 38.597 | 6.7135 | 2.2639 | 16.2247 | 25.2021 | 8.0278e-09 | 2.707e-09 | 1.9401e-08 | 3.0136e-08 | 0.0039772 | 0.0013411 | 0.0096118 | 0.01493 | 0 | 0 | 0 | 0 | 0 | 0 | 0 | 0 | 2.7615 | 0.047399 | 0.015983 | 0.11455 | 0.17793 | 0.3221 | 0.092898 | 0.63937 | 1.0544 | 0 | 140
55253_G_GT1 | PJM_ComEd | Illinois | 17 | Will | 197 | 55253 | GT1 | Crete Energy Venture LLC | 13065 | 2002 | 9999 | Combustion Turbine |  |  |  | DLNB |  | Fossil | G | 2030 | NaturalGas |  | 0 | 0 | 0 | 0 | 0 | 0 | 0 | 0 | 0 | 0 | 0 | 0 | 0 | 0 | 0 | 0 | 0 | 0 | 0 | 0 | 0 | 0 | 0 | 0 | 0 | 0 | 0 | 0 | 0 | 0 | 0 | 0 | 0 | 0 | 0 | 0 | 0 | 0 | 0 | 0 | 1.4794 | 0 | 0 | 0 | 0 | 0 | 0 | 0 | 0 | 0 | 75
55253_G_GT2 | PJM_ComEd | Illinois | 17 | Will | 197 | 55253 | GT2 | Crete Energy Venture LLC | 13065 | 2002 | 9999 | Combustion Turbine |  |  |  | DLNB |  | Fossil | G | 2030 | NaturalGas |  | 0 | 0 | 0 | 0 | 0 | 0 | 0 | 0 | 0 | 0 | 0 | 0 | 0 | 0 | 0 | 0 | 0 | 0 | 0 | 0 | 0 | 0 | 0 | 0 | 0 | 0 | 0 | 0 | 0 | 0 | 0 | 0 | 0 | 0 | 0 | 0 | 0 | 0 | 0 | 0 | 1.4794 | 0 | 0 | 0 | 0 | 0 | 0 | 0 | 0 | 0 | 75
55253_G_GT3 | PJM_ComEd | Illinois | 17 | Will | 197 | 55253 | GT3 | Crete Energy Venture LLC | 13065 | 2002 | 9999 | Combustion Turbine |  |  |  | DLNB |  | Fossil | G | 2030 | NaturalGas |  | 0 | 0 | 0 | 0 | 0 | 0 | 0 | 0 | 0 | 0 | 0 | 0 | 0 | 0 | 0 | 0 | 0 | 0 | 0 | 0 | 0 | 0 | 0 | 0 | 0 | 0 | 0 | 0 | 0 | 0 | 0 | 0 | 0 | 0 | 0 | 0 | 0 | 0 | 0 | 0 | 1.4794 | 0 | 0 | 0 | 0 | 0 | 0 | 0 | 0 | 0 | 75
55253_G_GT4 | PJM_ComEd | Illinois | 17 | Will | 197 | 55253 | GT4 | Crete Energy Venture LLC | 13065 | 2002 | 9999 | Combustion Turbine |  |  |  | DLNB |  | Fossil | G | 2030 | NaturalGas |  | 0 | 0 | 0 | 0 | 0 | 0 | 0 | 0 | 0 | 0 | 0 | 0 | 0 | 0 | 0 | 0 | 0 | 0 | 0 | 0 | 0 | 0 | 0 | 0 | 0 | 0 | 0 | 0 | 0 | 0 | 0 | 0 | 0 | 0 | 0 | 0 | 0 | 0 | 0 | 0 | 1.4794 | 0 | 0 | 0 | 0 | 0 | 0 | 0 | 0 | 0 | 75
55259_G_CT1 | MISO_Indiana (including parts of Kentucky) | Indiana | 18 | Lake | 89 | 55259 | CT1 | Whiting Clean Energy | 7985 | 2002 | 9999 | Combined Cycle |  |  | SCR | DLNB |  | Fossil | G | 2030 | NaturalGas |  | 2.1059 | 2.7173 | 3.9474 | 8.7706 | 0 | 0 | 0 | 0 | 0 | 0 | 0 | 0 | 0 | 0 | 0 | 0 | 263.7315 | 340.3058 | 494.3518 | 1098.3891 | 154.7281 | 199.6533 | 290.0302 | 644.4116 | 1.8502e-07 | 2.3874e-07 | 3.4681e-07 | 7.7056e-07 | 0.010749 | 0.01387 | 0.020148 | 0.044766 | 0 | 0 | 0 | 0 | 0 | 0 | 0 | 0 | 4.7382 | 0.60264 | 0.77762 | 1.1296 | 2.5099 | 5.8087 | 6.6586 | 8.6974 | 21.1648 | 0 | 150 | SCR
55259_G_CT2 | MISO_Indiana (including parts of Kentucky) | Indiana | 18 | Lake | 89 | 55259 | CT2 | Whiting Clean Energy | 7985 | 2002 | 9999 | Combined Cycle |  |  | SCR | DLNB |  | Fossil | G | 2030 | NaturalGas |  | 2.1059 | 2.7173 | 3.9474 | 8.7706 | 0 | 0 | 0 | 0 | 0 | 0 | 0 | 0 | 0 | 0 | 0 | 0 | 263.7315 | 340.3058 | 494.3518 | 1098.3891 | 154.7281 | 199.6533 | 290.0302 | 644.4116 | 1.8502e-07 | 2.3874e-07 | 3.4681e-07 | 7.7056e-07 | 0.010749 | 0.01387 | 0.020148 | 0.044766 | 0 | 0 | 0 | 0 | 0 | 0 | 0 | 0 | 4.7382 | 0.60264 | 0.77762 | 1.1296 | 2.5099 | 5.8087 | 6.6586 | 8.6974 | 21.1648 | 0 | 150 | SCR
55259_G_ST1 | MISO_Indiana (including parts of Kentucky) | Indiana | 18 | Lake | 89 | 55259 | ST1 | Whiting Clean Energy | 7985 | 2002 | 9999 | Combined Cycle |  |  | SCR | NH3 |  | Fossil | G | 2030 | NaturalGas |  | 2.9904 | 3.8586 | 5.6053 | 12.4543 | 0 | 0 | 0 | 0 | 0 | 0 | 0 | 0 | 0 | 0 | 0 | 0 | 374.4987 | 483.2343 | 701.9796 | 1559.7126 | 219.7139 | 283.5077 | 411.8429 | 915.0645 | 2.6273e-07 | 3.3901e-07 | 4.9247e-07 | 1.0942e-06 | 0.015263 | 0.019695 | 0.02861 | 0.063568 | 0 | 0 | 0 | 0 | 0 | 0 | 0 | 0 | 6.7283 | 0.85575 | 1.1042 | 1.6041 | 3.564 | 8.2484 | 9.4553 | 12.3504 | 30.054 | 0 | 213 | SCR
55262_G_CT1 | PJM_ATSI | Ohio | 39 | Wood | 173 | 55262 | CT1 | Bowling Green Generating Station | 15090 | 2000 | 9999 | Combustion Turbine |  |  | SCR |  |  | Fossil | G | 2030 | NaturalGas |  | 0.0049931 | 0.0029958 | 0.025815 | 0.033804 | 0 | 0 | 0 | 0 | 0 | 0 | 0 | 0 | 0 | 0 | 0 | 0 | 0.33089 | 0.19853 | 1.7107 | 2.2401 | 0.29229 | 0.17538 | 1.5112 | 1.9789 | 3.4952e-10 | 2.0971e-10 | 1.807e-09 | 2.3663e-09 | 0.00037433 | 0.0002246 | 0.00038722 | 0.00098615 | 0 | 0 | 0 | 0 | 0 | 0 | 0 | 0 | 0.56795 | 0.0015618 | 0.00093707 | 0.0080746 | 0.010573 | 0.012264 | 0.0063643 | 0.047374 | 0.066002 | 0 | 26 | SCR
55262_G_CT2 | PJM_ATSI | Ohio | 39 | Wood | 173 | 55262 | CT2 | Bowling Green Generating Station | 15088 | 2000 | 9999 | Combustion Turbine |  |  | SCR |  |  | Fossil | G | 2030 | NaturalGas |  | 0.0004696 | 0 | 0.0021059 | 0.0025755 | 0 | 0 | 0 | 0 | 0 | 0 | 0 | 0 | 0 | 0 | 0 | 0 | 0.031124 | 0 | 0.13957 | 0.1707 | 0.027491 | 0 | 0.12328 | 0.15077 | 3.2872e-11 | 0 | 1.4741e-10 | 1.8029e-10 | 3.5206e-05 | 0 | 0.00015788 | 0.00019309 | 0 | 0 | 0 | 0 | 0 | 0 | 0 | 0 | 0.26213 | 0.00016662 | 0 | 0.00074719 | 0.00091381 | 0.0011534 | 0 | 0.0038646 | 0.005018 | 0 | 12 | SCR
55263_G_CT1 | PJM_ATSI | Ohio | 39 | Crawford | 33 | 55263 | CT1 | Galion Generating Station | 15421 | 2000 | 9999 | Combustion Turbine |  |  | SCR |  |  | Fossil | G | 2030 | NaturalGas |  | 0.0010205 | 0 | 0.004698 | 0.0057185 | 0 | 0 | 0 | 0 | 0 | 0 | 0 | 0 | 0 | 0 | 0 | 0 | 0.066177 | 0 | 0.30465 | 0.37083 | 0.059741 | 0 | 0.27502 | 0.33476 | 7.1437e-11 | 0 | 3.2886e-10 | 4.0029e-10 | 7.6467e-05 | 0 | 7.047e-05 | 0.00014694 | 0 | 0 | 0 | 0 | 0 | 0 | 0 | 0 | 0.56795 | 0.00037522 | 0 | 0.0017274 | 0.0021026 | 0.0025065 | 0 | 0.0086215 | 0.011128 | 0 | 26 | SCR
55263_G_CT2 | PJM_ATSI | Ohio | 39 | Crawford | 33 | 55263 | CT2 | Galion Generating Station | 15420 | 2000 | 9999 | Combustion Turbine |  |  | SCR |  |  | Fossil | G | 2030 | NaturalGas |  | 0.00047994 | 0 | 0.0021522 | 0.0026322 | 0 | 0 | 0 | 0 | 0 | 0 | 0 | 0 | 0 | 0 | 0 | 0 | 0.031124 | 0 | 0.13957 | 0.1707 | 0.028095 | 0 | 0.12599 | 0.15409 | 3.3596e-11 | 0 | 1.5066e-10 | 1.8425e-10 | 3.5966e-05 | 0 | 0.00016129 | 0.00019726 | 0 | 0 | 0 | 0 | 0 | 0 | 0 | 0 | 0.26213 | 0.00016662 | 0 | 0.00074719 | 0.00091381 | 0.0011788 | 0 | 0.0039497 | 0.0051285 | 0 | 12 | SCR
55264_G_CT1 | PJM_ATSI | Ohio | 39 | Henry | 69 | 55264 | CT1 | Napoleon Peaking Station | 16430 | 2000 | 9999 | Combustion Turbine |  |  | SCR |  |  | Fossil | G | 2030 | NaturalGas |  | 0.0010873 | 0 | 0.0050054 | 0.0060927 | 0 | 0 | 0 | 0 | 0 | 0 | 0 | 0 | 0 | 0 | 0 | 0 | 0.066177 | 0 | 0.30465 | 0.37083 | 0.06365 | 0 | 0.29301 | 0.35666 | 7.6111e-11 | 0 | 3.5038e-10 | 4.2649e-10 | 8.1601e-05 | 0 | 7.508e-05 | 0.00015668 | 0 | 0 | 0 | 0 | 0 | 0 | 0 | 0 | 0.56795 | 0.00037522 | 0 | 0.0017274 | 0.0021026 | 0.0026705 | 0 | 0.0091856 | 0.011856 | 0 | 26 | SCR
55264_G_CT2 | PJM_ATSI | Ohio | 39 | Henry | 69 | 55264 | CT2 | Napoleon Peaking Station | 16431 | 2000 | 9999 | Combustion Turbine |  |  | SCR |  |  | Fossil | G | 2030 | NaturalGas |  | 0.0005114 | 0 | 0.0022934 | 0.0028048 | 0 | 0 | 0 | 0 | 0 | 0 | 0 | 0 | 0 | 0 | 0 | 0 | 0.031124 | 0 | 0.13957 | 0.1707 | 0.029938 | 0 | 0.13425 | 0.16419 | 3.5798e-11 | 0 | 1.6053e-10 | 1.9633e-10 | 3.8391e-05 | 0 | 0.00017216 | 0.00021055 | 0 | 0 | 0 | 0 | 0 | 0 | 0 | 0 | 0.26213 | 0.00016662 | 0 | 0.00074719 | 0.00091381 | 0.0012561 | 0 | 0.0042086 | 0.0054647 | 0 | 12 | SCR
55265_G_EXIS | MISO_Minnesota and Western Wisconsin | Minnesota | 27 | Pipestone | 117 | 55265 | EXIS | Lake Benton II | 0 | 1999 | 9999 | Onshore Wind | [5 empty] | Non-Fossil | G | 2030 | Wind |  | 0 | 0 | 0 | 0 | 0 | 0 | 0 | 0 | 0 | 0 | 0 | 0 | 0 | 0 | 0 | 0 | 88.9626 | 121.0351 | 100.7673 | 310.7651 | 0 | 0 | 0 | 0 | 0 | 0 | 0 | 0 | 0 | 0 | 0 | 0 | 0 | 0 | 0 | 0 | 0 | 0 | 0 | 0 | 4.3718 | 0 | 0 | 0 | 0 | 0 | 0 | 0 | 0 | 0 | 103.5
55267_G_712 | SERC_Southeastern | Georgia | 13 | Upson | 293 | 55267 | 712 | Edward L. Addison Generating Plant | 11114 | 2000 | 9999 | Combustion Turbine |  |  |  | DLNB + H2O |  | Fossil | G | 2030 | NaturalGas |  | 0.27437 | 0.20577 | 0.37813 | 0.85827 | 0 | 0 | 0 | 0 | 0 | 0 | 0 | 0 | 0 | 0 | 0 | 0 | 24.6868 | 18.5148 | 34.023 | 77.2247 | 16.0616 | 12.046 | 22.1358 | 50.2434 | 1.9206e-08 | 1.4404e-08 | 2.6469e-08 | 6.0079e-08 | 0.0066411 | 0.0049808 | 0.0091527 | 0.020775 | 0 | 0 | 0 | 0 | 0 | 0 | 0 | 0 | 2.9292 | 0.11381 | 0.085353 | 0.15685 | 0.35601 | 0.78825 | 0.51384 | 1.0101 | 2.3122 | 0 | 148.5
55267_G_713 | SERC_Southeastern | Georgia | 13 | Upson | 293 | 55267 | 713 | Edward L. Addison Generating Plant | 11113 | 2000 | 9999 | Combustion Turbine |  |  |  | DLNB + H2O |  | Fossil | G | 2030 | NaturalGas |  | 0.27527 | 0.20645 | 0.37937 | 0.86109 | 0 | 0 | 0 | 0 | 0 | 0 | 0 | 0 | 0 | 0 | 0 | 0 | 24.7699 | 18.5772 | 34.1376 | 77.4847 | 16.1142 | 12.0855 | 22.2084 | 50.408 | 1.9269e-08 | 1.4451e-08 | 2.6556e-08 | 6.0276e-08 | 0.0047855 | 0.0035891 | 0.0065954 | 0.01497 | 0 | 0 | 0 | 0 | 0 | 0 | 0 | 0 | 2.9391 | 0.11419 | 0.085641 | 0.15737 | 0.3572 | 0.79083 | 0.51553 | 1.0134 | 2.3198 | 0 | 149
55267_G_714 | SERC_Southeastern | Georgia | 13 | Upson | 293 | 55267 | 714 | Edward L. Addison Generating Plant | 11114 | 2000 | 9999 | Combustion Turbine |  |  |  | DLNB + H2O |  | Fossil | G | 2030 | NaturalGas |  | 0.27437 | 0.20577 | 0.37813 | 0.85827 | 0 | 0 | 0 | 0 | 0 | 0 | 0 | 0 | 0 | 0 | 0 | 0 | 24.6868 | 18.5148 | 34.023 | 77.2247 | 16.0616 | 12.046 | 22.1358 | 50.2434 | 1.9206e-08 | 1.4404e-08 | 2.6469e-08 | 6.0079e-08 | 0.006578 | 0.0049334 | 0.0090657 | 0.020577 | 0 | 0 | 0 | 0 | 0 | 0 | 0 | 0 | 2.9292 | 0.11381 | 0.085353 | 0.15685 | 0.35601 | 0.78825 | 0.51384 | 1.0101 | 2.3122 | 0 | 148.5
55267_G_715 | SERC_Southeastern | Georgia | 13 | Upson | 293 | 55267 | 715 | Edward L. Addison Generating Plant | 11114 | 2000 | 9999 | Combustion Turbine |  |  |  | DLNB + H2O |  | Fossil | G | 2030 | NaturalGas |  | 0.2692 | 0.20189 | 0.371 | 0.84209 | 0 | 0 | 0 | 0 | 0 | 0 | 0 | 0 | 0 | 0 | 0 | 0 | 24.2213 | 18.1657 | 33.3815 | 75.7686 | 15.7587 | 11.8189 | 21.7185 | 49.2961 | 1.8844e-08 | 1.4133e-08 | 2.597e-08 | 5.8946e-08 | 0.0044996 | 0.0033747 | 0.0062013 | 0.014076 | 0 | 0 | 0 | 0 | 0 | 0 | 0 | 0 | 2.874 | 0.11166 | 0.083744 | 0.15389 | 0.34929 | 0.77338 | 0.50415 | 0.99105 | 2.2686 | 0 | 145.7
55269_G_CTG1 | SERC_Central_TVA | Mississippi | 28 | Desoto | 33 | 55269 | CTG1 | TVA Southaven Combined Cycle | 7234 | 2003 | 9999 | Combined Cycle |  |  | SCR | DLNB |  | Fossil | G | 2030 | NaturalGas |  | 1.9969 | 2.7069 | 3.743 | 8.4468 | 0 | 0 | 0 | 0 | 0 | 0 | 0 | 0 | 0 | 0 | 0 | 0 | 276.039 | 374.1861 | 517.4216 | 1167.6467 | 116.8965 | 158.4597 | 219.1168 | 494.4731 | 1.3978e-07 | 1.8948e-07 | 2.6201e-07 | 5.9127e-07 | 0.01168 | 0.015833 | 0.021894 | 0.049406 | 0 | 0 | 0 | 0 | 0 | 0 | 0 | 0 | 4.9593 | 0.63077 | 0.85504 | 1.1823 | 2.6681 | 5.6085 | 6.5024 | 8.6347 | 20.7456 | 0 | 157 | SCR
55269_G_CTG2 | SERC_Central_TVA | Mississippi | 28 | Desoto | 33 | 55269 | CTG2 | TVA Southaven Combined Cycle | 7234 | 2003 | 9999 | Combined Cycle |  |  | SCR | DLNB |  | Fossil | G | 2030 | NaturalGas |  | 1.9969 | 2.7069 | 3.743 | 8.4468 | 0 | 0 | 0 | 0 | 0 | 0 | 0 | 0 | 0 | 0 | 0 | 0 | 276.039 | 374.1861 | 517.4216 | 1167.6467 | 116.8965 | 158.4597 | 219.1168 | 494.4731 | 1.3978e-07 | 1.8948e-07 | 2.6201e-07 | 5.9127e-07 | 0.011302 | 0.015321 | 0.021186 | 0.047809 | 0 | 0 | 0 | 0 | 0 | 0 | 0 | 0 | 4.9593 | 0.63077 | 0.85504 | 1.1823 | 2.6681 | 5.6085 | 6.5024 | 8.6347 | 20.7456 | 0 | 157 | SCR
55269_G_CTG3 | SERC_Central_TVA | Mississippi | 28 | Desoto | 33 | 55269 | CTG3 | TVA Southaven Combined Cycle | 7234 | 2003 | 9999 | Combined Cycle |  |  | SCR | DLNB |  | Fossil | G | 2030 | NaturalGas |  | 1.9969 | 2.7069 | 3.743 | 8.4468 | 0 | 0 | 0 | 0 | 0 | 0 | 0 | 0 | 0 | 0 | 0 | 0 | 276.039 | 374.1861 | 517.4216 | 1167.6467 | 116.8965 | 158.4597 | 219.1168 | 494.4731 | 1.3978e-07 | 1.8948e-07 | 2.6201e-07 | 5.9127e-07 | 0.012296 | 0.016669 | 0.023049 | 0.052014 | 0 | 0 | 0 | 0 | 0 | 0 | 0 | 0 | 4.9593 | 0.63077 | 0.85504 | 1.1823 | 2.6681 | 5.6085 | 6.5024 | 8.6347 | 20.7456 | 0 | 157 | SCR
55269_G_STG1 | SERC_Central_TVA | Mississippi | 28 | Desoto | 33 | 55269 | STG1 | TVA Southaven Combined Cycle | 7234 | 2003 | 9999 | Combined Cycle |  |  | SCR | LNB |  | Fossil | G | 2030 | NaturalGas |  | 1.31 | 1.7758 | 2.4556 | 5.5415 | 0 | 0 | 0 | 0 | 0 | 0 | 0 | 0 | 0 | 0 | 0 | 0 | 181.0956 | 245.4852 | 339.4549 | 766.0357 | 76.6901 | 103.9577 | 143.7518 | 324.3996 | 9.1703e-08 | 1.2431e-07 | 1.7189e-07 | 3.8791e-07 | 0.0076626 | 0.010387 | 0.014363 | 0.032413 | 0 | 0 | 0 | 0 | 0 | 0 | 0 | 0 | 3.2536 | 0.41381 | 0.56095 | 0.77568 | 1.7504 | 3.6795 | 4.2659 | 5.6648 | 13.6102 | 0 | 103 | SCR
55269_G_STG2 | SERC_Central_TVA | Mississippi | 28 | Desoto | 33 | 55269 | STG2 | TVA Southaven Combined Cycle | 7234 | 2003 | 9999 | Combined Cycle |  |  | SCR | DLNB |  | Fossil | G | 2030 | NaturalGas |  | 1.31 | 1.7758 | 2.4556 | 5.5415 | 0 | 0 | 0 | 0 | 0 | 0 | 0 | 0 | 0 | 0 | 0 | 0 | 181.0956 | 245.4852 | 339.4549 | 766.0357 | 76.6901 | 103.9577 | 143.7518 | 324.3996 | 9.1703e-08 | 1.2431e-07 | 1.7189e-07 | 3.8791e-07 | 0.0074149 | 0.010051 | 0.013899 | 0.031365 | 0 | 0 | 0 | 0 | 0 | 0 | 0 | 0 | 3.2536 | 0.41381 | 0.56095 | 0.77568 | 1.7504 | 3.6795 | 4.2659 | 5.6648 | 13.6102 | 0 | 103 | SCR
55269_G_STG3 | SERC_Central_TVA | Mississippi | 28 | Desoto | 33 | 55269 | STG3 | TVA Southaven Combined Cycle | 7234 | 2003 | 9999 | Combined Cycle |  |  | SCR | DLNB |  | Fossil | G | 2030 | NaturalGas |  | 1.31 | 1.7758 | 2.4556 | 5.5415 | 0 | 0 | 0 | 0 | 0 | 0 | 0 | 0 | 0 | 0 | 0 | 0 | 181.0956 | 245.4852 | 339.4549 | 766.0357 | 76.6901 | 103.9577 | 143.7518 | 324.3996 | 9.1703e-08 | 1.2431e-07 | 1.7189e-07 | 3.8791e-07 | 0.0080671 | 0.010935 | 0.015121 | 0.034124 | 0 | 0 | 0 | 0 | 0 | 0 | 0 | 0 | 3.2536 | 0.41381 | 0.56095 | 0.77568 | 1.7504 | 3.6795 | 4.2659 | 5.6648 | 13.6102 | 0 | 103 | SCR
55270_G_7EA | MISO_Lower Michigan | Michigan | 26 | Jackson | 75 | 55270 | 7EA | Jackson Generating Station | 8213 | 2002 | 9999 | Combined Cycle |  |  |  | DLNB |  | Fossil | G | 2030 | NaturalGas |  | 0.75619 | 1.0761 | 1.9813 | 3.8136 | 0 | 0 | 0 | 0 | 0 | 0 | 0 | 0 | 0 | 0 | 0 | 0 | 92.0725 | 131.0247 | 241.2437 | 464.3409 | 44.2674 | 62.9953 | 115.9873 | 223.25 | 5.2933e-08 | 7.5327e-08 | 1.3869e-07 | 2.6695e-07 | 0.021119 | 0.030053 | 0.055334 | 0.10651 | 0 | 0 | 0 | 0 | 0 | 0 | 0 | 0 | 2.2089 | 0.20234 | 0.27985 | 0.51527 | 0.99746 | 2.1714 | 2.7893 | 4.3397 | 9.3004 | 0 | 73.2
55270_G_LM1 | MISO_Lower Michigan | Michigan | 26 | Jackson | 75 | 55270 | LM1 | Jackson Generating Station | 8213 | 2002 | 9999 | Combined Cycle |  |  |  | STM |  | Fossil | G | 2030 | NaturalGas |  | 0.48243 | 0.68653 | 1.264 | 2.433 | 0 | 0 | 0 | 0 | 0 | 0 | 0 | 0 | 0 | 0 | 0 | 0 | 58.7402 | 83.5909 | 153.9082 | 296.2393 | 28.2416 | 40.1896 | 73.9974 | 142.4286 | 3.377e-08 | 4.8057e-08 | 8.8483e-08 | 1.7031e-07 | 0.018915 | 0.026918 | 0.049561 | 0.095395 | 0 | 0 | 0 | 0 | 0 | 0 | 0 | 0 | 1.4092 | 0.12909 | 0.17854 | 0.32873 | 0.63636 | 1.3853 | 1.7795 | 2.7686 | 5.9335 | 0 | 46.7
55270_G_LM2 | MISO_Lower Michigan | Michigan | 26 | Jackson | 75 | 55270 | LM2 | Jackson Generating Station | 8213 | 2002 | 9999 | Combined Cycle |  |  |  | STM |  | Fossil | G | 2030 | NaturalGas |  | 0.469 | 0.66742 | 1.2289 | 2.3653 | 0 | 0 | 0 | 0 | 0 | 0 | 0 | 0 | 0 | 0 | 0 | 0 | 57.105 | 81.264 | 149.6238 | 287.9928 | 27.4555 | 39.0708 | 71.9375 | 138.4638 | 3.283e-08 | 4.6719e-08 | 8.602e-08 | 1.6557e-07 | 0.018389 | 0.026169 | 0.048182 | 0.092739 | 0 | 0 | 0 | 0 | 0 | 0 | 0 | 0 | 1.37 | 0.12549 | 0.17357 | 0.31958 | 0.61864 | 1.3468 | 1.73 | 2.6916 | 5.7683 | 0 | 45.4
55270_G_LM3 | MISO_Lower Michigan | Michigan | 26 | Jackson | 75 | 55270 | LM3 | Jackson Generating Station | 8213 | 2002 | 9999 | Combined Cycle |  |  |  | STM |  | Fossil | G | 2030 | NaturalGas |  | 0.46177 | 0.65713 | 1.2099 | 2.3288 | 0 | 0 | 0 | 0 | 0 | 0 | 0 | 0 | 0 | 0 | 0 | 0 | 56.2246 | 80.011 | 147.3168 | 283.5524 | 27.0322 | 38.4684 | 70.8283 | 136.3289 | 3.2324e-08 | 4.5999e-08 | 8.4694e-08 | 1.6302e-07 | 0.018105 | 0.025765 | 0.047439 | 0.091309 | 0 | 0 | 0 | 0 | 0 | 0 | 0 | 0 | 1.3489 | 0.12356 | 0.17089 | 0.31465 | 0.6091 | 1.326 | 1.7033 | 2.6501 | 5.6793 | 0 | 44.7
55270_G_LM4 | MISO_Lower Michigan | Michigan | 26 | Jackson | 75 | 55270 | LM4 | Jackson Generating Station | 8213 | 2002 | 9999 | Combined Cycle |  |  |  | STM |  | Fossil | G | 2030 | NaturalGas |  | 0.46281 | 0.6586 | 1.2126 | 2.334 | 0 | 0 | 0 | 0 | 0 | 0 | 0 | 0 | 0 | 0 | 0 | 0 | 56.3504 | 80.19 | 147.6464 | 284.1868 | 27.0926 | 38.5545 | 70.9868 | 136.6339 | 3.2396e-08 | 4.6102e-08 | 8.4883e-08 | 1.6338e-07 | 0.018146 | 0.025823 | 0.047545 | 0.091514 | 0 | 0 | 0 | 0 | 0 | 0 | 0 | 0 | 1.3519 | 0.12383 | 0.17128 | 0.31535 | 0.61047 | 1.329 | 1.7071 | 2.656 | 5.6921 | 0 | 44.8
55270_G_LM5 | MISO_Lower Michigan | Michigan | 26 | Jackson | 75 | 55270 | LM5 | Jackson Generating Station | 8213 | 2002 | 9999 | Combined Cycle |  |  |  | STM |  | Fossil | G | 2030 | NaturalGas |  | 0.44731 | 0.63655 | 1.172 | 2.2559 | 0 | 0 | 0 | 0 | 0 | 0 | 0 | 0 | 0 | 0 | 0 | 0 | 54.4636 | 77.5051 | 142.7029 | 274.6716 | 26.1855 | 37.2636 | 68.61 | 132.0591 | 3.1312e-08 | 4.4558e-08 | 8.2041e-08 | 1.5791e-07 | 0.012492 | 0.017777 | 0.032732 | 0.063001 | 0 | 0 | 0 | 0 | 0 | 0 | 0 | 0 | 1.3066 | 0.11969 | 0.16554 | 0.3048 | 0.59003 | 1.2845 | 1.65 | 2.5671 | 5.5015 | 0 | 43.3
55270_G_LM6 | MISO_Lower Michigan | Michigan | 26 | Jackson | 75 | 55270 | LM6 | Jackson Generating Station | 8213 | 2002 | 9999 | Combined Cycle |  |  |  | STM |  | Fossil | G | 2030 | NaturalGas |  | 0.46487 | 0.66154 | 1.218 | 2.3444 | 0 | 0 | 0 | 0 | 0 | 0 | 0 | 0 | 0 | 0 | 0 | 0 | 56.6019 | 80.548 | 148.3055 | 285.4555 | 27.2136 | 38.7266 | 71.3037 | 137.2438 | 3.2541e-08 | 4.6308e-08 | 8.5262e-08 | 1.6411e-07 | 0.012983 | 0.018475 | 0.034017 | 0.065475 | 0 | 0 | 0 | 0 | 0 | 0 | 0 | 0 | 1.3579 | 0.12439 | 0.17204 | 0.31676 | 0.61319 | 1.3349 | 1.7147 | 2.6678 | 5.7175 | 0 | 45
55270_G_ST1 | MISO_Lower Michigan | Michigan | 26 | Jackson | 75 | 55270 | ST1 | Jackson Generating Station | 8213 | 2002 | 9999 | Combined Cycle |  |  |  | STM |  | Fossil | G | 2030 | NaturalGas |  | 1.0496 | 1.4936 | 2.75 | 5.2932 | 0 | 0 | 0 | 0 | 0 | 0 | 0 | 0 | 0 | 0 | 0 | 0 | 127.7946 | 181.8595 | 334.841 | 644.495 | 61.4422 | 87.436 | 160.9879 | 309.8661 | 7.347e-08 | 1.0455e-07 | 1.925e-07 | 3.7053e-07 | 0.041152 | 0.058562 | 0.10783 | 0.20754 | 0 | 0 | 0 | 0 | 0 | 0 | 0 | 0 | 3.0659 | 0.28084 | 0.38843 | 0.71518 | 1.3844 | 3.0139 | 3.8715 | 6.0234 | 12.9088 | 0 | 101.6
55270_G_ST2 | MISO_Lower Michigan | Michigan | 26 | Jackson | 75 | 55270 | ST2 | Jackson Generating Station | 8213 | 2002 | 9999 | Combined Cycle |  |  |  | STM |  | Fossil | G | 2030 | NaturalGas |  | 1.0155 | 1.4451 | 2.6607 | 5.1213 | 0 | 0 | 0 | 0 | 0 | 0 | 0 | 0 | 0 | 0 | 0 | 0 | 123.6437 | 175.9526 | 323.9652 | 623.5616 | 59.4466 | 84.5961 | 155.7589 | 299.8016 | 7.1084e-08 | 1.0116e-07 | 1.8625e-07 | 3.5849e-07 | 0.02836 | 0.040358 | 0.074308 | 0.14303 | 0 | 0 | 0 | 0 | 0 | 0 | 0 | 0 | 2.9663 | 0.27172 | 0.37581 | 0.69195 | 1.3395 | 2.916 | 3.7457 | 5.8277 | 12.4895 | 0 | 98.3
55271_G_GTG1 | SERC_Southeastern | Alabama | 1 | Autauga | 1 | 55271 | GTG1 | Tenaska Lindsay Hill Generating Station | 7325 | 2002 | 9999 | Combined Cycle |  |  | SCR | DLNB + H2O |  | Fossil | G | 2030 | NaturalGas |  | 1.9576 | 2.6536 | 3.6694 | 8.2806 | 0 | 0 | 0 | 0 | 0 | 0 | 0 | 0 | 0 | 0 | 0 | 0 | 267.2479 | 362.2694 | 500.9432 | 1130.4605 | 114.5974 | 155.3431 | 214.8072 | 484.7477 | 1.3703e-07 | 1.8575e-07 | 2.5686e-07 | 5.7964e-07 | 0.0077457 | 0.0105 | 0.014519 | 0.032764 | 0 | 0 | 0 | 0 | 0 | 0 | 0 | 0 | 4.8014 | 0.61068 | 0.82781 | 1.1447 | 2.5832 | 5.624 | 6.6264 | 9.802 | 22.0524 | 0 | 152 | SCR
55271_G_GTG2 | SERC_Southeastern | Alabama | 1 | Autauga | 1 | 55271 | GTG2 | Tenaska Lindsay Hill Generating Station | 7325 | 2002 | 9999 | Combined Cycle |  |  | SCR | DLNB + H2O |  | Fossil | G | 2030 | NaturalGas |  | 1.9576 | 2.6536 | 3.6694 | 8.2806 | 0 | 0 | 0 | 0 | 0 | 0 | 0 | 0 | 0 | 0 | 0 | 0 | 267.2479 | 362.2694 | 500.9432 | 1130.4605 | 114.5974 | 155.3431 | 214.8072 | 484.7477 | 1.3703e-07 | 1.8575e-07 | 2.5686e-07 | 5.7964e-07 | 0.0077457 | 0.0105 | 0.014519 | 0.032764 | 0 | 0 | 0 | 0 | 0 | 0 | 0 | 0 | 4.8014 | 0.61068 | 0.82781 | 1.1447 | 2.5832 | 5.624 | 6.6264 | 9.802 | 22.0524 | 0 | 152 | SCR
55271_G_GTG3 | SERC_Southeastern | Alabama | 1 | Autauga | 1 | 55271 | GTG3 | Tenaska Lindsay Hill Generating Station | 7325 | 2002 | 9999 | Combined Cycle |  |  | SCR | DLNB + H2O |  | Fossil | G | 2030 | NaturalGas |  | 1.9576 | 2.6536 | 3.6694 | 8.2806 | 0 | 0 | 0 | 0 | 0 | 0 | 0 | 0 | 0 | 0 | 0 | 0 | 267.2479 | 362.2694 | 500.9432 | 1130.4605 | 114.5974 | 155.3431 | 214.8072 | 484.7477 | 1.3703e-07 | 1.8575e-07 | 2.5686e-07 | 5.7964e-07 | 0.0077457 | 0.0105 | 0.014519 | 0.032764 | 0 | 0 | 0 | 0 | 0 | 0 | 0 | 0 | 4.8014 | 0.61068 | 0.82781 | 1.1447 | 2.5832 | 5.624 | 6.6264 | 9.802 | 22.0524 | 0 | 152 | SCR
55271_G_STG1 | SERC_Southeastern | Alabama | 1 | Autauga | 1 | 55271 | STG1 | Tenaska Lindsay Hill Generating Station | 7325 | 2002 | 9999 | Combined Cycle |  |  | SCR | DLNB + H2O |  | Fossil | G | 2030 | NaturalGas |  | 5.0485 | 6.8436 | 9.4632 | 21.3553 | 0 | 0 | 0 | 0 | 0 | 0 | 0 | 0 | 0 | 0 | 0 | 0 | 689.2183 | 934.2737 | 1291.9061 | 2915.3981 | 295.5406 | 400.6217 | 553.9764 | 1250.1387 | 3.534e-07 | 4.7905e-07 | 6.6242e-07 | 1.4949e-06 | 0.019976 | 0.027078 | 0.037444 | 0.084498 | 0 | 0 | 0 | 0 | 0 | 0 | 0 | 0 | 12.3825 | 1.5749 | 2.1349 | 2.9521 | 6.6619 | 14.5041 | 17.0892 | 25.2788 | 56.8721 | 0 | 392 | SCR
55276_G_01 | PJM West | West Virginia | 54 | Wayne | 99 | 55276 | 01 | Ceredo Generating Station | 12011 | 2001 | 9999 | Combustion Turbine |  |  |  | CM |  | Fossil | G | 2030 | NaturalGas |  | 0.044618 | 0.0015385 | 0.057104 | 0.10326 | 0 | 0 | 0 | 0 | 0 | 0 | 0 | 0 | 0 | 0 | 0 | 0 | 3.7147 | 0.12809 | 4.7543 | 8.5971 | 2.6119 | 0.090066 | 3.3429 | 6.0448 | 3.1232e-09 | 1.077e-10 | 3.9973e-09 | 7.2282e-09 | 0.00070251 | 2.4224e-05 | 0.0008991 | 0.0016258 | 0 | 0 | 0 | 0 | 0 | 0 | 0 | 0 | 1.4794 | 0.02422 | 0.00083518 | 0.030998 | 0.056053 | 0.11888 | 0.0034936 | 0.11448 | 0.23686 | 0 | 75
55276_G_02 | PJM West | West Virginia | 54 | Wayne | 99 | 55276 | 02 | Ceredo Generating Station | 12011 | 2001 | 9999 | Combustion Turbine |  |  |  | CM |  | Fossil | G | 2030 | NaturalGas |  | 0.044618 | 0.0015385 | 0.057104 | 0.10326 | 0 | 0 | 0 | 0 | 0 | 0 | 0 | 0 | 0 | 0 | 0 | 0 | 3.7147 | 0.12809 | 4.7543 | 8.5971 | 2.6119 | 0.090066 | 3.3429 | 6.0448 | 3.1232e-09 | 1.077e-10 | 3.9973e-09 | 7.2282e-09 | 0.00070028 | 2.4147e-05 | 0.00089624 | 0.0016207 | 0 | 0 | 0 | 0 | 0 | 0 | 0 | 0 | 1.4794 | 0.02422 | 0.00083518 | 0.030998 | 0.056053 | 0.11888 | 0.0034936 | 0.11448 | 0.23686 | 0 | 75
55276_G_03 | PJM West | West Virginia | 54 | Wayne | 99 | 55276 | 03 | Ceredo Generating Station | 12011 | 2001 | 9999 | Combustion Turbine |  |  |  | CM |  | Fossil | G | 2030 | NaturalGas |  | 0.044618 | 0.0015385 | 0.057104 | 0.10326 | 0 | 0 | 0 | 0 | 0 | 0 | 0 | 0 | 0 | 0 | 0 | 0 | 3.7147 | 0.12809 | 4.7543 | 8.5971 | 2.6119 | 0.090066 | 3.3429 | 6.0448 | 3.1232e-09 | 1.077e-10 | 3.9973e-09 | 7.2282e-09 | 0.00072772 | 2.5094e-05 | 0.00093136 | 0.0016842 | 0 | 0 | 0 | 0 | 0 | 0 | 0 | 0 | 1.4794 | 0.02422 | 0.00083518 | 0.030998 | 0.056053 | 0.11888 | 0.0034936 | 0.11448 | 0.23686 | 0 | 75
55276_G_04 | PJM West | West Virginia | 54 | Wayne | 99 | 55276 | 04 | Ceredo Generating Station | 12011 | 2001 | 9999 | Combustion Turbine |  |  |  | CM |  | Fossil | G | 2030 | NaturalGas |  | 0.044618 | 0.0015385 | 0.057104 | 0.10326 | 0 | 0 | 0 | 0 | 0 | 0 | 0 | 0 | 0 | 0 | 0 | 0 | 3.7147 | 0.12809 | 4.7543 | 8.5971 | 2.6119 | 0.090066 | 3.3429 | 6.0448 | 3.1232e-09 | 1.077e-10 | 3.9973e-09 | 7.2282e-09 | 0.000744 | 2.5655e-05 | 0.0009522 | 0.0017219 | 0 | 0 | 0 | 0 | 0 | 0 | 0 | 0 | 1.4794 | 0.02422 | 0.00083518 | 0.030998 | 0.056053 | 0.11888 | 0.0034936 | 0.11448 | 0.23686 | 0 | 75
55276_G_05 | PJM West | West Virginia | 54 | Wayne | 99 | 55276 | 05 | Ceredo Generating Station | 12011 | 2001 | 9999 | Combustion Turbine |  |  |  | CM |  | Fossil | G | 2030 | NaturalGas |  | 0.044618 | 0.0015385 | 0.057104 | 0.10326 | 0 | 0 | 0 | 0 | 0 | 0 | 0 | 0 | 0 | 0 | 0 | 0 | 3.7147 | 0.12809 | 4.7543 | 8.5971 | 2.6119 | 0.090066 | 3.3429 | 6.0448 | 3.1232e-09 | 1.077e-10 | 3.9973e-09 | 7.2282e-09 | 0.00071277 | 2.4578e-05 | 0.00091223 | 0.0016496 | 0 | 0 | 0 | 0 | 0 | 0 | 0 | 0 | 1.4794 | 0.02422 | 0.00083518 | 0.030998 | 0.056053 | 0.11888 | 0.0034936 | 0.11448 | 0.23686 | 0 | 75
55276_G_06 | PJM West | West Virginia | 54 | Wayne | 99 | 55276 | 06 | Ceredo Generating Station | 12011 | 2001 | 9999 | Combustion Turbine |  |  |  | CM |  | Fossil | G | 2030 | NaturalGas |  | 0.044618 | 0.0015385 | 0.057104 | 0.10326 | 0 | 0 | 0 | 0 | 0 | 0 | 0 | 0 | 0 | 0 | 0 | 0 | 3.7147 | 0.12809 | 4.7543 | 8.5971 | 2.6119 | 0.090066 | 3.3429 | 6.0448 | 3.1232e-09 | 1.077e-10 | 3.9973e-09 | 7.2282e-09 | 0.00070831 | 2.4424e-05 | 0.00090652 | 0.0016393 | 0 | 0 | 0 | 0 | 0 | 0 | 0 | 0 | 1.4794 | 0.02422 | 0.00083518 | 0.030998 | 0.056053 | 0.11888 | 0.0034936 | 0.11448 | 0.23686 | 0 | 75
55278_G_1 | WECC_Wyoming | Wyoming | 56 | Fremont | 13 | 55278 | 1 | Beaver Creek Gas Plant | 8700 | 1983 | 9999 | Combustion Turbine | [5 empty] | Fossil | G | 2030 | NaturalGas |  | 4.0617e-05 | 0.00010831 | 0.032786 | 0.032935 | 0 | 0 | 0 | 0 | 0 | 0 | 0 | 0 | 0 | 0 | 0 | 0 | 0.0046686 | 0.01245 | 3.7685 | 3.7856 | 0.0033889 | 0.0090372 | 2.7356 | 2.748 | 4.0524e-12 | 1.0806e-11 | 3.2711e-09 | 3.2859e-09 | 1.3717e-05 | 3.6578e-05 | 0.011072 | 0.011122 | 0 | 0 | 0 | 0 | 0 | 0 | 0 | 0 | 0.079205 | 2.5958e-05 | 6.922e-05 | 0.020953 | 0.021048 | 0.00010953 | 0.00025133 | 0.064909 | 0.06527 | 0 | 1.8
55278_G_2 | WECC_Wyoming | Wyoming | 56 | Fremont | 13 | 55278 | 2 | Beaver Creek Gas Plant | 8700 | 1992 | 9999 | Combustion Turbine | [5 empty] | Fossil | G | 2030 | NaturalGas |  | 4.0617e-05 | 0.00010831 | 0.032786 | 0.032935 | 0 | 0 | 0 | 0 | 0 | 0 | 0 | 0 | 0 | 0 | 0 | 0 | 0.0046686 | 0.01245 | 3.7685 | 3.7856 | 0.0033889 | 0.0090372 | 2.7356 | 2.748 | 4.0524e-12 | 1.0806e-11 | 3.2711e-09 | 3.2859e-09 | 6.9163e-06 | 1.8443e-05 | 0.0055828 | 0.0056082 | 0 | 0 | 0 | 0 | 0 | 0 | 0 | 0 | 0.079205 | 2.5958e-05 | 6.922e-05 | 0.020953 | 0.021048 | 0.00010953 | 0.00025133 | 0.064909 | 0.06527 | 0 | 1.8
55278_G_STG-1 | WECC_Wyoming | Wyoming | 56 | Fremont | 13 | 55278 | STG-1 | Beaver Creek Gas Plant | 11084 | 2018 | 9999 | Non-Fossil Waste | [5 empty] | Non-Fossil | G | 2030 | Non-Fossil |  | 0.011929 | 0.016129 | 0.020073 | 0.048131 | 0 | 0 | 0 | 0 | 0 | 0 | 0 | 0 | 0 | 0 | 0 | 0 | 1.0762 | 1.4552 | 1.811 | 4.3424 | 0 | 0 | 0 | 0 | 0 | 0 | 0 | 0 | 0 | 0 | 0 | 0 | 0 | 0 | 0 | 0 | 0 | 0 | 0 | 0 | 0.23331 | 0.0074658 | 0.010095 | 0.012563 | 0.030123 | 0 | 0 | 0 | 0 | 0 | 0.9
55279_G_CTG1 | PJM_ComEd | Illinois | 17 | DuPage | 43 | 55279 | CTG1 | Aurora | 10796 | 2002 | 9999 | Combustion Turbine |  |  |  | DLNB |  | Fossil | G | 2030 | NaturalGas |  | 0.044881 | 0 | 0.40701 | 0.45189 | 0 | 0 | 0 | 0 | 0 | 0 | 0 | 0 | 0 | 0 | 0 | 0 | 4.1572 | 0 | 37.6996 | 41.8568 | 2.6273 | 0 | 23.8261 | 26.4534 | 3.1416e-09 | 0 | 2.849e-08 | 3.1632e-08 | 0.00097032 | 0 | 0.0087995 | 0.0097698 | 0 | 0 | 0 | 0 | 0 | 0 | 0 | 0 | 3.3178 | 0.019165 | 0 | 0.1738 | 0.19296 | 0.1295 | 0 | 0.87933 | 1.0088 | 0 | 168.2
55279_G_CTG10 | PJM_ComEd | Illinois | 17 | DuPage | 43 | 55279 | CTG10 | Aurora | 10766 | 2001 | 9999 | Combustion Turbine |  |  |  | H2O |  | Fossil | G | 2030 | NaturalGas |  | 0.013038 | 0 | 0.11824 | 0.13128 | 0 | 0 | 0 | 0 | 0 | 0 | 0 | 0 | 0 | 0 | 0 | 0 | 1.2111 | 0 | 10.9827 | 12.1937 | 0.76326 | 0 | 6.9217 | 7.685 | 9.1268e-10 | 0 | 8.2767e-09 | 9.1894e-09 | 0.00053855 | 0 | 0.0048839 | 0.0054224 | 0 | 0 | 0 | 0 | 0 | 0 | 0 | 0 | 0.96654 | 0.005583 | 0 | 0.05063 | 0.056213 | 0.037621 | 0 | 0.25545 | 0.29307 | 0 | 49
55279_G_CTG2 | PJM_ComEd | Illinois | 17 | DuPage | 43 | 55279 | CTG2 | Aurora | 10796 | 2001 | 9999 | Combustion Turbine |  |  |  | DLNB |  | Fossil | G | 2030 | NaturalGas |  | 0.044294 | 0 | 0.40168 | 0.44598 | 0 | 0 | 0 | 0 | 0 | 0 | 0 | 0 | 0 | 0 | 0 | 0 | 4.1028 | 0 | 37.2065 | 41.3093 | 2.593 | 0 | 23.5145 | 26.1074 | 3.1006e-09 | 0 | 2.8118e-08 | 3.1218e-08 | 0.00083781 | 0 | 0.0075978 | 0.0084356 | 0 | 0 | 0 | 0 | 0 | 0 | 0 | 0 | 3.2744 | 0.018914 | 0 | 0.17152 | 0.19044 | 0.12781 | 0 | 0.86782 | 0.99563 | 0 | 166
55279_G_CTG3 | PJM_ComEd | Illinois | 17 | DuPage | 43 | 55279 | CTG3 | Aurora | 10798 | 2001 | 9999 | Combustion Turbine |  |  |  | DLNB |  | Fossil | G | 2030 | NaturalGas |  | 0.043741 | 0 | 0.39667 | 0.44042 | 0 | 0 | 0 | 0 | 0 | 0 | 0 | 0 | 0 | 0 | 0 | 0 | 4.0509 | 0 | 36.7359 | 40.7867 | 2.5606 | 0 | 23.2213 | 25.7819 | 3.0619e-09 | 0 | 2.7767e-08 | 3.0829e-08 | 0.0008558 | 0 | 0.0077609 | 0.0086167 | 0 | 0 | 0 | 0 | 0 | 0 | 0 | 0 | 3.233 | 0.018675 | 0 | 0.16935 | 0.18803 | 0.12621 | 0 | 0.857 | 0.98322 | 0 | 163.9
55279_G_CTG4 | PJM_ComEd | Illinois | 17 | DuPage | 43 | 55279 | CTG4 | Aurora | 10798 | 2001 | 9999 | Combustion Turbine |  |  |  | DLNB |  | Fossil | G | 2030 | NaturalGas |  | 0.043741 | 0 | 0.39667 | 0.44042 | 0 | 0 | 0 | 0 | 0 | 0 | 0 | 0 | 0 | 0 | 0 | 0 | 4.0509 | 0 | 36.7359 | 40.7867 | 2.5606 | 0 | 23.2213 | 25.7819 | 3.0619e-09 | 0 | 2.7767e-08 | 3.0829e-08 | 0.00076219 | 0 | 0.006912 | 0.0076742 | 0 | 0 | 0 | 0 | 0 | 0 | 0 | 0 | 3.233 | 0.018675 | 0 | 0.16935 | 0.18803 | 0.12621 | 0 | 0.857 | 0.98322 | 0 | 163.9
55279_G_CTG5 | PJM_ComEd | Illinois | 17 | DuPage | 43 | 55279 | CTG5 | Aurora | 10801 | 2001 | 9999 | Combustion Turbine |  |  |  | H2O |  | Fossil | G | 2030 | NaturalGas |  | 0.013081 | 0 | 0.11862 | 0.1317 | 0 | 0 | 0 | 0 | 0 | 0 | 0 | 0 | 0 | 0 | 0 | 0 | 1.2111 | 0 | 10.9827 | 12.1937 | 0.76574 | 0 | 6.9442 | 7.71 | 9.1565e-10 | 0 | 8.3037e-09 | 9.2193e-09 | 0.00059478 | 0 | 0.0053938 | 0.0059886 | 0 | 0 | 0 | 0 | 0 | 0 | 0 | 0 | 0.96654 | 0.005583 | 0 | 0.05063 | 0.056213 | 0.037744 | 0 | 0.25628 | 0.29403 | 0 | 49
55279_G_CTG6 | PJM_ComEd | Illinois | 17 | DuPage | 43 | 55279 | CTG6 | Aurora | 10797 | 2001 | 9999 | Combustion Turbine |  |  |  | H2O |  | Fossil | G | 2030 | NaturalGas |  | 0.013076 | 0 | 0.11858 | 0.13166 | 0 | 0 | 0 | 0 | 0 | 0 | 0 | 0 | 0 | 0 | 0 | 0 | 1.2111 | 0 | 10.9827 | 12.1937 | 0.76546 | 0 | 6.9417 | 7.7071 | 9.1531e-10 | 0 | 8.3006e-09 | 9.2159e-09 | 0.00058939 | 0 | 0.005345 | 0.0059344 | 0 | 0 | 0 | 0 | 0 | 0 | 0 | 0 | 0.96654 | 0.005583 | 0 | 0.05063 | 0.056213 | 0.03773 | 0 | 0.25619 | 0.29392 | 0 | 49
55279_G_CTG7 | PJM_ComEd | Illinois | 17 | DuPage | 43 | 55279 | CTG7 | Aurora | 10799 | 2001 | 9999 | Combustion Turbine |  |  |  | H2O |  | Fossil | G | 2030 | NaturalGas |  | 0.013078 | 0 | 0.1186 | 0.13168 | 0 | 0 | 0 | 0 | 0 | 0 | 0 | 0 | 0 | 0 | 0 | 0 | 1.2111 | 0 | 10.9827 | 12.1937 | 0.7656 | 0 | 6.9429 | 7.7085 | 9.1548e-10 | 0 | 8.3021e-09 | 9.2176e-09 | 0.00058139 | 0 | 0.0052724 | 0.0058538 | 0 | 0 | 0 | 0 | 0 | 0 | 0 | 0 | 0.96654 | 0.005583 | 0 | 0.05063 | 0.056213 | 0.037737 | 0 | 0.25624 | 0.29397 | 0 | 49
55279_G_CTG8 | PJM_ComEd | Illinois | 17 | DuPage | 43 | 55279 | CTG8 | Aurora | 10801 | 2001 | 9999 | Combustion Turbine |  |  |  | H2O |  | Fossil | G | 2030 | NaturalGas |  | 0.013081 | 0 | 0.11862 | 0.1317 | 0 | 0 | 0 | 0 | 0 | 0 | 0 | 0 | 0 | 0 | 0 | 0 | 1.2111 | 0 | 10.9827 | 12.1937 | 0.76574 | 0 | 6.9442 | 7.71 | 9.1565e-10 | 0 | 8.3037e-09 | 9.2193e-09 | 0.00059988 | 0 | 0.0054401 | 0.00604 | 0 | 0 | 0 | 0 | 0 | 0 | 0 | 0 | 0.96654 | 0.005583 | 0 | 0.05063 | 0.056213 | 0.037744 | 0 | 0.25628 | 0.29403 | 0 | 49
55279_G_CTG9 | PJM_ComEd | Illinois | 17 | DuPage | 43 | 55279 | CTG9 | Aurora | 10763 | 2001 | 9999 | Combustion Turbine |  |  |  | H2O |  | Fossil | G | 2030 | NaturalGas |  | 0.013035 | 0 | 0.11821 | 0.13124 | 0 | 0 | 0 | 0 | 0 | 0 | 0 | 0 | 0 | 0 | 0 | 0 | 1.2111 | 0 | 10.9827 | 12.1937 | 0.76305 | 0 | 6.9198 | 7.6828 | 9.1243e-10 | 0 | 8.2744e-09 | 9.1869e-09 | 0.00055899 | 0 | 0.0050693 | 0.0056283 | 0 | 0 | 0 | 0 | 0 | 0 | 0 | 0 | 0.96654 | 0.005583 | 0 | 0.05063 | 0.056213 | 0.037611 | 0 | 0.25538 | 0.29299 | 0 | 49
55281_G_GT05 | PJM_ComEd | Illinois | 17 | Cook | 31 | 55281 | GT05 | Southeast Chicago Energy Project | 12452 | 2002 | 9999 | Combustion Turbine |  |  |  | DLNB |  | Fossil | G | 2030 | NaturalGas |  | 0 | 0 | 0.0053984 | 0.0053984 | 0 | 0 | 0 | 0 | 0 | 0 | 0 | 0 | 0 | 0 | 0 | 0 | 0 | 0 | 0.43354 | 0.43354 | 0 | 0 | 0.31602 | 0.31602 | 0 | 0 | 3.7789e-10 | 3.7789e-10 | 0 | 0 | 0.00038102 | 0.00038102 | 0 | 0 | 0 | 0 | 0 | 0 | 0 | 0 | 0.72983 | 0 | 0 | 0.0024105 | 0.0024105 | 0 | 0 | 0.011663 | 0.011663 | 0 | 37
55281_G_GT06 | PJM_ComEd | Illinois | 17 | Cook | 31 | 55281 | GT06 | Southeast Chicago Energy Project | 12454 | 2002 | 9999 | Combustion Turbine |  |  |  | DLNB |  | Fossil | G | 2030 | NaturalGas |  | 0 | 0 | 0.0053993 | 0.0053993 | 0 | 0 | 0 | 0 | 0 | 0 | 0 | 0 | 0 | 0 | 0 | 0 | 0 | 0 | 0.43354 | 0.43354 | 0 | 0 | 0.31607 | 0.31607 | 0 | 0 | 3.7795e-10 | 3.7795e-10 | 0 | 0 | 0.0004601 | 0.0004601 | 0 | 0 | 0 | 0 | 0 | 0 | 0 | 0 | 0.72983 | 0 | 0 | 0.0024105 | 0.0024105 | 0 | 0 | 0.011665 | 0.011665 | 0 | 37
55281_G_GT07 | PJM_ComEd | Illinois | 17 | Cook | 31 | 55281 | GT07 | Southeast Chicago Energy Project | 12454 | 2002 | 9999 | Combustion Turbine |  |  |  | DLNB |  | Fossil | G | 2030 | NaturalGas |  | 0 | 0 | 0.0053993 | 0.0053993 | 0 | 0 | 0 | 0 | 0 | 0 | 0 | 0 | 0 | 0 | 0 | 0 | 0 | 0 | 0.43354 | 0.43354 | 0 | 0 | 0.31607 | 0.31607 | 0 | 0 | 3.7795e-10 | 3.7795e-10 | 0 | 0 | 0.00037557 | 0.00037557 | 0 | 0 | 0 | 0 | 0 | 0 | 0 | 0 | 0.72983 | 0 | 0 | 0.0024105 | 0.0024105 | 0 | 0 | 0.011665 | 0.011665 | 0 | 37
55281_G_GT08 | PJM_ComEd | Illinois | 17 | Cook | 31 | 55281 | GT08 | Southeast Chicago Energy Project | 12454 | 2002 | 9999 | Combustion Turbine |  |  |  | DLNB |  | Fossil | G | 2030 | NaturalGas |  | 0 | 0 | 0.0053993 | 0.0053993 | 0 | 0 | 0 | 0 | 0 | 0 | 0 | 0 | 0 | 0 | 0 | 0 | 0 | 0 | 0.43354 | 0.43354 | 0 | 0 | 0.31607 | 0.31607 | 0 | 0 | 3.7795e-10 | 3.7795e-10 | 0 | 0 | 0.00041861 | 0.00041861 | 0 | 0 | 0 | 0 | 0 | 0 | 0 | 0 | 0.72983 | 0 | 0 | 0.0024105 | 0.0024105 | 0 | 0 | 0.011665 | 0.011665 | 0 | 37
55281_G_GT09 | PJM_ComEd | Illinois | 17 | Cook | 31 | 55281 | GT09 | Southeast Chicago Energy Project | 12454 | 2002 | 9999 | Combustion Turbine |  |  |  | DLNB |  | Fossil | G | 2030 | NaturalGas |  | 0 | 0 | 0.0053993 | 0.0053993 | 0 | 0 | 0 | 0 | 0 | 0 | 0 | 0 | 0 | 0 | 0 | 0 | 0 | 0 | 0.43354 | 0.43354 | 0 | 0 | 0.31607 | 0.31607 | 0 | 0 | 3.7795e-10 | 3.7795e-10 | 0 | 0 | 0.00038489 | 0.00038489 | 0 | 0 | 0 | 0 | 0 | 0 | 0 | 0 | 0.72983 | 0 | 0 | 0.0024105 | 0.0024105 | 0 | 0 | 0.011665 | 0.011665 | 0 | 37
55281_G_GT10 | PJM_ComEd | Illinois | 17 | Cook | 31 | 55281 | GT10 | Southeast Chicago Energy Project | 12454 | 2002 | 9999 | Combustion Turbine |  |  |  | DLNB |  | Fossil | G | 2030 | NaturalGas |  | 0 | 0 | 0.0053993 | 0.0053993 | 0 | 0 | 0 | 0 | 0 | 0 | 0 | 0 | 0 | 0 | 0 | 0 | 0 | 0 | 0.43354 | 0.43354 | 0 | 0 | 0.31607 | 0.31607 | 0 | 0 | 3.7795e-10 | 3.7795e-10 | 0 | 0 | 0.00039174 | 0.00039174 | 0 | 0 | 0 | 0 | 0 | 0 | 0 | 0 | 0.72983 | 0 | 0 | 0.0024105 | 0.0024105 | 0 | 0 | 0.011665 | 0.011665 | 0 | 37
55281_G_GT11 | PJM_ComEd | Illinois | 17 | Cook | 31 | 55281 | GT11 | Southeast Chicago Energy Project | 12454 | 2002 | 9999 | Combustion Turbine |  |  |  | DLNB |  | Fossil | G | 2030 | NaturalGas |  | 0 | 0 | 0.0053993 | 0.0053993 | 0 | 0 | 0 | 0 | 0 | 0 | 0 | 0 | 0 | 0 | 0 | 0 | 0 | 0 | 0.43354 | 0.43354 | 0 | 0 | 0.31607 | 0.31607 | 0 | 0 | 3.7795e-10 | 3.7795e-10 | 0 | 0 | 0.00040562 | 0.00040562 | 0 | 0 | 0 | 0 | 0 | 0 | 0 | 0 | 0.72983 | 0 | 0 | 0.0024105 | 0.0024105 | 0 | 0 | 0.011665 | 0.011665 | 0 | 37
55281_G_GT12 | PJM_ComEd | Illinois | 17 | Cook | 31 | 55281 | GT12 | Southeast Chicago Energy Project | 12454 | 2002 | 9999 | Combustion Turbine |  |  |  | DLNB |  | Fossil | G | 2030 | NaturalGas |  | 0 | 0 | 0.0053993 | 0.0053993 | 0 | 0 | 0 | 0 | 0 | 0 | 0 | 0 | 0 | 0 | 0 | 0 | 0 | 0 | 0.43354 | 0.43354 | 0 | 0 | 0.31607 | 0.31607 | 0 | 0 | 3.7795e-10 | 3.7795e-10 | 0 | 0 | 0.00039261 | 0.00039261 | 0 | 0 | 0 | 0 | 0 | 0 | 0 | 0 | 0.72983 | 0 | 0 | 0.0024105 | 0.0024105 | 0 | 0 | 0.011665 | 0.011665 | 0 | 37
55282_G_CTG1 | WECC_Arizona | Arizona | 4 | Maricopa | 13 | 55282 | CTG1 | Arlington Valley Energy Facility | 7393 | 2002 | 9999 | Combined Cycle |  |  | SCR | DLNB |  | Fossil | G | 2030 | NaturalGas |  | 2.1057 | 2.8545 | 3.9471 | 8.9073 | 0 | 0 | 0 | 0 | 0 | 0 | 0 | 0 | 0 | 0 | 0 | 0 | 284.83 | 386.1029 | 533.9 | 1204.8329 | 123.2705 | 167.1 | 231.0645 | 521.4351 | 1.474e-07 | 1.9981e-07 | 2.763e-07 | 6.2351e-07 | 0.0080054 | 0.010852 | 0.015006 | 0.033863 | 0 | 0 | 0 | 0 | 0 | 0 | 0 | 0 | 5.1173 | 0.65085 | 0.88227 | 1.22 | 2.7531 | 6.4929 | 6.9364 | 10.3657 | 23.7949 | 0 | 162 | SCR
55282_G_CTG2 | WECC_Arizona | Arizona | 4 | Maricopa | 13 | 55282 | CTG2 | Arlington Valley Energy Facility | 7393 | 2002 | 9999 | Combined Cycle |  |  | SCR | DLNB |  | Fossil | G | 2030 | NaturalGas |  | 2.1187 | 2.8721 | 3.9715 | 8.9623 | 0 | 0 | 0 | 0 | 0 | 0 | 0 | 0 | 0 | 0 | 0 | 0 | 286.5882 | 388.4863 | 537.1956 | 1212.2701 | 124.0314 | 168.1315 | 232.4909 | 524.6538 | 1.4831e-07 | 2.0105e-07 | 2.78e-07 | 6.2736e-07 | 0.0080548 | 0.010919 | 0.015098 | 0.034072 | 0 | 0 | 0 | 0 | 0 | 0 | 0 | 0 | 5.1489 | 0.65487 | 0.88771 | 1.2275 | 2.7701 | 6.5329 | 6.9792 | 10.4296 | 23.9418 | 0 | 163 | SCR
55282_G_STG1 | WECC_Arizona | Arizona | 4 | Maricopa | 13 | 55282 | STG1 | Arlington Valley Energy Facility | 7393 | 2002 | 9999 | Combined Cycle |  |  | SCR | DLNB |  | Fossil | G | 2030 | NaturalGas |  | 3.3146 | 4.4931 | 6.2131 | 14.0208 | 0 | 0 | 0 | 0 | 0 | 0 | 0 | 0 | 0 | 0 | 0 | 0 | 448.3435 | 607.7546 | 840.3981 | 1896.4962 | 194.0369 | 263.0278 | 363.7127 | 820.7774 | 2.3202e-07 | 3.1452e-07 | 4.3491e-07 | 9.8146e-07 | 0.012601 | 0.017081 | 0.02362 | 0.053303 | 0 | 0 | 0 | 0 | 0 | 0 | 0 | 0 | 8.055 | 1.0245 | 1.3888 | 1.9204 | 4.3336 | 10.2202 | 10.9184 | 16.3163 | 37.4549 | 0 | 255 | SCR
55283_G_1 | WECC_Colorado | Colorado | 8 | El Paso | 41 | 55283 | 1 | Front Range Power Plant | 7573 | 2003 | 9999 | Combined Cycle |  |  |  | DLNB |  | Fossil | G | 2030 | NaturalGas |  | 1.7975 | 2.4366 | 3.3694 | 7.6035 | 0 | 0 | 0 | 0 | 0 | 0 | 0 | 0 | 0 | 0 | 0 | 0 | 237.3583 | 321.7524 | 444.9166 | 1004.0274 | 105.2265 | 142.6404 | 197.242 | 445.1089 | 1.2583e-07 | 1.7056e-07 | 2.3585e-07 | 5.3224e-07 | 0.030694 | 0.041607 | 0.057534 | 0.12983 | 0 | 0 | 0 | 0 | 0 | 0 | 0 | 0 | 4.0738 | 0.50697 | 0.68722 | 0.95029 | 2.1445 | 5.25 | 5.8462 | 7.2727 | 18.3688 | 0 | 135
55283_G_2 | WECC_Colorado | Colorado | 8 | El Paso | 41 | 55283 | 2 | Front Range Power Plant | 7573 | 2003 | 9999 | Combined Cycle |  |  |  | DLNB |  | Fossil | G | 2030 | NaturalGas |  | 1.7975 | 2.4366 | 3.3694 | 7.6035 | 0 | 0 | 0 | 0 | 0 | 0 | 0 | 0 | 0 | 0 | 0 | 0 | 237.3583 | 321.7524 | 444.9166 | 1004.0274 | 105.2265 | 142.6404 | 197.242 | 445.1089 | 1.2583e-07 | 1.7056e-07 | 2.3585e-07 | 5.3224e-07 | 0.030694 | 0.041607 | 0.057534 | 0.12983 | 0 | 0 | 0 | 0 | 0 | 0 | 0 | 0 | 4.0738 | 0.50697 | 0.68722 | 0.95029 | 2.1445 | 5.25 | 5.8462 | 7.2727 | 18.3688 | 0 | 135
55283_G_3 | WECC_Colorado | Colorado | 8 | El Paso | 41 | 55283 | 3 | Front Range Power Plant | 7573 | 2003 | 9999 | Combined Cycle |  |  |  | LNB |  | Fossil | G | 2030 | NaturalGas |  | 2.5298 | 3.4293 | 4.7421 | 10.7012 | 0 | 0 | 0 | 0 | 0 | 0 | 0 | 0 | 0 | 0 | 0 | 0 | 334.0599 | 452.8367 | 626.179 | 1413.0756 | 148.0966 | 200.7531 | 277.5998 | 626.4495 | 1.7709e-07 | 2.4005e-07 | 3.3194e-07 | 7.4909e-07 | 0.043199 | 0.058558 | 0.080974 | 0.18273 | 0 | 0 | 0 | 0 | 0 | 0 | 0 | 0 | 5.7335 | 0.71351 | 0.9672 | 1.3374 | 3.0182 | 7.3888 | 8.228 | 10.2356 | 25.8524 | 0 | 190
55284_G_BSG1 | PJM West | West Virginia | 54 | Wayne | 99 | 55284 | BSG1 | Big Sandy Peaker Plant | 11141 | 2001 | 9999 | Combustion Turbine |  |  |  | H2O |  | Fossil | G | 2030 | NaturalGas |  | 0.039007 | 0.014477 | 0.073816 | 0.1273 | 0 | 0 | 0 | 0 | 0 | 0 | 0 | 0 | 0 | 0 | 0 | 0 | 3.5013 | 1.2995 | 6.6256 | 11.4264 | 2.2835 | 0.84749 | 4.3212 | 7.4522 | 2.7305e-09 | 1.0134e-09 | 5.1671e-09 | 8.9111e-09 | 0.0042559 | 0.0015795 | 0.0080537 | 0.013889 | 0 | 0 | 0 | 0 | 0 | 0 | 0 | 0 | 0.98626 | 0.016526 | 0.0061334 | 0.031273 | 0.053932 | 0.10393 | 0.032874 | 0.14799 | 0.2848 | 0 | 50
55284_G_BSG2 | PJM West | West Virginia | 54 | Wayne | 99 | 55284 | BSG2 | Big Sandy Peaker Plant | 11141 | 2001 | 9999 | Combustion Turbine |  |  |  | H2O |  | Fossil | G | 2030 | NaturalGas |  | 0.039007 | 0.014477 | 0.073816 | 0.1273 | 0 | 0 | 0 | 0 | 0 | 0 | 0 | 0 | 0 | 0 | 0 | 0 | 3.5013 | 1.2995 | 6.6256 | 11.4264 | 2.2835 | 0.84749 | 4.3212 | 7.4522 | 2.7305e-09 | 1.0134e-09 | 5.1671e-09 | 8.9111e-09 | 0.0037907 | 0.0014069 | 0.0071735 | 0.012371 | 0 | 0 | 0 | 0 | 0 | 0 | 0 | 0 | 0.98626 | 0.016526 | 0.0061334 | 0.031273 | 0.053932 | 0.10393 | 0.032874 | 0.14799 | 0.2848 | 0 | 50
55284_G_BSG3 | PJM West | West Virginia | 54 | Wayne | 99 | 55284 | BSG3 | Big Sandy Peaker Plant | 11141 | 2001 | 9999 | Combustion Turbine |  |  |  | H2O |  | Fossil | G | 2030 | NaturalGas |  | 0.039007 | 0.014477 | 0.073816 | 0.1273 | 0 | 0 | 0 | 0 | 0 | 0 | 0 | 0 | 0 | 0 | 0 | 0 | 3.5013 | 1.2995 | 6.6256 | 11.4264 | 2.2835 | 0.84749 | 4.3212 | 7.4522 | 2.7305e-09 | 1.0134e-09 | 5.1671e-09 | 8.9111e-09 | 0.0040174 | 0.001491 | 0.0076023 | 0.013111 | 0 | 0 | 0 | 0 | 0 | 0 | 0 | 0 | 0.98626 | 0.016526 | 0.0061334 | 0.031273 | 0.053932 | 0.10393 | 0.032874 | 0.14799 | 0.2848 | 0 | 50
55284_G_BSG4 | PJM West | West Virginia | 54 | Wayne | 99 | 55284 | BSG4 | Big Sandy Peaker Plant | 11141 | 2001 | 9999 | Combustion Turbine |  |  |  | H2O |  | Fossil | G | 2030 | NaturalGas |  | 0.039007 | 0.014477 | 0.073816 | 0.1273 | 0 | 0 | 0 | 0 | 0 | 0 | 0 | 0 | 0 | 0 | 0 | 0 | 3.5013 | 1.2995 | 6.6256 | 11.4264 | 2.2835 | 0.84749 | 4.3212 | 7.4522 | 2.7305e-09 | 1.0134e-09 | 5.1671e-09 | 8.9111e-09 | 0.003544 | 0.0013153 | 0.0067066 | 0.011566 | 0 | 0 | 0 | 0 | 0 | 0 | 0 | 0 | 0.98626 | 0.016526 | 0.0061334 | 0.031273 | 0.053932 | 0.10393 | 0.032874 | 0.14799 | 0.2848 | 0 | 50
55284_G_BSG5 | PJM West | West Virginia | 54 | Wayne | 99 | 55284 | BSG5 | Big Sandy Peaker Plant | 11141 | 2001 | 9999 | Combustion Turbine |  |  |  | H2O |  | Fossil | G | 2030 | NaturalGas |  | 0.039007 | 0.014477 | 0.073816 | 0.1273 | 0 | 0 | 0 | 0 | 0 | 0 | 0 | 0 | 0 | 0 | 0 | 0 | 3.5013 | 1.2995 | 6.6256 | 11.4264 | 2.2835 | 0.84749 | 4.3212 | 7.4522 | 2.7305e-09 | 1.0134e-09 | 5.1671e-09 | 8.9111e-09 | 0.003671 | 0.0013624 | 0.0069469 | 0.01198 | 0 | 0 | 0 | 0 | 0 | 0 | 0 | 0 | 0.98626 | 0.016526 | 0.0061334 | 0.031273 | 0.053932 | 0.10393 | 0.032874 | 0.14799 | 0.2848 | 0 | 50
55284_G_BSG6 | PJM West | West Virginia | 54 | Wayne | 99 | 55284 | BSG6 | Big Sandy Peaker Plant | 11141 | 2001 | 9999 | Combustion Turbine |  |  |  | H2O |  | Fossil | G | 2030 | NaturalGas |  | 0.039007 | 0.014477 | 0.073816 | 0.1273 | 0 | 0 | 0 | 0 | 0 | 0 | 0 | 0 | 0 | 0 | 0 | 0 | 3.5013 | 1.2995 | 6.6256 | 11.4264 | 2.2835 | 0.84749 | 4.3212 | 7.4522 | 2.7305e-09 | 1.0134e-09 | 5.1671e-09 | 8.9111e-09 | 0.0036045 | 0.0013378 | 0.006821 | 0.011763 | 0 | 0 | 0 | 0 | 0 | 0 | 0 | 0 | 0.98626 | 0.016526 | 0.0061334 | 0.031273 | 0.053932 | 0.10393 | 0.032874 | 0.14799 | 0.2848 | 0 | 50
55285_G_WHG1 | PJM West | Virginia | 51 | Washington | 191 | 55285 | WHG1 | Wolf Hills Energy | 11120 | 2001 | 9999 | Combustion Turbine |  |  |  | H2O |  | Fossil | G | 2030 | NaturalGas |  | 0.038934 | 0.020417 | 0.10322 | 0.16257 | 0 | 0 | 0 | 0 | 0 | 0 | 0 | 0 | 0 | 0 | 0 | 0 | 3.5013 | 1.836 | 9.2822 | 14.6195 | 2.2792 | 1.1952 | 6.0424 | 9.5168 | 2.7254e-09 | 1.4292e-09 | 7.2252e-09 | 1.138e-08 | 0.0044774 | 0.0023479 | 0.01187 | 0.018695 | 0 | 0 | 0 | 0 | 0 | 0 | 0 | 0 | 0.98626 | 0.016526 | 0.008666 | 0.043812 | 0.069004 | 0.10374 | 0.046361 | 0.20694 | 0.35703 | 0 | 50
55285_G_WHG2 | PJM West | Virginia | 51 | Washington | 191 | 55285 | WHG2 | Wolf Hills Energy | 11120 | 2001 | 9999 | Combustion Turbine |  |  |  | H2O |  | Fossil | G | 2030 | NaturalGas |  | 0.038934 | 0.020417 | 0.10322 | 0.16257 | 0 | 0 | 0 | 0 | 0 | 0 | 0 | 0 | 0 | 0 | 0 | 0 | 3.5013 | 1.836 | 9.2822 | 14.6195 | 2.2792 | 1.1952 | 6.0424 | 9.5168 | 2.7254e-09 | 1.4292e-09 | 7.2252e-09 | 1.138e-08 | 0.0044474 | 0.0023322 | 0.011791 | 0.01857 | 0 | 0 | 0 | 0 | 0 | 0 | 0 | 0 | 0.98626 | 0.016526 | 0.008666 | 0.043812 | 0.069004 | 0.10374 | 0.046361 | 0.20694 | 0.35703 | 0 | 50
55285_G_WHG3 | PJM West | Virginia | 51 | Washington | 191 | 55285 | WHG3 | Wolf Hills Energy | 11120 | 2001 | 9999 | Combustion Turbine |  |  |  | H2O |  | Fossil | G | 2030 | NaturalGas |  | 0.038934 | 0.020417 | 0.10322 | 0.16257 | 0 | 0 | 0 | 0 | 0 | 0 | 0 | 0 | 0 | 0 | 0 | 0 | 3.5013 | 1.836 | 9.2822 | 14.6195 | 2.2792 | 1.1952 | 6.0424 | 9.5168 | 2.7254e-09 | 1.4292e-09 | 7.2252e-09 | 1.138e-08 | 0.0045562 | 0.0023893 | 0.012079 | 0.019025 | 0 | 0 | 0 | 0 | 0 | 0 | 0 | 0 | 0.98626 | 0.016526 | 0.008666 | 0.043812 | 0.069004 | 0.10374 | 0.046361 | 0.20694 | 0.35703 | 0 | 50
55285_G_WHG4 | PJM West | Virginia | 51 | Washington | 191 | 55285 | WHG4 | Wolf Hills Energy | 11120 | 2001 | 9999 | Combustion Turbine |  |  |  | H2O |  | Fossil | G | 2030 | NaturalGas |  | 0.038934 | 0.020417 | 0.10322 | 0.16257 | 0 | 0 | 0 | 0 | 0 | 0 | 0 | 0 | 0 | 0 | 0 | 0 | 3.5013 | 1.836 | 9.2822 | 14.6195 | 2.2792 | 1.1952 | 6.0424 | 9.5168 | 2.7254e-09 | 1.4292e-09 | 7.2252e-09 | 1.138e-08 | 0.0046962 | 0.0024626 | 0.01245 | 0.019609 | 0 | 0 | 0 | 0 | 0 | 0 | 0 | 0 | 0.98626 | 0.016526 | 0.008666 | 0.043812 | 0.069004 | 0.10374 | 0.046361 | 0.20694 | 0.35703 | 0 | 50
55285_G_WHG5 | PJM West | Virginia | 51 | Washington | 191 | 55285 | WHG5 | Wolf Hills Energy | 11120 | 2001 | 9999 | Combustion Turbine |  |  |  | H2O |  | Fossil | G | 2030 | NaturalGas |  | 0.038934 | 0.020417 | 0.10322 | 0.16257 | 0 | 0 | 0 | 0 | 0 | 0 | 0 | 0 | 0 | 0 | 0 | 0 | 3.5013 | 1.836 | 9.2822 | 14.6195 | 2.2792 | 1.1952 | 6.0424 | 9.5168 | 2.7254e-09 | 1.4292e-09 | 7.2252e-09 | 1.138e-08 | 0.0046832 | 0.0024558 | 0.012416 | 0.019555 | 0 | 0 | 0 | 0 | 0 | 0 | 0 | 0 | 0.98626 | 0.016526 | 0.008666 | 0.043812 | 0.069004 | 0.10374 | 0.046361 | 0.20694 | 0.35703 | 0 | 50